F2_Industrial_Paper and Printing_Existing_Miscellaneous_Natural Gas_Miscellaneous_E2 | F2 | Industrial | Paper and Printing | Existing | Miscellaneous | Natural Gas | Miscellaneous | E2 | Participant - Cost of Operation | 0 | 0 | 0 | 0 | 0 | 0 | 0 | 0 | 0 | 0 | 0 | 0 | 0 | 0 | 0 | 0 | 0 | 0 | 0 | 0 | 0 | 0 | 0 | 0 | 0 | 0 | 0 | 0 | 0 | 0
F2_Industrial_Paper and Printing_Existing_Miscellaneous_Natural Gas_Miscellaneous_E3 | F2 | Industrial | Paper and Printing | Existing | Miscellaneous | Natural Gas | Miscellaneous | E3 | Participant - Cost of Operation | 0 | 0 | 0 | 0 | 0 | 0 | 0 | 0 | 0 | 0 | 0 | 0 | 0 | 0 | 0 | 0 | 0 | 0 | 0 | 0 | 0 | 0 | 0 | 0 | 0 | 0 | 0 | 0 | 0 | 0
F2_Industrial_Paper and Printing_Existing_Miscellaneous_Natural Gas_Miscellaneous_E4 | F2 | Industrial | Paper and Printing | Existing | Miscellaneous | Natural Gas | Miscellaneous | E4 | Participant - Cost of Operation | 0 | 0 | 0 | 0 | 0 | 0 | 0 | 0 | 0 | 0 | 0 | 0 | 0 | 0 | 0 | 0 | 0 | 0 | 0 | 0 | 0 | 0 | 0 | 0 | 0 | 0 | 0 | 0 | 0 | 0
F2_Industrial_Paper and Printing_Existing_Miscellaneous_Natural Gas_Miscellaneous_E5 | F2 | Industrial | Paper and Printing | Existing | Miscellaneous | Natural Gas | Miscellaneous | E5 | Participant - Cost of Operation | 0 | 0 | 0 | 0 | 0 | 0 | 0 | 0 | 0 | 0 | 0 | 0 | 0 | 0 | 0 | 0 | 0 | 0 | 0 | 0 | 0 | 0 | 0 | 0 | 0 | 0 | 0 | 0 | 0 | 0
F2_Industrial_Paper and Printing_Existing_Miscellaneous_Natural Gas_Miscellaneous_E6 | F2 | Industrial | Paper and Printing | Existing | Miscellaneous | Natural Gas | Miscellaneous | E6 | Participant - Cost of Operation | 0 | 0 | 0 | 0 | 0 | 0 | 0 | 0 | 0 | 0 | 0 | 0 | 0 | 0 | 0 | 0 | 0 | 0 | 0 | 0 | 0 | 0 | 0 | 0 | 0 | 0 | 0 | 0 | 0 | 0
F2_Industrial_Paper and Printing_Existing_Miscellaneous_Natural Gas_Miscellaneous_E7 | F2 | Industrial | Paper and Printing | Existing | Miscellaneous | Natural Gas | Miscellaneous | E7 | Participant - Cost of Operation | 0 | 0 | 0 | 0 | 0 | 0 | 0 | 0 | 0 | 0 | 0 | 0 | 0 | 0 | 0 | 0 | 0 | 0 | 0 | 0 | 0 | 0 | 0 | 0 | 0 | 0 | 0 | 0 | 0 | 0
F2_Industrial_Paper and Printing_Existing_Miscellaneous_Natural Gas_Miscellaneous_E8 | F2 | Industrial | Paper and Printing | Existing | Miscellaneous | Natural Gas | Miscellaneous | E8 | Participant - Cost of Operation | 0 | 0 | 0 | 0 | 0 | 0 | 0 | 0 | 0 | 0 | 0 | 0 | 0 | 0 | 0 | 0 | 0 | 0 | 0 | 0 | 0 | 0 | 0 | 0 | 0 | 0 | 0 | 0 | 0 | 0
F2_Industrial_Paper and Printing_Existing_Miscellaneous_Natural Gas_Miscellaneous_E9 | F2 | Industrial | Paper and Printing | Existing | Miscellaneous | Natural Gas | Miscellaneous | E9 | Participant - Cost of Operation | 0 | 0 | 0 | 0 | 0 | 0 | 0 | 0 | 0 | 0 | 0 | 0 | 0 | 0 | 0 | 0 | 0 | 0 | 0 | 0 | 0 | 0 | 0 | 0 | 0 | 0 | 0 | 0 | 0 | 0
F2_Industrial_Paper and Printing_Existing_Miscellaneous_Natural Gas_Miscellaneous_E10 | F2 | Industrial | Paper and Printing | Existing | Miscellaneous | Natural Gas | Miscellaneous | E10 | Participant - Cost of Operation | 0 | 0 | 0 | 0 | 0 | 0 | 0 | 0 | 0 | 0 | 0 | 0 | 0 | 0 | 0 | 0 | 0 | 0 | 0 | 0 | 0 | 0 | 0 | 0 | 0 | 0 | 0 | 0 | 0 | 0
F3_Industrial_Paper and Printing_Existing_Miscellaneous_Natural Gas_Miscellaneous_E1 | F3 | Industrial | Paper and Printing | Existing | Miscellaneous | Natural Gas | Miscellaneous | E1 | System - kBTUs of Conusmption | 41905.1031 | 41905.1031 | 41905.1031 | 41905.1031 | 41905.1031 | 41905.1031 | 41905.1031 | 41905.1031 | 41905.1031 | 41905.1031 | 41905.1031 | 41905.1031 | 41905.1031 | 41905.1031 | 41905.1031 | 41905.1031 | 41905.1031 | 41905.1031 | 41905.1031 | 41905.1031 | 41905.1031 | 41905.1031 | 0 | 0 | 0 | 0 | 0 | 0 | 0 | 0
F3_Industrial_Paper and Printing_Existing_Miscellaneous_Natural Gas_Miscellaneous_E2 | F3 | Industrial | Paper and Printing | Existing | Miscellaneous | Natural Gas | Miscellaneous | E2 | System - kBTUs of Conusmption | 0 | 0 | 0 | 0 | 0 | 0 | 0 | 0 | 0 | 0 | 0 | 0 | 0 | 0 | 0 | 0 | 0 | 0 | 0 | 0 | 0 | 0 | 0 | 0 | 0 | 0 | 0 | 0 | 0 | 0
F3_Industrial_Paper and Printing_Existing_Miscellaneous_Natural Gas_Miscellaneous_E3 | F3 | Industrial | Paper and Printing | Existing | Miscellaneous | Natural Gas | Miscellaneous | E3 | System - kBTUs of Conusmption | 0 | 0 | 0 | 0 | 0 | 0 | 0 | 0 | 0 | 0 | 0 | 0 | 0 | 0 | 0 | 0 | 0 | 0 | 0 | 0 | 0 | 0 | 0 | 0 | 0 | 0 | 0 | 0 | 0 | 0
F3_Industrial_Paper and Printing_Existing_Miscellaneous_Natural Gas_Miscellaneous_E4 | F3 | Industrial | Paper and Printing | Existing | Miscellaneous | Natural Gas | Miscellaneous | E4 | System - kBTUs of Conusmption | 0 | 0 | 0 | 0 | 0 | 0 | 0 | 0 | 0 | 0 | 0 | 0 | 0 | 0 | 0 | 0 | 0 | 0 | 0 | 0 | 0 | 0 | 0 | 0 | 0 | 0 | 0 | 0 | 0 | 0
F3_Industrial_Paper and Printing_Existing_Miscellaneous_Natural Gas_Miscellaneous_E5 | F3 | Industrial | Paper and Printing | Existing | Miscellaneous | Natural Gas | Miscellaneous | E5 | System - kBTUs of Conusmption | 0 | 0 | 0 | 0 | 0 | 0 | 0 | 0 | 0 | 0 | 0 | 0 | 0 | 0 | 0 | 0 | 0 | 0 | 0 | 0 | 0 | 0 | 0 | 0 | 0 | 0 | 0 | 0 | 0 | 0
F3_Industrial_Paper and Printing_Existing_Miscellaneous_Natural Gas_Miscellaneous_E6 | F3 | Industrial | Paper and Printing | Existing | Miscellaneous | Natural Gas | Miscellaneous | E6 | System - kBTUs of Conusmption | 0 | 0 | 0 | 0 | 0 | 0 | 0 | 0 | 0 | 0 | 0 | 0 | 0 | 0 | 0 | 0 | 0 | 0 | 0 | 0 | 0 | 0 | 0 | 0 | 0 | 0 | 0 | 0 | 0 | 0
F3_Industrial_Paper and Printing_Existing_Miscellaneous_Natural Gas_Miscellaneous_E7 | F3 | Industrial | Paper and Printing | Existing | Miscellaneous | Natural Gas | Miscellaneous | E7 | System - kBTUs of Conusmption | 0 | 0 | 0 | 0 | 0 | 0 | 0 | 0 | 0 | 0 | 0 | 0 | 0 | 0 | 0 | 0 | 0 | 0 | 0 | 0 | 0 | 0 | 0 | 0 | 0 | 0 | 0 | 0 | 0 | 0
F3_Industrial_Paper and Printing_Existing_Miscellaneous_Natural Gas_Miscellaneous_E8 | F3 | Industrial | Paper and Printing | Existing | Miscellaneous | Natural Gas | Miscellaneous | E8 | System - kBTUs of Conusmption | 0 | 0 | 0 | 0 | 0 | 0 | 0 | 0 | 0 | 0 | 0 | 0 | 0 | 0 | 0 | 0 | 0 | 0 | 0 | 0 | 0 | 0 | 0 | 0 | 0 | 0 | 0 | 0 | 0 | 0
F3_Industrial_Paper and Printing_Existing_Miscellaneous_Natural Gas_Miscellaneous_E9 | F3 | Industrial | Paper and Printing | Existing | Miscellaneous | Natural Gas | Miscellaneous | E9 | System - kBTUs of Conusmption | 0 | 0 | 0 | 0 | 0 | 0 | 0 | 0 | 0 | 0 | 0 | 0 | 0 | 0 | 0 | 0 | 0 | 0 | 0 | 0 | 0 | 0 | 0 | 0 | 0 | 0 | 0 | 0 | 0 | 0
F3_Industrial_Paper and Printing_Existing_Miscellaneous_Natural Gas_Miscellaneous_E10 | F3 | Industrial | Paper and Printing | Existing | Miscellaneous | Natural Gas | Miscellaneous | E10 | System - kBTUs of Conusmption | 0 | 0 | 0 | 0 | 0 | 0 | 0 | 0 | 0 | 0 | 0 | 0 | 0 | 0 | 0 | 0 | 0 | 0 | 0 | 0 | 0 | 0 | 0 | 0 | 0 | 0 | 0 | 0 | 0 | 0
F4_Industrial_Paper and Printing_Existing_Miscellaneous_Natural Gas_Miscellaneous_E1 | F4 | Industrial | Paper and Printing | Existing | Miscellaneous | Natural Gas | Miscellaneous | E1 | Utility - Cost of Equipment | 96.1239 | 96.1239 | 96.1239 | 96.1239 | 96.1239 | 96.1239 | 96.1239 | 96.1239 | 96.1239 | 96.1239 | 96.1239 | 96.1239 | 96.1239 | 96.1239 | 96.1239 | 96.1239 | 96.1239 | 96.1239 | 96.1239 | 96.1239 | 96.1239 | 96.1239 | 0 | 0 | 0 | 0 | 0 | 0 | 0 | 0
F4_Industrial_Paper and Printing_Existing_Miscellaneous_Natural Gas_Miscellaneous_E2 | F4 | Industrial | Paper and Printing | Existing | Miscellaneous | Natural Gas | Miscellaneous | E2 | Utility - Cost of Equipment | 0 | 0 | 0 | 0 | 0 | 0 | 0 | 0 | 0 | 0 | 0 | 0 | 0 | 0 | 0 | 0 | 0 | 0 | 0 | 0 | 0 | 0 | 0 | 0 | 0 | 0 | 0 | 0 | 0 | 0
F4_Industrial_Paper and Printing_Existing_Miscellaneous_Natural Gas_Miscellaneous_E3 | F4 | Industrial | Paper and Printing | Existing | Miscellaneous | Natural Gas | Miscellaneous | E3 | Utility - Cost of Equipment | 0 | 0 | 0 | 0 | 0 | 0 | 0 | 0 | 0 | 0 | 0 | 0 | 0 | 0 | 0 | 0 | 0 | 0 | 0 | 0 | 0 | 0 | 0 | 0 | 0 | 0 | 0 | 0 | 0 | 0
F4_Industrial_Paper and Printing_Existing_Miscellaneous_Natural Gas_Miscellaneous_E4 | F4 | Industrial | Paper and Printing | Existing | Miscellaneous | Natural Gas | Miscellaneous | E4 | Utility - Cost of Equipment | 0 | 0 | 0 | 0 | 0 | 0 | 0 | 0 | 0 | 0 | 0 | 0 | 0 | 0 | 0 | 0 | 0 | 0 | 0 | 0 | 0 | 0 | 0 | 0 | 0 | 0 | 0 | 0 | 0 | 0
F4_Industrial_Paper and Printing_Existing_Miscellaneous_Natural Gas_Miscellaneous_E5 | F4 | Industrial | Paper and Printing | Existing | Miscellaneous | Natural Gas | Miscellaneous | E5 | Utility - Cost of Equipment | 0 | 0 | 0 | 0 | 0 | 0 | 0 | 0 | 0 | 0 | 0 | 0 | 0 | 0 | 0 | 0 | 0 | 0 | 0 | 0 | 0 | 0 | 0 | 0 | 0 | 0 | 0 | 0 | 0 | 0
F4_Industrial_Paper and Printing_Existing_Miscellaneous_Natural Gas_Miscellaneous_E6 | F4 | Industrial | Paper and Printing | Existing | Miscellaneous | Natural Gas | Miscellaneous | E6 | Utility - Cost of Equipment | 0 | 0 | 0 | 0 | 0 | 0 | 0 | 0 | 0 | 0 | 0 | 0 | 0 | 0 | 0 | 0 | 0 | 0 | 0 | 0 | 0 | 0 | 0 | 0 | 0 | 0 | 0 | 0 | 0 | 0
F4_Industrial_Paper and Printing_Existing_Miscellaneous_Natural Gas_Miscellaneous_E7 | F4 | Industrial | Paper and Printing | Existing | Miscellaneous | Natural Gas | Miscellaneous | E7 | Utility - Cost of Equipment | 0 | 0 | 0 | 0 | 0 | 0 | 0 | 0 | 0 | 0 | 0 | 0 | 0 | 0 | 0 | 0 | 0 | 0 | 0 | 0 | 0 | 0 | 0 | 0 | 0 | 0 | 0 | 0 | 0 | 0
F4_Industrial_Paper and Printing_Existing_Miscellaneous_Natural Gas_Miscellaneous_E8 | F4 | Industrial | Paper and Printing | Existing | Miscellaneous | Natural Gas | Miscellaneous | E8 | Utility - Cost of Equipment | 0 | 0 | 0 | 0 | 0 | 0 | 0 | 0 | 0 | 0 | 0 | 0 | 0 | 0 | 0 | 0 | 0 | 0 | 0 | 0 | 0 | 0 | 0 | 0 | 0 | 0 | 0 | 0 | 0 | 0
F4_Industrial_Paper and Printing_Existing_Miscellaneous_Natural Gas_Miscellaneous_E9 | F4 | Industrial | Paper and Printing | Existing | Miscellaneous | Natural Gas | Miscellaneous | E9 | Utility - Cost of Equipment | 0 | 0 | 0 | 0 | 0 | 0 | 0 | 0 | 0 | 0 | 0 | 0 | 0 | 0 | 0 | 0 | 0 | 0 | 0 | 0 | 0 | 0 | 0 | 0 | 0 | 0 | 0 | 0 | 0 | 0
F4_Industrial_Paper and Printing_Existing_Miscellaneous_Natural Gas_Miscellaneous_E10 | F4 | Industrial | Paper and Printing | Existing | Miscellaneous | Natural Gas | Miscellaneous | E10 | Utility - Cost of Equipment | 0 | 0 | 0 | 0 | 0 | 0 | 0 | 0 | 0 | 0 | 0 | 0 | 0 | 0 | 0 | 0 | 0 | 0 | 0 | 0 | 0 | 0 | 0 | 0 | 0 | 0 | 0 | 0 | 0 | 0
F5_Industrial_Paper and Printing_Existing_Miscellaneous_Natural Gas_Miscellaneous_E1 | F5 | Industrial | Paper and Printing | Existing | Miscellaneous | Natural Gas | Miscellaneous | E1 | Utility - Cost of Operation | 225.9152 | 246.9741 | 248.6685 | 250.351 | 243.367 | 235.9531 | 227.978 | 221.207 | 214.2883 | 209.301 | 204.0641 | 198.9225 | 193.7689 | 188.8643 | 183.9283 | 178.9705 | 174.1864 | 169.6683 | 165.2049 | 161.2434 | 157.4914 | 153.8267 | 0 | 0 | 0 | 0 | 0 | 0 | 0 | 0
F5_Industrial_Paper and Printing_Existing_Miscellaneous_Natural Gas_Miscellaneous_E2 | F5 | Industrial | Paper and Printing | Existing | Miscellaneous | Natural Gas | Miscellaneous | E2 | Utility - Cost of Operation | 0 | 0 | 0 | 0 | 0 | 0 | 0 | 0 | 0 | 0 | 0 | 0 | 0 | 0 | 0 | 0 | 0 | 0 | 0 | 0 | 0 | 0 | 0 | 0 | 0 | 0 | 0 | 0 | 0 | 0
F5_Industrial_Paper and Printing_Existing_Miscellaneous_Natural Gas_Miscellaneous_E3 | F5 | Industrial | Paper and Printing | Existing | Miscellaneous | Natural Gas | Miscellaneous | E3 | Utility - Cost of Operation | 0 | 0 | 0 | 0 | 0 | 0 | 0 | 0 | 0 | 0 | 0 | 0 | 0 | 0 | 0 | 0 | 0 | 0 | 0 | 0 | 0 | 0 | 0 | 0 | 0 | 0 | 0 | 0 | 0 | 0
F5_Industrial_Paper and Printing_Existing_Miscellaneous_Natural Gas_Miscellaneous_E4 | F5 | Industrial | Paper and Printing | Existing | Miscellaneous | Natural Gas | Miscellaneous | E4 | Utility - Cost of Operation | 0 | 0 | 0 | 0 | 0 | 0 | 0 | 0 | 0 | 0 | 0 | 0 | 0 | 0 | 0 | 0 | 0 | 0 | 0 | 0 | 0 | 0 | 0 | 0 | 0 | 0 | 0 | 0 | 0 | 0
F5_Industrial_Paper and Printing_Existing_Miscellaneous_Natural Gas_Miscellaneous_E5 | F5 | Industrial | Paper and Printing | Existing | Miscellaneous | Natural Gas | Miscellaneous | E5 | Utility - Cost of Operation | 0 | 0 | 0 | 0 | 0 | 0 | 0 | 0 | 0 | 0 | 0 | 0 | 0 | 0 | 0 | 0 | 0 | 0 | 0 | 0 | 0 | 0 | 0 | 0 | 0 | 0 | 0 | 0 | 0 | 0
F5_Industrial_Paper and Printing_Existing_Miscellaneous_Natural Gas_Miscellaneous_E6 | F5 | Industrial | Paper and Printing | Existing | Miscellaneous | Natural Gas | Miscellaneous | E6 | Utility - Cost of Operation | 0 | 0 | 0 | 0 | 0 | 0 | 0 | 0 | 0 | 0 | 0 | 0 | 0 | 0 | 0 | 0 | 0 | 0 | 0 | 0 | 0 | 0 | 0 | 0 | 0 | 0 | 0 | 0 | 0 | 0
F5_Industrial_Paper and Printing_Existing_Miscellaneous_Natural Gas_Miscellaneous_E7 | F5 | Industrial | Paper and Printing | Existing | Miscellaneous | Natural Gas | Miscellaneous | E7 | Utility - Cost of Operation | 0 | 0 | 0 | 0 | 0 | 0 | 0 | 0 | 0 | 0 | 0 | 0 | 0 | 0 | 0 | 0 | 0 | 0 | 0 | 0 | 0 | 0 | 0 | 0 | 0 | 0 | 0 | 0 | 0 | 0
F5_Industrial_Paper and Printing_Existing_Miscellaneous_Natural Gas_Miscellaneous_E8 | F5 | Industrial | Paper and Printing | Existing | Miscellaneous | Natural Gas | Miscellaneous | E8 | Utility - Cost of Operation | 0 | 0 | 0 | 0 | 0 | 0 | 0 | 0 | 0 | 0 | 0 | 0 | 0 | 0 | 0 | 0 | 0 | 0 | 0 | 0 | 0 | 0 | 0 | 0 | 0 | 0 | 0 | 0 | 0 | 0
F5_Industrial_Paper and Printing_Existing_Miscellaneous_Natural Gas_Miscellaneous_E9 | F5 | Industrial | Paper and Printing | Existing | Miscellaneous | Natural Gas | Miscellaneous | E9 | Utility - Cost of Operation | 0 | 0 | 0 | 0 | 0 | 0 | 0 | 0 | 0 | 0 | 0 | 0 | 0 | 0 | 0 | 0 | 0 | 0 | 0 | 0 | 0 | 0 | 0 | 0 | 0 | 0 | 0 | 0 | 0 | 0
F5_Industrial_Paper and Printing_Existing_Miscellaneous_Natural Gas_Miscellaneous_E10 | F5 | Industrial | Paper and Printing | Existing | Miscellaneous | Natural Gas | Miscellaneous | E10 | Utility - Cost of Operation | 0 | 0 | 0 | 0 | 0 | 0 | 0 | 0 | 0 | 0 | 0 | 0 | 0 | 0 | 0 | 0 | 0 | 0 | 0 | 0 | 0 | 0 | 0 | 0 | 0 | 0 | 0 | 0 | 0 | 0
F6_Industrial_Paper and Printing_Existing_Miscellaneous_Natural Gas_Miscellaneous_E1 | F6 | Industrial | Paper and Printing | Existing | Miscellaneous | Natural Gas | Miscellaneous | E1 | Utility - Value of Sales | 270.6611 | 295.891 | 297.921 | 299.9368 | 291.5696 | 282.6872 | 273.1325 | 265.0204 | 256.7314 | 250.7563 | 244.482 | 238.3221 | 232.1478 | 226.2717 | 220.358 | 214.4183 | 208.6866 | 203.2737 | 197.9262 | 193.1801 | 188.685 | 184.2944 | 0 | 0 | 0 | 0 | 0 | 0 | 0 | 0
F6_Industrial_Paper and Printing_Existing_Miscellaneous_Natural Gas_Miscellaneous_E2 | F6 | Industrial | Paper and Printing | Existing | Miscellaneous | Natural Gas | Miscellaneous | E2 | Utility - Value of Sales | 0 | 0 | 0 | 0 | 0 | 0 | 0 | 0 | 0 | 0 | 0 | 0 | 0 | 0 | 0 | 0 | 0 | 0 | 0 | 0 | 0 | 0 | 0 | 0 | 0 | 0 | 0 | 0 | 0 | 0
F6_Industrial_Paper and Printing_Existing_Miscellaneous_Natural Gas_Miscellaneous_E3 | F6 | Industrial | Paper and Printing | Existing | Miscellaneous | Natural Gas | Miscellaneous | E3 | Utility - Value of Sales | 0 | 0 | 0 | 0 | 0 | 0 | 0 | 0 | 0 | 0 | 0 | 0 | 0 | 0 | 0 | 0 | 0 | 0 | 0 | 0 | 0 | 0 | 0 | 0 | 0 | 0 | 0 | 0 | 0 | 0
F6_Industrial_Paper and Printing_Existing_Miscellaneous_Natural Gas_Miscellaneous_E4 | F6 | Industrial | Paper and Printing | Existing | Miscellaneous | Natural Gas | Miscellaneous | E4 | Utility - Value of Sales | 0 | 0 | 0 | 0 | 0 | 0 | 0 | 0 | 0 | 0 | 0 | 0 | 0 | 0 | 0 | 0 | 0 | 0 | 0 | 0 | 0 | 0 | 0 | 0 | 0 | 0 | 0 | 0 | 0 | 0
F6_Industrial_Paper and Printing_Existing_Miscellaneous_Natural Gas_Miscellaneous_E5 | F6 | Industrial | Paper and Printing | Existing | Miscellaneous | Natural Gas | Miscellaneous | E5 | Utility - Value of Sales | 0 | 0 | 0 | 0 | 0 | 0 | 0 | 0 | 0 | 0 | 0 | 0 | 0 | 0 | 0 | 0 | 0 | 0 | 0 | 0 | 0 | 0 | 0 | 0 | 0 | 0 | 0 | 0 | 0 | 0
F6_Industrial_Paper and Printing_Existing_Miscellaneous_Natural Gas_Miscellaneous_E6 | F6 | Industrial | Paper and Printing | Existing | Miscellaneous | Natural Gas | Miscellaneous | E6 | Utility - Value of Sales | 0 | 0 | 0 | 0 | 0 | 0 | 0 | 0 | 0 | 0 | 0 | 0 | 0 | 0 | 0 | 0 | 0 | 0 | 0 | 0 | 0 | 0 | 0 | 0 | 0 | 0 | 0 | 0 | 0 | 0
F6_Industrial_Paper and Printing_Existing_Miscellaneous_Natural Gas_Miscellaneous_E7 | F6 | Industrial | Paper and Printing | Existing | Miscellaneous | Natural Gas | Miscellaneous | E7 | Utility - Value of Sales | 0 | 0 | 0 | 0 | 0 | 0 | 0 | 0 | 0 | 0 | 0 | 0 | 0 | 0 | 0 | 0 | 0 | 0 | 0 | 0 | 0 | 0 | 0 | 0 | 0 | 0 | 0 | 0 | 0 | 0
F6_Industrial_Paper and Printing_Existing_Miscellaneous_Natural Gas_Miscellaneous_E8 | F6 | Industrial | Paper and Printing | Existing | Miscellaneous | Natural Gas | Miscellaneous | E8 | Utility - Value of Sales | 0 | 0 | 0 | 0 | 0 | 0 | 0 | 0 | 0 | 0 | 0 | 0 | 0 | 0 | 0 | 0 | 0 | 0 | 0 | 0 | 0 | 0 | 0 | 0 | 0 | 0 | 0 | 0 | 0 | 0
F6_Industrial_Paper and Printing_Existing_Miscellaneous_Natural Gas_Miscellaneous_E9 | F6 | Industrial | Paper and Printing | Existing | Miscellaneous | Natural Gas | Miscellaneous | E9 | Utility - Value of Sales | 0 | 0 | 0 | 0 | 0 | 0 | 0 | 0 | 0 | 0 | 0 | 0 | 0 | 0 | 0 | 0 | 0 | 0 | 0 | 0 | 0 | 0 | 0 | 0 | 0 | 0 | 0 | 0 | 0 | 0
F6_Industrial_Paper and Printing_Existing_Miscellaneous_Natural Gas_Miscellaneous_E10 | F6 | Industrial | Paper and Printing | Existing | Miscellaneous | Natural Gas | Miscellaneous | E10 | Utility - Value of Sales | 0 | 0 | 0 | 0 | 0 | 0 | 0 | 0 | 0 | 0 | 0 | 0 | 0 | 0 | 0 | 0 | 0 | 0 | 0 | 0 | 0 | 0 | 0 | 0 | 0 | 0 | 0 | 0 | 0 | 0
F1_Industrial_Paper and Printing_New_Space Heating_Natural Gas_Furnace_E1 | F1 | Industrial | Paper and Printing | New | Space Heating | Natural Gas | Furnace | E1 | Participant - Cost of Equipment | 37.0413 | 37.0413 | 37.0413 | 37.0413 | 37.0413 | 37.0413 | 37.0413 | 37.0413 | 37.0413 | 37.0413 | 37.0413 | 37.0413 | 37.0413 | 37.0413 | 37.0413 | 37.0413 | 37.0413 | 37.0413 | 37.0413 | 37.0413 | 37.0413 | 37.0413 | 0 | 0 | 0 | 0 | 0 | 0 | 0 | 0
F1_Industrial_Paper and Printing_New_Space Heating_Natural Gas_Furnace_E2 | F1 | Industrial | Paper and Printing | New | Space Heating | Natural Gas | Furnace | E2 | Participant - Cost of Equipment | 44.4497 | 44.4497 | 44.4497 | 44.4497 | 44.4497 | 44.4497 | 44.4497 | 44.4497 | 44.4497 | 44.4497 | 44.4497 | 44.4497 | 44.4497 | 44.4497 | 44.4497 | 44.4497 | 44.4497 | 44.4497 | 44.4497 | 44.4497 | 44.4497 | 44.4497 | 0 | 0 | 0 | 0 | 0 | 0 | 0 | 0
F1_Industrial_Paper and Printing_New_Space Heating_Natural Gas_Furnace_E3 | F1 | Industrial | Paper and Printing | New | Space Heating | Natural Gas | Furnace | E3 | Participant - Cost of Equipment | 51.8581 | 51.8581 | 51.8581 | 51.8581 | 51.8581 | 51.8581 | 51.8581 | 51.8581 | 51.8581 | 51.8581 | 51.8581 | 51.8581 | 51.8581 | 51.8581 | 51.8581 | 51.8581 | 51.8581 | 51.8581 | 51.8581 | 51.8581 | 51.8581 | 51.8581 | 0 | 0 | 0 | 0 | 0 | 0 | 0 | 0
F1_Industrial_Paper and Printing_New_Space Heating_Natural Gas_Furnace_E4 | F1 | Industrial | Paper and Printing | New | Space Heating | Natural Gas | Furnace | E4 | Participant - Cost of Equipment | 0 | 0 | 0 | 0 | 0 | 0 | 0 | 0 | 0 | 0 | 0 | 0 | 0 | 0 | 0 | 0 | 0 | 0 | 0 | 0 | 0 | 0 | 0 | 0 | 0 | 0 | 0 | 0 | 0 | 0
F1_Industrial_Paper and Printing_New_Space Heating_Natural Gas_Furnace_E5 | F1 | Industrial | Paper and Printing | New | Space Heating | Natural Gas | Furnace | E5 | Participant - Cost of Equipment | 0 | 0 | 0 | 0 | 0 | 0 | 0 | 0 | 0 | 0 | 0 | 0 | 0 | 0 | 0 | 0 | 0 | 0 | 0 | 0 | 0 | 0 | 0 | 0 | 0 | 0 | 0 | 0 | 0 | 0
F1_Industrial_Paper and Printing_New_Space Heating_Natural Gas_Furnace_E6 | F1 | Industrial | Paper and Printing | New | Space Heating | Natural Gas | Furnace | E6 | Participant - Cost of Equipment | 0 | 0 | 0 | 0 | 0 | 0 | 0 | 0 | 0 | 0 | 0 | 0 | 0 | 0 | 0 | 0 | 0 | 0 | 0 | 0 | 0 | 0 | 0 | 0 | 0 | 0 | 0 | 0 | 0 | 0
F1_Industrial_Paper and Printing_New_Space Heating_Natural Gas_Furnace_E7 | F1 | Industrial | Paper and Printing | New | Space Heating | Natural Gas | Furnace | E7 | Participant - Cost of Equipment | 0 | 0 | 0 | 0 | 0 | 0 | 0 | 0 | 0 | 0 | 0 | 0 | 0 | 0 | 0 | 0 | 0 | 0 | 0 | 0 | 0 | 0 | 0 | 0 | 0 | 0 | 0 | 0 | 0 | 0
F1_Industrial_Paper and Printing_New_Space Heating_Natural Gas_Furnace_E8 | F1 | Industrial | Paper and Printing | New | Space Heating | Natural Gas | Furnace | E8 | Participant - Cost of Equipment | 0 | 0 | 0 | 0 | 0 | 0 | 0 | 0 | 0 | 0 | 0 | 0 | 0 | 0 | 0 | 0 | 0 | 0 | 0 | 0 | 0 | 0 | 0 | 0 | 0 | 0 | 0 | 0 | 0 | 0
F1_Industrial_Paper and Printing_New_Space Heating_Natural Gas_Furnace_E9 | F1 | Industrial | Paper and Printing | New | Space Heating | Natural Gas | Furnace | E9 | Participant - Cost of Equipment | 0 | 0 | 0 | 0 | 0 | 0 | 0 | 0 | 0 | 0 | 0 | 0 | 0 | 0 | 0 | 0 | 0 | 0 | 0 | 0 | 0 | 0 | 0 | 0 | 0 | 0 | 0 | 0 | 0 | 0
F1_Industrial_Paper and Printing_New_Space Heating_Natural Gas_Furnace_E10 | F1 | Industrial | Paper and Printing | New | Space Heating | Natural Gas | Furnace | E10 | Participant - Cost of Equipment | 0 | 0 | 0 | 0 | 0 | 0 | 0 | 0 | 0 | 0 | 0 | 0 | 0 | 0 | 0 | 0 | 0 | 0 | 0 | 0 | 0 | 0 | 0 | 0 | 0 | 0 | 0 | 0 | 0 | 0
F2_Industrial_Paper and Printing_New_Space Heating_Natural Gas_Furnace_E1 | F2 | Industrial | Paper and Printing | New | Space Heating | Natural Gas | Furnace | E1 | Participant - Cost of Operation | 616.8126 | 623.6474 | 613.7792 | 604.3238 | 588.0872 | 572.0196 | 555.8623 | 541.1156 | 526.4493 | 513.6495 | 500.8812 | 488.47 | 476.3077 | 464.6132 | 453.1548 | 441.9234 | 431.0534 | 420.6343 | 410.4532 | 400.8794 | 391.679 | 382.761 | 0 | 0 | 0 | 0 | 0 | 0 | 0 | 0
F2_Industrial_Paper and Printing_New_Space Heating_Natural Gas_Furnace_E2 | F2 | Industrial | Paper and Printing | New | Space Heating | Natural Gas | Furnace | E2 | Participant - Cost of Operation | 548.2639 | 554.3391 | 545.5676 | 537.163 | 522.7308 | 508.4489 | 494.0872 | 480.9793 | 467.943 | 456.5656 | 445.2164 | 434.1845 | 423.3738 | 412.9789 | 402.7939 | 392.8108 | 383.1488 | 373.8876 | 364.838 | 356.3282 | 348.1502 | 340.2233 | 0 | 0 | 0 | 0 | 0 | 0 | 0 | 0
F2_Industrial_Paper and Printing_New_Space Heating_Natural Gas_Furnace_E3 | F2 | Industrial | Paper and Printing | New | Space Heating | Natural Gas | Furnace | E3 | Participant - Cost of Operation | 513.9895 | 519.685 | 511.4618 | 503.5826 | 490.0526 | 476.6636 | 463.1996 | 450.9112 | 438.6898 | 428.0237 | 417.384 | 407.0417 | 396.9068 | 387.1618 | 377.6135 | 368.2545 | 359.1965 | 350.5142 | 342.0303 | 334.0525 | 326.3859 | 318.9545 | 0 | 0 | 0 | 0 | 0 | 0 | 0 | 0
F2_Industrial_Paper and Printing_New_Space Heating_Natural Gas_Furnace_E4 | F2 | Industrial | Paper and Printing | New | Space Heating | Natural Gas | Furnace | E4 | Participant - Cost of Operation | 0 | 0 | 0 | 0 | 0 | 0 | 0 | 0 | 0 | 0 | 0 | 0 | 0 | 0 | 0 | 0 | 0 | 0 | 0 | 0 | 0 | 0 | 0 | 0 | 0 | 0 | 0 | 0 | 0 | 0
F2_Industrial_Paper and Printing_New_Space Heating_Natural Gas_Furnace_E5 | F2 | Industrial | Paper and Printing | New | Space Heating | Natural Gas | Furnace | E5 | Participant - Cost of Operation | 0 | 0 | 0 | 0 | 0 | 0 | 0 | 0 | 0 | 0 | 0 | 0 | 0 | 0 | 0 | 0 | 0 | 0 | 0 | 0 | 0 | 0 | 0 | 0 | 0 | 0 | 0 | 0 | 0 | 0
F2_Industrial_Paper and Printing_New_Space Heating_Natural Gas_Furnace_E6 | F2 | Industrial | Paper and Printing | New | Space Heating | Natural Gas | Furnace | E6 | Participant - Cost of Operation | 0 | 0 | 0 | 0 | 0 | 0 | 0 | 0 | 0 | 0 | 0 | 0 | 0 | 0 | 0 | 0 | 0 | 0 | 0 | 0 | 0 | 0 | 0 | 0 | 0 | 0 | 0 | 0 | 0 | 0
F2_Industrial_Paper and Printing_New_Space Heating_Natural Gas_Furnace_E7 | F2 | Industrial | Paper and Printing | New | Space Heating | Natural Gas | Furnace | E7 | Participant - Cost of Operation | 0 | 0 | 0 | 0 | 0 | 0 | 0 | 0 | 0 | 0 | 0 | 0 | 0 | 0 | 0 | 0 | 0 | 0 | 0 | 0 | 0 | 0 | 0 | 0 | 0 | 0 | 0 | 0 | 0 | 0
F2_Industrial_Paper and Printing_New_Space Heating_Natural Gas_Furnace_E8 | F2 | Industrial | Paper and Printing | New | Space Heating | Natural Gas | Furnace | E8 | Participant - Cost of Operation | 0 | 0 | 0 | 0 | 0 | 0 | 0 | 0 | 0 | 0 | 0 | 0 | 0 | 0 | 0 | 0 | 0 | 0 | 0 | 0 | 0 | 0 | 0 | 0 | 0 | 0 | 0 | 0 | 0 | 0
F2_Industrial_Paper and Printing_New_Space Heating_Natural Gas_Furnace_E9 | F2 | Industrial | Paper and Printing | New | Space Heating | Natural Gas | Furnace | E9 | Participant - Cost of Operation | 0 | 0 | 0 | 0 | 0 | 0 | 0 | 0 | 0 | 0 | 0 | 0 | 0 | 0 | 0 | 0 | 0 | 0 | 0 | 0 | 0 | 0 | 0 | 0 | 0 | 0 | 0 | 0 | 0 | 0
F2_Industrial_Paper and Printing_New_Space Heating_Natural Gas_Furnace_E10 | F2 | Industrial | Paper and Printing | New | Space Heating | Natural Gas | Furnace | E10 | Participant - Cost of Operation | 0 | 0 | 0 | 0 | 0 | 0 | 0 | 0 | 0 | 0 | 0 | 0 | 0 | 0 | 0 | 0 | 0 | 0 | 0 | 0 | 0 | 0 | 0 | 0 | 0 | 0 | 0 | 0 | 0 | 0
F3_Industrial_Paper and Printing_New_Space Heating_Natural Gas_Furnace_E1 | F3 | Industrial | Paper and Printing | New | Space Heating | Natural Gas | Furnace | E1 | System - kBTUs of Conusmption | 101672.9385 | 101672.9385 | 101672.9385 | 101672.9385 | 101672.9385 | 101672.9385 | 101672.9385 | 101672.9385 | 101672.9385 | 101672.9385 | 101672.9385 | 101672.9385 | 101672.9385 | 101672.9385 | 101672.9385 | 101672.9385 | 101672.9385 | 101672.9385 | 101672.9385 | 101672.9385 | 101672.9385 | 101672.9385 | 0 | 0 | 0 | 0 | 0 | 0 | 0 | 0
F3_Industrial_Paper and Printing_New_Space Heating_Natural Gas_Furnace_E2 | F3 | Industrial | Paper and Printing | New | Space Heating | Natural Gas | Furnace | E2 | System - kBTUs of Conusmption | 90373.6375 | 90373.6375 | 90373.6375 | 90373.6375 | 90373.6375 | 90373.6375 | 90373.6375 | 90373.6375 | 90373.6375 | 90373.6375 | 90373.6375 | 90373.6375 | 90373.6375 | 90373.6375 | 90373.6375 | 90373.6375 | 90373.6375 | 90373.6375 | 90373.6375 | 90373.6375 | 90373.6375 | 90373.6375 | 0 | 0 | 0 | 0 | 0 | 0 | 0 | 0
F3_Industrial_Paper and Printing_New_Space Heating_Natural Gas_Furnace_E3 | F3 | Industrial | Paper and Printing | New | Space Heating | Natural Gas | Furnace | E3 | System - kBTUs of Conusmption | 84723.987 | 84723.987 | 84723.987 | 84723.987 | 84723.987 | 84723.987 | 84723.987 | 84723.987 | 84723.987 | 84723.987 | 84723.987 | 84723.987 | 84723.987 | 84723.987 | 84723.987 | 84723.987 | 84723.987 | 84723.987 | 84723.987 | 84723.987 | 84723.987 | 84723.987 | 0 | 0 | 0 | 0 | 0 | 0 | 0 | 0
F3_Industrial_Paper and Printing_New_Space Heating_Natural Gas_Furnace_E4 | F3 | Industrial | Paper and Printing | New | Space Heating | Natural Gas | Furnace | E4 | System - kBTUs of Conusmption | 0 | 0 | 0 | 0 | 0 | 0 | 0 | 0 | 0 | 0 | 0 | 0 | 0 | 0 | 0 | 0 | 0 | 0 | 0 | 0 | 0 | 0 | 0 | 0 | 0 | 0 | 0 | 0 | 0 | 0
F3_Industrial_Paper and Printing_New_Space Heating_Natural Gas_Furnace_E5 | F3 | Industrial | Paper and Printing | New | Space Heating | Natural Gas | Furnace | E5 | System - kBTUs of Conusmption | 0 | 0 | 0 | 0 | 0 | 0 | 0 | 0 | 0 | 0 | 0 | 0 | 0 | 0 | 0 | 0 | 0 | 0 | 0 | 0 | 0 | 0 | 0 | 0 | 0 | 0 | 0 | 0 | 0 | 0
F3_Industrial_Paper and Printing_New_Space Heating_Natural Gas_Furnace_E6 | F3 | Industrial | Paper and Printing | New | Space Heating | Natural Gas | Furnace | E6 | System - kBTUs of Conusmption | 0 | 0 | 0 | 0 | 0 | 0 | 0 | 0 | 0 | 0 | 0 | 0 | 0 | 0 | 0 | 0 | 0 | 0 | 0 | 0 | 0 | 0 | 0 | 0 | 0 | 0 | 0 | 0 | 0 | 0
F3_Industrial_Paper and Printing_New_Space Heating_Natural Gas_Furnace_E7 | F3 | Industrial | Paper and Printing | New | Space Heating | Natural Gas | Furnace | E7 | System - kBTUs of Conusmption | 0 | 0 | 0 | 0 | 0 | 0 | 0 | 0 | 0 | 0 | 0 | 0 | 0 | 0 | 0 | 0 | 0 | 0 | 0 | 0 | 0 | 0 | 0 | 0 | 0 | 0 | 0 | 0 | 0 | 0
F3_Industrial_Paper and Printing_New_Space Heating_Natural Gas_Furnace_E8 | F3 | Industrial | Paper and Printing | New | Space Heating | Natural Gas | Furnace | E8 | System - kBTUs of Conusmption | 0 | 0 | 0 | 0 | 0 | 0 | 0 | 0 | 0 | 0 | 0 | 0 | 0 | 0 | 0 | 0 | 0 | 0 | 0 | 0 | 0 | 0 | 0 | 0 | 0 | 0 | 0 | 0 | 0 | 0
F3_Industrial_Paper and Printing_New_Space Heating_Natural Gas_Furnace_E9 | F3 | Industrial | Paper and Printing | New | Space Heating | Natural Gas | Furnace | E9 | System - kBTUs of Conusmption | 0 | 0 | 0 | 0 | 0 | 0 | 0 | 0 | 0 | 0 | 0 | 0 | 0 | 0 | 0 | 0 | 0 | 0 | 0 | 0 | 0 | 0 | 0 | 0 | 0 | 0 | 0 | 0 | 0 | 0
F3_Industrial_Paper and Printing_New_Space Heating_Natural Gas_Furnace_E10 | F3 | Industrial | Paper and Printing | New | Space Heating | Natural Gas | Furnace | E10 | System - kBTUs of Conusmption | 0 | 0 | 0 | 0 | 0 | 0 | 0 | 0 | 0 | 0 | 0 | 0 | 0 | 0 | 0 | 0 | 0 | 0 | 0 | 0 | 0 | 0 | 0 | 0 | 0 | 0 | 0 | 0 | 0 | 0
F4_Industrial_Paper and Printing_New_Space Heating_Natural Gas_Furnace_E1 | F4 | Industrial | Paper and Printing | New | Space Heating | Natural Gas | Furnace | E1 | Utility - Cost of Equipment | 37.0413 | 37.0413 | 37.0413 | 37.0413 | 37.0413 | 37.0413 | 37.0413 | 37.0413 | 37.0413 | 37.0413 | 37.0413 | 37.0413 | 37.0413 | 37.0413 | 37.0413 | 37.0413 | 37.0413 | 37.0413 | 37.0413 | 37.0413 | 37.0413 | 37.0413 | 0 | 0 | 0 | 0 | 0 | 0 | 0 | 0
F4_Industrial_Paper and Printing_New_Space Heating_Natural Gas_Furnace_E2 | F4 | Industrial | Paper and Printing | New | Space Heating | Natural Gas | Furnace | E2 | Utility - Cost of Equipment | 44.4497 | 44.4497 | 44.4497 | 44.4497 | 44.4497 | 44.4497 | 44.4497 | 44.4497 | 44.4497 | 44.4497 | 44.4497 | 44.4497 | 44.4497 | 44.4497 | 44.4497 | 44.4497 | 44.4497 | 44.4497 | 44.4497 | 44.4497 | 44.4497 | 44.4497 | 0 | 0 | 0 | 0 | 0 | 0 | 0 | 0
F4_Industrial_Paper and Printing_New_Space Heating_Natural Gas_Furnace_E3 | F4 | Industrial | Paper and Printing | New | Space Heating | Natural Gas | Furnace | E3 | Utility - Cost of Equipment | 51.8581 | 51.8581 | 51.8581 | 51.8581 | 51.8581 | 51.8581 | 51.8581 | 51.8581 | 51.8581 | 51.8581 | 51.8581 | 51.8581 | 51.8581 | 51.8581 | 51.8581 | 51.8581 | 51.8581 | 51.8581 | 51.8581 | 51.8581 | 51.8581 | 51.8581 | 0 | 0 | 0 | 0 | 0 | 0 | 0 | 0
F4_Industrial_Paper and Printing_New_Space Heating_Natural Gas_Furnace_E4 | F4 | Industrial | Paper and Printing | New | Space Heating | Natural Gas | Furnace | E4 | Utility - Cost of Equipment | 0 | 0 | 0 | 0 | 0 | 0 | 0 | 0 | 0 | 0 | 0 | 0 | 0 | 0 | 0 | 0 | 0 | 0 | 0 | 0 | 0 | 0 | 0 | 0 | 0 | 0 | 0 | 0 | 0 | 0
F4_Industrial_Paper and Printing_New_Space Heating_Natural Gas_Furnace_E5 | F4 | Industrial | Paper and Printing | New | Space Heating | Natural Gas | Furnace | E5 | Utility - Cost of Equipment | 0 | 0 | 0 | 0 | 0 | 0 | 0 | 0 | 0 | 0 | 0 | 0 | 0 | 0 | 0 | 0 | 0 | 0 | 0 | 0 | 0 | 0 | 0 | 0 | 0 | 0 | 0 | 0 | 0 | 0
F4_Industrial_Paper and Printing_New_Space Heating_Natural Gas_Furnace_E6 | F4 | Industrial | Paper and Printing | New | Space Heating | Natural Gas | Furnace | E6 | Utility - Cost of Equipment | 0 | 0 | 0 | 0 | 0 | 0 | 0 | 0 | 0 | 0 | 0 | 0 | 0 | 0 | 0 | 0 | 0 | 0 | 0 | 0 | 0 | 0 | 0 | 0 | 0 | 0 | 0 | 0 | 0 | 0
F4_Industrial_Paper and Printing_New_Space Heating_Natural Gas_Furnace_E7 | F4 | Industrial | Paper and Printing | New | Space Heating | Natural Gas | Furnace | E7 | Utility - Cost of Equipment | 0 | 0 | 0 | 0 | 0 | 0 | 0 | 0 | 0 | 0 | 0 | 0 | 0 | 0 | 0 | 0 | 0 | 0 | 0 | 0 | 0 | 0 | 0 | 0 | 0 | 0 | 0 | 0 | 0 | 0
F4_Industrial_Paper and Printing_New_Space Heating_Natural Gas_Furnace_E8 | F4 | Industrial | Paper and Printing | New | Space Heating | Natural Gas | Furnace | E8 | Utility - Cost of Equipment | 0 | 0 | 0 | 0 | 0 | 0 | 0 | 0 | 0 | 0 | 0 | 0 | 0 | 0 | 0 | 0 | 0 | 0 | 0 | 0 | 0 | 0 | 0 | 0 | 0 | 0 | 0 | 0 | 0 | 0
F4_Industrial_Paper and Printing_New_Space Heating_Natural Gas_Furnace_E9 | F4 | Industrial | Paper and Printing | New | Space Heating | Natural Gas | Furnace | E9 | Utility - Cost of Equipment | 0 | 0 | 0 | 0 | 0 | 0 | 0 | 0 | 0 | 0 | 0 | 0 | 0 | 0 | 0 | 0 | 0 | 0 | 0 | 0 | 0 | 0 | 0 | 0 | 0 | 0 | 0 | 0 | 0 | 0
F4_Industrial_Paper and Printing_New_Space Heating_Natural Gas_Furnace_E10 | F4 | Industrial | Paper and Printing | New | Space Heating | Natural Gas | Furnace | E10 | Utility - Cost of Equipment | 0 | 0 | 0 | 0 | 0 | 0 | 0 | 0 | 0 | 0 | 0 | 0 | 0 | 0 | 0 | 0 | 0 | 0 | 0 | 0 | 0 | 0 | 0 | 0 | 0 | 0 | 0 | 0 | 0 | 0
F5_Industrial_Paper and Printing_New_Space Heating_Natural Gas_Furnace_E1 | F5 | Industrial | Paper and Printing | New | Space Heating | Natural Gas | Furnace | E1 | Utility - Cost of Operation | 514.8406 | 520.5455 | 512.3087 | 504.4165 | 490.8641 | 477.4529 | 463.9666 | 451.6579 | 439.4162 | 428.7325 | 418.0751 | 407.7157 | 397.5641 | 387.8029 | 378.2388 | 368.8643 | 359.7913 | 351.0947 | 342.5967 | 334.6057 | 326.9263 | 319.4826 | 0 | 0 | 0 | 0 | 0 | 0 | 0 | 0
F5_Industrial_Paper and Printing_New_Space Heating_Natural Gas_Furnace_E2 | F5 | Industrial | Paper and Printing | New | Space Heating | Natural Gas | Furnace | E2 | Utility - Cost of Operation | 457.6244 | 462.6953 | 455.3739 | 448.3588 | 436.3125 | 424.3917 | 412.4043 | 401.4634 | 390.5822 | 381.0858 | 371.6129 | 362.4047 | 353.3813 | 344.7049 | 336.2037 | 327.871 | 319.8063 | 312.0762 | 304.5226 | 297.4197 | 290.5938 | 283.9773 | 0 | 0 | 0 | 0 | 0 | 0 | 0 | 0
F5_Industrial_Paper and Printing_New_Space Heating_Natural Gas_Furnace_E3 | F5 | Industrial | Paper and Printing | New | Space Heating | Natural Gas | Furnace | E3 | Utility - Cost of Operation | 429.0163 | 433.7702 | 426.9065 | 420.3299 | 409.0367 | 397.8611 | 386.6231 | 376.3662 | 366.1652 | 357.2625 | 348.3817 | 339.7492 | 331.2899 | 323.1559 | 315.1861 | 307.3743 | 299.8138 | 292.5669 | 285.4856 | 278.8267 | 272.4275 | 266.2246 | 0 | 0 | 0 | 0 | 0 | 0 | 0 | 0
F5_Industrial_Paper and Printing_New_Space Heating_Natural Gas_Furnace_E4 | F5 | Industrial | Paper and Printing | New | Space Heating | Natural Gas | Furnace | E4 | Utility - Cost of Operation | 0 | 0 | 0 | 0 | 0 | 0 | 0 | 0 | 0 | 0 | 0 | 0 | 0 | 0 | 0 | 0 | 0 | 0 | 0 | 0 | 0 | 0 | 0 | 0 | 0 | 0 | 0 | 0 | 0 | 0
F5_Industrial_Paper and Printing_New_Space Heating_Natural Gas_Furnace_E5 | F5 | Industrial | Paper and Printing | New | Space Heating | Natural Gas | Furnace | E5 | Utility - Cost of Operation | 0 | 0 | 0 | 0 | 0 | 0 | 0 | 0 | 0 | 0 | 0 | 0 | 0 | 0 | 0 | 0 | 0 | 0 | 0 | 0 | 0 | 0 | 0 | 0 | 0 | 0 | 0 | 0 | 0 | 0
F5_Industrial_Paper and Printing_New_Space Heating_Natural Gas_Furnace_E6 | F5 | Industrial | Paper and Printing | New | Space Heating | Natural Gas | Furnace | E6 | Utility - Cost of Operation | 0 | 0 | 0 | 0 | 0 | 0 | 0 | 0 | 0 | 0 | 0 | 0 | 0 | 0 | 0 | 0 | 0 | 0 | 0 | 0 | 0 | 0 | 0 | 0 | 0 | 0 | 0 | 0 | 0 | 0
F5_Industrial_Paper and Printing_New_Space Heating_Natural Gas_Furnace_E7 | F5 | Industrial | Paper and Printing | New | Space Heating | Natural Gas | Furnace | E7 | Utility - Cost of Operation | 0 | 0 | 0 | 0 | 0 | 0 | 0 | 0 | 0 | 0 | 0 | 0 | 0 | 0 | 0 | 0 | 0 | 0 | 0 | 0 | 0 | 0 | 0 | 0 | 0 | 0 | 0 | 0 | 0 | 0
F5_Industrial_Paper and Printing_New_Space Heating_Natural Gas_Furnace_E8 | F5 | Industrial | Paper and Printing | New | Space Heating | Natural Gas | Furnace | E8 | Utility - Cost of Operation | 0 | 0 | 0 | 0 | 0 | 0 | 0 | 0 | 0 | 0 | 0 | 0 | 0 | 0 | 0 | 0 | 0 | 0 | 0 | 0 | 0 | 0 | 0 | 0 | 0 | 0 | 0 | 0 | 0 | 0
F5_Industrial_Paper and Printing_New_Space Heating_Natural Gas_Furnace_E9 | F5 | Industrial | Paper and Printing | New | Space Heating | Natural Gas | Furnace | E9 | Utility - Cost of Operation | 0 | 0 | 0 | 0 | 0 | 0 | 0 | 0 | 0 | 0 | 0 | 0 | 0 | 0 | 0 | 0 | 0 | 0 | 0 | 0 | 0 | 0 | 0 | 0 | 0 | 0 | 0 | 0 | 0 | 0
F5_Industrial_Paper and Printing_New_Space Heating_Natural Gas_Furnace_E10 | F5 | Industrial | Paper and Printing | New | Space Heating | Natural Gas | Furnace | E10 | Utility - Cost of Operation | 0 | 0 | 0 | 0 | 0 | 0 | 0 | 0 | 0 | 0 | 0 | 0 | 0 | 0 | 0 | 0 | 0 | 0 | 0 | 0 | 0 | 0 | 0 | 0 | 0 | 0 | 0 | 0 | 0 | 0
F6_Industrial_Paper and Printing_New_Space Heating_Natural Gas_Furnace_E1 | F6 | Industrial | Paper and Printing | New | Space Heating | Natural Gas | Furnace | E1 | Utility - Value of Sales | 616.8126 | 623.6474 | 613.7792 | 604.3238 | 588.0872 | 572.0196 | 555.8623 | 541.1156 | 526.4493 | 513.6495 | 500.8812 | 488.47 | 476.3077 | 464.6132 | 453.1548 | 441.9234 | 431.0534 | 420.6343 | 410.4532 | 400.8794 | 391.679 | 382.761 | 0 | 0 | 0 | 0 | 0 | 0 | 0 | 0
F6_Industrial_Paper and Printing_New_Space Heating_Natural Gas_Furnace_E2 | F6 | Industrial | Paper and Printing | New | Space Heating | Natural Gas | Furnace | E2 | Utility - Value of Sales | 548.2639 | 554.3391 | 545.5676 | 537.163 | 522.7308 | 508.4489 | 494.0872 | 480.9793 | 467.943 | 456.5656 | 445.2164 | 434.1845 | 423.3738 | 412.9789 | 402.7939 | 392.8108 | 383.1488 | 373.8876 | 364.838 | 356.3282 | 348.1502 | 340.2233 | 0 | 0 | 0 | 0 | 0 | 0 | 0 | 0
F6_Industrial_Paper and Printing_New_Space Heating_Natural Gas_Furnace_E3 | F6 | Industrial | Paper and Printing | New | Space Heating | Natural Gas | Furnace | E3 | Utility - Value of Sales | 513.9895 | 519.685 | 511.4618 | 503.5826 | 490.0526 | 476.6636 | 463.1996 | 450.9112 | 438.6898 | 428.0237 | 417.384 | 407.0417 | 396.9068 | 387.1618 | 377.6135 | 368.2545 | 359.1965 | 350.5142 | 342.0303 | 334.0525 | 326.3859 | 318.9545 | 0 | 0 | 0 | 0 | 0 | 0 | 0 | 0
F6_Industrial_Paper and Printing_New_Space Heating_Natural Gas_Furnace_E4 | F6 | Industrial | Paper and Printing | New | Space Heating | Natural Gas | Furnace | E4 | Utility - Value of Sales | 0 | 0 | 0 | 0 | 0 | 0 | 0 | 0 | 0 | 0 | 0 | 0 | 0 | 0 | 0 | 0 | 0 | 0 | 0 | 0 | 0 | 0 | 0 | 0 | 0 | 0 | 0 | 0 | 0 | 0
F6_Industrial_Paper and Printing_New_Space Heating_Natural Gas_Furnace_E5 | F6 | Industrial | Paper and Printing | New | Space Heating | Natural Gas | Furnace | E5 | Utility - Value of Sales | 0 | 0 | 0 | 0 | 0 | 0 | 0 | 0 | 0 | 0 | 0 | 0 | 0 | 0 | 0 | 0 | 0 | 0 | 0 | 0 | 0 | 0 | 0 | 0 | 0 | 0 | 0 | 0 | 0 | 0
F6_Industrial_Paper and Printing_New_Space Heating_Natural Gas_Furnace_E6 | F6 | Industrial | Paper and Printing | New | Space Heating | Natural Gas | Furnace | E6 | Utility - Value of Sales | 0 | 0 | 0 | 0 | 0 | 0 | 0 | 0 | 0 | 0 | 0 | 0 | 0 | 0 | 0 | 0 | 0 | 0 | 0 | 0 | 0 | 0 | 0 | 0 | 0 | 0 | 0 | 0 | 0 | 0
F6_Industrial_Paper and Printing_New_Space Heating_Natural Gas_Furnace_E7 | F6 | Industrial | Paper and Printing | New | Space Heating | Natural Gas | Furnace | E7 | Utility - Value of Sales | 0 | 0 | 0 | 0 | 0 | 0 | 0 | 0 | 0 | 0 | 0 | 0 | 0 | 0 | 0 | 0 | 0 | 0 | 0 | 0 | 0 | 0 | 0 | 0 | 0 | 0 | 0 | 0 | 0 | 0
F6_Industrial_Paper and Printing_New_Space Heating_Natural Gas_Furnace_E8 | F6 | Industrial | Paper and Printing | New | Space Heating | Natural Gas | Furnace | E8 | Utility - Value of Sales | 0 | 0 | 0 | 0 | 0 | 0 | 0 | 0 | 0 | 0 | 0 | 0 | 0 | 0 | 0 | 0 | 0 | 0 | 0 | 0 | 0 | 0 | 0 | 0 | 0 | 0 | 0 | 0 | 0 | 0
F6_Industrial_Paper and Printing_New_Space Heating_Natural Gas_Furnace_E9 | F6 | Industrial | Paper and Printing | New | Space Heating | Natural Gas | Furnace | E9 | Utility - Value of Sales | 0 | 0 | 0 | 0 | 0 | 0 | 0 | 0 | 0 | 0 | 0 | 0 | 0 | 0 | 0 | 0 | 0 | 0 | 0 | 0 | 0 | 0 | 0 | 0 | 0 | 0 | 0 | 0 | 0 | 0
F6_Industrial_Paper and Printing_New_Space Heating_Natural Gas_Furnace_E10 | F6 | Industrial | Paper and Printing | New | Space Heating | Natural Gas | Furnace | E10 | Utility - Value of Sales | 0 | 0 | 0 | 0 | 0 | 0 | 0 | 0 | 0 | 0 | 0 | 0 | 0 | 0 | 0 | 0 | 0 | 0 | 0 | 0 | 0 | 0 | 0 | 0 | 0 | 0 | 0 | 0 | 0 | 0
F1_Industrial_Paper and Printing_New_Space Heating_Natural Gas_Boiler_E1 | F1 | Industrial | Paper and Printing | New | Space Heating | Natural Gas | Boiler | E1 | Participant - Cost of Equipment | 306.9421 | 306.9421 | 306.9421 | 306.9421 | 306.9421 | 306.9421 | 306.9421 | 306.9421 | 306.9421 | 306.9421 | 306.9421 | 306.9421 | 306.9421 | 306.9421 | 306.9421 | 306.9421 | 306.9421 | 306.9421 | 306.9421 | 306.9421 | 306.9421 | 306.9421 | 0 | 0 | 0 | 0 | 0 | 0 | 0 | 0
F1_Industrial_Paper and Printing_New_Space Heating_Natural Gas_Boiler_E2 | F1 | Industrial | Paper and Printing | New | Space Heating | Natural Gas | Boiler | E2 | Participant - Cost of Equipment | 342.9554 | 342.9554 | 342.9554 | 342.9554 | 342.9554 | 342.9554 | 342.9554 | 342.9554 | 342.9554 | 342.9554 | 342.9554 | 342.9554 | 342.9554 | 342.9554 | 342.9554 | 342.9554 | 342.9554 | 342.9554 | 342.9554 | 342.9554 | 342.9554 | 342.9554 | 0 | 0 | 0 | 0 | 0 | 0 | 0 | 0
F1_Industrial_Paper and Printing_New_Space Heating_Natural Gas_Boiler_E3 | F1 | Industrial | Paper and Printing | New | Space Heating | Natural Gas | Boiler | E3 | Participant - Cost of Equipment | 415.2828 | 415.2828 | 415.2828 | 415.2828 | 415.2828 | 415.2828 | 415.2828 | 415.2828 | 415.2828 | 415.2828 | 415.2828 | 415.2828 | 415.2828 | 415.2828 | 415.2828 | 415.2828 | 415.2828 | 415.2828 | 415.2828 | 415.2828 | 415.2828 | 415.2828 | 0 | 0 | 0 | 0 | 0 | 0 | 0 | 0
F1_Industrial_Paper and Printing_New_Space Heating_Natural Gas_Boiler_E4 | F1 | Industrial | Paper and Printing | New | Space Heating | Natural Gas | Boiler | E4 | Participant - Cost of Equipment | 1696036.5529 | 1696036.5529 | 1696036.5529 | 1696036.5529 | 1696036.5529 | 1696036.5529 | 1696036.5529 | 1696036.5529 | 1696036.5529 | 1696036.5529 | 1696036.5529 | 1696036.5529 | 1696036.5529 | 1696036.5529 | 1696036.5529 | 1696036.5529 | 1696036.5529 | 1696036.5529 | 1696036.5529 | 1696036.5529 | 1696036.5529 | 1696036.5529 | 0 | 0 | 0 | 0 | 0 | 0 | 0 | 0
F1_Industrial_Paper and Printing_New_Space Heating_Natural Gas_Boiler_E5 | F1 | Industrial | Paper and Printing | New | Space Heating | Natural Gas | Boiler | E5 | Participant - Cost of Equipment | 0 | 0 | 0 | 0 | 0 | 0 | 0 | 0 | 0 | 0 | 0 | 0 | 0 | 0 | 0 | 0 | 0 | 0 | 0 | 0 | 0 | 0 | 0 | 0 | 0 | 0 | 0 | 0 | 0 | 0
F1_Industrial_Paper and Printing_New_Space Heating_Natural Gas_Boiler_E6 | F1 | Industrial | Paper and Printing | New | Space Heating | Natural Gas | Boiler | E6 | Participant - Cost of Equipment | 0 | 0 | 0 | 0 | 0 | 0 | 0 | 0 | 0 | 0 | 0 | 0 | 0 | 0 | 0 | 0 | 0 | 0 | 0 | 0 | 0 | 0 | 0 | 0 | 0 | 0 | 0 | 0 | 0 | 0
F1_Industrial_Paper and Printing_New_Space Heating_Natural Gas_Boiler_E7 | F1 | Industrial | Paper and Printing | New | Space Heating | Natural Gas | Boiler | E7 | Participant - Cost of Equipment | 0 | 0 | 0 | 0 | 0 | 0 | 0 | 0 | 0 | 0 | 0 | 0 | 0 | 0 | 0 | 0 | 0 | 0 | 0 | 0 | 0 | 0 | 0 | 0 | 0 | 0 | 0 | 0 | 0 | 0
F1_Industrial_Paper and Printing_New_Space Heating_Natural Gas_Boiler_E8 | F1 | Industrial | Paper and Printing | New | Space Heating | Natural Gas | Boiler | E8 | Participant - Cost of Equipment | 0 | 0 | 0 | 0 | 0 | 0 | 0 | 0 | 0 | 0 | 0 | 0 | 0 | 0 | 0 | 0 | 0 | 0 | 0 | 0 | 0 | 0 | 0 | 0 | 0 | 0 | 0 | 0 | 0 | 0
F1_Industrial_Paper and Printing_New_Space Heating_Natural Gas_Boiler_E9 | F1 | Industrial | Paper and Printing | New | Space Heating | Natural Gas | Boiler | E9 | Participant - Cost of Equipment | 0 | 0 | 0 | 0 | 0 | 0 | 0 | 0 | 0 | 0 | 0 | 0 | 0 | 0 | 0 | 0 | 0 | 0 | 0 | 0 | 0 | 0 | 0 | 0 | 0 | 0 | 0 | 0 | 0 | 0
F1_Industrial_Paper and Printing_New_Space Heating_Natural Gas_Boiler_E10 | F1 | Industrial | Paper and Printing | New | Space Heating | Natural Gas | Boiler | E10 | Participant - Cost of Equipment | 0 | 0 | 0 | 0 | 0 | 0 | 0 | 0 | 0 | 0 | 0 | 0 | 0 | 0 | 0 | 0 | 0 | 0 | 0 | 0 | 0 | 0 | 0 | 0 | 0 | 0 | 0 | 0 | 0 | 0
F2_Industrial_Paper and Printing_New_Space Heating_Natural Gas_Boiler_E1 | F2 | Industrial | Paper and Printing | New | Space Heating | Natural Gas | Boiler | E1 | Participant - Cost of Operation | 2632.6558 | 2657.9267 | 2615.0463 | 2573.9303 | 2505.1466 | 2437.1101 | 2368.761 | 2306.2327 | 2244.0851 | 2189.6194 | 2135.3326 | 2082.5536 | 2030.8398 | 1981.0849 | 1932.3405 | 1884.5686 | 1838.3727 | 1794.1278 | 1750.9726 | 1710.4259 | 1671.5417 | 1633.958 | 0 | 0 | 0 | 0 | 0 | 0 | 0 | 0
F2_Industrial_Paper and Printing_New_Space Heating_Natural Gas_Boiler_E2 | F2 | Industrial | Paper and Printing | New | Space Heating | Natural Gas | Boiler | E2 | Participant - Cost of Operation | 2477.8215 | 2501.6061 | 2461.2476 | 2422.5498 | 2357.8114 | 2293.7764 | 2229.4471 | 2170.5963 | 2112.1038 | 2060.8414 | 2009.7473 | 1960.0724 | 1911.4001 | 1864.5714 | 1818.6937 | 1773.7315 | 1730.2525 | 1688.6098 | 1647.9926 | 1609.8307 | 1573.2333 | 1537.86 | 0 | 0 | 0 | 0 | 0 | 0 | 0 | 0
F2_Industrial_Paper and Printing_New_Space Heating_Natural Gas_Boiler_E3 | F2 | Industrial | Paper and Printing | New | Space Heating | Natural Gas | Boiler | E3 | Participant - Cost of Operation | 2171.4572 | 2192.301 | 2156.9326 | 2123.0194 | 2066.2855 | 2010.168 | 1953.7925 | 1902.2181 | 1850.9578 | 1806.0336 | 1761.2569 | 1717.7239 | 1675.0696 | 1634.0309 | 1593.8257 | 1554.4227 | 1516.3196 | 1479.8257 | 1444.2305 | 1410.787 | 1378.7147 | 1347.715 | 0 | 0 | 0 | 0 | 0 | 0 | 0 | 0
F2_Industrial_Paper and Printing_New_Space Heating_Natural Gas_Boiler_E4 | F2 | Industrial | Paper and Printing | New | Space Heating | Natural Gas | Boiler | E4 | Participant - Cost of Operation | 1610.7756 | 1645.3061 | 1623.4402 | 1602.5615 | 1558.5596 | 1514.7549 | 1470.274 | 1430.1787 | 1390.051 | 1355.8821 | 1321.5935 | 1288.3036 | 1255.6546 | 1224.3854 | 1193.7229 | 1163.6413 | 1134.5949 | 1106.8488 | 1079.6507 | 1054.1999 | 1029.6695 | 1005.71 | 0 | 0 | 0 | 0 | 0 | 0 | 0 | 0
F2_Industrial_Paper and Printing_New_Space Heating_Natural Gas_Boiler_E5 | F2 | Industrial | Paper and Printing | New | Space Heating | Natural Gas | Boiler | E5 | Participant - Cost of Operation | 0 | 0 | 0 | 0 | 0 | 0 | 0 | 0 | 0 | 0 | 0 | 0 | 0 | 0 | 0 | 0 | 0 | 0 | 0 | 0 | 0 | 0 | 0 | 0 | 0 | 0 | 0 | 0 | 0 | 0
F2_Industrial_Paper and Printing_New_Space Heating_Natural Gas_Boiler_E6 | F2 | Industrial | Paper and Printing | New | Space Heating | Natural Gas | Boiler | E6 | Participant - Cost of Operation | 0 | 0 | 0 | 0 | 0 | 0 | 0 | 0 | 0 | 0 | 0 | 0 | 0 | 0 | 0 | 0 | 0 | 0 | 0 | 0 | 0 | 0 | 0 | 0 | 0 | 0 | 0 | 0 | 0 | 0
F2_Industrial_Paper and Printing_New_Space Heating_Natural Gas_Boiler_E7 | F2 | Industrial | Paper and Printing | New | Space Heating | Natural Gas | Boiler | E7 | Participant - Cost of Operation | 0 | 0 | 0 | 0 | 0 | 0 | 0 | 0 | 0 | 0 | 0 | 0 | 0 | 0 | 0 | 0 | 0 | 0 | 0 | 0 | 0 | 0 | 0 | 0 | 0 | 0 | 0 | 0 | 0 | 0
F2_Industrial_Paper and Printing_New_Space Heating_Natural Gas_Boiler_E8 | F2 | Industrial | Paper and Printing | New | Space Heating | Natural Gas | Boiler | E8 | Participant - Cost of Operation | 0 | 0 | 0 | 0 | 0 | 0 | 0 | 0 | 0 | 0 | 0 | 0 | 0 | 0 | 0 | 0 | 0 | 0 | 0 | 0 | 0 | 0 | 0 | 0 | 0 | 0 | 0 | 0 | 0 | 0
F2_Industrial_Paper and Printing_New_Space Heating_Natural Gas_Boiler_E9 | F2 | Industrial | Paper and Printing | New | Space Heating | Natural Gas | Boiler | E9 | Participant - Cost of Operation | 0 | 0 | 0 | 0 | 0 | 0 | 0 | 0 | 0 | 0 | 0 | 0 | 0 | 0 | 0 | 0 | 0 | 0 | 0 | 0 | 0 | 0 | 0 | 0 | 0 | 0 | 0 | 0 | 0 | 0
F2_Industrial_Paper and Printing_New_Space Heating_Natural Gas_Boiler_E10 | F2 | Industrial | Paper and Printing | New | Space Heating | Natural Gas | Boiler | E10 | Participant - Cost of Operation | 0 | 0 | 0 | 0 | 0 | 0 | 0 | 0 | 0 | 0 | 0 | 0 | 0 | 0 | 0 | 0 | 0 | 0 | 0 | 0 | 0 | 0 | 0 | 0 | 0 | 0 | 0 | 0 | 0 | 0
F3_Industrial_Paper and Printing_New_Space Heating_Natural Gas_Boiler_E1 | F3 | Industrial | Paper and Printing | New | Space Heating | Natural Gas | Boiler | E1 | System - kBTUs of Conusmption | 438910.4385 | 438910.4385 | 438910.4385 | 438910.4385 | 438910.4385 | 438910.4385 | 438910.4385 | 438910.4385 | 438910.4385 | 438910.4385 | 438910.4385 | 438910.4385 | 438910.4385 | 438910.4385 | 438910.4385 | 438910.4385 | 438910.4385 | 438910.4385 | 438910.4385 | 438910.4385 | 438910.4385 | 438910.4385 | 0 | 0 | 0 | 0 | 0 | 0 | 0 | 0
F3_Industrial_Paper and Printing_New_Space Heating_Natural Gas_Boiler_E2 | F3 | Industrial | Paper and Printing | New | Space Heating | Natural Gas | Boiler | E2 | System - kBTUs of Conusmption | 413096.8068 | 413096.8068 | 413096.8068 | 413096.8068 | 413096.8068 | 413096.8068 | 413096.8068 | 413096.8068 | 413096.8068 | 413096.8068 | 413096.8068 | 413096.8068 | 413096.8068 | 413096.8068 | 413096.8068 | 413096.8068 | 413096.8068 | 413096.8068 | 413096.8068 | 413096.8068 | 413096.8068 | 413096.8068 | 0 | 0 | 0 | 0 | 0 | 0 | 0 | 0
F3_Industrial_Paper and Printing_New_Space Heating_Natural Gas_Boiler_E3 | F3 | Industrial | Paper and Printing | New | Space Heating | Natural Gas | Boiler | E3 | System - kBTUs of Conusmption | 362020.4442 | 362020.4442 | 362020.4442 | 362020.4442 | 362020.4442 | 362020.4442 | 362020.4442 | 362020.4442 | 362020.4442 | 362020.4442 | 362020.4442 | 362020.4442 | 362020.4442 | 362020.4442 | 362020.4442 | 362020.4442 | 362020.4442 | 362020.4442 | 362020.4442 | 362020.4442 | 362020.4442 | 362020.4442 | 0 | 0 | 0 | 0 | 0 | 0 | 0 | 0
F3_Industrial_Paper and Printing_New_Space Heating_Natural Gas_Boiler_E4 | F3 | Industrial | Paper and Printing | New | Space Heating | Natural Gas | Boiler | E4 | System - kBTUs of Conusmption | 250805.9649 | 250805.9649 | 250805.9649 | 250805.9649 | 250805.9649 | 250805.9649 | 250805.9649 | 250805.9649 | 250805.9649 | 250805.9649 | 250805.9649 | 250805.9649 | 250805.9649 | 250805.9649 | 250805.9649 | 250805.9649 | 250805.9649 | 250805.9649 | 250805.9649 | 250805.9649 | 250805.9649 | 250805.9649 | 0 | 0 | 0 | 0 | 0 | 0 | 0 | 0
F3_Industrial_Paper and Printing_New_Space Heating_Natural Gas_Boiler_E5 | F3 | Industrial | Paper and Printing | New | Space Heating | Natural Gas | Boiler | E5 | System - kBTUs of Conusmption | 0 | 0 | 0 | 0 | 0 | 0 | 0 | 0 | 0 | 0 | 0 | 0 | 0 | 0 | 0 | 0 | 0 | 0 | 0 | 0 | 0 | 0 | 0 | 0 | 0 | 0 | 0 | 0 | 0 | 0
F3_Industrial_Paper and Printing_New_Space Heating_Natural Gas_Boiler_E6 | F3 | Industrial | Paper and Printing | New | Space Heating | Natural Gas | Boiler | E6 | System - kBTUs of Conusmption | 0 | 0 | 0 | 0 | 0 | 0 | 0 | 0 | 0 | 0 | 0 | 0 | 0 | 0 | 0 | 0 | 0 | 0 | 0 | 0 | 0 | 0 | 0 | 0 | 0 | 0 | 0 | 0 | 0 | 0
F3_Industrial_Paper and Printing_New_Space Heating_Natural Gas_Boiler_E7 | F3 | Industrial | Paper and Printing | New | Space Heating | Natural Gas | Boiler | E7 | System - kBTUs of Conusmption | 0 | 0 | 0 | 0 | 0 | 0 | 0 | 0 | 0 | 0 | 0 | 0 | 0 | 0 | 0 | 0 | 0 | 0 | 0 | 0 | 0 | 0 | 0 | 0 | 0 | 0 | 0 | 0 | 0 | 0
F3_Industrial_Paper and Printing_New_Space Heating_Natural Gas_Boiler_E8 | F3 | Industrial | Paper and Printing | New | Space Heating | Natural Gas | Boiler | E8 | System - kBTUs of Conusmption | 0 | 0 | 0 | 0 | 0 | 0 | 0 | 0 | 0 | 0 | 0 | 0 | 0 | 0 | 0 | 0 | 0 | 0 | 0 | 0 | 0 | 0 | 0 | 0 | 0 | 0 | 0 | 0 | 0 | 0
F3_Industrial_Paper and Printing_New_Space Heating_Natural Gas_Boiler_E9 | F3 | Industrial | Paper and Printing | New | Space Heating | Natural Gas | Boiler | E9 | System - kBTUs of Conusmption | 0 | 0 | 0 | 0 | 0 | 0 | 0 | 0 | 0 | 0 | 0 | 0 | 0 | 0 | 0 | 0 | 0 | 0 | 0 | 0 | 0 | 0 | 0 | 0 | 0 | 0 | 0 | 0 | 0 | 0
F3_Industrial_Paper and Printing_New_Space Heating_Natural Gas_Boiler_E10 | F3 | Industrial | Paper and Printing | New | Space Heating | Natural Gas | Boiler | E10 | System - kBTUs of Conusmption | 0 | 0 | 0 | 0 | 0 | 0 | 0 | 0 | 0 | 0 | 0 | 0 | 0 | 0 | 0 | 0 | 0 | 0 | 0 | 0 | 0 | 0 | 0 | 0 | 0 | 0 | 0 | 0 | 0 | 0
F4_Industrial_Paper and Printing_New_Space Heating_Natural Gas_Boiler_E1 | F4 | Industrial | Paper and Printing | New | Space Heating | Natural Gas | Boiler | E1 | Utility - Cost of Equipment | 306.9421 | 306.9421 | 306.9421 | 306.9421 | 306.9421 | 306.9421 | 306.9421 | 306.9421 | 306.9421 | 306.9421 | 306.9421 | 306.9421 | 306.9421 | 306.9421 | 306.9421 | 306.9421 | 306.9421 | 306.9421 | 306.9421 | 306.9421 | 306.9421 | 306.9421 | 0 | 0 | 0 | 0 | 0 | 0 | 0 | 0
F4_Industrial_Paper and Printing_New_Space Heating_Natural Gas_Boiler_E2 | F4 | Industrial | Paper and Printing | New | Space Heating | Natural Gas | Boiler | E2 | Utility - Cost of Equipment | 342.9554 | 342.9554 | 342.9554 | 342.9554 | 342.9554 | 342.9554 | 342.9554 | 342.9554 | 342.9554 | 342.9554 | 342.9554 | 342.9554 | 342.9554 | 342.9554 | 342.9554 | 342.9554 | 342.9554 | 342.9554 | 342.9554 | 342.9554 | 342.9554 | 342.9554 | 0 | 0 | 0 | 0 | 0 | 0 | 0 | 0
F4_Industrial_Paper and Printing_New_Space Heating_Natural Gas_Boiler_E3 | F4 | Industrial | Paper and Printing | New | Space Heating | Natural Gas | Boiler | E3 | Utility - Cost of Equipment | 415.2828 | 415.2828 | 415.2828 | 415.2828 | 415.2828 | 415.2828 | 415.2828 | 415.2828 | 415.2828 | 415.2828 | 415.2828 | 415.2828 | 415.2828 | 415.2828 | 415.2828 | 415.2828 | 415.2828 | 415.2828 | 415.2828 | 415.2828 | 415.2828 | 415.2828 | 0 | 0 | 0 | 0 | 0 | 0 | 0 | 0
F4_Industrial_Paper and Printing_New_Space Heating_Natural Gas_Boiler_E4 | F4 | Industrial | Paper and Printing | New | Space Heating | Natural Gas | Boiler | E4 | Utility - Cost of Equipment | 1696036.5529 | 1696036.5529 | 1696036.5529 | 1696036.5529 | 1696036.5529 | 1696036.5529 | 1696036.5529 | 1696036.5529 | 1696036.5529 | 1696036.5529 | 1696036.5529 | 1696036.5529 | 1696036.5529 | 1696036.5529 | 1696036.5529 | 1696036.5529 | 1696036.5529 | 1696036.5529 | 1696036.5529 | 1696036.5529 | 1696036.5529 | 1696036.5529 | 0 | 0 | 0 | 0 | 0 | 0 | 0 | 0
F4_Industrial_Paper and Printing_New_Space Heating_Natural Gas_Boiler_E5 | F4 | Industrial | Paper and Printing | New | Space Heating | Natural Gas | Boiler | E5 | Utility - Cost of Equipment | 0 | 0 | 0 | 0 | 0 | 0 | 0 | 0 | 0 | 0 | 0 | 0 | 0 | 0 | 0 | 0 | 0 | 0 | 0 | 0 | 0 | 0 | 0 | 0 | 0 | 0 | 0 | 0 | 0 | 0
F4_Industrial_Paper and Printing_New_Space Heating_Natural Gas_Boiler_E6 | F4 | Industrial | Paper and Printing | New | Space Heating | Natural Gas | Boiler | E6 | Utility - Cost of Equipment | 0 | 0 | 0 | 0 | 0 | 0 | 0 | 0 | 0 | 0 | 0 | 0 | 0 | 0 | 0 | 0 | 0 | 0 | 0 | 0 | 0 | 0 | 0 | 0 | 0 | 0 | 0 | 0 | 0 | 0
F4_Industrial_Paper and Printing_New_Space Heating_Natural Gas_Boiler_E7 | F4 | Industrial | Paper and Printing | New | Space Heating | Natural Gas | Boiler | E7 | Utility - Cost of Equipment | 0 | 0 | 0 | 0 | 0 | 0 | 0 | 0 | 0 | 0 | 0 | 0 | 0 | 0 | 0 | 0 | 0 | 0 | 0 | 0 | 0 | 0 | 0 | 0 | 0 | 0 | 0 | 0 | 0 | 0
F4_Industrial_Paper and Printing_New_Space Heating_Natural Gas_Boiler_E8 | F4 | Industrial | Paper and Printing | New | Space Heating | Natural Gas | Boiler | E8 | Utility - Cost of Equipment | 0 | 0 | 0 | 0 | 0 | 0 | 0 | 0 | 0 | 0 | 0 | 0 | 0 | 0 | 0 | 0 | 0 | 0 | 0 | 0 | 0 | 0 | 0 | 0 | 0 | 0 | 0 | 0 | 0 | 0
F4_Industrial_Paper and Printing_New_Space Heating_Natural Gas_Boiler_E9 | F4 | Industrial | Paper and Printing | New | Space Heating | Natural Gas | Boiler | E9 | Utility - Cost of Equipment | 0 | 0 | 0 | 0 | 0 | 0 | 0 | 0 | 0 | 0 | 0 | 0 | 0 | 0 | 0 | 0 | 0 | 0 | 0 | 0 | 0 | 0 | 0 | 0 | 0 | 0 | 0 | 0 | 0 | 0
F4_Industrial_Paper and Printing_New_Space Heating_Natural Gas_Boiler_E10 | F4 | Industrial | Paper and Printing | New | Space Heating | Natural Gas | Boiler | E10 | Utility - Cost of Equipment | 0 | 0 | 0 | 0 | 0 | 0 | 0 | 0 | 0 | 0 | 0 | 0 | 0 | 0 | 0 | 0 | 0 | 0 | 0 | 0 | 0 | 0 | 0 | 0 | 0 | 0 | 0 | 0 | 0 | 0
F5_Industrial_Paper and Printing_New_Space Heating_Natural Gas_Boiler_E1 | F5 | Industrial | Paper and Printing | New | Space Heating | Natural Gas | Boiler | E1 | Utility - Cost of Operation | 2197.423 | 2218.516 | 2182.7246 | 2148.406 | 2090.9937 | 2034.2051 | 1977.1555 | 1924.9644 | 1873.0911 | 1827.6297 | 1782.3176 | 1738.2641 | 1695.0997 | 1653.5703 | 1612.8843 | 1573.0101 | 1534.4514 | 1497.5211 | 1461.5003 | 1427.6569 | 1395.201 | 1363.8307 | 0 | 0 | 0 | 0 | 0 | 0 | 0 | 0
F5_Industrial_Paper and Printing_New_Space Heating_Natural Gas_Boiler_E2 | F5 | Industrial | Paper and Printing | New | Space Heating | Natural Gas | Boiler | E2 | Utility - Cost of Operation | 2068.186 | 2088.0385 | 2054.3521 | 2022.0518 | 1968.0161 | 1914.5674 | 1860.8731 | 1811.7515 | 1762.929 | 1720.1413 | 1677.4942 | 1636.0316 | 1595.4058 | 1556.3189 | 1518.0258 | 1480.4967 | 1444.2057 | 1409.4475 | 1375.5451 | 1343.6921 | 1313.1451 | 1283.6197 | 0 | 0 | 0 | 0 | 0 | 0 | 0 | 0
F5_Industrial_Paper and Printing_New_Space Heating_Natural Gas_Boiler_E3 | F5 | Industrial | Paper and Printing | New | Space Heating | Natural Gas | Boiler | E3 | Utility - Cost of Operation | 1812.4701 | 1829.868 | 1800.3467 | 1772.0401 | 1724.6855 | 1677.8453 | 1630.7899 | 1587.7418 | 1544.9559 | 1507.4586 | 1470.0844 | 1433.7484 | 1398.1457 | 1363.8916 | 1330.3331 | 1297.4443 | 1265.6404 | 1235.1797 | 1205.4691 | 1177.5545 | 1150.7844 | 1124.9096 | 0 | 0 | 0 | 0 | 0 | 0 | 0 | 0
F5_Industrial_Paper and Printing_New_Space Heating_Natural Gas_Boiler_E4 | F5 | Industrial | Paper and Printing | New | Space Heating | Natural Gas | Boiler | E4 | Utility - Cost of Operation | 1344.4808 | 1373.3027 | 1355.0517 | 1337.6247 | 1300.8972 | 1264.3344 | 1227.2071 | 1193.7404 | 1160.2466 | 1131.7266 | 1103.1066 | 1075.3202 | 1048.0687 | 1021.969 | 996.3757 | 971.2671 | 947.0228 | 923.8637 | 901.162 | 879.9187 | 859.4437 | 839.4452 | 0 | 0 | 0 | 0 | 0 | 0 | 0 | 0
F5_Industrial_Paper and Printing_New_Space Heating_Natural Gas_Boiler_E5 | F5 | Industrial | Paper and Printing | New | Space Heating | Natural Gas | Boiler | E5 | Utility - Cost of Operation | 0 | 0 | 0 | 0 | 0 | 0 | 0 | 0 | 0 | 0 | 0 | 0 | 0 | 0 | 0 | 0 | 0 | 0 | 0 | 0 | 0 | 0 | 0 | 0 | 0 | 0 | 0 | 0 | 0 | 0
F5_Industrial_Paper and Printing_New_Space Heating_Natural Gas_Boiler_E6 | F5 | Industrial | Paper and Printing | New | Space Heating | Natural Gas | Boiler | E6 | Utility - Cost of Operation | 0 | 0 | 0 | 0 | 0 | 0 | 0 | 0 | 0 | 0 | 0 | 0 | 0 | 0 | 0 | 0 | 0 | 0 | 0 | 0 | 0 | 0 | 0 | 0 | 0 | 0 | 0 | 0 | 0 | 0
F5_Industrial_Paper and Printing_New_Space Heating_Natural Gas_Boiler_E7 | F5 | Industrial | Paper and Printing | New | Space Heating | Natural Gas | Boiler | E7 | Utility - Cost of Operation | 0 | 0 | 0 | 0 | 0 | 0 | 0 | 0 | 0 | 0 | 0 | 0 | 0 | 0 | 0 | 0 | 0 | 0 | 0 | 0 | 0 | 0 | 0 | 0 | 0 | 0 | 0 | 0 | 0 | 0
F5_Industrial_Paper and Printing_New_Space Heating_Natural Gas_Boiler_E8 | F5 | Industrial | Paper and Printing | New | Space Heating | Natural Gas | Boiler | E8 | Utility - Cost of Operation | 0 | 0 | 0 | 0 | 0 | 0 | 0 | 0 | 0 | 0 | 0 | 0 | 0 | 0 | 0 | 0 | 0 | 0 | 0 | 0 | 0 | 0 | 0 | 0 | 0 | 0 | 0 | 0 | 0 | 0
F5_Industrial_Paper and Printing_New_Space Heating_Natural Gas_Boiler_E9 | F5 | Industrial | Paper and Printing | New | Space Heating | Natural Gas | Boiler | E9 | Utility - Cost of Operation | 0 | 0 | 0 | 0 | 0 | 0 | 0 | 0 | 0 | 0 | 0 | 0 | 0 | 0 | 0 | 0 | 0 | 0 | 0 | 0 | 0 | 0 | 0 | 0 | 0 | 0 | 0 | 0 | 0 | 0
F5_Industrial_Paper and Printing_New_Space Heating_Natural Gas_Boiler_E10 | F5 | Industrial | Paper and Printing | New | Space Heating | Natural Gas | Boiler | E10 | Utility - Cost of Operation | 0 | 0 | 0 | 0 | 0 | 0 | 0 | 0 | 0 | 0 | 0 | 0 | 0 | 0 | 0 | 0 | 0 | 0 | 0 | 0 | 0 | 0 | 0 | 0 | 0 | 0 | 0 | 0 | 0 | 0
F6_Industrial_Paper and Printing_New_Space Heating_Natural Gas_Boiler_E1 | F6 | Industrial | Paper and Printing | New | Space Heating | Natural Gas | Boiler | E1 | Utility - Value of Sales | 2632.6558 | 2657.9267 | 2615.0463 | 2573.9303 | 2505.1466 | 2437.1101 | 2368.761 | 2306.2327 | 2244.0851 | 2189.6194 | 2135.3326 | 2082.5536 | 2030.8398 | 1981.0849 | 1932.3405 | 1884.5686 | 1838.3727 | 1794.1278 | 1750.9726 | 1710.4259 | 1671.5417 | 1633.958 | 0 | 0 | 0 | 0 | 0 | 0 | 0 | 0
F6_Industrial_Paper and Printing_New_Space Heating_Natural Gas_Boiler_E2 | F6 | Industrial | Paper and Printing | New | Space Heating | Natural Gas | Boiler | E2 | Utility - Value of Sales | 2477.8215 | 2501.6061 | 2461.2476 | 2422.5498 | 2357.8114 | 2293.7764 | 2229.4471 | 2170.5963 | 2112.1038 | 2060.8414 | 2009.7473 | 1960.0724 | 1911.4001 | 1864.5714 | 1818.6937 | 1773.7315 | 1730.2525 | 1688.6098 | 1647.9926 | 1609.8307 | 1573.2333 | 1537.86 | 0 | 0 | 0 | 0 | 0 | 0 | 0 | 0
F6_Industrial_Paper and Printing_New_Space Heating_Natural Gas_Boiler_E3 | F6 | Industrial | Paper and Printing | New | Space Heating | Natural Gas | Boiler | E3 | Utility - Value of Sales | 2171.4572 | 2192.301 | 2156.9326 | 2123.0194 | 2066.2855 | 2010.168 | 1953.7925 | 1902.2181 | 1850.9578 | 1806.0336 | 1761.2569 | 1717.7239 | 1675.0696 | 1634.0309 | 1593.8257 | 1554.4227 | 1516.3196 | 1479.8257 | 1444.2305 | 1410.787 | 1378.7147 | 1347.715 | 0 | 0 | 0 | 0 | 0 | 0 | 0 | 0
F6_Industrial_Paper and Printing_New_Space Heating_Natural Gas_Boiler_E4 | F6 | Industrial | Paper and Printing | New | Space Heating | Natural Gas | Boiler | E4 | Utility - Value of Sales | 1610.7756 | 1645.3061 | 1623.4402 | 1602.5615 | 1558.5596 | 1514.7549 | 1470.274 | 1430.1787 | 1390.051 | 1355.8821 | 1321.5935 | 1288.3036 | 1255.6546 | 1224.3854 | 1193.7229 | 1163.6413 | 1134.5949 | 1106.8488 | 1079.6507 | 1054.1999 | 1029.6695 | 1005.71 | 0 | 0 | 0 | 0 | 0 | 0 | 0 | 0
F6_Industrial_Paper and Printing_New_Space Heating_Natural Gas_Boiler_E5 | F6 | Industrial | Paper and Printing | New | Space Heating | Natural Gas | Boiler | E5 | Utility - Value of Sales | 0 | 0 | 0 | 0 | 0 | 0 | 0 | 0 | 0 | 0 | 0 | 0 | 0 | 0 | 0 | 0 | 0 | 0 | 0 | 0 | 0 | 0 | 0 | 0 | 0 | 0 | 0 | 0 | 0 | 0
F6_Industrial_Paper and Printing_New_Space Heating_Natural Gas_Boiler_E6 | F6 | Industrial | Paper and Printing | New | Space Heating | Natural Gas | Boiler | E6 | Utility - Value of Sales | 0 | 0 | 0 | 0 | 0 | 0 | 0 | 0 | 0 | 0 | 0 | 0 | 0 | 0 | 0 | 0 | 0 | 0 | 0 | 0 | 0 | 0 | 0 | 0 | 0 | 0 | 0 | 0 | 0 | 0
F6_Industrial_Paper and Printing_New_Space Heating_Natural Gas_Boiler_E7 | F6 | Industrial | Paper and Printing | New | Space Heating | Natural Gas | Boiler | E7 | Utility - Value of Sales | 0 | 0 | 0 | 0 | 0 | 0 | 0 | 0 | 0 | 0 | 0 | 0 | 0 | 0 | 0 | 0 | 0 | 0 | 0 | 0 | 0 | 0 | 0 | 0 | 0 | 0 | 0 | 0 | 0 | 0
F6_Industrial_Paper and Printing_New_Space Heating_Natural Gas_Boiler_E8 | F6 | Industrial | Paper and Printing | New | Space Heating | Natural Gas | Boiler | E8 | Utility - Value of Sales | 0 | 0 | 0 | 0 | 0 | 0 | 0 | 0 | 0 | 0 | 0 | 0 | 0 | 0 | 0 | 0 | 0 | 0 | 0 | 0 | 0 | 0 | 0 | 0 | 0 | 0 | 0 | 0 | 0 | 0
F6_Industrial_Paper and Printing_New_Space Heating_Natural Gas_Boiler_E9 | F6 | Industrial | Paper and Printing | New | Space Heating | Natural Gas | Boiler | E9 | Utility - Value of Sales | 0 | 0 | 0 | 0 | 0 | 0 | 0 | 0 | 0 | 0 | 0 | 0 | 0 | 0 | 0 | 0 | 0 | 0 | 0 | 0 | 0 | 0 | 0 | 0 | 0 | 0 | 0 | 0 | 0 | 0
F6_Industrial_Paper and Printing_New_Space Heating_Natural Gas_Boiler_E10 | F6 | Industrial | Paper and Printing | New | Space Heating | Natural Gas | Boiler | E10 | Utility - Value of Sales | 0 | 0 | 0 | 0 | 0 | 0 | 0 | 0 | 0 | 0 | 0 | 0 | 0 | 0 | 0 | 0 | 0 | 0 | 0 | 0 | 0 | 0 | 0 | 0 | 0 | 0 | 0 | 0 | 0 | 0
F1_Industrial_Paper and Printing_New_Space Heating_Natural Gas_Unit Heater_E1 | F1 | Industrial | Paper and Printing | New | Space Heating | Natural Gas | Unit Heater | E1 | Participant - Cost of Equipment | 97.4214 | 97.4214 | 97.4214 | 97.4214 | 97.4214 | 97.4214 | 97.4214 | 97.4214 | 97.4214 | 97.4214 | 97.4214 | 97.4214 | 97.4214 | 97.4214 | 97.4214 | 97.4214 | 97.4214 | 97.4214 | 97.4214 | 97.4214 | 97.4214 | 97.4214 | 0 | 0 | 0 | 0 | 0 | 0 | 0 | 0
F1_Industrial_Paper and Printing_New_Space Heating_Natural Gas_Unit Heater_E2 | F1 | Industrial | Paper and Printing | New | Space Heating | Natural Gas | Unit Heater | E2 | Participant - Cost of Equipment | 213.6597 | 213.6597 | 213.6597 | 213.6597 | 213.6597 | 213.6597 | 213.6597 | 213.6597 | 213.6597 | 213.6597 | 213.6597 | 213.6597 | 213.6597 | 213.6597 | 213.6597 | 213.6597 | 213.6597 | 213.6597 | 213.6597 | 213.6597 | 213.6597 | 213.6597 | 0 | 0 | 0 | 0 | 0 | 0 | 0 | 0
F1_Industrial_Paper and Printing_New_Space Heating_Natural Gas_Unit Heater_E3 | F1 | Industrial | Paper and Printing | New | Space Heating | Natural Gas | Unit Heater | E3 | Participant - Cost of Equipment | 113.8976 | 113.8976 | 113.8976 | 113.8976 | 113.8976 | 113.8976 | 113.8976 | 113.8976 | 113.8976 | 113.8976 | 113.8976 | 113.8976 | 113.8976 | 113.8976 | 113.8976 | 113.8976 | 113.8976 | 113.8976 | 113.8976 | 113.8976 | 113.8976 | 113.8976 | 0 | 0 | 0 | 0 | 0 | 0 | 0 | 0
F1_Industrial_Paper and Printing_New_Space Heating_Natural Gas_Unit Heater_E4 | F1 | Industrial | Paper and Printing | New | Space Heating | Natural Gas | Unit Heater | E4 | Participant - Cost of Equipment | 0 | 0 | 0 | 0 | 0 | 0 | 0 | 0 | 0 | 0 | 0 | 0 | 0 | 0 | 0 | 0 | 0 | 0 | 0 | 0 | 0 | 0 | 0 | 0 | 0 | 0 | 0 | 0 | 0 | 0
F1_Industrial_Paper and Printing_New_Space Heating_Natural Gas_Unit Heater_E5 | F1 | Industrial | Paper and Printing | New | Space Heating | Natural Gas | Unit Heater | E5 | Participant - Cost of Equipment | 0 | 0 | 0 | 0 | 0 | 0 | 0 | 0 | 0 | 0 | 0 | 0 | 0 | 0 | 0 | 0 | 0 | 0 | 0 | 0 | 0 | 0 | 0 | 0 | 0 | 0 | 0 | 0 | 0 | 0
F1_Industrial_Paper and Printing_New_Space Heating_Natural Gas_Unit Heater_E6 | F1 | Industrial | Paper and Printing | New | Space Heating | Natural Gas | Unit Heater | E6 | Participant - Cost of Equipment | 0 | 0 | 0 | 0 | 0 | 0 | 0 | 0 | 0 | 0 | 0 | 0 | 0 | 0 | 0 | 0 | 0 | 0 | 0 | 0 | 0 | 0 | 0 | 0 | 0 | 0 | 0 | 0 | 0 | 0
F1_Industrial_Paper and Printing_New_Space Heating_Natural Gas_Unit Heater_E7 | F1 | Industrial | Paper and Printing | New | Space Heating | Natural Gas | Unit Heater | E7 | Participant - Cost of Equipment | 0 | 0 | 0 | 0 | 0 | 0 | 0 | 0 | 0 | 0 | 0 | 0 | 0 | 0 | 0 | 0 | 0 | 0 | 0 | 0 | 0 | 0 | 0 | 0 | 0 | 0 | 0 | 0 | 0 | 0
F1_Industrial_Paper and Printing_New_Space Heating_Natural Gas_Unit Heater_E8 | F1 | Industrial | Paper and Printing | New | Space Heating | Natural Gas | Unit Heater | E8 | Participant - Cost of Equipment | 0 | 0 | 0 | 0 | 0 | 0 | 0 | 0 | 0 | 0 | 0 | 0 | 0 | 0 | 0 | 0 | 0 | 0 | 0 | 0 | 0 | 0 | 0 | 0 | 0 | 0 | 0 | 0 | 0 | 0
F1_Industrial_Paper and Printing_New_Space Heating_Natural Gas_Unit Heater_E9 | F1 | Industrial | Paper and Printing | New | Space Heating | Natural Gas | Unit Heater | E9 | Participant - Cost of Equipment | 0 | 0 | 0 | 0 | 0 | 0 | 0 | 0 | 0 | 0 | 0 | 0 | 0 | 0 | 0 | 0 | 0 | 0 | 0 | 0 | 0 | 0 | 0 | 0 | 0 | 0 | 0 | 0 | 0 | 0
F1_Industrial_Paper and Printing_New_Space Heating_Natural Gas_Unit Heater_E10 | F1 | Industrial | Paper and Printing | New | Space Heating | Natural Gas | Unit Heater | E10 | Participant - Cost of Equipment | 0 | 0 | 0 | 0 | 0 | 0 | 0 | 0 | 0 | 0 | 0 | 0 | 0 | 0 | 0 | 0 | 0 | 0 | 0 | 0 | 0 | 0 | 0 | 0 | 0 | 0 | 0 | 0 | 0 | 0
F2_Industrial_Paper and Printing_New_Space Heating_Natural Gas_Unit Heater_E1 | F2 | Industrial | Paper and Printing | New | Space Heating | Natural Gas | Unit Heater | E1 | Participant - Cost of Operation | 847.7991 | 872.3033 | 862.4057 | 853.0146 | 829.4805 | 805.9224 | 781.7776 | 760.147 | 738.3703 | 720.0936 | 701.6693 | 683.7961 | 666.2573 | 649.5044 | 633.0677 | 616.9326 | 601.3773 | 586.5643 | 572.0365 | 558.5257 | 545.5293 | 532.8353 | 0 | 0 | 0 | 0 | 0 | 0 | 0 | 0
F2_Industrial_Paper and Printing_New_Space Heating_Natural Gas_Unit Heater_E2 | F2 | Industrial | Paper and Printing | New | Space Heating | Natural Gas | Unit Heater | E2 | Participant - Cost of Operation | 807.4463 | 830.7842 | 821.3577 | 812.4135 | 789.9996 | 767.5628 | 744.5672 | 723.9662 | 703.226 | 685.8192 | 668.2719 | 651.2494 | 634.5454 | 618.5899 | 602.9355 | 587.5684 | 572.7535 | 558.6455 | 544.8092 | 531.9415 | 519.5637 | 507.4738 | 0 | 0 | 0 | 0 | 0 | 0 | 0 | 0
F2_Industrial_Paper and Printing_New_Space Heating_Natural Gas_Unit Heater_E3 | F2 | Industrial | Paper and Printing | New | Space Heating | Natural Gas | Unit Heater | E3 | Participant - Cost of Operation | 702.1279 | 717.0476 | 707.4774 | 698.3444 | 679.1635 | 660.0534 | 640.6503 | 623.1626 | 605.6513 | 590.7577 | 575.823 | 561.3229 | 547.1021 | 533.4814 | 520.1252 | 507.0222 | 494.3696 | 482.2823 | 470.434 | 459.3449 | 448.6563 | 438.2165 | 0 | 0 | 0 | 0 | 0 | 0 | 0 | 0
F2_Industrial_Paper and Printing_New_Space Heating_Natural Gas_Unit Heater_E4 | F2 | Industrial | Paper and Printing | New | Space Heating | Natural Gas | Unit Heater | E4 | Participant - Cost of Operation | 0 | 0 | 0 | 0 | 0 | 0 | 0 | 0 | 0 | 0 | 0 | 0 | 0 | 0 | 0 | 0 | 0 | 0 | 0 | 0 | 0 | 0 | 0 | 0 | 0 | 0 | 0 | 0 | 0 | 0
F2_Industrial_Paper and Printing_New_Space Heating_Natural Gas_Unit Heater_E5 | F2 | Industrial | Paper and Printing | New | Space Heating | Natural Gas | Unit Heater | E5 | Participant - Cost of Operation | 0 | 0 | 0 | 0 | 0 | 0 | 0 | 0 | 0 | 0 | 0 | 0 | 0 | 0 | 0 | 0 | 0 | 0 | 0 | 0 | 0 | 0 | 0 | 0 | 0 | 0 | 0 | 0 | 0 | 0
F2_Industrial_Paper and Printing_New_Space Heating_Natural Gas_Unit Heater_E6 | F2 | Industrial | Paper and Printing | New | Space Heating | Natural Gas | Unit Heater | E6 | Participant - Cost of Operation | 0 | 0 | 0 | 0 | 0 | 0 | 0 | 0 | 0 | 0 | 0 | 0 | 0 | 0 | 0 | 0 | 0 | 0 | 0 | 0 | 0 | 0 | 0 | 0 | 0 | 0 | 0 | 0 | 0 | 0
F2_Industrial_Paper and Printing_New_Space Heating_Natural Gas_Unit Heater_E7 | F2 | Industrial | Paper and Printing | New | Space Heating | Natural Gas | Unit Heater | E7 | Participant - Cost of Operation | 0 | 0 | 0 | 0 | 0 | 0 | 0 | 0 | 0 | 0 | 0 | 0 | 0 | 0 | 0 | 0 | 0 | 0 | 0 | 0 | 0 | 0 | 0 | 0 | 0 | 0 | 0 | 0 | 0 | 0
F2_Industrial_Paper and Printing_New_Space Heating_Natural Gas_Unit Heater_E8 | F2 | Industrial | Paper and Printing | New | Space Heating | Natural Gas | Unit Heater | E8 | Participant - Cost of Operation | 0 | 0 | 0 | 0 | 0 | 0 | 0 | 0 | 0 | 0 | 0 | 0 | 0 | 0 | 0 | 0 | 0 | 0 | 0 | 0 | 0 | 0 | 0 | 0 | 0 | 0 | 0 | 0 | 0 | 0
F2_Industrial_Paper and Printing_New_Space Heating_Natural Gas_Unit Heater_E9 | F2 | Industrial | Paper and Printing | New | Space Heating | Natural Gas | Unit Heater | E9 | Participant - Cost of Operation | 0 | 0 | 0 | 0 | 0 | 0 | 0 | 0 | 0 | 0 | 0 | 0 | 0 | 0 | 0 | 0 | 0 | 0 | 0 | 0 | 0 | 0 | 0 | 0 | 0 | 0 | 0 | 0 | 0 | 0
F2_Industrial_Paper and Printing_New_Space Heating_Natural Gas_Unit Heater_E10 | F2 | Industrial | Paper and Printing | New | Space Heating | Natural Gas | Unit Heater | E10 | Participant - Cost of Operation | 0 | 0 | 0 | 0 | 0 | 0 | 0 | 0 | 0 | 0 | 0 | 0 | 0 | 0 | 0 | 0 | 0 | 0 | 0 | 0 | 0 | 0 | 0 | 0 | 0 | 0 | 0 | 0 | 0 | 0
F3_Industrial_Paper and Printing_New_Space Heating_Natural Gas_Unit Heater_E1 | F3 | Industrial | Paper and Printing | New | Space Heating | Natural Gas | Unit Heater | E1 | System - kBTUs of Conusmption | 128045.1364 | 128045.1364 | 128045.1364 | 128045.1364 | 128045.1364 | 128045.1364 | 128045.1364 | 128045.1364 | 128045.1364 | 128045.1364 | 128045.1364 | 128045.1364 | 128045.1364 | 128045.1364 | 128045.1364 | 128045.1364 | 128045.1364 | 128045.1364 | 128045.1364 | 128045.1364 | 128045.1364 | 128045.1364 | 0 | 0 | 0 | 0 | 0 | 0 | 0 | 0
F3_Industrial_Paper and Printing_New_Space Heating_Natural Gas_Unit Heater_E2 | F3 | Industrial | Paper and Printing | New | Space Heating | Natural Gas | Unit Heater | E2 | System - kBTUs of Conusmption | 121950.5559 | 121950.5559 | 121950.5559 | 121950.5559 | 121950.5559 | 121950.5559 | 121950.5559 | 121950.5559 | 121950.5559 | 121950.5559 | 121950.5559 | 121950.5559 | 121950.5559 | 121950.5559 | 121950.5559 | 121950.5559 | 121950.5559 | 121950.5559 | 121950.5559 | 121950.5559 | 121950.5559 | 121950.5559 | 0 | 0 | 0 | 0 | 0 | 0 | 0 | 0
F3_Industrial_Paper and Printing_New_Space Heating_Natural Gas_Unit Heater_E3 | F3 | Industrial | Paper and Printing | New | Space Heating | Natural Gas | Unit Heater | E3 | System - kBTUs of Conusmption | 108838.3659 | 108838.3659 | 108838.3659 | 108838.3659 | 108838.3659 | 108838.3659 | 108838.3659 | 108838.3659 | 108838.3659 | 108838.3659 | 108838.3659 | 108838.3659 | 108838.3659 | 108838.3659 | 108838.3659 | 108838.3659 | 108838.3659 | 108838.3659 | 108838.3659 | 108838.3659 | 108838.3659 | 108838.3659 | 0 | 0 | 0 | 0 | 0 | 0 | 0 | 0
F3_Industrial_Paper and Printing_New_Space Heating_Natural Gas_Unit Heater_E4 | F3 | Industrial | Paper and Printing | New | Space Heating | Natural Gas | Unit Heater | E4 | System - kBTUs of Conusmption | 0 | 0 | 0 | 0 | 0 | 0 | 0 | 0 | 0 | 0 | 0 | 0 | 0 | 0 | 0 | 0 | 0 | 0 | 0 | 0 | 0 | 0 | 0 | 0 | 0 | 0 | 0 | 0 | 0 | 0
F3_Industrial_Paper and Printing_New_Space Heating_Natural Gas_Unit Heater_E5 | F3 | Industrial | Paper and Printing | New | Space Heating | Natural Gas | Unit Heater | E5 | System - kBTUs of Conusmption | 0 | 0 | 0 | 0 | 0 | 0 | 0 | 0 | 0 | 0 | 0 | 0 | 0 | 0 | 0 | 0 | 0 | 0 | 0 | 0 | 0 | 0 | 0 | 0 | 0 | 0 | 0 | 0 | 0 | 0
F3_Industrial_Paper and Printing_New_Space Heating_Natural Gas_Unit Heater_E6 | F3 | Industrial | Paper and Printing | New | Space Heating | Natural Gas | Unit Heater | E6 | System - kBTUs of Conusmption | 0 | 0 | 0 | 0 | 0 | 0 | 0 | 0 | 0 | 0 | 0 | 0 | 0 | 0 | 0 | 0 | 0 | 0 | 0 | 0 | 0 | 0 | 0 | 0 | 0 | 0 | 0 | 0 | 0 | 0
F3_Industrial_Paper and Printing_New_Space Heating_Natural Gas_Unit Heater_E7 | F3 | Industrial | Paper and Printing | New | Space Heating | Natural Gas | Unit Heater | E7 | System - kBTUs of Conusmption | 0 | 0 | 0 | 0 | 0 | 0 | 0 | 0 | 0 | 0 | 0 | 0 | 0 | 0 | 0 | 0 | 0 | 0 | 0 | 0 | 0 | 0 | 0 | 0 | 0 | 0 | 0 | 0 | 0 | 0
F3_Industrial_Paper and Printing_New_Space Heating_Natural Gas_Unit Heater_E8 | F3 | Industrial | Paper and Printing | New | Space Heating | Natural Gas | Unit Heater | E8 | System - kBTUs of Conusmption | 0 | 0 | 0 | 0 | 0 | 0 | 0 | 0 | 0 | 0 | 0 | 0 | 0 | 0 | 0 | 0 | 0 | 0 | 0 | 0 | 0 | 0 | 0 | 0 | 0 | 0 | 0 | 0 | 0 | 0
F3_Industrial_Paper and Printing_New_Space Heating_Natural Gas_Unit Heater_E9 | F3 | Industrial | Paper and Printing | New | Space Heating | Natural Gas | Unit Heater | E9 | System - kBTUs of Conusmption | 0 | 0 | 0 | 0 | 0 | 0 | 0 | 0 | 0 | 0 | 0 | 0 | 0 | 0 | 0 | 0 | 0 | 0 | 0 | 0 | 0 | 0 | 0 | 0 | 0 | 0 | 0 | 0 | 0 | 0
F3_Industrial_Paper and Printing_New_Space Heating_Natural Gas_Unit Heater_E10 | F3 | Industrial | Paper and Printing | New | Space Heating | Natural Gas | Unit Heater | E10 | System - kBTUs of Conusmption | 0 | 0 | 0 | 0 | 0 | 0 | 0 | 0 | 0 | 0 | 0 | 0 | 0 | 0 | 0 | 0 | 0 | 0 | 0 | 0 | 0 | 0 | 0 | 0 | 0 | 0 | 0 | 0 | 0 | 0
F4_Industrial_Paper and Printing_New_Space Heating_Natural Gas_Unit Heater_E1 | F4 | Industrial | Paper and Printing | New | Space Heating | Natural Gas | Unit Heater | E1 | Utility - Cost of Equipment | 97.4214 | 97.4214 | 97.4214 | 97.4214 | 97.4214 | 97.4214 | 97.4214 | 97.4214 | 97.4214 | 97.4214 | 97.4214 | 97.4214 | 97.4214 | 97.4214 | 97.4214 | 97.4214 | 97.4214 | 97.4214 | 97.4214 | 97.4214 | 97.4214 | 97.4214 | 0 | 0 | 0 | 0 | 0 | 0 | 0 | 0
F4_Industrial_Paper and Printing_New_Space Heating_Natural Gas_Unit Heater_E2 | F4 | Industrial | Paper and Printing | New | Space Heating | Natural Gas | Unit Heater | E2 | Utility - Cost of Equipment | 213.6597 | 213.6597 | 213.6597 | 213.6597 | 213.6597 | 213.6597 | 213.6597 | 213.6597 | 213.6597 | 213.6597 | 213.6597 | 213.6597 | 213.6597 | 213.6597 | 213.6597 | 213.6597 | 213.6597 | 213.6597 | 213.6597 | 213.6597 | 213.6597 | 213.6597 | 0 | 0 | 0 | 0 | 0 | 0 | 0 | 0
F4_Industrial_Paper and Printing_New_Space Heating_Natural Gas_Unit Heater_E3 | F4 | Industrial | Paper and Printing | New | Space Heating | Natural Gas | Unit Heater | E3 | Utility - Cost of Equipment | 113.8976 | 113.8976 | 113.8976 | 113.8976 | 113.8976 | 113.8976 | 113.8976 | 113.8976 | 113.8976 | 113.8976 | 113.8976 | 113.8976 | 113.8976 | 113.8976 | 113.8976 | 113.8976 | 113.8976 | 113.8976 | 113.8976 | 113.8976 | 113.8976 | 113.8976 | 0 | 0 | 0 | 0 | 0 | 0 | 0 | 0
F4_Industrial_Paper and Printing_New_Space Heating_Natural Gas_Unit Heater_E4 | F4 | Industrial | Paper and Printing | New | Space Heating | Natural Gas | Unit Heater | E4 | Utility - Cost of Equipment | 0 | 0 | 0 | 0 | 0 | 0 | 0 | 0 | 0 | 0 | 0 | 0 | 0 | 0 | 0 | 0 | 0 | 0 | 0 | 0 | 0 | 0 | 0 | 0 | 0 | 0 | 0 | 0 | 0 | 0
F4_Industrial_Paper and Printing_New_Space Heating_Natural Gas_Unit Heater_E5 | F4 | Industrial | Paper and Printing | New | Space Heating | Natural Gas | Unit Heater | E5 | Utility - Cost of Equipment | 0 | 0 | 0 | 0 | 0 | 0 | 0 | 0 | 0 | 0 | 0 | 0 | 0 | 0 | 0 | 0 | 0 | 0 | 0 | 0 | 0 | 0 | 0 | 0 | 0 | 0 | 0 | 0 | 0 | 0
F4_Industrial_Paper and Printing_New_Space Heating_Natural Gas_Unit Heater_E6 | F4 | Industrial | Paper and Printing | New | Space Heating | Natural Gas | Unit Heater | E6 | Utility - Cost of Equipment | 0 | 0 | 0 | 0 | 0 | 0 | 0 | 0 | 0 | 0 | 0 | 0 | 0 | 0 | 0 | 0 | 0 | 0 | 0 | 0 | 0 | 0 | 0 | 0 | 0 | 0 | 0 | 0 | 0 | 0
F4_Industrial_Paper and Printing_New_Space Heating_Natural Gas_Unit Heater_E7 | F4 | Industrial | Paper and Printing | New | Space Heating | Natural Gas | Unit Heater | E7 | Utility - Cost of Equipment | 0 | 0 | 0 | 0 | 0 | 0 | 0 | 0 | 0 | 0 | 0 | 0 | 0 | 0 | 0 | 0 | 0 | 0 | 0 | 0 | 0 | 0 | 0 | 0 | 0 | 0 | 0 | 0 | 0 | 0
F4_Industrial_Paper and Printing_New_Space Heating_Natural Gas_Unit Heater_E8 | F4 | Industrial | Paper and Printing | New | Space Heating | Natural Gas | Unit Heater | E8 | Utility - Cost of Equipment | 0 | 0 | 0 | 0 | 0 | 0 | 0 | 0 | 0 | 0 | 0 | 0 | 0 | 0 | 0 | 0 | 0 | 0 | 0 | 0 | 0 | 0 | 0 | 0 | 0 | 0 | 0 | 0 | 0 | 0
F4_Industrial_Paper and Printing_New_Space Heating_Natural Gas_Unit Heater_E9 | F4 | Industrial | Paper and Printing | New | Space Heating | Natural Gas | Unit Heater | E9 | Utility - Cost of Equipment | 0 | 0 | 0 | 0 | 0 | 0 | 0 | 0 | 0 | 0 | 0 | 0 | 0 | 0 | 0 | 0 | 0 | 0 | 0 | 0 | 0 | 0 | 0 | 0 | 0 | 0 | 0 | 0 | 0 | 0
F4_Industrial_Paper and Printing_New_Space Heating_Natural Gas_Unit Heater_E10 | F4 | Industrial | Paper and Printing | New | Space Heating | Natural Gas | Unit Heater | E10 | Utility - Cost of Equipment | 0 | 0 | 0 | 0 | 0 | 0 | 0 | 0 | 0 | 0 | 0 | 0 | 0 | 0 | 0 | 0 | 0 | 0 | 0 | 0 | 0 | 0 | 0 | 0 | 0 | 0 | 0 | 0 | 0 | 0
F5_Industrial_Paper and Printing_New_Space Heating_Natural Gas_Unit Heater_E1 | F5 | Industrial | Paper and Printing | New | Space Heating | Natural Gas | Unit Heater | E1 | Utility - Cost of Operation | 707.6403 | 728.0934 | 719.8321 | 711.9935 | 692.3501 | 672.6867 | 652.5335 | 634.4788 | 616.3023 | 601.0472 | 585.6688 | 570.7504 | 556.1111 | 542.1278 | 528.4084 | 514.9408 | 501.9571 | 489.593 | 477.467 | 466.1898 | 455.3419 | 444.7465 | 0 | 0 | 0 | 0 | 0 | 0 | 0 | 0
F5_Industrial_Paper and Printing_New_Space Heating_Natural Gas_Unit Heater_E2 | F5 | Industrial | Paper and Printing | New | Space Heating | Natural Gas | Unit Heater | E2 | Utility - Cost of Operation | 673.9586 | 693.4383 | 685.5701 | 678.1046 | 659.3962 | 640.6687 | 621.4747 | 604.2795 | 586.9681 | 572.439 | 557.7926 | 543.5843 | 529.6418 | 516.3241 | 503.2577 | 490.4311 | 478.0654 | 466.2898 | 454.7409 | 444.0005 | 433.669 | 423.5778 | 0 | 0 | 0 | 0 | 0 | 0 | 0 | 0
F5_Industrial_Paper and Printing_New_Space Heating_Natural Gas_Unit Heater_E3 | F5 | Industrial | Paper and Printing | New | Space Heating | Natural Gas | Unit Heater | E3 | Utility - Cost of Operation | 586.0516 | 598.5047 | 590.5167 | 582.8935 | 566.8836 | 550.9328 | 534.7375 | 520.1408 | 505.5246 | 493.0932 | 480.6274 | 468.5245 | 456.6548 | 445.2858 | 434.1377 | 423.2008 | 412.64 | 402.551 | 392.6614 | 383.4056 | 374.4841 | 365.7702 | 0 | 0 | 0 | 0 | 0 | 0 | 0 | 0
F5_Industrial_Paper and Printing_New_Space Heating_Natural Gas_Unit Heater_E4 | F5 | Industrial | Paper and Printing | New | Space Heating | Natural Gas | Unit Heater | E4 | Utility - Cost of Operation | 0 | 0 | 0 | 0 | 0 | 0 | 0 | 0 | 0 | 0 | 0 | 0 | 0 | 0 | 0 | 0 | 0 | 0 | 0 | 0 | 0 | 0 | 0 | 0 | 0 | 0 | 0 | 0 | 0 | 0
F5_Industrial_Paper and Printing_New_Space Heating_Natural Gas_Unit Heater_E5 | F5 | Industrial | Paper and Printing | New | Space Heating | Natural Gas | Unit Heater | E5 | Utility - Cost of Operation | 0 | 0 | 0 | 0 | 0 | 0 | 0 | 0 | 0 | 0 | 0 | 0 | 0 | 0 | 0 | 0 | 0 | 0 | 0 | 0 | 0 | 0 | 0 | 0 | 0 | 0 | 0 | 0 | 0 | 0
F5_Industrial_Paper and Printing_New_Space Heating_Natural Gas_Unit Heater_E6 | F5 | Industrial | Paper and Printing | New | Space Heating | Natural Gas | Unit Heater | E6 | Utility - Cost of Operation | 0 | 0 | 0 | 0 | 0 | 0 | 0 | 0 | 0 | 0 | 0 | 0 | 0 | 0 | 0 | 0 | 0 | 0 | 0 | 0 | 0 | 0 | 0 | 0 | 0 | 0 | 0 | 0 | 0 | 0
F5_Industrial_Paper and Printing_New_Space Heating_Natural Gas_Unit Heater_E7 | F5 | Industrial | Paper and Printing | New | Space Heating | Natural Gas | Unit Heater | E7 | Utility - Cost of Operation | 0 | 0 | 0 | 0 | 0 | 0 | 0 | 0 | 0 | 0 | 0 | 0 | 0 | 0 | 0 | 0 | 0 | 0 | 0 | 0 | 0 | 0 | 0 | 0 | 0 | 0 | 0 | 0 | 0 | 0
F5_Industrial_Paper and Printing_New_Space Heating_Natural Gas_Unit Heater_E8 | F5 | Industrial | Paper and Printing | New | Space Heating | Natural Gas | Unit Heater | E8 | Utility - Cost of Operation | 0 | 0 | 0 | 0 | 0 | 0 | 0 | 0 | 0 | 0 | 0 | 0 | 0 | 0 | 0 | 0 | 0 | 0 | 0 | 0 | 0 | 0 | 0 | 0 | 0 | 0 | 0 | 0 | 0 | 0
F5_Industrial_Paper and Printing_New_Space Heating_Natural Gas_Unit Heater_E9 | F5 | Industrial | Paper and Printing | New | Space Heating | Natural Gas | Unit Heater | E9 | Utility - Cost of Operation | 0 | 0 | 0 | 0 | 0 | 0 | 0 | 0 | 0 | 0 | 0 | 0 | 0 | 0 | 0 | 0 | 0 | 0 | 0 | 0 | 0 | 0 | 0 | 0 | 0 | 0 | 0 | 0 | 0 | 0
F5_Industrial_Paper and Printing_New_Space Heating_Natural Gas_Unit Heater_E10 | F5 | Industrial | Paper and Printing | New | Space Heating | Natural Gas | Unit Heater | E10 | Utility - Cost of Operation | 0 | 0 | 0 | 0 | 0 | 0 | 0 | 0 | 0 | 0 | 0 | 0 | 0 | 0 | 0 | 0 | 0 | 0 | 0 | 0 | 0 | 0 | 0 | 0 | 0 | 0 | 0 | 0 | 0 | 0
F6_Industrial_Paper and Printing_New_Space Heating_Natural Gas_Unit Heater_E1 | F6 | Industrial | Paper and Printing | New | Space Heating | Natural Gas | Unit Heater | E1 | Utility - Value of Sales | 847.7991 | 872.3033 | 862.4057 | 853.0146 | 829.4805 | 805.9224 | 781.7776 | 760.147 | 738.3703 | 720.0936 | 701.6693 | 683.7961 | 666.2573 | 649.5044 | 633.0677 | 616.9326 | 601.3773 | 586.5643 | 572.0365 | 558.5257 | 545.5293 | 532.8353 | 0 | 0 | 0 | 0 | 0 | 0 | 0 | 0
F6_Industrial_Paper and Printing_New_Space Heating_Natural Gas_Unit Heater_E2 | F6 | Industrial | Paper and Printing | New | Space Heating | Natural Gas | Unit Heater | E2 | Utility - Value of Sales | 807.4463 | 830.7842 | 821.3577 | 812.4135 | 789.9996 | 767.5628 | 744.5672 | 723.9662 | 703.226 | 685.8192 | 668.2719 | 651.2494 | 634.5454 | 618.5899 | 602.9355 | 587.5684 | 572.7535 | 558.6455 | 544.8092 | 531.9415 | 519.5637 | 507.4738 | 0 | 0 | 0 | 0 | 0 | 0 | 0 | 0
F6_Industrial_Paper and Printing_New_Space Heating_Natural Gas_Unit Heater_E3 | F6 | Industrial | Paper and Printing | New | Space Heating | Natural Gas | Unit Heater | E3 | Utility - Value of Sales | 702.1279 | 717.0476 | 707.4774 | 698.3444 | 679.1635 | 660.0534 | 640.6503 | 623.1626 | 605.6513 | 590.7577 | 575.823 | 561.3229 | 547.1021 | 533.4814 | 520.1252 | 507.0222 | 494.3696 | 482.2823 | 470.434 | 459.3449 | 448.6563 | 438.2165 | 0 | 0 | 0 | 0 | 0 | 0 | 0 | 0
F6_Industrial_Paper and Printing_New_Space Heating_Natural Gas_Unit Heater_E4 | F6 | Industrial | Paper and Printing | New | Space Heating | Natural Gas | Unit Heater | E4 | Utility - Value of Sales | 0 | 0 | 0 | 0 | 0 | 0 | 0 | 0 | 0 | 0 | 0 | 0 | 0 | 0 | 0 | 0 | 0 | 0 | 0 | 0 | 0 | 0 | 0 | 0 | 0 | 0 | 0 | 0 | 0 | 0
F6_Industrial_Paper and Printing_New_Space Heating_Natural Gas_Unit Heater_E5 | F6 | Industrial | Paper and Printing | New | Space Heating | Natural Gas | Unit Heater | E5 | Utility - Value of Sales | 0 | 0 | 0 | 0 | 0 | 0 | 0 | 0 | 0 | 0 | 0 | 0 | 0 | 0 | 0 | 0 | 0 | 0 | 0 | 0 | 0 | 0 | 0 | 0 | 0 | 0 | 0 | 0 | 0 | 0
F6_Industrial_Paper and Printing_New_Space Heating_Natural Gas_Unit Heater_E6 | F6 | Industrial | Paper and Printing | New | Space Heating | Natural Gas | Unit Heater | E6 | Utility - Value of Sales | 0 | 0 | 0 | 0 | 0 | 0 | 0 | 0 | 0 | 0 | 0 | 0 | 0 | 0 | 0 | 0 | 0 | 0 | 0 | 0 | 0 | 0 | 0 | 0 | 0 | 0 | 0 | 0 | 0 | 0
F6_Industrial_Paper and Printing_New_Space Heating_Natural Gas_Unit Heater_E7 | F6 | Industrial | Paper and Printing | New | Space Heating | Natural Gas | Unit Heater | E7 | Utility - Value of Sales | 0 | 0 | 0 | 0 | 0 | 0 | 0 | 0 | 0 | 0 | 0 | 0 | 0 | 0 | 0 | 0 | 0 | 0 | 0 | 0 | 0 | 0 | 0 | 0 | 0 | 0 | 0 | 0 | 0 | 0
F6_Industrial_Paper and Printing_New_Space Heating_Natural Gas_Unit Heater_E8 | F6 | Industrial | Paper and Printing | New | Space Heating | Natural Gas | Unit Heater | E8 | Utility - Value of Sales | 0 | 0 | 0 | 0 | 0 | 0 | 0 | 0 | 0 | 0 | 0 | 0 | 0 | 0 | 0 | 0 | 0 | 0 | 0 | 0 | 0 | 0 | 0 | 0 | 0 | 0 | 0 | 0 | 0 | 0
F6_Industrial_Paper and Printing_New_Space Heating_Natural Gas_Unit Heater_E9 | F6 | Industrial | Paper and Printing | New | Space Heating | Natural Gas | Unit Heater | E9 | Utility - Value of Sales | 0 | 0 | 0 | 0 | 0 | 0 | 0 | 0 | 0 | 0 | 0 | 0 | 0 | 0 | 0 | 0 | 0 | 0 | 0 | 0 | 0 | 0 | 0 | 0 | 0 | 0 | 0 | 0 | 0 | 0
F6_Industrial_Paper and Printing_New_Space Heating_Natural Gas_Unit Heater_E10 | F6 | Industrial | Paper and Printing | New | Space Heating | Natural Gas | Unit Heater | E10 | Utility - Value of Sales | 0 | 0 | 0 | 0 | 0 | 0 | 0 | 0 | 0 | 0 | 0 | 0 | 0 | 0 | 0 | 0 | 0 | 0 | 0 | 0 | 0 | 0 | 0 | 0 | 0 | 0 | 0 | 0 | 0 | 0
F1_Industrial_Paper and Printing_New_Process_Natural Gas_Process Boiler_E1 | F1 | Industrial | Paper and Printing | New | Process | Natural Gas | Process Boiler | E1 | Participant - Cost of Equipment | 3149.3732 | 3149.3732 | 3149.3732 | 3149.3732 | 3149.3732 | 3149.3732 | 3149.3732 | 3149.3732 | 3149.3732 | 3149.3732 | 3149.3732 | 3149.3732 | 3149.3732 | 3149.3732 | 3149.3732 | 3149.3732 | 3149.3732 | 3149.3732 | 3149.3732 | 3149.3732 | 3149.3732 | 3149.3732 | 0 | 0 | 0 | 0 | 0 | 0 | 0 | 0
F1_Industrial_Paper and Printing_New_Process_Natural Gas_Process Boiler_E2 | F1 | Industrial | Paper and Printing | New | Process | Natural Gas | Process Boiler | E2 | Participant - Cost of Equipment | 0 | 0 | 0 | 0 | 0 | 0 | 0 | 0 | 0 | 0 | 0 | 0 | 0 | 0 | 0 | 0 | 0 | 0 | 0 | 0 | 0 | 0 | 0 | 0 | 0 | 0 | 0 | 0 | 0 | 0
F1_Industrial_Paper and Printing_New_Process_Natural Gas_Process Boiler_E3 | F1 | Industrial | Paper and Printing | New | Process | Natural Gas | Process Boiler | E3 | Participant - Cost of Equipment | 0 | 0 | 0 | 0 | 0 | 0 | 0 | 0 | 0 | 0 | 0 | 0 | 0 | 0 | 0 | 0 | 0 | 0 | 0 | 0 | 0 | 0 | 0 | 0 | 0 | 0 | 0 | 0 | 0 | 0
F1_Industrial_Paper and Printing_New_Process_Natural Gas_Process Boiler_E4 | F1 | Industrial | Paper and Printing | New | Process | Natural Gas | Process Boiler | E4 | Participant - Cost of Equipment | 0 | 0 | 0 | 0 | 0 | 0 | 0 | 0 | 0 | 0 | 0 | 0 | 0 | 0 | 0 | 0 | 0 | 0 | 0 | 0 | 0 | 0 | 0 | 0 | 0 | 0 | 0 | 0 | 0 | 0
F1_Industrial_Paper and Printing_New_Process_Natural Gas_Process Boiler_E5 | F1 | Industrial | Paper and Printing | New | Process | Natural Gas | Process Boiler | E5 | Participant - Cost of Equipment | 0 | 0 | 0 | 0 | 0 | 0 | 0 | 0 | 0 | 0 | 0 | 0 | 0 | 0 | 0 | 0 | 0 | 0 | 0 | 0 | 0 | 0 | 0 | 0 | 0 | 0 | 0 | 0 | 0 | 0
F1_Industrial_Paper and Printing_New_Process_Natural Gas_Process Boiler_E6 | F1 | Industrial | Paper and Printing | New | Process | Natural Gas | Process Boiler | E6 | Participant - Cost of Equipment | 0 | 0 | 0 | 0 | 0 | 0 | 0 | 0 | 0 | 0 | 0 | 0 | 0 | 0 | 0 | 0 | 0 | 0 | 0 | 0 | 0 | 0 | 0 | 0 | 0 | 0 | 0 | 0 | 0 | 0
F1_Industrial_Paper and Printing_New_Process_Natural Gas_Process Boiler_E7 | F1 | Industrial | Paper and Printing | New | Process | Natural Gas | Process Boiler | E7 | Participant - Cost of Equipment | 0 | 0 | 0 | 0 | 0 | 0 | 0 | 0 | 0 | 0 | 0 | 0 | 0 | 0 | 0 | 0 | 0 | 0 | 0 | 0 | 0 | 0 | 0 | 0 | 0 | 0 | 0 | 0 | 0 | 0
F1_Industrial_Paper and Printing_New_Process_Natural Gas_Process Boiler_E8 | F1 | Industrial | Paper and Printing | New | Process | Natural Gas | Process Boiler | E8 | Participant - Cost of Equipment | 0 | 0 | 0 | 0 | 0 | 0 | 0 | 0 | 0 | 0 | 0 | 0 | 0 | 0 | 0 | 0 | 0 | 0 | 0 | 0 | 0 | 0 | 0 | 0 | 0 | 0 | 0 | 0 | 0 | 0
F1_Industrial_Paper and Printing_New_Process_Natural Gas_Process Boiler_E9 | F1 | Industrial | Paper and Printing | New | Process | Natural Gas | Process Boiler | E9 | Participant - Cost of Equipment | 0 | 0 | 0 | 0 | 0 | 0 | 0 | 0 | 0 | 0 | 0 | 0 | 0 | 0 | 0 | 0 | 0 | 0 | 0 | 0 | 0 | 0 | 0 | 0 | 0 | 0 | 0 | 0 | 0 | 0
F1_Industrial_Paper and Printing_New_Process_Natural Gas_Process Boiler_E10 | F1 | Industrial | Paper and Printing | New | Process | Natural Gas | Process Boiler | E10 | Participant - Cost of Equipment | 0 | 0 | 0 | 0 | 0 | 0 | 0 | 0 | 0 | 0 | 0 | 0 | 0 | 0 | 0 | 0 | 0 | 0 | 0 | 0 | 0 | 0 | 0 | 0 | 0 | 0 | 0 | 0 | 0 | 0
F2_Industrial_Paper and Printing_New_Process_Natural Gas_Process Boiler_E1 | F2 | Industrial | Paper and Printing | New | Process | Natural Gas | Process Boiler | E1 | Participant - Cost of Operation | 1521.3932 | 1535.997 | 1511.2168 | 1487.4561 | 1447.7065 | 1408.3887 | 1368.8902 | 1332.7556 | 1296.8409 | 1265.3656 | 1233.9936 | 1203.493 | 1173.608 | 1144.855 | 1116.6859 | 1089.0789 | 1062.3826 | 1036.8138 | 1011.8747 | 988.443 | 965.9721 | 944.2527 | 0 | 0 | 0 | 0 | 0 | 0 | 0 | 0
F2_Industrial_Paper and Printing_New_Process_Natural Gas_Process Boiler_E2 | F2 | Industrial | Paper and Printing | New | Process | Natural Gas | Process Boiler | E2 | Participant - Cost of Operation | 0 | 0 | 0 | 0 | 0 | 0 | 0 | 0 | 0 | 0 | 0 | 0 | 0 | 0 | 0 | 0 | 0 | 0 | 0 | 0 | 0 | 0 | 0 | 0 | 0 | 0 | 0 | 0 | 0 | 0
F2_Industrial_Paper and Printing_New_Process_Natural Gas_Process Boiler_E3 | F2 | Industrial | Paper and Printing | New | Process | Natural Gas | Process Boiler | E3 | Participant - Cost of Operation | 0 | 0 | 0 | 0 | 0 | 0 | 0 | 0 | 0 | 0 | 0 | 0 | 0 | 0 | 0 | 0 | 0 | 0 | 0 | 0 | 0 | 0 | 0 | 0 | 0 | 0 | 0 | 0 | 0 | 0
F2_Industrial_Paper and Printing_New_Process_Natural Gas_Process Boiler_E4 | F2 | Industrial | Paper and Printing | New | Process | Natural Gas | Process Boiler | E4 | Participant - Cost of Operation | 0 | 0 | 0 | 0 | 0 | 0 | 0 | 0 | 0 | 0 | 0 | 0 | 0 | 0 | 0 | 0 | 0 | 0 | 0 | 0 | 0 | 0 | 0 | 0 | 0 | 0 | 0 | 0 | 0 | 0
F2_Industrial_Paper and Printing_New_Process_Natural Gas_Process Boiler_E5 | F2 | Industrial | Paper and Printing | New | Process | Natural Gas | Process Boiler | E5 | Participant - Cost of Operation | 0 | 0 | 0 | 0 | 0 | 0 | 0 | 0 | 0 | 0 | 0 | 0 | 0 | 0 | 0 | 0 | 0 | 0 | 0 | 0 | 0 | 0 | 0 | 0 | 0 | 0 | 0 | 0 | 0 | 0
F2_Industrial_Paper and Printing_New_Process_Natural Gas_Process Boiler_E6 | F2 | Industrial | Paper and Printing | New | Process | Natural Gas | Process Boiler | E6 | Participant - Cost of Operation | 0 | 0 | 0 | 0 | 0 | 0 | 0 | 0 | 0 | 0 | 0 | 0 | 0 | 0 | 0 | 0 | 0 | 0 | 0 | 0 | 0 | 0 | 0 | 0 | 0 | 0 | 0 | 0 | 0 | 0
F2_Industrial_Paper and Printing_New_Process_Natural Gas_Process Boiler_E7 | F2 | Industrial | Paper and Printing | New | Process | Natural Gas | Process Boiler | E7 | Participant - Cost of Operation | 0 | 0 | 0 | 0 | 0 | 0 | 0 | 0 | 0 | 0 | 0 | 0 | 0 | 0 | 0 | 0 | 0 | 0 | 0 | 0 | 0 | 0 | 0 | 0 | 0 | 0 | 0 | 0 | 0 | 0
F2_Industrial_Paper and Printing_New_Process_Natural Gas_Process Boiler_E8 | F2 | Industrial | Paper and Printing | New | Process | Natural Gas | Process Boiler | E8 | Participant - Cost of Operation | 0 | 0 | 0 | 0 | 0 | 0 | 0 | 0 | 0 | 0 | 0 | 0 | 0 | 0 | 0 | 0 | 0 | 0 | 0 | 0 | 0 | 0 | 0 | 0 | 0 | 0 | 0 | 0 | 0 | 0
F2_Industrial_Paper and Printing_New_Process_Natural Gas_Process Boiler_E9 | F2 | Industrial | Paper and Printing | New | Process | Natural Gas | Process Boiler | E9 | Participant - Cost of Operation | 0 | 0 | 0 | 0 | 0 | 0 | 0 | 0 | 0 | 0 | 0 | 0 | 0 | 0 | 0 | 0 | 0 | 0 | 0 | 0 | 0 | 0 | 0 | 0 | 0 | 0 | 0 | 0 | 0 | 0
F2_Industrial_Paper and Printing_New_Process_Natural Gas_Process Boiler_E10 | F2 | Industrial | Paper and Printing | New | Process | Natural Gas | Process Boiler | E10 | Participant - Cost of Operation | 0 | 0 | 0 | 0 | 0 | 0 | 0 | 0 | 0 | 0 | 0 | 0 | 0 | 0 | 0 | 0 | 0 | 0 | 0 | 0 | 0 | 0 | 0 | 0 | 0 | 0 | 0 | 0 | 0 | 0
F3_Industrial_Paper and Printing_New_Process_Natural Gas_Process Boiler_E1 | F3 | Industrial | Paper and Printing | New | Process | Natural Gas | Process Boiler | E1 | System - kBTUs of Conusmption | 253643.2392 | 253643.2392 | 253643.2392 | 253643.2392 | 253643.2392 | 253643.2392 | 253643.2392 | 253643.2392 | 253643.2392 | 253643.2392 | 253643.2392 | 253643.2392 | 253643.2392 | 253643.2392 | 253643.2392 | 253643.2392 | 253643.2392 | 253643.2392 | 253643.2392 | 253643.2392 | 253643.2392 | 253643.2392 | 0 | 0 | 0 | 0 | 0 | 0 | 0 | 0
F3_Industrial_Paper and Printing_New_Process_Natural Gas_Process Boiler_E2 | F3 | Industrial | Paper and Printing | New | Process | Natural Gas | Process Boiler | E2 | System - kBTUs of Conusmption | 0 | 0 | 0 | 0 | 0 | 0 | 0 | 0 | 0 | 0 | 0 | 0 | 0 | 0 | 0 | 0 | 0 | 0 | 0 | 0 | 0 | 0 | 0 | 0 | 0 | 0 | 0 | 0 | 0 | 0
F3_Industrial_Paper and Printing_New_Process_Natural Gas_Process Boiler_E3 | F3 | Industrial | Paper and Printing | New | Process | Natural Gas | Process Boiler | E3 | System - kBTUs of Conusmption | 0 | 0 | 0 | 0 | 0 | 0 | 0 | 0 | 0 | 0 | 0 | 0 | 0 | 0 | 0 | 0 | 0 | 0 | 0 | 0 | 0 | 0 | 0 | 0 | 0 | 0 | 0 | 0 | 0 | 0
F3_Industrial_Paper and Printing_New_Process_Natural Gas_Process Boiler_E4 | F3 | Industrial | Paper and Printing | New | Process | Natural Gas | Process Boiler | E4 | System - kBTUs of Conusmption | 0 | 0 | 0 | 0 | 0 | 0 | 0 | 0 | 0 | 0 | 0 | 0 | 0 | 0 | 0 | 0 | 0 | 0 | 0 | 0 | 0 | 0 | 0 | 0 | 0 | 0 | 0 | 0 | 0 | 0
F3_Industrial_Paper and Printing_New_Process_Natural Gas_Process Boiler_E5 | F3 | Industrial | Paper and Printing | New | Process | Natural Gas | Process Boiler | E5 | System - kBTUs of Conusmption | 0 | 0 | 0 | 0 | 0 | 0 | 0 | 0 | 0 | 0 | 0 | 0 | 0 | 0 | 0 | 0 | 0 | 0 | 0 | 0 | 0 | 0 | 0 | 0 | 0 | 0 | 0 | 0 | 0 | 0
F3_Industrial_Paper and Printing_New_Process_Natural Gas_Process Boiler_E6 | F3 | Industrial | Paper and Printing | New | Process | Natural Gas | Process Boiler | E6 | System - kBTUs of Conusmption | 0 | 0 | 0 | 0 | 0 | 0 | 0 | 0 | 0 | 0 | 0 | 0 | 0 | 0 | 0 | 0 | 0 | 0 | 0 | 0 | 0 | 0 | 0 | 0 | 0 | 0 | 0 | 0 | 0 | 0
F3_Industrial_Paper and Printing_New_Process_Natural Gas_Process Boiler_E7 | F3 | Industrial | Paper and Printing | New | Process | Natural Gas | Process Boiler | E7 | System - kBTUs of Conusmption | 0 | 0 | 0 | 0 | 0 | 0 | 0 | 0 | 0 | 0 | 0 | 0 | 0 | 0 | 0 | 0 | 0 | 0 | 0 | 0 | 0 | 0 | 0 | 0 | 0 | 0 | 0 | 0 | 0 | 0
F3_Industrial_Paper and Printing_New_Process_Natural Gas_Process Boiler_E8 | F3 | Industrial | Paper and Printing | New | Process | Natural Gas | Process Boiler | E8 | System - kBTUs of Conusmption | 0 | 0 | 0 | 0 | 0 | 0 | 0 | 0 | 0 | 0 | 0 | 0 | 0 | 0 | 0 | 0 | 0 | 0 | 0 | 0 | 0 | 0 | 0 | 0 | 0 | 0 | 0 | 0 | 0 | 0
F3_Industrial_Paper and Printing_New_Process_Natural Gas_Process Boiler_E9 | F3 | Industrial | Paper and Printing | New | Process | Natural Gas | Process Boiler | E9 | System - kBTUs of Conusmption | 0 | 0 | 0 | 0 | 0 | 0 | 0 | 0 | 0 | 0 | 0 | 0 | 0 | 0 | 0 | 0 | 0 | 0 | 0 | 0 | 0 | 0 | 0 | 0 | 0 | 0 | 0 | 0 | 0 | 0
F3_Industrial_Paper and Printing_New_Process_Natural Gas_Process Boiler_E10 | F3 | Industrial | Paper and Printing | New | Process | Natural Gas | Process Boiler | E10 | System - kBTUs of Conusmption | 0 | 0 | 0 | 0 | 0 | 0 | 0 | 0 | 0 | 0 | 0 | 0 | 0 | 0 | 0 | 0 | 0 | 0 | 0 | 0 | 0 | 0 | 0 | 0 | 0 | 0 | 0 | 0 | 0 | 0
F4_Industrial_Paper and Printing_New_Process_Natural Gas_Process Boiler_E1 | F4 | Industrial | Paper and Printing | New | Process | Natural Gas | Process Boiler | E1 | Utility - Cost of Equipment | 3149.3732 | 3149.3732 | 3149.3732 | 3149.3732 | 3149.3732 | 3149.3732 | 3149.3732 | 3149.3732 | 3149.3732 | 3149.3732 | 3149.3732 | 3149.3732 | 3149.3732 | 3149.3732 | 3149.3732 | 3149.3732 | 3149.3732 | 3149.3732 | 3149.3732 | 3149.3732 | 3149.3732 | 3149.3732 | 0 | 0 | 0 | 0 | 0 | 0 | 0 | 0
F4_Industrial_Paper and Printing_New_Process_Natural Gas_Process Boiler_E2 | F4 | Industrial | Paper and Printing | New | Process | Natural Gas | Process Boiler | E2 | Utility - Cost of Equipment | 0 | 0 | 0 | 0 | 0 | 0 | 0 | 0 | 0 | 0 | 0 | 0 | 0 | 0 | 0 | 0 | 0 | 0 | 0 | 0 | 0 | 0 | 0 | 0 | 0 | 0 | 0 | 0 | 0 | 0
F4_Industrial_Paper and Printing_New_Process_Natural Gas_Process Boiler_E3 | F4 | Industrial | Paper and Printing | New | Process | Natural Gas | Process Boiler | E3 | Utility - Cost of Equipment | 0 | 0 | 0 | 0 | 0 | 0 | 0 | 0 | 0 | 0 | 0 | 0 | 0 | 0 | 0 | 0 | 0 | 0 | 0 | 0 | 0 | 0 | 0 | 0 | 0 | 0 | 0 | 0 | 0 | 0
F4_Industrial_Paper and Printing_New_Process_Natural Gas_Process Boiler_E4 | F4 | Industrial | Paper and Printing | New | Process | Natural Gas | Process Boiler | E4 | Utility - Cost of Equipment | 0 | 0 | 0 | 0 | 0 | 0 | 0 | 0 | 0 | 0 | 0 | 0 | 0 | 0 | 0 | 0 | 0 | 0 | 0 | 0 | 0 | 0 | 0 | 0 | 0 | 0 | 0 | 0 | 0 | 0
F4_Industrial_Paper and Printing_New_Process_Natural Gas_Process Boiler_E5 | F4 | Industrial | Paper and Printing | New | Process | Natural Gas | Process Boiler | E5 | Utility - Cost of Equipment | 0 | 0 | 0 | 0 | 0 | 0 | 0 | 0 | 0 | 0 | 0 | 0 | 0 | 0 | 0 | 0 | 0 | 0 | 0 | 0 | 0 | 0 | 0 | 0 | 0 | 0 | 0 | 0 | 0 | 0
F4_Industrial_Paper and Printing_New_Process_Natural Gas_Process Boiler_E6 | F4 | Industrial | Paper and Printing | New | Process | Natural Gas | Process Boiler | E6 | Utility - Cost of Equipment | 0 | 0 | 0 | 0 | 0 | 0 | 0 | 0 | 0 | 0 | 0 | 0 | 0 | 0 | 0 | 0 | 0 | 0 | 0 | 0 | 0 | 0 | 0 | 0 | 0 | 0 | 0 | 0 | 0 | 0
F4_Industrial_Paper and Printing_New_Process_Natural Gas_Process Boiler_E7 | F4 | Industrial | Paper and Printing | New | Process | Natural Gas | Process Boiler | E7 | Utility - Cost of Equipment | 0 | 0 | 0 | 0 | 0 | 0 | 0 | 0 | 0 | 0 | 0 | 0 | 0 | 0 | 0 | 0 | 0 | 0 | 0 | 0 | 0 | 0 | 0 | 0 | 0 | 0 | 0 | 0 | 0 | 0
F4_Industrial_Paper and Printing_New_Process_Natural Gas_Process Boiler_E8 | F4 | Industrial | Paper and Printing | New | Process | Natural Gas | Process Boiler | E8 | Utility - Cost of Equipment | 0 | 0 | 0 | 0 | 0 | 0 | 0 | 0 | 0 | 0 | 0 | 0 | 0 | 0 | 0 | 0 | 0 | 0 | 0 | 0 | 0 | 0 | 0 | 0 | 0 | 0 | 0 | 0 | 0 | 0
F4_Industrial_Paper and Printing_New_Process_Natural Gas_Process Boiler_E9 | F4 | Industrial | Paper and Printing | New | Process | Natural Gas | Process Boiler | E9 | Utility - Cost of Equipment | 0 | 0 | 0 | 0 | 0 | 0 | 0 | 0 | 0 | 0 | 0 | 0 | 0 | 0 | 0 | 0 | 0 | 0 | 0 | 0 | 0 | 0 | 0 | 0 | 0 | 0 | 0 | 0 | 0 | 0
F4_Industrial_Paper and Printing_New_Process_Natural Gas_Process Boiler_E10 | F4 | Industrial | Paper and Printing | New | Process | Natural Gas | Process Boiler | E10 | Utility - Cost of Equipment | 0 | 0 | 0 | 0 | 0 | 0 | 0 | 0 | 0 | 0 | 0 | 0 | 0 | 0 | 0 | 0 | 0 | 0 | 0 | 0 | 0 | 0 | 0 | 0 | 0 | 0 | 0 | 0 | 0 | 0
F5_Industrial_Paper and Printing_New_Process_Natural Gas_Process Boiler_E1 | F5 | Industrial | Paper and Printing | New | Process | Natural Gas | Process Boiler | E1 | Utility - Cost of Operation | 1269.8752 | 1282.0647 | 1261.3811 | 1241.5486 | 1208.3705 | 1175.5527 | 1142.5842 | 1112.4233 | 1082.4461 | 1056.1743 | 1029.9887 | 1004.5305 | 979.5861 | 955.5866 | 932.0744 | 909.0314 | 886.7486 | 865.4069 | 844.5907 | 825.0328 | 806.2768 | 788.1481 | 0 | 0 | 0 | 0 | 0 | 0 | 0 | 0
F5_Industrial_Paper and Printing_New_Process_Natural Gas_Process Boiler_E2 | F5 | Industrial | Paper and Printing | New | Process | Natural Gas | Process Boiler | E2 | Utility - Cost of Operation | 0 | 0 | 0 | 0 | 0 | 0 | 0 | 0 | 0 | 0 | 0 | 0 | 0 | 0 | 0 | 0 | 0 | 0 | 0 | 0 | 0 | 0 | 0 | 0 | 0 | 0 | 0 | 0 | 0 | 0
F5_Industrial_Paper and Printing_New_Process_Natural Gas_Process Boiler_E3 | F5 | Industrial | Paper and Printing | New | Process | Natural Gas | Process Boiler | E3 | Utility - Cost of Operation | 0 | 0 | 0 | 0 | 0 | 0 | 0 | 0 | 0 | 0 | 0 | 0 | 0 | 0 | 0 | 0 | 0 | 0 | 0 | 0 | 0 | 0 | 0 | 0 | 0 | 0 | 0 | 0 | 0 | 0
F5_Industrial_Paper and Printing_New_Process_Natural Gas_Process Boiler_E4 | F5 | Industrial | Paper and Printing | New | Process | Natural Gas | Process Boiler | E4 | Utility - Cost of Operation | 0 | 0 | 0 | 0 | 0 | 0 | 0 | 0 | 0 | 0 | 0 | 0 | 0 | 0 | 0 | 0 | 0 | 0 | 0 | 0 | 0 | 0 | 0 | 0 | 0 | 0 | 0 | 0 | 0 | 0
F5_Industrial_Paper and Printing_New_Process_Natural Gas_Process Boiler_E5 | F5 | Industrial | Paper and Printing | New | Process | Natural Gas | Process Boiler | E5 | Utility - Cost of Operation | 0 | 0 | 0 | 0 | 0 | 0 | 0 | 0 | 0 | 0 | 0 | 0 | 0 | 0 | 0 | 0 | 0 | 0 | 0 | 0 | 0 | 0 | 0 | 0 | 0 | 0 | 0 | 0 | 0 | 0
F5_Industrial_Paper and Printing_New_Process_Natural Gas_Process Boiler_E6 | F5 | Industrial | Paper and Printing | New | Process | Natural Gas | Process Boiler | E6 | Utility - Cost of Operation | 0 | 0 | 0 | 0 | 0 | 0 | 0 | 0 | 0 | 0 | 0 | 0 | 0 | 0 | 0 | 0 | 0 | 0 | 0 | 0 | 0 | 0 | 0 | 0 | 0 | 0 | 0 | 0 | 0 | 0
F5_Industrial_Paper and Printing_New_Process_Natural Gas_Process Boiler_E7 | F5 | Industrial | Paper and Printing | New | Process | Natural Gas | Process Boiler | E7 | Utility - Cost of Operation | 0 | 0 | 0 | 0 | 0 | 0 | 0 | 0 | 0 | 0 | 0 | 0 | 0 | 0 | 0 | 0 | 0 | 0 | 0 | 0 | 0 | 0 | 0 | 0 | 0 | 0 | 0 | 0 | 0 | 0
F5_Industrial_Paper and Printing_New_Process_Natural Gas_Process Boiler_E8 | F5 | Industrial | Paper and Printing | New | Process | Natural Gas | Process Boiler | E8 | Utility - Cost of Operation | 0 | 0 | 0 | 0 | 0 | 0 | 0 | 0 | 0 | 0 | 0 | 0 | 0 | 0 | 0 | 0 | 0 | 0 | 0 | 0 | 0 | 0 | 0 | 0 | 0 | 0 | 0 | 0 | 0 | 0
F5_Industrial_Paper and Printing_New_Process_Natural Gas_Process Boiler_E9 | F5 | Industrial | Paper and Printing | New | Process | Natural Gas | Process Boiler | E9 | Utility - Cost of Operation | 0 | 0 | 0 | 0 | 0 | 0 | 0 | 0 | 0 | 0 | 0 | 0 | 0 | 0 | 0 | 0 | 0 | 0 | 0 | 0 | 0 | 0 | 0 | 0 | 0 | 0 | 0 | 0 | 0 | 0
F5_Industrial_Paper and Printing_New_Process_Natural Gas_Process Boiler_E10 | F5 | Industrial | Paper and Printing | New | Process | Natural Gas | Process Boiler | E10 | Utility - Cost of Operation | 0 | 0 | 0 | 0 | 0 | 0 | 0 | 0 | 0 | 0 | 0 | 0 | 0 | 0 | 0 | 0 | 0 | 0 | 0 | 0 | 0 | 0 | 0 | 0 | 0 | 0 | 0 | 0 | 0 | 0
F6_Industrial_Paper and Printing_New_Process_Natural Gas_Process Boiler_E1 | F6 | Industrial | Paper and Printing | New | Process | Natural Gas | Process Boiler | E1 | Utility - Value of Sales | 1521.3932 | 1535.997 | 1511.2168 | 1487.4561 | 1447.7065 | 1408.3887 | 1368.8902 | 1332.7556 | 1296.8409 | 1265.3656 | 1233.9936 | 1203.493 | 1173.608 | 1144.855 | 1116.6859 | 1089.0789 | 1062.3826 | 1036.8138 | 1011.8747 | 988.443 | 965.9721 | 944.2527 | 0 | 0 | 0 | 0 | 0 | 0 | 0 | 0
F6_Industrial_Paper and Printing_New_Process_Natural Gas_Process Boiler_E2 | F6 | Industrial | Paper and Printing | New | Process | Natural Gas | Process Boiler | E2 | Utility - Value of Sales | 0 | 0 | 0 | 0 | 0 | 0 | 0 | 0 | 0 | 0 | 0 | 0 | 0 | 0 | 0 | 0 | 0 | 0 | 0 | 0 | 0 | 0 | 0 | 0 | 0 | 0 | 0 | 0 | 0 | 0
F6_Industrial_Paper and Printing_New_Process_Natural Gas_Process Boiler_E3 | F6 | Industrial | Paper and Printing | New | Process | Natural Gas | Process Boiler | E3 | Utility - Value of Sales | 0 | 0 | 0 | 0 | 0 | 0 | 0 | 0 | 0 | 0 | 0 | 0 | 0 | 0 | 0 | 0 | 0 | 0 | 0 | 0 | 0 | 0 | 0 | 0 | 0 | 0 | 0 | 0 | 0 | 0
F6_Industrial_Paper and Printing_New_Process_Natural Gas_Process Boiler_E4 | F6 | Industrial | Paper and Printing | New | Process | Natural Gas | Process Boiler | E4 | Utility - Value of Sales | 0 | 0 | 0 | 0 | 0 | 0 | 0 | 0 | 0 | 0 | 0 | 0 | 0 | 0 | 0 | 0 | 0 | 0 | 0 | 0 | 0 | 0 | 0 | 0 | 0 | 0 | 0 | 0 | 0 | 0
F6_Industrial_Paper and Printing_New_Process_Natural Gas_Process Boiler_E5 | F6 | Industrial | Paper and Printing | New | Process | Natural Gas | Process Boiler | E5 | Utility - Value of Sales | 0 | 0 | 0 | 0 | 0 | 0 | 0 | 0 | 0 | 0 | 0 | 0 | 0 | 0 | 0 | 0 | 0 | 0 | 0 | 0 | 0 | 0 | 0 | 0 | 0 | 0 | 0 | 0 | 0 | 0
F6_Industrial_Paper and Printing_New_Process_Natural Gas_Process Boiler_E6 | F6 | Industrial | Paper and Printing | New | Process | Natural Gas | Process Boiler | E6 | Utility - Value of Sales | 0 | 0 | 0 | 0 | 0 | 0 | 0 | 0 | 0 | 0 | 0 | 0 | 0 | 0 | 0 | 0 | 0 | 0 | 0 | 0 | 0 | 0 | 0 | 0 | 0 | 0 | 0 | 0 | 0 | 0
F6_Industrial_Paper and Printing_New_Process_Natural Gas_Process Boiler_E7 | F6 | Industrial | Paper and Printing | New | Process | Natural Gas | Process Boiler | E7 | Utility - Value of Sales | 0 | 0 | 0 | 0 | 0 | 0 | 0 | 0 | 0 | 0 | 0 | 0 | 0 | 0 | 0 | 0 | 0 | 0 | 0 | 0 | 0 | 0 | 0 | 0 | 0 | 0 | 0 | 0 | 0 | 0
F6_Industrial_Paper and Printing_New_Process_Natural Gas_Process Boiler_E8 | F6 | Industrial | Paper and Printing | New | Process | Natural Gas | Process Boiler | E8 | Utility - Value of Sales | 0 | 0 | 0 | 0 | 0 | 0 | 0 | 0 | 0 | 0 | 0 | 0 | 0 | 0 | 0 | 0 | 0 | 0 | 0 | 0 | 0 | 0 | 0 | 0 | 0 | 0 | 0 | 0 | 0 | 0
F6_Industrial_Paper and Printing_New_Process_Natural Gas_Process Boiler_E9 | F6 | Industrial | Paper and Printing | New | Process | Natural Gas | Process Boiler | E9 | Utility - Value of Sales | 0 | 0 | 0 | 0 | 0 | 0 | 0 | 0 | 0 | 0 | 0 | 0 | 0 | 0 | 0 | 0 | 0 | 0 | 0 | 0 | 0 | 0 | 0 | 0 | 0 | 0 | 0 | 0 | 0 | 0
F6_Industrial_Paper and Printing_New_Process_Natural Gas_Process Boiler_E10 | F6 | Industrial | Paper and Printing | New | Process | Natural Gas | Process Boiler | E10 | Utility - Value of Sales | 0 | 0 | 0 | 0 | 0 | 0 | 0 | 0 | 0 | 0 | 0 | 0 | 0 | 0 | 0 | 0 | 0 | 0 | 0 | 0 | 0 | 0 | 0 | 0 | 0 | 0 | 0 | 0 | 0 | 0
F1_Industrial_Paper and Printing_New_Process_Natural Gas_Process Heating_E1 | F1 | Industrial | Paper and Printing | New | Process | Natural Gas | Process Heating | E1 | Participant - Cost of Equipment | 0.22938 | 0.22938 | 0.22938 | 0.22938 | 0.22938 | 0.22938 | 0.22938 | 0.22938 | 0.22938 | 0.22938 | 0.22938 | 0.22938 | 0.22938 | 0.22938 | 0.22938 | 0.22938 | 0.22938 | 0.22938 | 0.22938 | 0.22938 | 0.22938 | 0.22938 | 0 | 0 | 0 | 0 | 0 | 0 | 0 | 0
F1_Industrial_Paper and Printing_New_Process_Natural Gas_Process Heating_E2 | F1 | Industrial | Paper and Printing | New | Process | Natural Gas | Process Heating | E2 | Participant - Cost of Equipment | 0 | 0 | 0 | 0 | 0 | 0 | 0 | 0 | 0 | 0 | 0 | 0 | 0 | 0 | 0 | 0 | 0 | 0 | 0 | 0 | 0 | 0 | 0 | 0 | 0 | 0 | 0 | 0 | 0 | 0
F1_Industrial_Paper and Printing_New_Process_Natural Gas_Process Heating_E3 | F1 | Industrial | Paper and Printing | New | Process | Natural Gas | Process Heating | E3 | Participant - Cost of Equipment | 0 | 0 | 0 | 0 | 0 | 0 | 0 | 0 | 0 | 0 | 0 | 0 | 0 | 0 | 0 | 0 | 0 | 0 | 0 | 0 | 0 | 0 | 0 | 0 | 0 | 0 | 0 | 0 | 0 | 0
F1_Industrial_Paper and Printing_New_Process_Natural Gas_Process Heating_E4 | F1 | Industrial | Paper and Printing | New | Process | Natural Gas | Process Heating | E4 | Participant - Cost of Equipment | 0 | 0 | 0 | 0 | 0 | 0 | 0 | 0 | 0 | 0 | 0 | 0 | 0 | 0 | 0 | 0 | 0 | 0 | 0 | 0 | 0 | 0 | 0 | 0 | 0 | 0 | 0 | 0 | 0 | 0
F1_Industrial_Paper and Printing_New_Process_Natural Gas_Process Heating_E5 | F1 | Industrial | Paper and Printing | New | Process | Natural Gas | Process Heating | E5 | Participant - Cost of Equipment | 0 | 0 | 0 | 0 | 0 | 0 | 0 | 0 | 0 | 0 | 0 | 0 | 0 | 0 | 0 | 0 | 0 | 0 | 0 | 0 | 0 | 0 | 0 | 0 | 0 | 0 | 0 | 0 | 0 | 0
F1_Industrial_Paper and Printing_New_Process_Natural Gas_Process Heating_E6 | F1 | Industrial | Paper and Printing | New | Process | Natural Gas | Process Heating | E6 | Participant - Cost of Equipment | 0 | 0 | 0 | 0 | 0 | 0 | 0 | 0 | 0 | 0 | 0 | 0 | 0 | 0 | 0 | 0 | 0 | 0 | 0 | 0 | 0 | 0 | 0 | 0 | 0 | 0 | 0 | 0 | 0 | 0
F1_Industrial_Paper and Printing_New_Process_Natural Gas_Process Heating_E7 | F1 | Industrial | Paper and Printing | New | Process | Natural Gas | Process Heating | E7 | Participant - Cost of Equipment | 0 | 0 | 0 | 0 | 0 | 0 | 0 | 0 | 0 | 0 | 0 | 0 | 0 | 0 | 0 | 0 | 0 | 0 | 0 | 0 | 0 | 0 | 0 | 0 | 0 | 0 | 0 | 0 | 0 | 0
F1_Industrial_Paper and Printing_New_Process_Natural Gas_Process Heating_E8 | F1 | Industrial | Paper and Printing | New | Process | Natural Gas | Process Heating | E8 | Participant - Cost of Equipment | 0 | 0 | 0 | 0 | 0 | 0 | 0 | 0 | 0 | 0 | 0 | 0 | 0 | 0 | 0 | 0 | 0 | 0 | 0 | 0 | 0 | 0 | 0 | 0 | 0 | 0 | 0 | 0 | 0 | 0
F1_Industrial_Paper and Printing_New_Process_Natural Gas_Process Heating_E9 | F1 | Industrial | Paper and Printing | New | Process | Natural Gas | Process Heating | E9 | Participant - Cost of Equipment | 0 | 0 | 0 | 0 | 0 | 0 | 0 | 0 | 0 | 0 | 0 | 0 | 0 | 0 | 0 | 0 | 0 | 0 | 0 | 0 | 0 | 0 | 0 | 0 | 0 | 0 | 0 | 0 | 0 | 0
F1_Industrial_Paper and Printing_New_Process_Natural Gas_Process Heating_E10 | F1 | Industrial | Paper and Printing | New | Process | Natural Gas | Process Heating | E10 | Participant - Cost of Equipment | 0 | 0 | 0 | 0 | 0 | 0 | 0 | 0 | 0 | 0 | 0 | 0 | 0 | 0 | 0 | 0 | 0 | 0 | 0 | 0 | 0 | 0 | 0 | 0 | 0 | 0 | 0 | 0 | 0 | 0
F2_Industrial_Paper and Printing_New_Process_Natural Gas_Process Heating_E1 | F2 | Industrial | Paper and Printing | New | Process | Natural Gas | Process Heating | E1 | Participant - Cost of Operation | 1516.0568 | 1657.3776 | 1668.7481 | 1680.0393 | 1633.1716 | 1583.4188 | 1529.9001 | 1484.4613 | 1438.0321 | 1404.5638 | 1369.4198 | 1334.9159 | 1300.332 | 1267.4181 | 1234.2937 | 1201.0232 | 1168.9186 | 1138.5992 | 1108.646 | 1082.0617 | 1056.8831 | 1032.2903 | 0 | 0 | 0 | 0 | 0 | 0 | 0 | 0
F2_Industrial_Paper and Printing_New_Process_Natural Gas_Process Heating_E2 | F2 | Industrial | Paper and Printing | New | Process | Natural Gas | Process Heating | E2 | Participant - Cost of Operation | 0 | 0 | 0 | 0 | 0 | 0 | 0 | 0 | 0 | 0 | 0 | 0 | 0 | 0 | 0 | 0 | 0 | 0 | 0 | 0 | 0 | 0 | 0 | 0 | 0 | 0 | 0 | 0 | 0 | 0
F2_Industrial_Paper and Printing_New_Process_Natural Gas_Process Heating_E3 | F2 | Industrial | Paper and Printing | New | Process | Natural Gas | Process Heating | E3 | Participant - Cost of Operation | 0 | 0 | 0 | 0 | 0 | 0 | 0 | 0 | 0 | 0 | 0 | 0 | 0 | 0 | 0 | 0 | 0 | 0 | 0 | 0 | 0 | 0 | 0 | 0 | 0 | 0 | 0 | 0 | 0 | 0
F2_Industrial_Paper and Printing_New_Process_Natural Gas_Process Heating_E4 | F2 | Industrial | Paper and Printing | New | Process | Natural Gas | Process Heating | E4 | Participant - Cost of Operation | 0 | 0 | 0 | 0 | 0 | 0 | 0 | 0 | 0 | 0 | 0 | 0 | 0 | 0 | 0 | 0 | 0 | 0 | 0 | 0 | 0 | 0 | 0 | 0 | 0 | 0 | 0 | 0 | 0 | 0
F2_Industrial_Paper and Printing_New_Process_Natural Gas_Process Heating_E5 | F2 | Industrial | Paper and Printing | New | Process | Natural Gas | Process Heating | E5 | Participant - Cost of Operation | 0 | 0 | 0 | 0 | 0 | 0 | 0 | 0 | 0 | 0 | 0 | 0 | 0 | 0 | 0 | 0 | 0 | 0 | 0 | 0 | 0 | 0 | 0 | 0 | 0 | 0 | 0 | 0 | 0 | 0
F2_Industrial_Paper and Printing_New_Process_Natural Gas_Process Heating_E6 | F2 | Industrial | Paper and Printing | New | Process | Natural Gas | Process Heating | E6 | Participant - Cost of Operation | 0 | 0 | 0 | 0 | 0 | 0 | 0 | 0 | 0 | 0 | 0 | 0 | 0 | 0 | 0 | 0 | 0 | 0 | 0 | 0 | 0 | 0 | 0 | 0 | 0 | 0 | 0 | 0 | 0 | 0
F2_Industrial_Paper and Printing_New_Process_Natural Gas_Process Heating_E7 | F2 | Industrial | Paper and Printing | New | Process | Natural Gas | Process Heating | E7 | Participant - Cost of Operation | 0 | 0 | 0 | 0 | 0 | 0 | 0 | 0 | 0 | 0 | 0 | 0 | 0 | 0 | 0 | 0 | 0 | 0 | 0 | 0 | 0 | 0 | 0 | 0 | 0 | 0 | 0 | 0 | 0 | 0
F2_Industrial_Paper and Printing_New_Process_Natural Gas_Process Heating_E8 | F2 | Industrial | Paper and Printing | New | Process | Natural Gas | Process Heating | E8 | Participant - Cost of Operation | 0 | 0 | 0 | 0 | 0 | 0 | 0 | 0 | 0 | 0 | 0 | 0 | 0 | 0 | 0 | 0 | 0 | 0 | 0 | 0 | 0 | 0 | 0 | 0 | 0 | 0 | 0 | 0 | 0 | 0
F2_Industrial_Paper and Printing_New_Process_Natural Gas_Process Heating_E9 | F2 | Industrial | Paper and Printing | New | Process | Natural Gas | Process Heating | E9 | Participant - Cost of Operation | 0 | 0 | 0 | 0 | 0 | 0 | 0 | 0 | 0 | 0 | 0 | 0 | 0 | 0 | 0 | 0 | 0 | 0 | 0 | 0 | 0 | 0 | 0 | 0 | 0 | 0 | 0 | 0 | 0 | 0
F2_Industrial_Paper and Printing_New_Process_Natural Gas_Process Heating_E10 | F2 | Industrial | Paper and Printing | New | Process | Natural Gas | Process Heating | E10 | Participant - Cost of Operation | 0 | 0 | 0 | 0 | 0 | 0 | 0 | 0 | 0 | 0 | 0 | 0 | 0 | 0 | 0 | 0 | 0 | 0 | 0 | 0 | 0 | 0 | 0 | 0 | 0 | 0 | 0 | 0 | 0 | 0
F3_Industrial_Paper and Printing_New_Process_Natural Gas_Process Heating_E1 | F3 | Industrial | Paper and Printing | New | Process | Natural Gas | Process Heating | E1 | System - kBTUs of Conusmption | 234723.4889 | 234723.4889 | 234723.4889 | 234723.4889 | 234723.4889 | 234723.4889 | 234723.4889 | 234723.4889 | 234723.4889 | 234723.4889 | 234723.4889 | 234723.4889 | 234723.4889 | 234723.4889 | 234723.4889 | 234723.4889 | 234723.4889 | 234723.4889 | 234723.4889 | 234723.4889 | 234723.4889 | 234723.4889 | 0 | 0 | 0 | 0 | 0 | 0 | 0 | 0
F3_Industrial_Paper and Printing_New_Process_Natural Gas_Process Heating_E2 | F3 | Industrial | Paper and Printing | New | Process | Natural Gas | Process Heating | E2 | System - kBTUs of Conusmption | 0 | 0 | 0 | 0 | 0 | 0 | 0 | 0 | 0 | 0 | 0 | 0 | 0 | 0 | 0 | 0 | 0 | 0 | 0 | 0 | 0 | 0 | 0 | 0 | 0 | 0 | 0 | 0 | 0 | 0
F3_Industrial_Paper and Printing_New_Process_Natural Gas_Process Heating_E3 | F3 | Industrial | Paper and Printing | New | Process | Natural Gas | Process Heating | E3 | System - kBTUs of Conusmption | 0 | 0 | 0 | 0 | 0 | 0 | 0 | 0 | 0 | 0 | 0 | 0 | 0 | 0 | 0 | 0 | 0 | 0 | 0 | 0 | 0 | 0 | 0 | 0 | 0 | 0 | 0 | 0 | 0 | 0
F3_Industrial_Paper and Printing_New_Process_Natural Gas_Process Heating_E4 | F3 | Industrial | Paper and Printing | New | Process | Natural Gas | Process Heating | E4 | System - kBTUs of Conusmption | 0 | 0 | 0 | 0 | 0 | 0 | 0 | 0 | 0 | 0 | 0 | 0 | 0 | 0 | 0 | 0 | 0 | 0 | 0 | 0 | 0 | 0 | 0 | 0 | 0 | 0 | 0 | 0 | 0 | 0
F3_Industrial_Paper and Printing_New_Process_Natural Gas_Process Heating_E5 | F3 | Industrial | Paper and Printing | New | Process | Natural Gas | Process Heating | E5 | System - kBTUs of Conusmption | 0 | 0 | 0 | 0 | 0 | 0 | 0 | 0 | 0 | 0 | 0 | 0 | 0 | 0 | 0 | 0 | 0 | 0 | 0 | 0 | 0 | 0 | 0 | 0 | 0 | 0 | 0 | 0 | 0 | 0
F3_Industrial_Paper and Printing_New_Process_Natural Gas_Process Heating_E6 | F3 | Industrial | Paper and Printing | New | Process | Natural Gas | Process Heating | E6 | System - kBTUs of Conusmption | 0 | 0 | 0 | 0 | 0 | 0 | 0 | 0 | 0 | 0 | 0 | 0 | 0 | 0 | 0 | 0 | 0 | 0 | 0 | 0 | 0 | 0 | 0 | 0 | 0 | 0 | 0 | 0 | 0 | 0
F3_Industrial_Paper and Printing_New_Process_Natural Gas_Process Heating_E7 | F3 | Industrial | Paper and Printing | New | Process | Natural Gas | Process Heating | E7 | System - kBTUs of Conusmption | 0 | 0 | 0 | 0 | 0 | 0 | 0 | 0 | 0 | 0 | 0 | 0 | 0 | 0 | 0 | 0 | 0 | 0 | 0 | 0 | 0 | 0 | 0 | 0 | 0 | 0 | 0 | 0 | 0 | 0
F3_Industrial_Paper and Printing_New_Process_Natural Gas_Process Heating_E8 | F3 | Industrial | Paper and Printing | New | Process | Natural Gas | Process Heating | E8 | System - kBTUs of Conusmption | 0 | 0 | 0 | 0 | 0 | 0 | 0 | 0 | 0 | 0 | 0 | 0 | 0 | 0 | 0 | 0 | 0 | 0 | 0 | 0 | 0 | 0 | 0 | 0 | 0 | 0 | 0 | 0 | 0 | 0
F3_Industrial_Paper and Printing_New_Process_Natural Gas_Process Heating_E9 | F3 | Industrial | Paper and Printing | New | Process | Natural Gas | Process Heating | E9 | System - kBTUs of Conusmption | 0 | 0 | 0 | 0 | 0 | 0 | 0 | 0 | 0 | 0 | 0 | 0 | 0 | 0 | 0 | 0 | 0 | 0 | 0 | 0 | 0 | 0 | 0 | 0 | 0 | 0 | 0 | 0 | 0 | 0
F3_Industrial_Paper and Printing_New_Process_Natural Gas_Process Heating_E10 | F3 | Industrial | Paper and Printing | New | Process | Natural Gas | Process Heating | E10 | System - kBTUs of Conusmption | 0 | 0 | 0 | 0 | 0 | 0 | 0 | 0 | 0 | 0 | 0 | 0 | 0 | 0 | 0 | 0 | 0 | 0 | 0 | 0 | 0 | 0 | 0 | 0 | 0 | 0 | 0 | 0 | 0 | 0
F4_Industrial_Paper and Printing_New_Process_Natural Gas_Process Heating_E1 | F4 | Industrial | Paper and Printing | New | Process | Natural Gas | Process Heating | E1 | Utility - Cost of Equipment | 0.22938 | 0.22938 | 0.22938 | 0.22938 | 0.22938 | 0.22938 | 0.22938 | 0.22938 | 0.22938 | 0.22938 | 0.22938 | 0.22938 | 0.22938 | 0.22938 | 0.22938 | 0.22938 | 0.22938 | 0.22938 | 0.22938 | 0.22938 | 0.22938 | 0.22938 | 0 | 0 | 0 | 0 | 0 | 0 | 0 | 0
F4_Industrial_Paper and Printing_New_Process_Natural Gas_Process Heating_E2 | F4 | Industrial | Paper and Printing | New | Process | Natural Gas | Process Heating | E2 | Utility - Cost of Equipment | 0 | 0 | 0 | 0 | 0 | 0 | 0 | 0 | 0 | 0 | 0 | 0 | 0 | 0 | 0 | 0 | 0 | 0 | 0 | 0 | 0 | 0 | 0 | 0 | 0 | 0 | 0 | 0 | 0 | 0
F4_Industrial_Paper and Printing_New_Process_Natural Gas_Process Heating_E3 | F4 | Industrial | Paper and Printing | New | Process | Natural Gas | Process Heating | E3 | Utility - Cost of Equipment | 0 | 0 | 0 | 0 | 0 | 0 | 0 | 0 | 0 | 0 | 0 | 0 | 0 | 0 | 0 | 0 | 0 | 0 | 0 | 0 | 0 | 0 | 0 | 0 | 0 | 0 | 0 | 0 | 0 | 0
F4_Industrial_Paper and Printing_New_Process_Natural Gas_Process Heating_E4 | F4 | Industrial | Paper and Printing | New | Process | Natural Gas | Process Heating | E4 | Utility - Cost of Equipment | 0 | 0 | 0 | 0 | 0 | 0 | 0 | 0 | 0 | 0 | 0 | 0 | 0 | 0 | 0 | 0 | 0 | 0 | 0 | 0 | 0 | 0 | 0 | 0 | 0 | 0 | 0 | 0 | 0 | 0
F4_Industrial_Paper and Printing_New_Process_Natural Gas_Process Heating_E5 | F4 | Industrial | Paper and Printing | New | Process | Natural Gas | Process Heating | E5 | Utility - Cost of Equipment | 0 | 0 | 0 | 0 | 0 | 0 | 0 | 0 | 0 | 0 | 0 | 0 | 0 | 0 | 0 | 0 | 0 | 0 | 0 | 0 | 0 | 0 | 0 | 0 | 0 | 0 | 0 | 0 | 0 | 0
F4_Industrial_Paper and Printing_New_Process_Natural Gas_Process Heating_E6 | F4 | Industrial | Paper and Printing | New | Process | Natural Gas | Process Heating | E6 | Utility - Cost of Equipment | 0 | 0 | 0 | 0 | 0 | 0 | 0 | 0 | 0 | 0 | 0 | 0 | 0 | 0 | 0 | 0 | 0 | 0 | 0 | 0 | 0 | 0 | 0 | 0 | 0 | 0 | 0 | 0 | 0 | 0
F4_Industrial_Paper and Printing_New_Process_Natural Gas_Process Heating_E7 | F4 | Industrial | Paper and Printing | New | Process | Natural Gas | Process Heating | E7 | Utility - Cost of Equipment | 0 | 0 | 0 | 0 | 0 | 0 | 0 | 0 | 0 | 0 | 0 | 0 | 0 | 0 | 0 | 0 | 0 | 0 | 0 | 0 | 0 | 0 | 0 | 0 | 0 | 0 | 0 | 0 | 0 | 0
F4_Industrial_Paper and Printing_New_Process_Natural Gas_Process Heating_E8 | F4 | Industrial | Paper and Printing | New | Process | Natural Gas | Process Heating | E8 | Utility - Cost of Equipment | 0 | 0 | 0 | 0 | 0 | 0 | 0 | 0 | 0 | 0 | 0 | 0 | 0 | 0 | 0 | 0 | 0 | 0 | 0 | 0 | 0 | 0 | 0 | 0 | 0 | 0 | 0 | 0 | 0 | 0
F4_Industrial_Paper and Printing_New_Process_Natural Gas_Process Heating_E9 | F4 | Industrial | Paper and Printing | New | Process | Natural Gas | Process Heating | E9 | Utility - Cost of Equipment | 0 | 0 | 0 | 0 | 0 | 0 | 0 | 0 | 0 | 0 | 0 | 0 | 0 | 0 | 0 | 0 | 0 | 0 | 0 | 0 | 0 | 0 | 0 | 0 | 0 | 0 | 0 | 0 | 0 | 0
F4_Industrial_Paper and Printing_New_Process_Natural Gas_Process Heating_E10 | F4 | Industrial | Paper and Printing | New | Process | Natural Gas | Process Heating | E10 | Utility - Cost of Equipment | 0 | 0 | 0 | 0 | 0 | 0 | 0 | 0 | 0 | 0 | 0 | 0 | 0 | 0 | 0 | 0 | 0 | 0 | 0 | 0 | 0 | 0 | 0 | 0 | 0 | 0 | 0 | 0 | 0 | 0
F5_Industrial_Paper and Printing_New_Process_Natural Gas_Process Heating_E1 | F5 | Industrial | Paper and Printing | New | Process | Natural Gas | Process Heating | E1 | Utility - Cost of Operation | 1265.421 | 1383.3785 | 1392.8693 | 1402.2938 | 1363.1743 | 1321.6467 | 1276.9757 | 1239.0489 | 1200.2954 | 1172.3601 | 1143.0262 | 1114.2265 | 1085.36 | 1057.8875 | 1030.2393 | 1002.4691 | 975.672 | 950.365 | 925.3637 | 903.1744 | 882.1583 | 861.6312 | 0 | 0 | 0 | 0 | 0 | 0 | 0 | 0
F5_Industrial_Paper and Printing_New_Process_Natural Gas_Process Heating_E2 | F5 | Industrial | Paper and Printing | New | Process | Natural Gas | Process Heating | E2 | Utility - Cost of Operation | 0 | 0 | 0 | 0 | 0 | 0 | 0 | 0 | 0 | 0 | 0 | 0 | 0 | 0 | 0 | 0 | 0 | 0 | 0 | 0 | 0 | 0 | 0 | 0 | 0 | 0 | 0 | 0 | 0 | 0
F5_Industrial_Paper and Printing_New_Process_Natural Gas_Process Heating_E3 | F5 | Industrial | Paper and Printing | New | Process | Natural Gas | Process Heating | E3 | Utility - Cost of Operation | 0 | 0 | 0 | 0 | 0 | 0 | 0 | 0 | 0 | 0 | 0 | 0 | 0 | 0 | 0 | 0 | 0 | 0 | 0 | 0 | 0 | 0 | 0 | 0 | 0 | 0 | 0 | 0 | 0 | 0
F5_Industrial_Paper and Printing_New_Process_Natural Gas_Process Heating_E4 | F5 | Industrial | Paper and Printing | New | Process | Natural Gas | Process Heating | E4 | Utility - Cost of Operation | 0 | 0 | 0 | 0 | 0 | 0 | 0 | 0 | 0 | 0 | 0 | 0 | 0 | 0 | 0 | 0 | 0 | 0 | 0 | 0 | 0 | 0 | 0 | 0 | 0 | 0 | 0 | 0 | 0 | 0
F5_Industrial_Paper and Printing_New_Process_Natural Gas_Process Heating_E5 | F5 | Industrial | Paper and Printing | New | Process | Natural Gas | Process Heating | E5 | Utility - Cost of Operation | 0 | 0 | 0 | 0 | 0 | 0 | 0 | 0 | 0 | 0 | 0 | 0 | 0 | 0 | 0 | 0 | 0 | 0 | 0 | 0 | 0 | 0 | 0 | 0 | 0 | 0 | 0 | 0 | 0 | 0
F5_Industrial_Paper and Printing_New_Process_Natural Gas_Process Heating_E6 | F5 | Industrial | Paper and Printing | New | Process | Natural Gas | Process Heating | E6 | Utility - Cost of Operation | 0 | 0 | 0 | 0 | 0 | 0 | 0 | 0 | 0 | 0 | 0 | 0 | 0 | 0 | 0 | 0 | 0 | 0 | 0 | 0 | 0 | 0 | 0 | 0 | 0 | 0 | 0 | 0 | 0 | 0
F5_Industrial_Paper and Printing_New_Process_Natural Gas_Process Heating_E7 | F5 | Industrial | Paper and Printing | New | Process | Natural Gas | Process Heating | E7 | Utility - Cost of Operation | 0 | 0 | 0 | 0 | 0 | 0 | 0 | 0 | 0 | 0 | 0 | 0 | 0 | 0 | 0 | 0 | 0 | 0 | 0 | 0 | 0 | 0 | 0 | 0 | 0 | 0 | 0 | 0 | 0 | 0
F5_Industrial_Paper and Printing_New_Process_Natural Gas_Process Heating_E8 | F5 | Industrial | Paper and Printing | New | Process | Natural Gas | Process Heating | E8 | Utility - Cost of Operation | 0 | 0 | 0 | 0 | 0 | 0 | 0 | 0 | 0 | 0 | 0 | 0 | 0 | 0 | 0 | 0 | 0 | 0 | 0 | 0 | 0 | 0 | 0 | 0 | 0 | 0 | 0 | 0 | 0 | 0
F5_Industrial_Paper and Printing_New_Process_Natural Gas_Process Heating_E9 | F5 | Industrial | Paper and Printing | New | Process | Natural Gas | Process Heating | E9 | Utility - Cost of Operation | 0 | 0 | 0 | 0 | 0 | 0 | 0 | 0 | 0 | 0 | 0 | 0 | 0 | 0 | 0 | 0 | 0 | 0 | 0 | 0 | 0 | 0 | 0 | 0 | 0 | 0 | 0 | 0 | 0 | 0
F5_Industrial_Paper and Printing_New_Process_Natural Gas_Process Heating_E10 | F5 | Industrial | Paper and Printing | New | Process | Natural Gas | Process Heating | E10 | Utility - Cost of Operation | 0 | 0 | 0 | 0 | 0 | 0 | 0 | 0 | 0 | 0 | 0 | 0 | 0 | 0 | 0 | 0 | 0 | 0 | 0 | 0 | 0 | 0 | 0 | 0 | 0 | 0 | 0 | 0 | 0 | 0
F6_Industrial_Paper and Printing_New_Process_Natural Gas_Process Heating_E1 | F6 | Industrial | Paper and Printing | New | Process | Natural Gas | Process Heating | E1 | Utility - Value of Sales | 1516.0568 | 1657.3776 | 1668.7481 | 1680.0393 | 1633.1716 | 1583.4188 | 1529.9001 | 1484.4613 | 1438.0321 | 1404.5638 | 1369.4198 | 1334.9159 | 1300.332 | 1267.4181 | 1234.2937 | 1201.0232 | 1168.9186 | 1138.5992 | 1108.646 | 1082.0617 | 1056.8831 | 1032.2903 | 0 | 0 | 0 | 0 | 0 | 0 | 0 | 0
F6_Industrial_Paper and Printing_New_Process_Natural Gas_Process Heating_E2 | F6 | Industrial | Paper and Printing | New | Process | Natural Gas | Process Heating | E2 | Utility - Value of Sales | 0 | 0 | 0 | 0 | 0 | 0 | 0 | 0 | 0 | 0 | 0 | 0 | 0 | 0 | 0 | 0 | 0 | 0 | 0 | 0 | 0 | 0 | 0 | 0 | 0 | 0 | 0 | 0 | 0 | 0
F6_Industrial_Paper and Printing_New_Process_Natural Gas_Process Heating_E3 | F6 | Industrial | Paper and Printing | New | Process | Natural Gas | Process Heating | E3 | Utility - Value of Sales | 0 | 0 | 0 | 0 | 0 | 0 | 0 | 0 | 0 | 0 | 0 | 0 | 0 | 0 | 0 | 0 | 0 | 0 | 0 | 0 | 0 | 0 | 0 | 0 | 0 | 0 | 0 | 0 | 0 | 0
F6_Industrial_Paper and Printing_New_Process_Natural Gas_Process Heating_E4 | F6 | Industrial | Paper and Printing | New | Process | Natural Gas | Process Heating | E4 | Utility - Value of Sales | 0 | 0 | 0 | 0 | 0 | 0 | 0 | 0 | 0 | 0 | 0 | 0 | 0 | 0 | 0 | 0 | 0 | 0 | 0 | 0 | 0 | 0 | 0 | 0 | 0 | 0 | 0 | 0 | 0 | 0
F6_Industrial_Paper and Printing_New_Process_Natural Gas_Process Heating_E5 | F6 | Industrial | Paper and Printing | New | Process | Natural Gas | Process Heating | E5 | Utility - Value of Sales | 0 | 0 | 0 | 0 | 0 | 0 | 0 | 0 | 0 | 0 | 0 | 0 | 0 | 0 | 0 | 0 | 0 | 0 | 0 | 0 | 0 | 0 | 0 | 0 | 0 | 0 | 0 | 0 | 0 | 0
F6_Industrial_Paper and Printing_New_Process_Natural Gas_Process Heating_E6 | F6 | Industrial | Paper and Printing | New | Process | Natural Gas | Process Heating | E6 | Utility - Value of Sales | 0 | 0 | 0 | 0 | 0 | 0 | 0 | 0 | 0 | 0 | 0 | 0 | 0 | 0 | 0 | 0 | 0 | 0 | 0 | 0 | 0 | 0 | 0 | 0 | 0 | 0 | 0 | 0 | 0 | 0
F6_Industrial_Paper and Printing_New_Process_Natural Gas_Process Heating_E7 | F6 | Industrial | Paper and Printing | New | Process | Natural Gas | Process Heating | E7 | Utility - Value of Sales | 0 | 0 | 0 | 0 | 0 | 0 | 0 | 0 | 0 | 0 | 0 | 0 | 0 | 0 | 0 | 0 | 0 | 0 | 0 | 0 | 0 | 0 | 0 | 0 | 0 | 0 | 0 | 0 | 0 | 0
F6_Industrial_Paper and Printing_New_Process_Natural Gas_Process Heating_E8 | F6 | Industrial | Paper and Printing | New | Process | Natural Gas | Process Heating | E8 | Utility - Value of Sales | 0 | 0 | 0 | 0 | 0 | 0 | 0 | 0 | 0 | 0 | 0 | 0 | 0 | 0 | 0 | 0 | 0 | 0 | 0 | 0 | 0 | 0 | 0 | 0 | 0 | 0 | 0 | 0 | 0 | 0
F6_Industrial_Paper and Printing_New_Process_Natural Gas_Process Heating_E9 | F6 | Industrial | Paper and Printing | New | Process | Natural Gas | Process Heating | E9 | Utility - Value of Sales | 0 | 0 | 0 | 0 | 0 | 0 | 0 | 0 | 0 | 0 | 0 | 0 | 0 | 0 | 0 | 0 | 0 | 0 | 0 | 0 | 0 | 0 | 0 | 0 | 0 | 0 | 0 | 0 | 0 | 0
F6_Industrial_Paper and Printing_New_Process_Natural Gas_Process Heating_E10 | F6 | Industrial | Paper and Printing | New | Process | Natural Gas | Process Heating | E10 | Utility - Value of Sales | 0 | 0 | 0 | 0 | 0 | 0 | 0 | 0 | 0 | 0 | 0 | 0 | 0 | 0 | 0 | 0 | 0 | 0 | 0 | 0 | 0 | 0 | 0 | 0 | 0 | 0 | 0 | 0 | 0 | 0
F1_Industrial_Paper and Printing_New_Process_Natural Gas_Process Cooling_E1 | F1 | Industrial | Paper and Printing | New | Process | Natural Gas | Process Cooling | E1 | Participant - Cost of Equipment | 0.22938 | 0.22938 | 0.22938 | 0.22938 | 0.22938 | 0.22938 | 0.22938 | 0.22938 | 0.22938 | 0.22938 | 0.22938 | 0.22938 | 0.22938 | 0.22938 | 0.22938 | 0.22938 | 0.22938 | 0.22938 | 0.22938 | 0.22938 | 0.22938 | 0.22938 | 0 | 0 | 0 | 0 | 0 | 0 | 0 | 0
F1_Industrial_Paper and Printing_New_Process_Natural Gas_Process Cooling_E2 | F1 | Industrial | Paper and Printing | New | Process | Natural Gas | Process Cooling | E2 | Participant - Cost of Equipment | 0 | 0 | 0 | 0 | 0 | 0 | 0 | 0 | 0 | 0 | 0 | 0 | 0 | 0 | 0 | 0 | 0 | 0 | 0 | 0 | 0 | 0 | 0 | 0 | 0 | 0 | 0 | 0 | 0 | 0
F1_Industrial_Paper and Printing_New_Process_Natural Gas_Process Cooling_E3 | F1 | Industrial | Paper and Printing | New | Process | Natural Gas | Process Cooling | E3 | Participant - Cost of Equipment | 0 | 0 | 0 | 0 | 0 | 0 | 0 | 0 | 0 | 0 | 0 | 0 | 0 | 0 | 0 | 0 | 0 | 0 | 0 | 0 | 0 | 0 | 0 | 0 | 0 | 0 | 0 | 0 | 0 | 0
F1_Industrial_Paper and Printing_New_Process_Natural Gas_Process Cooling_E4 | F1 | Industrial | Paper and Printing | New | Process | Natural Gas | Process Cooling | E4 | Participant - Cost of Equipment | 0 | 0 | 0 | 0 | 0 | 0 | 0 | 0 | 0 | 0 | 0 | 0 | 0 | 0 | 0 | 0 | 0 | 0 | 0 | 0 | 0 | 0 | 0 | 0 | 0 | 0 | 0 | 0 | 0 | 0
F1_Industrial_Paper and Printing_New_Process_Natural Gas_Process Cooling_E5 | F1 | Industrial | Paper and Printing | New | Process | Natural Gas | Process Cooling | E5 | Participant - Cost of Equipment | 0 | 0 | 0 | 0 | 0 | 0 | 0 | 0 | 0 | 0 | 0 | 0 | 0 | 0 | 0 | 0 | 0 | 0 | 0 | 0 | 0 | 0 | 0 | 0 | 0 | 0 | 0 | 0 | 0 | 0
F1_Industrial_Paper and Printing_New_Process_Natural Gas_Process Cooling_E6 | F1 | Industrial | Paper and Printing | New | Process | Natural Gas | Process Cooling | E6 | Participant - Cost of Equipment | 0 | 0 | 0 | 0 | 0 | 0 | 0 | 0 | 0 | 0 | 0 | 0 | 0 | 0 | 0 | 0 | 0 | 0 | 0 | 0 | 0 | 0 | 0 | 0 | 0 | 0 | 0 | 0 | 0 | 0
F1_Industrial_Paper and Printing_New_Process_Natural Gas_Process Cooling_E7 | F1 | Industrial | Paper and Printing | New | Process | Natural Gas | Process Cooling | E7 | Participant - Cost of Equipment | 0 | 0 | 0 | 0 | 0 | 0 | 0 | 0 | 0 | 0 | 0 | 0 | 0 | 0 | 0 | 0 | 0 | 0 | 0 | 0 | 0 | 0 | 0 | 0 | 0 | 0 | 0 | 0 | 0 | 0
F1_Industrial_Paper and Printing_New_Process_Natural Gas_Process Cooling_E8 | F1 | Industrial | Paper and Printing | New | Process | Natural Gas | Process Cooling | E8 | Participant - Cost of Equipment | 0 | 0 | 0 | 0 | 0 | 0 | 0 | 0 | 0 | 0 | 0 | 0 | 0 | 0 | 0 | 0 | 0 | 0 | 0 | 0 | 0 | 0 | 0 | 0 | 0 | 0 | 0 | 0 | 0 | 0
F1_Industrial_Paper and Printing_New_Process_Natural Gas_Process Cooling_E9 | F1 | Industrial | Paper and Printing | New | Process | Natural Gas | Process Cooling | E9 | Participant - Cost of Equipment | 0 | 0 | 0 | 0 | 0 | 0 | 0 | 0 | 0 | 0 | 0 | 0 | 0 | 0 | 0 | 0 | 0 | 0 | 0 | 0 | 0 | 0 | 0 | 0 | 0 | 0 | 0 | 0 | 0 | 0
F1_Industrial_Paper and Printing_New_Process_Natural Gas_Process Cooling_E10 | F1 | Industrial | Paper and Printing | New | Process | Natural Gas | Process Cooling | E10 | Participant - Cost of Equipment | 0 | 0 | 0 | 0 | 0 | 0 | 0 | 0 | 0 | 0 | 0 | 0 | 0 | 0 | 0 | 0 | 0 | 0 | 0 | 0 | 0 | 0 | 0 | 0 | 0 | 0 | 0 | 0 | 0 | 0
F2_Industrial_Paper and Printing_New_Process_Natural Gas_Process Cooling_E1 | F2 | Industrial | Paper and Printing | New | Process | Natural Gas | Process Cooling | E1 | Participant - Cost of Operation | 7.3472 | 8.032 | 8.0871 | 8.1419 | 7.9147 | 7.6736 | 7.4143 | 7.194 | 6.969 | 6.8068 | 6.6365 | 6.4693 | 6.3017 | 6.1422 | 5.9817 | 5.8204 | 5.6649 | 5.5179 | 5.3728 | 5.2439 | 5.1219 | 5.0027 | 0 | 0 | 0 | 0 | 0 | 0 | 0 | 0
F2_Industrial_Paper and Printing_New_Process_Natural Gas_Process Cooling_E2 | F2 | Industrial | Paper and Printing | New | Process | Natural Gas | Process Cooling | E2 | Participant - Cost of Operation | 0 | 0 | 0 | 0 | 0 | 0 | 0 | 0 | 0 | 0 | 0 | 0 | 0 | 0 | 0 | 0 | 0 | 0 | 0 | 0 | 0 | 0 | 0 | 0 | 0 | 0 | 0 | 0 | 0 | 0
F2_Industrial_Paper and Printing_New_Process_Natural Gas_Process Cooling_E3 | F2 | Industrial | Paper and Printing | New | Process | Natural Gas | Process Cooling | E3 | Participant - Cost of Operation | 0 | 0 | 0 | 0 | 0 | 0 | 0 | 0 | 0 | 0 | 0 | 0 | 0 | 0 | 0 | 0 | 0 | 0 | 0 | 0 | 0 | 0 | 0 | 0 | 0 | 0 | 0 | 0 | 0 | 0
F2_Industrial_Paper and Printing_New_Process_Natural Gas_Process Cooling_E4 | F2 | Industrial | Paper and Printing | New | Process | Natural Gas | Process Cooling | E4 | Participant - Cost of Operation | 0 | 0 | 0 | 0 | 0 | 0 | 0 | 0 | 0 | 0 | 0 | 0 | 0 | 0 | 0 | 0 | 0 | 0 | 0 | 0 | 0 | 0 | 0 | 0 | 0 | 0 | 0 | 0 | 0 | 0
F2_Industrial_Paper and Printing_New_Process_Natural Gas_Process Cooling_E5 | F2 | Industrial | Paper and Printing | New | Process | Natural Gas | Process Cooling | E5 | Participant - Cost of Operation | 0 | 0 | 0 | 0 | 0 | 0 | 0 | 0 | 0 | 0 | 0 | 0 | 0 | 0 | 0 | 0 | 0 | 0 | 0 | 0 | 0 | 0 | 0 | 0 | 0 | 0 | 0 | 0 | 0 | 0
F2_Industrial_Paper and Printing_New_Process_Natural Gas_Process Cooling_E6 | F2 | Industrial | Paper and Printing | New | Process | Natural Gas | Process Cooling | E6 | Participant - Cost of Operation | 0 | 0 | 0 | 0 | 0 | 0 | 0 | 0 | 0 | 0 | 0 | 0 | 0 | 0 | 0 | 0 | 0 | 0 | 0 | 0 | 0 | 0 | 0 | 0 | 0 | 0 | 0 | 0 | 0 | 0
F2_Industrial_Paper and Printing_New_Process_Natural Gas_Process Cooling_E7 | F2 | Industrial | Paper and Printing | New | Process | Natural Gas | Process Cooling | E7 | Participant - Cost of Operation | 0 | 0 | 0 | 0 | 0 | 0 | 0 | 0 | 0 | 0 | 0 | 0 | 0 | 0 | 0 | 0 | 0 | 0 | 0 | 0 | 0 | 0 | 0 | 0 | 0 | 0 | 0 | 0 | 0 | 0
F2_Industrial_Paper and Printing_New_Process_Natural Gas_Process Cooling_E8 | F2 | Industrial | Paper and Printing | New | Process | Natural Gas | Process Cooling | E8 | Participant - Cost of Operation | 0 | 0 | 0 | 0 | 0 | 0 | 0 | 0 | 0 | 0 | 0 | 0 | 0 | 0 | 0 | 0 | 0 | 0 | 0 | 0 | 0 | 0 | 0 | 0 | 0 | 0 | 0 | 0 | 0 | 0
F2_Industrial_Paper and Printing_New_Process_Natural Gas_Process Cooling_E9 | F2 | Industrial | Paper and Printing | New | Process | Natural Gas | Process Cooling | E9 | Participant - Cost of Operation | 0 | 0 | 0 | 0 | 0 | 0 | 0 | 0 | 0 | 0 | 0 | 0 | 0 | 0 | 0 | 0 | 0 | 0 | 0 | 0 | 0 | 0 | 0 | 0 | 0 | 0 | 0 | 0 | 0 | 0
F2_Industrial_Paper and Printing_New_Process_Natural Gas_Process Cooling_E10 | F2 | Industrial | Paper and Printing | New | Process | Natural Gas | Process Cooling | E10 | Participant - Cost of Operation | 0 | 0 | 0 | 0 | 0 | 0 | 0 | 0 | 0 | 0 | 0 | 0 | 0 | 0 | 0 | 0 | 0 | 0 | 0 | 0 | 0 | 0 | 0 | 0 | 0 | 0 | 0 | 0 | 0 | 0
F3_Industrial_Paper and Printing_New_Process_Natural Gas_Process Cooling_E1 | F3 | Industrial | Paper and Printing | New | Process | Natural Gas | Process Cooling | E1 | System - kBTUs of Conusmption | 1137.5252 | 1137.5252 | 1137.5252 | 1137.5252 | 1137.5252 | 1137.5252 | 1137.5252 | 1137.5252 | 1137.5252 | 1137.5252 | 1137.5252 | 1137.5252 | 1137.5252 | 1137.5252 | 1137.5252 | 1137.5252 | 1137.5252 | 1137.5252 | 1137.5252 | 1137.5252 | 1137.5252 | 1137.5252 | 0 | 0 | 0 | 0 | 0 | 0 | 0 | 0
F3_Industrial_Paper and Printing_New_Process_Natural Gas_Process Cooling_E2 | F3 | Industrial | Paper and Printing | New | Process | Natural Gas | Process Cooling | E2 | System - kBTUs of Conusmption | 0 | 0 | 0 | 0 | 0 | 0 | 0 | 0 | 0 | 0 | 0 | 0 | 0 | 0 | 0 | 0 | 0 | 0 | 0 | 0 | 0 | 0 | 0 | 0 | 0 | 0 | 0 | 0 | 0 | 0
F3_Industrial_Paper and Printing_New_Process_Natural Gas_Process Cooling_E3 | F3 | Industrial | Paper and Printing | New | Process | Natural Gas | Process Cooling | E3 | System - kBTUs of Conusmption | 0 | 0 | 0 | 0 | 0 | 0 | 0 | 0 | 0 | 0 | 0 | 0 | 0 | 0 | 0 | 0 | 0 | 0 | 0 | 0 | 0 | 0 | 0 | 0 | 0 | 0 | 0 | 0 | 0 | 0
F3_Industrial_Paper and Printing_New_Process_Natural Gas_Process Cooling_E4 | F3 | Industrial | Paper and Printing | New | Process | Natural Gas | Process Cooling | E4 | System - kBTUs of Conusmption | 0 | 0 | 0 | 0 | 0 | 0 | 0 | 0 | 0 | 0 | 0 | 0 | 0 | 0 | 0 | 0 | 0 | 0 | 0 | 0 | 0 | 0 | 0 | 0 | 0 | 0 | 0 | 0 | 0 | 0
F3_Industrial_Paper and Printing_New_Process_Natural Gas_Process Cooling_E5 | F3 | Industrial | Paper and Printing | New | Process | Natural Gas | Process Cooling | E5 | System - kBTUs of Conusmption | 0 | 0 | 0 | 0 | 0 | 0 | 0 | 0 | 0 | 0 | 0 | 0 | 0 | 0 | 0 | 0 | 0 | 0 | 0 | 0 | 0 | 0 | 0 | 0 | 0 | 0 | 0 | 0 | 0 | 0
F3_Industrial_Paper and Printing_New_Process_Natural Gas_Process Cooling_E6 | F3 | Industrial | Paper and Printing | New | Process | Natural Gas | Process Cooling | E6 | System - kBTUs of Conusmption | 0 | 0 | 0 | 0 | 0 | 0 | 0 | 0 | 0 | 0 | 0 | 0 | 0 | 0 | 0 | 0 | 0 | 0 | 0 | 0 | 0 | 0 | 0 | 0 | 0 | 0 | 0 | 0 | 0 | 0
F3_Industrial_Paper and Printing_New_Process_Natural Gas_Process Cooling_E7 | F3 | Industrial | Paper and Printing | New | Process | Natural Gas | Process Cooling | E7 | System - kBTUs of Conusmption | 0 | 0 | 0 | 0 | 0 | 0 | 0 | 0 | 0 | 0 | 0 | 0 | 0 | 0 | 0 | 0 | 0 | 0 | 0 | 0 | 0 | 0 | 0 | 0 | 0 | 0 | 0 | 0 | 0 | 0
F3_Industrial_Paper and Printing_New_Process_Natural Gas_Process Cooling_E8 | F3 | Industrial | Paper and Printing | New | Process | Natural Gas | Process Cooling | E8 | System - kBTUs of Conusmption | 0 | 0 | 0 | 0 | 0 | 0 | 0 | 0 | 0 | 0 | 0 | 0 | 0 | 0 | 0 | 0 | 0 | 0 | 0 | 0 | 0 | 0 | 0 | 0 | 0 | 0 | 0 | 0 | 0 | 0
F3_Industrial_Paper and Printing_New_Process_Natural Gas_Process Cooling_E9 | F3 | Industrial | Paper and Printing | New | Process | Natural Gas | Process Cooling | E9 | System - kBTUs of Conusmption | 0 | 0 | 0 | 0 | 0 | 0 | 0 | 0 | 0 | 0 | 0 | 0 | 0 | 0 | 0 | 0 | 0 | 0 | 0 | 0 | 0 | 0 | 0 | 0 | 0 | 0 | 0 | 0 | 0 | 0
F3_Industrial_Paper and Printing_New_Process_Natural Gas_Process Cooling_E10 | F3 | Industrial | Paper and Printing | New | Process | Natural Gas | Process Cooling | E10 | System - kBTUs of Conusmption | 0 | 0 | 0 | 0 | 0 | 0 | 0 | 0 | 0 | 0 | 0 | 0 | 0 | 0 | 0 | 0 | 0 | 0 | 0 | 0 | 0 | 0 | 0 | 0 | 0 | 0 | 0 | 0 | 0 | 0
F4_Industrial_Paper and Printing_New_Process_Natural Gas_Process Cooling_E1 | F4 | Industrial | Paper and Printing | New | Process | Natural Gas | Process Cooling | E1 | Utility - Cost of Equipment | 0.22938 | 0.22938 | 0.22938 | 0.22938 | 0.22938 | 0.22938 | 0.22938 | 0.22938 | 0.22938 | 0.22938 | 0.22938 | 0.22938 | 0.22938 | 0.22938 | 0.22938 | 0.22938 | 0.22938 | 0.22938 | 0.22938 | 0.22938 | 0.22938 | 0.22938 | 0 | 0 | 0 | 0 | 0 | 0 | 0 | 0
F4_Industrial_Paper and Printing_New_Process_Natural Gas_Process Cooling_E2 | F4 | Industrial | Paper and Printing | New | Process | Natural Gas | Process Cooling | E2 | Utility - Cost of Equipment | 0 | 0 | 0 | 0 | 0 | 0 | 0 | 0 | 0 | 0 | 0 | 0 | 0 | 0 | 0 | 0 | 0 | 0 | 0 | 0 | 0 | 0 | 0 | 0 | 0 | 0 | 0 | 0 | 0 | 0
F4_Industrial_Paper and Printing_New_Process_Natural Gas_Process Cooling_E3 | F4 | Industrial | Paper and Printing | New | Process | Natural Gas | Process Cooling | E3 | Utility - Cost of Equipment | 0 | 0 | 0 | 0 | 0 | 0 | 0 | 0 | 0 | 0 | 0 | 0 | 0 | 0 | 0 | 0 | 0 | 0 | 0 | 0 | 0 | 0 | 0 | 0 | 0 | 0 | 0 | 0 | 0 | 0
F4_Industrial_Paper and Printing_New_Process_Natural Gas_Process Cooling_E4 | F4 | Industrial | Paper and Printing | New | Process | Natural Gas | Process Cooling | E4 | Utility - Cost of Equipment | 0 | 0 | 0 | 0 | 0 | 0 | 0 | 0 | 0 | 0 | 0 | 0 | 0 | 0 | 0 | 0 | 0 | 0 | 0 | 0 | 0 | 0 | 0 | 0 | 0 | 0 | 0 | 0 | 0 | 0
F4_Industrial_Paper and Printing_New_Process_Natural Gas_Process Cooling_E5 | F4 | Industrial | Paper and Printing | New | Process | Natural Gas | Process Cooling | E5 | Utility - Cost of Equipment | 0 | 0 | 0 | 0 | 0 | 0 | 0 | 0 | 0 | 0 | 0 | 0 | 0 | 0 | 0 | 0 | 0 | 0 | 0 | 0 | 0 | 0 | 0 | 0 | 0 | 0 | 0 | 0 | 0 | 0
F4_Industrial_Paper and Printing_New_Process_Natural Gas_Process Cooling_E6 | F4 | Industrial | Paper and Printing | New | Process | Natural Gas | Process Cooling | E6 | Utility - Cost of Equipment | 0 | 0 | 0 | 0 | 0 | 0 | 0 | 0 | 0 | 0 | 0 | 0 | 0 | 0 | 0 | 0 | 0 | 0 | 0 | 0 | 0 | 0 | 0 | 0 | 0 | 0 | 0 | 0 | 0 | 0
F4_Industrial_Paper and Printing_New_Process_Natural Gas_Process Cooling_E7 | F4 | Industrial | Paper and Printing | New | Process | Natural Gas | Process Cooling | E7 | Utility - Cost of Equipment | 0 | 0 | 0 | 0 | 0 | 0 | 0 | 0 | 0 | 0 | 0 | 0 | 0 | 0 | 0 | 0 | 0 | 0 | 0 | 0 | 0 | 0 | 0 | 0 | 0 | 0 | 0 | 0 | 0 | 0
F4_Industrial_Paper and Printing_New_Process_Natural Gas_Process Cooling_E8 | F4 | Industrial | Paper and Printing | New | Process | Natural Gas | Process Cooling | E8 | Utility - Cost of Equipment | 0 | 0 | 0 | 0 | 0 | 0 | 0 | 0 | 0 | 0 | 0 | 0 | 0 | 0 | 0 | 0 | 0 | 0 | 0 | 0 | 0 | 0 | 0 | 0 | 0 | 0 | 0 | 0 | 0 | 0
F4_Industrial_Paper and Printing_New_Process_Natural Gas_Process Cooling_E9 | F4 | Industrial | Paper and Printing | New | Process | Natural Gas | Process Cooling | E9 | Utility - Cost of Equipment | 0 | 0 | 0 | 0 | 0 | 0 | 0 | 0 | 0 | 0 | 0 | 0 | 0 | 0 | 0 | 0 | 0 | 0 | 0 | 0 | 0 | 0 | 0 | 0 | 0 | 0 | 0 | 0 | 0 | 0
F4_Industrial_Paper and Printing_New_Process_Natural Gas_Process Cooling_E10 | F4 | Industrial | Paper and Printing | New | Process | Natural Gas | Process Cooling | E10 | Utility - Cost of Equipment | 0 | 0 | 0 | 0 | 0 | 0 | 0 | 0 | 0 | 0 | 0 | 0 | 0 | 0 | 0 | 0 | 0 | 0 | 0 | 0 | 0 | 0 | 0 | 0 | 0 | 0 | 0 | 0 | 0 | 0
F5_Industrial_Paper and Printing_New_Process_Natural Gas_Process Cooling_E1 | F5 | Industrial | Paper and Printing | New | Process | Natural Gas | Process Cooling | E1 | Utility - Cost of Operation | 6.1325 | 6.7042 | 6.7502 | 6.7958 | 6.6063 | 6.405 | 6.1885 | 6.0047 | 5.8169 | 5.6815 | 5.5394 | 5.3998 | 5.2599 | 5.1268 | 4.9928 | 4.8582 | 4.7283 | 4.6057 | 4.4845 | 4.377 | 4.2751 | 4.1757 | 0 | 0 | 0 | 0 | 0 | 0 | 0 | 0
F5_Industrial_Paper and Printing_New_Process_Natural Gas_Process Cooling_E2 | F5 | Industrial | Paper and Printing | New | Process | Natural Gas | Process Cooling | E2 | Utility - Cost of Operation | 0 | 0 | 0 | 0 | 0 | 0 | 0 | 0 | 0 | 0 | 0 | 0 | 0 | 0 | 0 | 0 | 0 | 0 | 0 | 0 | 0 | 0 | 0 | 0 | 0 | 0 | 0 | 0 | 0 | 0
F5_Industrial_Paper and Printing_New_Process_Natural Gas_Process Cooling_E3 | F5 | Industrial | Paper and Printing | New | Process | Natural Gas | Process Cooling | E3 | Utility - Cost of Operation | 0 | 0 | 0 | 0 | 0 | 0 | 0 | 0 | 0 | 0 | 0 | 0 | 0 | 0 | 0 | 0 | 0 | 0 | 0 | 0 | 0 | 0 | 0 | 0 | 0 | 0 | 0 | 0 | 0 | 0
F5_Industrial_Paper and Printing_New_Process_Natural Gas_Process Cooling_E4 | F5 | Industrial | Paper and Printing | New | Process | Natural Gas | Process Cooling | E4 | Utility - Cost of Operation | 0 | 0 | 0 | 0 | 0 | 0 | 0 | 0 | 0 | 0 | 0 | 0 | 0 | 0 | 0 | 0 | 0 | 0 | 0 | 0 | 0 | 0 | 0 | 0 | 0 | 0 | 0 | 0 | 0 | 0
F5_Industrial_Paper and Printing_New_Process_Natural Gas_Process Cooling_E5 | F5 | Industrial | Paper and Printing | New | Process | Natural Gas | Process Cooling | E5 | Utility - Cost of Operation | 0 | 0 | 0 | 0 | 0 | 0 | 0 | 0 | 0 | 0 | 0 | 0 | 0 | 0 | 0 | 0 | 0 | 0 | 0 | 0 | 0 | 0 | 0 | 0 | 0 | 0 | 0 | 0 | 0 | 0
F5_Industrial_Paper and Printing_New_Process_Natural Gas_Process Cooling_E6 | F5 | Industrial | Paper and Printing | New | Process | Natural Gas | Process Cooling | E6 | Utility - Cost of Operation | 0 | 0 | 0 | 0 | 0 | 0 | 0 | 0 | 0 | 0 | 0 | 0 | 0 | 0 | 0 | 0 | 0 | 0 | 0 | 0 | 0 | 0 | 0 | 0 | 0 | 0 | 0 | 0 | 0 | 0
F5_Industrial_Paper and Printing_New_Process_Natural Gas_Process Cooling_E7 | F5 | Industrial | Paper and Printing | New | Process | Natural Gas | Process Cooling | E7 | Utility - Cost of Operation | 0 | 0 | 0 | 0 | 0 | 0 | 0 | 0 | 0 | 0 | 0 | 0 | 0 | 0 | 0 | 0 | 0 | 0 | 0 | 0 | 0 | 0 | 0 | 0 | 0 | 0 | 0 | 0 | 0 | 0
F5_Industrial_Paper and Printing_New_Process_Natural Gas_Process Cooling_E8 | F5 | Industrial | Paper and Printing | New | Process | Natural Gas | Process Cooling | E8 | Utility - Cost of Operation | 0 | 0 | 0 | 0 | 0 | 0 | 0 | 0 | 0 | 0 | 0 | 0 | 0 | 0 | 0 | 0 | 0 | 0 | 0 | 0 | 0 | 0 | 0 | 0 | 0 | 0 | 0 | 0 | 0 | 0
F5_Industrial_Paper and Printing_New_Process_Natural Gas_Process Cooling_E9 | F5 | Industrial | Paper and Printing | New | Process | Natural Gas | Process Cooling | E9 | Utility - Cost of Operation | 0 | 0 | 0 | 0 | 0 | 0 | 0 | 0 | 0 | 0 | 0 | 0 | 0 | 0 | 0 | 0 | 0 | 0 | 0 | 0 | 0 | 0 | 0 | 0 | 0 | 0 | 0 | 0 | 0 | 0
F5_Industrial_Paper and Printing_New_Process_Natural Gas_Process Cooling_E10 | F5 | Industrial | Paper and Printing | New | Process | Natural Gas | Process Cooling | E10 | Utility - Cost of Operation | 0 | 0 | 0 | 0 | 0 | 0 | 0 | 0 | 0 | 0 | 0 | 0 | 0 | 0 | 0 | 0 | 0 | 0 | 0 | 0 | 0 | 0 | 0 | 0 | 0 | 0 | 0 | 0 | 0 | 0
F6_Industrial_Paper and Printing_New_Process_Natural Gas_Process Cooling_E1 | F6 | Industrial | Paper and Printing | New | Process | Natural Gas | Process Cooling | E1 | Utility - Value of Sales | 7.3472 | 8.032 | 8.0871 | 8.1419 | 7.9147 | 7.6736 | 7.4143 | 7.194 | 6.969 | 6.8068 | 6.6365 | 6.4693 | 6.3017 | 6.1422 | 5.9817 | 5.8204 | 5.6649 | 5.5179 | 5.3728 | 5.2439 | 5.1219 | 5.0027 | 0 | 0 | 0 | 0 | 0 | 0 | 0 | 0
F6_Industrial_Paper and Printing_New_Process_Natural Gas_Process Cooling_E2 | F6 | Industrial | Paper and Printing | New | Process | Natural Gas | Process Cooling | E2 | Utility - Value of Sales | 0 | 0 | 0 | 0 | 0 | 0 | 0 | 0 | 0 | 0 | 0 | 0 | 0 | 0 | 0 | 0 | 0 | 0 | 0 | 0 | 0 | 0 | 0 | 0 | 0 | 0 | 0 | 0 | 0 | 0
F6_Industrial_Paper and Printing_New_Process_Natural Gas_Process Cooling_E3 | F6 | Industrial | Paper and Printing | New | Process | Natural Gas | Process Cooling | E3 | Utility - Value of Sales | 0 | 0 | 0 | 0 | 0 | 0 | 0 | 0 | 0 | 0 | 0 | 0 | 0 | 0 | 0 | 0 | 0 | 0 | 0 | 0 | 0 | 0 | 0 | 0 | 0 | 0 | 0 | 0 | 0 | 0
F6_Industrial_Paper and Printing_New_Process_Natural Gas_Process Cooling_E4 | F6 | Industrial | Paper and Printing | New | Process | Natural Gas | Process Cooling | E4 | Utility - Value of Sales | 0 | 0 | 0 | 0 | 0 | 0 | 0 | 0 | 0 | 0 | 0 | 0 | 0 | 0 | 0 | 0 | 0 | 0 | 0 | 0 | 0 | 0 | 0 | 0 | 0 | 0 | 0 | 0 | 0 | 0
F6_Industrial_Paper and Printing_New_Process_Natural Gas_Process Cooling_E5 | F6 | Industrial | Paper and Printing | New | Process | Natural Gas | Process Cooling | E5 | Utility - Value of Sales | 0 | 0 | 0 | 0 | 0 | 0 | 0 | 0 | 0 | 0 | 0 | 0 | 0 | 0 | 0 | 0 | 0 | 0 | 0 | 0 | 0 | 0 | 0 | 0 | 0 | 0 | 0 | 0 | 0 | 0
F6_Industrial_Paper and Printing_New_Process_Natural Gas_Process Cooling_E6 | F6 | Industrial | Paper and Printing | New | Process | Natural Gas | Process Cooling | E6 | Utility - Value of Sales | 0 | 0 | 0 | 0 | 0 | 0 | 0 | 0 | 0 | 0 | 0 | 0 | 0 | 0 | 0 | 0 | 0 | 0 | 0 | 0 | 0 | 0 | 0 | 0 | 0 | 0 | 0 | 0 | 0 | 0
F6_Industrial_Paper and Printing_New_Process_Natural Gas_Process Cooling_E7 | F6 | Industrial | Paper and Printing | New | Process | Natural Gas | Process Cooling | E7 | Utility - Value of Sales | 0 | 0 | 0 | 0 | 0 | 0 | 0 | 0 | 0 | 0 | 0 | 0 | 0 | 0 | 0 | 0 | 0 | 0 | 0 | 0 | 0 | 0 | 0 | 0 | 0 | 0 | 0 | 0 | 0 | 0
F6_Industrial_Paper and Printing_New_Process_Natural Gas_Process Cooling_E8 | F6 | Industrial | Paper and Printing | New | Process | Natural Gas | Process Cooling | E8 | Utility - Value of Sales | 0 | 0 | 0 | 0 | 0 | 0 | 0 | 0 | 0 | 0 | 0 | 0 | 0 | 0 | 0 | 0 | 0 | 0 | 0 | 0 | 0 | 0 | 0 | 0 | 0 | 0 | 0 | 0 | 0 | 0
F6_Industrial_Paper and Printing_New_Process_Natural Gas_Process Cooling_E9 | F6 | Industrial | Paper and Printing | New | Process | Natural Gas | Process Cooling | E9 | Utility - Value of Sales | 0 | 0 | 0 | 0 | 0 | 0 | 0 | 0 | 0 | 0 | 0 | 0 | 0 | 0 | 0 | 0 | 0 | 0 | 0 | 0 | 0 | 0 | 0 | 0 | 0 | 0 | 0 | 0 | 0 | 0
F6_Industrial_Paper and Printing_New_Process_Natural Gas_Process Cooling_E10 | F6 | Industrial | Paper and Printing | New | Process | Natural Gas | Process Cooling | E10 | Utility - Value of Sales | 0 | 0 | 0 | 0 | 0 | 0 | 0 | 0 | 0 | 0 | 0 | 0 | 0 | 0 | 0 | 0 | 0 | 0 | 0 | 0 | 0 | 0 | 0 | 0 | 0 | 0 | 0 | 0 | 0 | 0
F1_Industrial_Paper and Printing_New_Process_Natural Gas_Other Process_E1 | F1 | Industrial | Paper and Printing | New | Process | Natural Gas | Other Process | E1 | Participant - Cost of Equipment | 0.22938 | 0.22938 | 0.22938 | 0.22938 | 0.22938 | 0.22938 | 0.22938 | 0.22938 | 0.22938 | 0.22938 | 0.22938 | 0.22938 | 0.22938 | 0.22938 | 0.22938 | 0.22938 | 0.22938 | 0.22938 | 0.22938 | 0.22938 | 0.22938 | 0.22938 | 0 | 0 | 0 | 0 | 0 | 0 | 0 | 0
F1_Industrial_Paper and Printing_New_Process_Natural Gas_Other Process_E2 | F1 | Industrial | Paper and Printing | New | Process | Natural Gas | Other Process | E2 | Participant - Cost of Equipment | 0 | 0 | 0 | 0 | 0 | 0 | 0 | 0 | 0 | 0 | 0 | 0 | 0 | 0 | 0 | 0 | 0 | 0 | 0 | 0 | 0 | 0 | 0 | 0 | 0 | 0 | 0 | 0 | 0 | 0
F1_Industrial_Paper and Printing_New_Process_Natural Gas_Other Process_E3 | F1 | Industrial | Paper and Printing | New | Process | Natural Gas | Other Process | E3 | Participant - Cost of Equipment | 0 | 0 | 0 | 0 | 0 | 0 | 0 | 0 | 0 | 0 | 0 | 0 | 0 | 0 | 0 | 0 | 0 | 0 | 0 | 0 | 0 | 0 | 0 | 0 | 0 | 0 | 0 | 0 | 0 | 0
F1_Industrial_Paper and Printing_New_Process_Natural Gas_Other Process_E4 | F1 | Industrial | Paper and Printing | New | Process | Natural Gas | Other Process | E4 | Participant - Cost of Equipment | 0 | 0 | 0 | 0 | 0 | 0 | 0 | 0 | 0 | 0 | 0 | 0 | 0 | 0 | 0 | 0 | 0 | 0 | 0 | 0 | 0 | 0 | 0 | 0 | 0 | 0 | 0 | 0 | 0 | 0
F1_Industrial_Paper and Printing_New_Process_Natural Gas_Other Process_E5 | F1 | Industrial | Paper and Printing | New | Process | Natural Gas | Other Process | E5 | Participant - Cost of Equipment | 0 | 0 | 0 | 0 | 0 | 0 | 0 | 0 | 0 | 0 | 0 | 0 | 0 | 0 | 0 | 0 | 0 | 0 | 0 | 0 | 0 | 0 | 0 | 0 | 0 | 0 | 0 | 0 | 0 | 0
F1_Industrial_Paper and Printing_New_Process_Natural Gas_Other Process_E6 | F1 | Industrial | Paper and Printing | New | Process | Natural Gas | Other Process | E6 | Participant - Cost of Equipment | 0 | 0 | 0 | 0 | 0 | 0 | 0 | 0 | 0 | 0 | 0 | 0 | 0 | 0 | 0 | 0 | 0 | 0 | 0 | 0 | 0 | 0 | 0 | 0 | 0 | 0 | 0 | 0 | 0 | 0
F1_Industrial_Paper and Printing_New_Process_Natural Gas_Other Process_E7 | F1 | Industrial | Paper and Printing | New | Process | Natural Gas | Other Process | E7 | Participant - Cost of Equipment | 0 | 0 | 0 | 0 | 0 | 0 | 0 | 0 | 0 | 0 | 0 | 0 | 0 | 0 | 0 | 0 | 0 | 0 | 0 | 0 | 0 | 0 | 0 | 0 | 0 | 0 | 0 | 0 | 0 | 0
F1_Industrial_Paper and Printing_New_Process_Natural Gas_Other Process_E8 | F1 | Industrial | Paper and Printing | New | Process | Natural Gas | Other Process | E8 | Participant - Cost of Equipment | 0 | 0 | 0 | 0 | 0 | 0 | 0 | 0 | 0 | 0 | 0 | 0 | 0 | 0 | 0 | 0 | 0 | 0 | 0 | 0 | 0 | 0 | 0 | 0 | 0 | 0 | 0 | 0 | 0 | 0
F1_Industrial_Paper and Printing_New_Process_Natural Gas_Other Process_E9 | F1 | Industrial | Paper and Printing | New | Process | Natural Gas | Other Process | E9 | Participant - Cost of Equipment | 0 | 0 | 0 | 0 | 0 | 0 | 0 | 0 | 0 | 0 | 0 | 0 | 0 | 0 | 0 | 0 | 0 | 0 | 0 | 0 | 0 | 0 | 0 | 0 | 0 | 0 | 0 | 0 | 0 | 0
F1_Industrial_Paper and Printing_New_Process_Natural Gas_Other Process_E10 | F1 | Industrial | Paper and Printing | New | Process | Natural Gas | Other Process | E10 | Participant - Cost of Equipment | 0 | 0 | 0 | 0 | 0 | 0 | 0 | 0 | 0 | 0 | 0 | 0 | 0 | 0 | 0 | 0 | 0 | 0 | 0 | 0 | 0 | 0 | 0 | 0 | 0 | 0 | 0 | 0 | 0 | 0
F2_Industrial_Paper and Printing_New_Process_Natural Gas_Other Process_E1 | F2 | Industrial | Paper and Printing | New | Process | Natural Gas | Other Process | E1 | Participant - Cost of Operation | 256.3143 | 280.2069 | 282.1293 | 284.0382 | 276.1145 | 267.7029 | 258.6547 | 250.9726 | 243.1229 | 237.4646 | 231.5229 | 225.6895 | 219.8425 | 214.2778 | 208.6776 | 203.0527 | 197.6249 | 192.4989 | 187.4348 | 182.9403 | 178.6834 | 174.5256 | 0 | 0 | 0 | 0 | 0 | 0 | 0 | 0
F2_Industrial_Paper and Printing_New_Process_Natural Gas_Other Process_E2 | F2 | Industrial | Paper and Printing | New | Process | Natural Gas | Other Process | E2 | Participant - Cost of Operation | 0 | 0 | 0 | 0 | 0 | 0 | 0 | 0 | 0 | 0 | 0 | 0 | 0 | 0 | 0 | 0 | 0 | 0 | 0 | 0 | 0 | 0 | 0 | 0 | 0 | 0 | 0 | 0 | 0 | 0
F2_Industrial_Paper and Printing_New_Process_Natural Gas_Other Process_E3 | F2 | Industrial | Paper and Printing | New | Process | Natural Gas | Other Process | E3 | Participant - Cost of Operation | 0 | 0 | 0 | 0 | 0 | 0 | 0 | 0 | 0 | 0 | 0 | 0 | 0 | 0 | 0 | 0 | 0 | 0 | 0 | 0 | 0 | 0 | 0 | 0 | 0 | 0 | 0 | 0 | 0 | 0
F2_Industrial_Paper and Printing_New_Process_Natural Gas_Other Process_E4 | F2 | Industrial | Paper and Printing | New | Process | Natural Gas | Other Process | E4 | Participant - Cost of Operation | 0 | 0 | 0 | 0 | 0 | 0 | 0 | 0 | 0 | 0 | 0 | 0 | 0 | 0 | 0 | 0 | 0 | 0 | 0 | 0 | 0 | 0 | 0 | 0 | 0 | 0 | 0 | 0 | 0 | 0
F2_Industrial_Paper and Printing_New_Process_Natural Gas_Other Process_E5 | F2 | Industrial | Paper and Printing | New | Process | Natural Gas | Other Process | E5 | Participant - Cost of Operation | 0 | 0 | 0 | 0 | 0 | 0 | 0 | 0 | 0 | 0 | 0 | 0 | 0 | 0 | 0 | 0 | 0 | 0 | 0 | 0 | 0 | 0 | 0 | 0 | 0 | 0 | 0 | 0 | 0 | 0
F2_Industrial_Paper and Printing_New_Process_Natural Gas_Other Process_E6 | F2 | Industrial | Paper and Printing | New | Process | Natural Gas | Other Process | E6 | Participant - Cost of Operation | 0 | 0 | 0 | 0 | 0 | 0 | 0 | 0 | 0 | 0 | 0 | 0 | 0 | 0 | 0 | 0 | 0 | 0 | 0 | 0 | 0 | 0 | 0 | 0 | 0 | 0 | 0 | 0 | 0 | 0
F2_Industrial_Paper and Printing_New_Process_Natural Gas_Other Process_E7 | F2 | Industrial | Paper and Printing | New | Process | Natural Gas | Other Process | E7 | Participant - Cost of Operation | 0 | 0 | 0 | 0 | 0 | 0 | 0 | 0 | 0 | 0 | 0 | 0 | 0 | 0 | 0 | 0 | 0 | 0 | 0 | 0 | 0 | 0 | 0 | 0 | 0 | 0 | 0 | 0 | 0 | 0
F2_Industrial_Paper and Printing_New_Process_Natural Gas_Other Process_E8 | F2 | Industrial | Paper and Printing | New | Process | Natural Gas | Other Process | E8 | Participant - Cost of Operation | 0 | 0 | 0 | 0 | 0 | 0 | 0 | 0 | 0 | 0 | 0 | 0 | 0 | 0 | 0 | 0 | 0 | 0 | 0 | 0 | 0 | 0 | 0 | 0 | 0 | 0 | 0 | 0 | 0 | 0
F2_Industrial_Paper and Printing_New_Process_Natural Gas_Other Process_E9 | F2 | Industrial | Paper and Printing | New | Process | Natural Gas | Other Process | E9 | Participant - Cost of Operation | 0 | 0 | 0 | 0 | 0 | 0 | 0 | 0 | 0 | 0 | 0 | 0 | 0 | 0 | 0 | 0 | 0 | 0 | 0 | 0 | 0 | 0 | 0 | 0 | 0 | 0 | 0 | 0 | 0 | 0
F2_Industrial_Paper and Printing_New_Process_Natural Gas_Other Process_E10 | F2 | Industrial | Paper and Printing | New | Process | Natural Gas | Other Process | E10 | Participant - Cost of Operation | 0 | 0 | 0 | 0 | 0 | 0 | 0 | 0 | 0 | 0 | 0 | 0 | 0 | 0 | 0 | 0 | 0 | 0 | 0 | 0 | 0 | 0 | 0 | 0 | 0 | 0 | 0 | 0 | 0 | 0
F3_Industrial_Paper and Printing_New_Process_Natural Gas_Other Process_E1 | F3 | Industrial | Paper and Printing | New | Process | Natural Gas | Other Process | E1 | System - kBTUs of Conusmption | 39683.8595 | 39683.8595 | 39683.8595 | 39683.8595 | 39683.8595 | 39683.8595 | 39683.8595 | 39683.8595 | 39683.8595 | 39683.8595 | 39683.8595 | 39683.8595 | 39683.8595 | 39683.8595 | 39683.8595 | 39683.8595 | 39683.8595 | 39683.8595 | 39683.8595 | 39683.8595 | 39683.8595 | 39683.8595 | 0 | 0 | 0 | 0 | 0 | 0 | 0 | 0
F3_Industrial_Paper and Printing_New_Process_Natural Gas_Other Process_E2 | F3 | Industrial | Paper and Printing | New | Process | Natural Gas | Other Process | E2 | System - kBTUs of Conusmption | 0 | 0 | 0 | 0 | 0 | 0 | 0 | 0 | 0 | 0 | 0 | 0 | 0 | 0 | 0 | 0 | 0 | 0 | 0 | 0 | 0 | 0 | 0 | 0 | 0 | 0 | 0 | 0 | 0 | 0
F3_Industrial_Paper and Printing_New_Process_Natural Gas_Other Process_E3 | F3 | Industrial | Paper and Printing | New | Process | Natural Gas | Other Process | E3 | System - kBTUs of Conusmption | 0 | 0 | 0 | 0 | 0 | 0 | 0 | 0 | 0 | 0 | 0 | 0 | 0 | 0 | 0 | 0 | 0 | 0 | 0 | 0 | 0 | 0 | 0 | 0 | 0 | 0 | 0 | 0 | 0 | 0
F3_Industrial_Paper and Printing_New_Process_Natural Gas_Other Process_E4 | F3 | Industrial | Paper and Printing | New | Process | Natural Gas | Other Process | E4 | System - kBTUs of Conusmption | 0 | 0 | 0 | 0 | 0 | 0 | 0 | 0 | 0 | 0 | 0 | 0 | 0 | 0 | 0 | 0 | 0 | 0 | 0 | 0 | 0 | 0 | 0 | 0 | 0 | 0 | 0 | 0 | 0 | 0
F3_Industrial_Paper and Printing_New_Process_Natural Gas_Other Process_E5 | F3 | Industrial | Paper and Printing | New | Process | Natural Gas | Other Process | E5 | System - kBTUs of Conusmption | 0 | 0 | 0 | 0 | 0 | 0 | 0 | 0 | 0 | 0 | 0 | 0 | 0 | 0 | 0 | 0 | 0 | 0 | 0 | 0 | 0 | 0 | 0 | 0 | 0 | 0 | 0 | 0 | 0 | 0
F3_Industrial_Paper and Printing_New_Process_Natural Gas_Other Process_E6 | F3 | Industrial | Paper and Printing | New | Process | Natural Gas | Other Process | E6 | System - kBTUs of Conusmption | 0 | 0 | 0 | 0 | 0 | 0 | 0 | 0 | 0 | 0 | 0 | 0 | 0 | 0 | 0 | 0 | 0 | 0 | 0 | 0 | 0 | 0 | 0 | 0 | 0 | 0 | 0 | 0 | 0 | 0
F3_Industrial_Paper and Printing_New_Process_Natural Gas_Other Process_E7 | F3 | Industrial | Paper and Printing | New | Process | Natural Gas | Other Process | E7 | System - kBTUs of Conusmption | 0 | 0 | 0 | 0 | 0 | 0 | 0 | 0 | 0 | 0 | 0 | 0 | 0 | 0 | 0 | 0 | 0 | 0 | 0 | 0 | 0 | 0 | 0 | 0 | 0 | 0 | 0 | 0 | 0 | 0
F3_Industrial_Paper and Printing_New_Process_Natural Gas_Other Process_E8 | F3 | Industrial | Paper and Printing | New | Process | Natural Gas | Other Process | E8 | System - kBTUs of Conusmption | 0 | 0 | 0 | 0 | 0 | 0 | 0 | 0 | 0 | 0 | 0 | 0 | 0 | 0 | 0 | 0 | 0 | 0 | 0 | 0 | 0 | 0 | 0 | 0 | 0 | 0 | 0 | 0 | 0 | 0
F3_Industrial_Paper and Printing_New_Process_Natural Gas_Other Process_E9 | F3 | Industrial | Paper and Printing | New | Process | Natural Gas | Other Process | E9 | System - kBTUs of Conusmption | 0 | 0 | 0 | 0 | 0 | 0 | 0 | 0 | 0 | 0 | 0 | 0 | 0 | 0 | 0 | 0 | 0 | 0 | 0 | 0 | 0 | 0 | 0 | 0 | 0 | 0 | 0 | 0 | 0 | 0
F3_Industrial_Paper and Printing_New_Process_Natural Gas_Other Process_E10 | F3 | Industrial | Paper and Printing | New | Process | Natural Gas | Other Process | E10 | System - kBTUs of Conusmption | 0 | 0 | 0 | 0 | 0 | 0 | 0 | 0 | 0 | 0 | 0 | 0 | 0 | 0 | 0 | 0 | 0 | 0 | 0 | 0 | 0 | 0 | 0 | 0 | 0 | 0 | 0 | 0 | 0 | 0
F4_Industrial_Paper and Printing_New_Process_Natural Gas_Other Process_E1 | F4 | Industrial | Paper and Printing | New | Process | Natural Gas | Other Process | E1 | Utility - Cost of Equipment | 0.22938 | 0.22938 | 0.22938 | 0.22938 | 0.22938 | 0.22938 | 0.22938 | 0.22938 | 0.22938 | 0.22938 | 0.22938 | 0.22938 | 0.22938 | 0.22938 | 0.22938 | 0.22938 | 0.22938 | 0.22938 | 0.22938 | 0.22938 | 0.22938 | 0.22938 | 0 | 0 | 0 | 0 | 0 | 0 | 0 | 0
F4_Industrial_Paper and Printing_New_Process_Natural Gas_Other Process_E2 | F4 | Industrial | Paper and Printing | New | Process | Natural Gas | Other Process | E2 | Utility - Cost of Equipment | 0 | 0 | 0 | 0 | 0 | 0 | 0 | 0 | 0 | 0 | 0 | 0 | 0 | 0 | 0 | 0 | 0 | 0 | 0 | 0 | 0 | 0 | 0 | 0 | 0 | 0 | 0 | 0 | 0 | 0
F4_Industrial_Paper and Printing_New_Process_Natural Gas_Other Process_E3 | F4 | Industrial | Paper and Printing | New | Process | Natural Gas | Other Process | E3 | Utility - Cost of Equipment | 0 | 0 | 0 | 0 | 0 | 0 | 0 | 0 | 0 | 0 | 0 | 0 | 0 | 0 | 0 | 0 | 0 | 0 | 0 | 0 | 0 | 0 | 0 | 0 | 0 | 0 | 0 | 0 | 0 | 0
F4_Industrial_Paper and Printing_New_Process_Natural Gas_Other Process_E4 | F4 | Industrial | Paper and Printing | New | Process | Natural Gas | Other Process | E4 | Utility - Cost of Equipment | 0 | 0 | 0 | 0 | 0 | 0 | 0 | 0 | 0 | 0 | 0 | 0 | 0 | 0 | 0 | 0 | 0 | 0 | 0 | 0 | 0 | 0 | 0 | 0 | 0 | 0 | 0 | 0 | 0 | 0
F4_Industrial_Paper and Printing_New_Process_Natural Gas_Other Process_E5 | F4 | Industrial | Paper and Printing | New | Process | Natural Gas | Other Process | E5 | Utility - Cost of Equipment | 0 | 0 | 0 | 0 | 0 | 0 | 0 | 0 | 0 | 0 | 0 | 0 | 0 | 0 | 0 | 0 | 0 | 0 | 0 | 0 | 0 | 0 | 0 | 0 | 0 | 0 | 0 | 0 | 0 | 0
F4_Industrial_Paper and Printing_New_Process_Natural Gas_Other Process_E6 | F4 | Industrial | Paper and Printing | New | Process | Natural Gas | Other Process | E6 | Utility - Cost of Equipment | 0 | 0 | 0 | 0 | 0 | 0 | 0 | 0 | 0 | 0 | 0 | 0 | 0 | 0 | 0 | 0 | 0 | 0 | 0 | 0 | 0 | 0 | 0 | 0 | 0 | 0 | 0 | 0 | 0 | 0
F4_Industrial_Paper and Printing_New_Process_Natural Gas_Other Process_E7 | F4 | Industrial | Paper and Printing | New | Process | Natural Gas | Other Process | E7 | Utility - Cost of Equipment | 0 | 0 | 0 | 0 | 0 | 0 | 0 | 0 | 0 | 0 | 0 | 0 | 0 | 0 | 0 | 0 | 0 | 0 | 0 | 0 | 0 | 0 | 0 | 0 | 0 | 0 | 0 | 0 | 0 | 0
F4_Industrial_Paper and Printing_New_Process_Natural Gas_Other Process_E8 | F4 | Industrial | Paper and Printing | New | Process | Natural Gas | Other Process | E8 | Utility - Cost of Equipment | 0 | 0 | 0 | 0 | 0 | 0 | 0 | 0 | 0 | 0 | 0 | 0 | 0 | 0 | 0 | 0 | 0 | 0 | 0 | 0 | 0 | 0 | 0 | 0 | 0 | 0 | 0 | 0 | 0 | 0
F4_Industrial_Paper and Printing_New_Process_Natural Gas_Other Process_E9 | F4 | Industrial | Paper and Printing | New | Process | Natural Gas | Other Process | E9 | Utility - Cost of Equipment | 0 | 0 | 0 | 0 | 0 | 0 | 0 | 0 | 0 | 0 | 0 | 0 | 0 | 0 | 0 | 0 | 0 | 0 | 0 | 0 | 0 | 0 | 0 | 0 | 0 | 0 | 0 | 0 | 0 | 0
F4_Industrial_Paper and Printing_New_Process_Natural Gas_Other Process_E10 | F4 | Industrial | Paper and Printing | New | Process | Natural Gas | Other Process | E10 | Utility - Cost of Equipment | 0 | 0 | 0 | 0 | 0 | 0 | 0 | 0 | 0 | 0 | 0 | 0 | 0 | 0 | 0 | 0 | 0 | 0 | 0 | 0 | 0 | 0 | 0 | 0 | 0 | 0 | 0 | 0 | 0 | 0
F5_Industrial_Paper and Printing_New_Process_Natural Gas_Other Process_E1 | F5 | Industrial | Paper and Printing | New | Process | Natural Gas | Other Process | E1 | Utility - Cost of Operation | 213.9402 | 233.8829 | 235.4874 | 237.0808 | 230.467 | 223.4461 | 215.8937 | 209.4816 | 202.9297 | 198.2067 | 193.2473 | 188.3783 | 183.4979 | 178.8532 | 174.1789 | 169.4839 | 164.9534 | 160.6748 | 156.4479 | 152.6965 | 149.1433 | 145.6729 | 0 | 0 | 0 | 0 | 0 | 0 | 0 | 0
F5_Industrial_Paper and Printing_New_Process_Natural Gas_Other Process_E2 | F5 | Industrial | Paper and Printing | New | Process | Natural Gas | Other Process | E2 | Utility - Cost of Operation | 0 | 0 | 0 | 0 | 0 | 0 | 0 | 0 | 0 | 0 | 0 | 0 | 0 | 0 | 0 | 0 | 0 | 0 | 0 | 0 | 0 | 0 | 0 | 0 | 0 | 0 | 0 | 0 | 0 | 0
F5_Industrial_Paper and Printing_New_Process_Natural Gas_Other Process_E3 | F5 | Industrial | Paper and Printing | New | Process | Natural Gas | Other Process | E3 | Utility - Cost of Operation | 0 | 0 | 0 | 0 | 0 | 0 | 0 | 0 | 0 | 0 | 0 | 0 | 0 | 0 | 0 | 0 | 0 | 0 | 0 | 0 | 0 | 0 | 0 | 0 | 0 | 0 | 0 | 0 | 0 | 0
F5_Industrial_Paper and Printing_New_Process_Natural Gas_Other Process_E4 | F5 | Industrial | Paper and Printing | New | Process | Natural Gas | Other Process | E4 | Utility - Cost of Operation | 0 | 0 | 0 | 0 | 0 | 0 | 0 | 0 | 0 | 0 | 0 | 0 | 0 | 0 | 0 | 0 | 0 | 0 | 0 | 0 | 0 | 0 | 0 | 0 | 0 | 0 | 0 | 0 | 0 | 0
F5_Industrial_Paper and Printing_New_Process_Natural Gas_Other Process_E5 | F5 | Industrial | Paper and Printing | New | Process | Natural Gas | Other Process | E5 | Utility - Cost of Operation | 0 | 0 | 0 | 0 | 0 | 0 | 0 | 0 | 0 | 0 | 0 | 0 | 0 | 0 | 0 | 0 | 0 | 0 | 0 | 0 | 0 | 0 | 0 | 0 | 0 | 0 | 0 | 0 | 0 | 0
F5_Industrial_Paper and Printing_New_Process_Natural Gas_Other Process_E6 | F5 | Industrial | Paper and Printing | New | Process | Natural Gas | Other Process | E6 | Utility - Cost of Operation | 0 | 0 | 0 | 0 | 0 | 0 | 0 | 0 | 0 | 0 | 0 | 0 | 0 | 0 | 0 | 0 | 0 | 0 | 0 | 0 | 0 | 0 | 0 | 0 | 0 | 0 | 0 | 0 | 0 | 0
F5_Industrial_Paper and Printing_New_Process_Natural Gas_Other Process_E7 | F5 | Industrial | Paper and Printing | New | Process | Natural Gas | Other Process | E7 | Utility - Cost of Operation | 0 | 0 | 0 | 0 | 0 | 0 | 0 | 0 | 0 | 0 | 0 | 0 | 0 | 0 | 0 | 0 | 0 | 0 | 0 | 0 | 0 | 0 | 0 | 0 | 0 | 0 | 0 | 0 | 0 | 0
F5_Industrial_Paper and Printing_New_Process_Natural Gas_Other Process_E8 | F5 | Industrial | Paper and Printing | New | Process | Natural Gas | Other Process | E8 | Utility - Cost of Operation | 0 | 0 | 0 | 0 | 0 | 0 | 0 | 0 | 0 | 0 | 0 | 0 | 0 | 0 | 0 | 0 | 0 | 0 | 0 | 0 | 0 | 0 | 0 | 0 | 0 | 0 | 0 | 0 | 0 | 0
F5_Industrial_Paper and Printing_New_Process_Natural Gas_Other Process_E9 | F5 | Industrial | Paper and Printing | New | Process | Natural Gas | Other Process | E9 | Utility - Cost of Operation | 0 | 0 | 0 | 0 | 0 | 0 | 0 | 0 | 0 | 0 | 0 | 0 | 0 | 0 | 0 | 0 | 0 | 0 | 0 | 0 | 0 | 0 | 0 | 0 | 0 | 0 | 0 | 0 | 0 | 0
F5_Industrial_Paper and Printing_New_Process_Natural Gas_Other Process_E10 | F5 | Industrial | Paper and Printing | New | Process | Natural Gas | Other Process | E10 | Utility - Cost of Operation | 0 | 0 | 0 | 0 | 0 | 0 | 0 | 0 | 0 | 0 | 0 | 0 | 0 | 0 | 0 | 0 | 0 | 0 | 0 | 0 | 0 | 0 | 0 | 0 | 0 | 0 | 0 | 0 | 0 | 0
F6_Industrial_Paper and Printing_New_Process_Natural Gas_Other Process_E1 | F6 | Industrial | Paper and Printing | New | Process | Natural Gas | Other Process | E1 | Utility - Value of Sales | 256.3143 | 280.2069 | 282.1293 | 284.0382 | 276.1145 | 267.7029 | 258.6547 | 250.9726 | 243.1229 | 237.4646 | 231.5229 | 225.6895 | 219.8425 | 214.2778 | 208.6776 | 203.0527 | 197.6249 | 192.4989 | 187.4348 | 182.9403 | 178.6834 | 174.5256 | 0 | 0 | 0 | 0 | 0 | 0 | 0 | 0
F6_Industrial_Paper and Printing_New_Process_Natural Gas_Other Process_E2 | F6 | Industrial | Paper and Printing | New | Process | Natural Gas | Other Process | E2 | Utility - Value of Sales | 0 | 0 | 0 | 0 | 0 | 0 | 0 | 0 | 0 | 0 | 0 | 0 | 0 | 0 | 0 | 0 | 0 | 0 | 0 | 0 | 0 | 0 | 0 | 0 | 0 | 0 | 0 | 0 | 0 | 0
F6_Industrial_Paper and Printing_New_Process_Natural Gas_Other Process_E3 | F6 | Industrial | Paper and Printing | New | Process | Natural Gas | Other Process | E3 | Utility - Value of Sales | 0 | 0 | 0 | 0 | 0 | 0 | 0 | 0 | 0 | 0 | 0 | 0 | 0 | 0 | 0 | 0 | 0 | 0 | 0 | 0 | 0 | 0 | 0 | 0 | 0 | 0 | 0 | 0 | 0 | 0
F6_Industrial_Paper and Printing_New_Process_Natural Gas_Other Process_E4 | F6 | Industrial | Paper and Printing | New | Process | Natural Gas | Other Process | E4 | Utility - Value of Sales | 0 | 0 | 0 | 0 | 0 | 0 | 0 | 0 | 0 | 0 | 0 | 0 | 0 | 0 | 0 | 0 | 0 | 0 | 0 | 0 | 0 | 0 | 0 | 0 | 0 | 0 | 0 | 0 | 0 | 0
F6_Industrial_Paper and Printing_New_Process_Natural Gas_Other Process_E5 | F6 | Industrial | Paper and Printing | New | Process | Natural Gas | Other Process | E5 | Utility - Value of Sales | 0 | 0 | 0 | 0 | 0 | 0 | 0 | 0 | 0 | 0 | 0 | 0 | 0 | 0 | 0 | 0 | 0 | 0 | 0 | 0 | 0 | 0 | 0 | 0 | 0 | 0 | 0 | 0 | 0 | 0
F6_Industrial_Paper and Printing_New_Process_Natural Gas_Other Process_E6 | F6 | Industrial | Paper and Printing | New | Process | Natural Gas | Other Process | E6 | Utility - Value of Sales | 0 | 0 | 0 | 0 | 0 | 0 | 0 | 0 | 0 | 0 | 0 | 0 | 0 | 0 | 0 | 0 | 0 | 0 | 0 | 0 | 0 | 0 | 0 | 0 | 0 | 0 | 0 | 0 | 0 | 0
F6_Industrial_Paper and Printing_New_Process_Natural Gas_Other Process_E7 | F6 | Industrial | Paper and Printing | New | Process | Natural Gas | Other Process | E7 | Utility - Value of Sales | 0 | 0 | 0 | 0 | 0 | 0 | 0 | 0 | 0 | 0 | 0 | 0 | 0 | 0 | 0 | 0 | 0 | 0 | 0 | 0 | 0 | 0 | 0 | 0 | 0 | 0 | 0 | 0 | 0 | 0
F6_Industrial_Paper and Printing_New_Process_Natural Gas_Other Process_E8 | F6 | Industrial | Paper and Printing | New | Process | Natural Gas | Other Process | E8 | Utility - Value of Sales | 0 | 0 | 0 | 0 | 0 | 0 | 0 | 0 | 0 | 0 | 0 | 0 | 0 | 0 | 0 | 0 | 0 | 0 | 0 | 0 | 0 | 0 | 0 | 0 | 0 | 0 | 0 | 0 | 0 | 0
F6_Industrial_Paper and Printing_New_Process_Natural Gas_Other Process_E9 | F6 | Industrial | Paper and Printing | New | Process | Natural Gas | Other Process | E9 | Utility - Value of Sales | 0 | 0 | 0 | 0 | 0 | 0 | 0 | 0 | 0 | 0 | 0 | 0 | 0 | 0 | 0 | 0 | 0 | 0 | 0 | 0 | 0 | 0 | 0 | 0 | 0 | 0 | 0 | 0 | 0 | 0
F6_Industrial_Paper and Printing_New_Process_Natural Gas_Other Process_E10 | F6 | Industrial | Paper and Printing | New | Process | Natural Gas | Other Process | E10 | Utility - Value of Sales | 0 | 0 | 0 | 0 | 0 | 0 | 0 | 0 | 0 | 0 | 0 | 0 | 0 | 0 | 0 | 0 | 0 | 0 | 0 | 0 | 0 | 0 | 0 | 0 | 0 | 0 | 0 | 0 | 0 | 0
F1_Industrial_Paper and Printing_New_Miscellaneous_Natural Gas_Miscellaneous_E1 | F1 | Industrial | Paper and Printing | New | Miscellaneous | Natural Gas | Miscellaneous | E1 | Participant - Cost of Equipment | 0.22938 | 0.22938 | 0.22938 | 0.22938 | 0.22938 | 0.22938 | 0.22938 | 0.22938 | 0.22938 | 0.22938 | 0.22938 | 0.22938 | 0.22938 | 0.22938 | 0.22938 | 0.22938 | 0.22938 | 0.22938 | 0.22938 | 0.22938 | 0.22938 | 0.22938 | 0 | 0 | 0 | 0 | 0 | 0 | 0 | 0
F1_Industrial_Paper and Printing_New_Miscellaneous_Natural Gas_Miscellaneous_E2 | F1 | Industrial | Paper and Printing | New | Miscellaneous | Natural Gas | Miscellaneous | E2 | Participant - Cost of Equipment | 0 | 0 | 0 | 0 | 0 | 0 | 0 | 0 | 0 | 0 | 0 | 0 | 0 | 0 | 0 | 0 | 0 | 0 | 0 | 0 | 0 | 0 | 0 | 0 | 0 | 0 | 0 | 0 | 0 | 0
F1_Industrial_Paper and Printing_New_Miscellaneous_Natural Gas_Miscellaneous_E3 | F1 | Industrial | Paper and Printing | New | Miscellaneous | Natural Gas | Miscellaneous | E3 | Participant - Cost of Equipment | 0 | 0 | 0 | 0 | 0 | 0 | 0 | 0 | 0 | 0 | 0 | 0 | 0 | 0 | 0 | 0 | 0 | 0 | 0 | 0 | 0 | 0 | 0 | 0 | 0 | 0 | 0 | 0 | 0 | 0
F1_Industrial_Paper and Printing_New_Miscellaneous_Natural Gas_Miscellaneous_E4 | F1 | Industrial | Paper and Printing | New | Miscellaneous | Natural Gas | Miscellaneous | E4 | Participant - Cost of Equipment | 0 | 0 | 0 | 0 | 0 | 0 | 0 | 0 | 0 | 0 | 0 | 0 | 0 | 0 | 0 | 0 | 0 | 0 | 0 | 0 | 0 | 0 | 0 | 0 | 0 | 0 | 0 | 0 | 0 | 0
F1_Industrial_Paper and Printing_New_Miscellaneous_Natural Gas_Miscellaneous_E5 | F1 | Industrial | Paper and Printing | New | Miscellaneous | Natural Gas | Miscellaneous | E5 | Participant - Cost of Equipment | 0 | 0 | 0 | 0 | 0 | 0 | 0 | 0 | 0 | 0 | 0 | 0 | 0 | 0 | 0 | 0 | 0 | 0 | 0 | 0 | 0 | 0 | 0 | 0 | 0 | 0 | 0 | 0 | 0 | 0
F1_Industrial_Paper and Printing_New_Miscellaneous_Natural Gas_Miscellaneous_E6 | F1 | Industrial | Paper and Printing | New | Miscellaneous | Natural Gas | Miscellaneous | E6 | Participant - Cost of Equipment | 0 | 0 | 0 | 0 | 0 | 0 | 0 | 0 | 0 | 0 | 0 | 0 | 0 | 0 | 0 | 0 | 0 | 0 | 0 | 0 | 0 | 0 | 0 | 0 | 0 | 0 | 0 | 0 | 0 | 0
F1_Industrial_Paper and Printing_New_Miscellaneous_Natural Gas_Miscellaneous_E7 | F1 | Industrial | Paper and Printing | New | Miscellaneous | Natural Gas | Miscellaneous | E7 | Participant - Cost of Equipment | 0 | 0 | 0 | 0 | 0 | 0 | 0 | 0 | 0 | 0 | 0 | 0 | 0 | 0 | 0 | 0 | 0 | 0 | 0 | 0 | 0 | 0 | 0 | 0 | 0 | 0 | 0 | 0 | 0 | 0
F1_Industrial_Paper and Printing_New_Miscellaneous_Natural Gas_Miscellaneous_E8 | F1 | Industrial | Paper and Printing | New | Miscellaneous | Natural Gas | Miscellaneous | E8 | Participant - Cost of Equipment | 0 | 0 | 0 | 0 | 0 | 0 | 0 | 0 | 0 | 0 | 0 | 0 | 0 | 0 | 0 | 0 | 0 | 0 | 0 | 0 | 0 | 0 | 0 | 0 | 0 | 0 | 0 | 0 | 0 | 0
F1_Industrial_Paper and Printing_New_Miscellaneous_Natural Gas_Miscellaneous_E9 | F1 | Industrial | Paper and Printing | New | Miscellaneous | Natural Gas | Miscellaneous | E9 | Participant - Cost of Equipment | 0 | 0 | 0 | 0 | 0 | 0 | 0 | 0 | 0 | 0 | 0 | 0 | 0 | 0 | 0 | 0 | 0 | 0 | 0 | 0 | 0 | 0 | 0 | 0 | 0 | 0 | 0 | 0 | 0 | 0
F1_Industrial_Paper and Printing_New_Miscellaneous_Natural Gas_Miscellaneous_E10 | F1 | Industrial | Paper and Printing | New | Miscellaneous | Natural Gas | Miscellaneous | E10 | Participant - Cost of Equipment | 0 | 0 | 0 | 0 | 0 | 0 | 0 | 0 | 0 | 0 | 0 | 0 | 0 | 0 | 0 | 0 | 0 | 0 | 0 | 0 | 0 | 0 | 0 | 0 | 0 | 0 | 0 | 0 | 0 | 0
F2_Industrial_Paper and Printing_New_Miscellaneous_Natural Gas_Miscellaneous_E1 | F2 | Industrial | Paper and Printing | New | Miscellaneous | Natural Gas | Miscellaneous | E1 | Participant - Cost of Operation | 270.6611 | 295.891 | 297.921 | 299.9368 | 291.5696 | 282.6872 | 273.1325 | 265.0204 | 256.7314 | 250.7563 | 244.482 | 238.3221 | 232.1478 | 226.2717 | 220.358 | 214.4183 | 208.6866 | 203.2737 | 197.9262 | 193.1801 | 188.685 | 184.2944 | 0 | 0 | 0 | 0 | 0 | 0 | 0 | 0
F2_Industrial_Paper and Printing_New_Miscellaneous_Natural Gas_Miscellaneous_E2 | F2 | Industrial | Paper and Printing | New | Miscellaneous | Natural Gas | Miscellaneous | E2 | Participant - Cost of Operation | 0 | 0 | 0 | 0 | 0 | 0 | 0 | 0 | 0 | 0 | 0 | 0 | 0 | 0 | 0 | 0 | 0 | 0 | 0 | 0 | 0 | 0 | 0 | 0 | 0 | 0 | 0 | 0 | 0 | 0
F2_Industrial_Paper and Printing_New_Miscellaneous_Natural Gas_Miscellaneous_E3 | F2 | Industrial | Paper and Printing | New | Miscellaneous | Natural Gas | Miscellaneous | E3 | Participant - Cost of Operation | 0 | 0 | 0 | 0 | 0 | 0 | 0 | 0 | 0 | 0 | 0 | 0 | 0 | 0 | 0 | 0 | 0 | 0 | 0 | 0 | 0 | 0 | 0 | 0 | 0 | 0 | 0 | 0 | 0 | 0
F2_Industrial_Paper and Printing_New_Miscellaneous_Natural Gas_Miscellaneous_E4 | F2 | Industrial | Paper and Printing | New | Miscellaneous | Natural Gas | Miscellaneous | E4 | Participant - Cost of Operation | 0 | 0 | 0 | 0 | 0 | 0 | 0 | 0 | 0 | 0 | 0 | 0 | 0 | 0 | 0 | 0 | 0 | 0 | 0 | 0 | 0 | 0 | 0 | 0 | 0 | 0 | 0 | 0 | 0 | 0
F2_Industrial_Paper and Printing_New_Miscellaneous_Natural Gas_Miscellaneous_E5 | F2 | Industrial | Paper and Printing | New | Miscellaneous | Natural Gas | Miscellaneous | E5 | Participant - Cost of Operation | 0 | 0 | 0 | 0 | 0 | 0 | 0 | 0 | 0 | 0 | 0 | 0 | 0 | 0 | 0 | 0 | 0 | 0 | 0 | 0 | 0 | 0 | 0 | 0 | 0 | 0 | 0 | 0 | 0 | 0
F2_Industrial_Paper and Printing_New_Miscellaneous_Natural Gas_Miscellaneous_E6 | F2 | Industrial | Paper and Printing | New | Miscellaneous | Natural Gas | Miscellaneous | E6 | Participant - Cost of Operation | 0 | 0 | 0 | 0 | 0 | 0 | 0 | 0 | 0 | 0 | 0 | 0 | 0 | 0 | 0 | 0 | 0 | 0 | 0 | 0 | 0 | 0 | 0 | 0 | 0 | 0 | 0 | 0 | 0 | 0
F2_Industrial_Paper and Printing_New_Miscellaneous_Natural Gas_Miscellaneous_E7 | F2 | Industrial | Paper and Printing | New | Miscellaneous | Natural Gas | Miscellaneous | E7 | Participant - Cost of Operation | 0 | 0 | 0 | 0 | 0 | 0 | 0 | 0 | 0 | 0 | 0 | 0 | 0 | 0 | 0 | 0 | 0 | 0 | 0 | 0 | 0 | 0 | 0 | 0 | 0 | 0 | 0 | 0 | 0 | 0
F2_Industrial_Paper and Printing_New_Miscellaneous_Natural Gas_Miscellaneous_E8 | F2 | Industrial | Paper and Printing | New | Miscellaneous | Natural Gas | Miscellaneous | E8 | Participant - Cost of Operation | 0 | 0 | 0 | 0 | 0 | 0 | 0 | 0 | 0 | 0 | 0 | 0 | 0 | 0 | 0 | 0 | 0 | 0 | 0 | 0 | 0 | 0 | 0 | 0 | 0 | 0 | 0 | 0 | 0 | 0
F2_Industrial_Paper and Printing_New_Miscellaneous_Natural Gas_Miscellaneous_E9 | F2 | Industrial | Paper and Printing | New | Miscellaneous | Natural Gas | Miscellaneous | E9 | Participant - Cost of Operation | 0 | 0 | 0 | 0 | 0 | 0 | 0 | 0 | 0 | 0 | 0 | 0 | 0 | 0 | 0 | 0 | 0 | 0 | 0 | 0 | 0 | 0 | 0 | 0 | 0 | 0 | 0 | 0 | 0 | 0
F2_Industrial_Paper and Printing_New_Miscellaneous_Natural Gas_Miscellaneous_E10 | F2 | Industrial | Paper and Printing | New | Miscellaneous | Natural Gas | Miscellaneous | E10 | Participant - Cost of Operation | 0 | 0 | 0 | 0 | 0 | 0 | 0 | 0 | 0 | 0 | 0 | 0 | 0 | 0 | 0 | 0 | 0 | 0 | 0 | 0 | 0 | 0 | 0 | 0 | 0 | 0 | 0 | 0 | 0 | 0
F3_Industrial_Paper and Printing_New_Miscellaneous_Natural Gas_Miscellaneous_E1 | F3 | Industrial | Paper and Printing | New | Miscellaneous | Natural Gas | Miscellaneous | E1 | System - kBTUs of Conusmption | 41905.1031 | 41905.1031 | 41905.1031 | 41905.1031 | 41905.1031 | 41905.1031 | 41905.1031 | 41905.1031 | 41905.1031 | 41905.1031 | 41905.1031 | 41905.1031 | 41905.1031 | 41905.1031 | 41905.1031 | 41905.1031 | 41905.1031 | 41905.1031 | 41905.1031 | 41905.1031 | 41905.1031 | 41905.1031 | 0 | 0 | 0 | 0 | 0 | 0 | 0 | 0
F3_Industrial_Paper and Printing_New_Miscellaneous_Natural Gas_Miscellaneous_E2 | F3 | Industrial | Paper and Printing | New | Miscellaneous | Natural Gas | Miscellaneous | E2 | System - kBTUs of Conusmption | 0 | 0 | 0 | 0 | 0 | 0 | 0 | 0 | 0 | 0 | 0 | 0 | 0 | 0 | 0 | 0 | 0 | 0 | 0 | 0 | 0 | 0 | 0 | 0 | 0 | 0 | 0 | 0 | 0 | 0
F3_Industrial_Paper and Printing_New_Miscellaneous_Natural Gas_Miscellaneous_E3 | F3 | Industrial | Paper and Printing | New | Miscellaneous | Natural Gas | Miscellaneous | E3 | System - kBTUs of Conusmption | 0 | 0 | 0 | 0 | 0 | 0 | 0 | 0 | 0 | 0 | 0 | 0 | 0 | 0 | 0 | 0 | 0 | 0 | 0 | 0 | 0 | 0 | 0 | 0 | 0 | 0 | 0 | 0 | 0 | 0
F3_Industrial_Paper and Printing_New_Miscellaneous_Natural Gas_Miscellaneous_E4 | F3 | Industrial | Paper and Printing | New | Miscellaneous | Natural Gas | Miscellaneous | E4 | System - kBTUs of Conusmption | 0 | 0 | 0 | 0 | 0 | 0 | 0 | 0 | 0 | 0 | 0 | 0 | 0 | 0 | 0 | 0 | 0 | 0 | 0 | 0 | 0 | 0 | 0 | 0 | 0 | 0 | 0 | 0 | 0 | 0
F3_Industrial_Paper and Printing_New_Miscellaneous_Natural Gas_Miscellaneous_E5 | F3 | Industrial | Paper and Printing | New | Miscellaneous | Natural Gas | Miscellaneous | E5 | System - kBTUs of Conusmption | 0 | 0 | 0 | 0 | 0 | 0 | 0 | 0 | 0 | 0 | 0 | 0 | 0 | 0 | 0 | 0 | 0 | 0 | 0 | 0 | 0 | 0 | 0 | 0 | 0 | 0 | 0 | 0 | 0 | 0
F3_Industrial_Paper and Printing_New_Miscellaneous_Natural Gas_Miscellaneous_E6 | F3 | Industrial | Paper and Printing | New | Miscellaneous | Natural Gas | Miscellaneous | E6 | System - kBTUs of Conusmption | 0 | 0 | 0 | 0 | 0 | 0 | 0 | 0 | 0 | 0 | 0 | 0 | 0 | 0 | 0 | 0 | 0 | 0 | 0 | 0 | 0 | 0 | 0 | 0 | 0 | 0 | 0 | 0 | 0 | 0
F3_Industrial_Paper and Printing_New_Miscellaneous_Natural Gas_Miscellaneous_E7 | F3 | Industrial | Paper and Printing | New | Miscellaneous | Natural Gas | Miscellaneous | E7 | System - kBTUs of Conusmption | 0 | 0 | 0 | 0 | 0 | 0 | 0 | 0 | 0 | 0 | 0 | 0 | 0 | 0 | 0 | 0 | 0 | 0 | 0 | 0 | 0 | 0 | 0 | 0 | 0 | 0 | 0 | 0 | 0 | 0
F3_Industrial_Paper and Printing_New_Miscellaneous_Natural Gas_Miscellaneous_E8 | F3 | Industrial | Paper and Printing | New | Miscellaneous | Natural Gas | Miscellaneous | E8 | System - kBTUs of Conusmption | 0 | 0 | 0 | 0 | 0 | 0 | 0 | 0 | 0 | 0 | 0 | 0 | 0 | 0 | 0 | 0 | 0 | 0 | 0 | 0 | 0 | 0 | 0 | 0 | 0 | 0 | 0 | 0 | 0 | 0
F3_Industrial_Paper and Printing_New_Miscellaneous_Natural Gas_Miscellaneous_E9 | F3 | Industrial | Paper and Printing | New | Miscellaneous | Natural Gas | Miscellaneous | E9 | System - kBTUs of Conusmption | 0 | 0 | 0 | 0 | 0 | 0 | 0 | 0 | 0 | 0 | 0 | 0 | 0 | 0 | 0 | 0 | 0 | 0 | 0 | 0 | 0 | 0 | 0 | 0 | 0 | 0 | 0 | 0 | 0 | 0
F3_Industrial_Paper and Printing_New_Miscellaneous_Natural Gas_Miscellaneous_E10 | F3 | Industrial | Paper and Printing | New | Miscellaneous | Natural Gas | Miscellaneous | E10 | System - kBTUs of Conusmption | 0 | 0 | 0 | 0 | 0 | 0 | 0 | 0 | 0 | 0 | 0 | 0 | 0 | 0 | 0 | 0 | 0 | 0 | 0 | 0 | 0 | 0 | 0 | 0 | 0 | 0 | 0 | 0 | 0 | 0
F4_Industrial_Paper and Printing_New_Miscellaneous_Natural Gas_Miscellaneous_E1 | F4 | Industrial | Paper and Printing | New | Miscellaneous | Natural Gas | Miscellaneous | E1 | Utility - Cost of Equipment | 0.22938 | 0.22938 | 0.22938 | 0.22938 | 0.22938 | 0.22938 | 0.22938 | 0.22938 | 0.22938 | 0.22938 | 0.22938 | 0.22938 | 0.22938 | 0.22938 | 0.22938 | 0.22938 | 0.22938 | 0.22938 | 0.22938 | 0.22938 | 0.22938 | 0.22938 | 0 | 0 | 0 | 0 | 0 | 0 | 0 | 0
F4_Industrial_Paper and Printing_New_Miscellaneous_Natural Gas_Miscellaneous_E2 | F4 | Industrial | Paper and Printing | New | Miscellaneous | Natural Gas | Miscellaneous | E2 | Utility - Cost of Equipment | 0 | 0 | 0 | 0 | 0 | 0 | 0 | 0 | 0 | 0 | 0 | 0 | 0 | 0 | 0 | 0 | 0 | 0 | 0 | 0 | 0 | 0 | 0 | 0 | 0 | 0 | 0 | 0 | 0 | 0
F4_Industrial_Paper and Printing_New_Miscellaneous_Natural Gas_Miscellaneous_E3 | F4 | Industrial | Paper and Printing | New | Miscellaneous | Natural Gas | Miscellaneous | E3 | Utility - Cost of Equipment | 0 | 0 | 0 | 0 | 0 | 0 | 0 | 0 | 0 | 0 | 0 | 0 | 0 | 0 | 0 | 0 | 0 | 0 | 0 | 0 | 0 | 0 | 0 | 0 | 0 | 0 | 0 | 0 | 0 | 0
F4_Industrial_Paper and Printing_New_Miscellaneous_Natural Gas_Miscellaneous_E4 | F4 | Industrial | Paper and Printing | New | Miscellaneous | Natural Gas | Miscellaneous | E4 | Utility - Cost of Equipment | 0 | 0 | 0 | 0 | 0 | 0 | 0 | 0 | 0 | 0 | 0 | 0 | 0 | 0 | 0 | 0 | 0 | 0 | 0 | 0 | 0 | 0 | 0 | 0 | 0 | 0 | 0 | 0 | 0 | 0
F4_Industrial_Paper and Printing_New_Miscellaneous_Natural Gas_Miscellaneous_E5 | F4 | Industrial | Paper and Printing | New | Miscellaneous | Natural Gas | Miscellaneous | E5 | Utility - Cost of Equipment | 0 | 0 | 0 | 0 | 0 | 0 | 0 | 0 | 0 | 0 | 0 | 0 | 0 | 0 | 0 | 0 | 0 | 0 | 0 | 0 | 0 | 0 | 0 | 0 | 0 | 0 | 0 | 0 | 0 | 0
F4_Industrial_Paper and Printing_New_Miscellaneous_Natural Gas_Miscellaneous_E6 | F4 | Industrial | Paper and Printing | New | Miscellaneous | Natural Gas | Miscellaneous | E6 | Utility - Cost of Equipment | 0 | 0 | 0 | 0 | 0 | 0 | 0 | 0 | 0 | 0 | 0 | 0 | 0 | 0 | 0 | 0 | 0 | 0 | 0 | 0 | 0 | 0 | 0 | 0 | 0 | 0 | 0 | 0 | 0 | 0
F4_Industrial_Paper and Printing_New_Miscellaneous_Natural Gas_Miscellaneous_E7 | F4 | Industrial | Paper and Printing | New | Miscellaneous | Natural Gas | Miscellaneous | E7 | Utility - Cost of Equipment | 0 | 0 | 0 | 0 | 0 | 0 | 0 | 0 | 0 | 0 | 0 | 0 | 0 | 0 | 0 | 0 | 0 | 0 | 0 | 0 | 0 | 0 | 0 | 0 | 0 | 0 | 0 | 0 | 0 | 0
F4_Industrial_Paper and Printing_New_Miscellaneous_Natural Gas_Miscellaneous_E8 | F4 | Industrial | Paper and Printing | New | Miscellaneous | Natural Gas | Miscellaneous | E8 | Utility - Cost of Equipment | 0 | 0 | 0 | 0 | 0 | 0 | 0 | 0 | 0 | 0 | 0 | 0 | 0 | 0 | 0 | 0 | 0 | 0 | 0 | 0 | 0 | 0 | 0 | 0 | 0 | 0 | 0 | 0 | 0 | 0
F4_Industrial_Paper and Printing_New_Miscellaneous_Natural Gas_Miscellaneous_E9 | F4 | Industrial | Paper and Printing | New | Miscellaneous | Natural Gas | Miscellaneous | E9 | Utility - Cost of Equipment | 0 | 0 | 0 | 0 | 0 | 0 | 0 | 0 | 0 | 0 | 0 | 0 | 0 | 0 | 0 | 0 | 0 | 0 | 0 | 0 | 0 | 0 | 0 | 0 | 0 | 0 | 0 | 0 | 0 | 0
F4_Industrial_Paper and Printing_New_Miscellaneous_Natural Gas_Miscellaneous_E10 | F4 | Industrial | Paper and Printing | New | Miscellaneous | Natural Gas | Miscellaneous | E10 | Utility - Cost of Equipment | 0 | 0 | 0 | 0 | 0 | 0 | 0 | 0 | 0 | 0 | 0 | 0 | 0 | 0 | 0 | 0 | 0 | 0 | 0 | 0 | 0 | 0 | 0 | 0 | 0 | 0 | 0 | 0 | 0 | 0
F5_Industrial_Paper and Printing_New_Miscellaneous_Natural Gas_Miscellaneous_E1 | F5 | Industrial | Paper and Printing | New | Miscellaneous | Natural Gas | Miscellaneous | E1 | Utility - Cost of Operation | 225.9152 | 246.9741 | 248.6685 | 250.351 | 243.367 | 235.9531 | 227.978 | 221.207 | 214.2883 | 209.301 | 204.0641 | 198.9225 | 193.7689 | 188.8643 | 183.9283 | 178.9705 | 174.1864 | 169.6683 | 165.2049 | 161.2434 | 157.4914 | 153.8267 | 0 | 0 | 0 | 0 | 0 | 0 | 0 | 0
F5_Industrial_Paper and Printing_New_Miscellaneous_Natural Gas_Miscellaneous_E2 | F5 | Industrial | Paper and Printing | New | Miscellaneous | Natural Gas | Miscellaneous | E2 | Utility - Cost of Operation | 0 | 0 | 0 | 0 | 0 | 0 | 0 | 0 | 0 | 0 | 0 | 0 | 0 | 0 | 0 | 0 | 0 | 0 | 0 | 0 | 0 | 0 | 0 | 0 | 0 | 0 | 0 | 0 | 0 | 0
F5_Industrial_Paper and Printing_New_Miscellaneous_Natural Gas_Miscellaneous_E3 | F5 | Industrial | Paper and Printing | New | Miscellaneous | Natural Gas | Miscellaneous | E3 | Utility - Cost of Operation | 0 | 0 | 0 | 0 | 0 | 0 | 0 | 0 | 0 | 0 | 0 | 0 | 0 | 0 | 0 | 0 | 0 | 0 | 0 | 0 | 0 | 0 | 0 | 0 | 0 | 0 | 0 | 0 | 0 | 0
F5_Industrial_Paper and Printing_New_Miscellaneous_Natural Gas_Miscellaneous_E4 | F5 | Industrial | Paper and Printing | New | Miscellaneous | Natural Gas | Miscellaneous | E4 | Utility - Cost of Operation | 0 | 0 | 0 | 0 | 0 | 0 | 0 | 0 | 0 | 0 | 0 | 0 | 0 | 0 | 0 | 0 | 0 | 0 | 0 | 0 | 0 | 0 | 0 | 0 | 0 | 0 | 0 | 0 | 0 | 0
F5_Industrial_Paper and Printing_New_Miscellaneous_Natural Gas_Miscellaneous_E5 | F5 | Industrial | Paper and Printing | New | Miscellaneous | Natural Gas | Miscellaneous | E5 | Utility - Cost of Operation | 0 | 0 | 0 | 0 | 0 | 0 | 0 | 0 | 0 | 0 | 0 | 0 | 0 | 0 | 0 | 0 | 0 | 0 | 0 | 0 | 0 | 0 | 0 | 0 | 0 | 0 | 0 | 0 | 0 | 0
F5_Industrial_Paper and Printing_New_Miscellaneous_Natural Gas_Miscellaneous_E6 | F5 | Industrial | Paper and Printing | New | Miscellaneous | Natural Gas | Miscellaneous | E6 | Utility - Cost of Operation | 0 | 0 | 0 | 0 | 0 | 0 | 0 | 0 | 0 | 0 | 0 | 0 | 0 | 0 | 0 | 0 | 0 | 0 | 0 | 0 | 0 | 0 | 0 | 0 | 0 | 0 | 0 | 0 | 0 | 0
F5_Industrial_Paper and Printing_New_Miscellaneous_Natural Gas_Miscellaneous_E7 | F5 | Industrial | Paper and Printing | New | Miscellaneous | Natural Gas | Miscellaneous | E7 | Utility - Cost of Operation | 0 | 0 | 0 | 0 | 0 | 0 | 0 | 0 | 0 | 0 | 0 | 0 | 0 | 0 | 0 | 0 | 0 | 0 | 0 | 0 | 0 | 0 | 0 | 0 | 0 | 0 | 0 | 0 | 0 | 0
F5_Industrial_Paper and Printing_New_Miscellaneous_Natural Gas_Miscellaneous_E8 | F5 | Industrial | Paper and Printing | New | Miscellaneous | Natural Gas | Miscellaneous | E8 | Utility - Cost of Operation | 0 | 0 | 0 | 0 | 0 | 0 | 0 | 0 | 0 | 0 | 0 | 0 | 0 | 0 | 0 | 0 | 0 | 0 | 0 | 0 | 0 | 0 | 0 | 0 | 0 | 0 | 0 | 0 | 0 | 0
F5_Industrial_Paper and Printing_New_Miscellaneous_Natural Gas_Miscellaneous_E9 | F5 | Industrial | Paper and Printing | New | Miscellaneous | Natural Gas | Miscellaneous | E9 | Utility - Cost of Operation | 0 | 0 | 0 | 0 | 0 | 0 | 0 | 0 | 0 | 0 | 0 | 0 | 0 | 0 | 0 | 0 | 0 | 0 | 0 | 0 | 0 | 0 | 0 | 0 | 0 | 0 | 0 | 0 | 0 | 0
F5_Industrial_Paper and Printing_New_Miscellaneous_Natural Gas_Miscellaneous_E10 | F5 | Industrial | Paper and Printing | New | Miscellaneous | Natural Gas | Miscellaneous | E10 | Utility - Cost of Operation | 0 | 0 | 0 | 0 | 0 | 0 | 0 | 0 | 0 | 0 | 0 | 0 | 0 | 0 | 0 | 0 | 0 | 0 | 0 | 0 | 0 | 0 | 0 | 0 | 0 | 0 | 0 | 0 | 0 | 0
F6_Industrial_Paper and Printing_New_Miscellaneous_Natural Gas_Miscellaneous_E1 | F6 | Industrial | Paper and Printing | New | Miscellaneous | Natural Gas | Miscellaneous | E1 | Utility - Value of Sales | 270.6611 | 295.891 | 297.921 | 299.9368 | 291.5696 | 282.6872 | 273.1325 | 265.0204 | 256.7314 | 250.7563 | 244.482 | 238.3221 | 232.1478 | 226.2717 | 220.358 | 214.4183 | 208.6866 | 203.2737 | 197.9262 | 193.1801 | 188.685 | 184.2944 | 0 | 0 | 0 | 0 | 0 | 0 | 0 | 0
F6_Industrial_Paper and Printing_New_Miscellaneous_Natural Gas_Miscellaneous_E2 | F6 | Industrial | Paper and Printing | New | Miscellaneous | Natural Gas | Miscellaneous | E2 | Utility - Value of Sales | 0 | 0 | 0 | 0 | 0 | 0 | 0 | 0 | 0 | 0 | 0 | 0 | 0 | 0 | 0 | 0 | 0 | 0 | 0 | 0 | 0 | 0 | 0 | 0 | 0 | 0 | 0 | 0 | 0 | 0
F6_Industrial_Paper and Printing_New_Miscellaneous_Natural Gas_Miscellaneous_E3 | F6 | Industrial | Paper and Printing | New | Miscellaneous | Natural Gas | Miscellaneous | E3 | Utility - Value of Sales | 0 | 0 | 0 | 0 | 0 | 0 | 0 | 0 | 0 | 0 | 0 | 0 | 0 | 0 | 0 | 0 | 0 | 0 | 0 | 0 | 0 | 0 | 0 | 0 | 0 | 0 | 0 | 0 | 0 | 0
F6_Industrial_Paper and Printing_New_Miscellaneous_Natural Gas_Miscellaneous_E4 | F6 | Industrial | Paper and Printing | New | Miscellaneous | Natural Gas | Miscellaneous | E4 | Utility - Value of Sales | 0 | 0 | 0 | 0 | 0 | 0 | 0 | 0 | 0 | 0 | 0 | 0 | 0 | 0 | 0 | 0 | 0 | 0 | 0 | 0 | 0 | 0 | 0 | 0 | 0 | 0 | 0 | 0 | 0 | 0
F6_Industrial_Paper and Printing_New_Miscellaneous_Natural Gas_Miscellaneous_E5 | F6 | Industrial | Paper and Printing | New | Miscellaneous | Natural Gas | Miscellaneous | E5 | Utility - Value of Sales | 0 | 0 | 0 | 0 | 0 | 0 | 0 | 0 | 0 | 0 | 0 | 0 | 0 | 0 | 0 | 0 | 0 | 0 | 0 | 0 | 0 | 0 | 0 | 0 | 0 | 0 | 0 | 0 | 0 | 0
F6_Industrial_Paper and Printing_New_Miscellaneous_Natural Gas_Miscellaneous_E6 | F6 | Industrial | Paper and Printing | New | Miscellaneous | Natural Gas | Miscellaneous | E6 | Utility - Value of Sales | 0 | 0 | 0 | 0 | 0 | 0 | 0 | 0 | 0 | 0 | 0 | 0 | 0 | 0 | 0 | 0 | 0 | 0 | 0 | 0 | 0 | 0 | 0 | 0 | 0 | 0 | 0 | 0 | 0 | 0
F6_Industrial_Paper and Printing_New_Miscellaneous_Natural Gas_Miscellaneous_E7 | F6 | Industrial | Paper and Printing | New | Miscellaneous | Natural Gas | Miscellaneous | E7 | Utility - Value of Sales | 0 | 0 | 0 | 0 | 0 | 0 | 0 | 0 | 0 | 0 | 0 | 0 | 0 | 0 | 0 | 0 | 0 | 0 | 0 | 0 | 0 | 0 | 0 | 0 | 0 | 0 | 0 | 0 | 0 | 0
F6_Industrial_Paper and Printing_New_Miscellaneous_Natural Gas_Miscellaneous_E8 | F6 | Industrial | Paper and Printing | New | Miscellaneous | Natural Gas | Miscellaneous | E8 | Utility - Value of Sales | 0 | 0 | 0 | 0 | 0 | 0 | 0 | 0 | 0 | 0 | 0 | 0 | 0 | 0 | 0 | 0 | 0 | 0 | 0 | 0 | 0 | 0 | 0 | 0 | 0 | 0 | 0 | 0 | 0 | 0
F6_Industrial_Paper and Printing_New_Miscellaneous_Natural Gas_Miscellaneous_E9 | F6 | Industrial | Paper and Printing | New | Miscellaneous | Natural Gas | Miscellaneous | E9 | Utility - Value of Sales | 0 | 0 | 0 | 0 | 0 | 0 | 0 | 0 | 0 | 0 | 0 | 0 | 0 | 0 | 0 | 0 | 0 | 0 | 0 | 0 | 0 | 0 | 0 | 0 | 0 | 0 | 0 | 0 | 0 | 0
F6_Industrial_Paper and Printing_New_Miscellaneous_Natural Gas_Miscellaneous_E10 | F6 | Industrial | Paper and Printing | New | Miscellaneous | Natural Gas | Miscellaneous | E10 | Utility - Value of Sales | 0 | 0 | 0 | 0 | 0 | 0 | 0 | 0 | 0 | 0 | 0 | 0 | 0 | 0 | 0 | 0 | 0 | 0 | 0 | 0 | 0 | 0 | 0 | 0 | 0 | 0 | 0 | 0 | 0 | 0
F1_Industrial_Instruments_Existing_Space Heating_Natural Gas_Furnace_E1 | F1 | Industrial | Instruments | Existing | Space Heating | Natural Gas | Furnace | E1 | Participant - Cost of Equipment | 1.9043 | 1.9043 | 1.9043 | 1.9043 | 1.9043 | 1.9043 | 1.9043 | 1.9043 | 1.9043 | 1.9043 | 1.9043 | 1.9043 | 1.9043 | 1.9043 | 1.9043 | 1.9043 | 1.9043 | 1.9043 | 1.9043 | 1.9043 | 1.9043 | 1.9043 | 0 | 0 | 0 | 0 | 0 | 0 | 0 | 0
F1_Industrial_Instruments_Existing_Space Heating_Natural Gas_Furnace_E2 | F1 | Industrial | Instruments | Existing | Space Heating | Natural Gas | Furnace | E2 | Participant - Cost of Equipment | 2.2851 | 2.2851 | 2.2851 | 2.2851 | 2.2851 | 2.2851 | 2.2851 | 2.2851 | 2.2851 | 2.2851 | 2.2851 | 2.2851 | 2.2851 | 2.2851 | 2.2851 | 2.2851 | 2.2851 | 2.2851 | 2.2851 | 2.2851 | 2.2851 | 2.2851 | 0 | 0 | 0 | 0 | 0 | 0 | 0 | 0
F1_Industrial_Instruments_Existing_Space Heating_Natural Gas_Furnace_E3 | F1 | Industrial | Instruments | Existing | Space Heating | Natural Gas | Furnace | E3 | Participant - Cost of Equipment | 2.666 | 2.666 | 2.666 | 2.666 | 2.666 | 2.666 | 2.666 | 2.666 | 2.666 | 2.666 | 2.666 | 2.666 | 2.666 | 2.666 | 2.666 | 2.666 | 2.666 | 2.666 | 2.666 | 2.666 | 2.666 | 2.666 | 0 | 0 | 0 | 0 | 0 | 0 | 0 | 0
F1_Industrial_Instruments_Existing_Space Heating_Natural Gas_Furnace_E4 | F1 | Industrial | Instruments | Existing | Space Heating | Natural Gas | Furnace | E4 | Participant - Cost of Equipment | 0 | 0 | 0 | 0 | 0 | 0 | 0 | 0 | 0 | 0 | 0 | 0 | 0 | 0 | 0 | 0 | 0 | 0 | 0 | 0 | 0 | 0 | 0 | 0 | 0 | 0 | 0 | 0 | 0 | 0
F1_Industrial_Instruments_Existing_Space Heating_Natural Gas_Furnace_E5 | F1 | Industrial | Instruments | Existing | Space Heating | Natural Gas | Furnace | E5 | Participant - Cost of Equipment | 0 | 0 | 0 | 0 | 0 | 0 | 0 | 0 | 0 | 0 | 0 | 0 | 0 | 0 | 0 | 0 | 0 | 0 | 0 | 0 | 0 | 0 | 0 | 0 | 0 | 0 | 0 | 0 | 0 | 0
F1_Industrial_Instruments_Existing_Space Heating_Natural Gas_Furnace_E6 | F1 | Industrial | Instruments | Existing | Space Heating | Natural Gas | Furnace | E6 | Participant - Cost of Equipment | 0 | 0 | 0 | 0 | 0 | 0 | 0 | 0 | 0 | 0 | 0 | 0 | 0 | 0 | 0 | 0 | 0 | 0 | 0 | 0 | 0 | 0 | 0 | 0 | 0 | 0 | 0 | 0 | 0 | 0
F1_Industrial_Instruments_Existing_Space Heating_Natural Gas_Furnace_E7 | F1 | Industrial | Instruments | Existing | Space Heating | Natural Gas | Furnace | E7 | Participant - Cost of Equipment | 0 | 0 | 0 | 0 | 0 | 0 | 0 | 0 | 0 | 0 | 0 | 0 | 0 | 0 | 0 | 0 | 0 | 0 | 0 | 0 | 0 | 0 | 0 | 0 | 0 | 0 | 0 | 0 | 0 | 0
F1_Industrial_Instruments_Existing_Space Heating_Natural Gas_Furnace_E8 | F1 | Industrial | Instruments | Existing | Space Heating | Natural Gas | Furnace | E8 | Participant - Cost of Equipment | 0 | 0 | 0 | 0 | 0 | 0 | 0 | 0 | 0 | 0 | 0 | 0 | 0 | 0 | 0 | 0 | 0 | 0 | 0 | 0 | 0 | 0 | 0 | 0 | 0 | 0 | 0 | 0 | 0 | 0
F1_Industrial_Instruments_Existing_Space Heating_Natural Gas_Furnace_E9 | F1 | Industrial | Instruments | Existing | Space Heating | Natural Gas | Furnace | E9 | Participant - Cost of Equipment | 0 | 0 | 0 | 0 | 0 | 0 | 0 | 0 | 0 | 0 | 0 | 0 | 0 | 0 | 0 | 0 | 0 | 0 | 0 | 0 | 0 | 0 | 0 | 0 | 0 | 0 | 0 | 0 | 0 | 0
F1_Industrial_Instruments_Existing_Space Heating_Natural Gas_Furnace_E10 | F1 | Industrial | Instruments | Existing | Space Heating | Natural Gas | Furnace | E10 | Participant - Cost of Equipment | 0 | 0 | 0 | 0 | 0 | 0 | 0 | 0 | 0 | 0 | 0 | 0 | 0 | 0 | 0 | 0 | 0 | 0 | 0 | 0 | 0 | 0 | 0 | 0 | 0 | 0 | 0 | 0 | 0 | 0
F2_Industrial_Instruments_Existing_Space Heating_Natural Gas_Furnace_E1 | F2 | Industrial | Instruments | Existing | Space Heating | Natural Gas | Furnace | E1 | Participant - Cost of Operation | 31.7081 | 32.0595 | 31.5522 | 31.0661 | 30.2315 | 29.4055 | 28.5749 | 27.8168 | 27.0629 | 26.4049 | 25.7485 | 25.1105 | 24.4853 | 23.8841 | 23.2951 | 22.7177 | 22.1589 | 21.6233 | 21.0999 | 20.6078 | 20.1348 | 19.6764 | 0 | 0 | 0 | 0 | 0 | 0 | 0 | 0
F2_Industrial_Instruments_Existing_Space Heating_Natural Gas_Furnace_E2 | F2 | Industrial | Instruments | Existing | Space Heating | Natural Gas | Furnace | E2 | Participant - Cost of Operation | 28.186 | 28.4984 | 28.0474 | 27.6153 | 26.8734 | 26.1392 | 25.4008 | 24.727 | 24.0568 | 23.4719 | 22.8884 | 22.3213 | 21.7655 | 21.2311 | 20.7075 | 20.1943 | 19.6975 | 19.2214 | 18.7562 | 18.3187 | 17.8983 | 17.4908 | 0 | 0 | 0 | 0 | 0 | 0 | 0 | 0
F2_Industrial_Instruments_Existing_Space Heating_Natural Gas_Furnace_E3 | F2 | Industrial | Instruments | Existing | Space Heating | Natural Gas | Furnace | E3 | Participant - Cost of Operation | 26.4219 | 26.7147 | 26.2919 | 25.8869 | 25.1914 | 24.5031 | 23.811 | 23.1793 | 22.5511 | 22.0028 | 21.4558 | 20.9242 | 20.4032 | 19.9022 | 19.4114 | 18.9303 | 18.4647 | 18.0184 | 17.5822 | 17.1721 | 16.778 | 16.396 | 0 | 0 | 0 | 0 | 0 | 0 | 0 | 0
F2_Industrial_Instruments_Existing_Space Heating_Natural Gas_Furnace_E4 | F2 | Industrial | Instruments | Existing | Space Heating | Natural Gas | Furnace | E4 | Participant - Cost of Operation | 0 | 0 | 0 | 0 | 0 | 0 | 0 | 0 | 0 | 0 | 0 | 0 | 0 | 0 | 0 | 0 | 0 | 0 | 0 | 0 | 0 | 0 | 0 | 0 | 0 | 0 | 0 | 0 | 0 | 0
F2_Industrial_Instruments_Existing_Space Heating_Natural Gas_Furnace_E5 | F2 | Industrial | Instruments | Existing | Space Heating | Natural Gas | Furnace | E5 | Participant - Cost of Operation | 0 | 0 | 0 | 0 | 0 | 0 | 0 | 0 | 0 | 0 | 0 | 0 | 0 | 0 | 0 | 0 | 0 | 0 | 0 | 0 | 0 | 0 | 0 | 0 | 0 | 0 | 0 | 0 | 0 | 0
F2_Industrial_Instruments_Existing_Space Heating_Natural Gas_Furnace_E6 | F2 | Industrial | Instruments | Existing | Space Heating | Natural Gas | Furnace | E6 | Participant - Cost of Operation | 0 | 0 | 0 | 0 | 0 | 0 | 0 | 0 | 0 | 0 | 0 | 0 | 0 | 0 | 0 | 0 | 0 | 0 | 0 | 0 | 0 | 0 | 0 | 0 | 0 | 0 | 0 | 0 | 0 | 0
F2_Industrial_Instruments_Existing_Space Heating_Natural Gas_Furnace_E7 | F2 | Industrial | Instruments | Existing | Space Heating | Natural Gas | Furnace | E7 | Participant - Cost of Operation | 0 | 0 | 0 | 0 | 0 | 0 | 0 | 0 | 0 | 0 | 0 | 0 | 0 | 0 | 0 | 0 | 0 | 0 | 0 | 0 | 0 | 0 | 0 | 0 | 0 | 0 | 0 | 0 | 0 | 0
F2_Industrial_Instruments_Existing_Space Heating_Natural Gas_Furnace_E8 | F2 | Industrial | Instruments | Existing | Space Heating | Natural Gas | Furnace | E8 | Participant - Cost of Operation | 0 | 0 | 0 | 0 | 0 | 0 | 0 | 0 | 0 | 0 | 0 | 0 | 0 | 0 | 0 | 0 | 0 | 0 | 0 | 0 | 0 | 0 | 0 | 0 | 0 | 0 | 0 | 0 | 0 | 0
F2_Industrial_Instruments_Existing_Space Heating_Natural Gas_Furnace_E9 | F2 | Industrial | Instruments | Existing | Space Heating | Natural Gas | Furnace | E9 | Participant - Cost of Operation | 0 | 0 | 0 | 0 | 0 | 0 | 0 | 0 | 0 | 0 | 0 | 0 | 0 | 0 | 0 | 0 | 0 | 0 | 0 | 0 | 0 | 0 | 0 | 0 | 0 | 0 | 0 | 0 | 0 | 0
F2_Industrial_Instruments_Existing_Space Heating_Natural Gas_Furnace_E10 | F2 | Industrial | Instruments | Existing | Space Heating | Natural Gas | Furnace | E10 | Participant - Cost of Operation | 0 | 0 | 0 | 0 | 0 | 0 | 0 | 0 | 0 | 0 | 0 | 0 | 0 | 0 | 0 | 0 | 0 | 0 | 0 | 0 | 0 | 0 | 0 | 0 | 0 | 0 | 0 | 0 | 0 | 0
F3_Industrial_Instruments_Existing_Space Heating_Natural Gas_Furnace_E1 | F3 | Industrial | Instruments | Existing | Space Heating | Natural Gas | Furnace | E1 | System - kBTUs of Conusmption | 5226.6413 | 5226.6413 | 5226.6413 | 5226.6413 | 5226.6413 | 5226.6413 | 5226.6413 | 5226.6413 | 5226.6413 | 5226.6413 | 5226.6413 | 5226.6413 | 5226.6413 | 5226.6413 | 5226.6413 | 5226.6413 | 5226.6413 | 5226.6413 | 5226.6413 | 5226.6413 | 5226.6413 | 5226.6413 | 0 | 0 | 0 | 0 | 0 | 0 | 0 | 0
F3_Industrial_Instruments_Existing_Space Heating_Natural Gas_Furnace_E2 | F3 | Industrial | Instruments | Existing | Space Heating | Natural Gas | Furnace | E2 | System - kBTUs of Conusmption | 4646.0744 | 4646.0744 | 4646.0744 | 4646.0744 | 4646.0744 | 4646.0744 | 4646.0744 | 4646.0744 | 4646.0744 | 4646.0744 | 4646.0744 | 4646.0744 | 4646.0744 | 4646.0744 | 4646.0744 | 4646.0744 | 4646.0744 | 4646.0744 | 4646.0744 | 4646.0744 | 4646.0744 | 4646.0744 | 0 | 0 | 0 | 0 | 0 | 0 | 0 | 0
F3_Industrial_Instruments_Existing_Space Heating_Natural Gas_Furnace_E3 | F3 | Industrial | Instruments | Existing | Space Heating | Natural Gas | Furnace | E3 | System - kBTUs of Conusmption | 4355.278 | 4355.278 | 4355.278 | 4355.278 | 4355.278 | 4355.278 | 4355.278 | 4355.278 | 4355.278 | 4355.278 | 4355.278 | 4355.278 | 4355.278 | 4355.278 | 4355.278 | 4355.278 | 4355.278 | 4355.278 | 4355.278 | 4355.278 | 4355.278 | 4355.278 | 0 | 0 | 0 | 0 | 0 | 0 | 0 | 0
F3_Industrial_Instruments_Existing_Space Heating_Natural Gas_Furnace_E4 | F3 | Industrial | Instruments | Existing | Space Heating | Natural Gas | Furnace | E4 | System - kBTUs of Conusmption | 0 | 0 | 0 | 0 | 0 | 0 | 0 | 0 | 0 | 0 | 0 | 0 | 0 | 0 | 0 | 0 | 0 | 0 | 0 | 0 | 0 | 0 | 0 | 0 | 0 | 0 | 0 | 0 | 0 | 0
F3_Industrial_Instruments_Existing_Space Heating_Natural Gas_Furnace_E5 | F3 | Industrial | Instruments | Existing | Space Heating | Natural Gas | Furnace | E5 | System - kBTUs of Conusmption | 0 | 0 | 0 | 0 | 0 | 0 | 0 | 0 | 0 | 0 | 0 | 0 | 0 | 0 | 0 | 0 | 0 | 0 | 0 | 0 | 0 | 0 | 0 | 0 | 0 | 0 | 0 | 0 | 0 | 0
F3_Industrial_Instruments_Existing_Space Heating_Natural Gas_Furnace_E6 | F3 | Industrial | Instruments | Existing | Space Heating | Natural Gas | Furnace | E6 | System - kBTUs of Conusmption | 0 | 0 | 0 | 0 | 0 | 0 | 0 | 0 | 0 | 0 | 0 | 0 | 0 | 0 | 0 | 0 | 0 | 0 | 0 | 0 | 0 | 0 | 0 | 0 | 0 | 0 | 0 | 0 | 0 | 0
F3_Industrial_Instruments_Existing_Space Heating_Natural Gas_Furnace_E7 | F3 | Industrial | Instruments | Existing | Space Heating | Natural Gas | Furnace | E7 | System - kBTUs of Conusmption | 0 | 0 | 0 | 0 | 0 | 0 | 0 | 0 | 0 | 0 | 0 | 0 | 0 | 0 | 0 | 0 | 0 | 0 | 0 | 0 | 0 | 0 | 0 | 0 | 0 | 0 | 0 | 0 | 0 | 0
F3_Industrial_Instruments_Existing_Space Heating_Natural Gas_Furnace_E8 | F3 | Industrial | Instruments | Existing | Space Heating | Natural Gas | Furnace | E8 | System - kBTUs of Conusmption | 0 | 0 | 0 | 0 | 0 | 0 | 0 | 0 | 0 | 0 | 0 | 0 | 0 | 0 | 0 | 0 | 0 | 0 | 0 | 0 | 0 | 0 | 0 | 0 | 0 | 0 | 0 | 0 | 0 | 0
F3_Industrial_Instruments_Existing_Space Heating_Natural Gas_Furnace_E9 | F3 | Industrial | Instruments | Existing | Space Heating | Natural Gas | Furnace | E9 | System - kBTUs of Conusmption | 0 | 0 | 0 | 0 | 0 | 0 | 0 | 0 | 0 | 0 | 0 | 0 | 0 | 0 | 0 | 0 | 0 | 0 | 0 | 0 | 0 | 0 | 0 | 0 | 0 | 0 | 0 | 0 | 0 | 0
F3_Industrial_Instruments_Existing_Space Heating_Natural Gas_Furnace_E10 | F3 | Industrial | Instruments | Existing | Space Heating | Natural Gas | Furnace | E10 | System - kBTUs of Conusmption | 0 | 0 | 0 | 0 | 0 | 0 | 0 | 0 | 0 | 0 | 0 | 0 | 0 | 0 | 0 | 0 | 0 | 0 | 0 | 0 | 0 | 0 | 0 | 0 | 0 | 0 | 0 | 0 | 0 | 0
F4_Industrial_Instruments_Existing_Space Heating_Natural Gas_Furnace_E1 | F4 | Industrial | Instruments | Existing | Space Heating | Natural Gas | Furnace | E1 | Utility - Cost of Equipment | 1.9043 | 1.9043 | 1.9043 | 1.9043 | 1.9043 | 1.9043 | 1.9043 | 1.9043 | 1.9043 | 1.9043 | 1.9043 | 1.9043 | 1.9043 | 1.9043 | 1.9043 | 1.9043 | 1.9043 | 1.9043 | 1.9043 | 1.9043 | 1.9043 | 1.9043 | 0 | 0 | 0 | 0 | 0 | 0 | 0 | 0
F4_Industrial_Instruments_Existing_Space Heating_Natural Gas_Furnace_E2 | F4 | Industrial | Instruments | Existing | Space Heating | Natural Gas | Furnace | E2 | Utility - Cost of Equipment | 2.2851 | 2.2851 | 2.2851 | 2.2851 | 2.2851 | 2.2851 | 2.2851 | 2.2851 | 2.2851 | 2.2851 | 2.2851 | 2.2851 | 2.2851 | 2.2851 | 2.2851 | 2.2851 | 2.2851 | 2.2851 | 2.2851 | 2.2851 | 2.2851 | 2.2851 | 0 | 0 | 0 | 0 | 0 | 0 | 0 | 0
F4_Industrial_Instruments_Existing_Space Heating_Natural Gas_Furnace_E3 | F4 | Industrial | Instruments | Existing | Space Heating | Natural Gas | Furnace | E3 | Utility - Cost of Equipment | 2.666 | 2.666 | 2.666 | 2.666 | 2.666 | 2.666 | 2.666 | 2.666 | 2.666 | 2.666 | 2.666 | 2.666 | 2.666 | 2.666 | 2.666 | 2.666 | 2.666 | 2.666 | 2.666 | 2.666 | 2.666 | 2.666 | 0 | 0 | 0 | 0 | 0 | 0 | 0 | 0
F4_Industrial_Instruments_Existing_Space Heating_Natural Gas_Furnace_E4 | F4 | Industrial | Instruments | Existing | Space Heating | Natural Gas | Furnace | E4 | Utility - Cost of Equipment | 0 | 0 | 0 | 0 | 0 | 0 | 0 | 0 | 0 | 0 | 0 | 0 | 0 | 0 | 0 | 0 | 0 | 0 | 0 | 0 | 0 | 0 | 0 | 0 | 0 | 0 | 0 | 0 | 0 | 0
F4_Industrial_Instruments_Existing_Space Heating_Natural Gas_Furnace_E5 | F4 | Industrial | Instruments | Existing | Space Heating | Natural Gas | Furnace | E5 | Utility - Cost of Equipment | 0 | 0 | 0 | 0 | 0 | 0 | 0 | 0 | 0 | 0 | 0 | 0 | 0 | 0 | 0 | 0 | 0 | 0 | 0 | 0 | 0 | 0 | 0 | 0 | 0 | 0 | 0 | 0 | 0 | 0
F4_Industrial_Instruments_Existing_Space Heating_Natural Gas_Furnace_E6 | F4 | Industrial | Instruments | Existing | Space Heating | Natural Gas | Furnace | E6 | Utility - Cost of Equipment | 0 | 0 | 0 | 0 | 0 | 0 | 0 | 0 | 0 | 0 | 0 | 0 | 0 | 0 | 0 | 0 | 0 | 0 | 0 | 0 | 0 | 0 | 0 | 0 | 0 | 0 | 0 | 0 | 0 | 0
F4_Industrial_Instruments_Existing_Space Heating_Natural Gas_Furnace_E7 | F4 | Industrial | Instruments | Existing | Space Heating | Natural Gas | Furnace | E7 | Utility - Cost of Equipment | 0 | 0 | 0 | 0 | 0 | 0 | 0 | 0 | 0 | 0 | 0 | 0 | 0 | 0 | 0 | 0 | 0 | 0 | 0 | 0 | 0 | 0 | 0 | 0 | 0 | 0 | 0 | 0 | 0 | 0
F4_Industrial_Instruments_Existing_Space Heating_Natural Gas_Furnace_E8 | F4 | Industrial | Instruments | Existing | Space Heating | Natural Gas | Furnace | E8 | Utility - Cost of Equipment | 0 | 0 | 0 | 0 | 0 | 0 | 0 | 0 | 0 | 0 | 0 | 0 | 0 | 0 | 0 | 0 | 0 | 0 | 0 | 0 | 0 | 0 | 0 | 0 | 0 | 0 | 0 | 0 | 0 | 0
F4_Industrial_Instruments_Existing_Space Heating_Natural Gas_Furnace_E9 | F4 | Industrial | Instruments | Existing | Space Heating | Natural Gas | Furnace | E9 | Utility - Cost of Equipment | 0 | 0 | 0 | 0 | 0 | 0 | 0 | 0 | 0 | 0 | 0 | 0 | 0 | 0 | 0 | 0 | 0 | 0 | 0 | 0 | 0 | 0 | 0 | 0 | 0 | 0 | 0 | 0 | 0 | 0
F4_Industrial_Instruments_Existing_Space Heating_Natural Gas_Furnace_E10 | F4 | Industrial | Instruments | Existing | Space Heating | Natural Gas | Furnace | E10 | Utility - Cost of Equipment | 0 | 0 | 0 | 0 | 0 | 0 | 0 | 0 | 0 | 0 | 0 | 0 | 0 | 0 | 0 | 0 | 0 | 0 | 0 | 0 | 0 | 0 | 0 | 0 | 0 | 0 | 0 | 0 | 0 | 0
F5_Industrial_Instruments_Existing_Space Heating_Natural Gas_Furnace_E1 | F5 | Industrial | Instruments | Existing | Space Heating | Natural Gas | Furnace | E1 | Utility - Cost of Operation | 26.4661 | 26.7594 | 26.336 | 25.9302 | 25.2336 | 24.5441 | 23.8509 | 23.2181 | 22.5888 | 22.0396 | 21.4917 | 20.9592 | 20.4373 | 19.9356 | 19.4439 | 18.962 | 18.4956 | 18.0485 | 17.6117 | 17.2009 | 16.8061 | 16.4235 | 0 | 0 | 0 | 0 | 0 | 0 | 0 | 0
F5_Industrial_Instruments_Existing_Space Heating_Natural Gas_Furnace_E2 | F5 | Industrial | Instruments | Existing | Space Heating | Natural Gas | Furnace | E2 | Utility - Cost of Operation | 23.5263 | 23.787 | 23.4106 | 23.05 | 22.4307 | 21.8178 | 21.2015 | 20.6391 | 20.0797 | 19.5915 | 19.1045 | 18.6311 | 18.1672 | 17.7211 | 17.2841 | 16.8557 | 16.4411 | 16.0437 | 15.6554 | 15.2902 | 14.9393 | 14.5992 | 0 | 0 | 0 | 0 | 0 | 0 | 0 | 0
F5_Industrial_Instruments_Existing_Space Heating_Natural Gas_Furnace_E3 | F5 | Industrial | Instruments | Existing | Space Heating | Natural Gas | Furnace | E3 | Utility - Cost of Operation | 22.0538 | 22.2982 | 21.9453 | 21.6073 | 21.0267 | 20.4522 | 19.8745 | 19.3473 | 18.8229 | 18.3653 | 17.9087 | 17.465 | 17.0301 | 16.612 | 16.2023 | 15.8007 | 15.4121 | 15.0395 | 14.6755 | 14.3332 | 14.0043 | 13.6854 | 0 | 0 | 0 | 0 | 0 | 0 | 0 | 0
F5_Industrial_Instruments_Existing_Space Heating_Natural Gas_Furnace_E4 | F5 | Industrial | Instruments | Existing | Space Heating | Natural Gas | Furnace | E4 | Utility - Cost of Operation | 0 | 0 | 0 | 0 | 0 | 0 | 0 | 0 | 0 | 0 | 0 | 0 | 0 | 0 | 0 | 0 | 0 | 0 | 0 | 0 | 0 | 0 | 0 | 0 | 0 | 0 | 0 | 0 | 0 | 0
F5_Industrial_Instruments_Existing_Space Heating_Natural Gas_Furnace_E5 | F5 | Industrial | Instruments | Existing | Space Heating | Natural Gas | Furnace | E5 | Utility - Cost of Operation | 0 | 0 | 0 | 0 | 0 | 0 | 0 | 0 | 0 | 0 | 0 | 0 | 0 | 0 | 0 | 0 | 0 | 0 | 0 | 0 | 0 | 0 | 0 | 0 | 0 | 0 | 0 | 0 | 0 | 0
F5_Industrial_Instruments_Existing_Space Heating_Natural Gas_Furnace_E6 | F5 | Industrial | Instruments | Existing | Space Heating | Natural Gas | Furnace | E6 | Utility - Cost of Operation | 0 | 0 | 0 | 0 | 0 | 0 | 0 | 0 | 0 | 0 | 0 | 0 | 0 | 0 | 0 | 0 | 0 | 0 | 0 | 0 | 0 | 0 | 0 | 0 | 0 | 0 | 0 | 0 | 0 | 0
F5_Industrial_Instruments_Existing_Space Heating_Natural Gas_Furnace_E7 | F5 | Industrial | Instruments | Existing | Space Heating | Natural Gas | Furnace | E7 | Utility - Cost of Operation | 0 | 0 | 0 | 0 | 0 | 0 | 0 | 0 | 0 | 0 | 0 | 0 | 0 | 0 | 0 | 0 | 0 | 0 | 0 | 0 | 0 | 0 | 0 | 0 | 0 | 0 | 0 | 0 | 0 | 0
F5_Industrial_Instruments_Existing_Space Heating_Natural Gas_Furnace_E8 | F5 | Industrial | Instruments | Existing | Space Heating | Natural Gas | Furnace | E8 | Utility - Cost of Operation | 0 | 0 | 0 | 0 | 0 | 0 | 0 | 0 | 0 | 0 | 0 | 0 | 0 | 0 | 0 | 0 | 0 | 0 | 0 | 0 | 0 | 0 | 0 | 0 | 0 | 0 | 0 | 0 | 0 | 0
F5_Industrial_Instruments_Existing_Space Heating_Natural Gas_Furnace_E9 | F5 | Industrial | Instruments | Existing | Space Heating | Natural Gas | Furnace | E9 | Utility - Cost of Operation | 0 | 0 | 0 | 0 | 0 | 0 | 0 | 0 | 0 | 0 | 0 | 0 | 0 | 0 | 0 | 0 | 0 | 0 | 0 | 0 | 0 | 0 | 0 | 0 | 0 | 0 | 0 | 0 | 0 | 0
F5_Industrial_Instruments_Existing_Space Heating_Natural Gas_Furnace_E10 | F5 | Industrial | Instruments | Existing | Space Heating | Natural Gas | Furnace | E10 | Utility - Cost of Operation | 0 | 0 | 0 | 0 | 0 | 0 | 0 | 0 | 0 | 0 | 0 | 0 | 0 | 0 | 0 | 0 | 0 | 0 | 0 | 0 | 0 | 0 | 0 | 0 | 0 | 0 | 0 | 0 | 0 | 0
F6_Industrial_Instruments_Existing_Space Heating_Natural Gas_Furnace_E1 | F6 | Industrial | Instruments | Existing | Space Heating | Natural Gas | Furnace | E1 | Utility - Value of Sales | 31.7081 | 32.0595 | 31.5522 | 31.0661 | 30.2315 | 29.4055 | 28.5749 | 27.8168 | 27.0629 | 26.4049 | 25.7485 | 25.1105 | 24.4853 | 23.8841 | 23.2951 | 22.7177 | 22.1589 | 21.6233 | 21.0999 | 20.6078 | 20.1348 | 19.6764 | 0 | 0 | 0 | 0 | 0 | 0 | 0 | 0
F6_Industrial_Instruments_Existing_Space Heating_Natural Gas_Furnace_E2 | F6 | Industrial | Instruments | Existing | Space Heating | Natural Gas | Furnace | E2 | Utility - Value of Sales | 28.186 | 28.4984 | 28.0474 | 27.6153 | 26.8734 | 26.1392 | 25.4008 | 24.727 | 24.0568 | 23.4719 | 22.8884 | 22.3213 | 21.7655 | 21.2311 | 20.7075 | 20.1943 | 19.6975 | 19.2214 | 18.7562 | 18.3187 | 17.8983 | 17.4908 | 0 | 0 | 0 | 0 | 0 | 0 | 0 | 0
F6_Industrial_Instruments_Existing_Space Heating_Natural Gas_Furnace_E3 | F6 | Industrial | Instruments | Existing | Space Heating | Natural Gas | Furnace | E3 | Utility - Value of Sales | 26.4219 | 26.7147 | 26.2919 | 25.8869 | 25.1914 | 24.5031 | 23.811 | 23.1793 | 22.5511 | 22.0028 | 21.4558 | 20.9242 | 20.4032 | 19.9022 | 19.4114 | 18.9303 | 18.4647 | 18.0184 | 17.5822 | 17.1721 | 16.778 | 16.396 | 0 | 0 | 0 | 0 | 0 | 0 | 0 | 0
F6_Industrial_Instruments_Existing_Space Heating_Natural Gas_Furnace_E4 | F6 | Industrial | Instruments | Existing | Space Heating | Natural Gas | Furnace | E4 | Utility - Value of Sales | 0 | 0 | 0 | 0 | 0 | 0 | 0 | 0 | 0 | 0 | 0 | 0 | 0 | 0 | 0 | 0 | 0 | 0 | 0 | 0 | 0 | 0 | 0 | 0 | 0 | 0 | 0 | 0 | 0 | 0
F6_Industrial_Instruments_Existing_Space Heating_Natural Gas_Furnace_E5 | F6 | Industrial | Instruments | Existing | Space Heating | Natural Gas | Furnace | E5 | Utility - Value of Sales | 0 | 0 | 0 | 0 | 0 | 0 | 0 | 0 | 0 | 0 | 0 | 0 | 0 | 0 | 0 | 0 | 0 | 0 | 0 | 0 | 0 | 0 | 0 | 0 | 0 | 0 | 0 | 0 | 0 | 0
F6_Industrial_Instruments_Existing_Space Heating_Natural Gas_Furnace_E6 | F6 | Industrial | Instruments | Existing | Space Heating | Natural Gas | Furnace | E6 | Utility - Value of Sales | 0 | 0 | 0 | 0 | 0 | 0 | 0 | 0 | 0 | 0 | 0 | 0 | 0 | 0 | 0 | 0 | 0 | 0 | 0 | 0 | 0 | 0 | 0 | 0 | 0 | 0 | 0 | 0 | 0 | 0
F6_Industrial_Instruments_Existing_Space Heating_Natural Gas_Furnace_E7 | F6 | Industrial | Instruments | Existing | Space Heating | Natural Gas | Furnace | E7 | Utility - Value of Sales | 0 | 0 | 0 | 0 | 0 | 0 | 0 | 0 | 0 | 0 | 0 | 0 | 0 | 0 | 0 | 0 | 0 | 0 | 0 | 0 | 0 | 0 | 0 | 0 | 0 | 0 | 0 | 0 | 0 | 0
F6_Industrial_Instruments_Existing_Space Heating_Natural Gas_Furnace_E8 | F6 | Industrial | Instruments | Existing | Space Heating | Natural Gas | Furnace | E8 | Utility - Value of Sales | 0 | 0 | 0 | 0 | 0 | 0 | 0 | 0 | 0 | 0 | 0 | 0 | 0 | 0 | 0 | 0 | 0 | 0 | 0 | 0 | 0 | 0 | 0 | 0 | 0 | 0 | 0 | 0 | 0 | 0
F6_Industrial_Instruments_Existing_Space Heating_Natural Gas_Furnace_E9 | F6 | Industrial | Instruments | Existing | Space Heating | Natural Gas | Furnace | E9 | Utility - Value of Sales | 0 | 0 | 0 | 0 | 0 | 0 | 0 | 0 | 0 | 0 | 0 | 0 | 0 | 0 | 0 | 0 | 0 | 0 | 0 | 0 | 0 | 0 | 0 | 0 | 0 | 0 | 0 | 0 | 0 | 0
F6_Industrial_Instruments_Existing_Space Heating_Natural Gas_Furnace_E10 | F6 | Industrial | Instruments | Existing | Space Heating | Natural Gas | Furnace | E10 | Utility - Value of Sales | 0 | 0 | 0 | 0 | 0 | 0 | 0 | 0 | 0 | 0 | 0 | 0 | 0 | 0 | 0 | 0 | 0 | 0 | 0 | 0 | 0 | 0 | 0 | 0 | 0 | 0 | 0 | 0 | 0 | 0
F1_Industrial_Instruments_Existing_Space Heating_Natural Gas_Boiler_E1 | F1 | Industrial | Instruments | Existing | Space Heating | Natural Gas | Boiler | E1 | Participant - Cost of Equipment | 12.5429 | 12.5429 | 12.5429 | 12.5429 | 12.5429 | 12.5429 | 12.5429 | 12.5429 | 12.5429 | 12.5429 | 12.5429 | 12.5429 | 12.5429 | 12.5429 | 12.5429 | 12.5429 | 12.5429 | 12.5429 | 12.5429 | 12.5429 | 12.5429 | 12.5429 | 0 | 0 | 0 | 0 | 0 | 0 | 0 | 0
F1_Industrial_Instruments_Existing_Space Heating_Natural Gas_Boiler_E2 | F1 | Industrial | Instruments | Existing | Space Heating | Natural Gas | Boiler | E2 | Participant - Cost of Equipment | 14.0145 | 14.0145 | 14.0145 | 14.0145 | 14.0145 | 14.0145 | 14.0145 | 14.0145 | 14.0145 | 14.0145 | 14.0145 | 14.0145 | 14.0145 | 14.0145 | 14.0145 | 14.0145 | 14.0145 | 14.0145 | 14.0145 | 14.0145 | 14.0145 | 14.0145 | 0 | 0 | 0 | 0 | 0 | 0 | 0 | 0
F1_Industrial_Instruments_Existing_Space Heating_Natural Gas_Boiler_E3 | F1 | Industrial | Instruments | Existing | Space Heating | Natural Gas | Boiler | E3 | Participant - Cost of Equipment | 16.9701 | 16.9701 | 16.9701 | 16.9701 | 16.9701 | 16.9701 | 16.9701 | 16.9701 | 16.9701 | 16.9701 | 16.9701 | 16.9701 | 16.9701 | 16.9701 | 16.9701 | 16.9701 | 16.9701 | 16.9701 | 16.9701 | 16.9701 | 16.9701 | 16.9701 | 0 | 0 | 0 | 0 | 0 | 0 | 0 | 0
F1_Industrial_Instruments_Existing_Space Heating_Natural Gas_Boiler_E4 | F1 | Industrial | Instruments | Existing | Space Heating | Natural Gas | Boiler | E4 | Participant - Cost of Equipment | 69306.7857 | 69306.7857 | 69306.7857 | 69306.7857 | 69306.7857 | 69306.7857 | 69306.7857 | 69306.7857 | 69306.7857 | 69306.7857 | 69306.7857 | 69306.7857 | 69306.7857 | 69306.7857 | 69306.7857 | 69306.7857 | 69306.7857 | 69306.7857 | 69306.7857 | 69306.7857 | 69306.7857 | 69306.7857 | 0 | 0 | 0 | 0 | 0 | 0 | 0 | 0
F1_Industrial_Instruments_Existing_Space Heating_Natural Gas_Boiler_E5 | F1 | Industrial | Instruments | Existing | Space Heating | Natural Gas | Boiler | E5 | Participant - Cost of Equipment | 0 | 0 | 0 | 0 | 0 | 0 | 0 | 0 | 0 | 0 | 0 | 0 | 0 | 0 | 0 | 0 | 0 | 0 | 0 | 0 | 0 | 0 | 0 | 0 | 0 | 0 | 0 | 0 | 0 | 0
F1_Industrial_Instruments_Existing_Space Heating_Natural Gas_Boiler_E6 | F1 | Industrial | Instruments | Existing | Space Heating | Natural Gas | Boiler | E6 | Participant - Cost of Equipment | 0 | 0 | 0 | 0 | 0 | 0 | 0 | 0 | 0 | 0 | 0 | 0 | 0 | 0 | 0 | 0 | 0 | 0 | 0 | 0 | 0 | 0 | 0 | 0 | 0 | 0 | 0 | 0 | 0 | 0
F1_Industrial_Instruments_Existing_Space Heating_Natural Gas_Boiler_E7 | F1 | Industrial | Instruments | Existing | Space Heating | Natural Gas | Boiler | E7 | Participant - Cost of Equipment | 0 | 0 | 0 | 0 | 0 | 0 | 0 | 0 | 0 | 0 | 0 | 0 | 0 | 0 | 0 | 0 | 0 | 0 | 0 | 0 | 0 | 0 | 0 | 0 | 0 | 0 | 0 | 0 | 0 | 0
F1_Industrial_Instruments_Existing_Space Heating_Natural Gas_Boiler_E8 | F1 | Industrial | Instruments | Existing | Space Heating | Natural Gas | Boiler | E8 | Participant - Cost of Equipment | 0 | 0 | 0 | 0 | 0 | 0 | 0 | 0 | 0 | 0 | 0 | 0 | 0 | 0 | 0 | 0 | 0 | 0 | 0 | 0 | 0 | 0 | 0 | 0 | 0 | 0 | 0 | 0 | 0 | 0
F1_Industrial_Instruments_Existing_Space Heating_Natural Gas_Boiler_E9 | F1 | Industrial | Instruments | Existing | Space Heating | Natural Gas | Boiler | E9 | Participant - Cost of Equipment | 0 | 0 | 0 | 0 | 0 | 0 | 0 | 0 | 0 | 0 | 0 | 0 | 0 | 0 | 0 | 0 | 0 | 0 | 0 | 0 | 0 | 0 | 0 | 0 | 0 | 0 | 0 | 0 | 0 | 0
F1_Industrial_Instruments_Existing_Space Heating_Natural Gas_Boiler_E10 | F1 | Industrial | Instruments | Existing | Space Heating | Natural Gas | Boiler | E10 | Participant - Cost of Equipment | 0 | 0 | 0 | 0 | 0 | 0 | 0 | 0 | 0 | 0 | 0 | 0 | 0 | 0 | 0 | 0 | 0 | 0 | 0 | 0 | 0 | 0 | 0 | 0 | 0 | 0 | 0 | 0 | 0 | 0
F2_Industrial_Instruments_Existing_Space Heating_Natural Gas_Boiler_E1 | F2 | Industrial | Instruments | Existing | Space Heating | Natural Gas | Boiler | E1 | Participant - Cost of Operation | 107.5912 | 108.624 | 106.8716 | 105.1912 | 102.3802 | 99.5997 | 96.8064 | 94.251 | 91.7111 | 89.4852 | 87.2667 | 85.1097 | 82.9963 | 80.9629 | 78.9708 | 77.0184 | 75.1305 | 73.3223 | 71.5587 | 69.9016 | 68.3125 | 66.7765 | 0 | 0 | 0 | 0 | 0 | 0 | 0 | 0
F2_Industrial_Instruments_Existing_Space Heating_Natural Gas_Boiler_E2 | F2 | Industrial | Instruments | Existing | Space Heating | Natural Gas | Boiler | E2 | Participant - Cost of Operation | 101.2601 | 102.232 | 100.5827 | 99.0013 | 96.3557 | 93.7388 | 91.1098 | 88.7048 | 86.3144 | 84.2195 | 82.1315 | 80.1014 | 78.1124 | 76.1986 | 74.3238 | 72.4863 | 70.7095 | 69.0077 | 67.3478 | 65.7883 | 64.2926 | 62.8471 | 0 | 0 | 0 | 0 | 0 | 0 | 0 | 0
F2_Industrial_Instruments_Existing_Space Heating_Natural Gas_Boiler_E3 | F2 | Industrial | Instruments | Existing | Space Heating | Natural Gas | Boiler | E3 | Participant - Cost of Operation | 88.7335 | 89.5853 | 88.14 | 86.7542 | 84.4358 | 82.1426 | 79.8389 | 77.7314 | 75.6368 | 73.801 | 71.9713 | 70.1923 | 68.4493 | 66.7723 | 65.1294 | 63.5193 | 61.9622 | 60.471 | 59.0164 | 57.6498 | 56.3392 | 55.0725 | 0 | 0 | 0 | 0 | 0 | 0 | 0 | 0
F2_Industrial_Instruments_Existing_Space Heating_Natural Gas_Boiler_E4 | F2 | Industrial | Instruments | Existing | Space Heating | Natural Gas | Boiler | E4 | Participant - Cost of Operation | 65.8291 | 67.2403 | 66.3467 | 65.4934 | 63.6951 | 61.9049 | 60.0871 | 58.4485 | 56.8085 | 55.4121 | 54.0108 | 52.6503 | 51.316 | 50.0381 | 48.785 | 47.5556 | 46.3686 | 45.2346 | 44.1231 | 43.083 | 42.0805 | 41.1013 | 0 | 0 | 0 | 0 | 0 | 0 | 0 | 0
F2_Industrial_Instruments_Existing_Space Heating_Natural Gas_Boiler_E5 | F2 | Industrial | Instruments | Existing | Space Heating | Natural Gas | Boiler | E5 | Participant - Cost of Operation | 0 | 0 | 0 | 0 | 0 | 0 | 0 | 0 | 0 | 0 | 0 | 0 | 0 | 0 | 0 | 0 | 0 | 0 | 0 | 0 | 0 | 0 | 0 | 0 | 0 | 0 | 0 | 0 | 0 | 0
F2_Industrial_Instruments_Existing_Space Heating_Natural Gas_Boiler_E6 | F2 | Industrial | Instruments | Existing | Space Heating | Natural Gas | Boiler | E6 | Participant - Cost of Operation | 0 | 0 | 0 | 0 | 0 | 0 | 0 | 0 | 0 | 0 | 0 | 0 | 0 | 0 | 0 | 0 | 0 | 0 | 0 | 0 | 0 | 0 | 0 | 0 | 0 | 0 | 0 | 0 | 0 | 0
F2_Industrial_Instruments_Existing_Space Heating_Natural Gas_Boiler_E7 | F2 | Industrial | Instruments | Existing | Space Heating | Natural Gas | Boiler | E7 | Participant - Cost of Operation | 0 | 0 | 0 | 0 | 0 | 0 | 0 | 0 | 0 | 0 | 0 | 0 | 0 | 0 | 0 | 0 | 0 | 0 | 0 | 0 | 0 | 0 | 0 | 0 | 0 | 0 | 0 | 0 | 0 | 0
F2_Industrial_Instruments_Existing_Space Heating_Natural Gas_Boiler_E8 | F2 | Industrial | Instruments | Existing | Space Heating | Natural Gas | Boiler | E8 | Participant - Cost of Operation | 0 | 0 | 0 | 0 | 0 | 0 | 0 | 0 | 0 | 0 | 0 | 0 | 0 | 0 | 0 | 0 | 0 | 0 | 0 | 0 | 0 | 0 | 0 | 0 | 0 | 0 | 0 | 0 | 0 | 0
F2_Industrial_Instruments_Existing_Space Heating_Natural Gas_Boiler_E9 | F2 | Industrial | Instruments | Existing | Space Heating | Natural Gas | Boiler | E9 | Participant - Cost of Operation | 0 | 0 | 0 | 0 | 0 | 0 | 0 | 0 | 0 | 0 | 0 | 0 | 0 | 0 | 0 | 0 | 0 | 0 | 0 | 0 | 0 | 0 | 0 | 0 | 0 | 0 | 0 | 0 | 0 | 0
F2_Industrial_Instruments_Existing_Space Heating_Natural Gas_Boiler_E10 | F2 | Industrial | Instruments | Existing | Space Heating | Natural Gas | Boiler | E10 | Participant - Cost of Operation | 0 | 0 | 0 | 0 | 0 | 0 | 0 | 0 | 0 | 0 | 0 | 0 | 0 | 0 | 0 | 0 | 0 | 0 | 0 | 0 | 0 | 0 | 0 | 0 | 0 | 0 | 0 | 0 | 0 | 0
F3_Industrial_Instruments_Existing_Space Heating_Natural Gas_Boiler_E1 | F3 | Industrial | Instruments | Existing | Space Heating | Natural Gas | Boiler | E1 | System - kBTUs of Conusmption | 17937.3678 | 17937.3678 | 17937.3678 | 17937.3678 | 17937.3678 | 17937.3678 | 17937.3678 | 17937.3678 | 17937.3678 | 17937.3678 | 17937.3678 | 17937.3678 | 17937.3678 | 17937.3678 | 17937.3678 | 17937.3678 | 17937.3678 | 17937.3678 | 17937.3678 | 17937.3678 | 17937.3678 | 17937.3678 | 0 | 0 | 0 | 0 | 0 | 0 | 0 | 0
F3_Industrial_Instruments_Existing_Space Heating_Natural Gas_Boiler_E2 | F3 | Industrial | Instruments | Existing | Space Heating | Natural Gas | Boiler | E2 | System - kBTUs of Conusmption | 16881.848 | 16881.848 | 16881.848 | 16881.848 | 16881.848 | 16881.848 | 16881.848 | 16881.848 | 16881.848 | 16881.848 | 16881.848 | 16881.848 | 16881.848 | 16881.848 | 16881.848 | 16881.848 | 16881.848 | 16881.848 | 16881.848 | 16881.848 | 16881.848 | 16881.848 | 0 | 0 | 0 | 0 | 0 | 0 | 0 | 0
F3_Industrial_Instruments_Existing_Space Heating_Natural Gas_Boiler_E3 | F3 | Industrial | Instruments | Existing | Space Heating | Natural Gas | Boiler | E3 | System - kBTUs of Conusmption | 14793.4497 | 14793.4497 | 14793.4497 | 14793.4497 | 14793.4497 | 14793.4497 | 14793.4497 | 14793.4497 | 14793.4497 | 14793.4497 | 14793.4497 | 14793.4497 | 14793.4497 | 14793.4497 | 14793.4497 | 14793.4497 | 14793.4497 | 14793.4497 | 14793.4497 | 14793.4497 | 14793.4497 | 14793.4497 | 0 | 0 | 0 | 0 | 0 | 0 | 0 | 0
F3_Industrial_Instruments_Existing_Space Heating_Natural Gas_Boiler_E4 | F3 | Industrial | Instruments | Existing | Space Heating | Natural Gas | Boiler | E4 | System - kBTUs of Conusmption | 10249.9244 | 10249.9244 | 10249.9244 | 10249.9244 | 10249.9244 | 10249.9244 | 10249.9244 | 10249.9244 | 10249.9244 | 10249.9244 | 10249.9244 | 10249.9244 | 10249.9244 | 10249.9244 | 10249.9244 | 10249.9244 | 10249.9244 | 10249.9244 | 10249.9244 | 10249.9244 | 10249.9244 | 10249.9244 | 0 | 0 | 0 | 0 | 0 | 0 | 0 | 0
F3_Industrial_Instruments_Existing_Space Heating_Natural Gas_Boiler_E5 | F3 | Industrial | Instruments | Existing | Space Heating | Natural Gas | Boiler | E5 | System - kBTUs of Conusmption | 0 | 0 | 0 | 0 | 0 | 0 | 0 | 0 | 0 | 0 | 0 | 0 | 0 | 0 | 0 | 0 | 0 | 0 | 0 | 0 | 0 | 0 | 0 | 0 | 0 | 0 | 0 | 0 | 0 | 0
F3_Industrial_Instruments_Existing_Space Heating_Natural Gas_Boiler_E6 | F3 | Industrial | Instruments | Existing | Space Heating | Natural Gas | Boiler | E6 | System - kBTUs of Conusmption | 0 | 0 | 0 | 0 | 0 | 0 | 0 | 0 | 0 | 0 | 0 | 0 | 0 | 0 | 0 | 0 | 0 | 0 | 0 | 0 | 0 | 0 | 0 | 0 | 0 | 0 | 0 | 0 | 0 | 0
F3_Industrial_Instruments_Existing_Space Heating_Natural Gas_Boiler_E7 | F3 | Industrial | Instruments | Existing | Space Heating | Natural Gas | Boiler | E7 | System - kBTUs of Conusmption | 0 | 0 | 0 | 0 | 0 | 0 | 0 | 0 | 0 | 0 | 0 | 0 | 0 | 0 | 0 | 0 | 0 | 0 | 0 | 0 | 0 | 0 | 0 | 0 | 0 | 0 | 0 | 0 | 0 | 0
F3_Industrial_Instruments_Existing_Space Heating_Natural Gas_Boiler_E8 | F3 | Industrial | Instruments | Existing | Space Heating | Natural Gas | Boiler | E8 | System - kBTUs of Conusmption | 0 | 0 | 0 | 0 | 0 | 0 | 0 | 0 | 0 | 0 | 0 | 0 | 0 | 0 | 0 | 0 | 0 | 0 | 0 | 0 | 0 | 0 | 0 | 0 | 0 | 0 | 0 | 0 | 0 | 0
F3_Industrial_Instruments_Existing_Space Heating_Natural Gas_Boiler_E9 | F3 | Industrial | Instruments | Existing | Space Heating | Natural Gas | Boiler | E9 | System - kBTUs of Conusmption | 0 | 0 | 0 | 0 | 0 | 0 | 0 | 0 | 0 | 0 | 0 | 0 | 0 | 0 | 0 | 0 | 0 | 0 | 0 | 0 | 0 | 0 | 0 | 0 | 0 | 0 | 0 | 0 | 0 | 0
F3_Industrial_Instruments_Existing_Space Heating_Natural Gas_Boiler_E10 | F3 | Industrial | Instruments | Existing | Space Heating | Natural Gas | Boiler | E10 | System - kBTUs of Conusmption | 0 | 0 | 0 | 0 | 0 | 0 | 0 | 0 | 0 | 0 | 0 | 0 | 0 | 0 | 0 | 0 | 0 | 0 | 0 | 0 | 0 | 0 | 0 | 0 | 0 | 0 | 0 | 0 | 0 | 0
F4_Industrial_Instruments_Existing_Space Heating_Natural Gas_Boiler_E1 | F4 | Industrial | Instruments | Existing | Space Heating | Natural Gas | Boiler | E1 | Utility - Cost of Equipment | 12.5429 | 12.5429 | 12.5429 | 12.5429 | 12.5429 | 12.5429 | 12.5429 | 12.5429 | 12.5429 | 12.5429 | 12.5429 | 12.5429 | 12.5429 | 12.5429 | 12.5429 | 12.5429 | 12.5429 | 12.5429 | 12.5429 | 12.5429 | 12.5429 | 12.5429 | 0 | 0 | 0 | 0 | 0 | 0 | 0 | 0
F4_Industrial_Instruments_Existing_Space Heating_Natural Gas_Boiler_E2 | F4 | Industrial | Instruments | Existing | Space Heating | Natural Gas | Boiler | E2 | Utility - Cost of Equipment | 14.0145 | 14.0145 | 14.0145 | 14.0145 | 14.0145 | 14.0145 | 14.0145 | 14.0145 | 14.0145 | 14.0145 | 14.0145 | 14.0145 | 14.0145 | 14.0145 | 14.0145 | 14.0145 | 14.0145 | 14.0145 | 14.0145 | 14.0145 | 14.0145 | 14.0145 | 0 | 0 | 0 | 0 | 0 | 0 | 0 | 0
F4_Industrial_Instruments_Existing_Space Heating_Natural Gas_Boiler_E3 | F4 | Industrial | Instruments | Existing | Space Heating | Natural Gas | Boiler | E3 | Utility - Cost of Equipment | 16.9701 | 16.9701 | 16.9701 | 16.9701 | 16.9701 | 16.9701 | 16.9701 | 16.9701 | 16.9701 | 16.9701 | 16.9701 | 16.9701 | 16.9701 | 16.9701 | 16.9701 | 16.9701 | 16.9701 | 16.9701 | 16.9701 | 16.9701 | 16.9701 | 16.9701 | 0 | 0 | 0 | 0 | 0 | 0 | 0 | 0
F4_Industrial_Instruments_Existing_Space Heating_Natural Gas_Boiler_E4 | F4 | Industrial | Instruments | Existing | Space Heating | Natural Gas | Boiler | E4 | Utility - Cost of Equipment | 69306.7857 | 69306.7857 | 69306.7857 | 69306.7857 | 69306.7857 | 69306.7857 | 69306.7857 | 69306.7857 | 69306.7857 | 69306.7857 | 69306.7857 | 69306.7857 | 69306.7857 | 69306.7857 | 69306.7857 | 69306.7857 | 69306.7857 | 69306.7857 | 69306.7857 | 69306.7857 | 69306.7857 | 69306.7857 | 0 | 0 | 0 | 0 | 0 | 0 | 0 | 0
F4_Industrial_Instruments_Existing_Space Heating_Natural Gas_Boiler_E5 | F4 | Industrial | Instruments | Existing | Space Heating | Natural Gas | Boiler | E5 | Utility - Cost of Equipment | 0 | 0 | 0 | 0 | 0 | 0 | 0 | 0 | 0 | 0 | 0 | 0 | 0 | 0 | 0 | 0 | 0 | 0 | 0 | 0 | 0 | 0 | 0 | 0 | 0 | 0 | 0 | 0 | 0 | 0
F4_Industrial_Instruments_Existing_Space Heating_Natural Gas_Boiler_E6 | F4 | Industrial | Instruments | Existing | Space Heating | Natural Gas | Boiler | E6 | Utility - Cost of Equipment | 0 | 0 | 0 | 0 | 0 | 0 | 0 | 0 | 0 | 0 | 0 | 0 | 0 | 0 | 0 | 0 | 0 | 0 | 0 | 0 | 0 | 0 | 0 | 0 | 0 | 0 | 0 | 0 | 0 | 0
F4_Industrial_Instruments_Existing_Space Heating_Natural Gas_Boiler_E7 | F4 | Industrial | Instruments | Existing | Space Heating | Natural Gas | Boiler | E7 | Utility - Cost of Equipment | 0 | 0 | 0 | 0 | 0 | 0 | 0 | 0 | 0 | 0 | 0 | 0 | 0 | 0 | 0 | 0 | 0 | 0 | 0 | 0 | 0 | 0 | 0 | 0 | 0 | 0 | 0 | 0 | 0 | 0
F4_Industrial_Instruments_Existing_Space Heating_Natural Gas_Boiler_E8 | F4 | Industrial | Instruments | Existing | Space Heating | Natural Gas | Boiler | E8 | Utility - Cost of Equipment | 0 | 0 | 0 | 0 | 0 | 0 | 0 | 0 | 0 | 0 | 0 | 0 | 0 | 0 | 0 | 0 | 0 | 0 | 0 | 0 | 0 | 0 | 0 | 0 | 0 | 0 | 0 | 0 | 0 | 0
F4_Industrial_Instruments_Existing_Space Heating_Natural Gas_Boiler_E9 | F4 | Industrial | Instruments | Existing | Space Heating | Natural Gas | Boiler | E9 | Utility - Cost of Equipment | 0 | 0 | 0 | 0 | 0 | 0 | 0 | 0 | 0 | 0 | 0 | 0 | 0 | 0 | 0 | 0 | 0 | 0 | 0 | 0 | 0 | 0 | 0 | 0 | 0 | 0 | 0 | 0 | 0 | 0
F4_Industrial_Instruments_Existing_Space Heating_Natural Gas_Boiler_E10 | F4 | Industrial | Instruments | Existing | Space Heating | Natural Gas | Boiler | E10 | Utility - Cost of Equipment | 0 | 0 | 0 | 0 | 0 | 0 | 0 | 0 | 0 | 0 | 0 | 0 | 0 | 0 | 0 | 0 | 0 | 0 | 0 | 0 | 0 | 0 | 0 | 0 | 0 | 0 | 0 | 0 | 0 | 0
F5_Industrial_Instruments_Existing_Space Heating_Natural Gas_Boiler_E1 | F5 | Industrial | Instruments | Existing | Space Heating | Natural Gas | Boiler | E1 | Utility - Cost of Operation | 89.8042 | 90.6662 | 89.2035 | 87.8009 | 85.4546 | 83.1338 | 80.8023 | 78.6693 | 76.5494 | 74.6915 | 72.8397 | 71.0393 | 69.2752 | 67.578 | 65.9153 | 64.2857 | 62.7099 | 61.2006 | 59.7285 | 58.3454 | 57.019 | 55.737 | 0 | 0 | 0 | 0 | 0 | 0 | 0 | 0
F5_Industrial_Instruments_Existing_Space Heating_Natural Gas_Boiler_E2 | F5 | Industrial | Instruments | Existing | Space Heating | Natural Gas | Boiler | E2 | Utility - Cost of Operation | 84.5197 | 85.331 | 83.9543 | 82.6343 | 80.4261 | 78.2418 | 76.0475 | 74.0401 | 72.0449 | 70.2963 | 68.5534 | 66.859 | 65.1988 | 63.6014 | 62.0365 | 60.5028 | 59.0197 | 57.5993 | 56.2138 | 54.9121 | 53.6637 | 52.4571 | 0 | 0 | 0 | 0 | 0 | 0 | 0 | 0
F5_Industrial_Instruments_Existing_Space Heating_Natural Gas_Boiler_E3 | F5 | Industrial | Instruments | Existing | Space Heating | Natural Gas | Boiler | E3 | Utility - Cost of Operation | 74.064 | 74.7749 | 73.5686 | 72.4119 | 70.4768 | 68.5628 | 66.6399 | 64.8808 | 63.1324 | 61.6001 | 60.0729 | 58.5881 | 57.1332 | 55.7335 | 54.3622 | 53.0182 | 51.7186 | 50.4739 | 49.2598 | 48.1191 | 47.0252 | 45.9678 | 0 | 0 | 0 | 0 | 0 | 0 | 0 | 0
F5_Industrial_Instruments_Existing_Space Heating_Natural Gas_Boiler_E4 | F5 | Industrial | Instruments | Existing | Space Heating | Natural Gas | Boiler | E4 | Utility - Cost of Operation | 54.9462 | 56.1241 | 55.3782 | 54.666 | 53.165 | 51.6707 | 50.1534 | 48.7857 | 47.4169 | 46.2513 | 45.0817 | 43.9461 | 42.8324 | 41.7658 | 40.7198 | 39.6937 | 38.7029 | 37.7564 | 36.8286 | 35.9605 | 35.1237 | 34.3064 | 0 | 0 | 0 | 0 | 0 | 0 | 0 | 0
F5_Industrial_Instruments_Existing_Space Heating_Natural Gas_Boiler_E5 | F5 | Industrial | Instruments | Existing | Space Heating | Natural Gas | Boiler | E5 | Utility - Cost of Operation | 0 | 0 | 0 | 0 | 0 | 0 | 0 | 0 | 0 | 0 | 0 | 0 | 0 | 0 | 0 | 0 | 0 | 0 | 0 | 0 | 0 | 0 | 0 | 0 | 0 | 0 | 0 | 0 | 0 | 0
F5_Industrial_Instruments_Existing_Space Heating_Natural Gas_Boiler_E6 | F5 | Industrial | Instruments | Existing | Space Heating | Natural Gas | Boiler | E6 | Utility - Cost of Operation | 0 | 0 | 0 | 0 | 0 | 0 | 0 | 0 | 0 | 0 | 0 | 0 | 0 | 0 | 0 | 0 | 0 | 0 | 0 | 0 | 0 | 0 | 0 | 0 | 0 | 0 | 0 | 0 | 0 | 0
F5_Industrial_Instruments_Existing_Space Heating_Natural Gas_Boiler_E7 | F5 | Industrial | Instruments | Existing | Space Heating | Natural Gas | Boiler | E7 | Utility - Cost of Operation | 0 | 0 | 0 | 0 | 0 | 0 | 0 | 0 | 0 | 0 | 0 | 0 | 0 | 0 | 0 | 0 | 0 | 0 | 0 | 0 | 0 | 0 | 0 | 0 | 0 | 0 | 0 | 0 | 0 | 0
F5_Industrial_Instruments_Existing_Space Heating_Natural Gas_Boiler_E8 | F5 | Industrial | Instruments | Existing | Space Heating | Natural Gas | Boiler | E8 | Utility - Cost of Operation | 0 | 0 | 0 | 0 | 0 | 0 | 0 | 0 | 0 | 0 | 0 | 0 | 0 | 0 | 0 | 0 | 0 | 0 | 0 | 0 | 0 | 0 | 0 | 0 | 0 | 0 | 0 | 0 | 0 | 0
F5_Industrial_Instruments_Existing_Space Heating_Natural Gas_Boiler_E9 | F5 | Industrial | Instruments | Existing | Space Heating | Natural Gas | Boiler | E9 | Utility - Cost of Operation | 0 | 0 | 0 | 0 | 0 | 0 | 0 | 0 | 0 | 0 | 0 | 0 | 0 | 0 | 0 | 0 | 0 | 0 | 0 | 0 | 0 | 0 | 0 | 0 | 0 | 0 | 0 | 0 | 0 | 0
F5_Industrial_Instruments_Existing_Space Heating_Natural Gas_Boiler_E10 | F5 | Industrial | Instruments | Existing | Space Heating | Natural Gas | Boiler | E10 | Utility - Cost of Operation | 0 | 0 | 0 | 0 | 0 | 0 | 0 | 0 | 0 | 0 | 0 | 0 | 0 | 0 | 0 | 0 | 0 | 0 | 0 | 0 | 0 | 0 | 0 | 0 | 0 | 0 | 0 | 0 | 0 | 0
F6_Industrial_Instruments_Existing_Space Heating_Natural Gas_Boiler_E1 | F6 | Industrial | Instruments | Existing | Space Heating | Natural Gas | Boiler | E1 | Utility - Value of Sales | 107.5912 | 108.624 | 106.8716 | 105.1912 | 102.3802 | 99.5997 | 96.8064 | 94.251 | 91.7111 | 89.4852 | 87.2667 | 85.1097 | 82.9963 | 80.9629 | 78.9708 | 77.0184 | 75.1305 | 73.3223 | 71.5587 | 69.9016 | 68.3125 | 66.7765 | 0 | 0 | 0 | 0 | 0 | 0 | 0 | 0
F6_Industrial_Instruments_Existing_Space Heating_Natural Gas_Boiler_E2 | F6 | Industrial | Instruments | Existing | Space Heating | Natural Gas | Boiler | E2 | Utility - Value of Sales | 101.2601 | 102.232 | 100.5827 | 99.0013 | 96.3557 | 93.7388 | 91.1098 | 88.7048 | 86.3144 | 84.2195 | 82.1315 | 80.1014 | 78.1124 | 76.1986 | 74.3238 | 72.4863 | 70.7095 | 69.0077 | 67.3478 | 65.7883 | 64.2926 | 62.8471 | 0 | 0 | 0 | 0 | 0 | 0 | 0 | 0
F6_Industrial_Instruments_Existing_Space Heating_Natural Gas_Boiler_E3 | F6 | Industrial | Instruments | Existing | Space Heating | Natural Gas | Boiler | E3 | Utility - Value of Sales | 88.7335 | 89.5853 | 88.14 | 86.7542 | 84.4358 | 82.1426 | 79.8389 | 77.7314 | 75.6368 | 73.801 | 71.9713 | 70.1923 | 68.4493 | 66.7723 | 65.1294 | 63.5193 | 61.9622 | 60.471 | 59.0164 | 57.6498 | 56.3392 | 55.0725 | 0 | 0 | 0 | 0 | 0 | 0 | 0 | 0
F6_Industrial_Instruments_Existing_Space Heating_Natural Gas_Boiler_E4 | F6 | Industrial | Instruments | Existing | Space Heating | Natural Gas | Boiler | E4 | Utility - Value of Sales | 65.8291 | 67.2403 | 66.3467 | 65.4934 | 63.6951 | 61.9049 | 60.0871 | 58.4485 | 56.8085 | 55.4121 | 54.0108 | 52.6503 | 51.316 | 50.0381 | 48.785 | 47.5556 | 46.3686 | 45.2346 | 44.1231 | 43.083 | 42.0805 | 41.1013 | 0 | 0 | 0 | 0 | 0 | 0 | 0 | 0
F6_Industrial_Instruments_Existing_Space Heating_Natural Gas_Boiler_E5 | F6 | Industrial | Instruments | Existing | Space Heating | Natural Gas | Boiler | E5 | Utility - Value of Sales | 0 | 0 | 0 | 0 | 0 | 0 | 0 | 0 | 0 | 0 | 0 | 0 | 0 | 0 | 0 | 0 | 0 | 0 | 0 | 0 | 0 | 0 | 0 | 0 | 0 | 0 | 0 | 0 | 0 | 0
F6_Industrial_Instruments_Existing_Space Heating_Natural Gas_Boiler_E6 | F6 | Industrial | Instruments | Existing | Space Heating | Natural Gas | Boiler | E6 | Utility - Value of Sales | 0 | 0 | 0 | 0 | 0 | 0 | 0 | 0 | 0 | 0 | 0 | 0 | 0 | 0 | 0 | 0 | 0 | 0 | 0 | 0 | 0 | 0 | 0 | 0 | 0 | 0 | 0 | 0 | 0 | 0
F6_Industrial_Instruments_Existing_Space Heating_Natural Gas_Boiler_E7 | F6 | Industrial | Instruments | Existing | Space Heating | Natural Gas | Boiler | E7 | Utility - Value of Sales | 0 | 0 | 0 | 0 | 0 | 0 | 0 | 0 | 0 | 0 | 0 | 0 | 0 | 0 | 0 | 0 | 0 | 0 | 0 | 0 | 0 | 0 | 0 | 0 | 0 | 0 | 0 | 0 | 0 | 0
F6_Industrial_Instruments_Existing_Space Heating_Natural Gas_Boiler_E8 | F6 | Industrial | Instruments | Existing | Space Heating | Natural Gas | Boiler | E8 | Utility - Value of Sales | 0 | 0 | 0 | 0 | 0 | 0 | 0 | 0 | 0 | 0 | 0 | 0 | 0 | 0 | 0 | 0 | 0 | 0 | 0 | 0 | 0 | 0 | 0 | 0 | 0 | 0 | 0 | 0 | 0 | 0
F6_Industrial_Instruments_Existing_Space Heating_Natural Gas_Boiler_E9 | F6 | Industrial | Instruments | Existing | Space Heating | Natural Gas | Boiler | E9 | Utility - Value of Sales | 0 | 0 | 0 | 0 | 0 | 0 | 0 | 0 | 0 | 0 | 0 | 0 | 0 | 0 | 0 | 0 | 0 | 0 | 0 | 0 | 0 | 0 | 0 | 0 | 0 | 0 | 0 | 0 | 0 | 0
F6_Industrial_Instruments_Existing_Space Heating_Natural Gas_Boiler_E10 | F6 | Industrial | Instruments | Existing | Space Heating | Natural Gas | Boiler | E10 | Utility - Value of Sales | 0 | 0 | 0 | 0 | 0 | 0 | 0 | 0 | 0 | 0 | 0 | 0 | 0 | 0 | 0 | 0 | 0 | 0 | 0 | 0 | 0 | 0 | 0 | 0 | 0 | 0 | 0 | 0 | 0 | 0
F1_Industrial_Instruments_Existing_Space Heating_Natural Gas_Unit Heater_E1 | F1 | Industrial | Instruments | Existing | Space Heating | Natural Gas | Unit Heater | E1 | Participant - Cost of Equipment | 6.1605 | 6.1605 | 6.1605 | 6.1605 | 6.1605 | 6.1605 | 6.1605 | 6.1605 | 6.1605 | 6.1605 | 6.1605 | 6.1605 | 6.1605 | 6.1605 | 6.1605 | 6.1605 | 6.1605 | 6.1605 | 6.1605 | 6.1605 | 6.1605 | 6.1605 | 0 | 0 | 0 | 0 | 0 | 0 | 0 | 0
F1_Industrial_Instruments_Existing_Space Heating_Natural Gas_Unit Heater_E2 | F1 | Industrial | Instruments | Existing | Space Heating | Natural Gas | Unit Heater | E2 | Participant - Cost of Equipment | 13.511 | 13.511 | 13.511 | 13.511 | 13.511 | 13.511 | 13.511 | 13.511 | 13.511 | 13.511 | 13.511 | 13.511 | 13.511 | 13.511 | 13.511 | 13.511 | 13.511 | 13.511 | 13.511 | 13.511 | 13.511 | 13.511 | 0 | 0 | 0 | 0 | 0 | 0 | 0 | 0
F1_Industrial_Instruments_Existing_Space Heating_Natural Gas_Unit Heater_E3 | F1 | Industrial | Instruments | Existing | Space Heating | Natural Gas | Unit Heater | E3 | Participant - Cost of Equipment | 7.2024 | 7.2024 | 7.2024 | 7.2024 | 7.2024 | 7.2024 | 7.2024 | 7.2024 | 7.2024 | 7.2024 | 7.2024 | 7.2024 | 7.2024 | 7.2024 | 7.2024 | 7.2024 | 7.2024 | 7.2024 | 7.2024 | 7.2024 | 7.2024 | 7.2024 | 0 | 0 | 0 | 0 | 0 | 0 | 0 | 0
F1_Industrial_Instruments_Existing_Space Heating_Natural Gas_Unit Heater_E4 | F1 | Industrial | Instruments | Existing | Space Heating | Natural Gas | Unit Heater | E4 | Participant - Cost of Equipment | 0 | 0 | 0 | 0 | 0 | 0 | 0 | 0 | 0 | 0 | 0 | 0 | 0 | 0 | 0 | 0 | 0 | 0 | 0 | 0 | 0 | 0 | 0 | 0 | 0 | 0 | 0 | 0 | 0 | 0
F1_Industrial_Instruments_Existing_Space Heating_Natural Gas_Unit Heater_E5 | F1 | Industrial | Instruments | Existing | Space Heating | Natural Gas | Unit Heater | E5 | Participant - Cost of Equipment | 0 | 0 | 0 | 0 | 0 | 0 | 0 | 0 | 0 | 0 | 0 | 0 | 0 | 0 | 0 | 0 | 0 | 0 | 0 | 0 | 0 | 0 | 0 | 0 | 0 | 0 | 0 | 0 | 0 | 0
F1_Industrial_Instruments_Existing_Space Heating_Natural Gas_Unit Heater_E6 | F1 | Industrial | Instruments | Existing | Space Heating | Natural Gas | Unit Heater | E6 | Participant - Cost of Equipment | 0 | 0 | 0 | 0 | 0 | 0 | 0 | 0 | 0 | 0 | 0 | 0 | 0 | 0 | 0 | 0 | 0 | 0 | 0 | 0 | 0 | 0 | 0 | 0 | 0 | 0 | 0 | 0 | 0 | 0
F1_Industrial_Instruments_Existing_Space Heating_Natural Gas_Unit Heater_E7 | F1 | Industrial | Instruments | Existing | Space Heating | Natural Gas | Unit Heater | E7 | Participant - Cost of Equipment | 0 | 0 | 0 | 0 | 0 | 0 | 0 | 0 | 0 | 0 | 0 | 0 | 0 | 0 | 0 | 0 | 0 | 0 | 0 | 0 | 0 | 0 | 0 | 0 | 0 | 0 | 0 | 0 | 0 | 0
F1_Industrial_Instruments_Existing_Space Heating_Natural Gas_Unit Heater_E8 | F1 | Industrial | Instruments | Existing | Space Heating | Natural Gas | Unit Heater | E8 | Participant - Cost of Equipment | 0 | 0 | 0 | 0 | 0 | 0 | 0 | 0 | 0 | 0 | 0 | 0 | 0 | 0 | 0 | 0 | 0 | 0 | 0 | 0 | 0 | 0 | 0 | 0 | 0 | 0 | 0 | 0 | 0 | 0
F1_Industrial_Instruments_Existing_Space Heating_Natural Gas_Unit Heater_E9 | F1 | Industrial | Instruments | Existing | Space Heating | Natural Gas | Unit Heater | E9 | Participant - Cost of Equipment | 0 | 0 | 0 | 0 | 0 | 0 | 0 | 0 | 0 | 0 | 0 | 0 | 0 | 0 | 0 | 0 | 0 | 0 | 0 | 0 | 0 | 0 | 0 | 0 | 0 | 0 | 0 | 0 | 0 | 0
F1_Industrial_Instruments_Existing_Space Heating_Natural Gas_Unit Heater_E10 | F1 | Industrial | Instruments | Existing | Space Heating | Natural Gas | Unit Heater | E10 | Participant - Cost of Equipment | 0 | 0 | 0 | 0 | 0 | 0 | 0 | 0 | 0 | 0 | 0 | 0 | 0 | 0 | 0 | 0 | 0 | 0 | 0 | 0 | 0 | 0 | 0 | 0 | 0 | 0 | 0 | 0 | 0 | 0
F2_Industrial_Instruments_Existing_Space Heating_Natural Gas_Unit Heater_E1 | F2 | Industrial | Instruments | Existing | Space Heating | Natural Gas | Unit Heater | E1 | Participant - Cost of Operation | 53.6113 | 55.1608 | 54.535 | 53.9411 | 52.4529 | 50.9632 | 49.4364 | 48.0685 | 46.6915 | 45.5357 | 44.3707 | 43.2404 | 42.1313 | 41.072 | 40.0326 | 39.0123 | 38.0286 | 37.0919 | 36.1732 | 35.3188 | 34.497 | 33.6943 | 0 | 0 | 0 | 0 | 0 | 0 | 0 | 0
F2_Industrial_Instruments_Existing_Space Heating_Natural Gas_Unit Heater_E2 | F2 | Industrial | Instruments | Existing | Space Heating | Natural Gas | Unit Heater | E2 | Participant - Cost of Operation | 51.0595 | 52.5353 | 51.9392 | 51.3737 | 49.9563 | 48.5375 | 47.0833 | 45.7806 | 44.4691 | 43.3684 | 42.2587 | 41.1823 | 40.126 | 39.1171 | 38.1271 | 37.1554 | 36.2185 | 35.3264 | 34.4515 | 33.6378 | 32.855 | 32.0905 | 0 | 0 | 0 | 0 | 0 | 0 | 0 | 0
F2_Industrial_Instruments_Existing_Space Heating_Natural Gas_Unit Heater_E3 | F2 | Industrial | Instruments | Existing | Space Heating | Natural Gas | Unit Heater | E3 | Participant - Cost of Operation | 44.3997 | 45.3431 | 44.7379 | 44.1604 | 42.9475 | 41.739 | 40.5121 | 39.4062 | 38.2989 | 37.3571 | 36.4127 | 35.4957 | 34.5965 | 33.7351 | 32.8906 | 32.062 | 31.2619 | 30.4975 | 29.7483 | 29.0471 | 28.3712 | 27.711 | 0 | 0 | 0 | 0 | 0 | 0 | 0 | 0
F2_Industrial_Instruments_Existing_Space Heating_Natural Gas_Unit Heater_E4 | F2 | Industrial | Instruments | Existing | Space Heating | Natural Gas | Unit Heater | E4 | Participant - Cost of Operation | 0 | 0 | 0 | 0 | 0 | 0 | 0 | 0 | 0 | 0 | 0 | 0 | 0 | 0 | 0 | 0 | 0 | 0 | 0 | 0 | 0 | 0 | 0 | 0 | 0 | 0 | 0 | 0 | 0 | 0
F2_Industrial_Instruments_Existing_Space Heating_Natural Gas_Unit Heater_E5 | F2 | Industrial | Instruments | Existing | Space Heating | Natural Gas | Unit Heater | E5 | Participant - Cost of Operation | 0 | 0 | 0 | 0 | 0 | 0 | 0 | 0 | 0 | 0 | 0 | 0 | 0 | 0 | 0 | 0 | 0 | 0 | 0 | 0 | 0 | 0 | 0 | 0 | 0 | 0 | 0 | 0 | 0 | 0
F2_Industrial_Instruments_Existing_Space Heating_Natural Gas_Unit Heater_E6 | F2 | Industrial | Instruments | Existing | Space Heating | Natural Gas | Unit Heater | E6 | Participant - Cost of Operation | 0 | 0 | 0 | 0 | 0 | 0 | 0 | 0 | 0 | 0 | 0 | 0 | 0 | 0 | 0 | 0 | 0 | 0 | 0 | 0 | 0 | 0 | 0 | 0 | 0 | 0 | 0 | 0 | 0 | 0
F2_Industrial_Instruments_Existing_Space Heating_Natural Gas_Unit Heater_E7 | F2 | Industrial | Instruments | Existing | Space Heating | Natural Gas | Unit Heater | E7 | Participant - Cost of Operation | 0 | 0 | 0 | 0 | 0 | 0 | 0 | 0 | 0 | 0 | 0 | 0 | 0 | 0 | 0 | 0 | 0 | 0 | 0 | 0 | 0 | 0 | 0 | 0 | 0 | 0 | 0 | 0 | 0 | 0
F2_Industrial_Instruments_Existing_Space Heating_Natural Gas_Unit Heater_E8 | F2 | Industrial | Instruments | Existing | Space Heating | Natural Gas | Unit Heater | E8 | Participant - Cost of Operation | 0 | 0 | 0 | 0 | 0 | 0 | 0 | 0 | 0 | 0 | 0 | 0 | 0 | 0 | 0 | 0 | 0 | 0 | 0 | 0 | 0 | 0 | 0 | 0 | 0 | 0 | 0 | 0 | 0 | 0
F2_Industrial_Instruments_Existing_Space Heating_Natural Gas_Unit Heater_E9 | F2 | Industrial | Instruments | Existing | Space Heating | Natural Gas | Unit Heater | E9 | Participant - Cost of Operation | 0 | 0 | 0 | 0 | 0 | 0 | 0 | 0 | 0 | 0 | 0 | 0 | 0 | 0 | 0 | 0 | 0 | 0 | 0 | 0 | 0 | 0 | 0 | 0 | 0 | 0 | 0 | 0 | 0 | 0
F2_Industrial_Instruments_Existing_Space Heating_Natural Gas_Unit Heater_E10 | F2 | Industrial | Instruments | Existing | Space Heating | Natural Gas | Unit Heater | E10 | Participant - Cost of Operation | 0 | 0 | 0 | 0 | 0 | 0 | 0 | 0 | 0 | 0 | 0 | 0 | 0 | 0 | 0 | 0 | 0 | 0 | 0 | 0 | 0 | 0 | 0 | 0 | 0 | 0 | 0 | 0 | 0 | 0
F3_Industrial_Instruments_Existing_Space Heating_Natural Gas_Unit Heater_E1 | F3 | Industrial | Instruments | Existing | Space Heating | Natural Gas | Unit Heater | E1 | System - kBTUs of Conusmption | 8097.0421 | 8097.0421 | 8097.0421 | 8097.0421 | 8097.0421 | 8097.0421 | 8097.0421 | 8097.0421 | 8097.0421 | 8097.0421 | 8097.0421 | 8097.0421 | 8097.0421 | 8097.0421 | 8097.0421 | 8097.0421 | 8097.0421 | 8097.0421 | 8097.0421 | 8097.0421 | 8097.0421 | 8097.0421 | 0 | 0 | 0 | 0 | 0 | 0 | 0 | 0
F3_Industrial_Instruments_Existing_Space Heating_Natural Gas_Unit Heater_E2 | F3 | Industrial | Instruments | Existing | Space Heating | Natural Gas | Unit Heater | E2 | System - kBTUs of Conusmption | 7711.6462 | 7711.6462 | 7711.6462 | 7711.6462 | 7711.6462 | 7711.6462 | 7711.6462 | 7711.6462 | 7711.6462 | 7711.6462 | 7711.6462 | 7711.6462 | 7711.6462 | 7711.6462 | 7711.6462 | 7711.6462 | 7711.6462 | 7711.6462 | 7711.6462 | 7711.6462 | 7711.6462 | 7711.6462 | 0 | 0 | 0 | 0 | 0 | 0 | 0 | 0
F3_Industrial_Instruments_Existing_Space Heating_Natural Gas_Unit Heater_E3 | F3 | Industrial | Instruments | Existing | Space Heating | Natural Gas | Unit Heater | E3 | System - kBTUs of Conusmption | 6882.4858 | 6882.4858 | 6882.4858 | 6882.4858 | 6882.4858 | 6882.4858 | 6882.4858 | 6882.4858 | 6882.4858 | 6882.4858 | 6882.4858 | 6882.4858 | 6882.4858 | 6882.4858 | 6882.4858 | 6882.4858 | 6882.4858 | 6882.4858 | 6882.4858 | 6882.4858 | 6882.4858 | 6882.4858 | 0 | 0 | 0 | 0 | 0 | 0 | 0 | 0
F3_Industrial_Instruments_Existing_Space Heating_Natural Gas_Unit Heater_E4 | F3 | Industrial | Instruments | Existing | Space Heating | Natural Gas | Unit Heater | E4 | System - kBTUs of Conusmption | 0 | 0 | 0 | 0 | 0 | 0 | 0 | 0 | 0 | 0 | 0 | 0 | 0 | 0 | 0 | 0 | 0 | 0 | 0 | 0 | 0 | 0 | 0 | 0 | 0 | 0 | 0 | 0 | 0 | 0
F3_Industrial_Instruments_Existing_Space Heating_Natural Gas_Unit Heater_E5 | F3 | Industrial | Instruments | Existing | Space Heating | Natural Gas | Unit Heater | E5 | System - kBTUs of Conusmption | 0 | 0 | 0 | 0 | 0 | 0 | 0 | 0 | 0 | 0 | 0 | 0 | 0 | 0 | 0 | 0 | 0 | 0 | 0 | 0 | 0 | 0 | 0 | 0 | 0 | 0 | 0 | 0 | 0 | 0
F3_Industrial_Instruments_Existing_Space Heating_Natural Gas_Unit Heater_E6 | F3 | Industrial | Instruments | Existing | Space Heating | Natural Gas | Unit Heater | E6 | System - kBTUs of Conusmption | 0 | 0 | 0 | 0 | 0 | 0 | 0 | 0 | 0 | 0 | 0 | 0 | 0 | 0 | 0 | 0 | 0 | 0 | 0 | 0 | 0 | 0 | 0 | 0 | 0 | 0 | 0 | 0 | 0 | 0
F3_Industrial_Instruments_Existing_Space Heating_Natural Gas_Unit Heater_E7 | F3 | Industrial | Instruments | Existing | Space Heating | Natural Gas | Unit Heater | E7 | System - kBTUs of Conusmption | 0 | 0 | 0 | 0 | 0 | 0 | 0 | 0 | 0 | 0 | 0 | 0 | 0 | 0 | 0 | 0 | 0 | 0 | 0 | 0 | 0 | 0 | 0 | 0 | 0 | 0 | 0 | 0 | 0 | 0
F3_Industrial_Instruments_Existing_Space Heating_Natural Gas_Unit Heater_E8 | F3 | Industrial | Instruments | Existing | Space Heating | Natural Gas | Unit Heater | E8 | System - kBTUs of Conusmption | 0 | 0 | 0 | 0 | 0 | 0 | 0 | 0 | 0 | 0 | 0 | 0 | 0 | 0 | 0 | 0 | 0 | 0 | 0 | 0 | 0 | 0 | 0 | 0 | 0 | 0 | 0 | 0 | 0 | 0
F3_Industrial_Instruments_Existing_Space Heating_Natural Gas_Unit Heater_E9 | F3 | Industrial | Instruments | Existing | Space Heating | Natural Gas | Unit Heater | E9 | System - kBTUs of Conusmption | 0 | 0 | 0 | 0 | 0 | 0 | 0 | 0 | 0 | 0 | 0 | 0 | 0 | 0 | 0 | 0 | 0 | 0 | 0 | 0 | 0 | 0 | 0 | 0 | 0 | 0 | 0 | 0 | 0 | 0
F3_Industrial_Instruments_Existing_Space Heating_Natural Gas_Unit Heater_E10 | F3 | Industrial | Instruments | Existing | Space Heating | Natural Gas | Unit Heater | E10 | System - kBTUs of Conusmption | 0 | 0 | 0 | 0 | 0 | 0 | 0 | 0 | 0 | 0 | 0 | 0 | 0 | 0 | 0 | 0 | 0 | 0 | 0 | 0 | 0 | 0 | 0 | 0 | 0 | 0 | 0 | 0 | 0 | 0
F4_Industrial_Instruments_Existing_Space Heating_Natural Gas_Unit Heater_E1 | F4 | Industrial | Instruments | Existing | Space Heating | Natural Gas | Unit Heater | E1 | Utility - Cost of Equipment | 6.1605 | 6.1605 | 6.1605 | 6.1605 | 6.1605 | 6.1605 | 6.1605 | 6.1605 | 6.1605 | 6.1605 | 6.1605 | 6.1605 | 6.1605 | 6.1605 | 6.1605 | 6.1605 | 6.1605 | 6.1605 | 6.1605 | 6.1605 | 6.1605 | 6.1605 | 0 | 0 | 0 | 0 | 0 | 0 | 0 | 0
F4_Industrial_Instruments_Existing_Space Heating_Natural Gas_Unit Heater_E2 | F4 | Industrial | Instruments | Existing | Space Heating | Natural Gas | Unit Heater | E2 | Utility - Cost of Equipment | 13.511 | 13.511 | 13.511 | 13.511 | 13.511 | 13.511 | 13.511 | 13.511 | 13.511 | 13.511 | 13.511 | 13.511 | 13.511 | 13.511 | 13.511 | 13.511 | 13.511 | 13.511 | 13.511 | 13.511 | 13.511 | 13.511 | 0 | 0 | 0 | 0 | 0 | 0 | 0 | 0
F4_Industrial_Instruments_Existing_Space Heating_Natural Gas_Unit Heater_E3 | F4 | Industrial | Instruments | Existing | Space Heating | Natural Gas | Unit Heater | E3 | Utility - Cost of Equipment | 7.2024 | 7.2024 | 7.2024 | 7.2024 | 7.2024 | 7.2024 | 7.2024 | 7.2024 | 7.2024 | 7.2024 | 7.2024 | 7.2024 | 7.2024 | 7.2024 | 7.2024 | 7.2024 | 7.2024 | 7.2024 | 7.2024 | 7.2024 | 7.2024 | 7.2024 | 0 | 0 | 0 | 0 | 0 | 0 | 0 | 0
F4_Industrial_Instruments_Existing_Space Heating_Natural Gas_Unit Heater_E4 | F4 | Industrial | Instruments | Existing | Space Heating | Natural Gas | Unit Heater | E4 | Utility - Cost of Equipment | 0 | 0 | 0 | 0 | 0 | 0 | 0 | 0 | 0 | 0 | 0 | 0 | 0 | 0 | 0 | 0 | 0 | 0 | 0 | 0 | 0 | 0 | 0 | 0 | 0 | 0 | 0 | 0 | 0 | 0
F4_Industrial_Instruments_Existing_Space Heating_Natural Gas_Unit Heater_E5 | F4 | Industrial | Instruments | Existing | Space Heating | Natural Gas | Unit Heater | E5 | Utility - Cost of Equipment | 0 | 0 | 0 | 0 | 0 | 0 | 0 | 0 | 0 | 0 | 0 | 0 | 0 | 0 | 0 | 0 | 0 | 0 | 0 | 0 | 0 | 0 | 0 | 0 | 0 | 0 | 0 | 0 | 0 | 0
F4_Industrial_Instruments_Existing_Space Heating_Natural Gas_Unit Heater_E6 | F4 | Industrial | Instruments | Existing | Space Heating | Natural Gas | Unit Heater | E6 | Utility - Cost of Equipment | 0 | 0 | 0 | 0 | 0 | 0 | 0 | 0 | 0 | 0 | 0 | 0 | 0 | 0 | 0 | 0 | 0 | 0 | 0 | 0 | 0 | 0 | 0 | 0 | 0 | 0 | 0 | 0 | 0 | 0
F4_Industrial_Instruments_Existing_Space Heating_Natural Gas_Unit Heater_E7 | F4 | Industrial | Instruments | Existing | Space Heating | Natural Gas | Unit Heater | E7 | Utility - Cost of Equipment | 0 | 0 | 0 | 0 | 0 | 0 | 0 | 0 | 0 | 0 | 0 | 0 | 0 | 0 | 0 | 0 | 0 | 0 | 0 | 0 | 0 | 0 | 0 | 0 | 0 | 0 | 0 | 0 | 0 | 0
F4_Industrial_Instruments_Existing_Space Heating_Natural Gas_Unit Heater_E8 | F4 | Industrial | Instruments | Existing | Space Heating | Natural Gas | Unit Heater | E8 | Utility - Cost of Equipment | 0 | 0 | 0 | 0 | 0 | 0 | 0 | 0 | 0 | 0 | 0 | 0 | 0 | 0 | 0 | 0 | 0 | 0 | 0 | 0 | 0 | 0 | 0 | 0 | 0 | 0 | 0 | 0 | 0 | 0
F4_Industrial_Instruments_Existing_Space Heating_Natural Gas_Unit Heater_E9 | F4 | Industrial | Instruments | Existing | Space Heating | Natural Gas | Unit Heater | E9 | Utility - Cost of Equipment | 0 | 0 | 0 | 0 | 0 | 0 | 0 | 0 | 0 | 0 | 0 | 0 | 0 | 0 | 0 | 0 | 0 | 0 | 0 | 0 | 0 | 0 | 0 | 0 | 0 | 0 | 0 | 0 | 0 | 0
F4_Industrial_Instruments_Existing_Space Heating_Natural Gas_Unit Heater_E10 | F4 | Industrial | Instruments | Existing | Space Heating | Natural Gas | Unit Heater | E10 | Utility - Cost of Equipment | 0 | 0 | 0 | 0 | 0 | 0 | 0 | 0 | 0 | 0 | 0 | 0 | 0 | 0 | 0 | 0 | 0 | 0 | 0 | 0 | 0 | 0 | 0 | 0 | 0 | 0 | 0 | 0 | 0 | 0
F5_Industrial_Instruments_Existing_Space Heating_Natural Gas_Unit Heater_E1 | F5 | Industrial | Instruments | Existing | Space Heating | Natural Gas | Unit Heater | E1 | Utility - Cost of Operation | 44.7482 | 46.0416 | 45.5192 | 45.0235 | 43.7813 | 42.5379 | 41.2635 | 40.1218 | 38.9724 | 38.0077 | 37.0353 | 36.0919 | 35.1662 | 34.2819 | 33.4144 | 32.5627 | 31.7417 | 30.9598 | 30.193 | 29.4799 | 28.7939 | 28.1239 | 0 | 0 | 0 | 0 | 0 | 0 | 0 | 0
F5_Industrial_Instruments_Existing_Space Heating_Natural Gas_Unit Heater_E2 | F5 | Industrial | Instruments | Existing | Space Heating | Natural Gas | Unit Heater | E2 | Utility - Cost of Operation | 42.6183 | 43.8502 | 43.3526 | 42.8805 | 41.6975 | 40.5132 | 39.2995 | 38.2121 | 37.1174 | 36.1987 | 35.2725 | 34.374 | 33.4923 | 32.6502 | 31.8239 | 31.0128 | 30.2309 | 29.4862 | 28.7559 | 28.0767 | 27.4234 | 26.7853 | 0 | 0 | 0 | 0 | 0 | 0 | 0 | 0
F5_Industrial_Instruments_Existing_Space Heating_Natural Gas_Unit Heater_E3 | F5 | Industrial | Instruments | Existing | Space Heating | Natural Gas | Unit Heater | E3 | Utility - Cost of Operation | 37.0595 | 37.8469 | 37.3418 | 36.8598 | 35.8474 | 34.8387 | 33.8146 | 32.8915 | 31.9673 | 31.1812 | 30.3929 | 29.6275 | 28.8769 | 28.158 | 27.4531 | 26.7615 | 26.0936 | 25.4557 | 24.8303 | 24.245 | 23.6808 | 23.1298 | 0 | 0 | 0 | 0 | 0 | 0 | 0 | 0
F5_Industrial_Instruments_Existing_Space Heating_Natural Gas_Unit Heater_E4 | F5 | Industrial | Instruments | Existing | Space Heating | Natural Gas | Unit Heater | E4 | Utility - Cost of Operation | 0 | 0 | 0 | 0 | 0 | 0 | 0 | 0 | 0 | 0 | 0 | 0 | 0 | 0 | 0 | 0 | 0 | 0 | 0 | 0 | 0 | 0 | 0 | 0 | 0 | 0 | 0 | 0 | 0 | 0
F5_Industrial_Instruments_Existing_Space Heating_Natural Gas_Unit Heater_E5 | F5 | Industrial | Instruments | Existing | Space Heating | Natural Gas | Unit Heater | E5 | Utility - Cost of Operation | 0 | 0 | 0 | 0 | 0 | 0 | 0 | 0 | 0 | 0 | 0 | 0 | 0 | 0 | 0 | 0 | 0 | 0 | 0 | 0 | 0 | 0 | 0 | 0 | 0 | 0 | 0 | 0 | 0 | 0
F5_Industrial_Instruments_Existing_Space Heating_Natural Gas_Unit Heater_E6 | F5 | Industrial | Instruments | Existing | Space Heating | Natural Gas | Unit Heater | E6 | Utility - Cost of Operation | 0 | 0 | 0 | 0 | 0 | 0 | 0 | 0 | 0 | 0 | 0 | 0 | 0 | 0 | 0 | 0 | 0 | 0 | 0 | 0 | 0 | 0 | 0 | 0 | 0 | 0 | 0 | 0 | 0 | 0
F5_Industrial_Instruments_Existing_Space Heating_Natural Gas_Unit Heater_E7 | F5 | Industrial | Instruments | Existing | Space Heating | Natural Gas | Unit Heater | E7 | Utility - Cost of Operation | 0 | 0 | 0 | 0 | 0 | 0 | 0 | 0 | 0 | 0 | 0 | 0 | 0 | 0 | 0 | 0 | 0 | 0 | 0 | 0 | 0 | 0 | 0 | 0 | 0 | 0 | 0 | 0 | 0 | 0
F5_Industrial_Instruments_Existing_Space Heating_Natural Gas_Unit Heater_E8 | F5 | Industrial | Instruments | Existing | Space Heating | Natural Gas | Unit Heater | E8 | Utility - Cost of Operation | 0 | 0 | 0 | 0 | 0 | 0 | 0 | 0 | 0 | 0 | 0 | 0 | 0 | 0 | 0 | 0 | 0 | 0 | 0 | 0 | 0 | 0 | 0 | 0 | 0 | 0 | 0 | 0 | 0 | 0
F5_Industrial_Instruments_Existing_Space Heating_Natural Gas_Unit Heater_E9 | F5 | Industrial | Instruments | Existing | Space Heating | Natural Gas | Unit Heater | E9 | Utility - Cost of Operation | 0 | 0 | 0 | 0 | 0 | 0 | 0 | 0 | 0 | 0 | 0 | 0 | 0 | 0 | 0 | 0 | 0 | 0 | 0 | 0 | 0 | 0 | 0 | 0 | 0 | 0 | 0 | 0 | 0 | 0
F5_Industrial_Instruments_Existing_Space Heating_Natural Gas_Unit Heater_E10 | F5 | Industrial | Instruments | Existing | Space Heating | Natural Gas | Unit Heater | E10 | Utility - Cost of Operation | 0 | 0 | 0 | 0 | 0 | 0 | 0 | 0 | 0 | 0 | 0 | 0 | 0 | 0 | 0 | 0 | 0 | 0 | 0 | 0 | 0 | 0 | 0 | 0 | 0 | 0 | 0 | 0 | 0 | 0
F6_Industrial_Instruments_Existing_Space Heating_Natural Gas_Unit Heater_E1 | F6 | Industrial | Instruments | Existing | Space Heating | Natural Gas | Unit Heater | E1 | Utility - Value of Sales | 53.6113 | 55.1608 | 54.535 | 53.9411 | 52.4529 | 50.9632 | 49.4364 | 48.0685 | 46.6915 | 45.5357 | 44.3707 | 43.2404 | 42.1313 | 41.072 | 40.0326 | 39.0123 | 38.0286 | 37.0919 | 36.1732 | 35.3188 | 34.497 | 33.6943 | 0 | 0 | 0 | 0 | 0 | 0 | 0 | 0
F6_Industrial_Instruments_Existing_Space Heating_Natural Gas_Unit Heater_E2 | F6 | Industrial | Instruments | Existing | Space Heating | Natural Gas | Unit Heater | E2 | Utility - Value of Sales | 51.0595 | 52.5353 | 51.9392 | 51.3737 | 49.9563 | 48.5375 | 47.0833 | 45.7806 | 44.4691 | 43.3684 | 42.2587 | 41.1823 | 40.126 | 39.1171 | 38.1271 | 37.1554 | 36.2185 | 35.3264 | 34.4515 | 33.6378 | 32.855 | 32.0905 | 0 | 0 | 0 | 0 | 0 | 0 | 0 | 0
F6_Industrial_Instruments_Existing_Space Heating_Natural Gas_Unit Heater_E3 | F6 | Industrial | Instruments | Existing | Space Heating | Natural Gas | Unit Heater | E3 | Utility - Value of Sales | 44.3997 | 45.3431 | 44.7379 | 44.1604 | 42.9475 | 41.739 | 40.5121 | 39.4062 | 38.2989 | 37.3571 | 36.4127 | 35.4957 | 34.5965 | 33.7351 | 32.8906 | 32.062 | 31.2619 | 30.4975 | 29.7483 | 29.0471 | 28.3712 | 27.711 | 0 | 0 | 0 | 0 | 0 | 0 | 0 | 0
F6_Industrial_Instruments_Existing_Space Heating_Natural Gas_Unit Heater_E4 | F6 | Industrial | Instruments | Existing | Space Heating | Natural Gas | Unit Heater | E4 | Utility - Value of Sales | 0 | 0 | 0 | 0 | 0 | 0 | 0 | 0 | 0 | 0 | 0 | 0 | 0 | 0 | 0 | 0 | 0 | 0 | 0 | 0 | 0 | 0 | 0 | 0 | 0 | 0 | 0 | 0 | 0 | 0
F6_Industrial_Instruments_Existing_Space Heating_Natural Gas_Unit Heater_E5 | F6 | Industrial | Instruments | Existing | Space Heating | Natural Gas | Unit Heater | E5 | Utility - Value of Sales | 0 | 0 | 0 | 0 | 0 | 0 | 0 | 0 | 0 | 0 | 0 | 0 | 0 | 0 | 0 | 0 | 0 | 0 | 0 | 0 | 0 | 0 | 0 | 0 | 0 | 0 | 0 | 0 | 0 | 0
F6_Industrial_Instruments_Existing_Space Heating_Natural Gas_Unit Heater_E6 | F6 | Industrial | Instruments | Existing | Space Heating | Natural Gas | Unit Heater | E6 | Utility - Value of Sales | 0 | 0 | 0 | 0 | 0 | 0 | 0 | 0 | 0 | 0 | 0 | 0 | 0 | 0 | 0 | 0 | 0 | 0 | 0 | 0 | 0 | 0 | 0 | 0 | 0 | 0 | 0 | 0 | 0 | 0
F6_Industrial_Instruments_Existing_Space Heating_Natural Gas_Unit Heater_E7 | F6 | Industrial | Instruments | Existing | Space Heating | Natural Gas | Unit Heater | E7 | Utility - Value of Sales | 0 | 0 | 0 | 0 | 0 | 0 | 0 | 0 | 0 | 0 | 0 | 0 | 0 | 0 | 0 | 0 | 0 | 0 | 0 | 0 | 0 | 0 | 0 | 0 | 0 | 0 | 0 | 0 | 0 | 0
F6_Industrial_Instruments_Existing_Space Heating_Natural Gas_Unit Heater_E8 | F6 | Industrial | Instruments | Existing | Space Heating | Natural Gas | Unit Heater | E8 | Utility - Value of Sales | 0 | 0 | 0 | 0 | 0 | 0 | 0 | 0 | 0 | 0 | 0 | 0 | 0 | 0 | 0 | 0 | 0 | 0 | 0 | 0 | 0 | 0 | 0 | 0 | 0 | 0 | 0 | 0 | 0 | 0
F6_Industrial_Instruments_Existing_Space Heating_Natural Gas_Unit Heater_E9 | F6 | Industrial | Instruments | Existing | Space Heating | Natural Gas | Unit Heater | E9 | Utility - Value of Sales | 0 | 0 | 0 | 0 | 0 | 0 | 0 | 0 | 0 | 0 | 0 | 0 | 0 | 0 | 0 | 0 | 0 | 0 | 0 | 0 | 0 | 0 | 0 | 0 | 0 | 0 | 0 | 0 | 0 | 0
F6_Industrial_Instruments_Existing_Space Heating_Natural Gas_Unit Heater_E10 | F6 | Industrial | Instruments | Existing | Space Heating | Natural Gas | Unit Heater | E10 | Utility - Value of Sales | 0 | 0 | 0 | 0 | 0 | 0 | 0 | 0 | 0 | 0 | 0 | 0 | 0 | 0 | 0 | 0 | 0 | 0 | 0 | 0 | 0 | 0 | 0 | 0 | 0 | 0 | 0 | 0 | 0 | 0
F1_Industrial_Instruments_Existing_Process_Natural Gas_Process Boiler_E1 | F1 | Industrial | Instruments | Existing | Process | Natural Gas | Process Boiler | E1 | Participant - Cost of Equipment | 7.3198 | 7.3198 | 7.3198 | 7.3198 | 7.3198 | 7.3198 | 7.3198 | 7.3198 | 7.3198 | 7.3198 | 7.3198 | 7.3198 | 7.3198 | 7.3198 | 7.3198 | 7.3198 | 7.3198 | 7.3198 | 7.3198 | 7.3198 | 7.3198 | 7.3198 | 0 | 0 | 0 | 0 | 0 | 0 | 0 | 0
F1_Industrial_Instruments_Existing_Process_Natural Gas_Process Boiler_E2 | F1 | Industrial | Instruments | Existing | Process | Natural Gas | Process Boiler | E2 | Participant - Cost of Equipment | 0 | 0 | 0 | 0 | 0 | 0 | 0 | 0 | 0 | 0 | 0 | 0 | 0 | 0 | 0 | 0 | 0 | 0 | 0 | 0 | 0 | 0 | 0 | 0 | 0 | 0 | 0 | 0 | 0 | 0
F1_Industrial_Instruments_Existing_Process_Natural Gas_Process Boiler_E3 | F1 | Industrial | Instruments | Existing | Process | Natural Gas | Process Boiler | E3 | Participant - Cost of Equipment | 0 | 0 | 0 | 0 | 0 | 0 | 0 | 0 | 0 | 0 | 0 | 0 | 0 | 0 | 0 | 0 | 0 | 0 | 0 | 0 | 0 | 0 | 0 | 0 | 0 | 0 | 0 | 0 | 0 | 0
F1_Industrial_Instruments_Existing_Process_Natural Gas_Process Boiler_E4 | F1 | Industrial | Instruments | Existing | Process | Natural Gas | Process Boiler | E4 | Participant - Cost of Equipment | 0 | 0 | 0 | 0 | 0 | 0 | 0 | 0 | 0 | 0 | 0 | 0 | 0 | 0 | 0 | 0 | 0 | 0 | 0 | 0 | 0 | 0 | 0 | 0 | 0 | 0 | 0 | 0 | 0 | 0
F1_Industrial_Instruments_Existing_Process_Natural Gas_Process Boiler_E5 | F1 | Industrial | Instruments | Existing | Process | Natural Gas | Process Boiler | E5 | Participant - Cost of Equipment | 0 | 0 | 0 | 0 | 0 | 0 | 0 | 0 | 0 | 0 | 0 | 0 | 0 | 0 | 0 | 0 | 0 | 0 | 0 | 0 | 0 | 0 | 0 | 0 | 0 | 0 | 0 | 0 | 0 | 0
F1_Industrial_Instruments_Existing_Process_Natural Gas_Process Boiler_E6 | F1 | Industrial | Instruments | Existing | Process | Natural Gas | Process Boiler | E6 | Participant - Cost of Equipment | 0 | 0 | 0 | 0 | 0 | 0 | 0 | 0 | 0 | 0 | 0 | 0 | 0 | 0 | 0 | 0 | 0 | 0 | 0 | 0 | 0 | 0 | 0 | 0 | 0 | 0 | 0 | 0 | 0 | 0
F1_Industrial_Instruments_Existing_Process_Natural Gas_Process Boiler_E7 | F1 | Industrial | Instruments | Existing | Process | Natural Gas | Process Boiler | E7 | Participant - Cost of Equipment | 0 | 0 | 0 | 0 | 0 | 0 | 0 | 0 | 0 | 0 | 0 | 0 | 0 | 0 | 0 | 0 | 0 | 0 | 0 | 0 | 0 | 0 | 0 | 0 | 0 | 0 | 0 | 0 | 0 | 0
F1_Industrial_Instruments_Existing_Process_Natural Gas_Process Boiler_E8 | F1 | Industrial | Instruments | Existing | Process | Natural Gas | Process Boiler | E8 | Participant - Cost of Equipment | 0 | 0 | 0 | 0 | 0 | 0 | 0 | 0 | 0 | 0 | 0 | 0 | 0 | 0 | 0 | 0 | 0 | 0 | 0 | 0 | 0 | 0 | 0 | 0 | 0 | 0 | 0 | 0 | 0 | 0
F1_Industrial_Instruments_Existing_Process_Natural Gas_Process Boiler_E9 | F1 | Industrial | Instruments | Existing | Process | Natural Gas | Process Boiler | E9 | Participant - Cost of Equipment | 0 | 0 | 0 | 0 | 0 | 0 | 0 | 0 | 0 | 0 | 0 | 0 | 0 | 0 | 0 | 0 | 0 | 0 | 0 | 0 | 0 | 0 | 0 | 0 | 0 | 0 | 0 | 0 | 0 | 0
F1_Industrial_Instruments_Existing_Process_Natural Gas_Process Boiler_E10 | F1 | Industrial | Instruments | Existing | Process | Natural Gas | Process Boiler | E10 | Participant - Cost of Equipment | 0 | 0 | 0 | 0 | 0 | 0 | 0 | 0 | 0 | 0 | 0 | 0 | 0 | 0 | 0 | 0 | 0 | 0 | 0 | 0 | 0 | 0 | 0 | 0 | 0 | 0 | 0 | 0 | 0 | 0
F2_Industrial_Instruments_Existing_Process_Natural Gas_Process Boiler_E1 | F2 | Industrial | Instruments | Existing | Process | Natural Gas | Process Boiler | E1 | Participant - Cost of Operation | 70.3425 | 71.0177 | 69.872 | 68.7734 | 66.9356 | 65.1177 | 63.2915 | 61.6207 | 59.9602 | 58.5049 | 57.0544 | 55.6442 | 54.2625 | 52.9331 | 51.6306 | 50.3542 | 49.1199 | 47.9377 | 46.7846 | 45.7013 | 44.6623 | 43.6581 | 0 | 0 | 0 | 0 | 0 | 0 | 0 | 0
F2_Industrial_Instruments_Existing_Process_Natural Gas_Process Boiler_E2 | F2 | Industrial | Instruments | Existing | Process | Natural Gas | Process Boiler | E2 | Participant - Cost of Operation | 0 | 0 | 0 | 0 | 0 | 0 | 0 | 0 | 0 | 0 | 0 | 0 | 0 | 0 | 0 | 0 | 0 | 0 | 0 | 0 | 0 | 0 | 0 | 0 | 0 | 0 | 0 | 0 | 0 | 0
F2_Industrial_Instruments_Existing_Process_Natural Gas_Process Boiler_E3 | F2 | Industrial | Instruments | Existing | Process | Natural Gas | Process Boiler | E3 | Participant - Cost of Operation | 0 | 0 | 0 | 0 | 0 | 0 | 0 | 0 | 0 | 0 | 0 | 0 | 0 | 0 | 0 | 0 | 0 | 0 | 0 | 0 | 0 | 0 | 0 | 0 | 0 | 0 | 0 | 0 | 0 | 0
F2_Industrial_Instruments_Existing_Process_Natural Gas_Process Boiler_E4 | F2 | Industrial | Instruments | Existing | Process | Natural Gas | Process Boiler | E4 | Participant - Cost of Operation | 0 | 0 | 0 | 0 | 0 | 0 | 0 | 0 | 0 | 0 | 0 | 0 | 0 | 0 | 0 | 0 | 0 | 0 | 0 | 0 | 0 | 0 | 0 | 0 | 0 | 0 | 0 | 0 | 0 | 0
F2_Industrial_Instruments_Existing_Process_Natural Gas_Process Boiler_E5 | F2 | Industrial | Instruments | Existing | Process | Natural Gas | Process Boiler | E5 | Participant - Cost of Operation | 0 | 0 | 0 | 0 | 0 | 0 | 0 | 0 | 0 | 0 | 0 | 0 | 0 | 0 | 0 | 0 | 0 | 0 | 0 | 0 | 0 | 0 | 0 | 0 | 0 | 0 | 0 | 0 | 0 | 0
F2_Industrial_Instruments_Existing_Process_Natural Gas_Process Boiler_E6 | F2 | Industrial | Instruments | Existing | Process | Natural Gas | Process Boiler | E6 | Participant - Cost of Operation | 0 | 0 | 0 | 0 | 0 | 0 | 0 | 0 | 0 | 0 | 0 | 0 | 0 | 0 | 0 | 0 | 0 | 0 | 0 | 0 | 0 | 0 | 0 | 0 | 0 | 0 | 0 | 0 | 0 | 0
F2_Industrial_Instruments_Existing_Process_Natural Gas_Process Boiler_E7 | F2 | Industrial | Instruments | Existing | Process | Natural Gas | Process Boiler | E7 | Participant - Cost of Operation | 0 | 0 | 0 | 0 | 0 | 0 | 0 | 0 | 0 | 0 | 0 | 0 | 0 | 0 | 0 | 0 | 0 | 0 | 0 | 0 | 0 | 0 | 0 | 0 | 0 | 0 | 0 | 0 | 0 | 0
F2_Industrial_Instruments_Existing_Process_Natural Gas_Process Boiler_E8 | F2 | Industrial | Instruments | Existing | Process | Natural Gas | Process Boiler | E8 | Participant - Cost of Operation | 0 | 0 | 0 | 0 | 0 | 0 | 0 | 0 | 0 | 0 | 0 | 0 | 0 | 0 | 0 | 0 | 0 | 0 | 0 | 0 | 0 | 0 | 0 | 0 | 0 | 0 | 0 | 0 | 0 | 0
F2_Industrial_Instruments_Existing_Process_Natural Gas_Process Boiler_E9 | F2 | Industrial | Instruments | Existing | Process | Natural Gas | Process Boiler | E9 | Participant - Cost of Operation | 0 | 0 | 0 | 0 | 0 | 0 | 0 | 0 | 0 | 0 | 0 | 0 | 0 | 0 | 0 | 0 | 0 | 0 | 0 | 0 | 0 | 0 | 0 | 0 | 0 | 0 | 0 | 0 | 0 | 0
F2_Industrial_Instruments_Existing_Process_Natural Gas_Process Boiler_E10 | F2 | Industrial | Instruments | Existing | Process | Natural Gas | Process Boiler | E10 | Participant - Cost of Operation | 0 | 0 | 0 | 0 | 0 | 0 | 0 | 0 | 0 | 0 | 0 | 0 | 0 | 0 | 0 | 0 | 0 | 0 | 0 | 0 | 0 | 0 | 0 | 0 | 0 | 0 | 0 | 0 | 0 | 0
F3_Industrial_Instruments_Existing_Process_Natural Gas_Process Boiler_E1 | F3 | Industrial | Instruments | Existing | Process | Natural Gas | Process Boiler | E1 | System - kBTUs of Conusmption | 11727.3461 | 11727.3461 | 11727.3461 | 11727.3461 | 11727.3461 | 11727.3461 | 11727.3461 | 11727.3461 | 11727.3461 | 11727.3461 | 11727.3461 | 11727.3461 | 11727.3461 | 11727.3461 | 11727.3461 | 11727.3461 | 11727.3461 | 11727.3461 | 11727.3461 | 11727.3461 | 11727.3461 | 11727.3461 | 0 | 0 | 0 | 0 | 0 | 0 | 0 | 0
F3_Industrial_Instruments_Existing_Process_Natural Gas_Process Boiler_E2 | F3 | Industrial | Instruments | Existing | Process | Natural Gas | Process Boiler | E2 | System - kBTUs of Conusmption | 0 | 0 | 0 | 0 | 0 | 0 | 0 | 0 | 0 | 0 | 0 | 0 | 0 | 0 | 0 | 0 | 0 | 0 | 0 | 0 | 0 | 0 | 0 | 0 | 0 | 0 | 0 | 0 | 0 | 0
F3_Industrial_Instruments_Existing_Process_Natural Gas_Process Boiler_E3 | F3 | Industrial | Instruments | Existing | Process | Natural Gas | Process Boiler | E3 | System - kBTUs of Conusmption | 0 | 0 | 0 | 0 | 0 | 0 | 0 | 0 | 0 | 0 | 0 | 0 | 0 | 0 | 0 | 0 | 0 | 0 | 0 | 0 | 0 | 0 | 0 | 0 | 0 | 0 | 0 | 0 | 0 | 0
F3_Industrial_Instruments_Existing_Process_Natural Gas_Process Boiler_E4 | F3 | Industrial | Instruments | Existing | Process | Natural Gas | Process Boiler | E4 | System - kBTUs of Conusmption | 0 | 0 | 0 | 0 | 0 | 0 | 0 | 0 | 0 | 0 | 0 | 0 | 0 | 0 | 0 | 0 | 0 | 0 | 0 | 0 | 0 | 0 | 0 | 0 | 0 | 0 | 0 | 0 | 0 | 0
F3_Industrial_Instruments_Existing_Process_Natural Gas_Process Boiler_E5 | F3 | Industrial | Instruments | Existing | Process | Natural Gas | Process Boiler | E5 | System - kBTUs of Conusmption | 0 | 0 | 0 | 0 | 0 | 0 | 0 | 0 | 0 | 0 | 0 | 0 | 0 | 0 | 0 | 0 | 0 | 0 | 0 | 0 | 0 | 0 | 0 | 0 | 0 | 0 | 0 | 0 | 0 | 0
F3_Industrial_Instruments_Existing_Process_Natural Gas_Process Boiler_E6 | F3 | Industrial | Instruments | Existing | Process | Natural Gas | Process Boiler | E6 | System - kBTUs of Conusmption | 0 | 0 | 0 | 0 | 0 | 0 | 0 | 0 | 0 | 0 | 0 | 0 | 0 | 0 | 0 | 0 | 0 | 0 | 0 | 0 | 0 | 0 | 0 | 0 | 0 | 0 | 0 | 0 | 0 | 0
F3_Industrial_Instruments_Existing_Process_Natural Gas_Process Boiler_E7 | F3 | Industrial | Instruments | Existing | Process | Natural Gas | Process Boiler | E7 | System - kBTUs of Conusmption | 0 | 0 | 0 | 0 | 0 | 0 | 0 | 0 | 0 | 0 | 0 | 0 | 0 | 0 | 0 | 0 | 0 | 0 | 0 | 0 | 0 | 0 | 0 | 0 | 0 | 0 | 0 | 0 | 0 | 0
F3_Industrial_Instruments_Existing_Process_Natural Gas_Process Boiler_E8 | F3 | Industrial | Instruments | Existing | Process | Natural Gas | Process Boiler | E8 | System - kBTUs of Conusmption | 0 | 0 | 0 | 0 | 0 | 0 | 0 | 0 | 0 | 0 | 0 | 0 | 0 | 0 | 0 | 0 | 0 | 0 | 0 | 0 | 0 | 0 | 0 | 0 | 0 | 0 | 0 | 0 | 0 | 0
F3_Industrial_Instruments_Existing_Process_Natural Gas_Process Boiler_E9 | F3 | Industrial | Instruments | Existing | Process | Natural Gas | Process Boiler | E9 | System - kBTUs of Conusmption | 0 | 0 | 0 | 0 | 0 | 0 | 0 | 0 | 0 | 0 | 0 | 0 | 0 | 0 | 0 | 0 | 0 | 0 | 0 | 0 | 0 | 0 | 0 | 0 | 0 | 0 | 0 | 0 | 0 | 0
F3_Industrial_Instruments_Existing_Process_Natural Gas_Process Boiler_E10 | F3 | Industrial | Instruments | Existing | Process | Natural Gas | Process Boiler | E10 | System - kBTUs of Conusmption | 0 | 0 | 0 | 0 | 0 | 0 | 0 | 0 | 0 | 0 | 0 | 0 | 0 | 0 | 0 | 0 | 0 | 0 | 0 | 0 | 0 | 0 | 0 | 0 | 0 | 0 | 0 | 0 | 0 | 0
F4_Industrial_Instruments_Existing_Process_Natural Gas_Process Boiler_E1 | F4 | Industrial | Instruments | Existing | Process | Natural Gas | Process Boiler | E1 | Utility - Cost of Equipment | 7.3198 | 7.3198 | 7.3198 | 7.3198 | 7.3198 | 7.3198 | 7.3198 | 7.3198 | 7.3198 | 7.3198 | 7.3198 | 7.3198 | 7.3198 | 7.3198 | 7.3198 | 7.3198 | 7.3198 | 7.3198 | 7.3198 | 7.3198 | 7.3198 | 7.3198 | 0 | 0 | 0 | 0 | 0 | 0 | 0 | 0
F4_Industrial_Instruments_Existing_Process_Natural Gas_Process Boiler_E2 | F4 | Industrial | Instruments | Existing | Process | Natural Gas | Process Boiler | E2 | Utility - Cost of Equipment | 0 | 0 | 0 | 0 | 0 | 0 | 0 | 0 | 0 | 0 | 0 | 0 | 0 | 0 | 0 | 0 | 0 | 0 | 0 | 0 | 0 | 0 | 0 | 0 | 0 | 0 | 0 | 0 | 0 | 0
F4_Industrial_Instruments_Existing_Process_Natural Gas_Process Boiler_E3 | F4 | Industrial | Instruments | Existing | Process | Natural Gas | Process Boiler | E3 | Utility - Cost of Equipment | 0 | 0 | 0 | 0 | 0 | 0 | 0 | 0 | 0 | 0 | 0 | 0 | 0 | 0 | 0 | 0 | 0 | 0 | 0 | 0 | 0 | 0 | 0 | 0 | 0 | 0 | 0 | 0 | 0 | 0
F4_Industrial_Instruments_Existing_Process_Natural Gas_Process Boiler_E4 | F4 | Industrial | Instruments | Existing | Process | Natural Gas | Process Boiler | E4 | Utility - Cost of Equipment | 0 | 0 | 0 | 0 | 0 | 0 | 0 | 0 | 0 | 0 | 0 | 0 | 0 | 0 | 0 | 0 | 0 | 0 | 0 | 0 | 0 | 0 | 0 | 0 | 0 | 0 | 0 | 0 | 0 | 0
F4_Industrial_Instruments_Existing_Process_Natural Gas_Process Boiler_E5 | F4 | Industrial | Instruments | Existing | Process | Natural Gas | Process Boiler | E5 | Utility - Cost of Equipment | 0 | 0 | 0 | 0 | 0 | 0 | 0 | 0 | 0 | 0 | 0 | 0 | 0 | 0 | 0 | 0 | 0 | 0 | 0 | 0 | 0 | 0 | 0 | 0 | 0 | 0 | 0 | 0 | 0 | 0
F4_Industrial_Instruments_Existing_Process_Natural Gas_Process Boiler_E6 | F4 | Industrial | Instruments | Existing | Process | Natural Gas | Process Boiler | E6 | Utility - Cost of Equipment | 0 | 0 | 0 | 0 | 0 | 0 | 0 | 0 | 0 | 0 | 0 | 0 | 0 | 0 | 0 | 0 | 0 | 0 | 0 | 0 | 0 | 0 | 0 | 0 | 0 | 0 | 0 | 0 | 0 | 0
F4_Industrial_Instruments_Existing_Process_Natural Gas_Process Boiler_E7 | F4 | Industrial | Instruments | Existing | Process | Natural Gas | Process Boiler | E7 | Utility - Cost of Equipment | 0 | 0 | 0 | 0 | 0 | 0 | 0 | 0 | 0 | 0 | 0 | 0 | 0 | 0 | 0 | 0 | 0 | 0 | 0 | 0 | 0 | 0 | 0 | 0 | 0 | 0 | 0 | 0 | 0 | 0
F4_Industrial_Instruments_Existing_Process_Natural Gas_Process Boiler_E8 | F4 | Industrial | Instruments | Existing | Process | Natural Gas | Process Boiler | E8 | Utility - Cost of Equipment | 0 | 0 | 0 | 0 | 0 | 0 | 0 | 0 | 0 | 0 | 0 | 0 | 0 | 0 | 0 | 0 | 0 | 0 | 0 | 0 | 0 | 0 | 0 | 0 | 0 | 0 | 0 | 0 | 0 | 0
F4_Industrial_Instruments_Existing_Process_Natural Gas_Process Boiler_E9 | F4 | Industrial | Instruments | Existing | Process | Natural Gas | Process Boiler | E9 | Utility - Cost of Equipment | 0 | 0 | 0 | 0 | 0 | 0 | 0 | 0 | 0 | 0 | 0 | 0 | 0 | 0 | 0 | 0 | 0 | 0 | 0 | 0 | 0 | 0 | 0 | 0 | 0 | 0 | 0 | 0 | 0 | 0
F4_Industrial_Instruments_Existing_Process_Natural Gas_Process Boiler_E10 | F4 | Industrial | Instruments | Existing | Process | Natural Gas | Process Boiler | E10 | Utility - Cost of Equipment | 0 | 0 | 0 | 0 | 0 | 0 | 0 | 0 | 0 | 0 | 0 | 0 | 0 | 0 | 0 | 0 | 0 | 0 | 0 | 0 | 0 | 0 | 0 | 0 | 0 | 0 | 0 | 0 | 0 | 0
F5_Industrial_Instruments_Existing_Process_Natural Gas_Process Boiler_E1 | F5 | Industrial | Instruments | Existing | Process | Natural Gas | Process Boiler | E1 | Utility - Cost of Operation | 58.7134 | 59.277 | 58.3207 | 57.4037 | 55.8697 | 54.3524 | 52.8281 | 51.4336 | 50.0475 | 48.8328 | 47.6221 | 46.4451 | 45.2917 | 44.1821 | 43.095 | 42.0296 | 40.9994 | 40.0126 | 39.0502 | 38.1459 | 37.2787 | 36.4405 | 0 | 0 | 0 | 0 | 0 | 0 | 0 | 0
F5_Industrial_Instruments_Existing_Process_Natural Gas_Process Boiler_E2 | F5 | Industrial | Instruments | Existing | Process | Natural Gas | Process Boiler | E2 | Utility - Cost of Operation | 0 | 0 | 0 | 0 | 0 | 0 | 0 | 0 | 0 | 0 | 0 | 0 | 0 | 0 | 0 | 0 | 0 | 0 | 0 | 0 | 0 | 0 | 0 | 0 | 0 | 0 | 0 | 0 | 0 | 0
F5_Industrial_Instruments_Existing_Process_Natural Gas_Process Boiler_E3 | F5 | Industrial | Instruments | Existing | Process | Natural Gas | Process Boiler | E3 | Utility - Cost of Operation | 0 | 0 | 0 | 0 | 0 | 0 | 0 | 0 | 0 | 0 | 0 | 0 | 0 | 0 | 0 | 0 | 0 | 0 | 0 | 0 | 0 | 0 | 0 | 0 | 0 | 0 | 0 | 0 | 0 | 0
F5_Industrial_Instruments_Existing_Process_Natural Gas_Process Boiler_E4 | F5 | Industrial | Instruments | Existing | Process | Natural Gas | Process Boiler | E4 | Utility - Cost of Operation | 0 | 0 | 0 | 0 | 0 | 0 | 0 | 0 | 0 | 0 | 0 | 0 | 0 | 0 | 0 | 0 | 0 | 0 | 0 | 0 | 0 | 0 | 0 | 0 | 0 | 0 | 0 | 0 | 0 | 0
F5_Industrial_Instruments_Existing_Process_Natural Gas_Process Boiler_E5 | F5 | Industrial | Instruments | Existing | Process | Natural Gas | Process Boiler | E5 | Utility - Cost of Operation | 0 | 0 | 0 | 0 | 0 | 0 | 0 | 0 | 0 | 0 | 0 | 0 | 0 | 0 | 0 | 0 | 0 | 0 | 0 | 0 | 0 | 0 | 0 | 0 | 0 | 0 | 0 | 0 | 0 | 0
F5_Industrial_Instruments_Existing_Process_Natural Gas_Process Boiler_E6 | F5 | Industrial | Instruments | Existing | Process | Natural Gas | Process Boiler | E6 | Utility - Cost of Operation | 0 | 0 | 0 | 0 | 0 | 0 | 0 | 0 | 0 | 0 | 0 | 0 | 0 | 0 | 0 | 0 | 0 | 0 | 0 | 0 | 0 | 0 | 0 | 0 | 0 | 0 | 0 | 0 | 0 | 0
F5_Industrial_Instruments_Existing_Process_Natural Gas_Process Boiler_E7 | F5 | Industrial | Instruments | Existing | Process | Natural Gas | Process Boiler | E7 | Utility - Cost of Operation | 0 | 0 | 0 | 0 | 0 | 0 | 0 | 0 | 0 | 0 | 0 | 0 | 0 | 0 | 0 | 0 | 0 | 0 | 0 | 0 | 0 | 0 | 0 | 0 | 0 | 0 | 0 | 0 | 0 | 0
F5_Industrial_Instruments_Existing_Process_Natural Gas_Process Boiler_E8 | F5 | Industrial | Instruments | Existing | Process | Natural Gas | Process Boiler | E8 | Utility - Cost of Operation | 0 | 0 | 0 | 0 | 0 | 0 | 0 | 0 | 0 | 0 | 0 | 0 | 0 | 0 | 0 | 0 | 0 | 0 | 0 | 0 | 0 | 0 | 0 | 0 | 0 | 0 | 0 | 0 | 0 | 0
F5_Industrial_Instruments_Existing_Process_Natural Gas_Process Boiler_E9 | F5 | Industrial | Instruments | Existing | Process | Natural Gas | Process Boiler | E9 | Utility - Cost of Operation | 0 | 0 | 0 | 0 | 0 | 0 | 0 | 0 | 0 | 0 | 0 | 0 | 0 | 0 | 0 | 0 | 0 | 0 | 0 | 0 | 0 | 0 | 0 | 0 | 0 | 0 | 0 | 0 | 0 | 0
F5_Industrial_Instruments_Existing_Process_Natural Gas_Process Boiler_E10 | F5 | Industrial | Instruments | Existing | Process | Natural Gas | Process Boiler | E10 | Utility - Cost of Operation | 0 | 0 | 0 | 0 | 0 | 0 | 0 | 0 | 0 | 0 | 0 | 0 | 0 | 0 | 0 | 0 | 0 | 0 | 0 | 0 | 0 | 0 | 0 | 0 | 0 | 0 | 0 | 0 | 0 | 0
F6_Industrial_Instruments_Existing_Process_Natural Gas_Process Boiler_E1 | F6 | Industrial | Instruments | Existing | Process | Natural Gas | Process Boiler | E1 | Utility - Value of Sales | 70.3425 | 71.0177 | 69.872 | 68.7734 | 66.9356 | 65.1177 | 63.2915 | 61.6207 | 59.9602 | 58.5049 | 57.0544 | 55.6442 | 54.2625 | 52.9331 | 51.6306 | 50.3542 | 49.1199 | 47.9377 | 46.7846 | 45.7013 | 44.6623 | 43.6581 | 0 | 0 | 0 | 0 | 0 | 0 | 0 | 0
F6_Industrial_Instruments_Existing_Process_Natural Gas_Process Boiler_E2 | F6 | Industrial | Instruments | Existing | Process | Natural Gas | Process Boiler | E2 | Utility - Value of Sales | 0 | 0 | 0 | 0 | 0 | 0 | 0 | 0 | 0 | 0 | 0 | 0 | 0 | 0 | 0 | 0 | 0 | 0 | 0 | 0 | 0 | 0 | 0 | 0 | 0 | 0 | 0 | 0 | 0 | 0
F6_Industrial_Instruments_Existing_Process_Natural Gas_Process Boiler_E3 | F6 | Industrial | Instruments | Existing | Process | Natural Gas | Process Boiler | E3 | Utility - Value of Sales | 0 | 0 | 0 | 0 | 0 | 0 | 0 | 0 | 0 | 0 | 0 | 0 | 0 | 0 | 0 | 0 | 0 | 0 | 0 | 0 | 0 | 0 | 0 | 0 | 0 | 0 | 0 | 0 | 0 | 0
F6_Industrial_Instruments_Existing_Process_Natural Gas_Process Boiler_E4 | F6 | Industrial | Instruments | Existing | Process | Natural Gas | Process Boiler | E4 | Utility - Value of Sales | 0 | 0 | 0 | 0 | 0 | 0 | 0 | 0 | 0 | 0 | 0 | 0 | 0 | 0 | 0 | 0 | 0 | 0 | 0 | 0 | 0 | 0 | 0 | 0 | 0 | 0 | 0 | 0 | 0 | 0
F6_Industrial_Instruments_Existing_Process_Natural Gas_Process Boiler_E5 | F6 | Industrial | Instruments | Existing | Process | Natural Gas | Process Boiler | E5 | Utility - Value of Sales | 0 | 0 | 0 | 0 | 0 | 0 | 0 | 0 | 0 | 0 | 0 | 0 | 0 | 0 | 0 | 0 | 0 | 0 | 0 | 0 | 0 | 0 | 0 | 0 | 0 | 0 | 0 | 0 | 0 | 0
F6_Industrial_Instruments_Existing_Process_Natural Gas_Process Boiler_E6 | F6 | Industrial | Instruments | Existing | Process | Natural Gas | Process Boiler | E6 | Utility - Value of Sales | 0 | 0 | 0 | 0 | 0 | 0 | 0 | 0 | 0 | 0 | 0 | 0 | 0 | 0 | 0 | 0 | 0 | 0 | 0 | 0 | 0 | 0 | 0 | 0 | 0 | 0 | 0 | 0 | 0 | 0
F6_Industrial_Instruments_Existing_Process_Natural Gas_Process Boiler_E7 | F6 | Industrial | Instruments | Existing | Process | Natural Gas | Process Boiler | E7 | Utility - Value of Sales | 0 | 0 | 0 | 0 | 0 | 0 | 0 | 0 | 0 | 0 | 0 | 0 | 0 | 0 | 0 | 0 | 0 | 0 | 0 | 0 | 0 | 0 | 0 | 0 | 0 | 0 | 0 | 0 | 0 | 0
F6_Industrial_Instruments_Existing_Process_Natural Gas_Process Boiler_E8 | F6 | Industrial | Instruments | Existing | Process | Natural Gas | Process Boiler | E8 | Utility - Value of Sales | 0 | 0 | 0 | 0 | 0 | 0 | 0 | 0 | 0 | 0 | 0 | 0 | 0 | 0 | 0 | 0 | 0 | 0 | 0 | 0 | 0 | 0 | 0 | 0 | 0 | 0 | 0 | 0 | 0 | 0
F6_Industrial_Instruments_Existing_Process_Natural Gas_Process Boiler_E9 | F6 | Industrial | Instruments | Existing | Process | Natural Gas | Process Boiler | E9 | Utility - Value of Sales | 0 | 0 | 0 | 0 | 0 | 0 | 0 | 0 | 0 | 0 | 0 | 0 | 0 | 0 | 0 | 0 | 0 | 0 | 0 | 0 | 0 | 0 | 0 | 0 | 0 | 0 | 0 | 0 | 0 | 0
F6_Industrial_Instruments_Existing_Process_Natural Gas_Process Boiler_E10 | F6 | Industrial | Instruments | Existing | Process | Natural Gas | Process Boiler | E10 | Utility - Value of Sales | 0 | 0 | 0 | 0 | 0 | 0 | 0 | 0 | 0 | 0 | 0 | 0 | 0 | 0 | 0 | 0 | 0 | 0 | 0 | 0 | 0 | 0 | 0 | 0 | 0 | 0 | 0 | 0 | 0 | 0
F1_Industrial_Instruments_Existing_Process_Natural Gas_Process Heating_E1 | F1 | Industrial | Instruments | Existing | Process | Natural Gas | Process Heating | E1 | Participant - Cost of Equipment | 8.8877 | 8.8877 | 8.8877 | 8.8877 | 8.8877 | 8.8877 | 8.8877 | 8.8877 | 8.8877 | 8.8877 | 8.8877 | 8.8877 | 8.8877 | 8.8877 | 8.8877 | 8.8877 | 8.8877 | 8.8877 | 8.8877 | 8.8877 | 8.8877 | 8.8877 | 0 | 0 | 0 | 0 | 0 | 0 | 0 | 0
F1_Industrial_Instruments_Existing_Process_Natural Gas_Process Heating_E2 | F1 | Industrial | Instruments | Existing | Process | Natural Gas | Process Heating | E2 | Participant - Cost of Equipment | 0 | 0 | 0 | 0 | 0 | 0 | 0 | 0 | 0 | 0 | 0 | 0 | 0 | 0 | 0 | 0 | 0 | 0 | 0 | 0 | 0 | 0 | 0 | 0 | 0 | 0 | 0 | 0 | 0 | 0
F1_Industrial_Instruments_Existing_Process_Natural Gas_Process Heating_E3 | F1 | Industrial | Instruments | Existing | Process | Natural Gas | Process Heating | E3 | Participant - Cost of Equipment | 0 | 0 | 0 | 0 | 0 | 0 | 0 | 0 | 0 | 0 | 0 | 0 | 0 | 0 | 0 | 0 | 0 | 0 | 0 | 0 | 0 | 0 | 0 | 0 | 0 | 0 | 0 | 0 | 0 | 0
F1_Industrial_Instruments_Existing_Process_Natural Gas_Process Heating_E4 | F1 | Industrial | Instruments | Existing | Process | Natural Gas | Process Heating | E4 | Participant - Cost of Equipment | 0 | 0 | 0 | 0 | 0 | 0 | 0 | 0 | 0 | 0 | 0 | 0 | 0 | 0 | 0 | 0 | 0 | 0 | 0 | 0 | 0 | 0 | 0 | 0 | 0 | 0 | 0 | 0 | 0 | 0
F1_Industrial_Instruments_Existing_Process_Natural Gas_Process Heating_E5 | F1 | Industrial | Instruments | Existing | Process | Natural Gas | Process Heating | E5 | Participant - Cost of Equipment | 0 | 0 | 0 | 0 | 0 | 0 | 0 | 0 | 0 | 0 | 0 | 0 | 0 | 0 | 0 | 0 | 0 | 0 | 0 | 0 | 0 | 0 | 0 | 0 | 0 | 0 | 0 | 0 | 0 | 0
F1_Industrial_Instruments_Existing_Process_Natural Gas_Process Heating_E6 | F1 | Industrial | Instruments | Existing | Process | Natural Gas | Process Heating | E6 | Participant - Cost of Equipment | 0 | 0 | 0 | 0 | 0 | 0 | 0 | 0 | 0 | 0 | 0 | 0 | 0 | 0 | 0 | 0 | 0 | 0 | 0 | 0 | 0 | 0 | 0 | 0 | 0 | 0 | 0 | 0 | 0 | 0
F1_Industrial_Instruments_Existing_Process_Natural Gas_Process Heating_E7 | F1 | Industrial | Instruments | Existing | Process | Natural Gas | Process Heating | E7 | Participant - Cost of Equipment | 0 | 0 | 0 | 0 | 0 | 0 | 0 | 0 | 0 | 0 | 0 | 0 | 0 | 0 | 0 | 0 | 0 | 0 | 0 | 0 | 0 | 0 | 0 | 0 | 0 | 0 | 0 | 0 | 0 | 0
F1_Industrial_Instruments_Existing_Process_Natural Gas_Process Heating_E8 | F1 | Industrial | Instruments | Existing | Process | Natural Gas | Process Heating | E8 | Participant - Cost of Equipment | 0 | 0 | 0 | 0 | 0 | 0 | 0 | 0 | 0 | 0 | 0 | 0 | 0 | 0 | 0 | 0 | 0 | 0 | 0 | 0 | 0 | 0 | 0 | 0 | 0 | 0 | 0 | 0 | 0 | 0
F1_Industrial_Instruments_Existing_Process_Natural Gas_Process Heating_E9 | F1 | Industrial | Instruments | Existing | Process | Natural Gas | Process Heating | E9 | Participant - Cost of Equipment | 0 | 0 | 0 | 0 | 0 | 0 | 0 | 0 | 0 | 0 | 0 | 0 | 0 | 0 | 0 | 0 | 0 | 0 | 0 | 0 | 0 | 0 | 0 | 0 | 0 | 0 | 0 | 0 | 0 | 0
F1_Industrial_Instruments_Existing_Process_Natural Gas_Process Heating_E10 | F1 | Industrial | Instruments | Existing | Process | Natural Gas | Process Heating | E10 | Participant - Cost of Equipment | 0 | 0 | 0 | 0 | 0 | 0 | 0 | 0 | 0 | 0 | 0 | 0 | 0 | 0 | 0 | 0 | 0 | 0 | 0 | 0 | 0 | 0 | 0 | 0 | 0 | 0 | 0 | 0 | 0 | 0
F2_Industrial_Instruments_Existing_Process_Natural Gas_Process Heating_E1 | F2 | Industrial | Instruments | Existing | Process | Natural Gas | Process Heating | E1 | Participant - Cost of Operation | 25.0257 | 27.3585 | 27.5462 | 27.7326 | 26.9589 | 26.1376 | 25.2542 | 24.5041 | 23.7377 | 23.1853 | 22.6051 | 22.0356 | 21.4647 | 20.9214 | 20.3746 | 19.8254 | 19.2954 | 18.795 | 18.3005 | 17.8617 | 17.4461 | 17.0401 | 0 | 0 | 0 | 0 | 0 | 0 | 0 | 0
F2_Industrial_Instruments_Existing_Process_Natural Gas_Process Heating_E2 | F2 | Industrial | Instruments | Existing | Process | Natural Gas | Process Heating | E2 | Participant - Cost of Operation | 0 | 0 | 0 | 0 | 0 | 0 | 0 | 0 | 0 | 0 | 0 | 0 | 0 | 0 | 0 | 0 | 0 | 0 | 0 | 0 | 0 | 0 | 0 | 0 | 0 | 0 | 0 | 0 | 0 | 0
F2_Industrial_Instruments_Existing_Process_Natural Gas_Process Heating_E3 | F2 | Industrial | Instruments | Existing | Process | Natural Gas | Process Heating | E3 | Participant - Cost of Operation | 0 | 0 | 0 | 0 | 0 | 0 | 0 | 0 | 0 | 0 | 0 | 0 | 0 | 0 | 0 | 0 | 0 | 0 | 0 | 0 | 0 | 0 | 0 | 0 | 0 | 0 | 0 | 0 | 0 | 0
F2_Industrial_Instruments_Existing_Process_Natural Gas_Process Heating_E4 | F2 | Industrial | Instruments | Existing | Process | Natural Gas | Process Heating | E4 | Participant - Cost of Operation | 0 | 0 | 0 | 0 | 0 | 0 | 0 | 0 | 0 | 0 | 0 | 0 | 0 | 0 | 0 | 0 | 0 | 0 | 0 | 0 | 0 | 0 | 0 | 0 | 0 | 0 | 0 | 0 | 0 | 0
F2_Industrial_Instruments_Existing_Process_Natural Gas_Process Heating_E5 | F2 | Industrial | Instruments | Existing | Process | Natural Gas | Process Heating | E5 | Participant - Cost of Operation | 0 | 0 | 0 | 0 | 0 | 0 | 0 | 0 | 0 | 0 | 0 | 0 | 0 | 0 | 0 | 0 | 0 | 0 | 0 | 0 | 0 | 0 | 0 | 0 | 0 | 0 | 0 | 0 | 0 | 0
F2_Industrial_Instruments_Existing_Process_Natural Gas_Process Heating_E6 | F2 | Industrial | Instruments | Existing | Process | Natural Gas | Process Heating | E6 | Participant - Cost of Operation | 0 | 0 | 0 | 0 | 0 | 0 | 0 | 0 | 0 | 0 | 0 | 0 | 0 | 0 | 0 | 0 | 0 | 0 | 0 | 0 | 0 | 0 | 0 | 0 | 0 | 0 | 0 | 0 | 0 | 0
F2_Industrial_Instruments_Existing_Process_Natural Gas_Process Heating_E7 | F2 | Industrial | Instruments | Existing | Process | Natural Gas | Process Heating | E7 | Participant - Cost of Operation | 0 | 0 | 0 | 0 | 0 | 0 | 0 | 0 | 0 | 0 | 0 | 0 | 0 | 0 | 0 | 0 | 0 | 0 | 0 | 0 | 0 | 0 | 0 | 0 | 0 | 0 | 0 | 0 | 0 | 0
F2_Industrial_Instruments_Existing_Process_Natural Gas_Process Heating_E8 | F2 | Industrial | Instruments | Existing | Process | Natural Gas | Process Heating | E8 | Participant - Cost of Operation | 0 | 0 | 0 | 0 | 0 | 0 | 0 | 0 | 0 | 0 | 0 | 0 | 0 | 0 | 0 | 0 | 0 | 0 | 0 | 0 | 0 | 0 | 0 | 0 | 0 | 0 | 0 | 0 | 0 | 0
F2_Industrial_Instruments_Existing_Process_Natural Gas_Process Heating_E9 | F2 | Industrial | Instruments | Existing | Process | Natural Gas | Process Heating | E9 | Participant - Cost of Operation | 0 | 0 | 0 | 0 | 0 | 0 | 0 | 0 | 0 | 0 | 0 | 0 | 0 | 0 | 0 | 0 | 0 | 0 | 0 | 0 | 0 | 0 | 0 | 0 | 0 | 0 | 0 | 0 | 0 | 0
F2_Industrial_Instruments_Existing_Process_Natural Gas_Process Heating_E10 | F2 | Industrial | Instruments | Existing | Process | Natural Gas | Process Heating | E10 | Participant - Cost of Operation | 0 | 0 | 0 | 0 | 0 | 0 | 0 | 0 | 0 | 0 | 0 | 0 | 0 | 0 | 0 | 0 | 0 | 0 | 0 | 0 | 0 | 0 | 0 | 0 | 0 | 0 | 0 | 0 | 0 | 0
F3_Industrial_Instruments_Existing_Process_Natural Gas_Process Heating_E1 | F3 | Industrial | Instruments | Existing | Process | Natural Gas | Process Heating | E1 | System - kBTUs of Conusmption | 3874.6024 | 3874.6024 | 3874.6024 | 3874.6024 | 3874.6024 | 3874.6024 | 3874.6024 | 3874.6024 | 3874.6024 | 3874.6024 | 3874.6024 | 3874.6024 | 3874.6024 | 3874.6024 | 3874.6024 | 3874.6024 | 3874.6024 | 3874.6024 | 3874.6024 | 3874.6024 | 3874.6024 | 3874.6024 | 0 | 0 | 0 | 0 | 0 | 0 | 0 | 0
F3_Industrial_Instruments_Existing_Process_Natural Gas_Process Heating_E2 | F3 | Industrial | Instruments | Existing | Process | Natural Gas | Process Heating | E2 | System - kBTUs of Conusmption | 0 | 0 | 0 | 0 | 0 | 0 | 0 | 0 | 0 | 0 | 0 | 0 | 0 | 0 | 0 | 0 | 0 | 0 | 0 | 0 | 0 | 0 | 0 | 0 | 0 | 0 | 0 | 0 | 0 | 0
F3_Industrial_Instruments_Existing_Process_Natural Gas_Process Heating_E3 | F3 | Industrial | Instruments | Existing | Process | Natural Gas | Process Heating | E3 | System - kBTUs of Conusmption | 0 | 0 | 0 | 0 | 0 | 0 | 0 | 0 | 0 | 0 | 0 | 0 | 0 | 0 | 0 | 0 | 0 | 0 | 0 | 0 | 0 | 0 | 0 | 0 | 0 | 0 | 0 | 0 | 0 | 0
F3_Industrial_Instruments_Existing_Process_Natural Gas_Process Heating_E4 | F3 | Industrial | Instruments | Existing | Process | Natural Gas | Process Heating | E4 | System - kBTUs of Conusmption | 0 | 0 | 0 | 0 | 0 | 0 | 0 | 0 | 0 | 0 | 0 | 0 | 0 | 0 | 0 | 0 | 0 | 0 | 0 | 0 | 0 | 0 | 0 | 0 | 0 | 0 | 0 | 0 | 0 | 0
F3_Industrial_Instruments_Existing_Process_Natural Gas_Process Heating_E5 | F3 | Industrial | Instruments | Existing | Process | Natural Gas | Process Heating | E5 | System - kBTUs of Conusmption | 0 | 0 | 0 | 0 | 0 | 0 | 0 | 0 | 0 | 0 | 0 | 0 | 0 | 0 | 0 | 0 | 0 | 0 | 0 | 0 | 0 | 0 | 0 | 0 | 0 | 0 | 0 | 0 | 0 | 0
F3_Industrial_Instruments_Existing_Process_Natural Gas_Process Heating_E6 | F3 | Industrial | Instruments | Existing | Process | Natural Gas | Process Heating | E6 | System - kBTUs of Conusmption | 0 | 0 | 0 | 0 | 0 | 0 | 0 | 0 | 0 | 0 | 0 | 0 | 0 | 0 | 0 | 0 | 0 | 0 | 0 | 0 | 0 | 0 | 0 | 0 | 0 | 0 | 0 | 0 | 0 | 0
F3_Industrial_Instruments_Existing_Process_Natural Gas_Process Heating_E7 | F3 | Industrial | Instruments | Existing | Process | Natural Gas | Process Heating | E7 | System - kBTUs of Conusmption | 0 | 0 | 0 | 0 | 0 | 0 | 0 | 0 | 0 | 0 | 0 | 0 | 0 | 0 | 0 | 0 | 0 | 0 | 0 | 0 | 0 | 0 | 0 | 0 | 0 | 0 | 0 | 0 | 0 | 0
F3_Industrial_Instruments_Existing_Process_Natural Gas_Process Heating_E8 | F3 | Industrial | Instruments | Existing | Process | Natural Gas | Process Heating | E8 | System - kBTUs of Conusmption | 0 | 0 | 0 | 0 | 0 | 0 | 0 | 0 | 0 | 0 | 0 | 0 | 0 | 0 | 0 | 0 | 0 | 0 | 0 | 0 | 0 | 0 | 0 | 0 | 0 | 0 | 0 | 0 | 0 | 0
F3_Industrial_Instruments_Existing_Process_Natural Gas_Process Heating_E9 | F3 | Industrial | Instruments | Existing | Process | Natural Gas | Process Heating | E9 | System - kBTUs of Conusmption | 0 | 0 | 0 | 0 | 0 | 0 | 0 | 0 | 0 | 0 | 0 | 0 | 0 | 0 | 0 | 0 | 0 | 0 | 0 | 0 | 0 | 0 | 0 | 0 | 0 | 0 | 0 | 0 | 0 | 0
F3_Industrial_Instruments_Existing_Process_Natural Gas_Process Heating_E10 | F3 | Industrial | Instruments | Existing | Process | Natural Gas | Process Heating | E10 | System - kBTUs of Conusmption | 0 | 0 | 0 | 0 | 0 | 0 | 0 | 0 | 0 | 0 | 0 | 0 | 0 | 0 | 0 | 0 | 0 | 0 | 0 | 0 | 0 | 0 | 0 | 0 | 0 | 0 | 0 | 0 | 0 | 0
F4_Industrial_Instruments_Existing_Process_Natural Gas_Process Heating_E1 | F4 | Industrial | Instruments | Existing | Process | Natural Gas | Process Heating | E1 | Utility - Cost of Equipment | 8.8877 | 8.8877 | 8.8877 | 8.8877 | 8.8877 | 8.8877 | 8.8877 | 8.8877 | 8.8877 | 8.8877 | 8.8877 | 8.8877 | 8.8877 | 8.8877 | 8.8877 | 8.8877 | 8.8877 | 8.8877 | 8.8877 | 8.8877 | 8.8877 | 8.8877 | 0 | 0 | 0 | 0 | 0 | 0 | 0 | 0
F4_Industrial_Instruments_Existing_Process_Natural Gas_Process Heating_E2 | F4 | Industrial | Instruments | Existing | Process | Natural Gas | Process Heating | E2 | Utility - Cost of Equipment | 0 | 0 | 0 | 0 | 0 | 0 | 0 | 0 | 0 | 0 | 0 | 0 | 0 | 0 | 0 | 0 | 0 | 0 | 0 | 0 | 0 | 0 | 0 | 0 | 0 | 0 | 0 | 0 | 0 | 0
F4_Industrial_Instruments_Existing_Process_Natural Gas_Process Heating_E3 | F4 | Industrial | Instruments | Existing | Process | Natural Gas | Process Heating | E3 | Utility - Cost of Equipment | 0 | 0 | 0 | 0 | 0 | 0 | 0 | 0 | 0 | 0 | 0 | 0 | 0 | 0 | 0 | 0 | 0 | 0 | 0 | 0 | 0 | 0 | 0 | 0 | 0 | 0 | 0 | 0 | 0 | 0
F4_Industrial_Instruments_Existing_Process_Natural Gas_Process Heating_E4 | F4 | Industrial | Instruments | Existing | Process | Natural Gas | Process Heating | E4 | Utility - Cost of Equipment | 0 | 0 | 0 | 0 | 0 | 0 | 0 | 0 | 0 | 0 | 0 | 0 | 0 | 0 | 0 | 0 | 0 | 0 | 0 | 0 | 0 | 0 | 0 | 0 | 0 | 0 | 0 | 0 | 0 | 0
F4_Industrial_Instruments_Existing_Process_Natural Gas_Process Heating_E5 | F4 | Industrial | Instruments | Existing | Process | Natural Gas | Process Heating | E5 | Utility - Cost of Equipment | 0 | 0 | 0 | 0 | 0 | 0 | 0 | 0 | 0 | 0 | 0 | 0 | 0 | 0 | 0 | 0 | 0 | 0 | 0 | 0 | 0 | 0 | 0 | 0 | 0 | 0 | 0 | 0 | 0 | 0
F4_Industrial_Instruments_Existing_Process_Natural Gas_Process Heating_E6 | F4 | Industrial | Instruments | Existing | Process | Natural Gas | Process Heating | E6 | Utility - Cost of Equipment | 0 | 0 | 0 | 0 | 0 | 0 | 0 | 0 | 0 | 0 | 0 | 0 | 0 | 0 | 0 | 0 | 0 | 0 | 0 | 0 | 0 | 0 | 0 | 0 | 0 | 0 | 0 | 0 | 0 | 0
F4_Industrial_Instruments_Existing_Process_Natural Gas_Process Heating_E7 | F4 | Industrial | Instruments | Existing | Process | Natural Gas | Process Heating | E7 | Utility - Cost of Equipment | 0 | 0 | 0 | 0 | 0 | 0 | 0 | 0 | 0 | 0 | 0 | 0 | 0 | 0 | 0 | 0 | 0 | 0 | 0 | 0 | 0 | 0 | 0 | 0 | 0 | 0 | 0 | 0 | 0 | 0
F4_Industrial_Instruments_Existing_Process_Natural Gas_Process Heating_E8 | F4 | Industrial | Instruments | Existing | Process | Natural Gas | Process Heating | E8 | Utility - Cost of Equipment | 0 | 0 | 0 | 0 | 0 | 0 | 0 | 0 | 0 | 0 | 0 | 0 | 0 | 0 | 0 | 0 | 0 | 0 | 0 | 0 | 0 | 0 | 0 | 0 | 0 | 0 | 0 | 0 | 0 | 0
F4_Industrial_Instruments_Existing_Process_Natural Gas_Process Heating_E9 | F4 | Industrial | Instruments | Existing | Process | Natural Gas | Process Heating | E9 | Utility - Cost of Equipment | 0 | 0 | 0 | 0 | 0 | 0 | 0 | 0 | 0 | 0 | 0 | 0 | 0 | 0 | 0 | 0 | 0 | 0 | 0 | 0 | 0 | 0 | 0 | 0 | 0 | 0 | 0 | 0 | 0 | 0
F4_Industrial_Instruments_Existing_Process_Natural Gas_Process Heating_E10 | F4 | Industrial | Instruments | Existing | Process | Natural Gas | Process Heating | E10 | Utility - Cost of Equipment | 0 | 0 | 0 | 0 | 0 | 0 | 0 | 0 | 0 | 0 | 0 | 0 | 0 | 0 | 0 | 0 | 0 | 0 | 0 | 0 | 0 | 0 | 0 | 0 | 0 | 0 | 0 | 0 | 0 | 0
F5_Industrial_Instruments_Existing_Process_Natural Gas_Process Heating_E1 | F5 | Industrial | Instruments | Existing | Process | Natural Gas | Process Heating | E1 | Utility - Cost of Operation | 20.8884 | 22.8356 | 22.9922 | 23.1478 | 22.502 | 21.8165 | 21.0792 | 20.4531 | 19.8134 | 19.3523 | 18.868 | 18.3926 | 17.9161 | 17.4626 | 17.0063 | 16.5478 | 16.1055 | 15.6878 | 15.2751 | 14.9088 | 14.5619 | 14.223 | 0 | 0 | 0 | 0 | 0 | 0 | 0 | 0
F5_Industrial_Instruments_Existing_Process_Natural Gas_Process Heating_E2 | F5 | Industrial | Instruments | Existing | Process | Natural Gas | Process Heating | E2 | Utility - Cost of Operation | 0 | 0 | 0 | 0 | 0 | 0 | 0 | 0 | 0 | 0 | 0 | 0 | 0 | 0 | 0 | 0 | 0 | 0 | 0 | 0 | 0 | 0 | 0 | 0 | 0 | 0 | 0 | 0 | 0 | 0
F5_Industrial_Instruments_Existing_Process_Natural Gas_Process Heating_E3 | F5 | Industrial | Instruments | Existing | Process | Natural Gas | Process Heating | E3 | Utility - Cost of Operation | 0 | 0 | 0 | 0 | 0 | 0 | 0 | 0 | 0 | 0 | 0 | 0 | 0 | 0 | 0 | 0 | 0 | 0 | 0 | 0 | 0 | 0 | 0 | 0 | 0 | 0 | 0 | 0 | 0 | 0
F5_Industrial_Instruments_Existing_Process_Natural Gas_Process Heating_E4 | F5 | Industrial | Instruments | Existing | Process | Natural Gas | Process Heating | E4 | Utility - Cost of Operation | 0 | 0 | 0 | 0 | 0 | 0 | 0 | 0 | 0 | 0 | 0 | 0 | 0 | 0 | 0 | 0 | 0 | 0 | 0 | 0 | 0 | 0 | 0 | 0 | 0 | 0 | 0 | 0 | 0 | 0
F5_Industrial_Instruments_Existing_Process_Natural Gas_Process Heating_E5 | F5 | Industrial | Instruments | Existing | Process | Natural Gas | Process Heating | E5 | Utility - Cost of Operation | 0 | 0 | 0 | 0 | 0 | 0 | 0 | 0 | 0 | 0 | 0 | 0 | 0 | 0 | 0 | 0 | 0 | 0 | 0 | 0 | 0 | 0 | 0 | 0 | 0 | 0 | 0 | 0 | 0 | 0
F5_Industrial_Instruments_Existing_Process_Natural Gas_Process Heating_E6 | F5 | Industrial | Instruments | Existing | Process | Natural Gas | Process Heating | E6 | Utility - Cost of Operation | 0 | 0 | 0 | 0 | 0 | 0 | 0 | 0 | 0 | 0 | 0 | 0 | 0 | 0 | 0 | 0 | 0 | 0 | 0 | 0 | 0 | 0 | 0 | 0 | 0 | 0 | 0 | 0 | 0 | 0
F5_Industrial_Instruments_Existing_Process_Natural Gas_Process Heating_E7 | F5 | Industrial | Instruments | Existing | Process | Natural Gas | Process Heating | E7 | Utility - Cost of Operation | 0 | 0 | 0 | 0 | 0 | 0 | 0 | 0 | 0 | 0 | 0 | 0 | 0 | 0 | 0 | 0 | 0 | 0 | 0 | 0 | 0 | 0 | 0 | 0 | 0 | 0 | 0 | 0 | 0 | 0
F5_Industrial_Instruments_Existing_Process_Natural Gas_Process Heating_E8 | F5 | Industrial | Instruments | Existing | Process | Natural Gas | Process Heating | E8 | Utility - Cost of Operation | 0 | 0 | 0 | 0 | 0 | 0 | 0 | 0 | 0 | 0 | 0 | 0 | 0 | 0 | 0 | 0 | 0 | 0 | 0 | 0 | 0 | 0 | 0 | 0 | 0 | 0 | 0 | 0 | 0 | 0
F5_Industrial_Instruments_Existing_Process_Natural Gas_Process Heating_E9 | F5 | Industrial | Instruments | Existing | Process | Natural Gas | Process Heating | E9 | Utility - Cost of Operation | 0 | 0 | 0 | 0 | 0 | 0 | 0 | 0 | 0 | 0 | 0 | 0 | 0 | 0 | 0 | 0 | 0 | 0 | 0 | 0 | 0 | 0 | 0 | 0 | 0 | 0 | 0 | 0 | 0 | 0
F5_Industrial_Instruments_Existing_Process_Natural Gas_Process Heating_E10 | F5 | Industrial | Instruments | Existing | Process | Natural Gas | Process Heating | E10 | Utility - Cost of Operation | 0 | 0 | 0 | 0 | 0 | 0 | 0 | 0 | 0 | 0 | 0 | 0 | 0 | 0 | 0 | 0 | 0 | 0 | 0 | 0 | 0 | 0 | 0 | 0 | 0 | 0 | 0 | 0 | 0 | 0
F6_Industrial_Instruments_Existing_Process_Natural Gas_Process Heating_E1 | F6 | Industrial | Instruments | Existing | Process | Natural Gas | Process Heating | E1 | Utility - Value of Sales | 25.0257 | 27.3585 | 27.5462 | 27.7326 | 26.9589 | 26.1376 | 25.2542 | 24.5041 | 23.7377 | 23.1853 | 22.6051 | 22.0356 | 21.4647 | 20.9214 | 20.3746 | 19.8254 | 19.2954 | 18.795 | 18.3005 | 17.8617 | 17.4461 | 17.0401 | 0 | 0 | 0 | 0 | 0 | 0 | 0 | 0
F6_Industrial_Instruments_Existing_Process_Natural Gas_Process Heating_E2 | F6 | Industrial | Instruments | Existing | Process | Natural Gas | Process Heating | E2 | Utility - Value of Sales | 0 | 0 | 0 | 0 | 0 | 0 | 0 | 0 | 0 | 0 | 0 | 0 | 0 | 0 | 0 | 0 | 0 | 0 | 0 | 0 | 0 | 0 | 0 | 0 | 0 | 0 | 0 | 0 | 0 | 0
F6_Industrial_Instruments_Existing_Process_Natural Gas_Process Heating_E3 | F6 | Industrial | Instruments | Existing | Process | Natural Gas | Process Heating | E3 | Utility - Value of Sales | 0 | 0 | 0 | 0 | 0 | 0 | 0 | 0 | 0 | 0 | 0 | 0 | 0 | 0 | 0 | 0 | 0 | 0 | 0 | 0 | 0 | 0 | 0 | 0 | 0 | 0 | 0 | 0 | 0 | 0
F6_Industrial_Instruments_Existing_Process_Natural Gas_Process Heating_E4 | F6 | Industrial | Instruments | Existing | Process | Natural Gas | Process Heating | E4 | Utility - Value of Sales | 0 | 0 | 0 | 0 | 0 | 0 | 0 | 0 | 0 | 0 | 0 | 0 | 0 | 0 | 0 | 0 | 0 | 0 | 0 | 0 | 0 | 0 | 0 | 0 | 0 | 0 | 0 | 0 | 0 | 0
F6_Industrial_Instruments_Existing_Process_Natural Gas_Process Heating_E5 | F6 | Industrial | Instruments | Existing | Process | Natural Gas | Process Heating | E5 | Utility - Value of Sales | 0 | 0 | 0 | 0 | 0 | 0 | 0 | 0 | 0 | 0 | 0 | 0 | 0 | 0 | 0 | 0 | 0 | 0 | 0 | 0 | 0 | 0 | 0 | 0 | 0 | 0 | 0 | 0 | 0 | 0
F6_Industrial_Instruments_Existing_Process_Natural Gas_Process Heating_E6 | F6 | Industrial | Instruments | Existing | Process | Natural Gas | Process Heating | E6 | Utility - Value of Sales | 0 | 0 | 0 | 0 | 0 | 0 | 0 | 0 | 0 | 0 | 0 | 0 | 0 | 0 | 0 | 0 | 0 | 0 | 0 | 0 | 0 | 0 | 0 | 0 | 0 | 0 | 0 | 0 | 0 | 0
F6_Industrial_Instruments_Existing_Process_Natural Gas_Process Heating_E7 | F6 | Industrial | Instruments | Existing | Process | Natural Gas | Process Heating | E7 | Utility - Value of Sales | 0 | 0 | 0 | 0 | 0 | 0 | 0 | 0 | 0 | 0 | 0 | 0 | 0 | 0 | 0 | 0 | 0 | 0 | 0 | 0 | 0 | 0 | 0 | 0 | 0 | 0 | 0 | 0 | 0 | 0
F6_Industrial_Instruments_Existing_Process_Natural Gas_Process Heating_E8 | F6 | Industrial | Instruments | Existing | Process | Natural Gas | Process Heating | E8 | Utility - Value of Sales | 0 | 0 | 0 | 0 | 0 | 0 | 0 | 0 | 0 | 0 | 0 | 0 | 0 | 0 | 0 | 0 | 0 | 0 | 0 | 0 | 0 | 0 | 0 | 0 | 0 | 0 | 0 | 0 | 0 | 0
F6_Industrial_Instruments_Existing_Process_Natural Gas_Process Heating_E9 | F6 | Industrial | Instruments | Existing | Process | Natural Gas | Process Heating | E9 | Utility - Value of Sales | 0 | 0 | 0 | 0 | 0 | 0 | 0 | 0 | 0 | 0 | 0 | 0 | 0 | 0 | 0 | 0 | 0 | 0 | 0 | 0 | 0 | 0 | 0 | 0 | 0 | 0 | 0 | 0 | 0 | 0
F6_Industrial_Instruments_Existing_Process_Natural Gas_Process Heating_E10 | F6 | Industrial | Instruments | Existing | Process | Natural Gas | Process Heating | E10 | Utility - Value of Sales | 0 | 0 | 0 | 0 | 0 | 0 | 0 | 0 | 0 | 0 | 0 | 0 | 0 | 0 | 0 | 0 | 0 | 0 | 0 | 0 | 0 | 0 | 0 | 0 | 0 | 0 | 0 | 0 | 0 | 0
F1_Industrial_Instruments_Existing_Process_Natural Gas_Process Cooling_E1 | F1 | Industrial | Instruments | Existing | Process | Natural Gas | Process Cooling | E1 | Participant - Cost of Equipment | 0.07984 | 0.07984 | 0.07984 | 0.07984 | 0.07984 | 0.07984 | 0.07984 | 0.07984 | 0.07984 | 0.07984 | 0.07984 | 0.07984 | 0.07984 | 0.07984 | 0.07984 | 0.07984 | 0.07984 | 0.07984 | 0.07984 | 0.07984 | 0.07984 | 0.07984 | 0 | 0 | 0 | 0 | 0 | 0 | 0 | 0
F1_Industrial_Instruments_Existing_Process_Natural Gas_Process Cooling_E2 | F1 | Industrial | Instruments | Existing | Process | Natural Gas | Process Cooling | E2 | Participant - Cost of Equipment | 0 | 0 | 0 | 0 | 0 | 0 | 0 | 0 | 0 | 0 | 0 | 0 | 0 | 0 | 0 | 0 | 0 | 0 | 0 | 0 | 0 | 0 | 0 | 0 | 0 | 0 | 0 | 0 | 0 | 0
F1_Industrial_Instruments_Existing_Process_Natural Gas_Process Cooling_E3 | F1 | Industrial | Instruments | Existing | Process | Natural Gas | Process Cooling | E3 | Participant - Cost of Equipment | 0 | 0 | 0 | 0 | 0 | 0 | 0 | 0 | 0 | 0 | 0 | 0 | 0 | 0 | 0 | 0 | 0 | 0 | 0 | 0 | 0 | 0 | 0 | 0 | 0 | 0 | 0 | 0 | 0 | 0
F1_Industrial_Instruments_Existing_Process_Natural Gas_Process Cooling_E4 | F1 | Industrial | Instruments | Existing | Process | Natural Gas | Process Cooling | E4 | Participant - Cost of Equipment | 0 | 0 | 0 | 0 | 0 | 0 | 0 | 0 | 0 | 0 | 0 | 0 | 0 | 0 | 0 | 0 | 0 | 0 | 0 | 0 | 0 | 0 | 0 | 0 | 0 | 0 | 0 | 0 | 0 | 0
F1_Industrial_Instruments_Existing_Process_Natural Gas_Process Cooling_E5 | F1 | Industrial | Instruments | Existing | Process | Natural Gas | Process Cooling | E5 | Participant - Cost of Equipment | 0 | 0 | 0 | 0 | 0 | 0 | 0 | 0 | 0 | 0 | 0 | 0 | 0 | 0 | 0 | 0 | 0 | 0 | 0 | 0 | 0 | 0 | 0 | 0 | 0 | 0 | 0 | 0 | 0 | 0
F1_Industrial_Instruments_Existing_Process_Natural Gas_Process Cooling_E6 | F1 | Industrial | Instruments | Existing | Process | Natural Gas | Process Cooling | E6 | Participant - Cost of Equipment | 0 | 0 | 0 | 0 | 0 | 0 | 0 | 0 | 0 | 0 | 0 | 0 | 0 | 0 | 0 | 0 | 0 | 0 | 0 | 0 | 0 | 0 | 0 | 0 | 0 | 0 | 0 | 0 | 0 | 0
F1_Industrial_Instruments_Existing_Process_Natural Gas_Process Cooling_E7 | F1 | Industrial | Instruments | Existing | Process | Natural Gas | Process Cooling | E7 | Participant - Cost of Equipment | 0 | 0 | 0 | 0 | 0 | 0 | 0 | 0 | 0 | 0 | 0 | 0 | 0 | 0 | 0 | 0 | 0 | 0 | 0 | 0 | 0 | 0 | 0 | 0 | 0 | 0 | 0 | 0 | 0 | 0
F1_Industrial_Instruments_Existing_Process_Natural Gas_Process Cooling_E8 | F1 | Industrial | Instruments | Existing | Process | Natural Gas | Process Cooling | E8 | Participant - Cost of Equipment | 0 | 0 | 0 | 0 | 0 | 0 | 0 | 0 | 0 | 0 | 0 | 0 | 0 | 0 | 0 | 0 | 0 | 0 | 0 | 0 | 0 | 0 | 0 | 0 | 0 | 0 | 0 | 0 | 0 | 0
F1_Industrial_Instruments_Existing_Process_Natural Gas_Process Cooling_E9 | F1 | Industrial | Instruments | Existing | Process | Natural Gas | Process Cooling | E9 | Participant - Cost of Equipment | 0 | 0 | 0 | 0 | 0 | 0 | 0 | 0 | 0 | 0 | 0 | 0 | 0 | 0 | 0 | 0 | 0 | 0 | 0 | 0 | 0 | 0 | 0 | 0 | 0 | 0 | 0 | 0 | 0 | 0
F1_Industrial_Instruments_Existing_Process_Natural Gas_Process Cooling_E10 | F1 | Industrial | Instruments | Existing | Process | Natural Gas | Process Cooling | E10 | Participant - Cost of Equipment | 0 | 0 | 0 | 0 | 0 | 0 | 0 | 0 | 0 | 0 | 0 | 0 | 0 | 0 | 0 | 0 | 0 | 0 | 0 | 0 | 0 | 0 | 0 | 0 | 0 | 0 | 0 | 0 | 0 | 0
F2_Industrial_Instruments_Existing_Process_Natural Gas_Process Cooling_E1 | F2 | Industrial | Instruments | Existing | Process | Natural Gas | Process Cooling | E1 | Participant - Cost of Operation | 0.22481 | 0.24577 | 0.24745 | 0.24913 | 0.24218 | 0.2348 | 0.22686 | 0.22013 | 0.21324 | 0.20828 | 0.20307 | 0.19795 | 0.19282 | 0.18794 | 0.18303 | 0.1781 | 0.17333 | 0.16884 | 0.1644 | 0.16046 | 0.15672 | 0.15307 | 0 | 0 | 0 | 0 | 0 | 0 | 0 | 0
F2_Industrial_Instruments_Existing_Process_Natural Gas_Process Cooling_E2 | F2 | Industrial | Instruments | Existing | Process | Natural Gas | Process Cooling | E2 | Participant - Cost of Operation | 0 | 0 | 0 | 0 | 0 | 0 | 0 | 0 | 0 | 0 | 0 | 0 | 0 | 0 | 0 | 0 | 0 | 0 | 0 | 0 | 0 | 0 | 0 | 0 | 0 | 0 | 0 | 0 | 0 | 0
F2_Industrial_Instruments_Existing_Process_Natural Gas_Process Cooling_E3 | F2 | Industrial | Instruments | Existing | Process | Natural Gas | Process Cooling | E3 | Participant - Cost of Operation | 0 | 0 | 0 | 0 | 0 | 0 | 0 | 0 | 0 | 0 | 0 | 0 | 0 | 0 | 0 | 0 | 0 | 0 | 0 | 0 | 0 | 0 | 0 | 0 | 0 | 0 | 0 | 0 | 0 | 0
F2_Industrial_Instruments_Existing_Process_Natural Gas_Process Cooling_E4 | F2 | Industrial | Instruments | Existing | Process | Natural Gas | Process Cooling | E4 | Participant - Cost of Operation | 0 | 0 | 0 | 0 | 0 | 0 | 0 | 0 | 0 | 0 | 0 | 0 | 0 | 0 | 0 | 0 | 0 | 0 | 0 | 0 | 0 | 0 | 0 | 0 | 0 | 0 | 0 | 0 | 0 | 0
F2_Industrial_Instruments_Existing_Process_Natural Gas_Process Cooling_E5 | F2 | Industrial | Instruments | Existing | Process | Natural Gas | Process Cooling | E5 | Participant - Cost of Operation | 0 | 0 | 0 | 0 | 0 | 0 | 0 | 0 | 0 | 0 | 0 | 0 | 0 | 0 | 0 | 0 | 0 | 0 | 0 | 0 | 0 | 0 | 0 | 0 | 0 | 0 | 0 | 0 | 0 | 0
F2_Industrial_Instruments_Existing_Process_Natural Gas_Process Cooling_E6 | F2 | Industrial | Instruments | Existing | Process | Natural Gas | Process Cooling | E6 | Participant - Cost of Operation | 0 | 0 | 0 | 0 | 0 | 0 | 0 | 0 | 0 | 0 | 0 | 0 | 0 | 0 | 0 | 0 | 0 | 0 | 0 | 0 | 0 | 0 | 0 | 0 | 0 | 0 | 0 | 0 | 0 | 0
F2_Industrial_Instruments_Existing_Process_Natural Gas_Process Cooling_E7 | F2 | Industrial | Instruments | Existing | Process | Natural Gas | Process Cooling | E7 | Participant - Cost of Operation | 0 | 0 | 0 | 0 | 0 | 0 | 0 | 0 | 0 | 0 | 0 | 0 | 0 | 0 | 0 | 0 | 0 | 0 | 0 | 0 | 0 | 0 | 0 | 0 | 0 | 0 | 0 | 0 | 0 | 0
F2_Industrial_Instruments_Existing_Process_Natural Gas_Process Cooling_E8 | F2 | Industrial | Instruments | Existing | Process | Natural Gas | Process Cooling | E8 | Participant - Cost of Operation | 0 | 0 | 0 | 0 | 0 | 0 | 0 | 0 | 0 | 0 | 0 | 0 | 0 | 0 | 0 | 0 | 0 | 0 | 0 | 0 | 0 | 0 | 0 | 0 | 0 | 0 | 0 | 0 | 0 | 0
F2_Industrial_Instruments_Existing_Process_Natural Gas_Process Cooling_E9 | F2 | Industrial | Instruments | Existing | Process | Natural Gas | Process Cooling | E9 | Participant - Cost of Operation | 0 | 0 | 0 | 0 | 0 | 0 | 0 | 0 | 0 | 0 | 0 | 0 | 0 | 0 | 0 | 0 | 0 | 0 | 0 | 0 | 0 | 0 | 0 | 0 | 0 | 0 | 0 | 0 | 0 | 0
F2_Industrial_Instruments_Existing_Process_Natural Gas_Process Cooling_E10 | F2 | Industrial | Instruments | Existing | Process | Natural Gas | Process Cooling | E10 | Participant - Cost of Operation | 0 | 0 | 0 | 0 | 0 | 0 | 0 | 0 | 0 | 0 | 0 | 0 | 0 | 0 | 0 | 0 | 0 | 0 | 0 | 0 | 0 | 0 | 0 | 0 | 0 | 0 | 0 | 0 | 0 | 0
F3_Industrial_Instruments_Existing_Process_Natural Gas_Process Cooling_E1 | F3 | Industrial | Instruments | Existing | Process | Natural Gas | Process Cooling | E1 | System - kBTUs of Conusmption | 34.8063 | 34.8063 | 34.8063 | 34.8063 | 34.8063 | 34.8063 | 34.8063 | 34.8063 | 34.8063 | 34.8063 | 34.8063 | 34.8063 | 34.8063 | 34.8063 | 34.8063 | 34.8063 | 34.8063 | 34.8063 | 34.8063 | 34.8063 | 34.8063 | 34.8063 | 0 | 0 | 0 | 0 | 0 | 0 | 0 | 0
F3_Industrial_Instruments_Existing_Process_Natural Gas_Process Cooling_E2 | F3 | Industrial | Instruments | Existing | Process | Natural Gas | Process Cooling | E2 | System - kBTUs of Conusmption | 0 | 0 | 0 | 0 | 0 | 0 | 0 | 0 | 0 | 0 | 0 | 0 | 0 | 0 | 0 | 0 | 0 | 0 | 0 | 0 | 0 | 0 | 0 | 0 | 0 | 0 | 0 | 0 | 0 | 0
F3_Industrial_Instruments_Existing_Process_Natural Gas_Process Cooling_E3 | F3 | Industrial | Instruments | Existing | Process | Natural Gas | Process Cooling | E3 | System - kBTUs of Conusmption | 0 | 0 | 0 | 0 | 0 | 0 | 0 | 0 | 0 | 0 | 0 | 0 | 0 | 0 | 0 | 0 | 0 | 0 | 0 | 0 | 0 | 0 | 0 | 0 | 0 | 0 | 0 | 0 | 0 | 0
F3_Industrial_Instruments_Existing_Process_Natural Gas_Process Cooling_E4 | F3 | Industrial | Instruments | Existing | Process | Natural Gas | Process Cooling | E4 | System - kBTUs of Conusmption | 0 | 0 | 0 | 0 | 0 | 0 | 0 | 0 | 0 | 0 | 0 | 0 | 0 | 0 | 0 | 0 | 0 | 0 | 0 | 0 | 0 | 0 | 0 | 0 | 0 | 0 | 0 | 0 | 0 | 0
F3_Industrial_Instruments_Existing_Process_Natural Gas_Process Cooling_E5 | F3 | Industrial | Instruments | Existing | Process | Natural Gas | Process Cooling | E5 | System - kBTUs of Conusmption | 0 | 0 | 0 | 0 | 0 | 0 | 0 | 0 | 0 | 0 | 0 | 0 | 0 | 0 | 0 | 0 | 0 | 0 | 0 | 0 | 0 | 0 | 0 | 0 | 0 | 0 | 0 | 0 | 0 | 0
F3_Industrial_Instruments_Existing_Process_Natural Gas_Process Cooling_E6 | F3 | Industrial | Instruments | Existing | Process | Natural Gas | Process Cooling | E6 | System - kBTUs of Conusmption | 0 | 0 | 0 | 0 | 0 | 0 | 0 | 0 | 0 | 0 | 0 | 0 | 0 | 0 | 0 | 0 | 0 | 0 | 0 | 0 | 0 | 0 | 0 | 0 | 0 | 0 | 0 | 0 | 0 | 0
F3_Industrial_Instruments_Existing_Process_Natural Gas_Process Cooling_E7 | F3 | Industrial | Instruments | Existing | Process | Natural Gas | Process Cooling | E7 | System - kBTUs of Conusmption | 0 | 0 | 0 | 0 | 0 | 0 | 0 | 0 | 0 | 0 | 0 | 0 | 0 | 0 | 0 | 0 | 0 | 0 | 0 | 0 | 0 | 0 | 0 | 0 | 0 | 0 | 0 | 0 | 0 | 0
F3_Industrial_Instruments_Existing_Process_Natural Gas_Process Cooling_E8 | F3 | Industrial | Instruments | Existing | Process | Natural Gas | Process Cooling | E8 | System - kBTUs of Conusmption | 0 | 0 | 0 | 0 | 0 | 0 | 0 | 0 | 0 | 0 | 0 | 0 | 0 | 0 | 0 | 0 | 0 | 0 | 0 | 0 | 0 | 0 | 0 | 0 | 0 | 0 | 0 | 0 | 0 | 0
F3_Industrial_Instruments_Existing_Process_Natural Gas_Process Cooling_E9 | F3 | Industrial | Instruments | Existing | Process | Natural Gas | Process Cooling | E9 | System - kBTUs of Conusmption | 0 | 0 | 0 | 0 | 0 | 0 | 0 | 0 | 0 | 0 | 0 | 0 | 0 | 0 | 0 | 0 | 0 | 0 | 0 | 0 | 0 | 0 | 0 | 0 | 0 | 0 | 0 | 0 | 0 | 0
F3_Industrial_Instruments_Existing_Process_Natural Gas_Process Cooling_E10 | F3 | Industrial | Instruments | Existing | Process | Natural Gas | Process Cooling | E10 | System - kBTUs of Conusmption | 0 | 0 | 0 | 0 | 0 | 0 | 0 | 0 | 0 | 0 | 0 | 0 | 0 | 0 | 0 | 0 | 0 | 0 | 0 | 0 | 0 | 0 | 0 | 0 | 0 | 0 | 0 | 0 | 0 | 0
F4_Industrial_Instruments_Existing_Process_Natural Gas_Process Cooling_E1 | F4 | Industrial | Instruments | Existing | Process | Natural Gas | Process Cooling | E1 | Utility - Cost of Equipment | 0.07984 | 0.07984 | 0.07984 | 0.07984 | 0.07984 | 0.07984 | 0.07984 | 0.07984 | 0.07984 | 0.07984 | 0.07984 | 0.07984 | 0.07984 | 0.07984 | 0.07984 | 0.07984 | 0.07984 | 0.07984 | 0.07984 | 0.07984 | 0.07984 | 0.07984 | 0 | 0 | 0 | 0 | 0 | 0 | 0 | 0
F4_Industrial_Instruments_Existing_Process_Natural Gas_Process Cooling_E2 | F4 | Industrial | Instruments | Existing | Process | Natural Gas | Process Cooling | E2 | Utility - Cost of Equipment | 0 | 0 | 0 | 0 | 0 | 0 | 0 | 0 | 0 | 0 | 0 | 0 | 0 | 0 | 0 | 0 | 0 | 0 | 0 | 0 | 0 | 0 | 0 | 0 | 0 | 0 | 0 | 0 | 0 | 0
F4_Industrial_Instruments_Existing_Process_Natural Gas_Process Cooling_E3 | F4 | Industrial | Instruments | Existing | Process | Natural Gas | Process Cooling | E3 | Utility - Cost of Equipment | 0 | 0 | 0 | 0 | 0 | 0 | 0 | 0 | 0 | 0 | 0 | 0 | 0 | 0 | 0 | 0 | 0 | 0 | 0 | 0 | 0 | 0 | 0 | 0 | 0 | 0 | 0 | 0 | 0 | 0
F4_Industrial_Instruments_Existing_Process_Natural Gas_Process Cooling_E4 | F4 | Industrial | Instruments | Existing | Process | Natural Gas | Process Cooling | E4 | Utility - Cost of Equipment | 0 | 0 | 0 | 0 | 0 | 0 | 0 | 0 | 0 | 0 | 0 | 0 | 0 | 0 | 0 | 0 | 0 | 0 | 0 | 0 | 0 | 0 | 0 | 0 | 0 | 0 | 0 | 0 | 0 | 0
F4_Industrial_Instruments_Existing_Process_Natural Gas_Process Cooling_E5 | F4 | Industrial | Instruments | Existing | Process | Natural Gas | Process Cooling | E5 | Utility - Cost of Equipment | 0 | 0 | 0 | 0 | 0 | 0 | 0 | 0 | 0 | 0 | 0 | 0 | 0 | 0 | 0 | 0 | 0 | 0 | 0 | 0 | 0 | 0 | 0 | 0 | 0 | 0 | 0 | 0 | 0 | 0
F4_Industrial_Instruments_Existing_Process_Natural Gas_Process Cooling_E6 | F4 | Industrial | Instruments | Existing | Process | Natural Gas | Process Cooling | E6 | Utility - Cost of Equipment | 0 | 0 | 0 | 0 | 0 | 0 | 0 | 0 | 0 | 0 | 0 | 0 | 0 | 0 | 0 | 0 | 0 | 0 | 0 | 0 | 0 | 0 | 0 | 0 | 0 | 0 | 0 | 0 | 0 | 0
F4_Industrial_Instruments_Existing_Process_Natural Gas_Process Cooling_E7 | F4 | Industrial | Instruments | Existing | Process | Natural Gas | Process Cooling | E7 | Utility - Cost of Equipment | 0 | 0 | 0 | 0 | 0 | 0 | 0 | 0 | 0 | 0 | 0 | 0 | 0 | 0 | 0 | 0 | 0 | 0 | 0 | 0 | 0 | 0 | 0 | 0 | 0 | 0 | 0 | 0 | 0 | 0
F4_Industrial_Instruments_Existing_Process_Natural Gas_Process Cooling_E8 | F4 | Industrial | Instruments | Existing | Process | Natural Gas | Process Cooling | E8 | Utility - Cost of Equipment | 0 | 0 | 0 | 0 | 0 | 0 | 0 | 0 | 0 | 0 | 0 | 0 | 0 | 0 | 0 | 0 | 0 | 0 | 0 | 0 | 0 | 0 | 0 | 0 | 0 | 0 | 0 | 0 | 0 | 0
F4_Industrial_Instruments_Existing_Process_Natural Gas_Process Cooling_E9 | F4 | Industrial | Instruments | Existing | Process | Natural Gas | Process Cooling | E9 | Utility - Cost of Equipment | 0 | 0 | 0 | 0 | 0 | 0 | 0 | 0 | 0 | 0 | 0 | 0 | 0 | 0 | 0 | 0 | 0 | 0 | 0 | 0 | 0 | 0 | 0 | 0 | 0 | 0 | 0 | 0 | 0 | 0
F4_Industrial_Instruments_Existing_Process_Natural Gas_Process Cooling_E10 | F4 | Industrial | Instruments | Existing | Process | Natural Gas | Process Cooling | E10 | Utility - Cost of Equipment | 0 | 0 | 0 | 0 | 0 | 0 | 0 | 0 | 0 | 0 | 0 | 0 | 0 | 0 | 0 | 0 | 0 | 0 | 0 | 0 | 0 | 0 | 0 | 0 | 0 | 0 | 0 | 0 | 0 | 0
F5_Industrial_Instruments_Existing_Process_Natural Gas_Process Cooling_E1 | F5 | Industrial | Instruments | Existing | Process | Natural Gas | Process Cooling | E1 | Utility - Cost of Operation | 0.18764 | 0.20514 | 0.20654 | 0.20794 | 0.20214 | 0.19598 | 0.18936 | 0.18373 | 0.17799 | 0.17385 | 0.1695 | 0.16522 | 0.16094 | 0.15687 | 0.15277 | 0.14865 | 0.14468 | 0.14093 | 0.13722 | 0.13393 | 0.13081 | 0.12777 | 0 | 0 | 0 | 0 | 0 | 0 | 0 | 0
F5_Industrial_Instruments_Existing_Process_Natural Gas_Process Cooling_E2 | F5 | Industrial | Instruments | Existing | Process | Natural Gas | Process Cooling | E2 | Utility - Cost of Operation | 0 | 0 | 0 | 0 | 0 | 0 | 0 | 0 | 0 | 0 | 0 | 0 | 0 | 0 | 0 | 0 | 0 | 0 | 0 | 0 | 0 | 0 | 0 | 0 | 0 | 0 | 0 | 0 | 0 | 0
F5_Industrial_Instruments_Existing_Process_Natural Gas_Process Cooling_E3 | F5 | Industrial | Instruments | Existing | Process | Natural Gas | Process Cooling | E3 | Utility - Cost of Operation | 0 | 0 | 0 | 0 | 0 | 0 | 0 | 0 | 0 | 0 | 0 | 0 | 0 | 0 | 0 | 0 | 0 | 0 | 0 | 0 | 0 | 0 | 0 | 0 | 0 | 0 | 0 | 0 | 0 | 0
F5_Industrial_Instruments_Existing_Process_Natural Gas_Process Cooling_E4 | F5 | Industrial | Instruments | Existing | Process | Natural Gas | Process Cooling | E4 | Utility - Cost of Operation | 0 | 0 | 0 | 0 | 0 | 0 | 0 | 0 | 0 | 0 | 0 | 0 | 0 | 0 | 0 | 0 | 0 | 0 | 0 | 0 | 0 | 0 | 0 | 0 | 0 | 0 | 0 | 0 | 0 | 0
F5_Industrial_Instruments_Existing_Process_Natural Gas_Process Cooling_E5 | F5 | Industrial | Instruments | Existing | Process | Natural Gas | Process Cooling | E5 | Utility - Cost of Operation | 0 | 0 | 0 | 0 | 0 | 0 | 0 | 0 | 0 | 0 | 0 | 0 | 0 | 0 | 0 | 0 | 0 | 0 | 0 | 0 | 0 | 0 | 0 | 0 | 0 | 0 | 0 | 0 | 0 | 0
F5_Industrial_Instruments_Existing_Process_Natural Gas_Process Cooling_E6 | F5 | Industrial | Instruments | Existing | Process | Natural Gas | Process Cooling | E6 | Utility - Cost of Operation | 0 | 0 | 0 | 0 | 0 | 0 | 0 | 0 | 0 | 0 | 0 | 0 | 0 | 0 | 0 | 0 | 0 | 0 | 0 | 0 | 0 | 0 | 0 | 0 | 0 | 0 | 0 | 0 | 0 | 0
F5_Industrial_Instruments_Existing_Process_Natural Gas_Process Cooling_E7 | F5 | Industrial | Instruments | Existing | Process | Natural Gas | Process Cooling | E7 | Utility - Cost of Operation | 0 | 0 | 0 | 0 | 0 | 0 | 0 | 0 | 0 | 0 | 0 | 0 | 0 | 0 | 0 | 0 | 0 | 0 | 0 | 0 | 0 | 0 | 0 | 0 | 0 | 0 | 0 | 0 | 0 | 0
F5_Industrial_Instruments_Existing_Process_Natural Gas_Process Cooling_E8 | F5 | Industrial | Instruments | Existing | Process | Natural Gas | Process Cooling | E8 | Utility - Cost of Operation | 0 | 0 | 0 | 0 | 0 | 0 | 0 | 0 | 0 | 0 | 0 | 0 | 0 | 0 | 0 | 0 | 0 | 0 | 0 | 0 | 0 | 0 | 0 | 0 | 0 | 0 | 0 | 0 | 0 | 0
F5_Industrial_Instruments_Existing_Process_Natural Gas_Process Cooling_E9 | F5 | Industrial | Instruments | Existing | Process | Natural Gas | Process Cooling | E9 | Utility - Cost of Operation | 0 | 0 | 0 | 0 | 0 | 0 | 0 | 0 | 0 | 0 | 0 | 0 | 0 | 0 | 0 | 0 | 0 | 0 | 0 | 0 | 0 | 0 | 0 | 0 | 0 | 0 | 0 | 0 | 0 | 0
F5_Industrial_Instruments_Existing_Process_Natural Gas_Process Cooling_E10 | F5 | Industrial | Instruments | Existing | Process | Natural Gas | Process Cooling | E10 | Utility - Cost of Operation | 0 | 0 | 0 | 0 | 0 | 0 | 0 | 0 | 0 | 0 | 0 | 0 | 0 | 0 | 0 | 0 | 0 | 0 | 0 | 0 | 0 | 0 | 0 | 0 | 0 | 0 | 0 | 0 | 0 | 0
F6_Industrial_Instruments_Existing_Process_Natural Gas_Process Cooling_E1 | F6 | Industrial | Instruments | Existing | Process | Natural Gas | Process Cooling | E1 | Utility - Value of Sales | 0.22481 | 0.24577 | 0.24745 | 0.24913 | 0.24218 | 0.2348 | 0.22686 | 0.22013 | 0.21324 | 0.20828 | 0.20307 | 0.19795 | 0.19282 | 0.18794 | 0.18303 | 0.1781 | 0.17333 | 0.16884 | 0.1644 | 0.16046 | 0.15672 | 0.15307 | 0 | 0 | 0 | 0 | 0 | 0 | 0 | 0
F6_Industrial_Instruments_Existing_Process_Natural Gas_Process Cooling_E2 | F6 | Industrial | Instruments | Existing | Process | Natural Gas | Process Cooling | E2 | Utility - Value of Sales | 0 | 0 | 0 | 0 | 0 | 0 | 0 | 0 | 0 | 0 | 0 | 0 | 0 | 0 | 0 | 0 | 0 | 0 | 0 | 0 | 0 | 0 | 0 | 0 | 0 | 0 | 0 | 0 | 0 | 0
F6_Industrial_Instruments_Existing_Process_Natural Gas_Process Cooling_E3 | F6 | Industrial | Instruments | Existing | Process | Natural Gas | Process Cooling | E3 | Utility - Value of Sales | 0 | 0 | 0 | 0 | 0 | 0 | 0 | 0 | 0 | 0 | 0 | 0 | 0 | 0 | 0 | 0 | 0 | 0 | 0 | 0 | 0 | 0 | 0 | 0 | 0 | 0 | 0 | 0 | 0 | 0
F6_Industrial_Instruments_Existing_Process_Natural Gas_Process Cooling_E4 | F6 | Industrial | Instruments | Existing | Process | Natural Gas | Process Cooling | E4 | Utility - Value of Sales | 0 | 0 | 0 | 0 | 0 | 0 | 0 | 0 | 0 | 0 | 0 | 0 | 0 | 0 | 0 | 0 | 0 | 0 | 0 | 0 | 0 | 0 | 0 | 0 | 0 | 0 | 0 | 0 | 0 | 0
F6_Industrial_Instruments_Existing_Process_Natural Gas_Process Cooling_E5 | F6 | Industrial | Instruments | Existing | Process | Natural Gas | Process Cooling | E5 | Utility - Value of Sales | 0 | 0 | 0 | 0 | 0 | 0 | 0 | 0 | 0 | 0 | 0 | 0 | 0 | 0 | 0 | 0 | 0 | 0 | 0 | 0 | 0 | 0 | 0 | 0 | 0 | 0 | 0 | 0 | 0 | 0
F6_Industrial_Instruments_Existing_Process_Natural Gas_Process Cooling_E6 | F6 | Industrial | Instruments | Existing | Process | Natural Gas | Process Cooling | E6 | Utility - Value of Sales | 0 | 0 | 0 | 0 | 0 | 0 | 0 | 0 | 0 | 0 | 0 | 0 | 0 | 0 | 0 | 0 | 0 | 0 | 0 | 0 | 0 | 0 | 0 | 0 | 0 | 0 | 0 | 0 | 0 | 0
F6_Industrial_Instruments_Existing_Process_Natural Gas_Process Cooling_E7 | F6 | Industrial | Instruments | Existing | Process | Natural Gas | Process Cooling | E7 | Utility - Value of Sales | 0 | 0 | 0 | 0 | 0 | 0 | 0 | 0 | 0 | 0 | 0 | 0 | 0 | 0 | 0 | 0 | 0 | 0 | 0 | 0 | 0 | 0 | 0 | 0 | 0 | 0 | 0 | 0 | 0 | 0
F6_Industrial_Instruments_Existing_Process_Natural Gas_Process Cooling_E8 | F6 | Industrial | Instruments | Existing | Process | Natural Gas | Process Cooling | E8 | Utility - Value of Sales | 0 | 0 | 0 | 0 | 0 | 0 | 0 | 0 | 0 | 0 | 0 | 0 | 0 | 0 | 0 | 0 | 0 | 0 | 0 | 0 | 0 | 0 | 0 | 0 | 0 | 0 | 0 | 0 | 0 | 0
F6_Industrial_Instruments_Existing_Process_Natural Gas_Process Cooling_E9 | F6 | Industrial | Instruments | Existing | Process | Natural Gas | Process Cooling | E9 | Utility - Value of Sales | 0 | 0 | 0 | 0 | 0 | 0 | 0 | 0 | 0 | 0 | 0 | 0 | 0 | 0 | 0 | 0 | 0 | 0 | 0 | 0 | 0 | 0 | 0 | 0 | 0 | 0 | 0 | 0 | 0 | 0
F6_Industrial_Instruments_Existing_Process_Natural Gas_Process Cooling_E10 | F6 | Industrial | Instruments | Existing | Process | Natural Gas | Process Cooling | E10 | Utility - Value of Sales | 0 | 0 | 0 | 0 | 0 | 0 | 0 | 0 | 0 | 0 | 0 | 0 | 0 | 0 | 0 | 0 | 0 | 0 | 0 | 0 | 0 | 0 | 0 | 0 | 0 | 0 | 0 | 0 | 0 | 0
F1_Industrial_Instruments_Existing_Process_Natural Gas_Other Process_E1 | F1 | Industrial | Instruments | Existing | Process | Natural Gas | Other Process | E1 | Participant - Cost of Equipment | 0.39302 | 0.39302 | 0.39302 | 0.39302 | 0.39302 | 0.39302 | 0.39302 | 0.39302 | 0.39302 | 0.39302 | 0.39302 | 0.39302 | 0.39302 | 0.39302 | 0.39302 | 0.39302 | 0.39302 | 0.39302 | 0.39302 | 0.39302 | 0.39302 | 0.39302 | 0 | 0 | 0 | 0 | 0 | 0 | 0 | 0
F1_Industrial_Instruments_Existing_Process_Natural Gas_Other Process_E2 | F1 | Industrial | Instruments | Existing | Process | Natural Gas | Other Process | E2 | Participant - Cost of Equipment | 0 | 0 | 0 | 0 | 0 | 0 | 0 | 0 | 0 | 0 | 0 | 0 | 0 | 0 | 0 | 0 | 0 | 0 | 0 | 0 | 0 | 0 | 0 | 0 | 0 | 0 | 0 | 0 | 0 | 0
F1_Industrial_Instruments_Existing_Process_Natural Gas_Other Process_E3 | F1 | Industrial | Instruments | Existing | Process | Natural Gas | Other Process | E3 | Participant - Cost of Equipment | 0 | 0 | 0 | 0 | 0 | 0 | 0 | 0 | 0 | 0 | 0 | 0 | 0 | 0 | 0 | 0 | 0 | 0 | 0 | 0 | 0 | 0 | 0 | 0 | 0 | 0 | 0 | 0 | 0 | 0
F1_Industrial_Instruments_Existing_Process_Natural Gas_Other Process_E4 | F1 | Industrial | Instruments | Existing | Process | Natural Gas | Other Process | E4 | Participant - Cost of Equipment | 0 | 0 | 0 | 0 | 0 | 0 | 0 | 0 | 0 | 0 | 0 | 0 | 0 | 0 | 0 | 0 | 0 | 0 | 0 | 0 | 0 | 0 | 0 | 0 | 0 | 0 | 0 | 0 | 0 | 0
F1_Industrial_Instruments_Existing_Process_Natural Gas_Other Process_E5 | F1 | Industrial | Instruments | Existing | Process | Natural Gas | Other Process | E5 | Participant - Cost of Equipment | 0 | 0 | 0 | 0 | 0 | 0 | 0 | 0 | 0 | 0 | 0 | 0 | 0 | 0 | 0 | 0 | 0 | 0 | 0 | 0 | 0 | 0 | 0 | 0 | 0 | 0 | 0 | 0 | 0 | 0
F1_Industrial_Instruments_Existing_Process_Natural Gas_Other Process_E6 | F1 | Industrial | Instruments | Existing | Process | Natural Gas | Other Process | E6 | Participant - Cost of Equipment | 0 | 0 | 0 | 0 | 0 | 0 | 0 | 0 | 0 | 0 | 0 | 0 | 0 | 0 | 0 | 0 | 0 | 0 | 0 | 0 | 0 | 0 | 0 | 0 | 0 | 0 | 0 | 0 | 0 | 0
F1_Industrial_Instruments_Existing_Process_Natural Gas_Other Process_E7 | F1 | Industrial | Instruments | Existing | Process | Natural Gas | Other Process | E7 | Participant - Cost of Equipment | 0 | 0 | 0 | 0 | 0 | 0 | 0 | 0 | 0 | 0 | 0 | 0 | 0 | 0 | 0 | 0 | 0 | 0 | 0 | 0 | 0 | 0 | 0 | 0 | 0 | 0 | 0 | 0 | 0 | 0
F1_Industrial_Instruments_Existing_Process_Natural Gas_Other Process_E8 | F1 | Industrial | Instruments | Existing | Process | Natural Gas | Other Process | E8 | Participant - Cost of Equipment | 0 | 0 | 0 | 0 | 0 | 0 | 0 | 0 | 0 | 0 | 0 | 0 | 0 | 0 | 0 | 0 | 0 | 0 | 0 | 0 | 0 | 0 | 0 | 0 | 0 | 0 | 0 | 0 | 0 | 0
F1_Industrial_Instruments_Existing_Process_Natural Gas_Other Process_E9 | F1 | Industrial | Instruments | Existing | Process | Natural Gas | Other Process | E9 | Participant - Cost of Equipment | 0 | 0 | 0 | 0 | 0 | 0 | 0 | 0 | 0 | 0 | 0 | 0 | 0 | 0 | 0 | 0 | 0 | 0 | 0 | 0 | 0 | 0 | 0 | 0 | 0 | 0 | 0 | 0 | 0 | 0
F1_Industrial_Instruments_Existing_Process_Natural Gas_Other Process_E10 | F1 | Industrial | Instruments | Existing | Process | Natural Gas | Other Process | E10 | Participant - Cost of Equipment | 0 | 0 | 0 | 0 | 0 | 0 | 0 | 0 | 0 | 0 | 0 | 0 | 0 | 0 | 0 | 0 | 0 | 0 | 0 | 0 | 0 | 0 | 0 | 0 | 0 | 0 | 0 | 0 | 0 | 0
F2_Industrial_Instruments_Existing_Process_Natural Gas_Other Process_E1 | F2 | Industrial | Instruments | Existing | Process | Natural Gas | Other Process | E1 | Participant - Cost of Operation | 1.1066 | 1.2098 | 1.2181 | 1.2263 | 1.1921 | 1.1558 | 1.1168 | 1.0836 | 1.0497 | 1.0253 | 0.99961 | 0.97442 | 0.94918 | 0.92515 | 0.90097 | 0.87669 | 0.85325 | 0.83112 | 0.80926 | 0.78985 | 0.77147 | 0.75352 | 0 | 0 | 0 | 0 | 0 | 0 | 0 | 0
F2_Industrial_Instruments_Existing_Process_Natural Gas_Other Process_E2 | F2 | Industrial | Instruments | Existing | Process | Natural Gas | Other Process | E2 | Participant - Cost of Operation | 0 | 0 | 0 | 0 | 0 | 0 | 0 | 0 | 0 | 0 | 0 | 0 | 0 | 0 | 0 | 0 | 0 | 0 | 0 | 0 | 0 | 0 | 0 | 0 | 0 | 0 | 0 | 0 | 0 | 0
F2_Industrial_Instruments_Existing_Process_Natural Gas_Other Process_E3 | F2 | Industrial | Instruments | Existing | Process | Natural Gas | Other Process | E3 | Participant - Cost of Operation | 0 | 0 | 0 | 0 | 0 | 0 | 0 | 0 | 0 | 0 | 0 | 0 | 0 | 0 | 0 | 0 | 0 | 0 | 0 | 0 | 0 | 0 | 0 | 0 | 0 | 0 | 0 | 0 | 0 | 0
F2_Industrial_Instruments_Existing_Process_Natural Gas_Other Process_E4 | F2 | Industrial | Instruments | Existing | Process | Natural Gas | Other Process | E4 | Participant - Cost of Operation | 0 | 0 | 0 | 0 | 0 | 0 | 0 | 0 | 0 | 0 | 0 | 0 | 0 | 0 | 0 | 0 | 0 | 0 | 0 | 0 | 0 | 0 | 0 | 0 | 0 | 0 | 0 | 0 | 0 | 0
F2_Industrial_Instruments_Existing_Process_Natural Gas_Other Process_E5 | F2 | Industrial | Instruments | Existing | Process | Natural Gas | Other Process | E5 | Participant - Cost of Operation | 0 | 0 | 0 | 0 | 0 | 0 | 0 | 0 | 0 | 0 | 0 | 0 | 0 | 0 | 0 | 0 | 0 | 0 | 0 | 0 | 0 | 0 | 0 | 0 | 0 | 0 | 0 | 0 | 0 | 0
F2_Industrial_Instruments_Existing_Process_Natural Gas_Other Process_E6 | F2 | Industrial | Instruments | Existing | Process | Natural Gas | Other Process | E6 | Participant - Cost of Operation | 0 | 0 | 0 | 0 | 0 | 0 | 0 | 0 | 0 | 0 | 0 | 0 | 0 | 0 | 0 | 0 | 0 | 0 | 0 | 0 | 0 | 0 | 0 | 0 | 0 | 0 | 0 | 0 | 0 | 0
F2_Industrial_Instruments_Existing_Process_Natural Gas_Other Process_E7 | F2 | Industrial | Instruments | Existing | Process | Natural Gas | Other Process | E7 | Participant - Cost of Operation | 0 | 0 | 0 | 0 | 0 | 0 | 0 | 0 | 0 | 0 | 0 | 0 | 0 | 0 | 0 | 0 | 0 | 0 | 0 | 0 | 0 | 0 | 0 | 0 | 0 | 0 | 0 | 0 | 0 | 0
F2_Industrial_Instruments_Existing_Process_Natural Gas_Other Process_E8 | F2 | Industrial | Instruments | Existing | Process | Natural Gas | Other Process | E8 | Participant - Cost of Operation | 0 | 0 | 0 | 0 | 0 | 0 | 0 | 0 | 0 | 0 | 0 | 0 | 0 | 0 | 0 | 0 | 0 | 0 | 0 | 0 | 0 | 0 | 0 | 0 | 0 | 0 | 0 | 0 | 0 | 0
F2_Industrial_Instruments_Existing_Process_Natural Gas_Other Process_E9 | F2 | Industrial | Instruments | Existing | Process | Natural Gas | Other Process | E9 | Participant - Cost of Operation | 0 | 0 | 0 | 0 | 0 | 0 | 0 | 0 | 0 | 0 | 0 | 0 | 0 | 0 | 0 | 0 | 0 | 0 | 0 | 0 | 0 | 0 | 0 | 0 | 0 | 0 | 0 | 0 | 0 | 0
F2_Industrial_Instruments_Existing_Process_Natural Gas_Other Process_E10 | F2 | Industrial | Instruments | Existing | Process | Natural Gas | Other Process | E10 | Participant - Cost of Operation | 0 | 0 | 0 | 0 | 0 | 0 | 0 | 0 | 0 | 0 | 0 | 0 | 0 | 0 | 0 | 0 | 0 | 0 | 0 | 0 | 0 | 0 | 0 | 0 | 0 | 0 | 0 | 0 | 0 | 0
F3_Industrial_Instruments_Existing_Process_Natural Gas_Other Process_E1 | F3 | Industrial | Instruments | Existing | Process | Natural Gas | Other Process | E1 | System - kBTUs of Conusmption | 171.3364 | 171.3364 | 171.3364 | 171.3364 | 171.3364 | 171.3364 | 171.3364 | 171.3364 | 171.3364 | 171.3364 | 171.3364 | 171.3364 | 171.3364 | 171.3364 | 171.3364 | 171.3364 | 171.3364 | 171.3364 | 171.3364 | 171.3364 | 171.3364 | 171.3364 | 0 | 0 | 0 | 0 | 0 | 0 | 0 | 0
F3_Industrial_Instruments_Existing_Process_Natural Gas_Other Process_E2 | F3 | Industrial | Instruments | Existing | Process | Natural Gas | Other Process | E2 | System - kBTUs of Conusmption | 0 | 0 | 0 | 0 | 0 | 0 | 0 | 0 | 0 | 0 | 0 | 0 | 0 | 0 | 0 | 0 | 0 | 0 | 0 | 0 | 0 | 0 | 0 | 0 | 0 | 0 | 0 | 0 | 0 | 0
F3_Industrial_Instruments_Existing_Process_Natural Gas_Other Process_E3 | F3 | Industrial | Instruments | Existing | Process | Natural Gas | Other Process | E3 | System - kBTUs of Conusmption | 0 | 0 | 0 | 0 | 0 | 0 | 0 | 0 | 0 | 0 | 0 | 0 | 0 | 0 | 0 | 0 | 0 | 0 | 0 | 0 | 0 | 0 | 0 | 0 | 0 | 0 | 0 | 0 | 0 | 0
F3_Industrial_Instruments_Existing_Process_Natural Gas_Other Process_E4 | F3 | Industrial | Instruments | Existing | Process | Natural Gas | Other Process | E4 | System - kBTUs of Conusmption | 0 | 0 | 0 | 0 | 0 | 0 | 0 | 0 | 0 | 0 | 0 | 0 | 0 | 0 | 0 | 0 | 0 | 0 | 0 | 0 | 0 | 0 | 0 | 0 | 0 | 0 | 0 | 0 | 0 | 0
F3_Industrial_Instruments_Existing_Process_Natural Gas_Other Process_E5 | F3 | Industrial | Instruments | Existing | Process | Natural Gas | Other Process | E5 | System - kBTUs of Conusmption | 0 | 0 | 0 | 0 | 0 | 0 | 0 | 0 | 0 | 0 | 0 | 0 | 0 | 0 | 0 | 0 | 0 | 0 | 0 | 0 | 0 | 0 | 0 | 0 | 0 | 0 | 0 | 0 | 0 | 0
F3_Industrial_Instruments_Existing_Process_Natural Gas_Other Process_E6 | F3 | Industrial | Instruments | Existing | Process | Natural Gas | Other Process | E6 | System - kBTUs of Conusmption | 0 | 0 | 0 | 0 | 0 | 0 | 0 | 0 | 0 | 0 | 0 | 0 | 0 | 0 | 0 | 0 | 0 | 0 | 0 | 0 | 0 | 0 | 0 | 0 | 0 | 0 | 0 | 0 | 0 | 0
F3_Industrial_Instruments_Existing_Process_Natural Gas_Other Process_E7 | F3 | Industrial | Instruments | Existing | Process | Natural Gas | Other Process | E7 | System - kBTUs of Conusmption | 0 | 0 | 0 | 0 | 0 | 0 | 0 | 0 | 0 | 0 | 0 | 0 | 0 | 0 | 0 | 0 | 0 | 0 | 0 | 0 | 0 | 0 | 0 | 0 | 0 | 0 | 0 | 0 | 0 | 0
F3_Industrial_Instruments_Existing_Process_Natural Gas_Other Process_E8 | F3 | Industrial | Instruments | Existing | Process | Natural Gas | Other Process | E8 | System - kBTUs of Conusmption | 0 | 0 | 0 | 0 | 0 | 0 | 0 | 0 | 0 | 0 | 0 | 0 | 0 | 0 | 0 | 0 | 0 | 0 | 0 | 0 | 0 | 0 | 0 | 0 | 0 | 0 | 0 | 0 | 0 | 0
F3_Industrial_Instruments_Existing_Process_Natural Gas_Other Process_E9 | F3 | Industrial | Instruments | Existing | Process | Natural Gas | Other Process | E9 | System - kBTUs of Conusmption | 0 | 0 | 0 | 0 | 0 | 0 | 0 | 0 | 0 | 0 | 0 | 0 | 0 | 0 | 0 | 0 | 0 | 0 | 0 | 0 | 0 | 0 | 0 | 0 | 0 | 0 | 0 | 0 | 0 | 0
F3_Industrial_Instruments_Existing_Process_Natural Gas_Other Process_E10 | F3 | Industrial | Instruments | Existing | Process | Natural Gas | Other Process | E10 | System - kBTUs of Conusmption | 0 | 0 | 0 | 0 | 0 | 0 | 0 | 0 | 0 | 0 | 0 | 0 | 0 | 0 | 0 | 0 | 0 | 0 | 0 | 0 | 0 | 0 | 0 | 0 | 0 | 0 | 0 | 0 | 0 | 0
F4_Industrial_Instruments_Existing_Process_Natural Gas_Other Process_E1 | F4 | Industrial | Instruments | Existing | Process | Natural Gas | Other Process | E1 | Utility - Cost of Equipment | 0.39302 | 0.39302 | 0.39302 | 0.39302 | 0.39302 | 0.39302 | 0.39302 | 0.39302 | 0.39302 | 0.39302 | 0.39302 | 0.39302 | 0.39302 | 0.39302 | 0.39302 | 0.39302 | 0.39302 | 0.39302 | 0.39302 | 0.39302 | 0.39302 | 0.39302 | 0 | 0 | 0 | 0 | 0 | 0 | 0 | 0
F4_Industrial_Instruments_Existing_Process_Natural Gas_Other Process_E2 | F4 | Industrial | Instruments | Existing | Process | Natural Gas | Other Process | E2 | Utility - Cost of Equipment | 0 | 0 | 0 | 0 | 0 | 0 | 0 | 0 | 0 | 0 | 0 | 0 | 0 | 0 | 0 | 0 | 0 | 0 | 0 | 0 | 0 | 0 | 0 | 0 | 0 | 0 | 0 | 0 | 0 | 0
F4_Industrial_Instruments_Existing_Process_Natural Gas_Other Process_E3 | F4 | Industrial | Instruments | Existing | Process | Natural Gas | Other Process | E3 | Utility - Cost of Equipment | 0 | 0 | 0 | 0 | 0 | 0 | 0 | 0 | 0 | 0 | 0 | 0 | 0 | 0 | 0 | 0 | 0 | 0 | 0 | 0 | 0 | 0 | 0 | 0 | 0 | 0 | 0 | 0 | 0 | 0
F4_Industrial_Instruments_Existing_Process_Natural Gas_Other Process_E4 | F4 | Industrial | Instruments | Existing | Process | Natural Gas | Other Process | E4 | Utility - Cost of Equipment | 0 | 0 | 0 | 0 | 0 | 0 | 0 | 0 | 0 | 0 | 0 | 0 | 0 | 0 | 0 | 0 | 0 | 0 | 0 | 0 | 0 | 0 | 0 | 0 | 0 | 0 | 0 | 0 | 0 | 0
F4_Industrial_Instruments_Existing_Process_Natural Gas_Other Process_E5 | F4 | Industrial | Instruments | Existing | Process | Natural Gas | Other Process | E5 | Utility - Cost of Equipment | 0 | 0 | 0 | 0 | 0 | 0 | 0 | 0 | 0 | 0 | 0 | 0 | 0 | 0 | 0 | 0 | 0 | 0 | 0 | 0 | 0 | 0 | 0 | 0 | 0 | 0 | 0 | 0 | 0 | 0
F4_Industrial_Instruments_Existing_Process_Natural Gas_Other Process_E6 | F4 | Industrial | Instruments | Existing | Process | Natural Gas | Other Process | E6 | Utility - Cost of Equipment | 0 | 0 | 0 | 0 | 0 | 0 | 0 | 0 | 0 | 0 | 0 | 0 | 0 | 0 | 0 | 0 | 0 | 0 | 0 | 0 | 0 | 0 | 0 | 0 | 0 | 0 | 0 | 0 | 0 | 0
F4_Industrial_Instruments_Existing_Process_Natural Gas_Other Process_E7 | F4 | Industrial | Instruments | Existing | Process | Natural Gas | Other Process | E7 | Utility - Cost of Equipment | 0 | 0 | 0 | 0 | 0 | 0 | 0 | 0 | 0 | 0 | 0 | 0 | 0 | 0 | 0 | 0 | 0 | 0 | 0 | 0 | 0 | 0 | 0 | 0 | 0 | 0 | 0 | 0 | 0 | 0
F4_Industrial_Instruments_Existing_Process_Natural Gas_Other Process_E8 | F4 | Industrial | Instruments | Existing | Process | Natural Gas | Other Process | E8 | Utility - Cost of Equipment | 0 | 0 | 0 | 0 | 0 | 0 | 0 | 0 | 0 | 0 | 0 | 0 | 0 | 0 | 0 | 0 | 0 | 0 | 0 | 0 | 0 | 0 | 0 | 0 | 0 | 0 | 0 | 0 | 0 | 0
F4_Industrial_Instruments_Existing_Process_Natural Gas_Other Process_E9 | F4 | Industrial | Instruments | Existing | Process | Natural Gas | Other Process | E9 | Utility - Cost of Equipment | 0 | 0 | 0 | 0 | 0 | 0 | 0 | 0 | 0 | 0 | 0 | 0 | 0 | 0 | 0 | 0 | 0 | 0 | 0 | 0 | 0 | 0 | 0 | 0 | 0 | 0 | 0 | 0 | 0 | 0
F4_Industrial_Instruments_Existing_Process_Natural Gas_Other Process_E10 | F4 | Industrial | Instruments | Existing | Process | Natural Gas | Other Process | E10 | Utility - Cost of Equipment | 0 | 0 | 0 | 0 | 0 | 0 | 0 | 0 | 0 | 0 | 0 | 0 | 0 | 0 | 0 | 0 | 0 | 0 | 0 | 0 | 0 | 0 | 0 | 0 | 0 | 0 | 0 | 0 | 0 | 0
F5_Industrial_Instruments_Existing_Process_Natural Gas_Other Process_E1 | F5 | Industrial | Instruments | Existing | Process | Natural Gas | Other Process | E1 | Utility - Cost of Operation | 0.92369 | 1.0098 | 1.0167 | 1.0236 | 0.99505 | 0.96474 | 0.93213 | 0.90444 | 0.87616 | 0.85576 | 0.83435 | 0.81333 | 0.79226 | 0.77221 | 0.75202 | 0.73175 | 0.71219 | 0.69372 | 0.67547 | 0.65927 | 0.64393 | 0.62895 | 0 | 0 | 0 | 0 | 0 | 0 | 0 | 0
F5_Industrial_Instruments_Existing_Process_Natural Gas_Other Process_E2 | F5 | Industrial | Instruments | Existing | Process | Natural Gas | Other Process | E2 | Utility - Cost of Operation | 0 | 0 | 0 | 0 | 0 | 0 | 0 | 0 | 0 | 0 | 0 | 0 | 0 | 0 | 0 | 0 | 0 | 0 | 0 | 0 | 0 | 0 | 0 | 0 | 0 | 0 | 0 | 0 | 0 | 0
F5_Industrial_Instruments_Existing_Process_Natural Gas_Other Process_E3 | F5 | Industrial | Instruments | Existing | Process | Natural Gas | Other Process | E3 | Utility - Cost of Operation | 0 | 0 | 0 | 0 | 0 | 0 | 0 | 0 | 0 | 0 | 0 | 0 | 0 | 0 | 0 | 0 | 0 | 0 | 0 | 0 | 0 | 0 | 0 | 0 | 0 | 0 | 0 | 0 | 0 | 0
F5_Industrial_Instruments_Existing_Process_Natural Gas_Other Process_E4 | F5 | Industrial | Instruments | Existing | Process | Natural Gas | Other Process | E4 | Utility - Cost of Operation | 0 | 0 | 0 | 0 | 0 | 0 | 0 | 0 | 0 | 0 | 0 | 0 | 0 | 0 | 0 | 0 | 0 | 0 | 0 | 0 | 0 | 0 | 0 | 0 | 0 | 0 | 0 | 0 | 0 | 0
F5_Industrial_Instruments_Existing_Process_Natural Gas_Other Process_E5 | F5 | Industrial | Instruments | Existing | Process | Natural Gas | Other Process | E5 | Utility - Cost of Operation | 0 | 0 | 0 | 0 | 0 | 0 | 0 | 0 | 0 | 0 | 0 | 0 | 0 | 0 | 0 | 0 | 0 | 0 | 0 | 0 | 0 | 0 | 0 | 0 | 0 | 0 | 0 | 0 | 0 | 0
F5_Industrial_Instruments_Existing_Process_Natural Gas_Other Process_E6 | F5 | Industrial | Instruments | Existing | Process | Natural Gas | Other Process | E6 | Utility - Cost of Operation | 0 | 0 | 0 | 0 | 0 | 0 | 0 | 0 | 0 | 0 | 0 | 0 | 0 | 0 | 0 | 0 | 0 | 0 | 0 | 0 | 0 | 0 | 0 | 0 | 0 | 0 | 0 | 0 | 0 | 0
F5_Industrial_Instruments_Existing_Process_Natural Gas_Other Process_E7 | F5 | Industrial | Instruments | Existing | Process | Natural Gas | Other Process | E7 | Utility - Cost of Operation | 0 | 0 | 0 | 0 | 0 | 0 | 0 | 0 | 0 | 0 | 0 | 0 | 0 | 0 | 0 | 0 | 0 | 0 | 0 | 0 | 0 | 0 | 0 | 0 | 0 | 0 | 0 | 0 | 0 | 0
F5_Industrial_Instruments_Existing_Process_Natural Gas_Other Process_E8 | F5 | Industrial | Instruments | Existing | Process | Natural Gas | Other Process | E8 | Utility - Cost of Operation | 0 | 0 | 0 | 0 | 0 | 0 | 0 | 0 | 0 | 0 | 0 | 0 | 0 | 0 | 0 | 0 | 0 | 0 | 0 | 0 | 0 | 0 | 0 | 0 | 0 | 0 | 0 | 0 | 0 | 0
F5_Industrial_Instruments_Existing_Process_Natural Gas_Other Process_E9 | F5 | Industrial | Instruments | Existing | Process | Natural Gas | Other Process | E9 | Utility - Cost of Operation | 0 | 0 | 0 | 0 | 0 | 0 | 0 | 0 | 0 | 0 | 0 | 0 | 0 | 0 | 0 | 0 | 0 | 0 | 0 | 0 | 0 | 0 | 0 | 0 | 0 | 0 | 0 | 0 | 0 | 0
F5_Industrial_Instruments_Existing_Process_Natural Gas_Other Process_E10 | F5 | Industrial | Instruments | Existing | Process | Natural Gas | Other Process | E10 | Utility - Cost of Operation | 0 | 0 | 0 | 0 | 0 | 0 | 0 | 0 | 0 | 0 | 0 | 0 | 0 | 0 | 0 | 0 | 0 | 0 | 0 | 0 | 0 | 0 | 0 | 0 | 0 | 0 | 0 | 0 | 0 | 0
F6_Industrial_Instruments_Existing_Process_Natural Gas_Other Process_E1 | F6 | Industrial | Instruments | Existing | Process | Natural Gas | Other Process | E1 | Utility - Value of Sales | 1.1066 | 1.2098 | 1.2181 | 1.2263 | 1.1921 | 1.1558 | 1.1168 | 1.0836 | 1.0497 | 1.0253 | 0.99961 | 0.97442 | 0.94918 | 0.92515 | 0.90097 | 0.87669 | 0.85325 | 0.83112 | 0.80926 | 0.78985 | 0.77147 | 0.75352 | 0 | 0 | 0 | 0 | 0 | 0 | 0 | 0
F6_Industrial_Instruments_Existing_Process_Natural Gas_Other Process_E2 | F6 | Industrial | Instruments | Existing | Process | Natural Gas | Other Process | E2 | Utility - Value of Sales | 0 | 0 | 0 | 0 | 0 | 0 | 0 | 0 | 0 | 0 | 0 | 0 | 0 | 0 | 0 | 0 | 0 | 0 | 0 | 0 | 0 | 0 | 0 | 0 | 0 | 0 | 0 | 0 | 0 | 0
F6_Industrial_Instruments_Existing_Process_Natural Gas_Other Process_E3 | F6 | Industrial | Instruments | Existing | Process | Natural Gas | Other Process | E3 | Utility - Value of Sales | 0 | 0 | 0 | 0 | 0 | 0 | 0 | 0 | 0 | 0 | 0 | 0 | 0 | 0 | 0 | 0 | 0 | 0 | 0 | 0 | 0 | 0 | 0 | 0 | 0 | 0 | 0 | 0 | 0 | 0
F6_Industrial_Instruments_Existing_Process_Natural Gas_Other Process_E4 | F6 | Industrial | Instruments | Existing | Process | Natural Gas | Other Process | E4 | Utility - Value of Sales | 0 | 0 | 0 | 0 | 0 | 0 | 0 | 0 | 0 | 0 | 0 | 0 | 0 | 0 | 0 | 0 | 0 | 0 | 0 | 0 | 0 | 0 | 0 | 0 | 0 | 0 | 0 | 0 | 0 | 0
F6_Industrial_Instruments_Existing_Process_Natural Gas_Other Process_E5 | F6 | Industrial | Instruments | Existing | Process | Natural Gas | Other Process | E5 | Utility - Value of Sales | 0 | 0 | 0 | 0 | 0 | 0 | 0 | 0 | 0 | 0 | 0 | 0 | 0 | 0 | 0 | 0 | 0 | 0 | 0 | 0 | 0 | 0 | 0 | 0 | 0 | 0 | 0 | 0 | 0 | 0
F6_Industrial_Instruments_Existing_Process_Natural Gas_Other Process_E6 | F6 | Industrial | Instruments | Existing | Process | Natural Gas | Other Process | E6 | Utility - Value of Sales | 0 | 0 | 0 | 0 | 0 | 0 | 0 | 0 | 0 | 0 | 0 | 0 | 0 | 0 | 0 | 0 | 0 | 0 | 0 | 0 | 0 | 0 | 0 | 0 | 0 | 0 | 0 | 0 | 0 | 0
F6_Industrial_Instruments_Existing_Process_Natural Gas_Other Process_E7 | F6 | Industrial | Instruments | Existing | Process | Natural Gas | Other Process | E7 | Utility - Value of Sales | 0 | 0 | 0 | 0 | 0 | 0 | 0 | 0 | 0 | 0 | 0 | 0 | 0 | 0 | 0 | 0 | 0 | 0 | 0 | 0 | 0 | 0 | 0 | 0 | 0 | 0 | 0 | 0 | 0 | 0
F6_Industrial_Instruments_Existing_Process_Natural Gas_Other Process_E8 | F6 | Industrial | Instruments | Existing | Process | Natural Gas | Other Process | E8 | Utility - Value of Sales | 0 | 0 | 0 | 0 | 0 | 0 | 0 | 0 | 0 | 0 | 0 | 0 | 0 | 0 | 0 | 0 | 0 | 0 | 0 | 0 | 0 | 0 | 0 | 0 | 0 | 0 | 0 | 0 | 0 | 0
F6_Industrial_Instruments_Existing_Process_Natural Gas_Other Process_E9 | F6 | Industrial | Instruments | Existing | Process | Natural Gas | Other Process | E9 | Utility - Value of Sales | 0 | 0 | 0 | 0 | 0 | 0 | 0 | 0 | 0 | 0 | 0 | 0 | 0 | 0 | 0 | 0 | 0 | 0 | 0 | 0 | 0 | 0 | 0 | 0 | 0 | 0 | 0 | 0 | 0 | 0
F6_Industrial_Instruments_Existing_Process_Natural Gas_Other Process_E10 | F6 | Industrial | Instruments | Existing | Process | Natural Gas | Other Process | E10 | Utility - Value of Sales | 0 | 0 | 0 | 0 | 0 | 0 | 0 | 0 | 0 | 0 | 0 | 0 | 0 | 0 | 0 | 0 | 0 | 0 | 0 | 0 | 0 | 0 | 0 | 0 | 0 | 0 | 0 | 0 | 0 | 0
F1_Industrial_Instruments_Existing_Miscellaneous_Natural Gas_Miscellaneous_E1 | F1 | Industrial | Instruments | Existing | Miscellaneous | Natural Gas | Miscellaneous | E1 | Participant - Cost of Equipment | 5.9495 | 5.9495 | 5.9495 | 5.9495 | 5.9495 | 5.9495 | 5.9495 | 5.9495 | 5.9495 | 5.9495 | 5.9495 | 5.9495 | 5.9495 | 5.9495 | 5.9495 | 5.9495 | 5.9495 | 5.9495 | 5.9495 | 5.9495 | 5.9495 | 5.9495 | 0 | 0 | 0 | 0 | 0 | 0 | 0 | 0
F1_Industrial_Instruments_Existing_Miscellaneous_Natural Gas_Miscellaneous_E2 | F1 | Industrial | Instruments | Existing | Miscellaneous | Natural Gas | Miscellaneous | E2 | Participant - Cost of Equipment | 0 | 0 | 0 | 0 | 0 | 0 | 0 | 0 | 0 | 0 | 0 | 0 | 0 | 0 | 0 | 0 | 0 | 0 | 0 | 0 | 0 | 0 | 0 | 0 | 0 | 0 | 0 | 0 | 0 | 0
F1_Industrial_Instruments_Existing_Miscellaneous_Natural Gas_Miscellaneous_E3 | F1 | Industrial | Instruments | Existing | Miscellaneous | Natural Gas | Miscellaneous | E3 | Participant - Cost of Equipment | 0 | 0 | 0 | 0 | 0 | 0 | 0 | 0 | 0 | 0 | 0 | 0 | 0 | 0 | 0 | 0 | 0 | 0 | 0 | 0 | 0 | 0 | 0 | 0 | 0 | 0 | 0 | 0 | 0 | 0
F1_Industrial_Instruments_Existing_Miscellaneous_Natural Gas_Miscellaneous_E4 | F1 | Industrial | Instruments | Existing | Miscellaneous | Natural Gas | Miscellaneous | E4 | Participant - Cost of Equipment | 0 | 0 | 0 | 0 | 0 | 0 | 0 | 0 | 0 | 0 | 0 | 0 | 0 | 0 | 0 | 0 | 0 | 0 | 0 | 0 | 0 | 0 | 0 | 0 | 0 | 0 | 0 | 0 | 0 | 0
F1_Industrial_Instruments_Existing_Miscellaneous_Natural Gas_Miscellaneous_E5 | F1 | Industrial | Instruments | Existing | Miscellaneous | Natural Gas | Miscellaneous | E5 | Participant - Cost of Equipment | 0 | 0 | 0 | 0 | 0 | 0 | 0 | 0 | 0 | 0 | 0 | 0 | 0 | 0 | 0 | 0 | 0 | 0 | 0 | 0 | 0 | 0 | 0 | 0 | 0 | 0 | 0 | 0 | 0 | 0
F1_Industrial_Instruments_Existing_Miscellaneous_Natural Gas_Miscellaneous_E6 | F1 | Industrial | Instruments | Existing | Miscellaneous | Natural Gas | Miscellaneous | E6 | Participant - Cost of Equipment | 0 | 0 | 0 | 0 | 0 | 0 | 0 | 0 | 0 | 0 | 0 | 0 | 0 | 0 | 0 | 0 | 0 | 0 | 0 | 0 | 0 | 0 | 0 | 0 | 0 | 0 | 0 | 0 | 0 | 0
F1_Industrial_Instruments_Existing_Miscellaneous_Natural Gas_Miscellaneous_E7 | F1 | Industrial | Instruments | Existing | Miscellaneous | Natural Gas | Miscellaneous | E7 | Participant - Cost of Equipment | 0 | 0 | 0 | 0 | 0 | 0 | 0 | 0 | 0 | 0 | 0 | 0 | 0 | 0 | 0 | 0 | 0 | 0 | 0 | 0 | 0 | 0 | 0 | 0 | 0 | 0 | 0 | 0 | 0 | 0
F1_Industrial_Instruments_Existing_Miscellaneous_Natural Gas_Miscellaneous_E8 | F1 | Industrial | Instruments | Existing | Miscellaneous | Natural Gas | Miscellaneous | E8 | Participant - Cost of Equipment | 0 | 0 | 0 | 0 | 0 | 0 | 0 | 0 | 0 | 0 | 0 | 0 | 0 | 0 | 0 | 0 | 0 | 0 | 0 | 0 | 0 | 0 | 0 | 0 | 0 | 0 | 0 | 0 | 0 | 0
F1_Industrial_Instruments_Existing_Miscellaneous_Natural Gas_Miscellaneous_E9 | F1 | Industrial | Instruments | Existing | Miscellaneous | Natural Gas | Miscellaneous | E9 | Participant - Cost of Equipment | 0 | 0 | 0 | 0 | 0 | 0 | 0 | 0 | 0 | 0 | 0 | 0 | 0 | 0 | 0 | 0 | 0 | 0 | 0 | 0 | 0 | 0 | 0 | 0 | 0 | 0 | 0 | 0 | 0 | 0
F1_Industrial_Instruments_Existing_Miscellaneous_Natural Gas_Miscellaneous_E10 | F1 | Industrial | Instruments | Existing | Miscellaneous | Natural Gas | Miscellaneous | E10 | Participant - Cost of Equipment | 0 | 0 | 0 | 0 | 0 | 0 | 0 | 0 | 0 | 0 | 0 | 0 | 0 | 0 | 0 | 0 | 0 | 0 | 0 | 0 | 0 | 0 | 0 | 0 | 0 | 0 | 0 | 0 | 0 | 0
F2_Industrial_Instruments_Existing_Miscellaneous_Natural Gas_Miscellaneous_E1 | F2 | Industrial | Instruments | Existing | Miscellaneous | Natural Gas | Miscellaneous | E1 | Participant - Cost of Operation | 16.7522 | 18.3138 | 18.4394 | 18.5642 | 18.0463 | 17.4966 | 16.9052 | 16.4031 | 15.8901 | 15.5202 | 15.1319 | 14.7506 | 14.3685 | 14.0048 | 13.6388 | 13.2712 | 12.9164 | 12.5814 | 12.2504 | 11.9566 | 11.6784 | 11.4067 | 0 | 0 | 0 | 0 | 0 | 0 | 0 | 0
F2_Industrial_Instruments_Existing_Miscellaneous_Natural Gas_Miscellaneous_E2 | F2 | Industrial | Instruments | Existing | Miscellaneous | Natural Gas | Miscellaneous | E2 | Participant - Cost of Operation | 0 | 0 | 0 | 0 | 0 | 0 | 0 | 0 | 0 | 0 | 0 | 0 | 0 | 0 | 0 | 0 | 0 | 0 | 0 | 0 | 0 | 0 | 0 | 0 | 0 | 0 | 0 | 0 | 0 | 0
F2_Industrial_Instruments_Existing_Miscellaneous_Natural Gas_Miscellaneous_E3 | F2 | Industrial | Instruments | Existing | Miscellaneous | Natural Gas | Miscellaneous | E3 | Participant - Cost of Operation | 0 | 0 | 0 | 0 | 0 | 0 | 0 | 0 | 0 | 0 | 0 | 0 | 0 | 0 | 0 | 0 | 0 | 0 | 0 | 0 | 0 | 0 | 0 | 0 | 0 | 0 | 0 | 0 | 0 | 0
F2_Industrial_Instruments_Existing_Miscellaneous_Natural Gas_Miscellaneous_E4 | F2 | Industrial | Instruments | Existing | Miscellaneous | Natural Gas | Miscellaneous | E4 | Participant - Cost of Operation | 0 | 0 | 0 | 0 | 0 | 0 | 0 | 0 | 0 | 0 | 0 | 0 | 0 | 0 | 0 | 0 | 0 | 0 | 0 | 0 | 0 | 0 | 0 | 0 | 0 | 0 | 0 | 0 | 0 | 0
F2_Industrial_Instruments_Existing_Miscellaneous_Natural Gas_Miscellaneous_E5 | F2 | Industrial | Instruments | Existing | Miscellaneous | Natural Gas | Miscellaneous | E5 | Participant - Cost of Operation | 0 | 0 | 0 | 0 | 0 | 0 | 0 | 0 | 0 | 0 | 0 | 0 | 0 | 0 | 0 | 0 | 0 | 0 | 0 | 0 | 0 | 0 | 0 | 0 | 0 | 0 | 0 | 0 | 0 | 0
F2_Industrial_Instruments_Existing_Miscellaneous_Natural Gas_Miscellaneous_E6 | F2 | Industrial | Instruments | Existing | Miscellaneous | Natural Gas | Miscellaneous | E6 | Participant - Cost of Operation | 0 | 0 | 0 | 0 | 0 | 0 | 0 | 0 | 0 | 0 | 0 | 0 | 0 | 0 | 0 | 0 | 0 | 0 | 0 | 0 | 0 | 0 | 0 | 0 | 0 | 0 | 0 | 0 | 0 | 0
F2_Industrial_Instruments_Existing_Miscellaneous_Natural Gas_Miscellaneous_E7 | F2 | Industrial | Instruments | Existing | Miscellaneous | Natural Gas | Miscellaneous | E7 | Participant - Cost of Operation | 0 | 0 | 0 | 0 | 0 | 0 | 0 | 0 | 0 | 0 | 0 | 0 | 0 | 0 | 0 | 0 | 0 | 0 | 0 | 0 | 0 | 0 | 0 | 0 | 0 | 0 | 0 | 0 | 0 | 0
F2_Industrial_Instruments_Existing_Miscellaneous_Natural Gas_Miscellaneous_E8 | F2 | Industrial | Instruments | Existing | Miscellaneous | Natural Gas | Miscellaneous | E8 | Participant - Cost of Operation | 0 | 0 | 0 | 0 | 0 | 0 | 0 | 0 | 0 | 0 | 0 | 0 | 0 | 0 | 0 | 0 | 0 | 0 | 0 | 0 | 0 | 0 | 0 | 0 | 0 | 0 | 0 | 0 | 0 | 0
F2_Industrial_Instruments_Existing_Miscellaneous_Natural Gas_Miscellaneous_E9 | F2 | Industrial | Instruments | Existing | Miscellaneous | Natural Gas | Miscellaneous | E9 | Participant - Cost of Operation | 0 | 0 | 0 | 0 | 0 | 0 | 0 | 0 | 0 | 0 | 0 | 0 | 0 | 0 | 0 | 0 | 0 | 0 | 0 | 0 | 0 | 0 | 0 | 0 | 0 | 0 | 0 | 0 | 0 | 0
F2_Industrial_Instruments_Existing_Miscellaneous_Natural Gas_Miscellaneous_E10 | F2 | Industrial | Instruments | Existing | Miscellaneous | Natural Gas | Miscellaneous | E10 | Participant - Cost of Operation | 0 | 0 | 0 | 0 | 0 | 0 | 0 | 0 | 0 | 0 | 0 | 0 | 0 | 0 | 0 | 0 | 0 | 0 | 0 | 0 | 0 | 0 | 0 | 0 | 0 | 0 | 0 | 0 | 0 | 0
F3_Industrial_Instruments_Existing_Miscellaneous_Natural Gas_Miscellaneous_E1 | F3 | Industrial | Instruments | Existing | Miscellaneous | Natural Gas | Miscellaneous | E1 | System - kBTUs of Conusmption | 2593.6639 | 2593.6639 | 2593.6639 | 2593.6639 | 2593.6639 | 2593.6639 | 2593.6639 | 2593.6639 | 2593.6639 | 2593.6639 | 2593.6639 | 2593.6639 | 2593.6639 | 2593.6639 | 2593.6639 | 2593.6639 | 2593.6639 | 2593.6639 | 2593.6639 | 2593.6639 | 2593.6639 | 2593.6639 | 0 | 0 | 0 | 0 | 0 | 0 | 0 | 0
F3_Industrial_Instruments_Existing_Miscellaneous_Natural Gas_Miscellaneous_E2 | F3 | Industrial | Instruments | Existing | Miscellaneous | Natural Gas | Miscellaneous | E2 | System - kBTUs of Conusmption | 0 | 0 | 0 | 0 | 0 | 0 | 0 | 0 | 0 | 0 | 0 | 0 | 0 | 0 | 0 | 0 | 0 | 0 | 0 | 0 | 0 | 0 | 0 | 0 | 0 | 0 | 0 | 0 | 0 | 0
F3_Industrial_Instruments_Existing_Miscellaneous_Natural Gas_Miscellaneous_E3 | F3 | Industrial | Instruments | Existing | Miscellaneous | Natural Gas | Miscellaneous | E3 | System - kBTUs of Conusmption | 0 | 0 | 0 | 0 | 0 | 0 | 0 | 0 | 0 | 0 | 0 | 0 | 0 | 0 | 0 | 0 | 0 | 0 | 0 | 0 | 0 | 0 | 0 | 0 | 0 | 0 | 0 | 0 | 0 | 0
F3_Industrial_Instruments_Existing_Miscellaneous_Natural Gas_Miscellaneous_E4 | F3 | Industrial | Instruments | Existing | Miscellaneous | Natural Gas | Miscellaneous | E4 | System - kBTUs of Conusmption | 0 | 0 | 0 | 0 | 0 | 0 | 0 | 0 | 0 | 0 | 0 | 0 | 0 | 0 | 0 | 0 | 0 | 0 | 0 | 0 | 0 | 0 | 0 | 0 | 0 | 0 | 0 | 0 | 0 | 0
F3_Industrial_Instruments_Existing_Miscellaneous_Natural Gas_Miscellaneous_E5 | F3 | Industrial | Instruments | Existing | Miscellaneous | Natural Gas | Miscellaneous | E5 | System - kBTUs of Conusmption | 0 | 0 | 0 | 0 | 0 | 0 | 0 | 0 | 0 | 0 | 0 | 0 | 0 | 0 | 0 | 0 | 0 | 0 | 0 | 0 | 0 | 0 | 0 | 0 | 0 | 0 | 0 | 0 | 0 | 0
F3_Industrial_Instruments_Existing_Miscellaneous_Natural Gas_Miscellaneous_E6 | F3 | Industrial | Instruments | Existing | Miscellaneous | Natural Gas | Miscellaneous | E6 | System - kBTUs of Conusmption | 0 | 0 | 0 | 0 | 0 | 0 | 0 | 0 | 0 | 0 | 0 | 0 | 0 | 0 | 0 | 0 | 0 | 0 | 0 | 0 | 0 | 0 | 0 | 0 | 0 | 0 | 0 | 0 | 0 | 0
F3_Industrial_Instruments_Existing_Miscellaneous_Natural Gas_Miscellaneous_E7 | F3 | Industrial | Instruments | Existing | Miscellaneous | Natural Gas | Miscellaneous | E7 | System - kBTUs of Conusmption | 0 | 0 | 0 | 0 | 0 | 0 | 0 | 0 | 0 | 0 | 0 | 0 | 0 | 0 | 0 | 0 | 0 | 0 | 0 | 0 | 0 | 0 | 0 | 0 | 0 | 0 | 0 | 0 | 0 | 0
F3_Industrial_Instruments_Existing_Miscellaneous_Natural Gas_Miscellaneous_E8 | F3 | Industrial | Instruments | Existing | Miscellaneous | Natural Gas | Miscellaneous | E8 | System - kBTUs of Conusmption | 0 | 0 | 0 | 0 | 0 | 0 | 0 | 0 | 0 | 0 | 0 | 0 | 0 | 0 | 0 | 0 | 0 | 0 | 0 | 0 | 0 | 0 | 0 | 0 | 0 | 0 | 0 | 0 | 0 | 0
F3_Industrial_Instruments_Existing_Miscellaneous_Natural Gas_Miscellaneous_E9 | F3 | Industrial | Instruments | Existing | Miscellaneous | Natural Gas | Miscellaneous | E9 | System - kBTUs of Conusmption | 0 | 0 | 0 | 0 | 0 | 0 | 0 | 0 | 0 | 0 | 0 | 0 | 0 | 0 | 0 | 0 | 0 | 0 | 0 | 0 | 0 | 0 | 0 | 0 | 0 | 0 | 0 | 0 | 0 | 0
F3_Industrial_Instruments_Existing_Miscellaneous_Natural Gas_Miscellaneous_E10 | F3 | Industrial | Instruments | Existing | Miscellaneous | Natural Gas | Miscellaneous | E10 | System - kBTUs of Conusmption | 0 | 0 | 0 | 0 | 0 | 0 | 0 | 0 | 0 | 0 | 0 | 0 | 0 | 0 | 0 | 0 | 0 | 0 | 0 | 0 | 0 | 0 | 0 | 0 | 0 | 0 | 0 | 0 | 0 | 0
F4_Industrial_Instruments_Existing_Miscellaneous_Natural Gas_Miscellaneous_E1 | F4 | Industrial | Instruments | Existing | Miscellaneous | Natural Gas | Miscellaneous | E1 | Utility - Cost of Equipment | 5.9495 | 5.9495 | 5.9495 | 5.9495 | 5.9495 | 5.9495 | 5.9495 | 5.9495 | 5.9495 | 5.9495 | 5.9495 | 5.9495 | 5.9495 | 5.9495 | 5.9495 | 5.9495 | 5.9495 | 5.9495 | 5.9495 | 5.9495 | 5.9495 | 5.9495 | 0 | 0 | 0 | 0 | 0 | 0 | 0 | 0
F4_Industrial_Instruments_Existing_Miscellaneous_Natural Gas_Miscellaneous_E2 | F4 | Industrial | Instruments | Existing | Miscellaneous | Natural Gas | Miscellaneous | E2 | Utility - Cost of Equipment | 0 | 0 | 0 | 0 | 0 | 0 | 0 | 0 | 0 | 0 | 0 | 0 | 0 | 0 | 0 | 0 | 0 | 0 | 0 | 0 | 0 | 0 | 0 | 0 | 0 | 0 | 0 | 0 | 0 | 0
F4_Industrial_Instruments_Existing_Miscellaneous_Natural Gas_Miscellaneous_E3 | F4 | Industrial | Instruments | Existing | Miscellaneous | Natural Gas | Miscellaneous | E3 | Utility - Cost of Equipment | 0 | 0 | 0 | 0 | 0 | 0 | 0 | 0 | 0 | 0 | 0 | 0 | 0 | 0 | 0 | 0 | 0 | 0 | 0 | 0 | 0 | 0 | 0 | 0 | 0 | 0 | 0 | 0 | 0 | 0
F4_Industrial_Instruments_Existing_Miscellaneous_Natural Gas_Miscellaneous_E4 | F4 | Industrial | Instruments | Existing | Miscellaneous | Natural Gas | Miscellaneous | E4 | Utility - Cost of Equipment | 0 | 0 | 0 | 0 | 0 | 0 | 0 | 0 | 0 | 0 | 0 | 0 | 0 | 0 | 0 | 0 | 0 | 0 | 0 | 0 | 0 | 0 | 0 | 0 | 0 | 0 | 0 | 0 | 0 | 0
F4_Industrial_Instruments_Existing_Miscellaneous_Natural Gas_Miscellaneous_E5 | F4 | Industrial | Instruments | Existing | Miscellaneous | Natural Gas | Miscellaneous | E5 | Utility - Cost of Equipment | 0 | 0 | 0 | 0 | 0 | 0 | 0 | 0 | 0 | 0 | 0 | 0 | 0 | 0 | 0 | 0 | 0 | 0 | 0 | 0 | 0 | 0 | 0 | 0 | 0 | 0 | 0 | 0 | 0 | 0
F4_Industrial_Instruments_Existing_Miscellaneous_Natural Gas_Miscellaneous_E6 | F4 | Industrial | Instruments | Existing | Miscellaneous | Natural Gas | Miscellaneous | E6 | Utility - Cost of Equipment | 0 | 0 | 0 | 0 | 0 | 0 | 0 | 0 | 0 | 0 | 0 | 0 | 0 | 0 | 0 | 0 | 0 | 0 | 0 | 0 | 0 | 0 | 0 | 0 | 0 | 0 | 0 | 0 | 0 | 0
F4_Industrial_Instruments_Existing_Miscellaneous_Natural Gas_Miscellaneous_E7 | F4 | Industrial | Instruments | Existing | Miscellaneous | Natural Gas | Miscellaneous | E7 | Utility - Cost of Equipment | 0 | 0 | 0 | 0 | 0 | 0 | 0 | 0 | 0 | 0 | 0 | 0 | 0 | 0 | 0 | 0 | 0 | 0 | 0 | 0 | 0 | 0 | 0 | 0 | 0 | 0 | 0 | 0 | 0 | 0
F4_Industrial_Instruments_Existing_Miscellaneous_Natural Gas_Miscellaneous_E8 | F4 | Industrial | Instruments | Existing | Miscellaneous | Natural Gas | Miscellaneous | E8 | Utility - Cost of Equipment | 0 | 0 | 0 | 0 | 0 | 0 | 0 | 0 | 0 | 0 | 0 | 0 | 0 | 0 | 0 | 0 | 0 | 0 | 0 | 0 | 0 | 0 | 0 | 0 | 0 | 0 | 0 | 0 | 0 | 0
F4_Industrial_Instruments_Existing_Miscellaneous_Natural Gas_Miscellaneous_E9 | F4 | Industrial | Instruments | Existing | Miscellaneous | Natural Gas | Miscellaneous | E9 | Utility - Cost of Equipment | 0 | 0 | 0 | 0 | 0 | 0 | 0 | 0 | 0 | 0 | 0 | 0 | 0 | 0 | 0 | 0 | 0 | 0 | 0 | 0 | 0 | 0 | 0 | 0 | 0 | 0 | 0 | 0 | 0 | 0
F4_Industrial_Instruments_Existing_Miscellaneous_Natural Gas_Miscellaneous_E10 | F4 | Industrial | Instruments | Existing | Miscellaneous | Natural Gas | Miscellaneous | E10 | Utility - Cost of Equipment | 0 | 0 | 0 | 0 | 0 | 0 | 0 | 0 | 0 | 0 | 0 | 0 | 0 | 0 | 0 | 0 | 0 | 0 | 0 | 0 | 0 | 0 | 0 | 0 | 0 | 0 | 0 | 0 | 0 | 0
F5_Industrial_Instruments_Existing_Miscellaneous_Natural Gas_Miscellaneous_E1 | F5 | Industrial | Instruments | Existing | Miscellaneous | Natural Gas | Miscellaneous | E1 | Utility - Cost of Operation | 13.9827 | 15.2862 | 15.391 | 15.4952 | 15.0629 | 14.604 | 14.1104 | 13.6913 | 13.2631 | 12.9544 | 12.6303 | 12.3121 | 11.9931 | 11.6895 | 11.384 | 11.0772 | 10.781 | 10.5014 | 10.2251 | 9.98 | 9.7477 | 9.5209 | 0 | 0 | 0 | 0 | 0 | 0 | 0 | 0
F5_Industrial_Instruments_Existing_Miscellaneous_Natural Gas_Miscellaneous_E2 | F5 | Industrial | Instruments | Existing | Miscellaneous | Natural Gas | Miscellaneous | E2 | Utility - Cost of Operation | 0 | 0 | 0 | 0 | 0 | 0 | 0 | 0 | 0 | 0 | 0 | 0 | 0 | 0 | 0 | 0 | 0 | 0 | 0 | 0 | 0 | 0 | 0 | 0 | 0 | 0 | 0 | 0 | 0 | 0
F5_Industrial_Instruments_Existing_Miscellaneous_Natural Gas_Miscellaneous_E3 | F5 | Industrial | Instruments | Existing | Miscellaneous | Natural Gas | Miscellaneous | E3 | Utility - Cost of Operation | 0 | 0 | 0 | 0 | 0 | 0 | 0 | 0 | 0 | 0 | 0 | 0 | 0 | 0 | 0 | 0 | 0 | 0 | 0 | 0 | 0 | 0 | 0 | 0 | 0 | 0 | 0 | 0 | 0 | 0
F5_Industrial_Instruments_Existing_Miscellaneous_Natural Gas_Miscellaneous_E4 | F5 | Industrial | Instruments | Existing | Miscellaneous | Natural Gas | Miscellaneous | E4 | Utility - Cost of Operation | 0 | 0 | 0 | 0 | 0 | 0 | 0 | 0 | 0 | 0 | 0 | 0 | 0 | 0 | 0 | 0 | 0 | 0 | 0 | 0 | 0 | 0 | 0 | 0 | 0 | 0 | 0 | 0 | 0 | 0
F5_Industrial_Instruments_Existing_Miscellaneous_Natural Gas_Miscellaneous_E5 | F5 | Industrial | Instruments | Existing | Miscellaneous | Natural Gas | Miscellaneous | E5 | Utility - Cost of Operation | 0 | 0 | 0 | 0 | 0 | 0 | 0 | 0 | 0 | 0 | 0 | 0 | 0 | 0 | 0 | 0 | 0 | 0 | 0 | 0 | 0 | 0 | 0 | 0 | 0 | 0 | 0 | 0 | 0 | 0
F5_Industrial_Instruments_Existing_Miscellaneous_Natural Gas_Miscellaneous_E6 | F5 | Industrial | Instruments | Existing | Miscellaneous | Natural Gas | Miscellaneous | E6 | Utility - Cost of Operation | 0 | 0 | 0 | 0 | 0 | 0 | 0 | 0 | 0 | 0 | 0 | 0 | 0 | 0 | 0 | 0 | 0 | 0 | 0 | 0 | 0 | 0 | 0 | 0 | 0 | 0 | 0 | 0 | 0 | 0
F5_Industrial_Instruments_Existing_Miscellaneous_Natural Gas_Miscellaneous_E7 | F5 | Industrial | Instruments | Existing | Miscellaneous | Natural Gas | Miscellaneous | E7 | Utility - Cost of Operation | 0 | 0 | 0 | 0 | 0 | 0 | 0 | 0 | 0 | 0 | 0 | 0 | 0 | 0 | 0 | 0 | 0 | 0 | 0 | 0 | 0 | 0 | 0 | 0 | 0 | 0 | 0 | 0 | 0 | 0
F5_Industrial_Instruments_Existing_Miscellaneous_Natural Gas_Miscellaneous_E8 | F5 | Industrial | Instruments | Existing | Miscellaneous | Natural Gas | Miscellaneous | E8 | Utility - Cost of Operation | 0 | 0 | 0 | 0 | 0 | 0 | 0 | 0 | 0 | 0 | 0 | 0 | 0 | 0 | 0 | 0 | 0 | 0 | 0 | 0 | 0 | 0 | 0 | 0 | 0 | 0 | 0 | 0 | 0 | 0
F5_Industrial_Instruments_Existing_Miscellaneous_Natural Gas_Miscellaneous_E9 | F5 | Industrial | Instruments | Existing | Miscellaneous | Natural Gas | Miscellaneous | E9 | Utility - Cost of Operation | 0 | 0 | 0 | 0 | 0 | 0 | 0 | 0 | 0 | 0 | 0 | 0 | 0 | 0 | 0 | 0 | 0 | 0 | 0 | 0 | 0 | 0 | 0 | 0 | 0 | 0 | 0 | 0 | 0 | 0
F5_Industrial_Instruments_Existing_Miscellaneous_Natural Gas_Miscellaneous_E10 | F5 | Industrial | Instruments | Existing | Miscellaneous | Natural Gas | Miscellaneous | E10 | Utility - Cost of Operation | 0 | 0 | 0 | 0 | 0 | 0 | 0 | 0 | 0 | 0 | 0 | 0 | 0 | 0 | 0 | 0 | 0 | 0 | 0 | 0 | 0 | 0 | 0 | 0 | 0 | 0 | 0 | 0 | 0 | 0
F6_Industrial_Instruments_Existing_Miscellaneous_Natural Gas_Miscellaneous_E1 | F6 | Industrial | Instruments | Existing | Miscellaneous | Natural Gas | Miscellaneous | E1 | Utility - Value of Sales | 16.7522 | 18.3138 | 18.4394 | 18.5642 | 18.0463 | 17.4966 | 16.9052 | 16.4031 | 15.8901 | 15.5202 | 15.1319 | 14.7506 | 14.3685 | 14.0048 | 13.6388 | 13.2712 | 12.9164 | 12.5814 | 12.2504 | 11.9566 | 11.6784 | 11.4067 | 0 | 0 | 0 | 0 | 0 | 0 | 0 | 0
F6_Industrial_Instruments_Existing_Miscellaneous_Natural Gas_Miscellaneous_E2 | F6 | Industrial | Instruments | Existing | Miscellaneous | Natural Gas | Miscellaneous | E2 | Utility - Value of Sales | 0 | 0 | 0 | 0 | 0 | 0 | 0 | 0 | 0 | 0 | 0 | 0 | 0 | 0 | 0 | 0 | 0 | 0 | 0 | 0 | 0 | 0 | 0 | 0 | 0 | 0 | 0 | 0 | 0 | 0
F6_Industrial_Instruments_Existing_Miscellaneous_Natural Gas_Miscellaneous_E3 | F6 | Industrial | Instruments | Existing | Miscellaneous | Natural Gas | Miscellaneous | E3 | Utility - Value of Sales | 0 | 0 | 0 | 0 | 0 | 0 | 0 | 0 | 0 | 0 | 0 | 0 | 0 | 0 | 0 | 0 | 0 | 0 | 0 | 0 | 0 | 0 | 0 | 0 | 0 | 0 | 0 | 0 | 0 | 0
F6_Industrial_Instruments_Existing_Miscellaneous_Natural Gas_Miscellaneous_E4 | F6 | Industrial | Instruments | Existing | Miscellaneous | Natural Gas | Miscellaneous | E4 | Utility - Value of Sales | 0 | 0 | 0 | 0 | 0 | 0 | 0 | 0 | 0 | 0 | 0 | 0 | 0 | 0 | 0 | 0 | 0 | 0 | 0 | 0 | 0 | 0 | 0 | 0 | 0 | 0 | 0 | 0 | 0 | 0
F6_Industrial_Instruments_Existing_Miscellaneous_Natural Gas_Miscellaneous_E5 | F6 | Industrial | Instruments | Existing | Miscellaneous | Natural Gas | Miscellaneous | E5 | Utility - Value of Sales | 0 | 0 | 0 | 0 | 0 | 0 | 0 | 0 | 0 | 0 | 0 | 0 | 0 | 0 | 0 | 0 | 0 | 0 | 0 | 0 | 0 | 0 | 0 | 0 | 0 | 0 | 0 | 0 | 0 | 0
F6_Industrial_Instruments_Existing_Miscellaneous_Natural Gas_Miscellaneous_E6 | F6 | Industrial | Instruments | Existing | Miscellaneous | Natural Gas | Miscellaneous | E6 | Utility - Value of Sales | 0 | 0 | 0 | 0 | 0 | 0 | 0 | 0 | 0 | 0 | 0 | 0 | 0 | 0 | 0 | 0 | 0 | 0 | 0 | 0 | 0 | 0 | 0 | 0 | 0 | 0 | 0 | 0 | 0 | 0
F6_Industrial_Instruments_Existing_Miscellaneous_Natural Gas_Miscellaneous_E7 | F6 | Industrial | Instruments | Existing | Miscellaneous | Natural Gas | Miscellaneous | E7 | Utility - Value of Sales | 0 | 0 | 0 | 0 | 0 | 0 | 0 | 0 | 0 | 0 | 0 | 0 | 0 | 0 | 0 | 0 | 0 | 0 | 0 | 0 | 0 | 0 | 0 | 0 | 0 | 0 | 0 | 0 | 0 | 0
F6_Industrial_Instruments_Existing_Miscellaneous_Natural Gas_Miscellaneous_E8 | F6 | Industrial | Instruments | Existing | Miscellaneous | Natural Gas | Miscellaneous | E8 | Utility - Value of Sales | 0 | 0 | 0 | 0 | 0 | 0 | 0 | 0 | 0 | 0 | 0 | 0 | 0 | 0 | 0 | 0 | 0 | 0 | 0 | 0 | 0 | 0 | 0 | 0 | 0 | 0 | 0 | 0 | 0 | 0
F6_Industrial_Instruments_Existing_Miscellaneous_Natural Gas_Miscellaneous_E9 | F6 | Industrial | Instruments | Existing | Miscellaneous | Natural Gas | Miscellaneous | E9 | Utility - Value of Sales | 0 | 0 | 0 | 0 | 0 | 0 | 0 | 0 | 0 | 0 | 0 | 0 | 0 | 0 | 0 | 0 | 0 | 0 | 0 | 0 | 0 | 0 | 0 | 0 | 0 | 0 | 0 | 0 | 0 | 0
F6_Industrial_Instruments_Existing_Miscellaneous_Natural Gas_Miscellaneous_E10 | F6 | Industrial | Instruments | Existing | Miscellaneous | Natural Gas | Miscellaneous | E10 | Utility - Value of Sales | 0 | 0 | 0 | 0 | 0 | 0 | 0 | 0 | 0 | 0 | 0 | 0 | 0 | 0 | 0 | 0 | 0 | 0 | 0 | 0 | 0 | 0 | 0 | 0 | 0 | 0 | 0 | 0 | 0 | 0
F1_Industrial_Instruments_New_Space Heating_Natural Gas_Furnace_E1 | F1 | Industrial | Instruments | New | Space Heating | Natural Gas | Furnace | E1 | Participant - Cost of Equipment | 1.9043 | 1.9043 | 1.9043 | 1.9043 | 1.9043 | 1.9043 | 1.9043 | 1.9043 | 1.9043 | 1.9043 | 1.9043 | 1.9043 | 1.9043 | 1.9043 | 1.9043 | 1.9043 | 1.9043 | 1.9043 | 1.9043 | 1.9043 | 1.9043 | 1.9043 | 0 | 0 | 0 | 0 | 0 | 0 | 0 | 0
F1_Industrial_Instruments_New_Space Heating_Natural Gas_Furnace_E2 | F1 | Industrial | Instruments | New | Space Heating | Natural Gas | Furnace | E2 | Participant - Cost of Equipment | 2.2851 | 2.2851 | 2.2851 | 2.2851 | 2.2851 | 2.2851 | 2.2851 | 2.2851 | 2.2851 | 2.2851 | 2.2851 | 2.2851 | 2.2851 | 2.2851 | 2.2851 | 2.2851 | 2.2851 | 2.2851 | 2.2851 | 2.2851 | 2.2851 | 2.2851 | 0 | 0 | 0 | 0 | 0 | 0 | 0 | 0
F1_Industrial_Instruments_New_Space Heating_Natural Gas_Furnace_E3 | F1 | Industrial | Instruments | New | Space Heating | Natural Gas | Furnace | E3 | Participant - Cost of Equipment | 2.666 | 2.666 | 2.666 | 2.666 | 2.666 | 2.666 | 2.666 | 2.666 | 2.666 | 2.666 | 2.666 | 2.666 | 2.666 | 2.666 | 2.666 | 2.666 | 2.666 | 2.666 | 2.666 | 2.666 | 2.666 | 2.666 | 0 | 0 | 0 | 0 | 0 | 0 | 0 | 0
F1_Industrial_Instruments_New_Space Heating_Natural Gas_Furnace_E4 | F1 | Industrial | Instruments | New | Space Heating | Natural Gas | Furnace | E4 | Participant - Cost of Equipment | 0 | 0 | 0 | 0 | 0 | 0 | 0 | 0 | 0 | 0 | 0 | 0 | 0 | 0 | 0 | 0 | 0 | 0 | 0 | 0 | 0 | 0 | 0 | 0 | 0 | 0 | 0 | 0 | 0 | 0
F1_Industrial_Instruments_New_Space Heating_Natural Gas_Furnace_E5 | F1 | Industrial | Instruments | New | Space Heating | Natural Gas | Furnace | E5 | Participant - Cost of Equipment | 0 | 0 | 0 | 0 | 0 | 0 | 0 | 0 | 0 | 0 | 0 | 0 | 0 | 0 | 0 | 0 | 0 | 0 | 0 | 0 | 0 | 0 | 0 | 0 | 0 | 0 | 0 | 0 | 0 | 0
F1_Industrial_Instruments_New_Space Heating_Natural Gas_Furnace_E6 | F1 | Industrial | Instruments | New | Space Heating | Natural Gas | Furnace | E6 | Participant - Cost of Equipment | 0 | 0 | 0 | 0 | 0 | 0 | 0 | 0 | 0 | 0 | 0 | 0 | 0 | 0 | 0 | 0 | 0 | 0 | 0 | 0 | 0 | 0 | 0 | 0 | 0 | 0 | 0 | 0 | 0 | 0
F1_Industrial_Instruments_New_Space Heating_Natural Gas_Furnace_E7 | F1 | Industrial | Instruments | New | Space Heating | Natural Gas | Furnace | E7 | Participant - Cost of Equipment | 0 | 0 | 0 | 0 | 0 | 0 | 0 | 0 | 0 | 0 | 0 | 0 | 0 | 0 | 0 | 0 | 0 | 0 | 0 | 0 | 0 | 0 | 0 | 0 | 0 | 0 | 0 | 0 | 0 | 0
F1_Industrial_Instruments_New_Space Heating_Natural Gas_Furnace_E8 | F1 | Industrial | Instruments | New | Space Heating | Natural Gas | Furnace | E8 | Participant - Cost of Equipment | 0 | 0 | 0 | 0 | 0 | 0 | 0 | 0 | 0 | 0 | 0 | 0 | 0 | 0 | 0 | 0 | 0 | 0 | 0 | 0 | 0 | 0 | 0 | 0 | 0 | 0 | 0 | 0 | 0 | 0
F1_Industrial_Instruments_New_Space Heating_Natural Gas_Furnace_E9 | F1 | Industrial | Instruments | New | Space Heating | Natural Gas | Furnace | E9 | Participant - Cost of Equipment | 0 | 0 | 0 | 0 | 0 | 0 | 0 | 0 | 0 | 0 | 0 | 0 | 0 | 0 | 0 | 0 | 0 | 0 | 0 | 0 | 0 | 0 | 0 | 0 | 0 | 0 | 0 | 0 | 0 | 0
F1_Industrial_Instruments_New_Space Heating_Natural Gas_Furnace_E10 | F1 | Industrial | Instruments | New | Space Heating | Natural Gas | Furnace | E10 | Participant - Cost of Equipment | 0 | 0 | 0 | 0 | 0 | 0 | 0 | 0 | 0 | 0 | 0 | 0 | 0 | 0 | 0 | 0 | 0 | 0 | 0 | 0 | 0 | 0 | 0 | 0 | 0 | 0 | 0 | 0 | 0 | 0
F2_Industrial_Instruments_New_Space Heating_Natural Gas_Furnace_E1 | F2 | Industrial | Instruments | New | Space Heating | Natural Gas | Furnace | E1 | Participant - Cost of Operation | 31.7101 | 32.0615 | 31.5542 | 31.0681 | 30.2334 | 29.4073 | 28.5767 | 27.8186 | 27.0646 | 26.4066 | 25.7501 | 25.1121 | 24.4868 | 23.8856 | 23.2965 | 22.7191 | 22.1603 | 21.6247 | 21.1013 | 20.6091 | 20.1361 | 19.6776 | 0 | 0 | 0 | 0 | 0 | 0 | 0 | 0
F2_Industrial_Instruments_New_Space Heating_Natural Gas_Furnace_E2 | F2 | Industrial | Instruments | New | Space Heating | Natural Gas | Furnace | E2 | Participant - Cost of Operation | 28.1861 | 28.4984 | 28.0474 | 27.6154 | 26.8734 | 26.1392 | 25.4009 | 24.727 | 24.0568 | 23.4719 | 22.8884 | 22.3213 | 21.7655 | 21.2311 | 20.7075 | 20.1943 | 19.6976 | 19.2214 | 18.7562 | 18.3187 | 17.8983 | 17.4908 | 0 | 0 | 0 | 0 | 0 | 0 | 0 | 0
F2_Industrial_Instruments_New_Space Heating_Natural Gas_Furnace_E3 | F2 | Industrial | Instruments | New | Space Heating | Natural Gas | Furnace | E3 | Participant - Cost of Operation | 26.424 | 26.7168 | 26.2941 | 25.889 | 25.1934 | 24.5051 | 23.8129 | 23.1812 | 22.5529 | 22.0046 | 21.4576 | 20.9259 | 20.4049 | 19.9039 | 19.413 | 18.9318 | 18.4662 | 18.0198 | 17.5837 | 17.1735 | 16.7794 | 16.3973 | 0 | 0 | 0 | 0 | 0 | 0 | 0 | 0
F2_Industrial_Instruments_New_Space Heating_Natural Gas_Furnace_E4 | F2 | Industrial | Instruments | New | Space Heating | Natural Gas | Furnace | E4 | Participant - Cost of Operation | 0 | 0 | 0 | 0 | 0 | 0 | 0 | 0 | 0 | 0 | 0 | 0 | 0 | 0 | 0 | 0 | 0 | 0 | 0 | 0 | 0 | 0 | 0 | 0 | 0 | 0 | 0 | 0 | 0 | 0
F2_Industrial_Instruments_New_Space Heating_Natural Gas_Furnace_E5 | F2 | Industrial | Instruments | New | Space Heating | Natural Gas | Furnace | E5 | Participant - Cost of Operation | 0 | 0 | 0 | 0 | 0 | 0 | 0 | 0 | 0 | 0 | 0 | 0 | 0 | 0 | 0 | 0 | 0 | 0 | 0 | 0 | 0 | 0 | 0 | 0 | 0 | 0 | 0 | 0 | 0 | 0
F2_Industrial_Instruments_New_Space Heating_Natural Gas_Furnace_E6 | F2 | Industrial | Instruments | New | Space Heating | Natural Gas | Furnace | E6 | Participant - Cost of Operation | 0 | 0 | 0 | 0 | 0 | 0 | 0 | 0 | 0 | 0 | 0 | 0 | 0 | 0 | 0 | 0 | 0 | 0 | 0 | 0 | 0 | 0 | 0 | 0 | 0 | 0 | 0 | 0 | 0 | 0
F2_Industrial_Instruments_New_Space Heating_Natural Gas_Furnace_E7 | F2 | Industrial | Instruments | New | Space Heating | Natural Gas | Furnace | E7 | Participant - Cost of Operation | 0 | 0 | 0 | 0 | 0 | 0 | 0 | 0 | 0 | 0 | 0 | 0 | 0 | 0 | 0 | 0 | 0 | 0 | 0 | 0 | 0 | 0 | 0 | 0 | 0 | 0 | 0 | 0 | 0 | 0
F2_Industrial_Instruments_New_Space Heating_Natural Gas_Furnace_E8 | F2 | Industrial | Instruments | New | Space Heating | Natural Gas | Furnace | E8 | Participant - Cost of Operation | 0 | 0 | 0 | 0 | 0 | 0 | 0 | 0 | 0 | 0 | 0 | 0 | 0 | 0 | 0 | 0 | 0 | 0 | 0 | 0 | 0 | 0 | 0 | 0 | 0 | 0 | 0 | 0 | 0 | 0
F2_Industrial_Instruments_New_Space Heating_Natural Gas_Furnace_E9 | F2 | Industrial | Instruments | New | Space Heating | Natural Gas | Furnace | E9 | Participant - Cost of Operation | 0 | 0 | 0 | 0 | 0 | 0 | 0 | 0 | 0 | 0 | 0 | 0 | 0 | 0 | 0 | 0 | 0 | 0 | 0 | 0 | 0 | 0 | 0 | 0 | 0 | 0 | 0 | 0 | 0 | 0
F2_Industrial_Instruments_New_Space Heating_Natural Gas_Furnace_E10 | F2 | Industrial | Instruments | New | Space Heating | Natural Gas | Furnace | E10 | Participant - Cost of Operation | 0 | 0 | 0 | 0 | 0 | 0 | 0 | 0 | 0 | 0 | 0 | 0 | 0 | 0 | 0 | 0 | 0 | 0 | 0 | 0 | 0 | 0 | 0 | 0 | 0 | 0 | 0 | 0 | 0 | 0
F3_Industrial_Instruments_New_Space Heating_Natural Gas_Furnace_E1 | F3 | Industrial | Instruments | New | Space Heating | Natural Gas | Furnace | E1 | System - kBTUs of Conusmption | 5226.9724 | 5226.9724 | 5226.9724 | 5226.9724 | 5226.9724 | 5226.9724 | 5226.9724 | 5226.9724 | 5226.9724 | 5226.9724 | 5226.9724 | 5226.9724 | 5226.9724 | 5226.9724 | 5226.9724 | 5226.9724 | 5226.9724 | 5226.9724 | 5226.9724 | 5226.9724 | 5226.9724 | 5226.9724 | 0 | 0 | 0 | 0 | 0 | 0 | 0 | 0
F3_Industrial_Instruments_New_Space Heating_Natural Gas_Furnace_E2 | F3 | Industrial | Instruments | New | Space Heating | Natural Gas | Furnace | E2 | System - kBTUs of Conusmption | 4646.079 | 4646.079 | 4646.079 | 4646.079 | 4646.079 | 4646.079 | 4646.079 | 4646.079 | 4646.079 | 4646.079 | 4646.079 | 4646.079 | 4646.079 | 4646.079 | 4646.079 | 4646.079 | 4646.079 | 4646.079 | 4646.079 | 4646.079 | 4646.079 | 4646.079 | 0 | 0 | 0 | 0 | 0 | 0 | 0 | 0
F3_Industrial_Instruments_New_Space Heating_Natural Gas_Furnace_E3 | F3 | Industrial | Instruments | New | Space Heating | Natural Gas | Furnace | E3 | System - kBTUs of Conusmption | 4355.6324 | 4355.6324 | 4355.6324 | 4355.6324 | 4355.6324 | 4355.6324 | 4355.6324 | 4355.6324 | 4355.6324 | 4355.6324 | 4355.6324 | 4355.6324 | 4355.6324 | 4355.6324 | 4355.6324 | 4355.6324 | 4355.6324 | 4355.6324 | 4355.6324 | 4355.6324 | 4355.6324 | 4355.6324 | 0 | 0 | 0 | 0 | 0 | 0 | 0 | 0
F3_Industrial_Instruments_New_Space Heating_Natural Gas_Furnace_E4 | F3 | Industrial | Instruments | New | Space Heating | Natural Gas | Furnace | E4 | System - kBTUs of Conusmption | 0 | 0 | 0 | 0 | 0 | 0 | 0 | 0 | 0 | 0 | 0 | 0 | 0 | 0 | 0 | 0 | 0 | 0 | 0 | 0 | 0 | 0 | 0 | 0 | 0 | 0 | 0 | 0 | 0 | 0
F3_Industrial_Instruments_New_Space Heating_Natural Gas_Furnace_E5 | F3 | Industrial | Instruments | New | Space Heating | Natural Gas | Furnace | E5 | System - kBTUs of Conusmption | 0 | 0 | 0 | 0 | 0 | 0 | 0 | 0 | 0 | 0 | 0 | 0 | 0 | 0 | 0 | 0 | 0 | 0 | 0 | 0 | 0 | 0 | 0 | 0 | 0 | 0 | 0 | 0 | 0 | 0
F3_Industrial_Instruments_New_Space Heating_Natural Gas_Furnace_E6 | F3 | Industrial | Instruments | New | Space Heating | Natural Gas | Furnace | E6 | System - kBTUs of Conusmption | 0 | 0 | 0 | 0 | 0 | 0 | 0 | 0 | 0 | 0 | 0 | 0 | 0 | 0 | 0 | 0 | 0 | 0 | 0 | 0 | 0 | 0 | 0 | 0 | 0 | 0 | 0 | 0 | 0 | 0
F3_Industrial_Instruments_New_Space Heating_Natural Gas_Furnace_E7 | F3 | Industrial | Instruments | New | Space Heating | Natural Gas | Furnace | E7 | System - kBTUs of Conusmption | 0 | 0 | 0 | 0 | 0 | 0 | 0 | 0 | 0 | 0 | 0 | 0 | 0 | 0 | 0 | 0 | 0 | 0 | 0 | 0 | 0 | 0 | 0 | 0 | 0 | 0 | 0 | 0 | 0 | 0
F3_Industrial_Instruments_New_Space Heating_Natural Gas_Furnace_E8 | F3 | Industrial | Instruments | New | Space Heating | Natural Gas | Furnace | E8 | System - kBTUs of Conusmption | 0 | 0 | 0 | 0 | 0 | 0 | 0 | 0 | 0 | 0 | 0 | 0 | 0 | 0 | 0 | 0 | 0 | 0 | 0 | 0 | 0 | 0 | 0 | 0 | 0 | 0 | 0 | 0 | 0 | 0
F3_Industrial_Instruments_New_Space Heating_Natural Gas_Furnace_E9 | F3 | Industrial | Instruments | New | Space Heating | Natural Gas | Furnace | E9 | System - kBTUs of Conusmption | 0 | 0 | 0 | 0 | 0 | 0 | 0 | 0 | 0 | 0 | 0 | 0 | 0 | 0 | 0 | 0 | 0 | 0 | 0 | 0 | 0 | 0 | 0 | 0 | 0 | 0 | 0 | 0 | 0 | 0
F3_Industrial_Instruments_New_Space Heating_Natural Gas_Furnace_E10 | F3 | Industrial | Instruments | New | Space Heating | Natural Gas | Furnace | E10 | System - kBTUs of Conusmption | 0 | 0 | 0 | 0 | 0 | 0 | 0 | 0 | 0 | 0 | 0 | 0 | 0 | 0 | 0 | 0 | 0 | 0 | 0 | 0 | 0 | 0 | 0 | 0 | 0 | 0 | 0 | 0 | 0 | 0
F4_Industrial_Instruments_New_Space Heating_Natural Gas_Furnace_E1 | F4 | Industrial | Instruments | New | Space Heating | Natural Gas | Furnace | E1 | Utility - Cost of Equipment | 1.9043 | 1.9043 | 1.9043 | 1.9043 | 1.9043 | 1.9043 | 1.9043 | 1.9043 | 1.9043 | 1.9043 | 1.9043 | 1.9043 | 1.9043 | 1.9043 | 1.9043 | 1.9043 | 1.9043 | 1.9043 | 1.9043 | 1.9043 | 1.9043 | 1.9043 | 0 | 0 | 0 | 0 | 0 | 0 | 0 | 0
F4_Industrial_Instruments_New_Space Heating_Natural Gas_Furnace_E2 | F4 | Industrial | Instruments | New | Space Heating | Natural Gas | Furnace | E2 | Utility - Cost of Equipment | 2.2851 | 2.2851 | 2.2851 | 2.2851 | 2.2851 | 2.2851 | 2.2851 | 2.2851 | 2.2851 | 2.2851 | 2.2851 | 2.2851 | 2.2851 | 2.2851 | 2.2851 | 2.2851 | 2.2851 | 2.2851 | 2.2851 | 2.2851 | 2.2851 | 2.2851 | 0 | 0 | 0 | 0 | 0 | 0 | 0 | 0
F4_Industrial_Instruments_New_Space Heating_Natural Gas_Furnace_E3 | F4 | Industrial | Instruments | New | Space Heating | Natural Gas | Furnace | E3 | Utility - Cost of Equipment | 2.666 | 2.666 | 2.666 | 2.666 | 2.666 | 2.666 | 2.666 | 2.666 | 2.666 | 2.666 | 2.666 | 2.666 | 2.666 | 2.666 | 2.666 | 2.666 | 2.666 | 2.666 | 2.666 | 2.666 | 2.666 | 2.666 | 0 | 0 | 0 | 0 | 0 | 0 | 0 | 0
F4_Industrial_Instruments_New_Space Heating_Natural Gas_Furnace_E4 | F4 | Industrial | Instruments | New | Space Heating | Natural Gas | Furnace | E4 | Utility - Cost of Equipment | 0 | 0 | 0 | 0 | 0 | 0 | 0 | 0 | 0 | 0 | 0 | 0 | 0 | 0 | 0 | 0 | 0 | 0 | 0 | 0 | 0 | 0 | 0 | 0 | 0 | 0 | 0 | 0 | 0 | 0
F4_Industrial_Instruments_New_Space Heating_Natural Gas_Furnace_E5 | F4 | Industrial | Instruments | New | Space Heating | Natural Gas | Furnace | E5 | Utility - Cost of Equipment | 0 | 0 | 0 | 0 | 0 | 0 | 0 | 0 | 0 | 0 | 0 | 0 | 0 | 0 | 0 | 0 | 0 | 0 | 0 | 0 | 0 | 0 | 0 | 0 | 0 | 0 | 0 | 0 | 0 | 0
F4_Industrial_Instruments_New_Space Heating_Natural Gas_Furnace_E6 | F4 | Industrial | Instruments | New | Space Heating | Natural Gas | Furnace | E6 | Utility - Cost of Equipment | 0 | 0 | 0 | 0 | 0 | 0 | 0 | 0 | 0 | 0 | 0 | 0 | 0 | 0 | 0 | 0 | 0 | 0 | 0 | 0 | 0 | 0 | 0 | 0 | 0 | 0 | 0 | 0 | 0 | 0
F4_Industrial_Instruments_New_Space Heating_Natural Gas_Furnace_E7 | F4 | Industrial | Instruments | New | Space Heating | Natural Gas | Furnace | E7 | Utility - Cost of Equipment | 0 | 0 | 0 | 0 | 0 | 0 | 0 | 0 | 0 | 0 | 0 | 0 | 0 | 0 | 0 | 0 | 0 | 0 | 0 | 0 | 0 | 0 | 0 | 0 | 0 | 0 | 0 | 0 | 0 | 0
F4_Industrial_Instruments_New_Space Heating_Natural Gas_Furnace_E8 | F4 | Industrial | Instruments | New | Space Heating | Natural Gas | Furnace | E8 | Utility - Cost of Equipment | 0 | 0 | 0 | 0 | 0 | 0 | 0 | 0 | 0 | 0 | 0 | 0 | 0 | 0 | 0 | 0 | 0 | 0 | 0 | 0 | 0 | 0 | 0 | 0 | 0 | 0 | 0 | 0 | 0 | 0
F4_Industrial_Instruments_New_Space Heating_Natural Gas_Furnace_E9 | F4 | Industrial | Instruments | New | Space Heating | Natural Gas | Furnace | E9 | Utility - Cost of Equipment | 0 | 0 | 0 | 0 | 0 | 0 | 0 | 0 | 0 | 0 | 0 | 0 | 0 | 0 | 0 | 0 | 0 | 0 | 0 | 0 | 0 | 0 | 0 | 0 | 0 | 0 | 0 | 0 | 0 | 0
F4_Industrial_Instruments_New_Space Heating_Natural Gas_Furnace_E10 | F4 | Industrial | Instruments | New | Space Heating | Natural Gas | Furnace | E10 | Utility - Cost of Equipment | 0 | 0 | 0 | 0 | 0 | 0 | 0 | 0 | 0 | 0 | 0 | 0 | 0 | 0 | 0 | 0 | 0 | 0 | 0 | 0 | 0 | 0 | 0 | 0 | 0 | 0 | 0 | 0 | 0 | 0
F5_Industrial_Instruments_New_Space Heating_Natural Gas_Furnace_E1 | F5 | Industrial | Instruments | New | Space Heating | Natural Gas | Furnace | E1 | Utility - Cost of Operation | 26.4678 | 26.7611 | 26.3376 | 25.9319 | 25.2352 | 24.5457 | 23.8524 | 23.2196 | 22.5902 | 22.041 | 21.4931 | 20.9605 | 20.4386 | 19.9368 | 19.4451 | 18.9632 | 18.4968 | 18.0497 | 17.6128 | 17.202 | 16.8072 | 16.4245 | 0 | 0 | 0 | 0 | 0 | 0 | 0 | 0
F5_Industrial_Instruments_New_Space Heating_Natural Gas_Furnace_E2 | F5 | Industrial | Instruments | New | Space Heating | Natural Gas | Furnace | E2 | Utility - Cost of Operation | 23.5263 | 23.787 | 23.4106 | 23.05 | 22.4307 | 21.8178 | 21.2016 | 20.6391 | 20.0797 | 19.5915 | 19.1045 | 18.6311 | 18.1672 | 17.7212 | 17.2841 | 16.8557 | 16.4411 | 16.0437 | 15.6554 | 15.2902 | 14.9393 | 14.5992 | 0 | 0 | 0 | 0 | 0 | 0 | 0 | 0
F5_Industrial_Instruments_New_Space Heating_Natural Gas_Furnace_E3 | F5 | Industrial | Instruments | New | Space Heating | Natural Gas | Furnace | E3 | Utility - Cost of Operation | 22.0556 | 22.3 | 21.9471 | 21.609 | 21.0284 | 20.4539 | 19.8762 | 19.3489 | 18.8244 | 18.3667 | 17.9102 | 17.4664 | 17.0315 | 16.6133 | 16.2036 | 15.802 | 15.4133 | 15.0408 | 14.6767 | 14.3344 | 14.0054 | 13.6865 | 0 | 0 | 0 | 0 | 0 | 0 | 0 | 0
F5_Industrial_Instruments_New_Space Heating_Natural Gas_Furnace_E4 | F5 | Industrial | Instruments | New | Space Heating | Natural Gas | Furnace | E4 | Utility - Cost of Operation | 0 | 0 | 0 | 0 | 0 | 0 | 0 | 0 | 0 | 0 | 0 | 0 | 0 | 0 | 0 | 0 | 0 | 0 | 0 | 0 | 0 | 0 | 0 | 0 | 0 | 0 | 0 | 0 | 0 | 0
F5_Industrial_Instruments_New_Space Heating_Natural Gas_Furnace_E5 | F5 | Industrial | Instruments | New | Space Heating | Natural Gas | Furnace | E5 | Utility - Cost of Operation | 0 | 0 | 0 | 0 | 0 | 0 | 0 | 0 | 0 | 0 | 0 | 0 | 0 | 0 | 0 | 0 | 0 | 0 | 0 | 0 | 0 | 0 | 0 | 0 | 0 | 0 | 0 | 0 | 0 | 0
F5_Industrial_Instruments_New_Space Heating_Natural Gas_Furnace_E6 | F5 | Industrial | Instruments | New | Space Heating | Natural Gas | Furnace | E6 | Utility - Cost of Operation | 0 | 0 | 0 | 0 | 0 | 0 | 0 | 0 | 0 | 0 | 0 | 0 | 0 | 0 | 0 | 0 | 0 | 0 | 0 | 0 | 0 | 0 | 0 | 0 | 0 | 0 | 0 | 0 | 0 | 0
F5_Industrial_Instruments_New_Space Heating_Natural Gas_Furnace_E7 | F5 | Industrial | Instruments | New | Space Heating | Natural Gas | Furnace | E7 | Utility - Cost of Operation | 0 | 0 | 0 | 0 | 0 | 0 | 0 | 0 | 0 | 0 | 0 | 0 | 0 | 0 | 0 | 0 | 0 | 0 | 0 | 0 | 0 | 0 | 0 | 0 | 0 | 0 | 0 | 0 | 0 | 0
F5_Industrial_Instruments_New_Space Heating_Natural Gas_Furnace_E8 | F5 | Industrial | Instruments | New | Space Heating | Natural Gas | Furnace | E8 | Utility - Cost of Operation | 0 | 0 | 0 | 0 | 0 | 0 | 0 | 0 | 0 | 0 | 0 | 0 | 0 | 0 | 0 | 0 | 0 | 0 | 0 | 0 | 0 | 0 | 0 | 0 | 0 | 0 | 0 | 0 | 0 | 0
F5_Industrial_Instruments_New_Space Heating_Natural Gas_Furnace_E9 | F5 | Industrial | Instruments | New | Space Heating | Natural Gas | Furnace | E9 | Utility - Cost of Operation | 0 | 0 | 0 | 0 | 0 | 0 | 0 | 0 | 0 | 0 | 0 | 0 | 0 | 0 | 0 | 0 | 0 | 0 | 0 | 0 | 0 | 0 | 0 | 0 | 0 | 0 | 0 | 0 | 0 | 0
F5_Industrial_Instruments_New_Space Heating_Natural Gas_Furnace_E10 | F5 | Industrial | Instruments | New | Space Heating | Natural Gas | Furnace | E10 | Utility - Cost of Operation | 0 | 0 | 0 | 0 | 0 | 0 | 0 | 0 | 0 | 0 | 0 | 0 | 0 | 0 | 0 | 0 | 0 | 0 | 0 | 0 | 0 | 0 | 0 | 0 | 0 | 0 | 0 | 0 | 0 | 0
F6_Industrial_Instruments_New_Space Heating_Natural Gas_Furnace_E1 | F6 | Industrial | Instruments | New | Space Heating | Natural Gas | Furnace | E1 | Utility - Value of Sales | 31.7101 | 32.0615 | 31.5542 | 31.0681 | 30.2334 | 29.4073 | 28.5767 | 27.8186 | 27.0646 | 26.4066 | 25.7501 | 25.1121 | 24.4868 | 23.8856 | 23.2965 | 22.7191 | 22.1603 | 21.6247 | 21.1013 | 20.6091 | 20.1361 | 19.6776 | 0 | 0 | 0 | 0 | 0 | 0 | 0 | 0
F6_Industrial_Instruments_New_Space Heating_Natural Gas_Furnace_E2 | F6 | Industrial | Instruments | New | Space Heating | Natural Gas | Furnace | E2 | Utility - Value of Sales | 28.1861 | 28.4984 | 28.0474 | 27.6154 | 26.8734 | 26.1392 | 25.4009 | 24.727 | 24.0568 | 23.4719 | 22.8884 | 22.3213 | 21.7655 | 21.2311 | 20.7075 | 20.1943 | 19.6976 | 19.2214 | 18.7562 | 18.3187 | 17.8983 | 17.4908 | 0 | 0 | 0 | 0 | 0 | 0 | 0 | 0
F6_Industrial_Instruments_New_Space Heating_Natural Gas_Furnace_E3 | F6 | Industrial | Instruments | New | Space Heating | Natural Gas | Furnace | E3 | Utility - Value of Sales | 26.424 | 26.7168 | 26.2941 | 25.889 | 25.1934 | 24.5051 | 23.8129 | 23.1812 | 22.5529 | 22.0046 | 21.4576 | 20.9259 | 20.4049 | 19.9039 | 19.413 | 18.9318 | 18.4662 | 18.0198 | 17.5837 | 17.1735 | 16.7794 | 16.3973 | 0 | 0 | 0 | 0 | 0 | 0 | 0 | 0
F6_Industrial_Instruments_New_Space Heating_Natural Gas_Furnace_E4 | F6 | Industrial | Instruments | New | Space Heating | Natural Gas | Furnace | E4 | Utility - Value of Sales | 0 | 0 | 0 | 0 | 0 | 0 | 0 | 0 | 0 | 0 | 0 | 0 | 0 | 0 | 0 | 0 | 0 | 0 | 0 | 0 | 0 | 0 | 0 | 0 | 0 | 0 | 0 | 0 | 0 | 0
F6_Industrial_Instruments_New_Space Heating_Natural Gas_Furnace_E5 | F6 | Industrial | Instruments | New | Space Heating | Natural Gas | Furnace | E5 | Utility - Value of Sales | 0 | 0 | 0 | 0 | 0 | 0 | 0 | 0 | 0 | 0 | 0 | 0 | 0 | 0 | 0 | 0 | 0 | 0 | 0 | 0 | 0 | 0 | 0 | 0 | 0 | 0 | 0 | 0 | 0 | 0
F6_Industrial_Instruments_New_Space Heating_Natural Gas_Furnace_E6 | F6 | Industrial | Instruments | New | Space Heating | Natural Gas | Furnace | E6 | Utility - Value of Sales | 0 | 0 | 0 | 0 | 0 | 0 | 0 | 0 | 0 | 0 | 0 | 0 | 0 | 0 | 0 | 0 | 0 | 0 | 0 | 0 | 0 | 0 | 0 | 0 | 0 | 0 | 0 | 0 | 0 | 0
F6_Industrial_Instruments_New_Space Heating_Natural Gas_Furnace_E7 | F6 | Industrial | Instruments | New | Space Heating | Natural Gas | Furnace | E7 | Utility - Value of Sales | 0 | 0 | 0 | 0 | 0 | 0 | 0 | 0 | 0 | 0 | 0 | 0 | 0 | 0 | 0 | 0 | 0 | 0 | 0 | 0 | 0 | 0 | 0 | 0 | 0 | 0 | 0 | 0 | 0 | 0
F6_Industrial_Instruments_New_Space Heating_Natural Gas_Furnace_E8 | F6 | Industrial | Instruments | New | Space Heating | Natural Gas | Furnace | E8 | Utility - Value of Sales | 0 | 0 | 0 | 0 | 0 | 0 | 0 | 0 | 0 | 0 | 0 | 0 | 0 | 0 | 0 | 0 | 0 | 0 | 0 | 0 | 0 | 0 | 0 | 0 | 0 | 0 | 0 | 0 | 0 | 0
F6_Industrial_Instruments_New_Space Heating_Natural Gas_Furnace_E9 | F6 | Industrial | Instruments | New | Space Heating | Natural Gas | Furnace | E9 | Utility - Value of Sales | 0 | 0 | 0 | 0 | 0 | 0 | 0 | 0 | 0 | 0 | 0 | 0 | 0 | 0 | 0 | 0 | 0 | 0 | 0 | 0 | 0 | 0 | 0 | 0 | 0 | 0 | 0 | 0 | 0 | 0
F6_Industrial_Instruments_New_Space Heating_Natural Gas_Furnace_E10 | F6 | Industrial | Instruments | New | Space Heating | Natural Gas | Furnace | E10 | Utility - Value of Sales | 0 | 0 | 0 | 0 | 0 | 0 | 0 | 0 | 0 | 0 | 0 | 0 | 0 | 0 | 0 | 0 | 0 | 0 | 0 | 0 | 0 | 0 | 0 | 0 | 0 | 0 | 0 | 0 | 0 | 0
F1_Industrial_Instruments_New_Space Heating_Natural Gas_Boiler_E1 | F1 | Industrial | Instruments | New | Space Heating | Natural Gas | Boiler | E1 | Participant - Cost of Equipment | 12.5429 | 12.5429 | 12.5429 | 12.5429 | 12.5429 | 12.5429 | 12.5429 | 12.5429 | 12.5429 | 12.5429 | 12.5429 | 12.5429 | 12.5429 | 12.5429 | 12.5429 | 12.5429 | 12.5429 | 12.5429 | 12.5429 | 12.5429 | 12.5429 | 12.5429 | 0 | 0 | 0 | 0 | 0 | 0 | 0 | 0
F1_Industrial_Instruments_New_Space Heating_Natural Gas_Boiler_E2 | F1 | Industrial | Instruments | New | Space Heating | Natural Gas | Boiler | E2 | Participant - Cost of Equipment | 14.0145 | 14.0145 | 14.0145 | 14.0145 | 14.0145 | 14.0145 | 14.0145 | 14.0145 | 14.0145 | 14.0145 | 14.0145 | 14.0145 | 14.0145 | 14.0145 | 14.0145 | 14.0145 | 14.0145 | 14.0145 | 14.0145 | 14.0145 | 14.0145 | 14.0145 | 0 | 0 | 0 | 0 | 0 | 0 | 0 | 0
F1_Industrial_Instruments_New_Space Heating_Natural Gas_Boiler_E3 | F1 | Industrial | Instruments | New | Space Heating | Natural Gas | Boiler | E3 | Participant - Cost of Equipment | 16.9701 | 16.9701 | 16.9701 | 16.9701 | 16.9701 | 16.9701 | 16.9701 | 16.9701 | 16.9701 | 16.9701 | 16.9701 | 16.9701 | 16.9701 | 16.9701 | 16.9701 | 16.9701 | 16.9701 | 16.9701 | 16.9701 | 16.9701 | 16.9701 | 16.9701 | 0 | 0 | 0 | 0 | 0 | 0 | 0 | 0
F1_Industrial_Instruments_New_Space Heating_Natural Gas_Boiler_E4 | F1 | Industrial | Instruments | New | Space Heating | Natural Gas | Boiler | E4 | Participant - Cost of Equipment | 69306.7857 | 69306.7857 | 69306.7857 | 69306.7857 | 69306.7857 | 69306.7857 | 69306.7857 | 69306.7857 | 69306.7857 | 69306.7857 | 69306.7857 | 69306.7857 | 69306.7857 | 69306.7857 | 69306.7857 | 69306.7857 | 69306.7857 | 69306.7857 | 69306.7857 | 69306.7857 | 69306.7857 | 69306.7857 | 0 | 0 | 0 | 0 | 0 | 0 | 0 | 0
F1_Industrial_Instruments_New_Space Heating_Natural Gas_Boiler_E5 | F1 | Industrial | Instruments | New | Space Heating | Natural Gas | Boiler | E5 | Participant - Cost of Equipment | 0 | 0 | 0 | 0 | 0 | 0 | 0 | 0 | 0 | 0 | 0 | 0 | 0 | 0 | 0 | 0 | 0 | 0 | 0 | 0 | 0 | 0 | 0 | 0 | 0 | 0 | 0 | 0 | 0 | 0
F1_Industrial_Instruments_New_Space Heating_Natural Gas_Boiler_E6 | F1 | Industrial | Instruments | New | Space Heating | Natural Gas | Boiler | E6 | Participant - Cost of Equipment | 0 | 0 | 0 | 0 | 0 | 0 | 0 | 0 | 0 | 0 | 0 | 0 | 0 | 0 | 0 | 0 | 0 | 0 | 0 | 0 | 0 | 0 | 0 | 0 | 0 | 0 | 0 | 0 | 0 | 0
F1_Industrial_Instruments_New_Space Heating_Natural Gas_Boiler_E7 | F1 | Industrial | Instruments | New | Space Heating | Natural Gas | Boiler | E7 | Participant - Cost of Equipment | 0 | 0 | 0 | 0 | 0 | 0 | 0 | 0 | 0 | 0 | 0 | 0 | 0 | 0 | 0 | 0 | 0 | 0 | 0 | 0 | 0 | 0 | 0 | 0 | 0 | 0 | 0 | 0 | 0 | 0
F1_Industrial_Instruments_New_Space Heating_Natural Gas_Boiler_E8 | F1 | Industrial | Instruments | New | Space Heating | Natural Gas | Boiler | E8 | Participant - Cost of Equipment | 0 | 0 | 0 | 0 | 0 | 0 | 0 | 0 | 0 | 0 | 0 | 0 | 0 | 0 | 0 | 0 | 0 | 0 | 0 | 0 | 0 | 0 | 0 | 0 | 0 | 0 | 0 | 0 | 0 | 0
F1_Industrial_Instruments_New_Space Heating_Natural Gas_Boiler_E9 | F1 | Industrial | Instruments | New | Space Heating | Natural Gas | Boiler | E9 | Participant - Cost of Equipment | 0 | 0 | 0 | 0 | 0 | 0 | 0 | 0 | 0 | 0 | 0 | 0 | 0 | 0 | 0 | 0 | 0 | 0 | 0 | 0 | 0 | 0 | 0 | 0 | 0 | 0 | 0 | 0 | 0 | 0
F1_Industrial_Instruments_New_Space Heating_Natural Gas_Boiler_E10 | F1 | Industrial | Instruments | New | Space Heating | Natural Gas | Boiler | E10 | Participant - Cost of Equipment | 0 | 0 | 0 | 0 | 0 | 0 | 0 | 0 | 0 | 0 | 0 | 0 | 0 | 0 | 0 | 0 | 0 | 0 | 0 | 0 | 0 | 0 | 0 | 0 | 0 | 0 | 0 | 0 | 0 | 0
F2_Industrial_Instruments_New_Space Heating_Natural Gas_Boiler_E1 | F2 | Industrial | Instruments | New | Space Heating | Natural Gas | Boiler | E1 | Participant - Cost of Operation | 107.5808 | 108.6134 | 106.8612 | 105.181 | 102.3702 | 99.59 | 96.797 | 94.2418 | 91.7022 | 89.4765 | 87.2582 | 85.1014 | 82.9882 | 80.955 | 78.9631 | 77.011 | 75.1232 | 73.3152 | 71.5517 | 69.8948 | 68.3058 | 66.77 | 0 | 0 | 0 | 0 | 0 | 0 | 0 | 0
F2_Industrial_Instruments_New_Space Heating_Natural Gas_Boiler_E2 | F2 | Industrial | Instruments | New | Space Heating | Natural Gas | Boiler | E2 | Participant - Cost of Operation | 101.2536 | 102.2256 | 100.5763 | 98.995 | 96.3495 | 93.7328 | 91.1041 | 88.6992 | 86.3089 | 84.2142 | 82.1263 | 80.0963 | 78.1074 | 76.1938 | 74.319 | 72.4817 | 70.705 | 69.0033 | 67.3435 | 65.7841 | 64.2886 | 62.8431 | 0 | 0 | 0 | 0 | 0 | 0 | 0 | 0
F2_Industrial_Instruments_New_Space Heating_Natural Gas_Boiler_E3 | F2 | Industrial | Instruments | New | Space Heating | Natural Gas | Boiler | E3 | Participant - Cost of Operation | 88.7344 | 89.5861 | 88.1408 | 86.755 | 84.4366 | 82.1434 | 79.8397 | 77.7322 | 75.6375 | 73.8017 | 71.9719 | 70.193 | 68.45 | 66.773 | 65.13 | 63.5199 | 61.9628 | 60.4716 | 59.017 | 57.6504 | 56.3398 | 55.073 | 0 | 0 | 0 | 0 | 0 | 0 | 0 | 0
F2_Industrial_Instruments_New_Space Heating_Natural Gas_Boiler_E4 | F2 | Industrial | Instruments | New | Space Heating | Natural Gas | Boiler | E4 | Participant - Cost of Operation | 65.8227 | 67.2337 | 66.3402 | 65.487 | 63.6889 | 61.8989 | 60.0812 | 58.4428 | 56.803 | 55.4067 | 54.0056 | 52.6452 | 51.311 | 50.0332 | 48.7803 | 47.551 | 46.3641 | 45.2302 | 44.1188 | 43.0788 | 42.0764 | 41.0973 | 0 | 0 | 0 | 0 | 0 | 0 | 0 | 0
F2_Industrial_Instruments_New_Space Heating_Natural Gas_Boiler_E5 | F2 | Industrial | Instruments | New | Space Heating | Natural Gas | Boiler | E5 | Participant - Cost of Operation | 0 | 0 | 0 | 0 | 0 | 0 | 0 | 0 | 0 | 0 | 0 | 0 | 0 | 0 | 0 | 0 | 0 | 0 | 0 | 0 | 0 | 0 | 0 | 0 | 0 | 0 | 0 | 0 | 0 | 0
F2_Industrial_Instruments_New_Space Heating_Natural Gas_Boiler_E6 | F2 | Industrial | Instruments | New | Space Heating | Natural Gas | Boiler | E6 | Participant - Cost of Operation | 0 | 0 | 0 | 0 | 0 | 0 | 0 | 0 | 0 | 0 | 0 | 0 | 0 | 0 | 0 | 0 | 0 | 0 | 0 | 0 | 0 | 0 | 0 | 0 | 0 | 0 | 0 | 0 | 0 | 0
F2_Industrial_Instruments_New_Space Heating_Natural Gas_Boiler_E7 | F2 | Industrial | Instruments | New | Space Heating | Natural Gas | Boiler | E7 | Participant - Cost of Operation | 0 | 0 | 0 | 0 | 0 | 0 | 0 | 0 | 0 | 0 | 0 | 0 | 0 | 0 | 0 | 0 | 0 | 0 | 0 | 0 | 0 | 0 | 0 | 0 | 0 | 0 | 0 | 0 | 0 | 0
F2_Industrial_Instruments_New_Space Heating_Natural Gas_Boiler_E8 | F2 | Industrial | Instruments | New | Space Heating | Natural Gas | Boiler | E8 | Participant - Cost of Operation | 0 | 0 | 0 | 0 | 0 | 0 | 0 | 0 | 0 | 0 | 0 | 0 | 0 | 0 | 0 | 0 | 0 | 0 | 0 | 0 | 0 | 0 | 0 | 0 | 0 | 0 | 0 | 0 | 0 | 0
F2_Industrial_Instruments_New_Space Heating_Natural Gas_Boiler_E9 | F2 | Industrial | Instruments | New | Space Heating | Natural Gas | Boiler | E9 | Participant - Cost of Operation | 0 | 0 | 0 | 0 | 0 | 0 | 0 | 0 | 0 | 0 | 0 | 0 | 0 | 0 | 0 | 0 | 0 | 0 | 0 | 0 | 0 | 0 | 0 | 0 | 0 | 0 | 0 | 0 | 0 | 0
F2_Industrial_Instruments_New_Space Heating_Natural Gas_Boiler_E10 | F2 | Industrial | Instruments | New | Space Heating | Natural Gas | Boiler | E10 | Participant - Cost of Operation | 0 | 0 | 0 | 0 | 0 | 0 | 0 | 0 | 0 | 0 | 0 | 0 | 0 | 0 | 0 | 0 | 0 | 0 | 0 | 0 | 0 | 0 | 0 | 0 | 0 | 0 | 0 | 0 | 0 | 0
F3_Industrial_Instruments_New_Space Heating_Natural Gas_Boiler_E1 | F3 | Industrial | Instruments | New | Space Heating | Natural Gas | Boiler | E1 | System - kBTUs of Conusmption | 17935.6227 | 17935.6227 | 17935.6227 | 17935.6227 | 17935.6227 | 17935.6227 | 17935.6227 | 17935.6227 | 17935.6227 | 17935.6227 | 17935.6227 | 17935.6227 | 17935.6227 | 17935.6227 | 17935.6227 | 17935.6227 | 17935.6227 | 17935.6227 | 17935.6227 | 17935.6227 | 17935.6227 | 17935.6227 | 0 | 0 | 0 | 0 | 0 | 0 | 0 | 0
F3_Industrial_Instruments_New_Space Heating_Natural Gas_Boiler_E2 | F3 | Industrial | Instruments | New | Space Heating | Natural Gas | Boiler | E2 | System - kBTUs of Conusmption | 16880.7752 | 16880.7752 | 16880.7752 | 16880.7752 | 16880.7752 | 16880.7752 | 16880.7752 | 16880.7752 | 16880.7752 | 16880.7752 | 16880.7752 | 16880.7752 | 16880.7752 | 16880.7752 | 16880.7752 | 16880.7752 | 16880.7752 | 16880.7752 | 16880.7752 | 16880.7752 | 16880.7752 | 16880.7752 | 0 | 0 | 0 | 0 | 0 | 0 | 0 | 0
F3_Industrial_Instruments_New_Space Heating_Natural Gas_Boiler_E3 | F3 | Industrial | Instruments | New | Space Heating | Natural Gas | Boiler | E3 | System - kBTUs of Conusmption | 14793.5923 | 14793.5923 | 14793.5923 | 14793.5923 | 14793.5923 | 14793.5923 | 14793.5923 | 14793.5923 | 14793.5923 | 14793.5923 | 14793.5923 | 14793.5923 | 14793.5923 | 14793.5923 | 14793.5923 | 14793.5923 | 14793.5923 | 14793.5923 | 14793.5923 | 14793.5923 | 14793.5923 | 14793.5923 | 0 | 0 | 0 | 0 | 0 | 0 | 0 | 0
F3_Industrial_Instruments_New_Space Heating_Natural Gas_Boiler_E4 | F3 | Industrial | Instruments | New | Space Heating | Natural Gas | Boiler | E4 | System - kBTUs of Conusmption | 10248.9273 | 10248.9273 | 10248.9273 | 10248.9273 | 10248.9273 | 10248.9273 | 10248.9273 | 10248.9273 | 10248.9273 | 10248.9273 | 10248.9273 | 10248.9273 | 10248.9273 | 10248.9273 | 10248.9273 | 10248.9273 | 10248.9273 | 10248.9273 | 10248.9273 | 10248.9273 | 10248.9273 | 10248.9273 | 0 | 0 | 0 | 0 | 0 | 0 | 0 | 0
F3_Industrial_Instruments_New_Space Heating_Natural Gas_Boiler_E5 | F3 | Industrial | Instruments | New | Space Heating | Natural Gas | Boiler | E5 | System - kBTUs of Conusmption | 0 | 0 | 0 | 0 | 0 | 0 | 0 | 0 | 0 | 0 | 0 | 0 | 0 | 0 | 0 | 0 | 0 | 0 | 0 | 0 | 0 | 0 | 0 | 0 | 0 | 0 | 0 | 0 | 0 | 0
F3_Industrial_Instruments_New_Space Heating_Natural Gas_Boiler_E6 | F3 | Industrial | Instruments | New | Space Heating | Natural Gas | Boiler | E6 | System - kBTUs of Conusmption | 0 | 0 | 0 | 0 | 0 | 0 | 0 | 0 | 0 | 0 | 0 | 0 | 0 | 0 | 0 | 0 | 0 | 0 | 0 | 0 | 0 | 0 | 0 | 0 | 0 | 0 | 0 | 0 | 0 | 0
F3_Industrial_Instruments_New_Space Heating_Natural Gas_Boiler_E7 | F3 | Industrial | Instruments | New | Space Heating | Natural Gas | Boiler | E7 | System - kBTUs of Conusmption | 0 | 0 | 0 | 0 | 0 | 0 | 0 | 0 | 0 | 0 | 0 | 0 | 0 | 0 | 0 | 0 | 0 | 0 | 0 | 0 | 0 | 0 | 0 | 0 | 0 | 0 | 0 | 0 | 0 | 0
F3_Industrial_Instruments_New_Space Heating_Natural Gas_Boiler_E8 | F3 | Industrial | Instruments | New | Space Heating | Natural Gas | Boiler | E8 | System - kBTUs of Conusmption | 0 | 0 | 0 | 0 | 0 | 0 | 0 | 0 | 0 | 0 | 0 | 0 | 0 | 0 | 0 | 0 | 0 | 0 | 0 | 0 | 0 | 0 | 0 | 0 | 0 | 0 | 0 | 0 | 0 | 0
F3_Industrial_Instruments_New_Space Heating_Natural Gas_Boiler_E9 | F3 | Industrial | Instruments | New | Space Heating | Natural Gas | Boiler | E9 | System - kBTUs of Conusmption | 0 | 0 | 0 | 0 | 0 | 0 | 0 | 0 | 0 | 0 | 0 | 0 | 0 | 0 | 0 | 0 | 0 | 0 | 0 | 0 | 0 | 0 | 0 | 0 | 0 | 0 | 0 | 0 | 0 | 0
F3_Industrial_Instruments_New_Space Heating_Natural Gas_Boiler_E10 | F3 | Industrial | Instruments | New | Space Heating | Natural Gas | Boiler | E10 | System - kBTUs of Conusmption | 0 | 0 | 0 | 0 | 0 | 0 | 0 | 0 | 0 | 0 | 0 | 0 | 0 | 0 | 0 | 0 | 0 | 0 | 0 | 0 | 0 | 0 | 0 | 0 | 0 | 0 | 0 | 0 | 0 | 0
F4_Industrial_Instruments_New_Space Heating_Natural Gas_Boiler_E1 | F4 | Industrial | Instruments | New | Space Heating | Natural Gas | Boiler | E1 | Utility - Cost of Equipment | 12.5429 | 12.5429 | 12.5429 | 12.5429 | 12.5429 | 12.5429 | 12.5429 | 12.5429 | 12.5429 | 12.5429 | 12.5429 | 12.5429 | 12.5429 | 12.5429 | 12.5429 | 12.5429 | 12.5429 | 12.5429 | 12.5429 | 12.5429 | 12.5429 | 12.5429 | 0 | 0 | 0 | 0 | 0 | 0 | 0 | 0
F4_Industrial_Instruments_New_Space Heating_Natural Gas_Boiler_E2 | F4 | Industrial | Instruments | New | Space Heating | Natural Gas | Boiler | E2 | Utility - Cost of Equipment | 14.0145 | 14.0145 | 14.0145 | 14.0145 | 14.0145 | 14.0145 | 14.0145 | 14.0145 | 14.0145 | 14.0145 | 14.0145 | 14.0145 | 14.0145 | 14.0145 | 14.0145 | 14.0145 | 14.0145 | 14.0145 | 14.0145 | 14.0145 | 14.0145 | 14.0145 | 0 | 0 | 0 | 0 | 0 | 0 | 0 | 0
F4_Industrial_Instruments_New_Space Heating_Natural Gas_Boiler_E3 | F4 | Industrial | Instruments | New | Space Heating | Natural Gas | Boiler | E3 | Utility - Cost of Equipment | 16.9701 | 16.9701 | 16.9701 | 16.9701 | 16.9701 | 16.9701 | 16.9701 | 16.9701 | 16.9701 | 16.9701 | 16.9701 | 16.9701 | 16.9701 | 16.9701 | 16.9701 | 16.9701 | 16.9701 | 16.9701 | 16.9701 | 16.9701 | 16.9701 | 16.9701 | 0 | 0 | 0 | 0 | 0 | 0 | 0 | 0
F4_Industrial_Instruments_New_Space Heating_Natural Gas_Boiler_E4 | F4 | Industrial | Instruments | New | Space Heating | Natural Gas | Boiler | E4 | Utility - Cost of Equipment | 69306.7857 | 69306.7857 | 69306.7857 | 69306.7857 | 69306.7857 | 69306.7857 | 69306.7857 | 69306.7857 | 69306.7857 | 69306.7857 | 69306.7857 | 69306.7857 | 69306.7857 | 69306.7857 | 69306.7857 | 69306.7857 | 69306.7857 | 69306.7857 | 69306.7857 | 69306.7857 | 69306.7857 | 69306.7857 | 0 | 0 | 0 | 0 | 0 | 0 | 0 | 0
F4_Industrial_Instruments_New_Space Heating_Natural Gas_Boiler_E5 | F4 | Industrial | Instruments | New | Space Heating | Natural Gas | Boiler | E5 | Utility - Cost of Equipment | 0 | 0 | 0 | 0 | 0 | 0 | 0 | 0 | 0 | 0 | 0 | 0 | 0 | 0 | 0 | 0 | 0 | 0 | 0 | 0 | 0 | 0 | 0 | 0 | 0 | 0 | 0 | 0 | 0 | 0
F4_Industrial_Instruments_New_Space Heating_Natural Gas_Boiler_E6 | F4 | Industrial | Instruments | New | Space Heating | Natural Gas | Boiler | E6 | Utility - Cost of Equipment | 0 | 0 | 0 | 0 | 0 | 0 | 0 | 0 | 0 | 0 | 0 | 0 | 0 | 0 | 0 | 0 | 0 | 0 | 0 | 0 | 0 | 0 | 0 | 0 | 0 | 0 | 0 | 0 | 0 | 0
F4_Industrial_Instruments_New_Space Heating_Natural Gas_Boiler_E7 | F4 | Industrial | Instruments | New | Space Heating | Natural Gas | Boiler | E7 | Utility - Cost of Equipment | 0 | 0 | 0 | 0 | 0 | 0 | 0 | 0 | 0 | 0 | 0 | 0 | 0 | 0 | 0 | 0 | 0 | 0 | 0 | 0 | 0 | 0 | 0 | 0 | 0 | 0 | 0 | 0 | 0 | 0
F4_Industrial_Instruments_New_Space Heating_Natural Gas_Boiler_E8 | F4 | Industrial | Instruments | New | Space Heating | Natural Gas | Boiler | E8 | Utility - Cost of Equipment | 0 | 0 | 0 | 0 | 0 | 0 | 0 | 0 | 0 | 0 | 0 | 0 | 0 | 0 | 0 | 0 | 0 | 0 | 0 | 0 | 0 | 0 | 0 | 0 | 0 | 0 | 0 | 0 | 0 | 0
F4_Industrial_Instruments_New_Space Heating_Natural Gas_Boiler_E9 | F4 | Industrial | Instruments | New | Space Heating | Natural Gas | Boiler | E9 | Utility - Cost of Equipment | 0 | 0 | 0 | 0 | 0 | 0 | 0 | 0 | 0 | 0 | 0 | 0 | 0 | 0 | 0 | 0 | 0 | 0 | 0 | 0 | 0 | 0 | 0 | 0 | 0 | 0 | 0 | 0 | 0 | 0
F4_Industrial_Instruments_New_Space Heating_Natural Gas_Boiler_E10 | F4 | Industrial | Instruments | New | Space Heating | Natural Gas | Boiler | E10 | Utility - Cost of Equipment | 0 | 0 | 0 | 0 | 0 | 0 | 0 | 0 | 0 | 0 | 0 | 0 | 0 | 0 | 0 | 0 | 0 | 0 | 0 | 0 | 0 | 0 | 0 | 0 | 0 | 0 | 0 | 0 | 0 | 0
F5_Industrial_Instruments_New_Space Heating_Natural Gas_Boiler_E1 | F5 | Industrial | Instruments | New | Space Heating | Natural Gas | Boiler | E1 | Utility - Cost of Operation | 89.7954 | 90.6574 | 89.1948 | 87.7924 | 85.4463 | 83.1257 | 80.7944 | 78.6617 | 76.5419 | 74.6842 | 72.8326 | 71.0324 | 69.2685 | 67.5714 | 65.9089 | 64.2794 | 62.7038 | 61.1947 | 59.7227 | 58.3397 | 57.0135 | 55.7315 | 0 | 0 | 0 | 0 | 0 | 0 | 0 | 0
F5_Industrial_Instruments_New_Space Heating_Natural Gas_Boiler_E2 | F5 | Industrial | Instruments | New | Space Heating | Natural Gas | Boiler | E2 | Utility - Cost of Operation | 84.5143 | 85.3255 | 83.949 | 82.6291 | 80.4209 | 78.2368 | 76.0427 | 74.0354 | 72.0403 | 70.2918 | 68.5491 | 66.8547 | 65.1946 | 63.5974 | 62.0326 | 60.499 | 59.016 | 57.5956 | 56.2102 | 54.9086 | 53.6603 | 52.4538 | 0 | 0 | 0 | 0 | 0 | 0 | 0 | 0
F5_Industrial_Instruments_New_Space Heating_Natural Gas_Boiler_E3 | F5 | Industrial | Instruments | New | Space Heating | Natural Gas | Boiler | E3 | Utility - Cost of Operation | 74.0647 | 74.7757 | 73.5693 | 72.4126 | 70.4775 | 68.5634 | 66.6405 | 64.8814 | 63.133 | 61.6007 | 60.0735 | 58.5887 | 57.1338 | 55.734 | 54.3627 | 53.0187 | 51.7191 | 50.4743 | 49.2603 | 48.1196 | 47.0256 | 45.9683 | 0 | 0 | 0 | 0 | 0 | 0 | 0 | 0
F5_Industrial_Instruments_New_Space Heating_Natural Gas_Boiler_E4 | F5 | Industrial | Instruments | New | Space Heating | Natural Gas | Boiler | E4 | Utility - Cost of Operation | 54.9408 | 56.1186 | 55.3728 | 54.6607 | 53.1598 | 51.6657 | 50.1486 | 48.781 | 47.4123 | 46.2468 | 45.0773 | 43.9419 | 42.8282 | 41.7617 | 40.7159 | 39.6898 | 38.6991 | 37.7527 | 36.8251 | 35.957 | 35.1203 | 34.3031 | 0 | 0 | 0 | 0 | 0 | 0 | 0 | 0
F5_Industrial_Instruments_New_Space Heating_Natural Gas_Boiler_E5 | F5 | Industrial | Instruments | New | Space Heating | Natural Gas | Boiler | E5 | Utility - Cost of Operation | 0 | 0 | 0 | 0 | 0 | 0 | 0 | 0 | 0 | 0 | 0 | 0 | 0 | 0 | 0 | 0 | 0 | 0 | 0 | 0 | 0 | 0 | 0 | 0 | 0 | 0 | 0 | 0 | 0 | 0
F5_Industrial_Instruments_New_Space Heating_Natural Gas_Boiler_E6 | F5 | Industrial | Instruments | New | Space Heating | Natural Gas | Boiler | E6 | Utility - Cost of Operation | 0 | 0 | 0 | 0 | 0 | 0 | 0 | 0 | 0 | 0 | 0 | 0 | 0 | 0 | 0 | 0 | 0 | 0 | 0 | 0 | 0 | 0 | 0 | 0 | 0 | 0 | 0 | 0 | 0 | 0
F5_Industrial_Instruments_New_Space Heating_Natural Gas_Boiler_E7 | F5 | Industrial | Instruments | New | Space Heating | Natural Gas | Boiler | E7 | Utility - Cost of Operation | 0 | 0 | 0 | 0 | 0 | 0 | 0 | 0 | 0 | 0 | 0 | 0 | 0 | 0 | 0 | 0 | 0 | 0 | 0 | 0 | 0 | 0 | 0 | 0 | 0 | 0 | 0 | 0 | 0 | 0
F5_Industrial_Instruments_New_Space Heating_Natural Gas_Boiler_E8 | F5 | Industrial | Instruments | New | Space Heating | Natural Gas | Boiler | E8 | Utility - Cost of Operation | 0 | 0 | 0 | 0 | 0 | 0 | 0 | 0 | 0 | 0 | 0 | 0 | 0 | 0 | 0 | 0 | 0 | 0 | 0 | 0 | 0 | 0 | 0 | 0 | 0 | 0 | 0 | 0 | 0 | 0
F5_Industrial_Instruments_New_Space Heating_Natural Gas_Boiler_E9 | F5 | Industrial | Instruments | New | Space Heating | Natural Gas | Boiler | E9 | Utility - Cost of Operation | 0 | 0 | 0 | 0 | 0 | 0 | 0 | 0 | 0 | 0 | 0 | 0 | 0 | 0 | 0 | 0 | 0 | 0 | 0 | 0 | 0 | 0 | 0 | 0 | 0 | 0 | 0 | 0 | 0 | 0
F5_Industrial_Instruments_New_Space Heating_Natural Gas_Boiler_E10 | F5 | Industrial | Instruments | New | Space Heating | Natural Gas | Boiler | E10 | Utility - Cost of Operation | 0 | 0 | 0 | 0 | 0 | 0 | 0 | 0 | 0 | 0 | 0 | 0 | 0 | 0 | 0 | 0 | 0 | 0 | 0 | 0 | 0 | 0 | 0 | 0 | 0 | 0 | 0 | 0 | 0 | 0
F6_Industrial_Instruments_New_Space Heating_Natural Gas_Boiler_E1 | F6 | Industrial | Instruments | New | Space Heating | Natural Gas | Boiler | E1 | Utility - Value of Sales | 107.5808 | 108.6134 | 106.8612 | 105.181 | 102.3702 | 99.59 | 96.797 | 94.2418 | 91.7022 | 89.4765 | 87.2582 | 85.1014 | 82.9882 | 80.955 | 78.9631 | 77.011 | 75.1232 | 73.3152 | 71.5517 | 69.8948 | 68.3058 | 66.77 | 0 | 0 | 0 | 0 | 0 | 0 | 0 | 0
F6_Industrial_Instruments_New_Space Heating_Natural Gas_Boiler_E2 | F6 | Industrial | Instruments | New | Space Heating | Natural Gas | Boiler | E2 | Utility - Value of Sales | 101.2536 | 102.2256 | 100.5763 | 98.995 | 96.3495 | 93.7328 | 91.1041 | 88.6992 | 86.3089 | 84.2142 | 82.1263 | 80.0963 | 78.1074 | 76.1938 | 74.319 | 72.4817 | 70.705 | 69.0033 | 67.3435 | 65.7841 | 64.2886 | 62.8431 | 0 | 0 | 0 | 0 | 0 | 0 | 0 | 0
F6_Industrial_Instruments_New_Space Heating_Natural Gas_Boiler_E3 | F6 | Industrial | Instruments | New | Space Heating | Natural Gas | Boiler | E3 | Utility - Value of Sales | 88.7344 | 89.5861 | 88.1408 | 86.755 | 84.4366 | 82.1434 | 79.8397 | 77.7322 | 75.6375 | 73.8017 | 71.9719 | 70.193 | 68.45 | 66.773 | 65.13 | 63.5199 | 61.9628 | 60.4716 | 59.017 | 57.6504 | 56.3398 | 55.073 | 0 | 0 | 0 | 0 | 0 | 0 | 0 | 0
F6_Industrial_Instruments_New_Space Heating_Natural Gas_Boiler_E4 | F6 | Industrial | Instruments | New | Space Heating | Natural Gas | Boiler | E4 | Utility - Value of Sales | 65.8227 | 67.2337 | 66.3402 | 65.487 | 63.6889 | 61.8989 | 60.0812 | 58.4428 | 56.803 | 55.4067 | 54.0056 | 52.6452 | 51.311 | 50.0332 | 48.7803 | 47.551 | 46.3641 | 45.2302 | 44.1188 | 43.0788 | 42.0764 | 41.0973 | 0 | 0 | 0 | 0 | 0 | 0 | 0 | 0
F6_Industrial_Instruments_New_Space Heating_Natural Gas_Boiler_E5 | F6 | Industrial | Instruments | New | Space Heating | Natural Gas | Boiler | E5 | Utility - Value of Sales | 0 | 0 | 0 | 0 | 0 | 0 | 0 | 0 | 0 | 0 | 0 | 0 | 0 | 0 | 0 | 0 | 0 | 0 | 0 | 0 | 0 | 0 | 0 | 0 | 0 | 0 | 0 | 0 | 0 | 0
F6_Industrial_Instruments_New_Space Heating_Natural Gas_Boiler_E6 | F6 | Industrial | Instruments | New | Space Heating | Natural Gas | Boiler | E6 | Utility - Value of Sales | 0 | 0 | 0 | 0 | 0 | 0 | 0 | 0 | 0 | 0 | 0 | 0 | 0 | 0 | 0 | 0 | 0 | 0 | 0 | 0 | 0 | 0 | 0 | 0 | 0 | 0 | 0 | 0 | 0 | 0
F6_Industrial_Instruments_New_Space Heating_Natural Gas_Boiler_E7 | F6 | Industrial | Instruments | New | Space Heating | Natural Gas | Boiler | E7 | Utility - Value of Sales | 0 | 0 | 0 | 0 | 0 | 0 | 0 | 0 | 0 | 0 | 0 | 0 | 0 | 0 | 0 | 0 | 0 | 0 | 0 | 0 | 0 | 0 | 0 | 0 | 0 | 0 | 0 | 0 | 0 | 0
F6_Industrial_Instruments_New_Space Heating_Natural Gas_Boiler_E8 | F6 | Industrial | Instruments | New | Space Heating | Natural Gas | Boiler | E8 | Utility - Value of Sales | 0 | 0 | 0 | 0 | 0 | 0 | 0 | 0 | 0 | 0 | 0 | 0 | 0 | 0 | 0 | 0 | 0 | 0 | 0 | 0 | 0 | 0 | 0 | 0 | 0 | 0 | 0 | 0 | 0 | 0
F6_Industrial_Instruments_New_Space Heating_Natural Gas_Boiler_E9 | F6 | Industrial | Instruments | New | Space Heating | Natural Gas | Boiler | E9 | Utility - Value of Sales | 0 | 0 | 0 | 0 | 0 | 0 | 0 | 0 | 0 | 0 | 0 | 0 | 0 | 0 | 0 | 0 | 0 | 0 | 0 | 0 | 0 | 0 | 0 | 0 | 0 | 0 | 0 | 0 | 0 | 0
F6_Industrial_Instruments_New_Space Heating_Natural Gas_Boiler_E10 | F6 | Industrial | Instruments | New | Space Heating | Natural Gas | Boiler | E10 | Utility - Value of Sales | 0 | 0 | 0 | 0 | 0 | 0 | 0 | 0 | 0 | 0 | 0 | 0 | 0 | 0 | 0 | 0 | 0 | 0 | 0 | 0 | 0 | 0 | 0 | 0 | 0 | 0 | 0 | 0 | 0 | 0
F1_Industrial_Instruments_New_Space Heating_Natural Gas_Unit Heater_E1 | F1 | Industrial | Instruments | New | Space Heating | Natural Gas | Unit Heater | E1 | Participant - Cost of Equipment | 6.1605 | 6.1605 | 6.1605 | 6.1605 | 6.1605 | 6.1605 | 6.1605 | 6.1605 | 6.1605 | 6.1605 | 6.1605 | 6.1605 | 6.1605 | 6.1605 | 6.1605 | 6.1605 | 6.1605 | 6.1605 | 6.1605 | 6.1605 | 6.1605 | 6.1605 | 0 | 0 | 0 | 0 | 0 | 0 | 0 | 0
F1_Industrial_Instruments_New_Space Heating_Natural Gas_Unit Heater_E2 | F1 | Industrial | Instruments | New | Space Heating | Natural Gas | Unit Heater | E2 | Participant - Cost of Equipment | 13.511 | 13.511 | 13.511 | 13.511 | 13.511 | 13.511 | 13.511 | 13.511 | 13.511 | 13.511 | 13.511 | 13.511 | 13.511 | 13.511 | 13.511 | 13.511 | 13.511 | 13.511 | 13.511 | 13.511 | 13.511 | 13.511 | 0 | 0 | 0 | 0 | 0 | 0 | 0 | 0
F1_Industrial_Instruments_New_Space Heating_Natural Gas_Unit Heater_E3 | F1 | Industrial | Instruments | New | Space Heating | Natural Gas | Unit Heater | E3 | Participant - Cost of Equipment | 7.2024 | 7.2024 | 7.2024 | 7.2024 | 7.2024 | 7.2024 | 7.2024 | 7.2024 | 7.2024 | 7.2024 | 7.2024 | 7.2024 | 7.2024 | 7.2024 | 7.2024 | 7.2024 | 7.2024 | 7.2024 | 7.2024 | 7.2024 | 7.2024 | 7.2024 | 0 | 0 | 0 | 0 | 0 | 0 | 0 | 0
F1_Industrial_Instruments_New_Space Heating_Natural Gas_Unit Heater_E4 | F1 | Industrial | Instruments | New | Space Heating | Natural Gas | Unit Heater | E4 | Participant - Cost of Equipment | 0 | 0 | 0 | 0 | 0 | 0 | 0 | 0 | 0 | 0 | 0 | 0 | 0 | 0 | 0 | 0 | 0 | 0 | 0 | 0 | 0 | 0 | 0 | 0 | 0 | 0 | 0 | 0 | 0 | 0
F1_Industrial_Instruments_New_Space Heating_Natural Gas_Unit Heater_E5 | F1 | Industrial | Instruments | New | Space Heating | Natural Gas | Unit Heater | E5 | Participant - Cost of Equipment | 0 | 0 | 0 | 0 | 0 | 0 | 0 | 0 | 0 | 0 | 0 | 0 | 0 | 0 | 0 | 0 | 0 | 0 | 0 | 0 | 0 | 0 | 0 | 0 | 0 | 0 | 0 | 0 | 0 | 0
F1_Industrial_Instruments_New_Space Heating_Natural Gas_Unit Heater_E6 | F1 | Industrial | Instruments | New | Space Heating | Natural Gas | Unit Heater | E6 | Participant - Cost of Equipment | 0 | 0 | 0 | 0 | 0 | 0 | 0 | 0 | 0 | 0 | 0 | 0 | 0 | 0 | 0 | 0 | 0 | 0 | 0 | 0 | 0 | 0 | 0 | 0 | 0 | 0 | 0 | 0 | 0 | 0
F1_Industrial_Instruments_New_Space Heating_Natural Gas_Unit Heater_E7 | F1 | Industrial | Instruments | New | Space Heating | Natural Gas | Unit Heater | E7 | Participant - Cost of Equipment | 0 | 0 | 0 | 0 | 0 | 0 | 0 | 0 | 0 | 0 | 0 | 0 | 0 | 0 | 0 | 0 | 0 | 0 | 0 | 0 | 0 | 0 | 0 | 0 | 0 | 0 | 0 | 0 | 0 | 0
F1_Industrial_Instruments_New_Space Heating_Natural Gas_Unit Heater_E8 | F1 | Industrial | Instruments | New | Space Heating | Natural Gas | Unit Heater | E8 | Participant - Cost of Equipment | 0 | 0 | 0 | 0 | 0 | 0 | 0 | 0 | 0 | 0 | 0 | 0 | 0 | 0 | 0 | 0 | 0 | 0 | 0 | 0 | 0 | 0 | 0 | 0 | 0 | 0 | 0 | 0 | 0 | 0
F1_Industrial_Instruments_New_Space Heating_Natural Gas_Unit Heater_E9 | F1 | Industrial | Instruments | New | Space Heating | Natural Gas | Unit Heater | E9 | Participant - Cost of Equipment | 0 | 0 | 0 | 0 | 0 | 0 | 0 | 0 | 0 | 0 | 0 | 0 | 0 | 0 | 0 | 0 | 0 | 0 | 0 | 0 | 0 | 0 | 0 | 0 | 0 | 0 | 0 | 0 | 0 | 0
F1_Industrial_Instruments_New_Space Heating_Natural Gas_Unit Heater_E10 | F1 | Industrial | Instruments | New | Space Heating | Natural Gas | Unit Heater | E10 | Participant - Cost of Equipment | 0 | 0 | 0 | 0 | 0 | 0 | 0 | 0 | 0 | 0 | 0 | 0 | 0 | 0 | 0 | 0 | 0 | 0 | 0 | 0 | 0 | 0 | 0 | 0 | 0 | 0 | 0 | 0 | 0 | 0
F2_Industrial_Instruments_New_Space Heating_Natural Gas_Unit Heater_E1 | F2 | Industrial | Instruments | New | Space Heating | Natural Gas | Unit Heater | E1 | Participant - Cost of Operation | 53.6113 | 55.1608 | 54.535 | 53.9411 | 52.4529 | 50.9632 | 49.4364 | 48.0685 | 46.6915 | 45.5357 | 44.3707 | 43.2404 | 42.1313 | 41.072 | 40.0326 | 39.0123 | 38.0286 | 37.0919 | 36.1732 | 35.3188 | 34.497 | 33.6943 | 0 | 0 | 0 | 0 | 0 | 0 | 0 | 0
F2_Industrial_Instruments_New_Space Heating_Natural Gas_Unit Heater_E2 | F2 | Industrial | Instruments | New | Space Heating | Natural Gas | Unit Heater | E2 | Participant - Cost of Operation | 51.0595 | 52.5353 | 51.9392 | 51.3737 | 49.9563 | 48.5375 | 47.0833 | 45.7806 | 44.4691 | 43.3684 | 42.2587 | 41.1823 | 40.126 | 39.1171 | 38.1271 | 37.1554 | 36.2185 | 35.3264 | 34.4515 | 33.6378 | 32.855 | 32.0905 | 0 | 0 | 0 | 0 | 0 | 0 | 0 | 0
F2_Industrial_Instruments_New_Space Heating_Natural Gas_Unit Heater_E3 | F2 | Industrial | Instruments | New | Space Heating | Natural Gas | Unit Heater | E3 | Participant - Cost of Operation | 44.3997 | 45.3431 | 44.7379 | 44.1604 | 42.9475 | 41.739 | 40.5121 | 39.4062 | 38.2989 | 37.3571 | 36.4127 | 35.4957 | 34.5965 | 33.7351 | 32.8906 | 32.062 | 31.2619 | 30.4975 | 29.7483 | 29.0471 | 28.3712 | 27.711 | 0 | 0 | 0 | 0 | 0 | 0 | 0 | 0
F2_Industrial_Instruments_New_Space Heating_Natural Gas_Unit Heater_E4 | F2 | Industrial | Instruments | New | Space Heating | Natural Gas | Unit Heater | E4 | Participant - Cost of Operation | 0 | 0 | 0 | 0 | 0 | 0 | 0 | 0 | 0 | 0 | 0 | 0 | 0 | 0 | 0 | 0 | 0 | 0 | 0 | 0 | 0 | 0 | 0 | 0 | 0 | 0 | 0 | 0 | 0 | 0
F2_Industrial_Instruments_New_Space Heating_Natural Gas_Unit Heater_E5 | F2 | Industrial | Instruments | New | Space Heating | Natural Gas | Unit Heater | E5 | Participant - Cost of Operation | 0 | 0 | 0 | 0 | 0 | 0 | 0 | 0 | 0 | 0 | 0 | 0 | 0 | 0 | 0 | 0 | 0 | 0 | 0 | 0 | 0 | 0 | 0 | 0 | 0 | 0 | 0 | 0 | 0 | 0
F2_Industrial_Instruments_New_Space Heating_Natural Gas_Unit Heater_E6 | F2 | Industrial | Instruments | New | Space Heating | Natural Gas | Unit Heater | E6 | Participant - Cost of Operation | 0 | 0 | 0 | 0 | 0 | 0 | 0 | 0 | 0 | 0 | 0 | 0 | 0 | 0 | 0 | 0 | 0 | 0 | 0 | 0 | 0 | 0 | 0 | 0 | 0 | 0 | 0 | 0 | 0 | 0
F2_Industrial_Instruments_New_Space Heating_Natural Gas_Unit Heater_E7 | F2 | Industrial | Instruments | New | Space Heating | Natural Gas | Unit Heater | E7 | Participant - Cost of Operation | 0 | 0 | 0 | 0 | 0 | 0 | 0 | 0 | 0 | 0 | 0 | 0 | 0 | 0 | 0 | 0 | 0 | 0 | 0 | 0 | 0 | 0 | 0 | 0 | 0 | 0 | 0 | 0 | 0 | 0
F2_Industrial_Instruments_New_Space Heating_Natural Gas_Unit Heater_E8 | F2 | Industrial | Instruments | New | Space Heating | Natural Gas | Unit Heater | E8 | Participant - Cost of Operation | 0 | 0 | 0 | 0 | 0 | 0 | 0 | 0 | 0 | 0 | 0 | 0 | 0 | 0 | 0 | 0 | 0 | 0 | 0 | 0 | 0 | 0 | 0 | 0 | 0 | 0 | 0 | 0 | 0 | 0
F2_Industrial_Instruments_New_Space Heating_Natural Gas_Unit Heater_E9 | F2 | Industrial | Instruments | New | Space Heating | Natural Gas | Unit Heater | E9 | Participant - Cost of Operation | 0 | 0 | 0 | 0 | 0 | 0 | 0 | 0 | 0 | 0 | 0 | 0 | 0 | 0 | 0 | 0 | 0 | 0 | 0 | 0 | 0 | 0 | 0 | 0 | 0 | 0 | 0 | 0 | 0 | 0
F2_Industrial_Instruments_New_Space Heating_Natural Gas_Unit Heater_E10 | F2 | Industrial | Instruments | New | Space Heating | Natural Gas | Unit Heater | E10 | Participant - Cost of Operation | 0 | 0 | 0 | 0 | 0 | 0 | 0 | 0 | 0 | 0 | 0 | 0 | 0 | 0 | 0 | 0 | 0 | 0 | 0 | 0 | 0 | 0 | 0 | 0 | 0 | 0 | 0 | 0 | 0 | 0
F3_Industrial_Instruments_New_Space Heating_Natural Gas_Unit Heater_E1 | F3 | Industrial | Instruments | New | Space Heating | Natural Gas | Unit Heater | E1 | System - kBTUs of Conusmption | 8097.0421 | 8097.0421 | 8097.0421 | 8097.0421 | 8097.0421 | 8097.0421 | 8097.0421 | 8097.0421 | 8097.0421 | 8097.0421 | 8097.0421 | 8097.0421 | 8097.0421 | 8097.0421 | 8097.0421 | 8097.0421 | 8097.0421 | 8097.0421 | 8097.0421 | 8097.0421 | 8097.0421 | 8097.0421 | 0 | 0 | 0 | 0 | 0 | 0 | 0 | 0
F3_Industrial_Instruments_New_Space Heating_Natural Gas_Unit Heater_E2 | F3 | Industrial | Instruments | New | Space Heating | Natural Gas | Unit Heater | E2 | System - kBTUs of Conusmption | 7711.6462 | 7711.6462 | 7711.6462 | 7711.6462 | 7711.6462 | 7711.6462 | 7711.6462 | 7711.6462 | 7711.6462 | 7711.6462 | 7711.6462 | 7711.6462 | 7711.6462 | 7711.6462 | 7711.6462 | 7711.6462 | 7711.6462 | 7711.6462 | 7711.6462 | 7711.6462 | 7711.6462 | 7711.6462 | 0 | 0 | 0 | 0 | 0 | 0 | 0 | 0
F3_Industrial_Instruments_New_Space Heating_Natural Gas_Unit Heater_E3 | F3 | Industrial | Instruments | New | Space Heating | Natural Gas | Unit Heater | E3 | System - kBTUs of Conusmption | 6882.4858 | 6882.4858 | 6882.4858 | 6882.4858 | 6882.4858 | 6882.4858 | 6882.4858 | 6882.4858 | 6882.4858 | 6882.4858 | 6882.4858 | 6882.4858 | 6882.4858 | 6882.4858 | 6882.4858 | 6882.4858 | 6882.4858 | 6882.4858 | 6882.4858 | 6882.4858 | 6882.4858 | 6882.4858 | 0 | 0 | 0 | 0 | 0 | 0 | 0 | 0
F3_Industrial_Instruments_New_Space Heating_Natural Gas_Unit Heater_E4 | F3 | Industrial | Instruments | New | Space Heating | Natural Gas | Unit Heater | E4 | System - kBTUs of Conusmption | 0 | 0 | 0 | 0 | 0 | 0 | 0 | 0 | 0 | 0 | 0 | 0 | 0 | 0 | 0 | 0 | 0 | 0 | 0 | 0 | 0 | 0 | 0 | 0 | 0 | 0 | 0 | 0 | 0 | 0
F3_Industrial_Instruments_New_Space Heating_Natural Gas_Unit Heater_E5 | F3 | Industrial | Instruments | New | Space Heating | Natural Gas | Unit Heater | E5 | System - kBTUs of Conusmption | 0 | 0 | 0 | 0 | 0 | 0 | 0 | 0 | 0 | 0 | 0 | 0 | 0 | 0 | 0 | 0 | 0 | 0 | 0 | 0 | 0 | 0 | 0 | 0 | 0 | 0 | 0 | 0 | 0 | 0
F3_Industrial_Instruments_New_Space Heating_Natural Gas_Unit Heater_E6 | F3 | Industrial | Instruments | New | Space Heating | Natural Gas | Unit Heater | E6 | System - kBTUs of Conusmption | 0 | 0 | 0 | 0 | 0 | 0 | 0 | 0 | 0 | 0 | 0 | 0 | 0 | 0 | 0 | 0 | 0 | 0 | 0 | 0 | 0 | 0 | 0 | 0 | 0 | 0 | 0 | 0 | 0 | 0
F3_Industrial_Instruments_New_Space Heating_Natural Gas_Unit Heater_E7 | F3 | Industrial | Instruments | New | Space Heating | Natural Gas | Unit Heater | E7 | System - kBTUs of Conusmption | 0 | 0 | 0 | 0 | 0 | 0 | 0 | 0 | 0 | 0 | 0 | 0 | 0 | 0 | 0 | 0 | 0 | 0 | 0 | 0 | 0 | 0 | 0 | 0 | 0 | 0 | 0 | 0 | 0 | 0
F3_Industrial_Instruments_New_Space Heating_Natural Gas_Unit Heater_E8 | F3 | Industrial | Instruments | New | Space Heating | Natural Gas | Unit Heater | E8 | System - kBTUs of Conusmption | 0 | 0 | 0 | 0 | 0 | 0 | 0 | 0 | 0 | 0 | 0 | 0 | 0 | 0 | 0 | 0 | 0 | 0 | 0 | 0 | 0 | 0 | 0 | 0 | 0 | 0 | 0 | 0 | 0 | 0
F3_Industrial_Instruments_New_Space Heating_Natural Gas_Unit Heater_E9 | F3 | Industrial | Instruments | New | Space Heating | Natural Gas | Unit Heater | E9 | System - kBTUs of Conusmption | 0 | 0 | 0 | 0 | 0 | 0 | 0 | 0 | 0 | 0 | 0 | 0 | 0 | 0 | 0 | 0 | 0 | 0 | 0 | 0 | 0 | 0 | 0 | 0 | 0 | 0 | 0 | 0 | 0 | 0
F3_Industrial_Instruments_New_Space Heating_Natural Gas_Unit Heater_E10 | F3 | Industrial | Instruments | New | Space Heating | Natural Gas | Unit Heater | E10 | System - kBTUs of Conusmption | 0 | 0 | 0 | 0 | 0 | 0 | 0 | 0 | 0 | 0 | 0 | 0 | 0 | 0 | 0 | 0 | 0 | 0 | 0 | 0 | 0 | 0 | 0 | 0 | 0 | 0 | 0 | 0 | 0 | 0
F4_Industrial_Instruments_New_Space Heating_Natural Gas_Unit Heater_E1 | F4 | Industrial | Instruments | New | Space Heating | Natural Gas | Unit Heater | E1 | Utility - Cost of Equipment | 6.1605 | 6.1605 | 6.1605 | 6.1605 | 6.1605 | 6.1605 | 6.1605 | 6.1605 | 6.1605 | 6.1605 | 6.1605 | 6.1605 | 6.1605 | 6.1605 | 6.1605 | 6.1605 | 6.1605 | 6.1605 | 6.1605 | 6.1605 | 6.1605 | 6.1605 | 0 | 0 | 0 | 0 | 0 | 0 | 0 | 0
F4_Industrial_Instruments_New_Space Heating_Natural Gas_Unit Heater_E2 | F4 | Industrial | Instruments | New | Space Heating | Natural Gas | Unit Heater | E2 | Utility - Cost of Equipment | 13.511 | 13.511 | 13.511 | 13.511 | 13.511 | 13.511 | 13.511 | 13.511 | 13.511 | 13.511 | 13.511 | 13.511 | 13.511 | 13.511 | 13.511 | 13.511 | 13.511 | 13.511 | 13.511 | 13.511 | 13.511 | 13.511 | 0 | 0 | 0 | 0 | 0 | 0 | 0 | 0
F4_Industrial_Instruments_New_Space Heating_Natural Gas_Unit Heater_E3 | F4 | Industrial | Instruments | New | Space Heating | Natural Gas | Unit Heater | E3 | Utility - Cost of Equipment | 7.2024 | 7.2024 | 7.2024 | 7.2024 | 7.2024 | 7.2024 | 7.2024 | 7.2024 | 7.2024 | 7.2024 | 7.2024 | 7.2024 | 7.2024 | 7.2024 | 7.2024 | 7.2024 | 7.2024 | 7.2024 | 7.2024 | 7.2024 | 7.2024 | 7.2024 | 0 | 0 | 0 | 0 | 0 | 0 | 0 | 0
F4_Industrial_Instruments_New_Space Heating_Natural Gas_Unit Heater_E4 | F4 | Industrial | Instruments | New | Space Heating | Natural Gas | Unit Heater | E4 | Utility - Cost of Equipment | 0 | 0 | 0 | 0 | 0 | 0 | 0 | 0 | 0 | 0 | 0 | 0 | 0 | 0 | 0 | 0 | 0 | 0 | 0 | 0 | 0 | 0 | 0 | 0 | 0 | 0 | 0 | 0 | 0 | 0
F4_Industrial_Instruments_New_Space Heating_Natural Gas_Unit Heater_E5 | F4 | Industrial | Instruments | New | Space Heating | Natural Gas | Unit Heater | E5 | Utility - Cost of Equipment | 0 | 0 | 0 | 0 | 0 | 0 | 0 | 0 | 0 | 0 | 0 | 0 | 0 | 0 | 0 | 0 | 0 | 0 | 0 | 0 | 0 | 0 | 0 | 0 | 0 | 0 | 0 | 0 | 0 | 0
F4_Industrial_Instruments_New_Space Heating_Natural Gas_Unit Heater_E6 | F4 | Industrial | Instruments | New | Space Heating | Natural Gas | Unit Heater | E6 | Utility - Cost of Equipment | 0 | 0 | 0 | 0 | 0 | 0 | 0 | 0 | 0 | 0 | 0 | 0 | 0 | 0 | 0 | 0 | 0 | 0 | 0 | 0 | 0 | 0 | 0 | 0 | 0 | 0 | 0 | 0 | 0 | 0
F4_Industrial_Instruments_New_Space Heating_Natural Gas_Unit Heater_E7 | F4 | Industrial | Instruments | New | Space Heating | Natural Gas | Unit Heater | E7 | Utility - Cost of Equipment | 0 | 0 | 0 | 0 | 0 | 0 | 0 | 0 | 0 | 0 | 0 | 0 | 0 | 0 | 0 | 0 | 0 | 0 | 0 | 0 | 0 | 0 | 0 | 0 | 0 | 0 | 0 | 0 | 0 | 0
F4_Industrial_Instruments_New_Space Heating_Natural Gas_Unit Heater_E8 | F4 | Industrial | Instruments | New | Space Heating | Natural Gas | Unit Heater | E8 | Utility - Cost of Equipment | 0 | 0 | 0 | 0 | 0 | 0 | 0 | 0 | 0 | 0 | 0 | 0 | 0 | 0 | 0 | 0 | 0 | 0 | 0 | 0 | 0 | 0 | 0 | 0 | 0 | 0 | 0 | 0 | 0 | 0
F4_Industrial_Instruments_New_Space Heating_Natural Gas_Unit Heater_E9 | F4 | Industrial | Instruments | New | Space Heating | Natural Gas | Unit Heater | E9 | Utility - Cost of Equipment | 0 | 0 | 0 | 0 | 0 | 0 | 0 | 0 | 0 | 0 | 0 | 0 | 0 | 0 | 0 | 0 | 0 | 0 | 0 | 0 | 0 | 0 | 0 | 0 | 0 | 0 | 0 | 0 | 0 | 0
F4_Industrial_Instruments_New_Space Heating_Natural Gas_Unit Heater_E10 | F4 | Industrial | Instruments | New | Space Heating | Natural Gas | Unit Heater | E10 | Utility - Cost of Equipment | 0 | 0 | 0 | 0 | 0 | 0 | 0 | 0 | 0 | 0 | 0 | 0 | 0 | 0 | 0 | 0 | 0 | 0 | 0 | 0 | 0 | 0 | 0 | 0 | 0 | 0 | 0 | 0 | 0 | 0
F5_Industrial_Instruments_New_Space Heating_Natural Gas_Unit Heater_E1 | F5 | Industrial | Instruments | New | Space Heating | Natural Gas | Unit Heater | E1 | Utility - Cost of Operation | 44.7482 | 46.0416 | 45.5192 | 45.0235 | 43.7813 | 42.5379 | 41.2635 | 40.1218 | 38.9724 | 38.0077 | 37.0353 | 36.0919 | 35.1662 | 34.2819 | 33.4144 | 32.5627 | 31.7417 | 30.9598 | 30.193 | 29.4799 | 28.7939 | 28.1239 | 0 | 0 | 0 | 0 | 0 | 0 | 0 | 0
F5_Industrial_Instruments_New_Space Heating_Natural Gas_Unit Heater_E2 | F5 | Industrial | Instruments | New | Space Heating | Natural Gas | Unit Heater | E2 | Utility - Cost of Operation | 42.6183 | 43.8502 | 43.3526 | 42.8805 | 41.6975 | 40.5132 | 39.2995 | 38.2121 | 37.1174 | 36.1987 | 35.2725 | 34.374 | 33.4923 | 32.6502 | 31.8239 | 31.0128 | 30.2309 | 29.4862 | 28.7559 | 28.0767 | 27.4234 | 26.7853 | 0 | 0 | 0 | 0 | 0 | 0 | 0 | 0
F5_Industrial_Instruments_New_Space Heating_Natural Gas_Unit Heater_E3 | F5 | Industrial | Instruments | New | Space Heating | Natural Gas | Unit Heater | E3 | Utility - Cost of Operation | 37.0595 | 37.8469 | 37.3418 | 36.8598 | 35.8474 | 34.8387 | 33.8146 | 32.8915 | 31.9673 | 31.1812 | 30.3929 | 29.6275 | 28.8769 | 28.158 | 27.4531 | 26.7615 | 26.0936 | 25.4557 | 24.8303 | 24.245 | 23.6808 | 23.1298 | 0 | 0 | 0 | 0 | 0 | 0 | 0 | 0
F5_Industrial_Instruments_New_Space Heating_Natural Gas_Unit Heater_E4 | F5 | Industrial | Instruments | New | Space Heating | Natural Gas | Unit Heater | E4 | Utility - Cost of Operation | 0 | 0 | 0 | 0 | 0 | 0 | 0 | 0 | 0 | 0 | 0 | 0 | 0 | 0 | 0 | 0 | 0 | 0 | 0 | 0 | 0 | 0 | 0 | 0 | 0 | 0 | 0 | 0 | 0 | 0
F5_Industrial_Instruments_New_Space Heating_Natural Gas_Unit Heater_E5 | F5 | Industrial | Instruments | New | Space Heating | Natural Gas | Unit Heater | E5 | Utility - Cost of Operation | 0 | 0 | 0 | 0 | 0 | 0 | 0 | 0 | 0 | 0 | 0 | 0 | 0 | 0 | 0 | 0 | 0 | 0 | 0 | 0 | 0 | 0 | 0 | 0 | 0 | 0 | 0 | 0 | 0 | 0
F5_Industrial_Instruments_New_Space Heating_Natural Gas_Unit Heater_E6 | F5 | Industrial | Instruments | New | Space Heating | Natural Gas | Unit Heater | E6 | Utility - Cost of Operation | 0 | 0 | 0 | 0 | 0 | 0 | 0 | 0 | 0 | 0 | 0 | 0 | 0 | 0 | 0 | 0 | 0 | 0 | 0 | 0 | 0 | 0 | 0 | 0 | 0 | 0 | 0 | 0 | 0 | 0
F5_Industrial_Instruments_New_Space Heating_Natural Gas_Unit Heater_E7 | F5 | Industrial | Instruments | New | Space Heating | Natural Gas | Unit Heater | E7 | Utility - Cost of Operation | 0 | 0 | 0 | 0 | 0 | 0 | 0 | 0 | 0 | 0 | 0 | 0 | 0 | 0 | 0 | 0 | 0 | 0 | 0 | 0 | 0 | 0 | 0 | 0 | 0 | 0 | 0 | 0 | 0 | 0
F5_Industrial_Instruments_New_Space Heating_Natural Gas_Unit Heater_E8 | F5 | Industrial | Instruments | New | Space Heating | Natural Gas | Unit Heater | E8 | Utility - Cost of Operation | 0 | 0 | 0 | 0 | 0 | 0 | 0 | 0 | 0 | 0 | 0 | 0 | 0 | 0 | 0 | 0 | 0 | 0 | 0 | 0 | 0 | 0 | 0 | 0 | 0 | 0 | 0 | 0 | 0 | 0
F5_Industrial_Instruments_New_Space Heating_Natural Gas_Unit Heater_E9 | F5 | Industrial | Instruments | New | Space Heating | Natural Gas | Unit Heater | E9 | Utility - Cost of Operation | 0 | 0 | 0 | 0 | 0 | 0 | 0 | 0 | 0 | 0 | 0 | 0 | 0 | 0 | 0 | 0 | 0 | 0 | 0 | 0 | 0 | 0 | 0 | 0 | 0 | 0 | 0 | 0 | 0 | 0
F5_Industrial_Instruments_New_Space Heating_Natural Gas_Unit Heater_E10 | F5 | Industrial | Instruments | New | Space Heating | Natural Gas | Unit Heater | E10 | Utility - Cost of Operation | 0 | 0 | 0 | 0 | 0 | 0 | 0 | 0 | 0 | 0 | 0 | 0 | 0 | 0 | 0 | 0 | 0 | 0 | 0 | 0 | 0 | 0 | 0 | 0 | 0 | 0 | 0 | 0 | 0 | 0
F6_Industrial_Instruments_New_Space Heating_Natural Gas_Unit Heater_E1 | F6 | Industrial | Instruments | New | Space Heating | Natural Gas | Unit Heater | E1 | Utility - Value of Sales | 53.6113 | 55.1608 | 54.535 | 53.9411 | 52.4529 | 50.9632 | 49.4364 | 48.0685 | 46.6915 | 45.5357 | 44.3707 | 43.2404 | 42.1313 | 41.072 | 40.0326 | 39.0123 | 38.0286 | 37.0919 | 36.1732 | 35.3188 | 34.497 | 33.6943 | 0 | 0 | 0 | 0 | 0 | 0 | 0 | 0
F6_Industrial_Instruments_New_Space Heating_Natural Gas_Unit Heater_E2 | F6 | Industrial | Instruments | New | Space Heating | Natural Gas | Unit Heater | E2 | Utility - Value of Sales | 51.0595 | 52.5353 | 51.9392 | 51.3737 | 49.9563 | 48.5375 | 47.0833 | 45.7806 | 44.4691 | 43.3684 | 42.2587 | 41.1823 | 40.126 | 39.1171 | 38.1271 | 37.1554 | 36.2185 | 35.3264 | 34.4515 | 33.6378 | 32.855 | 32.0905 | 0 | 0 | 0 | 0 | 0 | 0 | 0 | 0
F6_Industrial_Instruments_New_Space Heating_Natural Gas_Unit Heater_E3 | F6 | Industrial | Instruments | New | Space Heating | Natural Gas | Unit Heater | E3 | Utility - Value of Sales | 44.3997 | 45.3431 | 44.7379 | 44.1604 | 42.9475 | 41.739 | 40.5121 | 39.4062 | 38.2989 | 37.3571 | 36.4127 | 35.4957 | 34.5965 | 33.7351 | 32.8906 | 32.062 | 31.2619 | 30.4975 | 29.7483 | 29.0471 | 28.3712 | 27.711 | 0 | 0 | 0 | 0 | 0 | 0 | 0 | 0
F6_Industrial_Instruments_New_Space Heating_Natural Gas_Unit Heater_E4 | F6 | Industrial | Instruments | New | Space Heating | Natural Gas | Unit Heater | E4 | Utility - Value of Sales | 0 | 0 | 0 | 0 | 0 | 0 | 0 | 0 | 0 | 0 | 0 | 0 | 0 | 0 | 0 | 0 | 0 | 0 | 0 | 0 | 0 | 0 | 0 | 0 | 0 | 0 | 0 | 0 | 0 | 0
F6_Industrial_Instruments_New_Space Heating_Natural Gas_Unit Heater_E5 | F6 | Industrial | Instruments | New | Space Heating | Natural Gas | Unit Heater | E5 | Utility - Value of Sales | 0 | 0 | 0 | 0 | 0 | 0 | 0 | 0 | 0 | 0 | 0 | 0 | 0 | 0 | 0 | 0 | 0 | 0 | 0 | 0 | 0 | 0 | 0 | 0 | 0 | 0 | 0 | 0 | 0 | 0
F6_Industrial_Instruments_New_Space Heating_Natural Gas_Unit Heater_E6 | F6 | Industrial | Instruments | New | Space Heating | Natural Gas | Unit Heater | E6 | Utility - Value of Sales | 0 | 0 | 0 | 0 | 0 | 0 | 0 | 0 | 0 | 0 | 0 | 0 | 0 | 0 | 0 | 0 | 0 | 0 | 0 | 0 | 0 | 0 | 0 | 0 | 0 | 0 | 0 | 0 | 0 | 0
F6_Industrial_Instruments_New_Space Heating_Natural Gas_Unit Heater_E7 | F6 | Industrial | Instruments | New | Space Heating | Natural Gas | Unit Heater | E7 | Utility - Value of Sales | 0 | 0 | 0 | 0 | 0 | 0 | 0 | 0 | 0 | 0 | 0 | 0 | 0 | 0 | 0 | 0 | 0 | 0 | 0 | 0 | 0 | 0 | 0 | 0 | 0 | 0 | 0 | 0 | 0 | 0
F6_Industrial_Instruments_New_Space Heating_Natural Gas_Unit Heater_E8 | F6 | Industrial | Instruments | New | Space Heating | Natural Gas | Unit Heater | E8 | Utility - Value of Sales | 0 | 0 | 0 | 0 | 0 | 0 | 0 | 0 | 0 | 0 | 0 | 0 | 0 | 0 | 0 | 0 | 0 | 0 | 0 | 0 | 0 | 0 | 0 | 0 | 0 | 0 | 0 | 0 | 0 | 0
F6_Industrial_Instruments_New_Space Heating_Natural Gas_Unit Heater_E9 | F6 | Industrial | Instruments | New | Space Heating | Natural Gas | Unit Heater | E9 | Utility - Value of Sales | 0 | 0 | 0 | 0 | 0 | 0 | 0 | 0 | 0 | 0 | 0 | 0 | 0 | 0 | 0 | 0 | 0 | 0 | 0 | 0 | 0 | 0 | 0 | 0 | 0 | 0 | 0 | 0 | 0 | 0
F6_Industrial_Instruments_New_Space Heating_Natural Gas_Unit Heater_E10 | F6 | Industrial | Instruments | New | Space Heating | Natural Gas | Unit Heater | E10 | Utility - Value of Sales | 0 | 0 | 0 | 0 | 0 | 0 | 0 | 0 | 0 | 0 | 0 | 0 | 0 | 0 | 0 | 0 | 0 | 0 | 0 | 0 | 0 | 0 | 0 | 0 | 0 | 0 | 0 | 0 | 0 | 0
F1_Industrial_Instruments_New_Process_Natural Gas_Process Boiler_E1 | F1 | Industrial | Instruments | New | Process | Natural Gas | Process Boiler | E1 | Participant - Cost of Equipment | 3149.3732 | 3149.3732 | 3149.3732 | 3149.3732 | 3149.3732 | 3149.3732 | 3149.3732 | 3149.3732 | 3149.3732 | 3149.3732 | 3149.3732 | 3149.3732 | 3149.3732 | 3149.3732 | 3149.3732 | 3149.3732 | 3149.3732 | 3149.3732 | 3149.3732 | 3149.3732 | 3149.3732 | 3149.3732 | 0 | 0 | 0 | 0 | 0 | 0 | 0 | 0
F1_Industrial_Instruments_New_Process_Natural Gas_Process Boiler_E2 | F1 | Industrial | Instruments | New | Process | Natural Gas | Process Boiler | E2 | Participant - Cost of Equipment | 0 | 0 | 0 | 0 | 0 | 0 | 0 | 0 | 0 | 0 | 0 | 0 | 0 | 0 | 0 | 0 | 0 | 0 | 0 | 0 | 0 | 0 | 0 | 0 | 0 | 0 | 0 | 0 | 0 | 0
F1_Industrial_Instruments_New_Process_Natural Gas_Process Boiler_E3 | F1 | Industrial | Instruments | New | Process | Natural Gas | Process Boiler | E3 | Participant - Cost of Equipment | 0 | 0 | 0 | 0 | 0 | 0 | 0 | 0 | 0 | 0 | 0 | 0 | 0 | 0 | 0 | 0 | 0 | 0 | 0 | 0 | 0 | 0 | 0 | 0 | 0 | 0 | 0 | 0 | 0 | 0
F1_Industrial_Instruments_New_Process_Natural Gas_Process Boiler_E4 | F1 | Industrial | Instruments | New | Process | Natural Gas | Process Boiler | E4 | Participant - Cost of Equipment | 0 | 0 | 0 | 0 | 0 | 0 | 0 | 0 | 0 | 0 | 0 | 0 | 0 | 0 | 0 | 0 | 0 | 0 | 0 | 0 | 0 | 0 | 0 | 0 | 0 | 0 | 0 | 0 | 0 | 0
F1_Industrial_Instruments_New_Process_Natural Gas_Process Boiler_E5 | F1 | Industrial | Instruments | New | Process | Natural Gas | Process Boiler | E5 | Participant - Cost of Equipment | 0 | 0 | 0 | 0 | 0 | 0 | 0 | 0 | 0 | 0 | 0 | 0 | 0 | 0 | 0 | 0 | 0 | 0 | 0 | 0 | 0 | 0 | 0 | 0 | 0 | 0 | 0 | 0 | 0 | 0
F1_Industrial_Instruments_New_Process_Natural Gas_Process Boiler_E6 | F1 | Industrial | Instruments | New | Process | Natural Gas | Process Boiler | E6 | Participant - Cost of Equipment | 0 | 0 | 0 | 0 | 0 | 0 | 0 | 0 | 0 | 0 | 0 | 0 | 0 | 0 | 0 | 0 | 0 | 0 | 0 | 0 | 0 | 0 | 0 | 0 | 0 | 0 | 0 | 0 | 0 | 0
F1_Industrial_Instruments_New_Process_Natural Gas_Process Boiler_E7 | F1 | Industrial | Instruments | New | Process | Natural Gas | Process Boiler | E7 | Participant - Cost of Equipment | 0 | 0 | 0 | 0 | 0 | 0 | 0 | 0 | 0 | 0 | 0 | 0 | 0 | 0 | 0 | 0 | 0 | 0 | 0 | 0 | 0 | 0 | 0 | 0 | 0 | 0 | 0 | 0 | 0 | 0
F1_Industrial_Instruments_New_Process_Natural Gas_Process Boiler_E8 | F1 | Industrial | Instruments | New | Process | Natural Gas | Process Boiler | E8 | Participant - Cost of Equipment | 0 | 0 | 0 | 0 | 0 | 0 | 0 | 0 | 0 | 0 | 0 | 0 | 0 | 0 | 0 | 0 | 0 | 0 | 0 | 0 | 0 | 0 | 0 | 0 | 0 | 0 | 0 | 0 | 0 | 0
F1_Industrial_Instruments_New_Process_Natural Gas_Process Boiler_E9 | F1 | Industrial | Instruments | New | Process | Natural Gas | Process Boiler | E9 | Participant - Cost of Equipment | 0 | 0 | 0 | 0 | 0 | 0 | 0 | 0 | 0 | 0 | 0 | 0 | 0 | 0 | 0 | 0 | 0 | 0 | 0 | 0 | 0 | 0 | 0 | 0 | 0 | 0 | 0 | 0 | 0 | 0
F1_Industrial_Instruments_New_Process_Natural Gas_Process Boiler_E10 | F1 | Industrial | Instruments | New | Process | Natural Gas | Process Boiler | E10 | Participant - Cost of Equipment | 0 | 0 | 0 | 0 | 0 | 0 | 0 | 0 | 0 | 0 | 0 | 0 | 0 | 0 | 0 | 0 | 0 | 0 | 0 | 0 | 0 | 0 | 0 | 0 | 0 | 0 | 0 | 0 | 0 | 0
F2_Industrial_Instruments_New_Process_Natural Gas_Process Boiler_E1 | F2 | Industrial | Instruments | New | Process | Natural Gas | Process Boiler | E1 | Participant - Cost of Operation | 70.3425 | 71.0177 | 69.872 | 68.7734 | 66.9356 | 65.1177 | 63.2915 | 61.6207 | 59.9602 | 58.5049 | 57.0544 | 55.6442 | 54.2625 | 52.9331 | 51.6306 | 50.3542 | 49.1199 | 47.9377 | 46.7846 | 45.7013 | 44.6623 | 43.6581 | 0 | 0 | 0 | 0 | 0 | 0 | 0 | 0
F2_Industrial_Instruments_New_Process_Natural Gas_Process Boiler_E2 | F2 | Industrial | Instruments | New | Process | Natural Gas | Process Boiler | E2 | Participant - Cost of Operation | 0 | 0 | 0 | 0 | 0 | 0 | 0 | 0 | 0 | 0 | 0 | 0 | 0 | 0 | 0 | 0 | 0 | 0 | 0 | 0 | 0 | 0 | 0 | 0 | 0 | 0 | 0 | 0 | 0 | 0
F2_Industrial_Instruments_New_Process_Natural Gas_Process Boiler_E3 | F2 | Industrial | Instruments | New | Process | Natural Gas | Process Boiler | E3 | Participant - Cost of Operation | 0 | 0 | 0 | 0 | 0 | 0 | 0 | 0 | 0 | 0 | 0 | 0 | 0 | 0 | 0 | 0 | 0 | 0 | 0 | 0 | 0 | 0 | 0 | 0 | 0 | 0 | 0 | 0 | 0 | 0
F2_Industrial_Instruments_New_Process_Natural Gas_Process Boiler_E4 | F2 | Industrial | Instruments | New | Process | Natural Gas | Process Boiler | E4 | Participant - Cost of Operation | 0 | 0 | 0 | 0 | 0 | 0 | 0 | 0 | 0 | 0 | 0 | 0 | 0 | 0 | 0 | 0 | 0 | 0 | 0 | 0 | 0 | 0 | 0 | 0 | 0 | 0 | 0 | 0 | 0 | 0
F2_Industrial_Instruments_New_Process_Natural Gas_Process Boiler_E5 | F2 | Industrial | Instruments | New | Process | Natural Gas | Process Boiler | E5 | Participant - Cost of Operation | 0 | 0 | 0 | 0 | 0 | 0 | 0 | 0 | 0 | 0 | 0 | 0 | 0 | 0 | 0 | 0 | 0 | 0 | 0 | 0 | 0 | 0 | 0 | 0 | 0 | 0 | 0 | 0 | 0 | 0
F2_Industrial_Instruments_New_Process_Natural Gas_Process Boiler_E6 | F2 | Industrial | Instruments | New | Process | Natural Gas | Process Boiler | E6 | Participant - Cost of Operation | 0 | 0 | 0 | 0 | 0 | 0 | 0 | 0 | 0 | 0 | 0 | 0 | 0 | 0 | 0 | 0 | 0 | 0 | 0 | 0 | 0 | 0 | 0 | 0 | 0 | 0 | 0 | 0 | 0 | 0
F2_Industrial_Instruments_New_Process_Natural Gas_Process Boiler_E7 | F2 | Industrial | Instruments | New | Process | Natural Gas | Process Boiler | E7 | Participant - Cost of Operation | 0 | 0 | 0 | 0 | 0 | 0 | 0 | 0 | 0 | 0 | 0 | 0 | 0 | 0 | 0 | 0 | 0 | 0 | 0 | 0 | 0 | 0 | 0 | 0 | 0 | 0 | 0 | 0 | 0 | 0
F2_Industrial_Instruments_New_Process_Natural Gas_Process Boiler_E8 | F2 | Industrial | Instruments | New | Process | Natural Gas | Process Boiler | E8 | Participant - Cost of Operation | 0 | 0 | 0 | 0 | 0 | 0 | 0 | 0 | 0 | 0 | 0 | 0 | 0 | 0 | 0 | 0 | 0 | 0 | 0 | 0 | 0 | 0 | 0 | 0 | 0 | 0 | 0 | 0 | 0 | 0
F2_Industrial_Instruments_New_Process_Natural Gas_Process Boiler_E9 | F2 | Industrial | Instruments | New | Process | Natural Gas | Process Boiler | E9 | Participant - Cost of Operation | 0 | 0 | 0 | 0 | 0 | 0 | 0 | 0 | 0 | 0 | 0 | 0 | 0 | 0 | 0 | 0 | 0 | 0 | 0 | 0 | 0 | 0 | 0 | 0 | 0 | 0 | 0 | 0 | 0 | 0
F2_Industrial_Instruments_New_Process_Natural Gas_Process Boiler_E10 | F2 | Industrial | Instruments | New | Process | Natural Gas | Process Boiler | E10 | Participant - Cost of Operation | 0 | 0 | 0 | 0 | 0 | 0 | 0 | 0 | 0 | 0 | 0 | 0 | 0 | 0 | 0 | 0 | 0 | 0 | 0 | 0 | 0 | 0 | 0 | 0 | 0 | 0 | 0 | 0 | 0 | 0
F3_Industrial_Instruments_New_Process_Natural Gas_Process Boiler_E1 | F3 | Industrial | Instruments | New | Process | Natural Gas | Process Boiler | E1 | System - kBTUs of Conusmption | 11727.3461 | 11727.3461 | 11727.3461 | 11727.3461 | 11727.3461 | 11727.3461 | 11727.3461 | 11727.3461 | 11727.3461 | 11727.3461 | 11727.3461 | 11727.3461 | 11727.3461 | 11727.3461 | 11727.3461 | 11727.3461 | 11727.3461 | 11727.3461 | 11727.3461 | 11727.3461 | 11727.3461 | 11727.3461 | 0 | 0 | 0 | 0 | 0 | 0 | 0 | 0
F3_Industrial_Instruments_New_Process_Natural Gas_Process Boiler_E2 | F3 | Industrial | Instruments | New | Process | Natural Gas | Process Boiler | E2 | System - kBTUs of Conusmption | 0 | 0 | 0 | 0 | 0 | 0 | 0 | 0 | 0 | 0 | 0 | 0 | 0 | 0 | 0 | 0 | 0 | 0 | 0 | 0 | 0 | 0 | 0 | 0 | 0 | 0 | 0 | 0 | 0 | 0
F3_Industrial_Instruments_New_Process_Natural Gas_Process Boiler_E3 | F3 | Industrial | Instruments | New | Process | Natural Gas | Process Boiler | E3 | System - kBTUs of Conusmption | 0 | 0 | 0 | 0 | 0 | 0 | 0 | 0 | 0 | 0 | 0 | 0 | 0 | 0 | 0 | 0 | 0 | 0 | 0 | 0 | 0 | 0 | 0 | 0 | 0 | 0 | 0 | 0 | 0 | 0
F3_Industrial_Instruments_New_Process_Natural Gas_Process Boiler_E4 | F3 | Industrial | Instruments | New | Process | Natural Gas | Process Boiler | E4 | System - kBTUs of Conusmption | 0 | 0 | 0 | 0 | 0 | 0 | 0 | 0 | 0 | 0 | 0 | 0 | 0 | 0 | 0 | 0 | 0 | 0 | 0 | 0 | 0 | 0 | 0 | 0 | 0 | 0 | 0 | 0 | 0 | 0
F3_Industrial_Instruments_New_Process_Natural Gas_Process Boiler_E5 | F3 | Industrial | Instruments | New | Process | Natural Gas | Process Boiler | E5 | System - kBTUs of Conusmption | 0 | 0 | 0 | 0 | 0 | 0 | 0 | 0 | 0 | 0 | 0 | 0 | 0 | 0 | 0 | 0 | 0 | 0 | 0 | 0 | 0 | 0 | 0 | 0 | 0 | 0 | 0 | 0 | 0 | 0
F3_Industrial_Instruments_New_Process_Natural Gas_Process Boiler_E6 | F3 | Industrial | Instruments | New | Process | Natural Gas | Process Boiler | E6 | System - kBTUs of Conusmption | 0 | 0 | 0 | 0 | 0 | 0 | 0 | 0 | 0 | 0 | 0 | 0 | 0 | 0 | 0 | 0 | 0 | 0 | 0 | 0 | 0 | 0 | 0 | 0 | 0 | 0 | 0 | 0 | 0 | 0
F3_Industrial_Instruments_New_Process_Natural Gas_Process Boiler_E7 | F3 | Industrial | Instruments | New | Process | Natural Gas | Process Boiler | E7 | System - kBTUs of Conusmption | 0 | 0 | 0 | 0 | 0 | 0 | 0 | 0 | 0 | 0 | 0 | 0 | 0 | 0 | 0 | 0 | 0 | 0 | 0 | 0 | 0 | 0 | 0 | 0 | 0 | 0 | 0 | 0 | 0 | 0
F3_Industrial_Instruments_New_Process_Natural Gas_Process Boiler_E8 | F3 | Industrial | Instruments | New | Process | Natural Gas | Process Boiler | E8 | System - kBTUs of Conusmption | 0 | 0 | 0 | 0 | 0 | 0 | 0 | 0 | 0 | 0 | 0 | 0 | 0 | 0 | 0 | 0 | 0 | 0 | 0 | 0 | 0 | 0 | 0 | 0 | 0 | 0 | 0 | 0 | 0 | 0
F3_Industrial_Instruments_New_Process_Natural Gas_Process Boiler_E9 | F3 | Industrial | Instruments | New | Process | Natural Gas | Process Boiler | E9 | System - kBTUs of Conusmption | 0 | 0 | 0 | 0 | 0 | 0 | 0 | 0 | 0 | 0 | 0 | 0 | 0 | 0 | 0 | 0 | 0 | 0 | 0 | 0 | 0 | 0 | 0 | 0 | 0 | 0 | 0 | 0 | 0 | 0
F3_Industrial_Instruments_New_Process_Natural Gas_Process Boiler_E10 | F3 | Industrial | Instruments | New | Process | Natural Gas | Process Boiler | E10 | System - kBTUs of Conusmption | 0 | 0 | 0 | 0 | 0 | 0 | 0 | 0 | 0 | 0 | 0 | 0 | 0 | 0 | 0 | 0 | 0 | 0 | 0 | 0 | 0 | 0 | 0 | 0 | 0 | 0 | 0 | 0 | 0 | 0
F4_Industrial_Instruments_New_Process_Natural Gas_Process Boiler_E1 | F4 | Industrial | Instruments | New | Process | Natural Gas | Process Boiler | E1 | Utility - Cost of Equipment | 3149.3732 | 3149.3732 | 3149.3732 | 3149.3732 | 3149.3732 | 3149.3732 | 3149.3732 | 3149.3732 | 3149.3732 | 3149.3732 | 3149.3732 | 3149.3732 | 3149.3732 | 3149.3732 | 3149.3732 | 3149.3732 | 3149.3732 | 3149.3732 | 3149.3732 | 3149.3732 | 3149.3732 | 3149.3732 | 0 | 0 | 0 | 0 | 0 | 0 | 0 | 0
F4_Industrial_Instruments_New_Process_Natural Gas_Process Boiler_E2 | F4 | Industrial | Instruments | New | Process | Natural Gas | Process Boiler | E2 | Utility - Cost of Equipment | 0 | 0 | 0 | 0 | 0 | 0 | 0 | 0 | 0 | 0 | 0 | 0 | 0 | 0 | 0 | 0 | 0 | 0 | 0 | 0 | 0 | 0 | 0 | 0 | 0 | 0 | 0 | 0 | 0 | 0
F4_Industrial_Instruments_New_Process_Natural Gas_Process Boiler_E3 | F4 | Industrial | Instruments | New | Process | Natural Gas | Process Boiler | E3 | Utility - Cost of Equipment | 0 | 0 | 0 | 0 | 0 | 0 | 0 | 0 | 0 | 0 | 0 | 0 | 0 | 0 | 0 | 0 | 0 | 0 | 0 | 0 | 0 | 0 | 0 | 0 | 0 | 0 | 0 | 0 | 0 | 0
F4_Industrial_Instruments_New_Process_Natural Gas_Process Boiler_E4 | F4 | Industrial | Instruments | New | Process | Natural Gas | Process Boiler | E4 | Utility - Cost of Equipment | 0 | 0 | 0 | 0 | 0 | 0 | 0 | 0 | 0 | 0 | 0 | 0 | 0 | 0 | 0 | 0 | 0 | 0 | 0 | 0 | 0 | 0 | 0 | 0 | 0 | 0 | 0 | 0 | 0 | 0
F4_Industrial_Instruments_New_Process_Natural Gas_Process Boiler_E5 | F4 | Industrial | Instruments | New | Process | Natural Gas | Process Boiler | E5 | Utility - Cost of Equipment | 0 | 0 | 0 | 0 | 0 | 0 | 0 | 0 | 0 | 0 | 0 | 0 | 0 | 0 | 0 | 0 | 0 | 0 | 0 | 0 | 0 | 0 | 0 | 0 | 0 | 0 | 0 | 0 | 0 | 0
F4_Industrial_Instruments_New_Process_Natural Gas_Process Boiler_E6 | F4 | Industrial | Instruments | New | Process | Natural Gas | Process Boiler | E6 | Utility - Cost of Equipment | 0 | 0 | 0 | 0 | 0 | 0 | 0 | 0 | 0 | 0 | 0 | 0 | 0 | 0 | 0 | 0 | 0 | 0 | 0 | 0 | 0 | 0 | 0 | 0 | 0 | 0 | 0 | 0 | 0 | 0
F4_Industrial_Instruments_New_Process_Natural Gas_Process Boiler_E7 | F4 | Industrial | Instruments | New | Process | Natural Gas | Process Boiler | E7 | Utility - Cost of Equipment | 0 | 0 | 0 | 0 | 0 | 0 | 0 | 0 | 0 | 0 | 0 | 0 | 0 | 0 | 0 | 0 | 0 | 0 | 0 | 0 | 0 | 0 | 0 | 0 | 0 | 0 | 0 | 0 | 0 | 0
F4_Industrial_Instruments_New_Process_Natural Gas_Process Boiler_E8 | F4 | Industrial | Instruments | New | Process | Natural Gas | Process Boiler | E8 | Utility - Cost of Equipment | 0 | 0 | 0 | 0 | 0 | 0 | 0 | 0 | 0 | 0 | 0 | 0 | 0 | 0 | 0 | 0 | 0 | 0 | 0 | 0 | 0 | 0 | 0 | 0 | 0 | 0 | 0 | 0 | 0 | 0
F4_Industrial_Instruments_New_Process_Natural Gas_Process Boiler_E9 | F4 | Industrial | Instruments | New | Process | Natural Gas | Process Boiler | E9 | Utility - Cost of Equipment | 0 | 0 | 0 | 0 | 0 | 0 | 0 | 0 | 0 | 0 | 0 | 0 | 0 | 0 | 0 | 0 | 0 | 0 | 0 | 0 | 0 | 0 | 0 | 0 | 0 | 0 | 0 | 0 | 0 | 0
F4_Industrial_Instruments_New_Process_Natural Gas_Process Boiler_E10 | F4 | Industrial | Instruments | New | Process | Natural Gas | Process Boiler | E10 | Utility - Cost of Equipment | 0 | 0 | 0 | 0 | 0 | 0 | 0 | 0 | 0 | 0 | 0 | 0 | 0 | 0 | 0 | 0 | 0 | 0 | 0 | 0 | 0 | 0 | 0 | 0 | 0 | 0 | 0 | 0 | 0 | 0
F5_Industrial_Instruments_New_Process_Natural Gas_Process Boiler_E1 | F5 | Industrial | Instruments | New | Process | Natural Gas | Process Boiler | E1 | Utility - Cost of Operation | 58.7134 | 59.277 | 58.3207 | 57.4037 | 55.8697 | 54.3524 | 52.8281 | 51.4336 | 50.0475 | 48.8328 | 47.6221 | 46.4451 | 45.2917 | 44.1821 | 43.095 | 42.0296 | 40.9994 | 40.0126 | 39.0502 | 38.1459 | 37.2787 | 36.4405 | 0 | 0 | 0 | 0 | 0 | 0 | 0 | 0
F5_Industrial_Instruments_New_Process_Natural Gas_Process Boiler_E2 | F5 | Industrial | Instruments | New | Process | Natural Gas | Process Boiler | E2 | Utility - Cost of Operation | 0 | 0 | 0 | 0 | 0 | 0 | 0 | 0 | 0 | 0 | 0 | 0 | 0 | 0 | 0 | 0 | 0 | 0 | 0 | 0 | 0 | 0 | 0 | 0 | 0 | 0 | 0 | 0 | 0 | 0
F5_Industrial_Instruments_New_Process_Natural Gas_Process Boiler_E3 | F5 | Industrial | Instruments | New | Process | Natural Gas | Process Boiler | E3 | Utility - Cost of Operation | 0 | 0 | 0 | 0 | 0 | 0 | 0 | 0 | 0 | 0 | 0 | 0 | 0 | 0 | 0 | 0 | 0 | 0 | 0 | 0 | 0 | 0 | 0 | 0 | 0 | 0 | 0 | 0 | 0 | 0
F5_Industrial_Instruments_New_Process_Natural Gas_Process Boiler_E4 | F5 | Industrial | Instruments | New | Process | Natural Gas | Process Boiler | E4 | Utility - Cost of Operation | 0 | 0 | 0 | 0 | 0 | 0 | 0 | 0 | 0 | 0 | 0 | 0 | 0 | 0 | 0 | 0 | 0 | 0 | 0 | 0 | 0 | 0 | 0 | 0 | 0 | 0 | 0 | 0 | 0 | 0
F5_Industrial_Instruments_New_Process_Natural Gas_Process Boiler_E5 | F5 | Industrial | Instruments | New | Process | Natural Gas | Process Boiler | E5 | Utility - Cost of Operation | 0 | 0 | 0 | 0 | 0 | 0 | 0 | 0 | 0 | 0 | 0 | 0 | 0 | 0 | 0 | 0 | 0 | 0 | 0 | 0 | 0 | 0 | 0 | 0 | 0 | 0 | 0 | 0 | 0 | 0
F5_Industrial_Instruments_New_Process_Natural Gas_Process Boiler_E6 | F5 | Industrial | Instruments | New | Process | Natural Gas | Process Boiler | E6 | Utility - Cost of Operation | 0 | 0 | 0 | 0 | 0 | 0 | 0 | 0 | 0 | 0 | 0 | 0 | 0 | 0 | 0 | 0 | 0 | 0 | 0 | 0 | 0 | 0 | 0 | 0 | 0 | 0 | 0 | 0 | 0 | 0
F5_Industrial_Instruments_New_Process_Natural Gas_Process Boiler_E7 | F5 | Industrial | Instruments | New | Process | Natural Gas | Process Boiler | E7 | Utility - Cost of Operation | 0 | 0 | 0 | 0 | 0 | 0 | 0 | 0 | 0 | 0 | 0 | 0 | 0 | 0 | 0 | 0 | 0 | 0 | 0 | 0 | 0 | 0 | 0 | 0 | 0 | 0 | 0 | 0 | 0 | 0
F5_Industrial_Instruments_New_Process_Natural Gas_Process Boiler_E8 | F5 | Industrial | Instruments | New | Process | Natural Gas | Process Boiler | E8 | Utility - Cost of Operation | 0 | 0 | 0 | 0 | 0 | 0 | 0 | 0 | 0 | 0 | 0 | 0 | 0 | 0 | 0 | 0 | 0 | 0 | 0 | 0 | 0 | 0 | 0 | 0 | 0 | 0 | 0 | 0 | 0 | 0
F5_Industrial_Instruments_New_Process_Natural Gas_Process Boiler_E9 | F5 | Industrial | Instruments | New | Process | Natural Gas | Process Boiler | E9 | Utility - Cost of Operation | 0 | 0 | 0 | 0 | 0 | 0 | 0 | 0 | 0 | 0 | 0 | 0 | 0 | 0 | 0 | 0 | 0 | 0 | 0 | 0 | 0 | 0 | 0 | 0 | 0 | 0 | 0 | 0 | 0 | 0
F5_Industrial_Instruments_New_Process_Natural Gas_Process Boiler_E10 | F5 | Industrial | Instruments | New | Process | Natural Gas | Process Boiler | E10 | Utility - Cost of Operation | 0 | 0 | 0 | 0 | 0 | 0 | 0 | 0 | 0 | 0 | 0 | 0 | 0 | 0 | 0 | 0 | 0 | 0 | 0 | 0 | 0 | 0 | 0 | 0 | 0 | 0 | 0 | 0 | 0 | 0
F6_Industrial_Instruments_New_Process_Natural Gas_Process Boiler_E1 | F6 | Industrial | Instruments | New | Process | Natural Gas | Process Boiler | E1 | Utility - Value of Sales | 70.3425 | 71.0177 | 69.872 | 68.7734 | 66.9356 | 65.1177 | 63.2915 | 61.6207 | 59.9602 | 58.5049 | 57.0544 | 55.6442 | 54.2625 | 52.9331 | 51.6306 | 50.3542 | 49.1199 | 47.9377 | 46.7846 | 45.7013 | 44.6623 | 43.6581 | 0 | 0 | 0 | 0 | 0 | 0 | 0 | 0
F6_Industrial_Instruments_New_Process_Natural Gas_Process Boiler_E2 | F6 | Industrial | Instruments | New | Process | Natural Gas | Process Boiler | E2 | Utility - Value of Sales | 0 | 0 | 0 | 0 | 0 | 0 | 0 | 0 | 0 | 0 | 0 | 0 | 0 | 0 | 0 | 0 | 0 | 0 | 0 | 0 | 0 | 0 | 0 | 0 | 0 | 0 | 0 | 0 | 0 | 0
F6_Industrial_Instruments_New_Process_Natural Gas_Process Boiler_E3 | F6 | Industrial | Instruments | New | Process | Natural Gas | Process Boiler | E3 | Utility - Value of Sales | 0 | 0 | 0 | 0 | 0 | 0 | 0 | 0 | 0 | 0 | 0 | 0 | 0 | 0 | 0 | 0 | 0 | 0 | 0 | 0 | 0 | 0 | 0 | 0 | 0 | 0 | 0 | 0 | 0 | 0
F6_Industrial_Instruments_New_Process_Natural Gas_Process Boiler_E4 | F6 | Industrial | Instruments | New | Process | Natural Gas | Process Boiler | E4 | Utility - Value of Sales | 0 | 0 | 0 | 0 | 0 | 0 | 0 | 0 | 0 | 0 | 0 | 0 | 0 | 0 | 0 | 0 | 0 | 0 | 0 | 0 | 0 | 0 | 0 | 0 | 0 | 0 | 0 | 0 | 0 | 0
F6_Industrial_Instruments_New_Process_Natural Gas_Process Boiler_E5 | F6 | Industrial | Instruments | New | Process | Natural Gas | Process Boiler | E5 | Utility - Value of Sales | 0 | 0 | 0 | 0 | 0 | 0 | 0 | 0 | 0 | 0 | 0 | 0 | 0 | 0 | 0 | 0 | 0 | 0 | 0 | 0 | 0 | 0 | 0 | 0 | 0 | 0 | 0 | 0 | 0 | 0
F6_Industrial_Instruments_New_Process_Natural Gas_Process Boiler_E6 | F6 | Industrial | Instruments | New | Process | Natural Gas | Process Boiler | E6 | Utility - Value of Sales | 0 | 0 | 0 | 0 | 0 | 0 | 0 | 0 | 0 | 0 | 0 | 0 | 0 | 0 | 0 | 0 | 0 | 0 | 0 | 0 | 0 | 0 | 0 | 0 | 0 | 0 | 0 | 0 | 0 | 0
F6_Industrial_Instruments_New_Process_Natural Gas_Process Boiler_E7 | F6 | Industrial | Instruments | New | Process | Natural Gas | Process Boiler | E7 | Utility - Value of Sales | 0 | 0 | 0 | 0 | 0 | 0 | 0 | 0 | 0 | 0 | 0 | 0 | 0 | 0 | 0 | 0 | 0 | 0 | 0 | 0 | 0 | 0 | 0 | 0 | 0 | 0 | 0 | 0 | 0 | 0
F6_Industrial_Instruments_New_Process_Natural Gas_Process Boiler_E8 | F6 | Industrial | Instruments | New | Process | Natural Gas | Process Boiler | E8 | Utility - Value of Sales | 0 | 0 | 0 | 0 | 0 | 0 | 0 | 0 | 0 | 0 | 0 | 0 | 0 | 0 | 0 | 0 | 0 | 0 | 0 | 0 | 0 | 0 | 0 | 0 | 0 | 0 | 0 | 0 | 0 | 0
F6_Industrial_Instruments_New_Process_Natural Gas_Process Boiler_E9 | F6 | Industrial | Instruments | New | Process | Natural Gas | Process Boiler | E9 | Utility - Value of Sales | 0 | 0 | 0 | 0 | 0 | 0 | 0 | 0 | 0 | 0 | 0 | 0 | 0 | 0 | 0 | 0 | 0 | 0 | 0 | 0 | 0 | 0 | 0 | 0 | 0 | 0 | 0 | 0 | 0 | 0
F6_Industrial_Instruments_New_Process_Natural Gas_Process Boiler_E10 | F6 | Industrial | Instruments | New | Process | Natural Gas | Process Boiler | E10 | Utility - Value of Sales | 0 | 0 | 0 | 0 | 0 | 0 | 0 | 0 | 0 | 0 | 0 | 0 | 0 | 0 | 0 | 0 | 0 | 0 | 0 | 0 | 0 | 0 | 0 | 0 | 0 | 0 | 0 | 0 | 0 | 0
F1_Industrial_Instruments_New_Process_Natural Gas_Process Heating_E1 | F1 | Industrial | Instruments | New | Process | Natural Gas | Process Heating | E1 | Participant - Cost of Equipment | 0.22938 | 0.22938 | 0.22938 | 0.22938 | 0.22938 | 0.22938 | 0.22938 | 0.22938 | 0.22938 | 0.22938 | 0.22938 | 0.22938 | 0.22938 | 0.22938 | 0.22938 | 0.22938 | 0.22938 | 0.22938 | 0.22938 | 0.22938 | 0.22938 | 0.22938 | 0 | 0 | 0 | 0 | 0 | 0 | 0 | 0
F1_Industrial_Instruments_New_Process_Natural Gas_Process Heating_E2 | F1 | Industrial | Instruments | New | Process | Natural Gas | Process Heating | E2 | Participant - Cost of Equipment | 0 | 0 | 0 | 0 | 0 | 0 | 0 | 0 | 0 | 0 | 0 | 0 | 0 | 0 | 0 | 0 | 0 | 0 | 0 | 0 | 0 | 0 | 0 | 0 | 0 | 0 | 0 | 0 | 0 | 0
F1_Industrial_Instruments_New_Process_Natural Gas_Process Heating_E3 | F1 | Industrial | Instruments | New | Process | Natural Gas | Process Heating | E3 | Participant - Cost of Equipment | 0 | 0 | 0 | 0 | 0 | 0 | 0 | 0 | 0 | 0 | 0 | 0 | 0 | 0 | 0 | 0 | 0 | 0 | 0 | 0 | 0 | 0 | 0 | 0 | 0 | 0 | 0 | 0 | 0 | 0
F1_Industrial_Instruments_New_Process_Natural Gas_Process Heating_E4 | F1 | Industrial | Instruments | New | Process | Natural Gas | Process Heating | E4 | Participant - Cost of Equipment | 0 | 0 | 0 | 0 | 0 | 0 | 0 | 0 | 0 | 0 | 0 | 0 | 0 | 0 | 0 | 0 | 0 | 0 | 0 | 0 | 0 | 0 | 0 | 0 | 0 | 0 | 0 | 0 | 0 | 0
F1_Industrial_Instruments_New_Process_Natural Gas_Process Heating_E5 | F1 | Industrial | Instruments | New | Process | Natural Gas | Process Heating | E5 | Participant - Cost of Equipment | 0 | 0 | 0 | 0 | 0 | 0 | 0 | 0 | 0 | 0 | 0 | 0 | 0 | 0 | 0 | 0 | 0 | 0 | 0 | 0 | 0 | 0 | 0 | 0 | 0 | 0 | 0 | 0 | 0 | 0
F1_Industrial_Instruments_New_Process_Natural Gas_Process Heating_E6 | F1 | Industrial | Instruments | New | Process | Natural Gas | Process Heating | E6 | Participant - Cost of Equipment | 0 | 0 | 0 | 0 | 0 | 0 | 0 | 0 | 0 | 0 | 0 | 0 | 0 | 0 | 0 | 0 | 0 | 0 | 0 | 0 | 0 | 0 | 0 | 0 | 0 | 0 | 0 | 0 | 0 | 0
F1_Industrial_Instruments_New_Process_Natural Gas_Process Heating_E7 | F1 | Industrial | Instruments | New | Process | Natural Gas | Process Heating | E7 | Participant - Cost of Equipment | 0 | 0 | 0 | 0 | 0 | 0 | 0 | 0 | 0 | 0 | 0 | 0 | 0 | 0 | 0 | 0 | 0 | 0 | 0 | 0 | 0 | 0 | 0 | 0 | 0 | 0 | 0 | 0 | 0 | 0
F1_Industrial_Instruments_New_Process_Natural Gas_Process Heating_E8 | F1 | Industrial | Instruments | New | Process | Natural Gas | Process Heating | E8 | Participant - Cost of Equipment | 0 | 0 | 0 | 0 | 0 | 0 | 0 | 0 | 0 | 0 | 0 | 0 | 0 | 0 | 0 | 0 | 0 | 0 | 0 | 0 | 0 | 0 | 0 | 0 | 0 | 0 | 0 | 0 | 0 | 0
F1_Industrial_Instruments_New_Process_Natural Gas_Process Heating_E9 | F1 | Industrial | Instruments | New | Process | Natural Gas | Process Heating | E9 | Participant - Cost of Equipment | 0 | 0 | 0 | 0 | 0 | 0 | 0 | 0 | 0 | 0 | 0 | 0 | 0 | 0 | 0 | 0 | 0 | 0 | 0 | 0 | 0 | 0 | 0 | 0 | 0 | 0 | 0 | 0 | 0 | 0
F1_Industrial_Instruments_New_Process_Natural Gas_Process Heating_E10 | F1 | Industrial | Instruments | New | Process | Natural Gas | Process Heating | E10 | Participant - Cost of Equipment | 0 | 0 | 0 | 0 | 0 | 0 | 0 | 0 | 0 | 0 | 0 | 0 | 0 | 0 | 0 | 0 | 0 | 0 | 0 | 0 | 0 | 0 | 0 | 0 | 0 | 0 | 0 | 0 | 0 | 0
F2_Industrial_Instruments_New_Process_Natural Gas_Process Heating_E1 | F2 | Industrial | Instruments | New | Process | Natural Gas | Process Heating | E1 | Participant - Cost of Operation | 25.0257 | 27.3585 | 27.5462 | 27.7326 | 26.9589 | 26.1376 | 25.2542 | 24.5041 | 23.7377 | 23.1853 | 22.6051 | 22.0356 | 21.4647 | 20.9214 | 20.3746 | 19.8254 | 19.2954 | 18.795 | 18.3005 | 17.8617 | 17.4461 | 17.0401 | 0 | 0 | 0 | 0 | 0 | 0 | 0 | 0
F2_Industrial_Instruments_New_Process_Natural Gas_Process Heating_E2 | F2 | Industrial | Instruments | New | Process | Natural Gas | Process Heating | E2 | Participant - Cost of Operation | 0 | 0 | 0 | 0 | 0 | 0 | 0 | 0 | 0 | 0 | 0 | 0 | 0 | 0 | 0 | 0 | 0 | 0 | 0 | 0 | 0 | 0 | 0 | 0 | 0 | 0 | 0 | 0 | 0 | 0
F2_Industrial_Instruments_New_Process_Natural Gas_Process Heating_E3 | F2 | Industrial | Instruments | New | Process | Natural Gas | Process Heating | E3 | Participant - Cost of Operation | 0 | 0 | 0 | 0 | 0 | 0 | 0 | 0 | 0 | 0 | 0 | 0 | 0 | 0 | 0 | 0 | 0 | 0 | 0 | 0 | 0 | 0 | 0 | 0 | 0 | 0 | 0 | 0 | 0 | 0
F2_Industrial_Instruments_New_Process_Natural Gas_Process Heating_E4 | F2 | Industrial | Instruments | New | Process | Natural Gas | Process Heating | E4 | Participant - Cost of Operation | 0 | 0 | 0 | 0 | 0 | 0 | 0 | 0 | 0 | 0 | 0 | 0 | 0 | 0 | 0 | 0 | 0 | 0 | 0 | 0 | 0 | 0 | 0 | 0 | 0 | 0 | 0 | 0 | 0 | 0
F2_Industrial_Instruments_New_Process_Natural Gas_Process Heating_E5 | F2 | Industrial | Instruments | New | Process | Natural Gas | Process Heating | E5 | Participant - Cost of Operation | 0 | 0 | 0 | 0 | 0 | 0 | 0 | 0 | 0 | 0 | 0 | 0 | 0 | 0 | 0 | 0 | 0 | 0 | 0 | 0 | 0 | 0 | 0 | 0 | 0 | 0 | 0 | 0 | 0 | 0
F2_Industrial_Instruments_New_Process_Natural Gas_Process Heating_E6 | F2 | Industrial | Instruments | New | Process | Natural Gas | Process Heating | E6 | Participant - Cost of Operation | 0 | 0 | 0 | 0 | 0 | 0 | 0 | 0 | 0 | 0 | 0 | 0 | 0 | 0 | 0 | 0 | 0 | 0 | 0 | 0 | 0 | 0 | 0 | 0 | 0 | 0 | 0 | 0 | 0 | 0
F2_Industrial_Instruments_New_Process_Natural Gas_Process Heating_E7 | F2 | Industrial | Instruments | New | Process | Natural Gas | Process Heating | E7 | Participant - Cost of Operation | 0 | 0 | 0 | 0 | 0 | 0 | 0 | 0 | 0 | 0 | 0 | 0 | 0 | 0 | 0 | 0 | 0 | 0 | 0 | 0 | 0 | 0 | 0 | 0 | 0 | 0 | 0 | 0 | 0 | 0
F2_Industrial_Instruments_New_Process_Natural Gas_Process Heating_E8 | F2 | Industrial | Instruments | New | Process | Natural Gas | Process Heating | E8 | Participant - Cost of Operation | 0 | 0 | 0 | 0 | 0 | 0 | 0 | 0 | 0 | 0 | 0 | 0 | 0 | 0 | 0 | 0 | 0 | 0 | 0 | 0 | 0 | 0 | 0 | 0 | 0 | 0 | 0 | 0 | 0 | 0
F2_Industrial_Instruments_New_Process_Natural Gas_Process Heating_E9 | F2 | Industrial | Instruments | New | Process | Natural Gas | Process Heating | E9 | Participant - Cost of Operation | 0 | 0 | 0 | 0 | 0 | 0 | 0 | 0 | 0 | 0 | 0 | 0 | 0 | 0 | 0 | 0 | 0 | 0 | 0 | 0 | 0 | 0 | 0 | 0 | 0 | 0 | 0 | 0 | 0 | 0
F2_Industrial_Instruments_New_Process_Natural Gas_Process Heating_E10 | F2 | Industrial | Instruments | New | Process | Natural Gas | Process Heating | E10 | Participant - Cost of Operation | 0 | 0 | 0 | 0 | 0 | 0 | 0 | 0 | 0 | 0 | 0 | 0 | 0 | 0 | 0 | 0 | 0 | 0 | 0 | 0 | 0 | 0 | 0 | 0 | 0 | 0 | 0 | 0 | 0 | 0
F3_Industrial_Instruments_New_Process_Natural Gas_Process Heating_E1 | F3 | Industrial | Instruments | New | Process | Natural Gas | Process Heating | E1 | System - kBTUs of Conusmption | 3874.6024 | 3874.6024 | 3874.6024 | 3874.6024 | 3874.6024 | 3874.6024 | 3874.6024 | 3874.6024 | 3874.6024 | 3874.6024 | 3874.6024 | 3874.6024 | 3874.6024 | 3874.6024 | 3874.6024 | 3874.6024 | 3874.6024 | 3874.6024 | 3874.6024 | 3874.6024 | 3874.6024 | 3874.6024 | 0 | 0 | 0 | 0 | 0 | 0 | 0 | 0
F3_Industrial_Instruments_New_Process_Natural Gas_Process Heating_E2 | F3 | Industrial | Instruments | New | Process | Natural Gas | Process Heating | E2 | System - kBTUs of Conusmption | 0 | 0 | 0 | 0 | 0 | 0 | 0 | 0 | 0 | 0 | 0 | 0 | 0 | 0 | 0 | 0 | 0 | 0 | 0 | 0 | 0 | 0 | 0 | 0 | 0 | 0 | 0 | 0 | 0 | 0
F3_Industrial_Instruments_New_Process_Natural Gas_Process Heating_E3 | F3 | Industrial | Instruments | New | Process | Natural Gas | Process Heating | E3 | System - kBTUs of Conusmption | 0 | 0 | 0 | 0 | 0 | 0 | 0 | 0 | 0 | 0 | 0 | 0 | 0 | 0 | 0 | 0 | 0 | 0 | 0 | 0 | 0 | 0 | 0 | 0 | 0 | 0 | 0 | 0 | 0 | 0
F3_Industrial_Instruments_New_Process_Natural Gas_Process Heating_E4 | F3 | Industrial | Instruments | New | Process | Natural Gas | Process Heating | E4 | System - kBTUs of Conusmption | 0 | 0 | 0 | 0 | 0 | 0 | 0 | 0 | 0 | 0 | 0 | 0 | 0 | 0 | 0 | 0 | 0 | 0 | 0 | 0 | 0 | 0 | 0 | 0 | 0 | 0 | 0 | 0 | 0 | 0
F3_Industrial_Instruments_New_Process_Natural Gas_Process Heating_E5 | F3 | Industrial | Instruments | New | Process | Natural Gas | Process Heating | E5 | System - kBTUs of Conusmption | 0 | 0 | 0 | 0 | 0 | 0 | 0 | 0 | 0 | 0 | 0 | 0 | 0 | 0 | 0 | 0 | 0 | 0 | 0 | 0 | 0 | 0 | 0 | 0 | 0 | 0 | 0 | 0 | 0 | 0
F3_Industrial_Instruments_New_Process_Natural Gas_Process Heating_E6 | F3 | Industrial | Instruments | New | Process | Natural Gas | Process Heating | E6 | System - kBTUs of Conusmption | 0 | 0 | 0 | 0 | 0 | 0 | 0 | 0 | 0 | 0 | 0 | 0 | 0 | 0 | 0 | 0 | 0 | 0 | 0 | 0 | 0 | 0 | 0 | 0 | 0 | 0 | 0 | 0 | 0 | 0
F3_Industrial_Instruments_New_Process_Natural Gas_Process Heating_E7 | F3 | Industrial | Instruments | New | Process | Natural Gas | Process Heating | E7 | System - kBTUs of Conusmption | 0 | 0 | 0 | 0 | 0 | 0 | 0 | 0 | 0 | 0 | 0 | 0 | 0 | 0 | 0 | 0 | 0 | 0 | 0 | 0 | 0 | 0 | 0 | 0 | 0 | 0 | 0 | 0 | 0 | 0
F3_Industrial_Instruments_New_Process_Natural Gas_Process Heating_E8 | F3 | Industrial | Instruments | New | Process | Natural Gas | Process Heating | E8 | System - kBTUs of Conusmption | 0 | 0 | 0 | 0 | 0 | 0 | 0 | 0 | 0 | 0 | 0 | 0 | 0 | 0 | 0 | 0 | 0 | 0 | 0 | 0 | 0 | 0 | 0 | 0 | 0 | 0 | 0 | 0 | 0 | 0
F3_Industrial_Instruments_New_Process_Natural Gas_Process Heating_E9 | F3 | Industrial | Instruments | New | Process | Natural Gas | Process Heating | E9 | System - kBTUs of Conusmption | 0 | 0 | 0 | 0 | 0 | 0 | 0 | 0 | 0 | 0 | 0 | 0 | 0 | 0 | 0 | 0 | 0 | 0 | 0 | 0 | 0 | 0 | 0 | 0 | 0 | 0 | 0 | 0 | 0 | 0
F3_Industrial_Instruments_New_Process_Natural Gas_Process Heating_E10 | F3 | Industrial | Instruments | New | Process | Natural Gas | Process Heating | E10 | System - kBTUs of Conusmption | 0 | 0 | 0 | 0 | 0 | 0 | 0 | 0 | 0 | 0 | 0 | 0 | 0 | 0 | 0 | 0 | 0 | 0 | 0 | 0 | 0 | 0 | 0 | 0 | 0 | 0 | 0 | 0 | 0 | 0
F4_Industrial_Instruments_New_Process_Natural Gas_Process Heating_E1 | F4 | Industrial | Instruments | New | Process | Natural Gas | Process Heating | E1 | Utility - Cost of Equipment | 0.22938 | 0.22938 | 0.22938 | 0.22938 | 0.22938 | 0.22938 | 0.22938 | 0.22938 | 0.22938 | 0.22938 | 0.22938 | 0.22938 | 0.22938 | 0.22938 | 0.22938 | 0.22938 | 0.22938 | 0.22938 | 0.22938 | 0.22938 | 0.22938 | 0.22938 | 0 | 0 | 0 | 0 | 0 | 0 | 0 | 0
F4_Industrial_Instruments_New_Process_Natural Gas_Process Heating_E2 | F4 | Industrial | Instruments | New | Process | Natural Gas | Process Heating | E2 | Utility - Cost of Equipment | 0 | 0 | 0 | 0 | 0 | 0 | 0 | 0 | 0 | 0 | 0 | 0 | 0 | 0 | 0 | 0 | 0 | 0 | 0 | 0 | 0 | 0 | 0 | 0 | 0 | 0 | 0 | 0 | 0 | 0
F4_Industrial_Instruments_New_Process_Natural Gas_Process Heating_E3 | F4 | Industrial | Instruments | New | Process | Natural Gas | Process Heating | E3 | Utility - Cost of Equipment | 0 | 0 | 0 | 0 | 0 | 0 | 0 | 0 | 0 | 0 | 0 | 0 | 0 | 0 | 0 | 0 | 0 | 0 | 0 | 0 | 0 | 0 | 0 | 0 | 0 | 0 | 0 | 0 | 0 | 0
F4_Industrial_Instruments_New_Process_Natural Gas_Process Heating_E4 | F4 | Industrial | Instruments | New | Process | Natural Gas | Process Heating | E4 | Utility - Cost of Equipment | 0 | 0 | 0 | 0 | 0 | 0 | 0 | 0 | 0 | 0 | 0 | 0 | 0 | 0 | 0 | 0 | 0 | 0 | 0 | 0 | 0 | 0 | 0 | 0 | 0 | 0 | 0 | 0 | 0 | 0
F4_Industrial_Instruments_New_Process_Natural Gas_Process Heating_E5 | F4 | Industrial | Instruments | New | Process | Natural Gas | Process Heating | E5 | Utility - Cost of Equipment | 0 | 0 | 0 | 0 | 0 | 0 | 0 | 0 | 0 | 0 | 0 | 0 | 0 | 0 | 0 | 0 | 0 | 0 | 0 | 0 | 0 | 0 | 0 | 0 | 0 | 0 | 0 | 0 | 0 | 0
F4_Industrial_Instruments_New_Process_Natural Gas_Process Heating_E6 | F4 | Industrial | Instruments | New | Process | Natural Gas | Process Heating | E6 | Utility - Cost of Equipment | 0 | 0 | 0 | 0 | 0 | 0 | 0 | 0 | 0 | 0 | 0 | 0 | 0 | 0 | 0 | 0 | 0 | 0 | 0 | 0 | 0 | 0 | 0 | 0 | 0 | 0 | 0 | 0 | 0 | 0
F4_Industrial_Instruments_New_Process_Natural Gas_Process Heating_E7 | F4 | Industrial | Instruments | New | Process | Natural Gas | Process Heating | E7 | Utility - Cost of Equipment | 0 | 0 | 0 | 0 | 0 | 0 | 0 | 0 | 0 | 0 | 0 | 0 | 0 | 0 | 0 | 0 | 0 | 0 | 0 | 0 | 0 | 0 | 0 | 0 | 0 | 0 | 0 | 0 | 0 | 0
F4_Industrial_Instruments_New_Process_Natural Gas_Process Heating_E8 | F4 | Industrial | Instruments | New | Process | Natural Gas | Process Heating | E8 | Utility - Cost of Equipment | 0 | 0 | 0 | 0 | 0 | 0 | 0 | 0 | 0 | 0 | 0 | 0 | 0 | 0 | 0 | 0 | 0 | 0 | 0 | 0 | 0 | 0 | 0 | 0 | 0 | 0 | 0 | 0 | 0 | 0
F4_Industrial_Instruments_New_Process_Natural Gas_Process Heating_E9 | F4 | Industrial | Instruments | New | Process | Natural Gas | Process Heating | E9 | Utility - Cost of Equipment | 0 | 0 | 0 | 0 | 0 | 0 | 0 | 0 | 0 | 0 | 0 | 0 | 0 | 0 | 0 | 0 | 0 | 0 | 0 | 0 | 0 | 0 | 0 | 0 | 0 | 0 | 0 | 0 | 0 | 0
F4_Industrial_Instruments_New_Process_Natural Gas_Process Heating_E10 | F4 | Industrial | Instruments | New | Process | Natural Gas | Process Heating | E10 | Utility - Cost of Equipment | 0 | 0 | 0 | 0 | 0 | 0 | 0 | 0 | 0 | 0 | 0 | 0 | 0 | 0 | 0 | 0 | 0 | 0 | 0 | 0 | 0 | 0 | 0 | 0 | 0 | 0 | 0 | 0 | 0 | 0
F5_Industrial_Instruments_New_Process_Natural Gas_Process Heating_E1 | F5 | Industrial | Instruments | New | Process | Natural Gas | Process Heating | E1 | Utility - Cost of Operation | 20.8884 | 22.8356 | 22.9922 | 23.1478 | 22.502 | 21.8165 | 21.0792 | 20.4531 | 19.8134 | 19.3523 | 18.868 | 18.3926 | 17.9161 | 17.4626 | 17.0063 | 16.5478 | 16.1055 | 15.6878 | 15.2751 | 14.9088 | 14.5619 | 14.223 | 0 | 0 | 0 | 0 | 0 | 0 | 0 | 0
F5_Industrial_Instruments_New_Process_Natural Gas_Process Heating_E2 | F5 | Industrial | Instruments | New | Process | Natural Gas | Process Heating | E2 | Utility - Cost of Operation | 0 | 0 | 0 | 0 | 0 | 0 | 0 | 0 | 0 | 0 | 0 | 0 | 0 | 0 | 0 | 0 | 0 | 0 | 0 | 0 | 0 | 0 | 0 | 0 | 0 | 0 | 0 | 0 | 0 | 0
F5_Industrial_Instruments_New_Process_Natural Gas_Process Heating_E3 | F5 | Industrial | Instruments | New | Process | Natural Gas | Process Heating | E3 | Utility - Cost of Operation | 0 | 0 | 0 | 0 | 0 | 0 | 0 | 0 | 0 | 0 | 0 | 0 | 0 | 0 | 0 | 0 | 0 | 0 | 0 | 0 | 0 | 0 | 0 | 0 | 0 | 0 | 0 | 0 | 0 | 0
F5_Industrial_Instruments_New_Process_Natural Gas_Process Heating_E4 | F5 | Industrial | Instruments | New | Process | Natural Gas | Process Heating | E4 | Utility - Cost of Operation | 0 | 0 | 0 | 0 | 0 | 0 | 0 | 0 | 0 | 0 | 0 | 0 | 0 | 0 | 0 | 0 | 0 | 0 | 0 | 0 | 0 | 0 | 0 | 0 | 0 | 0 | 0 | 0 | 0 | 0
F5_Industrial_Instruments_New_Process_Natural Gas_Process Heating_E5 | F5 | Industrial | Instruments | New | Process | Natural Gas | Process Heating | E5 | Utility - Cost of Operation | 0 | 0 | 0 | 0 | 0 | 0 | 0 | 0 | 0 | 0 | 0 | 0 | 0 | 0 | 0 | 0 | 0 | 0 | 0 | 0 | 0 | 0 | 0 | 0 | 0 | 0 | 0 | 0 | 0 | 0
F5_Industrial_Instruments_New_Process_Natural Gas_Process Heating_E6 | F5 | Industrial | Instruments | New | Process | Natural Gas | Process Heating | E6 | Utility - Cost of Operation | 0 | 0 | 0 | 0 | 0 | 0 | 0 | 0 | 0 | 0 | 0 | 0 | 0 | 0 | 0 | 0 | 0 | 0 | 0 | 0 | 0 | 0 | 0 | 0 | 0 | 0 | 0 | 0 | 0 | 0
F5_Industrial_Instruments_New_Process_Natural Gas_Process Heating_E7 | F5 | Industrial | Instruments | New | Process | Natural Gas | Process Heating | E7 | Utility - Cost of Operation | 0 | 0 | 0 | 0 | 0 | 0 | 0 | 0 | 0 | 0 | 0 | 0 | 0 | 0 | 0 | 0 | 0 | 0 | 0 | 0 | 0 | 0 | 0 | 0 | 0 | 0 | 0 | 0 | 0 | 0
F5_Industrial_Instruments_New_Process_Natural Gas_Process Heating_E8 | F5 | Industrial | Instruments | New | Process | Natural Gas | Process Heating | E8 | Utility - Cost of Operation | 0 | 0 | 0 | 0 | 0 | 0 | 0 | 0 | 0 | 0 | 0 | 0 | 0 | 0 | 0 | 0 | 0 | 0 | 0 | 0 | 0 | 0 | 0 | 0 | 0 | 0 | 0 | 0 | 0 | 0
F5_Industrial_Instruments_New_Process_Natural Gas_Process Heating_E9 | F5 | Industrial | Instruments | New | Process | Natural Gas | Process Heating | E9 | Utility - Cost of Operation | 0 | 0 | 0 | 0 | 0 | 0 | 0 | 0 | 0 | 0 | 0 | 0 | 0 | 0 | 0 | 0 | 0 | 0 | 0 | 0 | 0 | 0 | 0 | 0 | 0 | 0 | 0 | 0 | 0 | 0
F5_Industrial_Instruments_New_Process_Natural Gas_Process Heating_E10 | F5 | Industrial | Instruments | New | Process | Natural Gas | Process Heating | E10 | Utility - Cost of Operation | 0 | 0 | 0 | 0 | 0 | 0 | 0 | 0 | 0 | 0 | 0 | 0 | 0 | 0 | 0 | 0 | 0 | 0 | 0 | 0 | 0 | 0 | 0 | 0 | 0 | 0 | 0 | 0 | 0 | 0
F6_Industrial_Instruments_New_Process_Natural Gas_Process Heating_E1 | F6 | Industrial | Instruments | New | Process | Natural Gas | Process Heating | E1 | Utility - Value of Sales | 25.0257 | 27.3585 | 27.5462 | 27.7326 | 26.9589 | 26.1376 | 25.2542 | 24.5041 | 23.7377 | 23.1853 | 22.6051 | 22.0356 | 21.4647 | 20.9214 | 20.3746 | 19.8254 | 19.2954 | 18.795 | 18.3005 | 17.8617 | 17.4461 | 17.0401 | 0 | 0 | 0 | 0 | 0 | 0 | 0 | 0
F6_Industrial_Instruments_New_Process_Natural Gas_Process Heating_E2 | F6 | Industrial | Instruments | New | Process | Natural Gas | Process Heating | E2 | Utility - Value of Sales | 0 | 0 | 0 | 0 | 0 | 0 | 0 | 0 | 0 | 0 | 0 | 0 | 0 | 0 | 0 | 0 | 0 | 0 | 0 | 0 | 0 | 0 | 0 | 0 | 0 | 0 | 0 | 0 | 0 | 0
F6_Industrial_Instruments_New_Process_Natural Gas_Process Heating_E3 | F6 | Industrial | Instruments | New | Process | Natural Gas | Process Heating | E3 | Utility - Value of Sales | 0 | 0 | 0 | 0 | 0 | 0 | 0 | 0 | 0 | 0 | 0 | 0 | 0 | 0 | 0 | 0 | 0 | 0 | 0 | 0 | 0 | 0 | 0 | 0 | 0 | 0 | 0 | 0 | 0 | 0
F6_Industrial_Instruments_New_Process_Natural Gas_Process Heating_E4 | F6 | Industrial | Instruments | New | Process | Natural Gas | Process Heating | E4 | Utility - Value of Sales | 0 | 0 | 0 | 0 | 0 | 0 | 0 | 0 | 0 | 0 | 0 | 0 | 0 | 0 | 0 | 0 | 0 | 0 | 0 | 0 | 0 | 0 | 0 | 0 | 0 | 0 | 0 | 0 | 0 | 0
F6_Industrial_Instruments_New_Process_Natural Gas_Process Heating_E5 | F6 | Industrial | Instruments | New | Process | Natural Gas | Process Heating | E5 | Utility - Value of Sales | 0 | 0 | 0 | 0 | 0 | 0 | 0 | 0 | 0 | 0 | 0 | 0 | 0 | 0 | 0 | 0 | 0 | 0 | 0 | 0 | 0 | 0 | 0 | 0 | 0 | 0 | 0 | 0 | 0 | 0
F6_Industrial_Instruments_New_Process_Natural Gas_Process Heating_E6 | F6 | Industrial | Instruments | New | Process | Natural Gas | Process Heating | E6 | Utility - Value of Sales | 0 | 0 | 0 | 0 | 0 | 0 | 0 | 0 | 0 | 0 | 0 | 0 | 0 | 0 | 0 | 0 | 0 | 0 | 0 | 0 | 0 | 0 | 0 | 0 | 0 | 0 | 0 | 0 | 0 | 0
F6_Industrial_Instruments_New_Process_Natural Gas_Process Heating_E7 | F6 | Industrial | Instruments | New | Process | Natural Gas | Process Heating | E7 | Utility - Value of Sales | 0 | 0 | 0 | 0 | 0 | 0 | 0 | 0 | 0 | 0 | 0 | 0 | 0 | 0 | 0 | 0 | 0 | 0 | 0 | 0 | 0 | 0 | 0 | 0 | 0 | 0 | 0 | 0 | 0 | 0
F6_Industrial_Instruments_New_Process_Natural Gas_Process Heating_E8 | F6 | Industrial | Instruments | New | Process | Natural Gas | Process Heating | E8 | Utility - Value of Sales | 0 | 0 | 0 | 0 | 0 | 0 | 0 | 0 | 0 | 0 | 0 | 0 | 0 | 0 | 0 | 0 | 0 | 0 | 0 | 0 | 0 | 0 | 0 | 0 | 0 | 0 | 0 | 0 | 0 | 0
F6_Industrial_Instruments_New_Process_Natural Gas_Process Heating_E9 | F6 | Industrial | Instruments | New | Process | Natural Gas | Process Heating | E9 | Utility - Value of Sales | 0 | 0 | 0 | 0 | 0 | 0 | 0 | 0 | 0 | 0 | 0 | 0 | 0 | 0 | 0 | 0 | 0 | 0 | 0 | 0 | 0 | 0 | 0 | 0 | 0 | 0 | 0 | 0 | 0 | 0
F6_Industrial_Instruments_New_Process_Natural Gas_Process Heating_E10 | F6 | Industrial | Instruments | New | Process | Natural Gas | Process Heating | E10 | Utility - Value of Sales | 0 | 0 | 0 | 0 | 0 | 0 | 0 | 0 | 0 | 0 | 0 | 0 | 0 | 0 | 0 | 0 | 0 | 0 | 0 | 0 | 0 | 0 | 0 | 0 | 0 | 0 | 0 | 0 | 0 | 0
F1_Industrial_Instruments_New_Process_Natural Gas_Process Cooling_E1 | F1 | Industrial | Instruments | New | Process | Natural Gas | Process Cooling | E1 | Participant - Cost of Equipment | 0.22938 | 0.22938 | 0.22938 | 0.22938 | 0.22938 | 0.22938 | 0.22938 | 0.22938 | 0.22938 | 0.22938 | 0.22938 | 0.22938 | 0.22938 | 0.22938 | 0.22938 | 0.22938 | 0.22938 | 0.22938 | 0.22938 | 0.22938 | 0.22938 | 0.22938 | 0 | 0 | 0 | 0 | 0 | 0 | 0 | 0
F1_Industrial_Instruments_New_Process_Natural Gas_Process Cooling_E2 | F1 | Industrial | Instruments | New | Process | Natural Gas | Process Cooling | E2 | Participant - Cost of Equipment | 0 | 0 | 0 | 0 | 0 | 0 | 0 | 0 | 0 | 0 | 0 | 0 | 0 | 0 | 0 | 0 | 0 | 0 | 0 | 0 | 0 | 0 | 0 | 0 | 0 | 0 | 0 | 0 | 0 | 0
F1_Industrial_Instruments_New_Process_Natural Gas_Process Cooling_E3 | F1 | Industrial | Instruments | New | Process | Natural Gas | Process Cooling | E3 | Participant - Cost of Equipment | 0 | 0 | 0 | 0 | 0 | 0 | 0 | 0 | 0 | 0 | 0 | 0 | 0 | 0 | 0 | 0 | 0 | 0 | 0 | 0 | 0 | 0 | 0 | 0 | 0 | 0 | 0 | 0 | 0 | 0
F1_Industrial_Instruments_New_Process_Natural Gas_Process Cooling_E4 | F1 | Industrial | Instruments | New | Process | Natural Gas | Process Cooling | E4 | Participant - Cost of Equipment | 0 | 0 | 0 | 0 | 0 | 0 | 0 | 0 | 0 | 0 | 0 | 0 | 0 | 0 | 0 | 0 | 0 | 0 | 0 | 0 | 0 | 0 | 0 | 0 | 0 | 0 | 0 | 0 | 0 | 0
F1_Industrial_Instruments_New_Process_Natural Gas_Process Cooling_E5 | F1 | Industrial | Instruments | New | Process | Natural Gas | Process Cooling | E5 | Participant - Cost of Equipment | 0 | 0 | 0 | 0 | 0 | 0 | 0 | 0 | 0 | 0 | 0 | 0 | 0 | 0 | 0 | 0 | 0 | 0 | 0 | 0 | 0 | 0 | 0 | 0 | 0 | 0 | 0 | 0 | 0 | 0
F1_Industrial_Instruments_New_Process_Natural Gas_Process Cooling_E6 | F1 | Industrial | Instruments | New | Process | Natural Gas | Process Cooling | E6 | Participant - Cost of Equipment | 0 | 0 | 0 | 0 | 0 | 0 | 0 | 0 | 0 | 0 | 0 | 0 | 0 | 0 | 0 | 0 | 0 | 0 | 0 | 0 | 0 | 0 | 0 | 0 | 0 | 0 | 0 | 0 | 0 | 0
F1_Industrial_Instruments_New_Process_Natural Gas_Process Cooling_E7 | F1 | Industrial | Instruments | New | Process | Natural Gas | Process Cooling | E7 | Participant - Cost of Equipment | 0 | 0 | 0 | 0 | 0 | 0 | 0 | 0 | 0 | 0 | 0 | 0 | 0 | 0 | 0 | 0 | 0 | 0 | 0 | 0 | 0 | 0 | 0 | 0 | 0 | 0 | 0 | 0 | 0 | 0
F1_Industrial_Instruments_New_Process_Natural Gas_Process Cooling_E8 | F1 | Industrial | Instruments | New | Process | Natural Gas | Process Cooling | E8 | Participant - Cost of Equipment | 0 | 0 | 0 | 0 | 0 | 0 | 0 | 0 | 0 | 0 | 0 | 0 | 0 | 0 | 0 | 0 | 0 | 0 | 0 | 0 | 0 | 0 | 0 | 0 | 0 | 0 | 0 | 0 | 0 | 0
F1_Industrial_Instruments_New_Process_Natural Gas_Process Cooling_E9 | F1 | Industrial | Instruments | New | Process | Natural Gas | Process Cooling | E9 | Participant - Cost of Equipment | 0 | 0 | 0 | 0 | 0 | 0 | 0 | 0 | 0 | 0 | 0 | 0 | 0 | 0 | 0 | 0 | 0 | 0 | 0 | 0 | 0 | 0 | 0 | 0 | 0 | 0 | 0 | 0 | 0 | 0
F1_Industrial_Instruments_New_Process_Natural Gas_Process Cooling_E10 | F1 | Industrial | Instruments | New | Process | Natural Gas | Process Cooling | E10 | Participant - Cost of Equipment | 0 | 0 | 0 | 0 | 0 | 0 | 0 | 0 | 0 | 0 | 0 | 0 | 0 | 0 | 0 | 0 | 0 | 0 | 0 | 0 | 0 | 0 | 0 | 0 | 0 | 0 | 0 | 0 | 0 | 0
F2_Industrial_Instruments_New_Process_Natural Gas_Process Cooling_E1 | F2 | Industrial | Instruments | New | Process | Natural Gas | Process Cooling | E1 | Participant - Cost of Operation | 0.22481 | 0.24577 | 0.24745 | 0.24913 | 0.24218 | 0.2348 | 0.22686 | 0.22013 | 0.21324 | 0.20828 | 0.20307 | 0.19795 | 0.19282 | 0.18794 | 0.18303 | 0.1781 | 0.17333 | 0.16884 | 0.1644 | 0.16046 | 0.15672 | 0.15307 | 0 | 0 | 0 | 0 | 0 | 0 | 0 | 0
F2_Industrial_Instruments_New_Process_Natural Gas_Process Cooling_E2 | F2 | Industrial | Instruments | New | Process | Natural Gas | Process Cooling | E2 | Participant - Cost of Operation | 0 | 0 | 0 | 0 | 0 | 0 | 0 | 0 | 0 | 0 | 0 | 0 | 0 | 0 | 0 | 0 | 0 | 0 | 0 | 0 | 0 | 0 | 0 | 0 | 0 | 0 | 0 | 0 | 0 | 0
F2_Industrial_Instruments_New_Process_Natural Gas_Process Cooling_E3 | F2 | Industrial | Instruments | New | Process | Natural Gas | Process Cooling | E3 | Participant - Cost of Operation | 0 | 0 | 0 | 0 | 0 | 0 | 0 | 0 | 0 | 0 | 0 | 0 | 0 | 0 | 0 | 0 | 0 | 0 | 0 | 0 | 0 | 0 | 0 | 0 | 0 | 0 | 0 | 0 | 0 | 0
F2_Industrial_Instruments_New_Process_Natural Gas_Process Cooling_E4 | F2 | Industrial | Instruments | New | Process | Natural Gas | Process Cooling | E4 | Participant - Cost of Operation | 0 | 0 | 0 | 0 | 0 | 0 | 0 | 0 | 0 | 0 | 0 | 0 | 0 | 0 | 0 | 0 | 0 | 0 | 0 | 0 | 0 | 0 | 0 | 0 | 0 | 0 | 0 | 0 | 0 | 0
F2_Industrial_Instruments_New_Process_Natural Gas_Process Cooling_E5 | F2 | Industrial | Instruments | New | Process | Natural Gas | Process Cooling | E5 | Participant - Cost of Operation | 0 | 0 | 0 | 0 | 0 | 0 | 0 | 0 | 0 | 0 | 0 | 0 | 0 | 0 | 0 | 0 | 0 | 0 | 0 | 0 | 0 | 0 | 0 | 0 | 0 | 0 | 0 | 0 | 0 | 0
F2_Industrial_Instruments_New_Process_Natural Gas_Process Cooling_E6 | F2 | Industrial | Instruments | New | Process | Natural Gas | Process Cooling | E6 | Participant - Cost of Operation | 0 | 0 | 0 | 0 | 0 | 0 | 0 | 0 | 0 | 0 | 0 | 0 | 0 | 0 | 0 | 0 | 0 | 0 | 0 | 0 | 0 | 0 | 0 | 0 | 0 | 0 | 0 | 0 | 0 | 0
F2_Industrial_Instruments_New_Process_Natural Gas_Process Cooling_E7 | F2 | Industrial | Instruments | New | Process | Natural Gas | Process Cooling | E7 | Participant - Cost of Operation | 0 | 0 | 0 | 0 | 0 | 0 | 0 | 0 | 0 | 0 | 0 | 0 | 0 | 0 | 0 | 0 | 0 | 0 | 0 | 0 | 0 | 0 | 0 | 0 | 0 | 0 | 0 | 0 | 0 | 0
F2_Industrial_Instruments_New_Process_Natural Gas_Process Cooling_E8 | F2 | Industrial | Instruments | New | Process | Natural Gas | Process Cooling | E8 | Participant - Cost of Operation | 0 | 0 | 0 | 0 | 0 | 0 | 0 | 0 | 0 | 0 | 0 | 0 | 0 | 0 | 0 | 0 | 0 | 0 | 0 | 0 | 0 | 0 | 0 | 0 | 0 | 0 | 0 | 0 | 0 | 0
F2_Industrial_Instruments_New_Process_Natural Gas_Process Cooling_E9 | F2 | Industrial | Instruments | New | Process | Natural Gas | Process Cooling | E9 | Participant - Cost of Operation | 0 | 0 | 0 | 0 | 0 | 0 | 0 | 0 | 0 | 0 | 0 | 0 | 0 | 0 | 0 | 0 | 0 | 0 | 0 | 0 | 0 | 0 | 0 | 0 | 0 | 0 | 0 | 0 | 0 | 0
F2_Industrial_Instruments_New_Process_Natural Gas_Process Cooling_E10 | F2 | Industrial | Instruments | New | Process | Natural Gas | Process Cooling | E10 | Participant - Cost of Operation | 0 | 0 | 0 | 0 | 0 | 0 | 0 | 0 | 0 | 0 | 0 | 0 | 0 | 0 | 0 | 0 | 0 | 0 | 0 | 0 | 0 | 0 | 0 | 0 | 0 | 0 | 0 | 0 | 0 | 0
F3_Industrial_Instruments_New_Process_Natural Gas_Process Cooling_E1 | F3 | Industrial | Instruments | New | Process | Natural Gas | Process Cooling | E1 | System - kBTUs of Conusmption | 34.8063 | 34.8063 | 34.8063 | 34.8063 | 34.8063 | 34.8063 | 34.8063 | 34.8063 | 34.8063 | 34.8063 | 34.8063 | 34.8063 | 34.8063 | 34.8063 | 34.8063 | 34.8063 | 34.8063 | 34.8063 | 34.8063 | 34.8063 | 34.8063 | 34.8063 | 0 | 0 | 0 | 0 | 0 | 0 | 0 | 0
F3_Industrial_Instruments_New_Process_Natural Gas_Process Cooling_E2 | F3 | Industrial | Instruments | New | Process | Natural Gas | Process Cooling | E2 | System - kBTUs of Conusmption | 0 | 0 | 0 | 0 | 0 | 0 | 0 | 0 | 0 | 0 | 0 | 0 | 0 | 0 | 0 | 0 | 0 | 0 | 0 | 0 | 0 | 0 | 0 | 0 | 0 | 0 | 0 | 0 | 0 | 0
F3_Industrial_Instruments_New_Process_Natural Gas_Process Cooling_E3 | F3 | Industrial | Instruments | New | Process | Natural Gas | Process Cooling | E3 | System - kBTUs of Conusmption | 0 | 0 | 0 | 0 | 0 | 0 | 0 | 0 | 0 | 0 | 0 | 0 | 0 | 0 | 0 | 0 | 0 | 0 | 0 | 0 | 0 | 0 | 0 | 0 | 0 | 0 | 0 | 0 | 0 | 0
F3_Industrial_Instruments_New_Process_Natural Gas_Process Cooling_E4 | F3 | Industrial | Instruments | New | Process | Natural Gas | Process Cooling | E4 | System - kBTUs of Conusmption | 0 | 0 | 0 | 0 | 0 | 0 | 0 | 0 | 0 | 0 | 0 | 0 | 0 | 0 | 0 | 0 | 0 | 0 | 0 | 0 | 0 | 0 | 0 | 0 | 0 | 0 | 0 | 0 | 0 | 0
F3_Industrial_Instruments_New_Process_Natural Gas_Process Cooling_E5 | F3 | Industrial | Instruments | New | Process | Natural Gas | Process Cooling | E5 | System - kBTUs of Conusmption | 0 | 0 | 0 | 0 | 0 | 0 | 0 | 0 | 0 | 0 | 0 | 0 | 0 | 0 | 0 | 0 | 0 | 0 | 0 | 0 | 0 | 0 | 0 | 0 | 0 | 0 | 0 | 0 | 0 | 0
F3_Industrial_Instruments_New_Process_Natural Gas_Process Cooling_E6 | F3 | Industrial | Instruments | New | Process | Natural Gas | Process Cooling | E6 | System - kBTUs of Conusmption | 0 | 0 | 0 | 0 | 0 | 0 | 0 | 0 | 0 | 0 | 0 | 0 | 0 | 0 | 0 | 0 | 0 | 0 | 0 | 0 | 0 | 0 | 0 | 0 | 0 | 0 | 0 | 0 | 0 | 0
F3_Industrial_Instruments_New_Process_Natural Gas_Process Cooling_E7 | F3 | Industrial | Instruments | New | Process | Natural Gas | Process Cooling | E7 | System - kBTUs of Conusmption | 0 | 0 | 0 | 0 | 0 | 0 | 0 | 0 | 0 | 0 | 0 | 0 | 0 | 0 | 0 | 0 | 0 | 0 | 0 | 0 | 0 | 0 | 0 | 0 | 0 | 0 | 0 | 0 | 0 | 0
F3_Industrial_Instruments_New_Process_Natural Gas_Process Cooling_E8 | F3 | Industrial | Instruments | New | Process | Natural Gas | Process Cooling | E8 | System - kBTUs of Conusmption | 0 | 0 | 0 | 0 | 0 | 0 | 0 | 0 | 0 | 0 | 0 | 0 | 0 | 0 | 0 | 0 | 0 | 0 | 0 | 0 | 0 | 0 | 0 | 0 | 0 | 0 | 0 | 0 | 0 | 0
F3_Industrial_Instruments_New_Process_Natural Gas_Process Cooling_E9 | F3 | Industrial | Instruments | New | Process | Natural Gas | Process Cooling | E9 | System - kBTUs of Conusmption | 0 | 0 | 0 | 0 | 0 | 0 | 0 | 0 | 0 | 0 | 0 | 0 | 0 | 0 | 0 | 0 | 0 | 0 | 0 | 0 | 0 | 0 | 0 | 0 | 0 | 0 | 0 | 0 | 0 | 0
F3_Industrial_Instruments_New_Process_Natural Gas_Process Cooling_E10 | F3 | Industrial | Instruments | New | Process | Natural Gas | Process Cooling | E10 | System - kBTUs of Conusmption | 0 | 0 | 0 | 0 | 0 | 0 | 0 | 0 | 0 | 0 | 0 | 0 | 0 | 0 | 0 | 0 | 0 | 0 | 0 | 0 | 0 | 0 | 0 | 0 | 0 | 0 | 0 | 0 | 0 | 0
F4_Industrial_Instruments_New_Process_Natural Gas_Process Cooling_E1 | F4 | Industrial | Instruments | New | Process | Natural Gas | Process Cooling | E1 | Utility - Cost of Equipment | 0.22938 | 0.22938 | 0.22938 | 0.22938 | 0.22938 | 0.22938 | 0.22938 | 0.22938 | 0.22938 | 0.22938 | 0.22938 | 0.22938 | 0.22938 | 0.22938 | 0.22938 | 0.22938 | 0.22938 | 0.22938 | 0.22938 | 0.22938 | 0.22938 | 0.22938 | 0 | 0 | 0 | 0 | 0 | 0 | 0 | 0
F4_Industrial_Instruments_New_Process_Natural Gas_Process Cooling_E2 | F4 | Industrial | Instruments | New | Process | Natural Gas | Process Cooling | E2 | Utility - Cost of Equipment | 0 | 0 | 0 | 0 | 0 | 0 | 0 | 0 | 0 | 0 | 0 | 0 | 0 | 0 | 0 | 0 | 0 | 0 | 0 | 0 | 0 | 0 | 0 | 0 | 0 | 0 | 0 | 0 | 0 | 0
F4_Industrial_Instruments_New_Process_Natural Gas_Process Cooling_E3 | F4 | Industrial | Instruments | New | Process | Natural Gas | Process Cooling | E3 | Utility - Cost of Equipment | 0 | 0 | 0 | 0 | 0 | 0 | 0 | 0 | 0 | 0 | 0 | 0 | 0 | 0 | 0 | 0 | 0 | 0 | 0 | 0 | 0 | 0 | 0 | 0 | 0 | 0 | 0 | 0 | 0 | 0
F4_Industrial_Instruments_New_Process_Natural Gas_Process Cooling_E4 | F4 | Industrial | Instruments | New | Process | Natural Gas | Process Cooling | E4 | Utility - Cost of Equipment | 0 | 0 | 0 | 0 | 0 | 0 | 0 | 0 | 0 | 0 | 0 | 0 | 0 | 0 | 0 | 0 | 0 | 0 | 0 | 0 | 0 | 0 | 0 | 0 | 0 | 0 | 0 | 0 | 0 | 0
F4_Industrial_Instruments_New_Process_Natural Gas_Process Cooling_E5 | F4 | Industrial | Instruments | New | Process | Natural Gas | Process Cooling | E5 | Utility - Cost of Equipment | 0 | 0 | 0 | 0 | 0 | 0 | 0 | 0 | 0 | 0 | 0 | 0 | 0 | 0 | 0 | 0 | 0 | 0 | 0 | 0 | 0 | 0 | 0 | 0 | 0 | 0 | 0 | 0 | 0 | 0
F4_Industrial_Instruments_New_Process_Natural Gas_Process Cooling_E6 | F4 | Industrial | Instruments | New | Process | Natural Gas | Process Cooling | E6 | Utility - Cost of Equipment | 0 | 0 | 0 | 0 | 0 | 0 | 0 | 0 | 0 | 0 | 0 | 0 | 0 | 0 | 0 | 0 | 0 | 0 | 0 | 0 | 0 | 0 | 0 | 0 | 0 | 0 | 0 | 0 | 0 | 0
F4_Industrial_Instruments_New_Process_Natural Gas_Process Cooling_E7 | F4 | Industrial | Instruments | New | Process | Natural Gas | Process Cooling | E7 | Utility - Cost of Equipment | 0 | 0 | 0 | 0 | 0 | 0 | 0 | 0 | 0 | 0 | 0 | 0 | 0 | 0 | 0 | 0 | 0 | 0 | 0 | 0 | 0 | 0 | 0 | 0 | 0 | 0 | 0 | 0 | 0 | 0
F4_Industrial_Instruments_New_Process_Natural Gas_Process Cooling_E8 | F4 | Industrial | Instruments | New | Process | Natural Gas | Process Cooling | E8 | Utility - Cost of Equipment | 0 | 0 | 0 | 0 | 0 | 0 | 0 | 0 | 0 | 0 | 0 | 0 | 0 | 0 | 0 | 0 | 0 | 0 | 0 | 0 | 0 | 0 | 0 | 0 | 0 | 0 | 0 | 0 | 0 | 0
F4_Industrial_Instruments_New_Process_Natural Gas_Process Cooling_E9 | F4 | Industrial | Instruments | New | Process | Natural Gas | Process Cooling | E9 | Utility - Cost of Equipment | 0 | 0 | 0 | 0 | 0 | 0 | 0 | 0 | 0 | 0 | 0 | 0 | 0 | 0 | 0 | 0 | 0 | 0 | 0 | 0 | 0 | 0 | 0 | 0 | 0 | 0 | 0 | 0 | 0 | 0
F4_Industrial_Instruments_New_Process_Natural Gas_Process Cooling_E10 | F4 | Industrial | Instruments | New | Process | Natural Gas | Process Cooling | E10 | Utility - Cost of Equipment | 0 | 0 | 0 | 0 | 0 | 0 | 0 | 0 | 0 | 0 | 0 | 0 | 0 | 0 | 0 | 0 | 0 | 0 | 0 | 0 | 0 | 0 | 0 | 0 | 0 | 0 | 0 | 0 | 0 | 0
F5_Industrial_Instruments_New_Process_Natural Gas_Process Cooling_E1 | F5 | Industrial | Instruments | New | Process | Natural Gas | Process Cooling | E1 | Utility - Cost of Operation | 0.18764 | 0.20514 | 0.20654 | 0.20794 | 0.20214 | 0.19598 | 0.18936 | 0.18373 | 0.17799 | 0.17385 | 0.1695 | 0.16522 | 0.16094 | 0.15687 | 0.15277 | 0.14865 | 0.14468 | 0.14093 | 0.13722 | 0.13393 | 0.13081 | 0.12777 | 0 | 0 | 0 | 0 | 0 | 0 | 0 | 0
F5_Industrial_Instruments_New_Process_Natural Gas_Process Cooling_E2 | F5 | Industrial | Instruments | New | Process | Natural Gas | Process Cooling | E2 | Utility - Cost of Operation | 0 | 0 | 0 | 0 | 0 | 0 | 0 | 0 | 0 | 0 | 0 | 0 | 0 | 0 | 0 | 0 | 0 | 0 | 0 | 0 | 0 | 0 | 0 | 0 | 0 | 0 | 0 | 0 | 0 | 0
F5_Industrial_Instruments_New_Process_Natural Gas_Process Cooling_E3 | F5 | Industrial | Instruments | New | Process | Natural Gas | Process Cooling | E3 | Utility - Cost of Operation | 0 | 0 | 0 | 0 | 0 | 0 | 0 | 0 | 0 | 0 | 0 | 0 | 0 | 0 | 0 | 0 | 0 | 0 | 0 | 0 | 0 | 0 | 0 | 0 | 0 | 0 | 0 | 0 | 0 | 0
F5_Industrial_Instruments_New_Process_Natural Gas_Process Cooling_E4 | F5 | Industrial | Instruments | New | Process | Natural Gas | Process Cooling | E4 | Utility - Cost of Operation | 0 | 0 | 0 | 0 | 0 | 0 | 0 | 0 | 0 | 0 | 0 | 0 | 0 | 0 | 0 | 0 | 0 | 0 | 0 | 0 | 0 | 0 | 0 | 0 | 0 | 0 | 0 | 0 | 0 | 0
F5_Industrial_Instruments_New_Process_Natural Gas_Process Cooling_E5 | F5 | Industrial | Instruments | New | Process | Natural Gas | Process Cooling | E5 | Utility - Cost of Operation | 0 | 0 | 0 | 0 | 0 | 0 | 0 | 0 | 0 | 0 | 0 | 0 | 0 | 0 | 0 | 0 | 0 | 0 | 0 | 0 | 0 | 0 | 0 | 0 | 0 | 0 | 0 | 0 | 0 | 0
F5_Industrial_Instruments_New_Process_Natural Gas_Process Cooling_E6 | F5 | Industrial | Instruments | New | Process | Natural Gas | Process Cooling | E6 | Utility - Cost of Operation | 0 | 0 | 0 | 0 | 0 | 0 | 0 | 0 | 0 | 0 | 0 | 0 | 0 | 0 | 0 | 0 | 0 | 0 | 0 | 0 | 0 | 0 | 0 | 0 | 0 | 0 | 0 | 0 | 0 | 0
F5_Industrial_Instruments_New_Process_Natural Gas_Process Cooling_E7 | F5 | Industrial | Instruments | New | Process | Natural Gas | Process Cooling | E7 | Utility - Cost of Operation | 0 | 0 | 0 | 0 | 0 | 0 | 0 | 0 | 0 | 0 | 0 | 0 | 0 | 0 | 0 | 0 | 0 | 0 | 0 | 0 | 0 | 0 | 0 | 0 | 0 | 0 | 0 | 0 | 0 | 0
F5_Industrial_Instruments_New_Process_Natural Gas_Process Cooling_E8 | F5 | Industrial | Instruments | New | Process | Natural Gas | Process Cooling | E8 | Utility - Cost of Operation | 0 | 0 | 0 | 0 | 0 | 0 | 0 | 0 | 0 | 0 | 0 | 0 | 0 | 0 | 0 | 0 | 0 | 0 | 0 | 0 | 0 | 0 | 0 | 0 | 0 | 0 | 0 | 0 | 0 | 0
F5_Industrial_Instruments_New_Process_Natural Gas_Process Cooling_E9 | F5 | Industrial | Instruments | New | Process | Natural Gas | Process Cooling | E9 | Utility - Cost of Operation | 0 | 0 | 0 | 0 | 0 | 0 | 0 | 0 | 0 | 0 | 0 | 0 | 0 | 0 | 0 | 0 | 0 | 0 | 0 | 0 | 0 | 0 | 0 | 0 | 0 | 0 | 0 | 0 | 0 | 0
F5_Industrial_Instruments_New_Process_Natural Gas_Process Cooling_E10 | F5 | Industrial | Instruments | New | Process | Natural Gas | Process Cooling | E10 | Utility - Cost of Operation | 0 | 0 | 0 | 0 | 0 | 0 | 0 | 0 | 0 | 0 | 0 | 0 | 0 | 0 | 0 | 0 | 0 | 0 | 0 | 0 | 0 | 0 | 0 | 0 | 0 | 0 | 0 | 0 | 0 | 0
F6_Industrial_Instruments_New_Process_Natural Gas_Process Cooling_E1 | F6 | Industrial | Instruments | New | Process | Natural Gas | Process Cooling | E1 | Utility - Value of Sales | 0.22481 | 0.24577 | 0.24745 | 0.24913 | 0.24218 | 0.2348 | 0.22686 | 0.22013 | 0.21324 | 0.20828 | 0.20307 | 0.19795 | 0.19282 | 0.18794 | 0.18303 | 0.1781 | 0.17333 | 0.16884 | 0.1644 | 0.16046 | 0.15672 | 0.15307 | 0 | 0 | 0 | 0 | 0 | 0 | 0 | 0
F6_Industrial_Instruments_New_Process_Natural Gas_Process Cooling_E2 | F6 | Industrial | Instruments | New | Process | Natural Gas | Process Cooling | E2 | Utility - Value of Sales | 0 | 0 | 0 | 0 | 0 | 0 | 0 | 0 | 0 | 0 | 0 | 0 | 0 | 0 | 0 | 0 | 0 | 0 | 0 | 0 | 0 | 0 | 0 | 0 | 0 | 0 | 0 | 0 | 0 | 0
F6_Industrial_Instruments_New_Process_Natural Gas_Process Cooling_E3 | F6 | Industrial | Instruments | New | Process | Natural Gas | Process Cooling | E3 | Utility - Value of Sales | 0 | 0 | 0 | 0 | 0 | 0 | 0 | 0 | 0 | 0 | 0 | 0 | 0 | 0 | 0 | 0 | 0 | 0 | 0 | 0 | 0 | 0 | 0 | 0 | 0 | 0 | 0 | 0 | 0 | 0
F6_Industrial_Instruments_New_Process_Natural Gas_Process Cooling_E4 | F6 | Industrial | Instruments | New | Process | Natural Gas | Process Cooling | E4 | Utility - Value of Sales | 0 | 0 | 0 | 0 | 0 | 0 | 0 | 0 | 0 | 0 | 0 | 0 | 0 | 0 | 0 | 0 | 0 | 0 | 0 | 0 | 0 | 0 | 0 | 0 | 0 | 0 | 0 | 0 | 0 | 0
F6_Industrial_Instruments_New_Process_Natural Gas_Process Cooling_E5 | F6 | Industrial | Instruments | New | Process | Natural Gas | Process Cooling | E5 | Utility - Value of Sales | 0 | 0 | 0 | 0 | 0 | 0 | 0 | 0 | 0 | 0 | 0 | 0 | 0 | 0 | 0 | 0 | 0 | 0 | 0 | 0 | 0 | 0 | 0 | 0 | 0 | 0 | 0 | 0 | 0 | 0
F6_Industrial_Instruments_New_Process_Natural Gas_Process Cooling_E6 | F6 | Industrial | Instruments | New | Process | Natural Gas | Process Cooling | E6 | Utility - Value of Sales | 0 | 0 | 0 | 0 | 0 | 0 | 0 | 0 | 0 | 0 | 0 | 0 | 0 | 0 | 0 | 0 | 0 | 0 | 0 | 0 | 0 | 0 | 0 | 0 | 0 | 0 | 0 | 0 | 0 | 0
F6_Industrial_Instruments_New_Process_Natural Gas_Process Cooling_E7 | F6 | Industrial | Instruments | New | Process | Natural Gas | Process Cooling | E7 | Utility - Value of Sales | 0 | 0 | 0 | 0 | 0 | 0 | 0 | 0 | 0 | 0 | 0 | 0 | 0 | 0 | 0 | 0 | 0 | 0 | 0 | 0 | 0 | 0 | 0 | 0 | 0 | 0 | 0 | 0 | 0 | 0
F6_Industrial_Instruments_New_Process_Natural Gas_Process Cooling_E8 | F6 | Industrial | Instruments | New | Process | Natural Gas | Process Cooling | E8 | Utility - Value of Sales | 0 | 0 | 0 | 0 | 0 | 0 | 0 | 0 | 0 | 0 | 0 | 0 | 0 | 0 | 0 | 0 | 0 | 0 | 0 | 0 | 0 | 0 | 0 | 0 | 0 | 0 | 0 | 0 | 0 | 0
F6_Industrial_Instruments_New_Process_Natural Gas_Process Cooling_E9 | F6 | Industrial | Instruments | New | Process | Natural Gas | Process Cooling | E9 | Utility - Value of Sales | 0 | 0 | 0 | 0 | 0 | 0 | 0 | 0 | 0 | 0 | 0 | 0 | 0 | 0 | 0 | 0 | 0 | 0 | 0 | 0 | 0 | 0 | 0 | 0 | 0 | 0 | 0 | 0 | 0 | 0
F6_Industrial_Instruments_New_Process_Natural Gas_Process Cooling_E10 | F6 | Industrial | Instruments | New | Process | Natural Gas | Process Cooling | E10 | Utility - Value of Sales | 0 | 0 | 0 | 0 | 0 | 0 | 0 | 0 | 0 | 0 | 0 | 0 | 0 | 0 | 0 | 0 | 0 | 0 | 0 | 0 | 0 | 0 | 0 | 0 | 0 | 0 | 0 | 0 | 0 | 0
F1_Industrial_Instruments_New_Process_Natural Gas_Other Process_E1 | F1 | Industrial | Instruments | New | Process | Natural Gas | Other Process | E1 | Participant - Cost of Equipment | 0.22938 | 0.22938 | 0.22938 | 0.22938 | 0.22938 | 0.22938 | 0.22938 | 0.22938 | 0.22938 | 0.22938 | 0.22938 | 0.22938 | 0.22938 | 0.22938 | 0.22938 | 0.22938 | 0.22938 | 0.22938 | 0.22938 | 0.22938 | 0.22938 | 0.22938 | 0 | 0 | 0 | 0 | 0 | 0 | 0 | 0
F1_Industrial_Instruments_New_Process_Natural Gas_Other Process_E2 | F1 | Industrial | Instruments | New | Process | Natural Gas | Other Process | E2 | Participant - Cost of Equipment | 0 | 0 | 0 | 0 | 0 | 0 | 0 | 0 | 0 | 0 | 0 | 0 | 0 | 0 | 0 | 0 | 0 | 0 | 0 | 0 | 0 | 0 | 0 | 0 | 0 | 0 | 0 | 0 | 0 | 0
F1_Industrial_Instruments_New_Process_Natural Gas_Other Process_E3 | F1 | Industrial | Instruments | New | Process | Natural Gas | Other Process | E3 | Participant - Cost of Equipment | 0 | 0 | 0 | 0 | 0 | 0 | 0 | 0 | 0 | 0 | 0 | 0 | 0 | 0 | 0 | 0 | 0 | 0 | 0 | 0 | 0 | 0 | 0 | 0 | 0 | 0 | 0 | 0 | 0 | 0
F1_Industrial_Instruments_New_Process_Natural Gas_Other Process_E4 | F1 | Industrial | Instruments | New | Process | Natural Gas | Other Process | E4 | Participant - Cost of Equipment | 0 | 0 | 0 | 0 | 0 | 0 | 0 | 0 | 0 | 0 | 0 | 0 | 0 | 0 | 0 | 0 | 0 | 0 | 0 | 0 | 0 | 0 | 0 | 0 | 0 | 0 | 0 | 0 | 0 | 0
F1_Industrial_Instruments_New_Process_Natural Gas_Other Process_E5 | F1 | Industrial | Instruments | New | Process | Natural Gas | Other Process | E5 | Participant - Cost of Equipment | 0 | 0 | 0 | 0 | 0 | 0 | 0 | 0 | 0 | 0 | 0 | 0 | 0 | 0 | 0 | 0 | 0 | 0 | 0 | 0 | 0 | 0 | 0 | 0 | 0 | 0 | 0 | 0 | 0 | 0
F1_Industrial_Instruments_New_Process_Natural Gas_Other Process_E6 | F1 | Industrial | Instruments | New | Process | Natural Gas | Other Process | E6 | Participant - Cost of Equipment | 0 | 0 | 0 | 0 | 0 | 0 | 0 | 0 | 0 | 0 | 0 | 0 | 0 | 0 | 0 | 0 | 0 | 0 | 0 | 0 | 0 | 0 | 0 | 0 | 0 | 0 | 0 | 0 | 0 | 0
F1_Industrial_Instruments_New_Process_Natural Gas_Other Process_E7 | F1 | Industrial | Instruments | New | Process | Natural Gas | Other Process | E7 | Participant - Cost of Equipment | 0 | 0 | 0 | 0 | 0 | 0 | 0 | 0 | 0 | 0 | 0 | 0 | 0 | 0 | 0 | 0 | 0 | 0 | 0 | 0 | 0 | 0 | 0 | 0 | 0 | 0 | 0 | 0 | 0 | 0
F1_Industrial_Instruments_New_Process_Natural Gas_Other Process_E8 | F1 | Industrial | Instruments | New | Process | Natural Gas | Other Process | E8 | Participant - Cost of Equipment | 0 | 0 | 0 | 0 | 0 | 0 | 0 | 0 | 0 | 0 | 0 | 0 | 0 | 0 | 0 | 0 | 0 | 0 | 0 | 0 | 0 | 0 | 0 | 0 | 0 | 0 | 0 | 0 | 0 | 0
F1_Industrial_Instruments_New_Process_Natural Gas_Other Process_E9 | F1 | Industrial | Instruments | New | Process | Natural Gas | Other Process | E9 | Participant - Cost of Equipment | 0 | 0 | 0 | 0 | 0 | 0 | 0 | 0 | 0 | 0 | 0 | 0 | 0 | 0 | 0 | 0 | 0 | 0 | 0 | 0 | 0 | 0 | 0 | 0 | 0 | 0 | 0 | 0 | 0 | 0
F1_Industrial_Instruments_New_Process_Natural Gas_Other Process_E10 | F1 | Industrial | Instruments | New | Process | Natural Gas | Other Process | E10 | Participant - Cost of Equipment | 0 | 0 | 0 | 0 | 0 | 0 | 0 | 0 | 0 | 0 | 0 | 0 | 0 | 0 | 0 | 0 | 0 | 0 | 0 | 0 | 0 | 0 | 0 | 0 | 0 | 0 | 0 | 0 | 0 | 0
F2_Industrial_Instruments_New_Process_Natural Gas_Other Process_E1 | F2 | Industrial | Instruments | New | Process | Natural Gas | Other Process | E1 | Participant - Cost of Operation | 1.1066 | 1.2098 | 1.2181 | 1.2263 | 1.1921 | 1.1558 | 1.1168 | 1.0836 | 1.0497 | 1.0253 | 0.99961 | 0.97442 | 0.94918 | 0.92515 | 0.90097 | 0.87669 | 0.85325 | 0.83112 | 0.80926 | 0.78985 | 0.77147 | 0.75352 | 0 | 0 | 0 | 0 | 0 | 0 | 0 | 0
F2_Industrial_Instruments_New_Process_Natural Gas_Other Process_E2 | F2 | Industrial | Instruments | New | Process | Natural Gas | Other Process | E2 | Participant - Cost of Operation | 0 | 0 | 0 | 0 | 0 | 0 | 0 | 0 | 0 | 0 | 0 | 0 | 0 | 0 | 0 | 0 | 0 | 0 | 0 | 0 | 0 | 0 | 0 | 0 | 0 | 0 | 0 | 0 | 0 | 0
F2_Industrial_Instruments_New_Process_Natural Gas_Other Process_E3 | F2 | Industrial | Instruments | New | Process | Natural Gas | Other Process | E3 | Participant - Cost of Operation | 0 | 0 | 0 | 0 | 0 | 0 | 0 | 0 | 0 | 0 | 0 | 0 | 0 | 0 | 0 | 0 | 0 | 0 | 0 | 0 | 0 | 0 | 0 | 0 | 0 | 0 | 0 | 0 | 0 | 0
F2_Industrial_Instruments_New_Process_Natural Gas_Other Process_E4 | F2 | Industrial | Instruments | New | Process | Natural Gas | Other Process | E4 | Participant - Cost of Operation | 0 | 0 | 0 | 0 | 0 | 0 | 0 | 0 | 0 | 0 | 0 | 0 | 0 | 0 | 0 | 0 | 0 | 0 | 0 | 0 | 0 | 0 | 0 | 0 | 0 | 0 | 0 | 0 | 0 | 0
F2_Industrial_Instruments_New_Process_Natural Gas_Other Process_E5 | F2 | Industrial | Instruments | New | Process | Natural Gas | Other Process | E5 | Participant - Cost of Operation | 0 | 0 | 0 | 0 | 0 | 0 | 0 | 0 | 0 | 0 | 0 | 0 | 0 | 0 | 0 | 0 | 0 | 0 | 0 | 0 | 0 | 0 | 0 | 0 | 0 | 0 | 0 | 0 | 0 | 0
F2_Industrial_Instruments_New_Process_Natural Gas_Other Process_E6 | F2 | Industrial | Instruments | New | Process | Natural Gas | Other Process | E6 | Participant - Cost of Operation | 0 | 0 | 0 | 0 | 0 | 0 | 0 | 0 | 0 | 0 | 0 | 0 | 0 | 0 | 0 | 0 | 0 | 0 | 0 | 0 | 0 | 0 | 0 | 0 | 0 | 0 | 0 | 0 | 0 | 0
F2_Industrial_Instruments_New_Process_Natural Gas_Other Process_E7 | F2 | Industrial | Instruments | New | Process | Natural Gas | Other Process | E7 | Participant - Cost of Operation | 0 | 0 | 0 | 0 | 0 | 0 | 0 | 0 | 0 | 0 | 0 | 0 | 0 | 0 | 0 | 0 | 0 | 0 | 0 | 0 | 0 | 0 | 0 | 0 | 0 | 0 | 0 | 0 | 0 | 0
F2_Industrial_Instruments_New_Process_Natural Gas_Other Process_E8 | F2 | Industrial | Instruments | New | Process | Natural Gas | Other Process | E8 | Participant - Cost of Operation | 0 | 0 | 0 | 0 | 0 | 0 | 0 | 0 | 0 | 0 | 0 | 0 | 0 | 0 | 0 | 0 | 0 | 0 | 0 | 0 | 0 | 0 | 0 | 0 | 0 | 0 | 0 | 0 | 0 | 0
F2_Industrial_Instruments_New_Process_Natural Gas_Other Process_E9 | F2 | Industrial | Instruments | New | Process | Natural Gas | Other Process | E9 | Participant - Cost of Operation | 0 | 0 | 0 | 0 | 0 | 0 | 0 | 0 | 0 | 0 | 0 | 0 | 0 | 0 | 0 | 0 | 0 | 0 | 0 | 0 | 0 | 0 | 0 | 0 | 0 | 0 | 0 | 0 | 0 | 0
F2_Industrial_Instruments_New_Process_Natural Gas_Other Process_E10 | F2 | Industrial | Instruments | New | Process | Natural Gas | Other Process | E10 | Participant - Cost of Operation | 0 | 0 | 0 | 0 | 0 | 0 | 0 | 0 | 0 | 0 | 0 | 0 | 0 | 0 | 0 | 0 | 0 | 0 | 0 | 0 | 0 | 0 | 0 | 0 | 0 | 0 | 0 | 0 | 0 | 0
F3_Industrial_Instruments_New_Process_Natural Gas_Other Process_E1 | F3 | Industrial | Instruments | New | Process | Natural Gas | Other Process | E1 | System - kBTUs of Conusmption | 171.3364 | 171.3364 | 171.3364 | 171.3364 | 171.3364 | 171.3364 | 171.3364 | 171.3364 | 171.3364 | 171.3364 | 171.3364 | 171.3364 | 171.3364 | 171.3364 | 171.3364 | 171.3364 | 171.3364 | 171.3364 | 171.3364 | 171.3364 | 171.3364 | 171.3364 | 0 | 0 | 0 | 0 | 0 | 0 | 0 | 0
F3_Industrial_Instruments_New_Process_Natural Gas_Other Process_E2 | F3 | Industrial | Instruments | New | Process | Natural Gas | Other Process | E2 | System - kBTUs of Conusmption | 0 | 0 | 0 | 0 | 0 | 0 | 0 | 0 | 0 | 0 | 0 | 0 | 0 | 0 | 0 | 0 | 0 | 0 | 0 | 0 | 0 | 0 | 0 | 0 | 0 | 0 | 0 | 0 | 0 | 0
F3_Industrial_Instruments_New_Process_Natural Gas_Other Process_E3 | F3 | Industrial | Instruments | New | Process | Natural Gas | Other Process | E3 | System - kBTUs of Conusmption | 0 | 0 | 0 | 0 | 0 | 0 | 0 | 0 | 0 | 0 | 0 | 0 | 0 | 0 | 0 | 0 | 0 | 0 | 0 | 0 | 0 | 0 | 0 | 0 | 0 | 0 | 0 | 0 | 0 | 0
F3_Industrial_Instruments_New_Process_Natural Gas_Other Process_E4 | F3 | Industrial | Instruments | New | Process | Natural Gas | Other Process | E4 | System - kBTUs of Conusmption | 0 | 0 | 0 | 0 | 0 | 0 | 0 | 0 | 0 | 0 | 0 | 0 | 0 | 0 | 0 | 0 | 0 | 0 | 0 | 0 | 0 | 0 | 0 | 0 | 0 | 0 | 0 | 0 | 0 | 0
F3_Industrial_Instruments_New_Process_Natural Gas_Other Process_E5 | F3 | Industrial | Instruments | New | Process | Natural Gas | Other Process | E5 | System - kBTUs of Conusmption | 0 | 0 | 0 | 0 | 0 | 0 | 0 | 0 | 0 | 0 | 0 | 0 | 0 | 0 | 0 | 0 | 0 | 0 | 0 | 0 | 0 | 0 | 0 | 0 | 0 | 0 | 0 | 0 | 0 | 0
F3_Industrial_Instruments_New_Process_Natural Gas_Other Process_E6 | F3 | Industrial | Instruments | New | Process | Natural Gas | Other Process | E6 | System - kBTUs of Conusmption | 0 | 0 | 0 | 0 | 0 | 0 | 0 | 0 | 0 | 0 | 0 | 0 | 0 | 0 | 0 | 0 | 0 | 0 | 0 | 0 | 0 | 0 | 0 | 0 | 0 | 0 | 0 | 0 | 0 | 0
F3_Industrial_Instruments_New_Process_Natural Gas_Other Process_E7 | F3 | Industrial | Instruments | New | Process | Natural Gas | Other Process | E7 | System - kBTUs of Conusmption | 0 | 0 | 0 | 0 | 0 | 0 | 0 | 0 | 0 | 0 | 0 | 0 | 0 | 0 | 0 | 0 | 0 | 0 | 0 | 0 | 0 | 0 | 0 | 0 | 0 | 0 | 0 | 0 | 0 | 0
F3_Industrial_Instruments_New_Process_Natural Gas_Other Process_E8 | F3 | Industrial | Instruments | New | Process | Natural Gas | Other Process | E8 | System - kBTUs of Conusmption | 0 | 0 | 0 | 0 | 0 | 0 | 0 | 0 | 0 | 0 | 0 | 0 | 0 | 0 | 0 | 0 | 0 | 0 | 0 | 0 | 0 | 0 | 0 | 0 | 0 | 0 | 0 | 0 | 0 | 0
F3_Industrial_Instruments_New_Process_Natural Gas_Other Process_E9 | F3 | Industrial | Instruments | New | Process | Natural Gas | Other Process | E9 | System - kBTUs of Conusmption | 0 | 0 | 0 | 0 | 0 | 0 | 0 | 0 | 0 | 0 | 0 | 0 | 0 | 0 | 0 | 0 | 0 | 0 | 0 | 0 | 0 | 0 | 0 | 0 | 0 | 0 | 0 | 0 | 0 | 0
F3_Industrial_Instruments_New_Process_Natural Gas_Other Process_E10 | F3 | Industrial | Instruments | New | Process | Natural Gas | Other Process | E10 | System - kBTUs of Conusmption | 0 | 0 | 0 | 0 | 0 | 0 | 0 | 0 | 0 | 0 | 0 | 0 | 0 | 0 | 0 | 0 | 0 | 0 | 0 | 0 | 0 | 0 | 0 | 0 | 0 | 0 | 0 | 0 | 0 | 0
F4_Industrial_Instruments_New_Process_Natural Gas_Other Process_E1 | F4 | Industrial | Instruments | New | Process | Natural Gas | Other Process | E1 | Utility - Cost of Equipment | 0.22938 | 0.22938 | 0.22938 | 0.22938 | 0.22938 | 0.22938 | 0.22938 | 0.22938 | 0.22938 | 0.22938 | 0.22938 | 0.22938 | 0.22938 | 0.22938 | 0.22938 | 0.22938 | 0.22938 | 0.22938 | 0.22938 | 0.22938 | 0.22938 | 0.22938 | 0 | 0 | 0 | 0 | 0 | 0 | 0 | 0
F4_Industrial_Instruments_New_Process_Natural Gas_Other Process_E2 | F4 | Industrial | Instruments | New | Process | Natural Gas | Other Process | E2 | Utility - Cost of Equipment | 0 | 0 | 0 | 0 | 0 | 0 | 0 | 0 | 0 | 0 | 0 | 0 | 0 | 0 | 0 | 0 | 0 | 0 | 0 | 0 | 0 | 0 | 0 | 0 | 0 | 0 | 0 | 0 | 0 | 0
F4_Industrial_Instruments_New_Process_Natural Gas_Other Process_E3 | F4 | Industrial | Instruments | New | Process | Natural Gas | Other Process | E3 | Utility - Cost of Equipment | 0 | 0 | 0 | 0 | 0 | 0 | 0 | 0 | 0 | 0 | 0 | 0 | 0 | 0 | 0 | 0 | 0 | 0 | 0 | 0 | 0 | 0 | 0 | 0 | 0 | 0 | 0 | 0 | 0 | 0
F4_Industrial_Instruments_New_Process_Natural Gas_Other Process_E4 | F4 | Industrial | Instruments | New | Process | Natural Gas | Other Process | E4 | Utility - Cost of Equipment | 0 | 0 | 0 | 0 | 0 | 0 | 0 | 0 | 0 | 0 | 0 | 0 | 0 | 0 | 0 | 0 | 0 | 0 | 0 | 0 | 0 | 0 | 0 | 0 | 0 | 0 | 0 | 0 | 0 | 0
F4_Industrial_Instruments_New_Process_Natural Gas_Other Process_E5 | F4 | Industrial | Instruments | New | Process | Natural Gas | Other Process | E5 | Utility - Cost of Equipment | 0 | 0 | 0 | 0 | 0 | 0 | 0 | 0 | 0 | 0 | 0 | 0 | 0 | 0 | 0 | 0 | 0 | 0 | 0 | 0 | 0 | 0 | 0 | 0 | 0 | 0 | 0 | 0 | 0 | 0
F4_Industrial_Instruments_New_Process_Natural Gas_Other Process_E6 | F4 | Industrial | Instruments | New | Process | Natural Gas | Other Process | E6 | Utility - Cost of Equipment | 0 | 0 | 0 | 0 | 0 | 0 | 0 | 0 | 0 | 0 | 0 | 0 | 0 | 0 | 0 | 0 | 0 | 0 | 0 | 0 | 0 | 0 | 0 | 0 | 0 | 0 | 0 | 0 | 0 | 0
F4_Industrial_Instruments_New_Process_Natural Gas_Other Process_E7 | F4 | Industrial | Instruments | New | Process | Natural Gas | Other Process | E7 | Utility - Cost of Equipment | 0 | 0 | 0 | 0 | 0 | 0 | 0 | 0 | 0 | 0 | 0 | 0 | 0 | 0 | 0 | 0 | 0 | 0 | 0 | 0 | 0 | 0 | 0 | 0 | 0 | 0 | 0 | 0 | 0 | 0
F4_Industrial_Instruments_New_Process_Natural Gas_Other Process_E8 | F4 | Industrial | Instruments | New | Process | Natural Gas | Other Process | E8 | Utility - Cost of Equipment | 0 | 0 | 0 | 0 | 0 | 0 | 0 | 0 | 0 | 0 | 0 | 0 | 0 | 0 | 0 | 0 | 0 | 0 | 0 | 0 | 0 | 0 | 0 | 0 | 0 | 0 | 0 | 0 | 0 | 0
F4_Industrial_Instruments_New_Process_Natural Gas_Other Process_E9 | F4 | Industrial | Instruments | New | Process | Natural Gas | Other Process | E9 | Utility - Cost of Equipment | 0 | 0 | 0 | 0 | 0 | 0 | 0 | 0 | 0 | 0 | 0 | 0 | 0 | 0 | 0 | 0 | 0 | 0 | 0 | 0 | 0 | 0 | 0 | 0 | 0 | 0 | 0 | 0 | 0 | 0
F4_Industrial_Instruments_New_Process_Natural Gas_Other Process_E10 | F4 | Industrial | Instruments | New | Process | Natural Gas | Other Process | E10 | Utility - Cost of Equipment | 0 | 0 | 0 | 0 | 0 | 0 | 0 | 0 | 0 | 0 | 0 | 0 | 0 | 0 | 0 | 0 | 0 | 0 | 0 | 0 | 0 | 0 | 0 | 0 | 0 | 0 | 0 | 0 | 0 | 0
F5_Industrial_Instruments_New_Process_Natural Gas_Other Process_E1 | F5 | Industrial | Instruments | New | Process | Natural Gas | Other Process | E1 | Utility - Cost of Operation | 0.92369 | 1.0098 | 1.0167 | 1.0236 | 0.99505 | 0.96474 | 0.93213 | 0.90444 | 0.87616 | 0.85576 | 0.83435 | 0.81333 | 0.79226 | 0.77221 | 0.75202 | 0.73175 | 0.71219 | 0.69372 | 0.67547 | 0.65927 | 0.64393 | 0.62895 | 0 | 0 | 0 | 0 | 0 | 0 | 0 | 0
F5_Industrial_Instruments_New_Process_Natural Gas_Other Process_E2 | F5 | Industrial | Instruments | New | Process | Natural Gas | Other Process | E2 | Utility - Cost of Operation | 0 | 0 | 0 | 0 | 0 | 0 | 0 | 0 | 0 | 0 | 0 | 0 | 0 | 0 | 0 | 0 | 0 | 0 | 0 | 0 | 0 | 0 | 0 | 0 | 0 | 0 | 0 | 0 | 0 | 0
F5_Industrial_Instruments_New_Process_Natural Gas_Other Process_E3 | F5 | Industrial | Instruments | New | Process | Natural Gas | Other Process | E3 | Utility - Cost of Operation | 0 | 0 | 0 | 0 | 0 | 0 | 0 | 0 | 0 | 0 | 0 | 0 | 0 | 0 | 0 | 0 | 0 | 0 | 0 | 0 | 0 | 0 | 0 | 0 | 0 | 0 | 0 | 0 | 0 | 0
F5_Industrial_Instruments_New_Process_Natural Gas_Other Process_E4 | F5 | Industrial | Instruments | New | Process | Natural Gas | Other Process | E4 | Utility - Cost of Operation | 0 | 0 | 0 | 0 | 0 | 0 | 0 | 0 | 0 | 0 | 0 | 0 | 0 | 0 | 0 | 0 | 0 | 0 | 0 | 0 | 0 | 0 | 0 | 0 | 0 | 0 | 0 | 0 | 0 | 0
F5_Industrial_Instruments_New_Process_Natural Gas_Other Process_E5 | F5 | Industrial | Instruments | New | Process | Natural Gas | Other Process | E5 | Utility - Cost of Operation | 0 | 0 | 0 | 0 | 0 | 0 | 0 | 0 | 0 | 0 | 0 | 0 | 0 | 0 | 0 | 0 | 0 | 0 | 0 | 0 | 0 | 0 | 0 | 0 | 0 | 0 | 0 | 0 | 0 | 0
F5_Industrial_Instruments_New_Process_Natural Gas_Other Process_E6 | F5 | Industrial | Instruments | New | Process | Natural Gas | Other Process | E6 | Utility - Cost of Operation | 0 | 0 | 0 | 0 | 0 | 0 | 0 | 0 | 0 | 0 | 0 | 0 | 0 | 0 | 0 | 0 | 0 | 0 | 0 | 0 | 0 | 0 | 0 | 0 | 0 | 0 | 0 | 0 | 0 | 0
F5_Industrial_Instruments_New_Process_Natural Gas_Other Process_E7 | F5 | Industrial | Instruments | New | Process | Natural Gas | Other Process | E7 | Utility - Cost of Operation | 0 | 0 | 0 | 0 | 0 | 0 | 0 | 0 | 0 | 0 | 0 | 0 | 0 | 0 | 0 | 0 | 0 | 0 | 0 | 0 | 0 | 0 | 0 | 0 | 0 | 0 | 0 | 0 | 0 | 0
F5_Industrial_Instruments_New_Process_Natural Gas_Other Process_E8 | F5 | Industrial | Instruments | New | Process | Natural Gas | Other Process | E8 | Utility - Cost of Operation | 0 | 0 | 0 | 0 | 0 | 0 | 0 | 0 | 0 | 0 | 0 | 0 | 0 | 0 | 0 | 0 | 0 | 0 | 0 | 0 | 0 | 0 | 0 | 0 | 0 | 0 | 0 | 0 | 0 | 0
F5_Industrial_Instruments_New_Process_Natural Gas_Other Process_E9 | F5 | Industrial | Instruments | New | Process | Natural Gas | Other Process | E9 | Utility - Cost of Operation | 0 | 0 | 0 | 0 | 0 | 0 | 0 | 0 | 0 | 0 | 0 | 0 | 0 | 0 | 0 | 0 | 0 | 0 | 0 | 0 | 0 | 0 | 0 | 0 | 0 | 0 | 0 | 0 | 0 | 0
F5_Industrial_Instruments_New_Process_Natural Gas_Other Process_E10 | F5 | Industrial | Instruments | New | Process | Natural Gas | Other Process | E10 | Utility - Cost of Operation | 0 | 0 | 0 | 0 | 0 | 0 | 0 | 0 | 0 | 0 | 0 | 0 | 0 | 0 | 0 | 0 | 0 | 0 | 0 | 0 | 0 | 0 | 0 | 0 | 0 | 0 | 0 | 0 | 0 | 0
F6_Industrial_Instruments_New_Process_Natural Gas_Other Process_E1 | F6 | Industrial | Instruments | New | Process | Natural Gas | Other Process | E1 | Utility - Value of Sales | 1.1066 | 1.2098 | 1.2181 | 1.2263 | 1.1921 | 1.1558 | 1.1168 | 1.0836 | 1.0497 | 1.0253 | 0.99961 | 0.97442 | 0.94918 | 0.92515 | 0.90097 | 0.87669 | 0.85325 | 0.83112 | 0.80926 | 0.78985 | 0.77147 | 0.75352 | 0 | 0 | 0 | 0 | 0 | 0 | 0 | 0
F6_Industrial_Instruments_New_Process_Natural Gas_Other Process_E2 | F6 | Industrial | Instruments | New | Process | Natural Gas | Other Process | E2 | Utility - Value of Sales | 0 | 0 | 0 | 0 | 0 | 0 | 0 | 0 | 0 | 0 | 0 | 0 | 0 | 0 | 0 | 0 | 0 | 0 | 0 | 0 | 0 | 0 | 0 | 0 | 0 | 0 | 0 | 0 | 0 | 0
F6_Industrial_Instruments_New_Process_Natural Gas_Other Process_E3 | F6 | Industrial | Instruments | New | Process | Natural Gas | Other Process | E3 | Utility - Value of Sales | 0 | 0 | 0 | 0 | 0 | 0 | 0 | 0 | 0 | 0 | 0 | 0 | 0 | 0 | 0 | 0 | 0 | 0 | 0 | 0 | 0 | 0 | 0 | 0 | 0 | 0 | 0 | 0 | 0 | 0
F6_Industrial_Instruments_New_Process_Natural Gas_Other Process_E4 | F6 | Industrial | Instruments | New | Process | Natural Gas | Other Process | E4 | Utility - Value of Sales | 0 | 0 | 0 | 0 | 0 | 0 | 0 | 0 | 0 | 0 | 0 | 0 | 0 | 0 | 0 | 0 | 0 | 0 | 0 | 0 | 0 | 0 | 0 | 0 | 0 | 0 | 0 | 0 | 0 | 0
F6_Industrial_Instruments_New_Process_Natural Gas_Other Process_E5 | F6 | Industrial | Instruments | New | Process | Natural Gas | Other Process | E5 | Utility - Value of Sales | 0 | 0 | 0 | 0 | 0 | 0 | 0 | 0 | 0 | 0 | 0 | 0 | 0 | 0 | 0 | 0 | 0 | 0 | 0 | 0 | 0 | 0 | 0 | 0 | 0 | 0 | 0 | 0 | 0 | 0
F6_Industrial_Instruments_New_Process_Natural Gas_Other Process_E6 | F6 | Industrial | Instruments | New | Process | Natural Gas | Other Process | E6 | Utility - Value of Sales | 0 | 0 | 0 | 0 | 0 | 0 | 0 | 0 | 0 | 0 | 0 | 0 | 0 | 0 | 0 | 0 | 0 | 0 | 0 | 0 | 0 | 0 | 0 | 0 | 0 | 0 | 0 | 0 | 0 | 0
F6_Industrial_Instruments_New_Process_Natural Gas_Other Process_E7 | F6 | Industrial | Instruments | New | Process | Natural Gas | Other Process | E7 | Utility - Value of Sales | 0 | 0 | 0 | 0 | 0 | 0 | 0 | 0 | 0 | 0 | 0 | 0 | 0 | 0 | 0 | 0 | 0 | 0 | 0 | 0 | 0 | 0 | 0 | 0 | 0 | 0 | 0 | 0 | 0 | 0
F6_Industrial_Instruments_New_Process_Natural Gas_Other Process_E8 | F6 | Industrial | Instruments | New | Process | Natural Gas | Other Process | E8 | Utility - Value of Sales | 0 | 0 | 0 | 0 | 0 | 0 | 0 | 0 | 0 | 0 | 0 | 0 | 0 | 0 | 0 | 0 | 0 | 0 | 0 | 0 | 0 | 0 | 0 | 0 | 0 | 0 | 0 | 0 | 0 | 0
F6_Industrial_Instruments_New_Process_Natural Gas_Other Process_E9 | F6 | Industrial | Instruments | New | Process | Natural Gas | Other Process | E9 | Utility - Value of Sales | 0 | 0 | 0 | 0 | 0 | 0 | 0 | 0 | 0 | 0 | 0 | 0 | 0 | 0 | 0 | 0 | 0 | 0 | 0 | 0 | 0 | 0 | 0 | 0 | 0 | 0 | 0 | 0 | 0 | 0
F6_Industrial_Instruments_New_Process_Natural Gas_Other Process_E10 | F6 | Industrial | Instruments | New | Process | Natural Gas | Other Process | E10 | Utility - Value of Sales | 0 | 0 | 0 | 0 | 0 | 0 | 0 | 0 | 0 | 0 | 0 | 0 | 0 | 0 | 0 | 0 | 0 | 0 | 0 | 0 | 0 | 0 | 0 | 0 | 0 | 0 | 0 | 0 | 0 | 0
F1_Industrial_Instruments_New_Miscellaneous_Natural Gas_Miscellaneous_E1 | F1 | Industrial | Instruments | New | Miscellaneous | Natural Gas | Miscellaneous | E1 | Participant - Cost of Equipment | 0.22938 | 0.22938 | 0.22938 | 0.22938 | 0.22938 | 0.22938 | 0.22938 | 0.22938 | 0.22938 | 0.22938 | 0.22938 | 0.22938 | 0.22938 | 0.22938 | 0.22938 | 0.22938 | 0.22938 | 0.22938 | 0.22938 | 0.22938 | 0.22938 | 0.22938 | 0 | 0 | 0 | 0 | 0 | 0 | 0 | 0
F1_Industrial_Instruments_New_Miscellaneous_Natural Gas_Miscellaneous_E2 | F1 | Industrial | Instruments | New | Miscellaneous | Natural Gas | Miscellaneous | E2 | Participant - Cost of Equipment | 0 | 0 | 0 | 0 | 0 | 0 | 0 | 0 | 0 | 0 | 0 | 0 | 0 | 0 | 0 | 0 | 0 | 0 | 0 | 0 | 0 | 0 | 0 | 0 | 0 | 0 | 0 | 0 | 0 | 0
F1_Industrial_Instruments_New_Miscellaneous_Natural Gas_Miscellaneous_E3 | F1 | Industrial | Instruments | New | Miscellaneous | Natural Gas | Miscellaneous | E3 | Participant - Cost of Equipment | 0 | 0 | 0 | 0 | 0 | 0 | 0 | 0 | 0 | 0 | 0 | 0 | 0 | 0 | 0 | 0 | 0 | 0 | 0 | 0 | 0 | 0 | 0 | 0 | 0 | 0 | 0 | 0 | 0 | 0
F1_Industrial_Instruments_New_Miscellaneous_Natural Gas_Miscellaneous_E4 | F1 | Industrial | Instruments | New | Miscellaneous | Natural Gas | Miscellaneous | E4 | Participant - Cost of Equipment | 0 | 0 | 0 | 0 | 0 | 0 | 0 | 0 | 0 | 0 | 0 | 0 | 0 | 0 | 0 | 0 | 0 | 0 | 0 | 0 | 0 | 0 | 0 | 0 | 0 | 0 | 0 | 0 | 0 | 0
F1_Industrial_Instruments_New_Miscellaneous_Natural Gas_Miscellaneous_E5 | F1 | Industrial | Instruments | New | Miscellaneous | Natural Gas | Miscellaneous | E5 | Participant - Cost of Equipment | 0 | 0 | 0 | 0 | 0 | 0 | 0 | 0 | 0 | 0 | 0 | 0 | 0 | 0 | 0 | 0 | 0 | 0 | 0 | 0 | 0 | 0 | 0 | 0 | 0 | 0 | 0 | 0 | 0 | 0
F1_Industrial_Instruments_New_Miscellaneous_Natural Gas_Miscellaneous_E6 | F1 | Industrial | Instruments | New | Miscellaneous | Natural Gas | Miscellaneous | E6 | Participant - Cost of Equipment | 0 | 0 | 0 | 0 | 0 | 0 | 0 | 0 | 0 | 0 | 0 | 0 | 0 | 0 | 0 | 0 | 0 | 0 | 0 | 0 | 0 | 0 | 0 | 0 | 0 | 0 | 0 | 0 | 0 | 0
F1_Industrial_Instruments_New_Miscellaneous_Natural Gas_Miscellaneous_E7 | F1 | Industrial | Instruments | New | Miscellaneous | Natural Gas | Miscellaneous | E7 | Participant - Cost of Equipment | 0 | 0 | 0 | 0 | 0 | 0 | 0 | 0 | 0 | 0 | 0 | 0 | 0 | 0 | 0 | 0 | 0 | 0 | 0 | 0 | 0 | 0 | 0 | 0 | 0 | 0 | 0 | 0 | 0 | 0
F1_Industrial_Instruments_New_Miscellaneous_Natural Gas_Miscellaneous_E8 | F1 | Industrial | Instruments | New | Miscellaneous | Natural Gas | Miscellaneous | E8 | Participant - Cost of Equipment | 0 | 0 | 0 | 0 | 0 | 0 | 0 | 0 | 0 | 0 | 0 | 0 | 0 | 0 | 0 | 0 | 0 | 0 | 0 | 0 | 0 | 0 | 0 | 0 | 0 | 0 | 0 | 0 | 0 | 0
F1_Industrial_Instruments_New_Miscellaneous_Natural Gas_Miscellaneous_E9 | F1 | Industrial | Instruments | New | Miscellaneous | Natural Gas | Miscellaneous | E9 | Participant - Cost of Equipment | 0 | 0 | 0 | 0 | 0 | 0 | 0 | 0 | 0 | 0 | 0 | 0 | 0 | 0 | 0 | 0 | 0 | 0 | 0 | 0 | 0 | 0 | 0 | 0 | 0 | 0 | 0 | 0 | 0 | 0
F1_Industrial_Instruments_New_Miscellaneous_Natural Gas_Miscellaneous_E10 | F1 | Industrial | Instruments | New | Miscellaneous | Natural Gas | Miscellaneous | E10 | Participant - Cost of Equipment | 0 | 0 | 0 | 0 | 0 | 0 | 0 | 0 | 0 | 0 | 0 | 0 | 0 | 0 | 0 | 0 | 0 | 0 | 0 | 0 | 0 | 0 | 0 | 0 | 0 | 0 | 0 | 0 | 0 | 0
F2_Industrial_Instruments_New_Miscellaneous_Natural Gas_Miscellaneous_E1 | F2 | Industrial | Instruments | New | Miscellaneous | Natural Gas | Miscellaneous | E1 | Participant - Cost of Operation | 16.7522 | 18.3138 | 18.4394 | 18.5642 | 18.0463 | 17.4966 | 16.9052 | 16.4031 | 15.8901 | 15.5202 | 15.1319 | 14.7506 | 14.3685 | 14.0048 | 13.6388 | 13.2712 | 12.9164 | 12.5814 | 12.2504 | 11.9566 | 11.6784 | 11.4067 | 0 | 0 | 0 | 0 | 0 | 0 | 0 | 0
F2_Industrial_Instruments_New_Miscellaneous_Natural Gas_Miscellaneous_E2 | F2 | Industrial | Instruments | New | Miscellaneous | Natural Gas | Miscellaneous | E2 | Participant - Cost of Operation | 0 | 0 | 0 | 0 | 0 | 0 | 0 | 0 | 0 | 0 | 0 | 0 | 0 | 0 | 0 | 0 | 0 | 0 | 0 | 0 | 0 | 0 | 0 | 0 | 0 | 0 | 0 | 0 | 0 | 0
F2_Industrial_Instruments_New_Miscellaneous_Natural Gas_Miscellaneous_E3 | F2 | Industrial | Instruments | New | Miscellaneous | Natural Gas | Miscellaneous | E3 | Participant - Cost of Operation | 0 | 0 | 0 | 0 | 0 | 0 | 0 | 0 | 0 | 0 | 0 | 0 | 0 | 0 | 0 | 0 | 0 | 0 | 0 | 0 | 0 | 0 | 0 | 0 | 0 | 0 | 0 | 0 | 0 | 0
F2_Industrial_Instruments_New_Miscellaneous_Natural Gas_Miscellaneous_E4 | F2 | Industrial | Instruments | New | Miscellaneous | Natural Gas | Miscellaneous | E4 | Participant - Cost of Operation | 0 | 0 | 0 | 0 | 0 | 0 | 0 | 0 | 0 | 0 | 0 | 0 | 0 | 0 | 0 | 0 | 0 | 0 | 0 | 0 | 0 | 0 | 0 | 0 | 0 | 0 | 0 | 0 | 0 | 0
F2_Industrial_Instruments_New_Miscellaneous_Natural Gas_Miscellaneous_E5 | F2 | Industrial | Instruments | New | Miscellaneous | Natural Gas | Miscellaneous | E5 | Participant - Cost of Operation | 0 | 0 | 0 | 0 | 0 | 0 | 0 | 0 | 0 | 0 | 0 | 0 | 0 | 0 | 0 | 0 | 0 | 0 | 0 | 0 | 0 | 0 | 0 | 0 | 0 | 0 | 0 | 0 | 0 | 0
F2_Industrial_Instruments_New_Miscellaneous_Natural Gas_Miscellaneous_E6 | F2 | Industrial | Instruments | New | Miscellaneous | Natural Gas | Miscellaneous | E6 | Participant - Cost of Operation | 0 | 0 | 0 | 0 | 0 | 0 | 0 | 0 | 0 | 0 | 0 | 0 | 0 | 0 | 0 | 0 | 0 | 0 | 0 | 0 | 0 | 0 | 0 | 0 | 0 | 0 | 0 | 0 | 0 | 0
F2_Industrial_Instruments_New_Miscellaneous_Natural Gas_Miscellaneous_E7 | F2 | Industrial | Instruments | New | Miscellaneous | Natural Gas | Miscellaneous | E7 | Participant - Cost of Operation | 0 | 0 | 0 | 0 | 0 | 0 | 0 | 0 | 0 | 0 | 0 | 0 | 0 | 0 | 0 | 0 | 0 | 0 | 0 | 0 | 0 | 0 | 0 | 0 | 0 | 0 | 0 | 0 | 0 | 0
F2_Industrial_Instruments_New_Miscellaneous_Natural Gas_Miscellaneous_E8 | F2 | Industrial | Instruments | New | Miscellaneous | Natural Gas | Miscellaneous | E8 | Participant - Cost of Operation | 0 | 0 | 0 | 0 | 0 | 0 | 0 | 0 | 0 | 0 | 0 | 0 | 0 | 0 | 0 | 0 | 0 | 0 | 0 | 0 | 0 | 0 | 0 | 0 | 0 | 0 | 0 | 0 | 0 | 0
F2_Industrial_Instruments_New_Miscellaneous_Natural Gas_Miscellaneous_E9 | F2 | Industrial | Instruments | New | Miscellaneous | Natural Gas | Miscellaneous | E9 | Participant - Cost of Operation | 0 | 0 | 0 | 0 | 0 | 0 | 0 | 0 | 0 | 0 | 0 | 0 | 0 | 0 | 0 | 0 | 0 | 0 | 0 | 0 | 0 | 0 | 0 | 0 | 0 | 0 | 0 | 0 | 0 | 0
F2_Industrial_Instruments_New_Miscellaneous_Natural Gas_Miscellaneous_E10 | F2 | Industrial | Instruments | New | Miscellaneous | Natural Gas | Miscellaneous | E10 | Participant - Cost of Operation | 0 | 0 | 0 | 0 | 0 | 0 | 0 | 0 | 0 | 0 | 0 | 0 | 0 | 0 | 0 | 0 | 0 | 0 | 0 | 0 | 0 | 0 | 0 | 0 | 0 | 0 | 0 | 0 | 0 | 0
F3_Industrial_Instruments_New_Miscellaneous_Natural Gas_Miscellaneous_E1 | F3 | Industrial | Instruments | New | Miscellaneous | Natural Gas | Miscellaneous | E1 | System - kBTUs of Conusmption | 2593.6639 | 2593.6639 | 2593.6639 | 2593.6639 | 2593.6639 | 2593.6639 | 2593.6639 | 2593.6639 | 2593.6639 | 2593.6639 | 2593.6639 | 2593.6639 | 2593.6639 | 2593.6639 | 2593.6639 | 2593.6639 | 2593.6639 | 2593.6639 | 2593.6639 | 2593.6639 | 2593.6639 | 2593.6639 | 0 | 0 | 0 | 0 | 0 | 0 | 0 | 0
F3_Industrial_Instruments_New_Miscellaneous_Natural Gas_Miscellaneous_E2 | F3 | Industrial | Instruments | New | Miscellaneous | Natural Gas | Miscellaneous | E2 | System - kBTUs of Conusmption | 0 | 0 | 0 | 0 | 0 | 0 | 0 | 0 | 0 | 0 | 0 | 0 | 0 | 0 | 0 | 0 | 0 | 0 | 0 | 0 | 0 | 0 | 0 | 0 | 0 | 0 | 0 | 0 | 0 | 0
F3_Industrial_Instruments_New_Miscellaneous_Natural Gas_Miscellaneous_E3 | F3 | Industrial | Instruments | New | Miscellaneous | Natural Gas | Miscellaneous | E3 | System - kBTUs of Conusmption | 0 | 0 | 0 | 0 | 0 | 0 | 0 | 0 | 0 | 0 | 0 | 0 | 0 | 0 | 0 | 0 | 0 | 0 | 0 | 0 | 0 | 0 | 0 | 0 | 0 | 0 | 0 | 0 | 0 | 0
F3_Industrial_Instruments_New_Miscellaneous_Natural Gas_Miscellaneous_E4 | F3 | Industrial | Instruments | New | Miscellaneous | Natural Gas | Miscellaneous | E4 | System - kBTUs of Conusmption | 0 | 0 | 0 | 0 | 0 | 0 | 0 | 0 | 0 | 0 | 0 | 0 | 0 | 0 | 0 | 0 | 0 | 0 | 0 | 0 | 0 | 0 | 0 | 0 | 0 | 0 | 0 | 0 | 0 | 0
F3_Industrial_Instruments_New_Miscellaneous_Natural Gas_Miscellaneous_E5 | F3 | Industrial | Instruments | New | Miscellaneous | Natural Gas | Miscellaneous | E5 | System - kBTUs of Conusmption | 0 | 0 | 0 | 0 | 0 | 0 | 0 | 0 | 0 | 0 | 0 | 0 | 0 | 0 | 0 | 0 | 0 | 0 | 0 | 0 | 0 | 0 | 0 | 0 | 0 | 0 | 0 | 0 | 0 | 0
F3_Industrial_Instruments_New_Miscellaneous_Natural Gas_Miscellaneous_E6 | F3 | Industrial | Instruments | New | Miscellaneous | Natural Gas | Miscellaneous | E6 | System - kBTUs of Conusmption | 0 | 0 | 0 | 0 | 0 | 0 | 0 | 0 | 0 | 0 | 0 | 0 | 0 | 0 | 0 | 0 | 0 | 0 | 0 | 0 | 0 | 0 | 0 | 0 | 0 | 0 | 0 | 0 | 0 | 0
F3_Industrial_Instruments_New_Miscellaneous_Natural Gas_Miscellaneous_E7 | F3 | Industrial | Instruments | New | Miscellaneous | Natural Gas | Miscellaneous | E7 | System - kBTUs of Conusmption | 0 | 0 | 0 | 0 | 0 | 0 | 0 | 0 | 0 | 0 | 0 | 0 | 0 | 0 | 0 | 0 | 0 | 0 | 0 | 0 | 0 | 0 | 0 | 0 | 0 | 0 | 0 | 0 | 0 | 0
F3_Industrial_Instruments_New_Miscellaneous_Natural Gas_Miscellaneous_E8 | F3 | Industrial | Instruments | New | Miscellaneous | Natural Gas | Miscellaneous | E8 | System - kBTUs of Conusmption | 0 | 0 | 0 | 0 | 0 | 0 | 0 | 0 | 0 | 0 | 0 | 0 | 0 | 0 | 0 | 0 | 0 | 0 | 0 | 0 | 0 | 0 | 0 | 0 | 0 | 0 | 0 | 0 | 0 | 0
F3_Industrial_Instruments_New_Miscellaneous_Natural Gas_Miscellaneous_E9 | F3 | Industrial | Instruments | New | Miscellaneous | Natural Gas | Miscellaneous | E9 | System - kBTUs of Conusmption | 0 | 0 | 0 | 0 | 0 | 0 | 0 | 0 | 0 | 0 | 0 | 0 | 0 | 0 | 0 | 0 | 0 | 0 | 0 | 0 | 0 | 0 | 0 | 0 | 0 | 0 | 0 | 0 | 0 | 0
F3_Industrial_Instruments_New_Miscellaneous_Natural Gas_Miscellaneous_E10 | F3 | Industrial | Instruments | New | Miscellaneous | Natural Gas | Miscellaneous | E10 | System - kBTUs of Conusmption | 0 | 0 | 0 | 0 | 0 | 0 | 0 | 0 | 0 | 0 | 0 | 0 | 0 | 0 | 0 | 0 | 0 | 0 | 0 | 0 | 0 | 0 | 0 | 0 | 0 | 0 | 0 | 0 | 0 | 0
F4_Industrial_Instruments_New_Miscellaneous_Natural Gas_Miscellaneous_E1 | F4 | Industrial | Instruments | New | Miscellaneous | Natural Gas | Miscellaneous | E1 | Utility - Cost of Equipment | 0.22938 | 0.22938 | 0.22938 | 0.22938 | 0.22938 | 0.22938 | 0.22938 | 0.22938 | 0.22938 | 0.22938 | 0.22938 | 0.22938 | 0.22938 | 0.22938 | 0.22938 | 0.22938 | 0.22938 | 0.22938 | 0.22938 | 0.22938 | 0.22938 | 0.22938 | 0 | 0 | 0 | 0 | 0 | 0 | 0 | 0
F4_Industrial_Instruments_New_Miscellaneous_Natural Gas_Miscellaneous_E2 | F4 | Industrial | Instruments | New | Miscellaneous | Natural Gas | Miscellaneous | E2 | Utility - Cost of Equipment | 0 | 0 | 0 | 0 | 0 | 0 | 0 | 0 | 0 | 0 | 0 | 0 | 0 | 0 | 0 | 0 | 0 | 0 | 0 | 0 | 0 | 0 | 0 | 0 | 0 | 0 | 0 | 0 | 0 | 0
F4_Industrial_Instruments_New_Miscellaneous_Natural Gas_Miscellaneous_E3 | F4 | Industrial | Instruments | New | Miscellaneous | Natural Gas | Miscellaneous | E3 | Utility - Cost of Equipment | 0 | 0 | 0 | 0 | 0 | 0 | 0 | 0 | 0 | 0 | 0 | 0 | 0 | 0 | 0 | 0 | 0 | 0 | 0 | 0 | 0 | 0 | 0 | 0 | 0 | 0 | 0 | 0 | 0 | 0
F4_Industrial_Instruments_New_Miscellaneous_Natural Gas_Miscellaneous_E4 | F4 | Industrial | Instruments | New | Miscellaneous | Natural Gas | Miscellaneous | E4 | Utility - Cost of Equipment | 0 | 0 | 0 | 0 | 0 | 0 | 0 | 0 | 0 | 0 | 0 | 0 | 0 | 0 | 0 | 0 | 0 | 0 | 0 | 0 | 0 | 0 | 0 | 0 | 0 | 0 | 0 | 0 | 0 | 0
F4_Industrial_Instruments_New_Miscellaneous_Natural Gas_Miscellaneous_E5 | F4 | Industrial | Instruments | New | Miscellaneous | Natural Gas | Miscellaneous | E5 | Utility - Cost of Equipment | 0 | 0 | 0 | 0 | 0 | 0 | 0 | 0 | 0 | 0 | 0 | 0 | 0 | 0 | 0 | 0 | 0 | 0 | 0 | 0 | 0 | 0 | 0 | 0 | 0 | 0 | 0 | 0 | 0 | 0
F4_Industrial_Instruments_New_Miscellaneous_Natural Gas_Miscellaneous_E6 | F4 | Industrial | Instruments | New | Miscellaneous | Natural Gas | Miscellaneous | E6 | Utility - Cost of Equipment | 0 | 0 | 0 | 0 | 0 | 0 | 0 | 0 | 0 | 0 | 0 | 0 | 0 | 0 | 0 | 0 | 0 | 0 | 0 | 0 | 0 | 0 | 0 | 0 | 0 | 0 | 0 | 0 | 0 | 0
F4_Industrial_Instruments_New_Miscellaneous_Natural Gas_Miscellaneous_E7 | F4 | Industrial | Instruments | New | Miscellaneous | Natural Gas | Miscellaneous | E7 | Utility - Cost of Equipment | 0 | 0 | 0 | 0 | 0 | 0 | 0 | 0 | 0 | 0 | 0 | 0 | 0 | 0 | 0 | 0 | 0 | 0 | 0 | 0 | 0 | 0 | 0 | 0 | 0 | 0 | 0 | 0 | 0 | 0
F4_Industrial_Instruments_New_Miscellaneous_Natural Gas_Miscellaneous_E8 | F4 | Industrial | Instruments | New | Miscellaneous | Natural Gas | Miscellaneous | E8 | Utility - Cost of Equipment | 0 | 0 | 0 | 0 | 0 | 0 | 0 | 0 | 0 | 0 | 0 | 0 | 0 | 0 | 0 | 0 | 0 | 0 | 0 | 0 | 0 | 0 | 0 | 0 | 0 | 0 | 0 | 0 | 0 | 0
F4_Industrial_Instruments_New_Miscellaneous_Natural Gas_Miscellaneous_E9 | F4 | Industrial | Instruments | New | Miscellaneous | Natural Gas | Miscellaneous | E9 | Utility - Cost of Equipment | 0 | 0 | 0 | 0 | 0 | 0 | 0 | 0 | 0 | 0 | 0 | 0 | 0 | 0 | 0 | 0 | 0 | 0 | 0 | 0 | 0 | 0 | 0 | 0 | 0 | 0 | 0 | 0 | 0 | 0
F4_Industrial_Instruments_New_Miscellaneous_Natural Gas_Miscellaneous_E10 | F4 | Industrial | Instruments | New | Miscellaneous | Natural Gas | Miscellaneous | E10 | Utility - Cost of Equipment | 0 | 0 | 0 | 0 | 0 | 0 | 0 | 0 | 0 | 0 | 0 | 0 | 0 | 0 | 0 | 0 | 0 | 0 | 0 | 0 | 0 | 0 | 0 | 0 | 0 | 0 | 0 | 0 | 0 | 0
F5_Industrial_Instruments_New_Miscellaneous_Natural Gas_Miscellaneous_E1 | F5 | Industrial | Instruments | New | Miscellaneous | Natural Gas | Miscellaneous | E1 | Utility - Cost of Operation | 13.9827 | 15.2862 | 15.391 | 15.4952 | 15.0629 | 14.604 | 14.1104 | 13.6913 | 13.2631 | 12.9544 | 12.6303 | 12.3121 | 11.9931 | 11.6895 | 11.384 | 11.0772 | 10.781 | 10.5014 | 10.2251 | 9.98 | 9.7477 | 9.5209 | 0 | 0 | 0 | 0 | 0 | 0 | 0 | 0
F5_Industrial_Instruments_New_Miscellaneous_Natural Gas_Miscellaneous_E2 | F5 | Industrial | Instruments | New | Miscellaneous | Natural Gas | Miscellaneous | E2 | Utility - Cost of Operation | 0 | 0 | 0 | 0 | 0 | 0 | 0 | 0 | 0 | 0 | 0 | 0 | 0 | 0 | 0 | 0 | 0 | 0 | 0 | 0 | 0 | 0 | 0 | 0 | 0 | 0 | 0 | 0 | 0 | 0
F5_Industrial_Instruments_New_Miscellaneous_Natural Gas_Miscellaneous_E3 | F5 | Industrial | Instruments | New | Miscellaneous | Natural Gas | Miscellaneous | E3 | Utility - Cost of Operation | 0 | 0 | 0 | 0 | 0 | 0 | 0 | 0 | 0 | 0 | 0 | 0 | 0 | 0 | 0 | 0 | 0 | 0 | 0 | 0 | 0 | 0 | 0 | 0 | 0 | 0 | 0 | 0 | 0 | 0
F5_Industrial_Instruments_New_Miscellaneous_Natural Gas_Miscellaneous_E4 | F5 | Industrial | Instruments | New | Miscellaneous | Natural Gas | Miscellaneous | E4 | Utility - Cost of Operation | 0 | 0 | 0 | 0 | 0 | 0 | 0 | 0 | 0 | 0 | 0 | 0 | 0 | 0 | 0 | 0 | 0 | 0 | 0 | 0 | 0 | 0 | 0 | 0 | 0 | 0 | 0 | 0 | 0 | 0
F5_Industrial_Instruments_New_Miscellaneous_Natural Gas_Miscellaneous_E5 | F5 | Industrial | Instruments | New | Miscellaneous | Natural Gas | Miscellaneous | E5 | Utility - Cost of Operation | 0 | 0 | 0 | 0 | 0 | 0 | 0 | 0 | 0 | 0 | 0 | 0 | 0 | 0 | 0 | 0 | 0 | 0 | 0 | 0 | 0 | 0 | 0 | 0 | 0 | 0 | 0 | 0 | 0 | 0
F5_Industrial_Instruments_New_Miscellaneous_Natural Gas_Miscellaneous_E6 | F5 | Industrial | Instruments | New | Miscellaneous | Natural Gas | Miscellaneous | E6 | Utility - Cost of Operation | 0 | 0 | 0 | 0 | 0 | 0 | 0 | 0 | 0 | 0 | 0 | 0 | 0 | 0 | 0 | 0 | 0 | 0 | 0 | 0 | 0 | 0 | 0 | 0 | 0 | 0 | 0 | 0 | 0 | 0
F5_Industrial_Instruments_New_Miscellaneous_Natural Gas_Miscellaneous_E7 | F5 | Industrial | Instruments | New | Miscellaneous | Natural Gas | Miscellaneous | E7 | Utility - Cost of Operation | 0 | 0 | 0 | 0 | 0 | 0 | 0 | 0 | 0 | 0 | 0 | 0 | 0 | 0 | 0 | 0 | 0 | 0 | 0 | 0 | 0 | 0 | 0 | 0 | 0 | 0 | 0 | 0 | 0 | 0
F5_Industrial_Instruments_New_Miscellaneous_Natural Gas_Miscellaneous_E8 | F5 | Industrial | Instruments | New | Miscellaneous | Natural Gas | Miscellaneous | E8 | Utility - Cost of Operation | 0 | 0 | 0 | 0 | 0 | 0 | 0 | 0 | 0 | 0 | 0 | 0 | 0 | 0 | 0 | 0 | 0 | 0 | 0 | 0 | 0 | 0 | 0 | 0 | 0 | 0 | 0 | 0 | 0 | 0
F5_Industrial_Instruments_New_Miscellaneous_Natural Gas_Miscellaneous_E9 | F5 | Industrial | Instruments | New | Miscellaneous | Natural Gas | Miscellaneous | E9 | Utility - Cost of Operation | 0 | 0 | 0 | 0 | 0 | 0 | 0 | 0 | 0 | 0 | 0 | 0 | 0 | 0 | 0 | 0 | 0 | 0 | 0 | 0 | 0 | 0 | 0 | 0 | 0 | 0 | 0 | 0 | 0 | 0
F5_Industrial_Instruments_New_Miscellaneous_Natural Gas_Miscellaneous_E10 | F5 | Industrial | Instruments | New | Miscellaneous | Natural Gas | Miscellaneous | E10 | Utility - Cost of Operation | 0 | 0 | 0 | 0 | 0 | 0 | 0 | 0 | 0 | 0 | 0 | 0 | 0 | 0 | 0 | 0 | 0 | 0 | 0 | 0 | 0 | 0 | 0 | 0 | 0 | 0 | 0 | 0 | 0 | 0
F6_Industrial_Instruments_New_Miscellaneous_Natural Gas_Miscellaneous_E1 | F6 | Industrial | Instruments | New | Miscellaneous | Natural Gas | Miscellaneous | E1 | Utility - Value of Sales | 16.7522 | 18.3138 | 18.4394 | 18.5642 | 18.0463 | 17.4966 | 16.9052 | 16.4031 | 15.8901 | 15.5202 | 15.1319 | 14.7506 | 14.3685 | 14.0048 | 13.6388 | 13.2712 | 12.9164 | 12.5814 | 12.2504 | 11.9566 | 11.6784 | 11.4067 | 0 | 0 | 0 | 0 | 0 | 0 | 0 | 0
F6_Industrial_Instruments_New_Miscellaneous_Natural Gas_Miscellaneous_E2 | F6 | Industrial | Instruments | New | Miscellaneous | Natural Gas | Miscellaneous | E2 | Utility - Value of Sales | 0 | 0 | 0 | 0 | 0 | 0 | 0 | 0 | 0 | 0 | 0 | 0 | 0 | 0 | 0 | 0 | 0 | 0 | 0 | 0 | 0 | 0 | 0 | 0 | 0 | 0 | 0 | 0 | 0 | 0
F6_Industrial_Instruments_New_Miscellaneous_Natural Gas_Miscellaneous_E3 | F6 | Industrial | Instruments | New | Miscellaneous | Natural Gas | Miscellaneous | E3 | Utility - Value of Sales | 0 | 0 | 0 | 0 | 0 | 0 | 0 | 0 | 0 | 0 | 0 | 0 | 0 | 0 | 0 | 0 | 0 | 0 | 0 | 0 | 0 | 0 | 0 | 0 | 0 | 0 | 0 | 0 | 0 | 0
F6_Industrial_Instruments_New_Miscellaneous_Natural Gas_Miscellaneous_E4 | F6 | Industrial | Instruments | New | Miscellaneous | Natural Gas | Miscellaneous | E4 | Utility - Value of Sales | 0 | 0 | 0 | 0 | 0 | 0 | 0 | 0 | 0 | 0 | 0 | 0 | 0 | 0 | 0 | 0 | 0 | 0 | 0 | 0 | 0 | 0 | 0 | 0 | 0 | 0 | 0 | 0 | 0 | 0
F6_Industrial_Instruments_New_Miscellaneous_Natural Gas_Miscellaneous_E5 | F6 | Industrial | Instruments | New | Miscellaneous | Natural Gas | Miscellaneous | E5 | Utility - Value of Sales | 0 | 0 | 0 | 0 | 0 | 0 | 0 | 0 | 0 | 0 | 0 | 0 | 0 | 0 | 0 | 0 | 0 | 0 | 0 | 0 | 0 | 0 | 0 | 0 | 0 | 0 | 0 | 0 | 0 | 0
F6_Industrial_Instruments_New_Miscellaneous_Natural Gas_Miscellaneous_E6 | F6 | Industrial | Instruments | New | Miscellaneous | Natural Gas | Miscellaneous | E6 | Utility - Value of Sales | 0 | 0 | 0 | 0 | 0 | 0 | 0 | 0 | 0 | 0 | 0 | 0 | 0 | 0 | 0 | 0 | 0 | 0 | 0 | 0 | 0 | 0 | 0 | 0 | 0 | 0 | 0 | 0 | 0 | 0
F6_Industrial_Instruments_New_Miscellaneous_Natural Gas_Miscellaneous_E7 | F6 | Industrial | Instruments | New | Miscellaneous | Natural Gas | Miscellaneous | E7 | Utility - Value of Sales | 0 | 0 | 0 | 0 | 0 | 0 | 0 | 0 | 0 | 0 | 0 | 0 | 0 | 0 | 0 | 0 | 0 | 0 | 0 | 0 | 0 | 0 | 0 | 0 | 0 | 0 | 0 | 0 | 0 | 0
F6_Industrial_Instruments_New_Miscellaneous_Natural Gas_Miscellaneous_E8 | F6 | Industrial | Instruments | New | Miscellaneous | Natural Gas | Miscellaneous | E8 | Utility - Value of Sales | 0 | 0 | 0 | 0 | 0 | 0 | 0 | 0 | 0 | 0 | 0 | 0 | 0 | 0 | 0 | 0 | 0 | 0 | 0 | 0 | 0 | 0 | 0 | 0 | 0 | 0 | 0 | 0 | 0 | 0
F6_Industrial_Instruments_New_Miscellaneous_Natural Gas_Miscellaneous_E9 | F6 | Industrial | Instruments | New | Miscellaneous | Natural Gas | Miscellaneous | E9 | Utility - Value of Sales | 0 | 0 | 0 | 0 | 0 | 0 | 0 | 0 | 0 | 0 | 0 | 0 | 0 | 0 | 0 | 0 | 0 | 0 | 0 | 0 | 0 | 0 | 0 | 0 | 0 | 0 | 0 | 0 | 0 | 0
F6_Industrial_Instruments_New_Miscellaneous_Natural Gas_Miscellaneous_E10 | F6 | Industrial | Instruments | New | Miscellaneous | Natural Gas | Miscellaneous | E10 | Utility - Value of Sales | 0 | 0 | 0 | 0 | 0 | 0 | 0 | 0 | 0 | 0 | 0 | 0 | 0 | 0 | 0 | 0 | 0 | 0 | 0 | 0 | 0 | 0 | 0 | 0 | 0 | 0 | 0 | 0 | 0 | 0
F1_Industrial_Wood and Lumber Products_Existing_Space Heating_Natural Gas_Furnace_E1 | F1 | Industrial | Wood and Lumber Products | Existing | Space Heating | Natural Gas | Furnace | E1 | Participant - Cost of Equipment | 2.9466 | 2.9466 | 2.9466 | 2.9466 | 2.9466 | 2.9466 | 2.9466 | 2.9466 | 2.9466 | 2.9466 | 2.9466 | 2.9466 | 2.9466 | 2.9466 | 2.9466 | 2.9466 | 2.9466 | 2.9466 | 2.9466 | 2.9466 | 2.9466 | 2.9466 | 0 | 0 | 0 | 0 | 0 | 0 | 0 | 0
F1_Industrial_Wood and Lumber Products_Existing_Space Heating_Natural Gas_Furnace_E2 | F1 | Industrial | Wood and Lumber Products | Existing | Space Heating | Natural Gas | Furnace | E2 | Participant - Cost of Equipment | 3.5359 | 3.5359 | 3.5359 | 3.5359 | 3.5359 | 3.5359 | 3.5359 | 3.5359 | 3.5359 | 3.5359 | 3.5359 | 3.5359 | 3.5359 | 3.5359 | 3.5359 | 3.5359 | 3.5359 | 3.5359 | 3.5359 | 3.5359 | 3.5359 | 3.5359 | 0 | 0 | 0 | 0 | 0 | 0 | 0 | 0
F1_Industrial_Wood and Lumber Products_Existing_Space Heating_Natural Gas_Furnace_E3 | F1 | Industrial | Wood and Lumber Products | Existing | Space Heating | Natural Gas | Furnace | E3 | Participant - Cost of Equipment | 4.1253 | 4.1253 | 4.1253 | 4.1253 | 4.1253 | 4.1253 | 4.1253 | 4.1253 | 4.1253 | 4.1253 | 4.1253 | 4.1253 | 4.1253 | 4.1253 | 4.1253 | 4.1253 | 4.1253 | 4.1253 | 4.1253 | 4.1253 | 4.1253 | 4.1253 | 0 | 0 | 0 | 0 | 0 | 0 | 0 | 0
F1_Industrial_Wood and Lumber Products_Existing_Space Heating_Natural Gas_Furnace_E4 | F1 | Industrial | Wood and Lumber Products | Existing | Space Heating | Natural Gas | Furnace | E4 | Participant - Cost of Equipment | 0 | 0 | 0 | 0 | 0 | 0 | 0 | 0 | 0 | 0 | 0 | 0 | 0 | 0 | 0 | 0 | 0 | 0 | 0 | 0 | 0 | 0 | 0 | 0 | 0 | 0 | 0 | 0 | 0 | 0
F1_Industrial_Wood and Lumber Products_Existing_Space Heating_Natural Gas_Furnace_E5 | F1 | Industrial | Wood and Lumber Products | Existing | Space Heating | Natural Gas | Furnace | E5 | Participant - Cost of Equipment | 0 | 0 | 0 | 0 | 0 | 0 | 0 | 0 | 0 | 0 | 0 | 0 | 0 | 0 | 0 | 0 | 0 | 0 | 0 | 0 | 0 | 0 | 0 | 0 | 0 | 0 | 0 | 0 | 0 | 0
F1_Industrial_Wood and Lumber Products_Existing_Space Heating_Natural Gas_Furnace_E6 | F1 | Industrial | Wood and Lumber Products | Existing | Space Heating | Natural Gas | Furnace | E6 | Participant - Cost of Equipment | 0 | 0 | 0 | 0 | 0 | 0 | 0 | 0 | 0 | 0 | 0 | 0 | 0 | 0 | 0 | 0 | 0 | 0 | 0 | 0 | 0 | 0 | 0 | 0 | 0 | 0 | 0 | 0 | 0 | 0
F1_Industrial_Wood and Lumber Products_Existing_Space Heating_Natural Gas_Furnace_E7 | F1 | Industrial | Wood and Lumber Products | Existing | Space Heating | Natural Gas | Furnace | E7 | Participant - Cost of Equipment | 0 | 0 | 0 | 0 | 0 | 0 | 0 | 0 | 0 | 0 | 0 | 0 | 0 | 0 | 0 | 0 | 0 | 0 | 0 | 0 | 0 | 0 | 0 | 0 | 0 | 0 | 0 | 0 | 0 | 0
F1_Industrial_Wood and Lumber Products_Existing_Space Heating_Natural Gas_Furnace_E8 | F1 | Industrial | Wood and Lumber Products | Existing | Space Heating | Natural Gas | Furnace | E8 | Participant - Cost of Equipment | 0 | 0 | 0 | 0 | 0 | 0 | 0 | 0 | 0 | 0 | 0 | 0 | 0 | 0 | 0 | 0 | 0 | 0 | 0 | 0 | 0 | 0 | 0 | 0 | 0 | 0 | 0 | 0 | 0 | 0
F1_Industrial_Wood and Lumber Products_Existing_Space Heating_Natural Gas_Furnace_E9 | F1 | Industrial | Wood and Lumber Products | Existing | Space Heating | Natural Gas | Furnace | E9 | Participant - Cost of Equipment | 0 | 0 | 0 | 0 | 0 | 0 | 0 | 0 | 0 | 0 | 0 | 0 | 0 | 0 | 0 | 0 | 0 | 0 | 0 | 0 | 0 | 0 | 0 | 0 | 0 | 0 | 0 | 0 | 0 | 0
F1_Industrial_Wood and Lumber Products_Existing_Space Heating_Natural Gas_Furnace_E10 | F1 | Industrial | Wood and Lumber Products | Existing | Space Heating | Natural Gas | Furnace | E10 | Participant - Cost of Equipment | 0 | 0 | 0 | 0 | 0 | 0 | 0 | 0 | 0 | 0 | 0 | 0 | 0 | 0 | 0 | 0 | 0 | 0 | 0 | 0 | 0 | 0 | 0 | 0 | 0 | 0 | 0 | 0 | 0 | 0
F2_Industrial_Wood and Lumber Products_Existing_Space Heating_Natural Gas_Furnace_E1 | F2 | Industrial | Wood and Lumber Products | Existing | Space Heating | Natural Gas | Furnace | E1 | Participant - Cost of Operation | 49.0638 | 49.6075 | 48.8225 | 48.0704 | 46.7789 | 45.5008 | 44.2156 | 43.0425 | 41.8759 | 40.8578 | 39.8421 | 38.8549 | 37.8875 | 36.9572 | 36.0458 | 35.1524 | 34.2877 | 33.459 | 32.6491 | 31.8876 | 31.1557 | 30.4464 | 0 | 0 | 0 | 0 | 0 | 0 | 0 | 0
F2_Industrial_Wood and Lumber Products_Existing_Space Heating_Natural Gas_Furnace_E2 | F2 | Industrial | Wood and Lumber Products | Existing | Space Heating | Natural Gas | Furnace | E2 | Participant - Cost of Operation | 43.6139 | 44.0971 | 43.3994 | 42.7308 | 41.5827 | 40.4466 | 39.3042 | 38.2614 | 37.2244 | 36.3194 | 35.4165 | 34.539 | 33.679 | 32.8521 | 32.0419 | 31.2477 | 30.4791 | 29.7424 | 29.0225 | 28.3456 | 27.695 | 27.0644 | 0 | 0 | 0 | 0 | 0 | 0 | 0 | 0
F2_Industrial_Wood and Lumber Products_Existing_Space Heating_Natural Gas_Furnace_E3 | F2 | Industrial | Wood and Lumber Products | Existing | Space Heating | Natural Gas | Furnace | E3 | Participant - Cost of Operation | 40.8841 | 41.3371 | 40.683 | 40.0563 | 38.9801 | 37.9151 | 36.8441 | 35.8667 | 34.8945 | 34.0461 | 33.1998 | 32.3772 | 31.571 | 30.7959 | 30.0364 | 29.2919 | 28.5714 | 27.8808 | 27.206 | 26.5714 | 25.9616 | 25.3705 | 0 | 0 | 0 | 0 | 0 | 0 | 0 | 0
F2_Industrial_Wood and Lumber Products_Existing_Space Heating_Natural Gas_Furnace_E4 | F2 | Industrial | Wood and Lumber Products | Existing | Space Heating | Natural Gas | Furnace | E4 | Participant - Cost of Operation | 0 | 0 | 0 | 0 | 0 | 0 | 0 | 0 | 0 | 0 | 0 | 0 | 0 | 0 | 0 | 0 | 0 | 0 | 0 | 0 | 0 | 0 | 0 | 0 | 0 | 0 | 0 | 0 | 0 | 0
F2_Industrial_Wood and Lumber Products_Existing_Space Heating_Natural Gas_Furnace_E5 | F2 | Industrial | Wood and Lumber Products | Existing | Space Heating | Natural Gas | Furnace | E5 | Participant - Cost of Operation | 0 | 0 | 0 | 0 | 0 | 0 | 0 | 0 | 0 | 0 | 0 | 0 | 0 | 0 | 0 | 0 | 0 | 0 | 0 | 0 | 0 | 0 | 0 | 0 | 0 | 0 | 0 | 0 | 0 | 0
F2_Industrial_Wood and Lumber Products_Existing_Space Heating_Natural Gas_Furnace_E6 | F2 | Industrial | Wood and Lumber Products | Existing | Space Heating | Natural Gas | Furnace | E6 | Participant - Cost of Operation | 0 | 0 | 0 | 0 | 0 | 0 | 0 | 0 | 0 | 0 | 0 | 0 | 0 | 0 | 0 | 0 | 0 | 0 | 0 | 0 | 0 | 0 | 0 | 0 | 0 | 0 | 0 | 0 | 0 | 0
F2_Industrial_Wood and Lumber Products_Existing_Space Heating_Natural Gas_Furnace_E7 | F2 | Industrial | Wood and Lumber Products | Existing | Space Heating | Natural Gas | Furnace | E7 | Participant - Cost of Operation | 0 | 0 | 0 | 0 | 0 | 0 | 0 | 0 | 0 | 0 | 0 | 0 | 0 | 0 | 0 | 0 | 0 | 0 | 0 | 0 | 0 | 0 | 0 | 0 | 0 | 0 | 0 | 0 | 0 | 0
F2_Industrial_Wood and Lumber Products_Existing_Space Heating_Natural Gas_Furnace_E8 | F2 | Industrial | Wood and Lumber Products | Existing | Space Heating | Natural Gas | Furnace | E8 | Participant - Cost of Operation | 0 | 0 | 0 | 0 | 0 | 0 | 0 | 0 | 0 | 0 | 0 | 0 | 0 | 0 | 0 | 0 | 0 | 0 | 0 | 0 | 0 | 0 | 0 | 0 | 0 | 0 | 0 | 0 | 0 | 0
F2_Industrial_Wood and Lumber Products_Existing_Space Heating_Natural Gas_Furnace_E9 | F2 | Industrial | Wood and Lumber Products | Existing | Space Heating | Natural Gas | Furnace | E9 | Participant - Cost of Operation | 0 | 0 | 0 | 0 | 0 | 0 | 0 | 0 | 0 | 0 | 0 | 0 | 0 | 0 | 0 | 0 | 0 | 0 | 0 | 0 | 0 | 0 | 0 | 0 | 0 | 0 | 0 | 0 | 0 | 0
F2_Industrial_Wood and Lumber Products_Existing_Space Heating_Natural Gas_Furnace_E10 | F2 | Industrial | Wood and Lumber Products | Existing | Space Heating | Natural Gas | Furnace | E10 | Participant - Cost of Operation | 0 | 0 | 0 | 0 | 0 | 0 | 0 | 0 | 0 | 0 | 0 | 0 | 0 | 0 | 0 | 0 | 0 | 0 | 0 | 0 | 0 | 0 | 0 | 0 | 0 | 0 | 0 | 0 | 0 | 0
F3_Industrial_Wood and Lumber Products_Existing_Space Heating_Natural Gas_Furnace_E1 | F3 | Industrial | Wood and Lumber Products | Existing | Space Heating | Natural Gas | Furnace | E1 | System - kBTUs of Conusmption | 8087.4803 | 8087.4803 | 8087.4803 | 8087.4803 | 8087.4803 | 8087.4803 | 8087.4803 | 8087.4803 | 8087.4803 | 8087.4803 | 8087.4803 | 8087.4803 | 8087.4803 | 8087.4803 | 8087.4803 | 8087.4803 | 8087.4803 | 8087.4803 | 8087.4803 | 8087.4803 | 8087.4803 | 8087.4803 | 0 | 0 | 0 | 0 | 0 | 0 | 0 | 0
F3_Industrial_Wood and Lumber Products_Existing_Space Heating_Natural Gas_Furnace_E2 | F3 | Industrial | Wood and Lumber Products | Existing | Space Heating | Natural Gas | Furnace | E2 | System - kBTUs of Conusmption | 7189.1359 | 7189.1359 | 7189.1359 | 7189.1359 | 7189.1359 | 7189.1359 | 7189.1359 | 7189.1359 | 7189.1359 | 7189.1359 | 7189.1359 | 7189.1359 | 7189.1359 | 7189.1359 | 7189.1359 | 7189.1359 | 7189.1359 | 7189.1359 | 7189.1359 | 7189.1359 | 7189.1359 | 7189.1359 | 0 | 0 | 0 | 0 | 0 | 0 | 0 | 0
F3_Industrial_Wood and Lumber Products_Existing_Space Heating_Natural Gas_Furnace_E3 | F3 | Industrial | Wood and Lumber Products | Existing | Space Heating | Natural Gas | Furnace | E3 | System - kBTUs of Conusmption | 6739.1701 | 6739.1701 | 6739.1701 | 6739.1701 | 6739.1701 | 6739.1701 | 6739.1701 | 6739.1701 | 6739.1701 | 6739.1701 | 6739.1701 | 6739.1701 | 6739.1701 | 6739.1701 | 6739.1701 | 6739.1701 | 6739.1701 | 6739.1701 | 6739.1701 | 6739.1701 | 6739.1701 | 6739.1701 | 0 | 0 | 0 | 0 | 0 | 0 | 0 | 0
F3_Industrial_Wood and Lumber Products_Existing_Space Heating_Natural Gas_Furnace_E4 | F3 | Industrial | Wood and Lumber Products | Existing | Space Heating | Natural Gas | Furnace | E4 | System - kBTUs of Conusmption | 0 | 0 | 0 | 0 | 0 | 0 | 0 | 0 | 0 | 0 | 0 | 0 | 0 | 0 | 0 | 0 | 0 | 0 | 0 | 0 | 0 | 0 | 0 | 0 | 0 | 0 | 0 | 0 | 0 | 0
F3_Industrial_Wood and Lumber Products_Existing_Space Heating_Natural Gas_Furnace_E5 | F3 | Industrial | Wood and Lumber Products | Existing | Space Heating | Natural Gas | Furnace | E5 | System - kBTUs of Conusmption | 0 | 0 | 0 | 0 | 0 | 0 | 0 | 0 | 0 | 0 | 0 | 0 | 0 | 0 | 0 | 0 | 0 | 0 | 0 | 0 | 0 | 0 | 0 | 0 | 0 | 0 | 0 | 0 | 0 | 0
F3_Industrial_Wood and Lumber Products_Existing_Space Heating_Natural Gas_Furnace_E6 | F3 | Industrial | Wood and Lumber Products | Existing | Space Heating | Natural Gas | Furnace | E6 | System - kBTUs of Conusmption | 0 | 0 | 0 | 0 | 0 | 0 | 0 | 0 | 0 | 0 | 0 | 0 | 0 | 0 | 0 | 0 | 0 | 0 | 0 | 0 | 0 | 0 | 0 | 0 | 0 | 0 | 0 | 0 | 0 | 0
F3_Industrial_Wood and Lumber Products_Existing_Space Heating_Natural Gas_Furnace_E7 | F3 | Industrial | Wood and Lumber Products | Existing | Space Heating | Natural Gas | Furnace | E7 | System - kBTUs of Conusmption | 0 | 0 | 0 | 0 | 0 | 0 | 0 | 0 | 0 | 0 | 0 | 0 | 0 | 0 | 0 | 0 | 0 | 0 | 0 | 0 | 0 | 0 | 0 | 0 | 0 | 0 | 0 | 0 | 0 | 0
F3_Industrial_Wood and Lumber Products_Existing_Space Heating_Natural Gas_Furnace_E8 | F3 | Industrial | Wood and Lumber Products | Existing | Space Heating | Natural Gas | Furnace | E8 | System - kBTUs of Conusmption | 0 | 0 | 0 | 0 | 0 | 0 | 0 | 0 | 0 | 0 | 0 | 0 | 0 | 0 | 0 | 0 | 0 | 0 | 0 | 0 | 0 | 0 | 0 | 0 | 0 | 0 | 0 | 0 | 0 | 0
F3_Industrial_Wood and Lumber Products_Existing_Space Heating_Natural Gas_Furnace_E9 | F3 | Industrial | Wood and Lumber Products | Existing | Space Heating | Natural Gas | Furnace | E9 | System - kBTUs of Conusmption | 0 | 0 | 0 | 0 | 0 | 0 | 0 | 0 | 0 | 0 | 0 | 0 | 0 | 0 | 0 | 0 | 0 | 0 | 0 | 0 | 0 | 0 | 0 | 0 | 0 | 0 | 0 | 0 | 0 | 0
F3_Industrial_Wood and Lumber Products_Existing_Space Heating_Natural Gas_Furnace_E10 | F3 | Industrial | Wood and Lumber Products | Existing | Space Heating | Natural Gas | Furnace | E10 | System - kBTUs of Conusmption | 0 | 0 | 0 | 0 | 0 | 0 | 0 | 0 | 0 | 0 | 0 | 0 | 0 | 0 | 0 | 0 | 0 | 0 | 0 | 0 | 0 | 0 | 0 | 0 | 0 | 0 | 0 | 0 | 0 | 0
F4_Industrial_Wood and Lumber Products_Existing_Space Heating_Natural Gas_Furnace_E1 | F4 | Industrial | Wood and Lumber Products | Existing | Space Heating | Natural Gas | Furnace | E1 | Utility - Cost of Equipment | 2.9466 | 2.9466 | 2.9466 | 2.9466 | 2.9466 | 2.9466 | 2.9466 | 2.9466 | 2.9466 | 2.9466 | 2.9466 | 2.9466 | 2.9466 | 2.9466 | 2.9466 | 2.9466 | 2.9466 | 2.9466 | 2.9466 | 2.9466 | 2.9466 | 2.9466 | 0 | 0 | 0 | 0 | 0 | 0 | 0 | 0
F4_Industrial_Wood and Lumber Products_Existing_Space Heating_Natural Gas_Furnace_E2 | F4 | Industrial | Wood and Lumber Products | Existing | Space Heating | Natural Gas | Furnace | E2 | Utility - Cost of Equipment | 3.5359 | 3.5359 | 3.5359 | 3.5359 | 3.5359 | 3.5359 | 3.5359 | 3.5359 | 3.5359 | 3.5359 | 3.5359 | 3.5359 | 3.5359 | 3.5359 | 3.5359 | 3.5359 | 3.5359 | 3.5359 | 3.5359 | 3.5359 | 3.5359 | 3.5359 | 0 | 0 | 0 | 0 | 0 | 0 | 0 | 0
F4_Industrial_Wood and Lumber Products_Existing_Space Heating_Natural Gas_Furnace_E3 | F4 | Industrial | Wood and Lumber Products | Existing | Space Heating | Natural Gas | Furnace | E3 | Utility - Cost of Equipment | 4.1253 | 4.1253 | 4.1253 | 4.1253 | 4.1253 | 4.1253 | 4.1253 | 4.1253 | 4.1253 | 4.1253 | 4.1253 | 4.1253 | 4.1253 | 4.1253 | 4.1253 | 4.1253 | 4.1253 | 4.1253 | 4.1253 | 4.1253 | 4.1253 | 4.1253 | 0 | 0 | 0 | 0 | 0 | 0 | 0 | 0
F4_Industrial_Wood and Lumber Products_Existing_Space Heating_Natural Gas_Furnace_E4 | F4 | Industrial | Wood and Lumber Products | Existing | Space Heating | Natural Gas | Furnace | E4 | Utility - Cost of Equipment | 0 | 0 | 0 | 0 | 0 | 0 | 0 | 0 | 0 | 0 | 0 | 0 | 0 | 0 | 0 | 0 | 0 | 0 | 0 | 0 | 0 | 0 | 0 | 0 | 0 | 0 | 0 | 0 | 0 | 0
F4_Industrial_Wood and Lumber Products_Existing_Space Heating_Natural Gas_Furnace_E5 | F4 | Industrial | Wood and Lumber Products | Existing | Space Heating | Natural Gas | Furnace | E5 | Utility - Cost of Equipment | 0 | 0 | 0 | 0 | 0 | 0 | 0 | 0 | 0 | 0 | 0 | 0 | 0 | 0 | 0 | 0 | 0 | 0 | 0 | 0 | 0 | 0 | 0 | 0 | 0 | 0 | 0 | 0 | 0 | 0
F4_Industrial_Wood and Lumber Products_Existing_Space Heating_Natural Gas_Furnace_E6 | F4 | Industrial | Wood and Lumber Products | Existing | Space Heating | Natural Gas | Furnace | E6 | Utility - Cost of Equipment | 0 | 0 | 0 | 0 | 0 | 0 | 0 | 0 | 0 | 0 | 0 | 0 | 0 | 0 | 0 | 0 | 0 | 0 | 0 | 0 | 0 | 0 | 0 | 0 | 0 | 0 | 0 | 0 | 0 | 0
F4_Industrial_Wood and Lumber Products_Existing_Space Heating_Natural Gas_Furnace_E7 | F4 | Industrial | Wood and Lumber Products | Existing | Space Heating | Natural Gas | Furnace | E7 | Utility - Cost of Equipment | 0 | 0 | 0 | 0 | 0 | 0 | 0 | 0 | 0 | 0 | 0 | 0 | 0 | 0 | 0 | 0 | 0 | 0 | 0 | 0 | 0 | 0 | 0 | 0 | 0 | 0 | 0 | 0 | 0 | 0
F4_Industrial_Wood and Lumber Products_Existing_Space Heating_Natural Gas_Furnace_E8 | F4 | Industrial | Wood and Lumber Products | Existing | Space Heating | Natural Gas | Furnace | E8 | Utility - Cost of Equipment | 0 | 0 | 0 | 0 | 0 | 0 | 0 | 0 | 0 | 0 | 0 | 0 | 0 | 0 | 0 | 0 | 0 | 0 | 0 | 0 | 0 | 0 | 0 | 0 | 0 | 0 | 0 | 0 | 0 | 0
F4_Industrial_Wood and Lumber Products_Existing_Space Heating_Natural Gas_Furnace_E9 | F4 | Industrial | Wood and Lumber Products | Existing | Space Heating | Natural Gas | Furnace | E9 | Utility - Cost of Equipment | 0 | 0 | 0 | 0 | 0 | 0 | 0 | 0 | 0 | 0 | 0 | 0 | 0 | 0 | 0 | 0 | 0 | 0 | 0 | 0 | 0 | 0 | 0 | 0 | 0 | 0 | 0 | 0 | 0 | 0
F4_Industrial_Wood and Lumber Products_Existing_Space Heating_Natural Gas_Furnace_E10 | F4 | Industrial | Wood and Lumber Products | Existing | Space Heating | Natural Gas | Furnace | E10 | Utility - Cost of Equipment | 0 | 0 | 0 | 0 | 0 | 0 | 0 | 0 | 0 | 0 | 0 | 0 | 0 | 0 | 0 | 0 | 0 | 0 | 0 | 0 | 0 | 0 | 0 | 0 | 0 | 0 | 0 | 0 | 0 | 0
F5_Industrial_Wood and Lumber Products_Existing_Space Heating_Natural Gas_Furnace_E1 | F5 | Industrial | Wood and Lumber Products | Existing | Space Heating | Natural Gas | Furnace | E1 | Utility - Cost of Operation | 40.9525 | 41.4063 | 40.7511 | 40.1233 | 39.0453 | 37.9785 | 36.9058 | 35.9267 | 34.953 | 34.1031 | 33.2554 | 32.4314 | 31.6239 | 30.8474 | 30.0867 | 29.341 | 28.6193 | 27.9275 | 27.2515 | 26.6159 | 26.0051 | 25.413 | 0 | 0 | 0 | 0 | 0 | 0 | 0 | 0
F5_Industrial_Wood and Lumber Products_Existing_Space Heating_Natural Gas_Furnace_E2 | F5 | Industrial | Wood and Lumber Products | Existing | Space Heating | Natural Gas | Furnace | E2 | Utility - Cost of Operation | 36.4036 | 36.807 | 36.2246 | 35.6665 | 34.7082 | 33.76 | 32.8064 | 31.936 | 31.0704 | 30.315 | 29.5614 | 28.8289 | 28.1111 | 27.4209 | 26.7447 | 26.0818 | 25.4403 | 24.8254 | 24.2245 | 23.6594 | 23.1165 | 22.5901 | 0 | 0 | 0 | 0 | 0 | 0 | 0 | 0
F5_Industrial_Wood and Lumber Products_Existing_Space Heating_Natural Gas_Furnace_E3 | F5 | Industrial | Wood and Lumber Products | Existing | Space Heating | Natural Gas | Furnace | E3 | Utility - Cost of Operation | 34.1251 | 34.5032 | 33.9573 | 33.4342 | 32.5359 | 31.6469 | 30.753 | 29.9372 | 29.1258 | 28.4176 | 27.7112 | 27.0246 | 26.3517 | 25.7047 | 25.0707 | 24.4494 | 23.848 | 23.2715 | 22.7083 | 22.1786 | 21.6696 | 21.1762 | 0 | 0 | 0 | 0 | 0 | 0 | 0 | 0
F5_Industrial_Wood and Lumber Products_Existing_Space Heating_Natural Gas_Furnace_E4 | F5 | Industrial | Wood and Lumber Products | Existing | Space Heating | Natural Gas | Furnace | E4 | Utility - Cost of Operation | 0 | 0 | 0 | 0 | 0 | 0 | 0 | 0 | 0 | 0 | 0 | 0 | 0 | 0 | 0 | 0 | 0 | 0 | 0 | 0 | 0 | 0 | 0 | 0 | 0 | 0 | 0 | 0 | 0 | 0
F5_Industrial_Wood and Lumber Products_Existing_Space Heating_Natural Gas_Furnace_E5 | F5 | Industrial | Wood and Lumber Products | Existing | Space Heating | Natural Gas | Furnace | E5 | Utility - Cost of Operation | 0 | 0 | 0 | 0 | 0 | 0 | 0 | 0 | 0 | 0 | 0 | 0 | 0 | 0 | 0 | 0 | 0 | 0 | 0 | 0 | 0 | 0 | 0 | 0 | 0 | 0 | 0 | 0 | 0 | 0
F5_Industrial_Wood and Lumber Products_Existing_Space Heating_Natural Gas_Furnace_E6 | F5 | Industrial | Wood and Lumber Products | Existing | Space Heating | Natural Gas | Furnace | E6 | Utility - Cost of Operation | 0 | 0 | 0 | 0 | 0 | 0 | 0 | 0 | 0 | 0 | 0 | 0 | 0 | 0 | 0 | 0 | 0 | 0 | 0 | 0 | 0 | 0 | 0 | 0 | 0 | 0 | 0 | 0 | 0 | 0
F5_Industrial_Wood and Lumber Products_Existing_Space Heating_Natural Gas_Furnace_E7 | F5 | Industrial | Wood and Lumber Products | Existing | Space Heating | Natural Gas | Furnace | E7 | Utility - Cost of Operation | 0 | 0 | 0 | 0 | 0 | 0 | 0 | 0 | 0 | 0 | 0 | 0 | 0 | 0 | 0 | 0 | 0 | 0 | 0 | 0 | 0 | 0 | 0 | 0 | 0 | 0 | 0 | 0 | 0 | 0
F5_Industrial_Wood and Lumber Products_Existing_Space Heating_Natural Gas_Furnace_E8 | F5 | Industrial | Wood and Lumber Products | Existing | Space Heating | Natural Gas | Furnace | E8 | Utility - Cost of Operation | 0 | 0 | 0 | 0 | 0 | 0 | 0 | 0 | 0 | 0 | 0 | 0 | 0 | 0 | 0 | 0 | 0 | 0 | 0 | 0 | 0 | 0 | 0 | 0 | 0 | 0 | 0 | 0 | 0 | 0
F5_Industrial_Wood and Lumber Products_Existing_Space Heating_Natural Gas_Furnace_E9 | F5 | Industrial | Wood and Lumber Products | Existing | Space Heating | Natural Gas | Furnace | E9 | Utility - Cost of Operation | 0 | 0 | 0 | 0 | 0 | 0 | 0 | 0 | 0 | 0 | 0 | 0 | 0 | 0 | 0 | 0 | 0 | 0 | 0 | 0 | 0 | 0 | 0 | 0 | 0 | 0 | 0 | 0 | 0 | 0
F5_Industrial_Wood and Lumber Products_Existing_Space Heating_Natural Gas_Furnace_E10 | F5 | Industrial | Wood and Lumber Products | Existing | Space Heating | Natural Gas | Furnace | E10 | Utility - Cost of Operation | 0 | 0 | 0 | 0 | 0 | 0 | 0 | 0 | 0 | 0 | 0 | 0 | 0 | 0 | 0 | 0 | 0 | 0 | 0 | 0 | 0 | 0 | 0 | 0 | 0 | 0 | 0 | 0 | 0 | 0
F6_Industrial_Wood and Lumber Products_Existing_Space Heating_Natural Gas_Furnace_E1 | F6 | Industrial | Wood and Lumber Products | Existing | Space Heating | Natural Gas | Furnace | E1 | Utility - Value of Sales | 49.0638 | 49.6075 | 48.8225 | 48.0704 | 46.7789 | 45.5008 | 44.2156 | 43.0425 | 41.8759 | 40.8578 | 39.8421 | 38.8549 | 37.8875 | 36.9572 | 36.0458 | 35.1524 | 34.2877 | 33.459 | 32.6491 | 31.8876 | 31.1557 | 30.4464 | 0 | 0 | 0 | 0 | 0 | 0 | 0 | 0
F6_Industrial_Wood and Lumber Products_Existing_Space Heating_Natural Gas_Furnace_E2 | F6 | Industrial | Wood and Lumber Products | Existing | Space Heating | Natural Gas | Furnace | E2 | Utility - Value of Sales | 43.6139 | 44.0971 | 43.3994 | 42.7308 | 41.5827 | 40.4466 | 39.3042 | 38.2614 | 37.2244 | 36.3194 | 35.4165 | 34.539 | 33.679 | 32.8521 | 32.0419 | 31.2477 | 30.4791 | 29.7424 | 29.0225 | 28.3456 | 27.695 | 27.0644 | 0 | 0 | 0 | 0 | 0 | 0 | 0 | 0
F6_Industrial_Wood and Lumber Products_Existing_Space Heating_Natural Gas_Furnace_E3 | F6 | Industrial | Wood and Lumber Products | Existing | Space Heating | Natural Gas | Furnace | E3 | Utility - Value of Sales | 40.8841 | 41.3371 | 40.683 | 40.0563 | 38.9801 | 37.9151 | 36.8441 | 35.8667 | 34.8945 | 34.0461 | 33.1998 | 32.3772 | 31.571 | 30.7959 | 30.0364 | 29.2919 | 28.5714 | 27.8808 | 27.206 | 26.5714 | 25.9616 | 25.3705 | 0 | 0 | 0 | 0 | 0 | 0 | 0 | 0
F6_Industrial_Wood and Lumber Products_Existing_Space Heating_Natural Gas_Furnace_E4 | F6 | Industrial | Wood and Lumber Products | Existing | Space Heating | Natural Gas | Furnace | E4 | Utility - Value of Sales | 0 | 0 | 0 | 0 | 0 | 0 | 0 | 0 | 0 | 0 | 0 | 0 | 0 | 0 | 0 | 0 | 0 | 0 | 0 | 0 | 0 | 0 | 0 | 0 | 0 | 0 | 0 | 0 | 0 | 0
F6_Industrial_Wood and Lumber Products_Existing_Space Heating_Natural Gas_Furnace_E5 | F6 | Industrial | Wood and Lumber Products | Existing | Space Heating | Natural Gas | Furnace | E5 | Utility - Value of Sales | 0 | 0 | 0 | 0 | 0 | 0 | 0 | 0 | 0 | 0 | 0 | 0 | 0 | 0 | 0 | 0 | 0 | 0 | 0 | 0 | 0 | 0 | 0 | 0 | 0 | 0 | 0 | 0 | 0 | 0
F6_Industrial_Wood and Lumber Products_Existing_Space Heating_Natural Gas_Furnace_E6 | F6 | Industrial | Wood and Lumber Products | Existing | Space Heating | Natural Gas | Furnace | E6 | Utility - Value of Sales | 0 | 0 | 0 | 0 | 0 | 0 | 0 | 0 | 0 | 0 | 0 | 0 | 0 | 0 | 0 | 0 | 0 | 0 | 0 | 0 | 0 | 0 | 0 | 0 | 0 | 0 | 0 | 0 | 0 | 0
F6_Industrial_Wood and Lumber Products_Existing_Space Heating_Natural Gas_Furnace_E7 | F6 | Industrial | Wood and Lumber Products | Existing | Space Heating | Natural Gas | Furnace | E7 | Utility - Value of Sales | 0 | 0 | 0 | 0 | 0 | 0 | 0 | 0 | 0 | 0 | 0 | 0 | 0 | 0 | 0 | 0 | 0 | 0 | 0 | 0 | 0 | 0 | 0 | 0 | 0 | 0 | 0 | 0 | 0 | 0
F6_Industrial_Wood and Lumber Products_Existing_Space Heating_Natural Gas_Furnace_E8 | F6 | Industrial | Wood and Lumber Products | Existing | Space Heating | Natural Gas | Furnace | E8 | Utility - Value of Sales | 0 | 0 | 0 | 0 | 0 | 0 | 0 | 0 | 0 | 0 | 0 | 0 | 0 | 0 | 0 | 0 | 0 | 0 | 0 | 0 | 0 | 0 | 0 | 0 | 0 | 0 | 0 | 0 | 0 | 0
F6_Industrial_Wood and Lumber Products_Existing_Space Heating_Natural Gas_Furnace_E9 | F6 | Industrial | Wood and Lumber Products | Existing | Space Heating | Natural Gas | Furnace | E9 | Utility - Value of Sales | 0 | 0 | 0 | 0 | 0 | 0 | 0 | 0 | 0 | 0 | 0 | 0 | 0 | 0 | 0 | 0 | 0 | 0 | 0 | 0 | 0 | 0 | 0 | 0 | 0 | 0 | 0 | 0 | 0 | 0
F6_Industrial_Wood and Lumber Products_Existing_Space Heating_Natural Gas_Furnace_E10 | F6 | Industrial | Wood and Lumber Products | Existing | Space Heating | Natural Gas | Furnace | E10 | Utility - Value of Sales | 0 | 0 | 0 | 0 | 0 | 0 | 0 | 0 | 0 | 0 | 0 | 0 | 0 | 0 | 0 | 0 | 0 | 0 | 0 | 0 | 0 | 0 | 0 | 0 | 0 | 0 | 0 | 0 | 0 | 0
F1_Industrial_Wood and Lumber Products_Existing_Space Heating_Natural Gas_Boiler_E1 | F1 | Industrial | Wood and Lumber Products | Existing | Space Heating | Natural Gas | Boiler | E1 | Participant - Cost of Equipment | 2.7197 | 2.7197 | 2.7197 | 2.7197 | 2.7197 | 2.7197 | 2.7197 | 2.7197 | 2.7197 | 2.7197 | 2.7197 | 2.7197 | 2.7197 | 2.7197 | 2.7197 | 2.7197 | 2.7197 | 2.7197 | 2.7197 | 2.7197 | 2.7197 | 2.7197 | 0 | 0 | 0 | 0 | 0 | 0 | 0 | 0
F1_Industrial_Wood and Lumber Products_Existing_Space Heating_Natural Gas_Boiler_E2 | F1 | Industrial | Wood and Lumber Products | Existing | Space Heating | Natural Gas | Boiler | E2 | Participant - Cost of Equipment | 3.0389 | 3.0389 | 3.0389 | 3.0389 | 3.0389 | 3.0389 | 3.0389 | 3.0389 | 3.0389 | 3.0389 | 3.0389 | 3.0389 | 3.0389 | 3.0389 | 3.0389 | 3.0389 | 3.0389 | 3.0389 | 3.0389 | 3.0389 | 3.0389 | 3.0389 | 0 | 0 | 0 | 0 | 0 | 0 | 0 | 0
F1_Industrial_Wood and Lumber Products_Existing_Space Heating_Natural Gas_Boiler_E3 | F1 | Industrial | Wood and Lumber Products | Existing | Space Heating | Natural Gas | Boiler | E3 | Participant - Cost of Equipment | 3.6797 | 3.6797 | 3.6797 | 3.6797 | 3.6797 | 3.6797 | 3.6797 | 3.6797 | 3.6797 | 3.6797 | 3.6797 | 3.6797 | 3.6797 | 3.6797 | 3.6797 | 3.6797 | 3.6797 | 3.6797 | 3.6797 | 3.6797 | 3.6797 | 3.6797 | 0 | 0 | 0 | 0 | 0 | 0 | 0 | 0
F1_Industrial_Wood and Lumber Products_Existing_Space Heating_Natural Gas_Boiler_E4 | F1 | Industrial | Wood and Lumber Products | Existing | Space Heating | Natural Gas | Boiler | E4 | Participant - Cost of Equipment | 15028.2229 | 15028.2229 | 15028.2229 | 15028.2229 | 15028.2229 | 15028.2229 | 15028.2229 | 15028.2229 | 15028.2229 | 15028.2229 | 15028.2229 | 15028.2229 | 15028.2229 | 15028.2229 | 15028.2229 | 15028.2229 | 15028.2229 | 15028.2229 | 15028.2229 | 15028.2229 | 15028.2229 | 15028.2229 | 0 | 0 | 0 | 0 | 0 | 0 | 0 | 0
F1_Industrial_Wood and Lumber Products_Existing_Space Heating_Natural Gas_Boiler_E5 | F1 | Industrial | Wood and Lumber Products | Existing | Space Heating | Natural Gas | Boiler | E5 | Participant - Cost of Equipment | 0 | 0 | 0 | 0 | 0 | 0 | 0 | 0 | 0 | 0 | 0 | 0 | 0 | 0 | 0 | 0 | 0 | 0 | 0 | 0 | 0 | 0 | 0 | 0 | 0 | 0 | 0 | 0 | 0 | 0
F1_Industrial_Wood and Lumber Products_Existing_Space Heating_Natural Gas_Boiler_E6 | F1 | Industrial | Wood and Lumber Products | Existing | Space Heating | Natural Gas | Boiler | E6 | Participant - Cost of Equipment | 0 | 0 | 0 | 0 | 0 | 0 | 0 | 0 | 0 | 0 | 0 | 0 | 0 | 0 | 0 | 0 | 0 | 0 | 0 | 0 | 0 | 0 | 0 | 0 | 0 | 0 | 0 | 0 | 0 | 0
F1_Industrial_Wood and Lumber Products_Existing_Space Heating_Natural Gas_Boiler_E7 | F1 | Industrial | Wood and Lumber Products | Existing | Space Heating | Natural Gas | Boiler | E7 | Participant - Cost of Equipment | 0 | 0 | 0 | 0 | 0 | 0 | 0 | 0 | 0 | 0 | 0 | 0 | 0 | 0 | 0 | 0 | 0 | 0 | 0 | 0 | 0 | 0 | 0 | 0 | 0 | 0 | 0 | 0 | 0 | 0
F1_Industrial_Wood and Lumber Products_Existing_Space Heating_Natural Gas_Boiler_E8 | F1 | Industrial | Wood and Lumber Products | Existing | Space Heating | Natural Gas | Boiler | E8 | Participant - Cost of Equipment | 0 | 0 | 0 | 0 | 0 | 0 | 0 | 0 | 0 | 0 | 0 | 0 | 0 | 0 | 0 | 0 | 0 | 0 | 0 | 0 | 0 | 0 | 0 | 0 | 0 | 0 | 0 | 0 | 0 | 0
F1_Industrial_Wood and Lumber Products_Existing_Space Heating_Natural Gas_Boiler_E9 | F1 | Industrial | Wood and Lumber Products | Existing | Space Heating | Natural Gas | Boiler | E9 | Participant - Cost of Equipment | 0 | 0 | 0 | 0 | 0 | 0 | 0 | 0 | 0 | 0 | 0 | 0 | 0 | 0 | 0 | 0 | 0 | 0 | 0 | 0 | 0 | 0 | 0 | 0 | 0 | 0 | 0 | 0 | 0 | 0
F1_Industrial_Wood and Lumber Products_Existing_Space Heating_Natural Gas_Boiler_E10 | F1 | Industrial | Wood and Lumber Products | Existing | Space Heating | Natural Gas | Boiler | E10 | Participant - Cost of Equipment | 0 | 0 | 0 | 0 | 0 | 0 | 0 | 0 | 0 | 0 | 0 | 0 | 0 | 0 | 0 | 0 | 0 | 0 | 0 | 0 | 0 | 0 | 0 | 0 | 0 | 0 | 0 | 0 | 0 | 0
F2_Industrial_Wood and Lumber Products_Existing_Space Heating_Natural Gas_Boiler_E1 | F2 | Industrial | Wood and Lumber Products | Existing | Space Heating | Natural Gas | Boiler | E1 | Participant - Cost of Operation | 23.3297 | 23.5536 | 23.1736 | 22.8093 | 22.1997 | 21.5968 | 20.9911 | 20.437 | 19.8863 | 19.4036 | 18.9226 | 18.4549 | 17.9966 | 17.5557 | 17.1237 | 16.7004 | 16.291 | 15.8989 | 15.5165 | 15.1572 | 14.8126 | 14.4796 | 0 | 0 | 0 | 0 | 0 | 0 | 0 | 0
F2_Industrial_Wood and Lumber Products_Existing_Space Heating_Natural Gas_Boiler_E2 | F2 | Industrial | Wood and Lumber Products | Existing | Space Heating | Natural Gas | Boiler | E2 | Participant - Cost of Operation | 21.9568 | 22.1676 | 21.81 | 21.4671 | 20.8934 | 20.326 | 19.7559 | 19.2344 | 18.7161 | 18.2618 | 17.8091 | 17.3689 | 16.9376 | 16.5226 | 16.1161 | 15.7177 | 15.3324 | 14.9634 | 14.6034 | 14.2653 | 13.941 | 13.6275 | 0 | 0 | 0 | 0 | 0 | 0 | 0 | 0
F2_Industrial_Wood and Lumber Products_Existing_Space Heating_Natural Gas_Boiler_E3 | F2 | Industrial | Wood and Lumber Products | Existing | Space Heating | Natural Gas | Boiler | E3 | Participant - Cost of Operation | 19.2406 | 19.4253 | 19.1119 | 18.8114 | 18.3087 | 17.8115 | 17.312 | 16.855 | 16.4008 | 16.0027 | 15.606 | 15.2202 | 14.8423 | 14.4787 | 14.1224 | 13.7733 | 13.4357 | 13.1123 | 12.7969 | 12.5006 | 12.2164 | 11.9417 | 0 | 0 | 0 | 0 | 0 | 0 | 0 | 0
F2_Industrial_Wood and Lumber Products_Existing_Space Heating_Natural Gas_Boiler_E4 | F2 | Industrial | Wood and Lumber Products | Existing | Space Heating | Natural Gas | Boiler | E4 | Participant - Cost of Operation | 14.2741 | 14.5801 | 14.3864 | 14.2013 | 13.8114 | 13.4232 | 13.0291 | 12.6737 | 12.3181 | 12.0154 | 11.7115 | 11.4165 | 11.1272 | 10.8501 | 10.5784 | 10.3118 | 10.0544 | 9.8085 | 9.5675 | 9.342 | 9.1246 | 8.9123 | 0 | 0 | 0 | 0 | 0 | 0 | 0 | 0
F2_Industrial_Wood and Lumber Products_Existing_Space Heating_Natural Gas_Boiler_E5 | F2 | Industrial | Wood and Lumber Products | Existing | Space Heating | Natural Gas | Boiler | E5 | Participant - Cost of Operation | 0 | 0 | 0 | 0 | 0 | 0 | 0 | 0 | 0 | 0 | 0 | 0 | 0 | 0 | 0 | 0 | 0 | 0 | 0 | 0 | 0 | 0 | 0 | 0 | 0 | 0 | 0 | 0 | 0 | 0
F2_Industrial_Wood and Lumber Products_Existing_Space Heating_Natural Gas_Boiler_E6 | F2 | Industrial | Wood and Lumber Products | Existing | Space Heating | Natural Gas | Boiler | E6 | Participant - Cost of Operation | 0 | 0 | 0 | 0 | 0 | 0 | 0 | 0 | 0 | 0 | 0 | 0 | 0 | 0 | 0 | 0 | 0 | 0 | 0 | 0 | 0 | 0 | 0 | 0 | 0 | 0 | 0 | 0 | 0 | 0
F2_Industrial_Wood and Lumber Products_Existing_Space Heating_Natural Gas_Boiler_E7 | F2 | Industrial | Wood and Lumber Products | Existing | Space Heating | Natural Gas | Boiler | E7 | Participant - Cost of Operation | 0 | 0 | 0 | 0 | 0 | 0 | 0 | 0 | 0 | 0 | 0 | 0 | 0 | 0 | 0 | 0 | 0 | 0 | 0 | 0 | 0 | 0 | 0 | 0 | 0 | 0 | 0 | 0 | 0 | 0
F2_Industrial_Wood and Lumber Products_Existing_Space Heating_Natural Gas_Boiler_E8 | F2 | Industrial | Wood and Lumber Products | Existing | Space Heating | Natural Gas | Boiler | E8 | Participant - Cost of Operation | 0 | 0 | 0 | 0 | 0 | 0 | 0 | 0 | 0 | 0 | 0 | 0 | 0 | 0 | 0 | 0 | 0 | 0 | 0 | 0 | 0 | 0 | 0 | 0 | 0 | 0 | 0 | 0 | 0 | 0
F2_Industrial_Wood and Lumber Products_Existing_Space Heating_Natural Gas_Boiler_E9 | F2 | Industrial | Wood and Lumber Products | Existing | Space Heating | Natural Gas | Boiler | E9 | Participant - Cost of Operation | 0 | 0 | 0 | 0 | 0 | 0 | 0 | 0 | 0 | 0 | 0 | 0 | 0 | 0 | 0 | 0 | 0 | 0 | 0 | 0 | 0 | 0 | 0 | 0 | 0 | 0 | 0 | 0 | 0 | 0
F2_Industrial_Wood and Lumber Products_Existing_Space Heating_Natural Gas_Boiler_E10 | F2 | Industrial | Wood and Lumber Products | Existing | Space Heating | Natural Gas | Boiler | E10 | Participant - Cost of Operation | 0 | 0 | 0 | 0 | 0 | 0 | 0 | 0 | 0 | 0 | 0 | 0 | 0 | 0 | 0 | 0 | 0 | 0 | 0 | 0 | 0 | 0 | 0 | 0 | 0 | 0 | 0 | 0 | 0 | 0
F3_Industrial_Wood and Lumber Products_Existing_Space Heating_Natural Gas_Boiler_E1 | F3 | Industrial | Wood and Lumber Products | Existing | Space Heating | Natural Gas | Boiler | E1 | System - kBTUs of Conusmption | 3889.4714 | 3889.4714 | 3889.4714 | 3889.4714 | 3889.4714 | 3889.4714 | 3889.4714 | 3889.4714 | 3889.4714 | 3889.4714 | 3889.4714 | 3889.4714 | 3889.4714 | 3889.4714 | 3889.4714 | 3889.4714 | 3889.4714 | 3889.4714 | 3889.4714 | 3889.4714 | 3889.4714 | 3889.4714 | 0 | 0 | 0 | 0 | 0 | 0 | 0 | 0
F3_Industrial_Wood and Lumber Products_Existing_Space Heating_Natural Gas_Boiler_E2 | F3 | Industrial | Wood and Lumber Products | Existing | Space Heating | Natural Gas | Boiler | E2 | System - kBTUs of Conusmption | 3660.5965 | 3660.5965 | 3660.5965 | 3660.5965 | 3660.5965 | 3660.5965 | 3660.5965 | 3660.5965 | 3660.5965 | 3660.5965 | 3660.5965 | 3660.5965 | 3660.5965 | 3660.5965 | 3660.5965 | 3660.5965 | 3660.5965 | 3660.5965 | 3660.5965 | 3660.5965 | 3660.5965 | 3660.5965 | 0 | 0 | 0 | 0 | 0 | 0 | 0 | 0
F3_Industrial_Wood and Lumber Products_Existing_Space Heating_Natural Gas_Boiler_E3 | F3 | Industrial | Wood and Lumber Products | Existing | Space Heating | Natural Gas | Boiler | E3 | System - kBTUs of Conusmption | 3207.756 | 3207.756 | 3207.756 | 3207.756 | 3207.756 | 3207.756 | 3207.756 | 3207.756 | 3207.756 | 3207.756 | 3207.756 | 3207.756 | 3207.756 | 3207.756 | 3207.756 | 3207.756 | 3207.756 | 3207.756 | 3207.756 | 3207.756 | 3207.756 | 3207.756 | 0 | 0 | 0 | 0 | 0 | 0 | 0 | 0
F3_Industrial_Wood and Lumber Products_Existing_Space Heating_Natural Gas_Boiler_E4 | F3 | Industrial | Wood and Lumber Products | Existing | Space Heating | Natural Gas | Boiler | E4 | System - kBTUs of Conusmption | 2222.5551 | 2222.5551 | 2222.5551 | 2222.5551 | 2222.5551 | 2222.5551 | 2222.5551 | 2222.5551 | 2222.5551 | 2222.5551 | 2222.5551 | 2222.5551 | 2222.5551 | 2222.5551 | 2222.5551 | 2222.5551 | 2222.5551 | 2222.5551 | 2222.5551 | 2222.5551 | 2222.5551 | 2222.5551 | 0 | 0 | 0 | 0 | 0 | 0 | 0 | 0
F3_Industrial_Wood and Lumber Products_Existing_Space Heating_Natural Gas_Boiler_E5 | F3 | Industrial | Wood and Lumber Products | Existing | Space Heating | Natural Gas | Boiler | E5 | System - kBTUs of Conusmption | 0 | 0 | 0 | 0 | 0 | 0 | 0 | 0 | 0 | 0 | 0 | 0 | 0 | 0 | 0 | 0 | 0 | 0 | 0 | 0 | 0 | 0 | 0 | 0 | 0 | 0 | 0 | 0 | 0 | 0
F3_Industrial_Wood and Lumber Products_Existing_Space Heating_Natural Gas_Boiler_E6 | F3 | Industrial | Wood and Lumber Products | Existing | Space Heating | Natural Gas | Boiler | E6 | System - kBTUs of Conusmption | 0 | 0 | 0 | 0 | 0 | 0 | 0 | 0 | 0 | 0 | 0 | 0 | 0 | 0 | 0 | 0 | 0 | 0 | 0 | 0 | 0 | 0 | 0 | 0 | 0 | 0 | 0 | 0 | 0 | 0
F3_Industrial_Wood and Lumber Products_Existing_Space Heating_Natural Gas_Boiler_E7 | F3 | Industrial | Wood and Lumber Products | Existing | Space Heating | Natural Gas | Boiler | E7 | System - kBTUs of Conusmption | 0 | 0 | 0 | 0 | 0 | 0 | 0 | 0 | 0 | 0 | 0 | 0 | 0 | 0 | 0 | 0 | 0 | 0 | 0 | 0 | 0 | 0 | 0 | 0 | 0 | 0 | 0 | 0 | 0 | 0
F3_Industrial_Wood and Lumber Products_Existing_Space Heating_Natural Gas_Boiler_E8 | F3 | Industrial | Wood and Lumber Products | Existing | Space Heating | Natural Gas | Boiler | E8 | System - kBTUs of Conusmption | 0 | 0 | 0 | 0 | 0 | 0 | 0 | 0 | 0 | 0 | 0 | 0 | 0 | 0 | 0 | 0 | 0 | 0 | 0 | 0 | 0 | 0 | 0 | 0 | 0 | 0 | 0 | 0 | 0 | 0
F3_Industrial_Wood and Lumber Products_Existing_Space Heating_Natural Gas_Boiler_E9 | F3 | Industrial | Wood and Lumber Products | Existing | Space Heating | Natural Gas | Boiler | E9 | System - kBTUs of Conusmption | 0 | 0 | 0 | 0 | 0 | 0 | 0 | 0 | 0 | 0 | 0 | 0 | 0 | 0 | 0 | 0 | 0 | 0 | 0 | 0 | 0 | 0 | 0 | 0 | 0 | 0 | 0 | 0 | 0 | 0
F3_Industrial_Wood and Lumber Products_Existing_Space Heating_Natural Gas_Boiler_E10 | F3 | Industrial | Wood and Lumber Products | Existing | Space Heating | Natural Gas | Boiler | E10 | System - kBTUs of Conusmption | 0 | 0 | 0 | 0 | 0 | 0 | 0 | 0 | 0 | 0 | 0 | 0 | 0 | 0 | 0 | 0 | 0 | 0 | 0 | 0 | 0 | 0 | 0 | 0 | 0 | 0 | 0 | 0 | 0 | 0
F4_Industrial_Wood and Lumber Products_Existing_Space Heating_Natural Gas_Boiler_E1 | F4 | Industrial | Wood and Lumber Products | Existing | Space Heating | Natural Gas | Boiler | E1 | Utility - Cost of Equipment | 2.7197 | 2.7197 | 2.7197 | 2.7197 | 2.7197 | 2.7197 | 2.7197 | 2.7197 | 2.7197 | 2.7197 | 2.7197 | 2.7197 | 2.7197 | 2.7197 | 2.7197 | 2.7197 | 2.7197 | 2.7197 | 2.7197 | 2.7197 | 2.7197 | 2.7197 | 0 | 0 | 0 | 0 | 0 | 0 | 0 | 0
F4_Industrial_Wood and Lumber Products_Existing_Space Heating_Natural Gas_Boiler_E2 | F4 | Industrial | Wood and Lumber Products | Existing | Space Heating | Natural Gas | Boiler | E2 | Utility - Cost of Equipment | 3.0389 | 3.0389 | 3.0389 | 3.0389 | 3.0389 | 3.0389 | 3.0389 | 3.0389 | 3.0389 | 3.0389 | 3.0389 | 3.0389 | 3.0389 | 3.0389 | 3.0389 | 3.0389 | 3.0389 | 3.0389 | 3.0389 | 3.0389 | 3.0389 | 3.0389 | 0 | 0 | 0 | 0 | 0 | 0 | 0 | 0
F4_Industrial_Wood and Lumber Products_Existing_Space Heating_Natural Gas_Boiler_E3 | F4 | Industrial | Wood and Lumber Products | Existing | Space Heating | Natural Gas | Boiler | E3 | Utility - Cost of Equipment | 3.6797 | 3.6797 | 3.6797 | 3.6797 | 3.6797 | 3.6797 | 3.6797 | 3.6797 | 3.6797 | 3.6797 | 3.6797 | 3.6797 | 3.6797 | 3.6797 | 3.6797 | 3.6797 | 3.6797 | 3.6797 | 3.6797 | 3.6797 | 3.6797 | 3.6797 | 0 | 0 | 0 | 0 | 0 | 0 | 0 | 0
F4_Industrial_Wood and Lumber Products_Existing_Space Heating_Natural Gas_Boiler_E4 | F4 | Industrial | Wood and Lumber Products | Existing | Space Heating | Natural Gas | Boiler | E4 | Utility - Cost of Equipment | 15028.2229 | 15028.2229 | 15028.2229 | 15028.2229 | 15028.2229 | 15028.2229 | 15028.2229 | 15028.2229 | 15028.2229 | 15028.2229 | 15028.2229 | 15028.2229 | 15028.2229 | 15028.2229 | 15028.2229 | 15028.2229 | 15028.2229 | 15028.2229 | 15028.2229 | 15028.2229 | 15028.2229 | 15028.2229 | 0 | 0 | 0 | 0 | 0 | 0 | 0 | 0
F4_Industrial_Wood and Lumber Products_Existing_Space Heating_Natural Gas_Boiler_E5 | F4 | Industrial | Wood and Lumber Products | Existing | Space Heating | Natural Gas | Boiler | E5 | Utility - Cost of Equipment | 0 | 0 | 0 | 0 | 0 | 0 | 0 | 0 | 0 | 0 | 0 | 0 | 0 | 0 | 0 | 0 | 0 | 0 | 0 | 0 | 0 | 0 | 0 | 0 | 0 | 0 | 0 | 0 | 0 | 0
F4_Industrial_Wood and Lumber Products_Existing_Space Heating_Natural Gas_Boiler_E6 | F4 | Industrial | Wood and Lumber Products | Existing | Space Heating | Natural Gas | Boiler | E6 | Utility - Cost of Equipment | 0 | 0 | 0 | 0 | 0 | 0 | 0 | 0 | 0 | 0 | 0 | 0 | 0 | 0 | 0 | 0 | 0 | 0 | 0 | 0 | 0 | 0 | 0 | 0 | 0 | 0 | 0 | 0 | 0 | 0
F4_Industrial_Wood and Lumber Products_Existing_Space Heating_Natural Gas_Boiler_E7 | F4 | Industrial | Wood and Lumber Products | Existing | Space Heating | Natural Gas | Boiler | E7 | Utility - Cost of Equipment | 0 | 0 | 0 | 0 | 0 | 0 | 0 | 0 | 0 | 0 | 0 | 0 | 0 | 0 | 0 | 0 | 0 | 0 | 0 | 0 | 0 | 0 | 0 | 0 | 0 | 0 | 0 | 0 | 0 | 0
F4_Industrial_Wood and Lumber Products_Existing_Space Heating_Natural Gas_Boiler_E8 | F4 | Industrial | Wood and Lumber Products | Existing | Space Heating | Natural Gas | Boiler | E8 | Utility - Cost of Equipment | 0 | 0 | 0 | 0 | 0 | 0 | 0 | 0 | 0 | 0 | 0 | 0 | 0 | 0 | 0 | 0 | 0 | 0 | 0 | 0 | 0 | 0 | 0 | 0 | 0 | 0 | 0 | 0 | 0 | 0
F4_Industrial_Wood and Lumber Products_Existing_Space Heating_Natural Gas_Boiler_E9 | F4 | Industrial | Wood and Lumber Products | Existing | Space Heating | Natural Gas | Boiler | E9 | Utility - Cost of Equipment | 0 | 0 | 0 | 0 | 0 | 0 | 0 | 0 | 0 | 0 | 0 | 0 | 0 | 0 | 0 | 0 | 0 | 0 | 0 | 0 | 0 | 0 | 0 | 0 | 0 | 0 | 0 | 0 | 0 | 0
F4_Industrial_Wood and Lumber Products_Existing_Space Heating_Natural Gas_Boiler_E10 | F4 | Industrial | Wood and Lumber Products | Existing | Space Heating | Natural Gas | Boiler | E10 | Utility - Cost of Equipment | 0 | 0 | 0 | 0 | 0 | 0 | 0 | 0 | 0 | 0 | 0 | 0 | 0 | 0 | 0 | 0 | 0 | 0 | 0 | 0 | 0 | 0 | 0 | 0 | 0 | 0 | 0 | 0 | 0 | 0
F5_Industrial_Wood and Lumber Products_Existing_Space Heating_Natural Gas_Boiler_E1 | F5 | Industrial | Wood and Lumber Products | Existing | Space Heating | Natural Gas | Boiler | E1 | Utility - Cost of Operation | 19.4728 | 19.6597 | 19.3425 | 19.0384 | 18.5297 | 18.0264 | 17.5209 | 17.0584 | 16.5987 | 16.1958 | 15.7943 | 15.4039 | 15.0214 | 14.6534 | 14.2928 | 13.9395 | 13.5978 | 13.2705 | 12.9513 | 12.6514 | 12.3638 | 12.0858 | 0 | 0 | 0 | 0 | 0 | 0 | 0 | 0
F5_Industrial_Wood and Lumber Products_Existing_Space Heating_Natural Gas_Boiler_E2 | F5 | Industrial | Wood and Lumber Products | Existing | Space Heating | Natural Gas | Boiler | E2 | Utility - Cost of Operation | 18.3269 | 18.5028 | 18.2043 | 17.9181 | 17.4393 | 16.9657 | 16.4899 | 16.0546 | 15.6219 | 15.2428 | 14.8649 | 14.4975 | 14.1375 | 13.7911 | 13.4518 | 13.1192 | 12.7976 | 12.4896 | 12.1892 | 11.9069 | 11.6362 | 11.3746 | 0 | 0 | 0 | 0 | 0 | 0 | 0 | 0
F5_Industrial_Wood and Lumber Products_Existing_Space Heating_Natural Gas_Boiler_E3 | F5 | Industrial | Wood and Lumber Products | Existing | Space Heating | Natural Gas | Boiler | E3 | Utility - Cost of Operation | 16.0598 | 16.2139 | 15.9523 | 15.7015 | 15.2819 | 14.8669 | 14.4499 | 14.0685 | 13.6894 | 13.3571 | 13.026 | 12.704 | 12.3886 | 12.085 | 11.7877 | 11.4963 | 11.2145 | 10.9446 | 10.6813 | 10.434 | 10.1968 | 9.9675 | 0 | 0 | 0 | 0 | 0 | 0 | 0 | 0
F5_Industrial_Wood and Lumber Products_Existing_Space Heating_Natural Gas_Boiler_E4 | F5 | Industrial | Wood and Lumber Products | Existing | Space Heating | Natural Gas | Boiler | E4 | Utility - Cost of Operation | 11.9143 | 12.1697 | 12.008 | 11.8536 | 11.5281 | 11.2041 | 10.8751 | 10.5785 | 10.2817 | 10.029 | 9.7753 | 9.5291 | 9.2876 | 9.0563 | 8.8295 | 8.607 | 8.3922 | 8.187 | 7.9858 | 7.7975 | 7.6161 | 7.4389 | 0 | 0 | 0 | 0 | 0 | 0 | 0 | 0
F5_Industrial_Wood and Lumber Products_Existing_Space Heating_Natural Gas_Boiler_E5 | F5 | Industrial | Wood and Lumber Products | Existing | Space Heating | Natural Gas | Boiler | E5 | Utility - Cost of Operation | 0 | 0 | 0 | 0 | 0 | 0 | 0 | 0 | 0 | 0 | 0 | 0 | 0 | 0 | 0 | 0 | 0 | 0 | 0 | 0 | 0 | 0 | 0 | 0 | 0 | 0 | 0 | 0 | 0 | 0
F5_Industrial_Wood and Lumber Products_Existing_Space Heating_Natural Gas_Boiler_E6 | F5 | Industrial | Wood and Lumber Products | Existing | Space Heating | Natural Gas | Boiler | E6 | Utility - Cost of Operation | 0 | 0 | 0 | 0 | 0 | 0 | 0 | 0 | 0 | 0 | 0 | 0 | 0 | 0 | 0 | 0 | 0 | 0 | 0 | 0 | 0 | 0 | 0 | 0 | 0 | 0 | 0 | 0 | 0 | 0
F5_Industrial_Wood and Lumber Products_Existing_Space Heating_Natural Gas_Boiler_E7 | F5 | Industrial | Wood and Lumber Products | Existing | Space Heating | Natural Gas | Boiler | E7 | Utility - Cost of Operation | 0 | 0 | 0 | 0 | 0 | 0 | 0 | 0 | 0 | 0 | 0 | 0 | 0 | 0 | 0 | 0 | 0 | 0 | 0 | 0 | 0 | 0 | 0 | 0 | 0 | 0 | 0 | 0 | 0 | 0
F5_Industrial_Wood and Lumber Products_Existing_Space Heating_Natural Gas_Boiler_E8 | F5 | Industrial | Wood and Lumber Products | Existing | Space Heating | Natural Gas | Boiler | E8 | Utility - Cost of Operation | 0 | 0 | 0 | 0 | 0 | 0 | 0 | 0 | 0 | 0 | 0 | 0 | 0 | 0 | 0 | 0 | 0 | 0 | 0 | 0 | 0 | 0 | 0 | 0 | 0 | 0 | 0 | 0 | 0 | 0
F5_Industrial_Wood and Lumber Products_Existing_Space Heating_Natural Gas_Boiler_E9 | F5 | Industrial | Wood and Lumber Products | Existing | Space Heating | Natural Gas | Boiler | E9 | Utility - Cost of Operation | 0 | 0 | 0 | 0 | 0 | 0 | 0 | 0 | 0 | 0 | 0 | 0 | 0 | 0 | 0 | 0 | 0 | 0 | 0 | 0 | 0 | 0 | 0 | 0 | 0 | 0 | 0 | 0 | 0 | 0
F5_Industrial_Wood and Lumber Products_Existing_Space Heating_Natural Gas_Boiler_E10 | F5 | Industrial | Wood and Lumber Products | Existing | Space Heating | Natural Gas | Boiler | E10 | Utility - Cost of Operation | 0 | 0 | 0 | 0 | 0 | 0 | 0 | 0 | 0 | 0 | 0 | 0 | 0 | 0 | 0 | 0 | 0 | 0 | 0 | 0 | 0 | 0 | 0 | 0 | 0 | 0 | 0 | 0 | 0 | 0
F6_Industrial_Wood and Lumber Products_Existing_Space Heating_Natural Gas_Boiler_E1 | F6 | Industrial | Wood and Lumber Products | Existing | Space Heating | Natural Gas | Boiler | E1 | Utility - Value of Sales | 23.3297 | 23.5536 | 23.1736 | 22.8093 | 22.1997 | 21.5968 | 20.9911 | 20.437 | 19.8863 | 19.4036 | 18.9226 | 18.4549 | 17.9966 | 17.5557 | 17.1237 | 16.7004 | 16.291 | 15.8989 | 15.5165 | 15.1572 | 14.8126 | 14.4796 | 0 | 0 | 0 | 0 | 0 | 0 | 0 | 0
F6_Industrial_Wood and Lumber Products_Existing_Space Heating_Natural Gas_Boiler_E2 | F6 | Industrial | Wood and Lumber Products | Existing | Space Heating | Natural Gas | Boiler | E2 | Utility - Value of Sales | 21.9568 | 22.1676 | 21.81 | 21.4671 | 20.8934 | 20.326 | 19.7559 | 19.2344 | 18.7161 | 18.2618 | 17.8091 | 17.3689 | 16.9376 | 16.5226 | 16.1161 | 15.7177 | 15.3324 | 14.9634 | 14.6034 | 14.2653 | 13.941 | 13.6275 | 0 | 0 | 0 | 0 | 0 | 0 | 0 | 0
F6_Industrial_Wood and Lumber Products_Existing_Space Heating_Natural Gas_Boiler_E3 | F6 | Industrial | Wood and Lumber Products | Existing | Space Heating | Natural Gas | Boiler | E3 | Utility - Value of Sales | 19.2406 | 19.4253 | 19.1119 | 18.8114 | 18.3087 | 17.8115 | 17.312 | 16.855 | 16.4008 | 16.0027 | 15.606 | 15.2202 | 14.8423 | 14.4787 | 14.1224 | 13.7733 | 13.4357 | 13.1123 | 12.7969 | 12.5006 | 12.2164 | 11.9417 | 0 | 0 | 0 | 0 | 0 | 0 | 0 | 0
F6_Industrial_Wood and Lumber Products_Existing_Space Heating_Natural Gas_Boiler_E4 | F6 | Industrial | Wood and Lumber Products | Existing | Space Heating | Natural Gas | Boiler | E4 | Utility - Value of Sales | 14.2741 | 14.5801 | 14.3864 | 14.2013 | 13.8114 | 13.4232 | 13.0291 | 12.6737 | 12.3181 | 12.0154 | 11.7115 | 11.4165 | 11.1272 | 10.8501 | 10.5784 | 10.3118 | 10.0544 | 9.8085 | 9.5675 | 9.342 | 9.1246 | 8.9123 | 0 | 0 | 0 | 0 | 0 | 0 | 0 | 0
F6_Industrial_Wood and Lumber Products_Existing_Space Heating_Natural Gas_Boiler_E5 | F6 | Industrial | Wood and Lumber Products | Existing | Space Heating | Natural Gas | Boiler | E5 | Utility - Value of Sales | 0 | 0 | 0 | 0 | 0 | 0 | 0 | 0 | 0 | 0 | 0 | 0 | 0 | 0 | 0 | 0 | 0 | 0 | 0 | 0 | 0 | 0 | 0 | 0 | 0 | 0 | 0 | 0 | 0 | 0
F6_Industrial_Wood and Lumber Products_Existing_Space Heating_Natural Gas_Boiler_E6 | F6 | Industrial | Wood and Lumber Products | Existing | Space Heating | Natural Gas | Boiler | E6 | Utility - Value of Sales | 0 | 0 | 0 | 0 | 0 | 0 | 0 | 0 | 0 | 0 | 0 | 0 | 0 | 0 | 0 | 0 | 0 | 0 | 0 | 0 | 0 | 0 | 0 | 0 | 0 | 0 | 0 | 0 | 0 | 0
F6_Industrial_Wood and Lumber Products_Existing_Space Heating_Natural Gas_Boiler_E7 | F6 | Industrial | Wood and Lumber Products | Existing | Space Heating | Natural Gas | Boiler | E7 | Utility - Value of Sales | 0 | 0 | 0 | 0 | 0 | 0 | 0 | 0 | 0 | 0 | 0 | 0 | 0 | 0 | 0 | 0 | 0 | 0 | 0 | 0 | 0 | 0 | 0 | 0 | 0 | 0 | 0 | 0 | 0 | 0
F6_Industrial_Wood and Lumber Products_Existing_Space Heating_Natural Gas_Boiler_E8 | F6 | Industrial | Wood and Lumber Products | Existing | Space Heating | Natural Gas | Boiler | E8 | Utility - Value of Sales | 0 | 0 | 0 | 0 | 0 | 0 | 0 | 0 | 0 | 0 | 0 | 0 | 0 | 0 | 0 | 0 | 0 | 0 | 0 | 0 | 0 | 0 | 0 | 0 | 0 | 0 | 0 | 0 | 0 | 0
F6_Industrial_Wood and Lumber Products_Existing_Space Heating_Natural Gas_Boiler_E9 | F6 | Industrial | Wood and Lumber Products | Existing | Space Heating | Natural Gas | Boiler | E9 | Utility - Value of Sales | 0 | 0 | 0 | 0 | 0 | 0 | 0 | 0 | 0 | 0 | 0 | 0 | 0 | 0 | 0 | 0 | 0 | 0 | 0 | 0 | 0 | 0 | 0 | 0 | 0 | 0 | 0 | 0 | 0 | 0
F6_Industrial_Wood and Lumber Products_Existing_Space Heating_Natural Gas_Boiler_E10 | F6 | Industrial | Wood and Lumber Products | Existing | Space Heating | Natural Gas | Boiler | E10 | Utility - Value of Sales | 0 | 0 | 0 | 0 | 0 | 0 | 0 | 0 | 0 | 0 | 0 | 0 | 0 | 0 | 0 | 0 | 0 | 0 | 0 | 0 | 0 | 0 | 0 | 0 | 0 | 0 | 0 | 0 | 0 | 0
F1_Industrial_Wood and Lumber Products_Existing_Space Heating_Natural Gas_Unit Heater_E1 | F1 | Industrial | Wood and Lumber Products | Existing | Space Heating | Natural Gas | Unit Heater | E1 | Participant - Cost of Equipment | 40.4273 | 40.4273 | 40.4273 | 40.4273 | 40.4273 | 40.4273 | 40.4273 | 40.4273 | 40.4273 | 40.4273 | 40.4273 | 40.4273 | 40.4273 | 40.4273 | 40.4273 | 40.4273 | 40.4273 | 40.4273 | 40.4273 | 40.4273 | 40.4273 | 40.4273 | 0 | 0 | 0 | 0 | 0 | 0 | 0 | 0
F1_Industrial_Wood and Lumber Products_Existing_Space Heating_Natural Gas_Unit Heater_E2 | F1 | Industrial | Wood and Lumber Products | Existing | Space Heating | Natural Gas | Unit Heater | E2 | Participant - Cost of Equipment | 88.6631 | 88.6631 | 88.6631 | 88.6631 | 88.6631 | 88.6631 | 88.6631 | 88.6631 | 88.6631 | 88.6631 | 88.6631 | 88.6631 | 88.6631 | 88.6631 | 88.6631 | 88.6631 | 88.6631 | 88.6631 | 88.6631 | 88.6631 | 88.6631 | 88.6631 | 0 | 0 | 0 | 0 | 0 | 0 | 0 | 0
F1_Industrial_Wood and Lumber Products_Existing_Space Heating_Natural Gas_Unit Heater_E3 | F1 | Industrial | Wood and Lumber Products | Existing | Space Heating | Natural Gas | Unit Heater | E3 | Participant - Cost of Equipment | 47.2645 | 47.2645 | 47.2645 | 47.2645 | 47.2645 | 47.2645 | 47.2645 | 47.2645 | 47.2645 | 47.2645 | 47.2645 | 47.2645 | 47.2645 | 47.2645 | 47.2645 | 47.2645 | 47.2645 | 47.2645 | 47.2645 | 47.2645 | 47.2645 | 47.2645 | 0 | 0 | 0 | 0 | 0 | 0 | 0 | 0
F1_Industrial_Wood and Lumber Products_Existing_Space Heating_Natural Gas_Unit Heater_E4 | F1 | Industrial | Wood and Lumber Products | Existing | Space Heating | Natural Gas | Unit Heater | E4 | Participant - Cost of Equipment | 0 | 0 | 0 | 0 | 0 | 0 | 0 | 0 | 0 | 0 | 0 | 0 | 0 | 0 | 0 | 0 | 0 | 0 | 0 | 0 | 0 | 0 | 0 | 0 | 0 | 0 | 0 | 0 | 0 | 0
F1_Industrial_Wood and Lumber Products_Existing_Space Heating_Natural Gas_Unit Heater_E5 | F1 | Industrial | Wood and Lumber Products | Existing | Space Heating | Natural Gas | Unit Heater | E5 | Participant - Cost of Equipment | 0 | 0 | 0 | 0 | 0 | 0 | 0 | 0 | 0 | 0 | 0 | 0 | 0 | 0 | 0 | 0 | 0 | 0 | 0 | 0 | 0 | 0 | 0 | 0 | 0 | 0 | 0 | 0 | 0 | 0
F1_Industrial_Wood and Lumber Products_Existing_Space Heating_Natural Gas_Unit Heater_E6 | F1 | Industrial | Wood and Lumber Products | Existing | Space Heating | Natural Gas | Unit Heater | E6 | Participant - Cost of Equipment | 0 | 0 | 0 | 0 | 0 | 0 | 0 | 0 | 0 | 0 | 0 | 0 | 0 | 0 | 0 | 0 | 0 | 0 | 0 | 0 | 0 | 0 | 0 | 0 | 0 | 0 | 0 | 0 | 0 | 0
F1_Industrial_Wood and Lumber Products_Existing_Space Heating_Natural Gas_Unit Heater_E7 | F1 | Industrial | Wood and Lumber Products | Existing | Space Heating | Natural Gas | Unit Heater | E7 | Participant - Cost of Equipment | 0 | 0 | 0 | 0 | 0 | 0 | 0 | 0 | 0 | 0 | 0 | 0 | 0 | 0 | 0 | 0 | 0 | 0 | 0 | 0 | 0 | 0 | 0 | 0 | 0 | 0 | 0 | 0 | 0 | 0
F1_Industrial_Wood and Lumber Products_Existing_Space Heating_Natural Gas_Unit Heater_E8 | F1 | Industrial | Wood and Lumber Products | Existing | Space Heating | Natural Gas | Unit Heater | E8 | Participant - Cost of Equipment | 0 | 0 | 0 | 0 | 0 | 0 | 0 | 0 | 0 | 0 | 0 | 0 | 0 | 0 | 0 | 0 | 0 | 0 | 0 | 0 | 0 | 0 | 0 | 0 | 0 | 0 | 0 | 0 | 0 | 0
F1_Industrial_Wood and Lumber Products_Existing_Space Heating_Natural Gas_Unit Heater_E9 | F1 | Industrial | Wood and Lumber Products | Existing | Space Heating | Natural Gas | Unit Heater | E9 | Participant - Cost of Equipment | 0 | 0 | 0 | 0 | 0 | 0 | 0 | 0 | 0 | 0 | 0 | 0 | 0 | 0 | 0 | 0 | 0 | 0 | 0 | 0 | 0 | 0 | 0 | 0 | 0 | 0 | 0 | 0 | 0 | 0
F1_Industrial_Wood and Lumber Products_Existing_Space Heating_Natural Gas_Unit Heater_E10 | F1 | Industrial | Wood and Lumber Products | Existing | Space Heating | Natural Gas | Unit Heater | E10 | Participant - Cost of Equipment | 0 | 0 | 0 | 0 | 0 | 0 | 0 | 0 | 0 | 0 | 0 | 0 | 0 | 0 | 0 | 0 | 0 | 0 | 0 | 0 | 0 | 0 | 0 | 0 | 0 | 0 | 0 | 0 | 0 | 0
F2_Industrial_Wood and Lumber Products_Existing_Space Heating_Natural Gas_Unit Heater_E1 | F2 | Industrial | Wood and Lumber Products | Existing | Space Heating | Natural Gas | Unit Heater | E1 | Participant - Cost of Operation | 351.8142 | 361.9828 | 357.8756 | 353.9785 | 344.2125 | 334.4365 | 324.417 | 315.4409 | 306.4041 | 298.8198 | 291.1742 | 283.7573 | 276.4792 | 269.5272 | 262.7064 | 256.0107 | 249.5557 | 243.4087 | 237.38 | 231.7734 | 226.3802 | 221.1126 | 0 | 0 | 0 | 0 | 0 | 0 | 0 | 0
F2_Industrial_Wood and Lumber Products_Existing_Space Heating_Natural Gas_Unit Heater_E2 | F2 | Industrial | Wood and Lumber Products | Existing | Space Heating | Natural Gas | Unit Heater | E2 | Participant - Cost of Operation | 335.0689 | 344.7535 | 340.8417 | 337.1301 | 327.829 | 318.5183 | 308.9757 | 300.4268 | 291.8202 | 284.5969 | 277.3152 | 270.2513 | 263.3196 | 256.6984 | 250.2023 | 243.8254 | 237.6776 | 231.8231 | 226.0814 | 220.7417 | 215.6052 | 210.5882 | 0 | 0 | 0 | 0 | 0 | 0 | 0 | 0
F2_Industrial_Wood and Lumber Products_Existing_Space Heating_Natural Gas_Unit Heater_E3 | F2 | Industrial | Wood and Lumber Products | Existing | Space Heating | Natural Gas | Unit Heater | E3 | Participant - Cost of Operation | 291.3645 | 297.5558 | 293.5844 | 289.7945 | 281.8349 | 273.9047 | 265.8529 | 258.596 | 251.3293 | 245.1488 | 238.9513 | 232.9342 | 227.0329 | 221.3807 | 215.8382 | 210.4008 | 205.1503 | 200.1344 | 195.2177 | 190.616 | 186.1805 | 181.8483 | 0 | 0 | 0 | 0 | 0 | 0 | 0 | 0
F2_Industrial_Wood and Lumber Products_Existing_Space Heating_Natural Gas_Unit Heater_E4 | F2 | Industrial | Wood and Lumber Products | Existing | Space Heating | Natural Gas | Unit Heater | E4 | Participant - Cost of Operation | 0 | 0 | 0 | 0 | 0 | 0 | 0 | 0 | 0 | 0 | 0 | 0 | 0 | 0 | 0 | 0 | 0 | 0 | 0 | 0 | 0 | 0 | 0 | 0 | 0 | 0 | 0 | 0 | 0 | 0
F2_Industrial_Wood and Lumber Products_Existing_Space Heating_Natural Gas_Unit Heater_E5 | F2 | Industrial | Wood and Lumber Products | Existing | Space Heating | Natural Gas | Unit Heater | E5 | Participant - Cost of Operation | 0 | 0 | 0 | 0 | 0 | 0 | 0 | 0 | 0 | 0 | 0 | 0 | 0 | 0 | 0 | 0 | 0 | 0 | 0 | 0 | 0 | 0 | 0 | 0 | 0 | 0 | 0 | 0 | 0 | 0
F2_Industrial_Wood and Lumber Products_Existing_Space Heating_Natural Gas_Unit Heater_E6 | F2 | Industrial | Wood and Lumber Products | Existing | Space Heating | Natural Gas | Unit Heater | E6 | Participant - Cost of Operation | 0 | 0 | 0 | 0 | 0 | 0 | 0 | 0 | 0 | 0 | 0 | 0 | 0 | 0 | 0 | 0 | 0 | 0 | 0 | 0 | 0 | 0 | 0 | 0 | 0 | 0 | 0 | 0 | 0 | 0
F2_Industrial_Wood and Lumber Products_Existing_Space Heating_Natural Gas_Unit Heater_E7 | F2 | Industrial | Wood and Lumber Products | Existing | Space Heating | Natural Gas | Unit Heater | E7 | Participant - Cost of Operation | 0 | 0 | 0 | 0 | 0 | 0 | 0 | 0 | 0 | 0 | 0 | 0 | 0 | 0 | 0 | 0 | 0 | 0 | 0 | 0 | 0 | 0 | 0 | 0 | 0 | 0 | 0 | 0 | 0 | 0
F2_Industrial_Wood and Lumber Products_Existing_Space Heating_Natural Gas_Unit Heater_E8 | F2 | Industrial | Wood and Lumber Products | Existing | Space Heating | Natural Gas | Unit Heater | E8 | Participant - Cost of Operation | 0 | 0 | 0 | 0 | 0 | 0 | 0 | 0 | 0 | 0 | 0 | 0 | 0 | 0 | 0 | 0 | 0 | 0 | 0 | 0 | 0 | 0 | 0 | 0 | 0 | 0 | 0 | 0 | 0 | 0
F2_Industrial_Wood and Lumber Products_Existing_Space Heating_Natural Gas_Unit Heater_E9 | F2 | Industrial | Wood and Lumber Products | Existing | Space Heating | Natural Gas | Unit Heater | E9 | Participant - Cost of Operation | 0 | 0 | 0 | 0 | 0 | 0 | 0 | 0 | 0 | 0 | 0 | 0 | 0 | 0 | 0 | 0 | 0 | 0 | 0 | 0 | 0 | 0 | 0 | 0 | 0 | 0 | 0 | 0 | 0 | 0
F2_Industrial_Wood and Lumber Products_Existing_Space Heating_Natural Gas_Unit Heater_E10 | F2 | Industrial | Wood and Lumber Products | Existing | Space Heating | Natural Gas | Unit Heater | E10 | Participant - Cost of Operation | 0 | 0 | 0 | 0 | 0 | 0 | 0 | 0 | 0 | 0 | 0 | 0 | 0 | 0 | 0 | 0 | 0 | 0 | 0 | 0 | 0 | 0 | 0 | 0 | 0 | 0 | 0 | 0 | 0 | 0
F3_Industrial_Wood and Lumber Products_Existing_Space Heating_Natural Gas_Unit Heater_E1 | F3 | Industrial | Wood and Lumber Products | Existing | Space Heating | Natural Gas | Unit Heater | E1 | System - kBTUs of Conusmption | 53135.3479 | 53135.3479 | 53135.3479 | 53135.3479 | 53135.3479 | 53135.3479 | 53135.3479 | 53135.3479 | 53135.3479 | 53135.3479 | 53135.3479 | 53135.3479 | 53135.3479 | 53135.3479 | 53135.3479 | 53135.3479 | 53135.3479 | 53135.3479 | 53135.3479 | 53135.3479 | 53135.3479 | 53135.3479 | 0 | 0 | 0 | 0 | 0 | 0 | 0 | 0
F3_Industrial_Wood and Lumber Products_Existing_Space Heating_Natural Gas_Unit Heater_E2 | F3 | Industrial | Wood and Lumber Products | Existing | Space Heating | Natural Gas | Unit Heater | E2 | System - kBTUs of Conusmption | 50606.258 | 50606.258 | 50606.258 | 50606.258 | 50606.258 | 50606.258 | 50606.258 | 50606.258 | 50606.258 | 50606.258 | 50606.258 | 50606.258 | 50606.258 | 50606.258 | 50606.258 | 50606.258 | 50606.258 | 50606.258 | 50606.258 | 50606.258 | 50606.258 | 50606.258 | 0 | 0 | 0 | 0 | 0 | 0 | 0 | 0
F3_Industrial_Wood and Lumber Products_Existing_Space Heating_Natural Gas_Unit Heater_E3 | F3 | Industrial | Wood and Lumber Products | Existing | Space Heating | Natural Gas | Unit Heater | E3 | System - kBTUs of Conusmption | 45165.0457 | 45165.0457 | 45165.0457 | 45165.0457 | 45165.0457 | 45165.0457 | 45165.0457 | 45165.0457 | 45165.0457 | 45165.0457 | 45165.0457 | 45165.0457 | 45165.0457 | 45165.0457 | 45165.0457 | 45165.0457 | 45165.0457 | 45165.0457 | 45165.0457 | 45165.0457 | 45165.0457 | 45165.0457 | 0 | 0 | 0 | 0 | 0 | 0 | 0 | 0
F3_Industrial_Wood and Lumber Products_Existing_Space Heating_Natural Gas_Unit Heater_E4 | F3 | Industrial | Wood and Lumber Products | Existing | Space Heating | Natural Gas | Unit Heater | E4 | System - kBTUs of Conusmption | 0 | 0 | 0 | 0 | 0 | 0 | 0 | 0 | 0 | 0 | 0 | 0 | 0 | 0 | 0 | 0 | 0 | 0 | 0 | 0 | 0 | 0 | 0 | 0 | 0 | 0 | 0 | 0 | 0 | 0
F3_Industrial_Wood and Lumber Products_Existing_Space Heating_Natural Gas_Unit Heater_E5 | F3 | Industrial | Wood and Lumber Products | Existing | Space Heating | Natural Gas | Unit Heater | E5 | System - kBTUs of Conusmption | 0 | 0 | 0 | 0 | 0 | 0 | 0 | 0 | 0 | 0 | 0 | 0 | 0 | 0 | 0 | 0 | 0 | 0 | 0 | 0 | 0 | 0 | 0 | 0 | 0 | 0 | 0 | 0 | 0 | 0
F3_Industrial_Wood and Lumber Products_Existing_Space Heating_Natural Gas_Unit Heater_E6 | F3 | Industrial | Wood and Lumber Products | Existing | Space Heating | Natural Gas | Unit Heater | E6 | System - kBTUs of Conusmption | 0 | 0 | 0 | 0 | 0 | 0 | 0 | 0 | 0 | 0 | 0 | 0 | 0 | 0 | 0 | 0 | 0 | 0 | 0 | 0 | 0 | 0 | 0 | 0 | 0 | 0 | 0 | 0 | 0 | 0
F3_Industrial_Wood and Lumber Products_Existing_Space Heating_Natural Gas_Unit Heater_E7 | F3 | Industrial | Wood and Lumber Products | Existing | Space Heating | Natural Gas | Unit Heater | E7 | System - kBTUs of Conusmption | 0 | 0 | 0 | 0 | 0 | 0 | 0 | 0 | 0 | 0 | 0 | 0 | 0 | 0 | 0 | 0 | 0 | 0 | 0 | 0 | 0 | 0 | 0 | 0 | 0 | 0 | 0 | 0 | 0 | 0
F3_Industrial_Wood and Lumber Products_Existing_Space Heating_Natural Gas_Unit Heater_E8 | F3 | Industrial | Wood and Lumber Products | Existing | Space Heating | Natural Gas | Unit Heater | E8 | System - kBTUs of Conusmption | 0 | 0 | 0 | 0 | 0 | 0 | 0 | 0 | 0 | 0 | 0 | 0 | 0 | 0 | 0 | 0 | 0 | 0 | 0 | 0 | 0 | 0 | 0 | 0 | 0 | 0 | 0 | 0 | 0 | 0
F3_Industrial_Wood and Lumber Products_Existing_Space Heating_Natural Gas_Unit Heater_E9 | F3 | Industrial | Wood and Lumber Products | Existing | Space Heating | Natural Gas | Unit Heater | E9 | System - kBTUs of Conusmption | 0 | 0 | 0 | 0 | 0 | 0 | 0 | 0 | 0 | 0 | 0 | 0 | 0 | 0 | 0 | 0 | 0 | 0 | 0 | 0 | 0 | 0 | 0 | 0 | 0 | 0 | 0 | 0 | 0 | 0
F3_Industrial_Wood and Lumber Products_Existing_Space Heating_Natural Gas_Unit Heater_E10 | F3 | Industrial | Wood and Lumber Products | Existing | Space Heating | Natural Gas | Unit Heater | E10 | System - kBTUs of Conusmption | 0 | 0 | 0 | 0 | 0 | 0 | 0 | 0 | 0 | 0 | 0 | 0 | 0 | 0 | 0 | 0 | 0 | 0 | 0 | 0 | 0 | 0 | 0 | 0 | 0 | 0 | 0 | 0 | 0 | 0
F4_Industrial_Wood and Lumber Products_Existing_Space Heating_Natural Gas_Unit Heater_E1 | F4 | Industrial | Wood and Lumber Products | Existing | Space Heating | Natural Gas | Unit Heater | E1 | Utility - Cost of Equipment | 40.4273 | 40.4273 | 40.4273 | 40.4273 | 40.4273 | 40.4273 | 40.4273 | 40.4273 | 40.4273 | 40.4273 | 40.4273 | 40.4273 | 40.4273 | 40.4273 | 40.4273 | 40.4273 | 40.4273 | 40.4273 | 40.4273 | 40.4273 | 40.4273 | 40.4273 | 0 | 0 | 0 | 0 | 0 | 0 | 0 | 0
F4_Industrial_Wood and Lumber Products_Existing_Space Heating_Natural Gas_Unit Heater_E2 | F4 | Industrial | Wood and Lumber Products | Existing | Space Heating | Natural Gas | Unit Heater | E2 | Utility - Cost of Equipment | 88.6631 | 88.6631 | 88.6631 | 88.6631 | 88.6631 | 88.6631 | 88.6631 | 88.6631 | 88.6631 | 88.6631 | 88.6631 | 88.6631 | 88.6631 | 88.6631 | 88.6631 | 88.6631 | 88.6631 | 88.6631 | 88.6631 | 88.6631 | 88.6631 | 88.6631 | 0 | 0 | 0 | 0 | 0 | 0 | 0 | 0
F4_Industrial_Wood and Lumber Products_Existing_Space Heating_Natural Gas_Unit Heater_E3 | F4 | Industrial | Wood and Lumber Products | Existing | Space Heating | Natural Gas | Unit Heater | E3 | Utility - Cost of Equipment | 47.2645 | 47.2645 | 47.2645 | 47.2645 | 47.2645 | 47.2645 | 47.2645 | 47.2645 | 47.2645 | 47.2645 | 47.2645 | 47.2645 | 47.2645 | 47.2645 | 47.2645 | 47.2645 | 47.2645 | 47.2645 | 47.2645 | 47.2645 | 47.2645 | 47.2645 | 0 | 0 | 0 | 0 | 0 | 0 | 0 | 0
F4_Industrial_Wood and Lumber Products_Existing_Space Heating_Natural Gas_Unit Heater_E4 | F4 | Industrial | Wood and Lumber Products | Existing | Space Heating | Natural Gas | Unit Heater | E4 | Utility - Cost of Equipment | 0 | 0 | 0 | 0 | 0 | 0 | 0 | 0 | 0 | 0 | 0 | 0 | 0 | 0 | 0 | 0 | 0 | 0 | 0 | 0 | 0 | 0 | 0 | 0 | 0 | 0 | 0 | 0 | 0 | 0
F4_Industrial_Wood and Lumber Products_Existing_Space Heating_Natural Gas_Unit Heater_E5 | F4 | Industrial | Wood and Lumber Products | Existing | Space Heating | Natural Gas | Unit Heater | E5 | Utility - Cost of Equipment | 0 | 0 | 0 | 0 | 0 | 0 | 0 | 0 | 0 | 0 | 0 | 0 | 0 | 0 | 0 | 0 | 0 | 0 | 0 | 0 | 0 | 0 | 0 | 0 | 0 | 0 | 0 | 0 | 0 | 0
F4_Industrial_Wood and Lumber Products_Existing_Space Heating_Natural Gas_Unit Heater_E6 | F4 | Industrial | Wood and Lumber Products | Existing | Space Heating | Natural Gas | Unit Heater | E6 | Utility - Cost of Equipment | 0 | 0 | 0 | 0 | 0 | 0 | 0 | 0 | 0 | 0 | 0 | 0 | 0 | 0 | 0 | 0 | 0 | 0 | 0 | 0 | 0 | 0 | 0 | 0 | 0 | 0 | 0 | 0 | 0 | 0
F4_Industrial_Wood and Lumber Products_Existing_Space Heating_Natural Gas_Unit Heater_E7 | F4 | Industrial | Wood and Lumber Products | Existing | Space Heating | Natural Gas | Unit Heater | E7 | Utility - Cost of Equipment | 0 | 0 | 0 | 0 | 0 | 0 | 0 | 0 | 0 | 0 | 0 | 0 | 0 | 0 | 0 | 0 | 0 | 0 | 0 | 0 | 0 | 0 | 0 | 0 | 0 | 0 | 0 | 0 | 0 | 0
F4_Industrial_Wood and Lumber Products_Existing_Space Heating_Natural Gas_Unit Heater_E8 | F4 | Industrial | Wood and Lumber Products | Existing | Space Heating | Natural Gas | Unit Heater | E8 | Utility - Cost of Equipment | 0 | 0 | 0 | 0 | 0 | 0 | 0 | 0 | 0 | 0 | 0 | 0 | 0 | 0 | 0 | 0 | 0 | 0 | 0 | 0 | 0 | 0 | 0 | 0 | 0 | 0 | 0 | 0 | 0 | 0
F4_Industrial_Wood and Lumber Products_Existing_Space Heating_Natural Gas_Unit Heater_E9 | F4 | Industrial | Wood and Lumber Products | Existing | Space Heating | Natural Gas | Unit Heater | E9 | Utility - Cost of Equipment | 0 | 0 | 0 | 0 | 0 | 0 | 0 | 0 | 0 | 0 | 0 | 0 | 0 | 0 | 0 | 0 | 0 | 0 | 0 | 0 | 0 | 0 | 0 | 0 | 0 | 0 | 0 | 0 | 0 | 0
F4_Industrial_Wood and Lumber Products_Existing_Space Heating_Natural Gas_Unit Heater_E10 | F4 | Industrial | Wood and Lumber Products | Existing | Space Heating | Natural Gas | Unit Heater | E10 | Utility - Cost of Equipment | 0 | 0 | 0 | 0 | 0 | 0 | 0 | 0 | 0 | 0 | 0 | 0 | 0 | 0 | 0 | 0 | 0 | 0 | 0 | 0 | 0 | 0 | 0 | 0 | 0 | 0 | 0 | 0 | 0 | 0
F5_Industrial_Wood and Lumber Products_Existing_Space Heating_Natural Gas_Unit Heater_E1 | F5 | Industrial | Wood and Lumber Products | Existing | Space Heating | Natural Gas | Unit Heater | E1 | Utility - Cost of Operation | 293.652 | 302.1395 | 298.7113 | 295.4585 | 287.307 | 279.1472 | 270.7841 | 263.292 | 255.7492 | 249.4187 | 243.0371 | 236.8463 | 230.7714 | 224.9687 | 219.2755 | 213.6868 | 208.2989 | 203.1682 | 198.1362 | 193.4564 | 188.9549 | 184.558 | 0 | 0 | 0 | 0 | 0 | 0 | 0 | 0
F5_Industrial_Wood and Lumber Products_Existing_Space Heating_Natural Gas_Unit Heater_E2 | F5 | Industrial | Wood and Lumber Products | Existing | Space Heating | Natural Gas | Unit Heater | E2 | Utility - Cost of Operation | 279.675 | 287.7586 | 284.4935 | 281.3955 | 273.632 | 265.8606 | 257.8956 | 250.76 | 243.5762 | 237.5471 | 231.4692 | 225.5731 | 219.7873 | 214.2608 | 208.8386 | 203.5159 | 198.3845 | 193.4979 | 188.7055 | 184.2485 | 179.9612 | 175.7736 | 0 | 0 | 0 | 0 | 0 | 0 | 0 | 0
F5_Industrial_Wood and Lumber Products_Existing_Space Heating_Natural Gas_Unit Heater_E3 | F5 | Industrial | Wood and Lumber Products | Existing | Space Heating | Natural Gas | Unit Heater | E3 | Utility - Cost of Operation | 243.1959 | 248.3636 | 245.0488 | 241.8854 | 235.2417 | 228.6226 | 221.9019 | 215.8447 | 209.7793 | 204.6206 | 199.4477 | 194.4253 | 189.4997 | 184.7819 | 180.1557 | 175.6172 | 171.2347 | 167.048 | 162.9441 | 159.1032 | 155.401 | 151.785 | 0 | 0 | 0 | 0 | 0 | 0 | 0 | 0
F5_Industrial_Wood and Lumber Products_Existing_Space Heating_Natural Gas_Unit Heater_E4 | F5 | Industrial | Wood and Lumber Products | Existing | Space Heating | Natural Gas | Unit Heater | E4 | Utility - Cost of Operation | 0 | 0 | 0 | 0 | 0 | 0 | 0 | 0 | 0 | 0 | 0 | 0 | 0 | 0 | 0 | 0 | 0 | 0 | 0 | 0 | 0 | 0 | 0 | 0 | 0 | 0 | 0 | 0 | 0 | 0
F5_Industrial_Wood and Lumber Products_Existing_Space Heating_Natural Gas_Unit Heater_E5 | F5 | Industrial | Wood and Lumber Products | Existing | Space Heating | Natural Gas | Unit Heater | E5 | Utility - Cost of Operation | 0 | 0 | 0 | 0 | 0 | 0 | 0 | 0 | 0 | 0 | 0 | 0 | 0 | 0 | 0 | 0 | 0 | 0 | 0 | 0 | 0 | 0 | 0 | 0 | 0 | 0 | 0 | 0 | 0 | 0
F5_Industrial_Wood and Lumber Products_Existing_Space Heating_Natural Gas_Unit Heater_E6 | F5 | Industrial | Wood and Lumber Products | Existing | Space Heating | Natural Gas | Unit Heater | E6 | Utility - Cost of Operation | 0 | 0 | 0 | 0 | 0 | 0 | 0 | 0 | 0 | 0 | 0 | 0 | 0 | 0 | 0 | 0 | 0 | 0 | 0 | 0 | 0 | 0 | 0 | 0 | 0 | 0 | 0 | 0 | 0 | 0
F5_Industrial_Wood and Lumber Products_Existing_Space Heating_Natural Gas_Unit Heater_E7 | F5 | Industrial | Wood and Lumber Products | Existing | Space Heating | Natural Gas | Unit Heater | E7 | Utility - Cost of Operation | 0 | 0 | 0 | 0 | 0 | 0 | 0 | 0 | 0 | 0 | 0 | 0 | 0 | 0 | 0 | 0 | 0 | 0 | 0 | 0 | 0 | 0 | 0 | 0 | 0 | 0 | 0 | 0 | 0 | 0
F5_Industrial_Wood and Lumber Products_Existing_Space Heating_Natural Gas_Unit Heater_E8 | F5 | Industrial | Wood and Lumber Products | Existing | Space Heating | Natural Gas | Unit Heater | E8 | Utility - Cost of Operation | 0 | 0 | 0 | 0 | 0 | 0 | 0 | 0 | 0 | 0 | 0 | 0 | 0 | 0 | 0 | 0 | 0 | 0 | 0 | 0 | 0 | 0 | 0 | 0 | 0 | 0 | 0 | 0 | 0 | 0
F5_Industrial_Wood and Lumber Products_Existing_Space Heating_Natural Gas_Unit Heater_E9 | F5 | Industrial | Wood and Lumber Products | Existing | Space Heating | Natural Gas | Unit Heater | E9 | Utility - Cost of Operation | 0 | 0 | 0 | 0 | 0 | 0 | 0 | 0 | 0 | 0 | 0 | 0 | 0 | 0 | 0 | 0 | 0 | 0 | 0 | 0 | 0 | 0 | 0 | 0 | 0 | 0 | 0 | 0 | 0 | 0
F5_Industrial_Wood and Lumber Products_Existing_Space Heating_Natural Gas_Unit Heater_E10 | F5 | Industrial | Wood and Lumber Products | Existing | Space Heating | Natural Gas | Unit Heater | E10 | Utility - Cost of Operation | 0 | 0 | 0 | 0 | 0 | 0 | 0 | 0 | 0 | 0 | 0 | 0 | 0 | 0 | 0 | 0 | 0 | 0 | 0 | 0 | 0 | 0 | 0 | 0 | 0 | 0 | 0 | 0 | 0 | 0
F6_Industrial_Wood and Lumber Products_Existing_Space Heating_Natural Gas_Unit Heater_E1 | F6 | Industrial | Wood and Lumber Products | Existing | Space Heating | Natural Gas | Unit Heater | E1 | Utility - Value of Sales | 351.8142 | 361.9828 | 357.8756 | 353.9785 | 344.2125 | 334.4365 | 324.417 | 315.4409 | 306.4041 | 298.8198 | 291.1742 | 283.7573 | 276.4792 | 269.5272 | 262.7064 | 256.0107 | 249.5557 | 243.4087 | 237.38 | 231.7734 | 226.3802 | 221.1126 | 0 | 0 | 0 | 0 | 0 | 0 | 0 | 0
F6_Industrial_Wood and Lumber Products_Existing_Space Heating_Natural Gas_Unit Heater_E2 | F6 | Industrial | Wood and Lumber Products | Existing | Space Heating | Natural Gas | Unit Heater | E2 | Utility - Value of Sales | 335.0689 | 344.7535 | 340.8417 | 337.1301 | 327.829 | 318.5183 | 308.9757 | 300.4268 | 291.8202 | 284.5969 | 277.3152 | 270.2513 | 263.3196 | 256.6984 | 250.2023 | 243.8254 | 237.6776 | 231.8231 | 226.0814 | 220.7417 | 215.6052 | 210.5882 | 0 | 0 | 0 | 0 | 0 | 0 | 0 | 0
F6_Industrial_Wood and Lumber Products_Existing_Space Heating_Natural Gas_Unit Heater_E3 | F6 | Industrial | Wood and Lumber Products | Existing | Space Heating | Natural Gas | Unit Heater | E3 | Utility - Value of Sales | 291.3645 | 297.5558 | 293.5844 | 289.7945 | 281.8349 | 273.9047 | 265.8529 | 258.596 | 251.3293 | 245.1488 | 238.9513 | 232.9342 | 227.0329 | 221.3807 | 215.8382 | 210.4008 | 205.1503 | 200.1344 | 195.2177 | 190.616 | 186.1805 | 181.8483 | 0 | 0 | 0 | 0 | 0 | 0 | 0 | 0
F6_Industrial_Wood and Lumber Products_Existing_Space Heating_Natural Gas_Unit Heater_E4 | F6 | Industrial | Wood and Lumber Products | Existing | Space Heating | Natural Gas | Unit Heater | E4 | Utility - Value of Sales | 0 | 0 | 0 | 0 | 0 | 0 | 0 | 0 | 0 | 0 | 0 | 0 | 0 | 0 | 0 | 0 | 0 | 0 | 0 | 0 | 0 | 0 | 0 | 0 | 0 | 0 | 0 | 0 | 0 | 0
F6_Industrial_Wood and Lumber Products_Existing_Space Heating_Natural Gas_Unit Heater_E5 | F6 | Industrial | Wood and Lumber Products | Existing | Space Heating | Natural Gas | Unit Heater | E5 | Utility - Value of Sales | 0 | 0 | 0 | 0 | 0 | 0 | 0 | 0 | 0 | 0 | 0 | 0 | 0 | 0 | 0 | 0 | 0 | 0 | 0 | 0 | 0 | 0 | 0 | 0 | 0 | 0 | 0 | 0 | 0 | 0
F6_Industrial_Wood and Lumber Products_Existing_Space Heating_Natural Gas_Unit Heater_E6 | F6 | Industrial | Wood and Lumber Products | Existing | Space Heating | Natural Gas | Unit Heater | E6 | Utility - Value of Sales | 0 | 0 | 0 | 0 | 0 | 0 | 0 | 0 | 0 | 0 | 0 | 0 | 0 | 0 | 0 | 0 | 0 | 0 | 0 | 0 | 0 | 0 | 0 | 0 | 0 | 0 | 0 | 0 | 0 | 0
F6_Industrial_Wood and Lumber Products_Existing_Space Heating_Natural Gas_Unit Heater_E7 | F6 | Industrial | Wood and Lumber Products | Existing | Space Heating | Natural Gas | Unit Heater | E7 | Utility - Value of Sales | 0 | 0 | 0 | 0 | 0 | 0 | 0 | 0 | 0 | 0 | 0 | 0 | 0 | 0 | 0 | 0 | 0 | 0 | 0 | 0 | 0 | 0 | 0 | 0 | 0 | 0 | 0 | 0 | 0 | 0
F6_Industrial_Wood and Lumber Products_Existing_Space Heating_Natural Gas_Unit Heater_E8 | F6 | Industrial | Wood and Lumber Products | Existing | Space Heating | Natural Gas | Unit Heater | E8 | Utility - Value of Sales | 0 | 0 | 0 | 0 | 0 | 0 | 0 | 0 | 0 | 0 | 0 | 0 | 0 | 0 | 0 | 0 | 0 | 0 | 0 | 0 | 0 | 0 | 0 | 0 | 0 | 0 | 0 | 0 | 0 | 0
F6_Industrial_Wood and Lumber Products_Existing_Space Heating_Natural Gas_Unit Heater_E9 | F6 | Industrial | Wood and Lumber Products | Existing | Space Heating | Natural Gas | Unit Heater | E9 | Utility - Value of Sales | 0 | 0 | 0 | 0 | 0 | 0 | 0 | 0 | 0 | 0 | 0 | 0 | 0 | 0 | 0 | 0 | 0 | 0 | 0 | 0 | 0 | 0 | 0 | 0 | 0 | 0 | 0 | 0 | 0 | 0
F6_Industrial_Wood and Lumber Products_Existing_Space Heating_Natural Gas_Unit Heater_E10 | F6 | Industrial | Wood and Lumber Products | Existing | Space Heating | Natural Gas | Unit Heater | E10 | Utility - Value of Sales | 0 | 0 | 0 | 0 | 0 | 0 | 0 | 0 | 0 | 0 | 0 | 0 | 0 | 0 | 0 | 0 | 0 | 0 | 0 | 0 | 0 | 0 | 0 | 0 | 0 | 0 | 0 | 0 | 0 | 0
F1_Industrial_Wood and Lumber Products_Existing_Process_Natural Gas_Process Boiler_E1 | F1 | Industrial | Wood and Lumber Products | Existing | Process | Natural Gas | Process Boiler | E1 | Participant - Cost of Equipment | 17.9486 | 17.9486 | 17.9486 | 17.9486 | 17.9486 | 17.9486 | 17.9486 | 17.9486 | 17.9486 | 17.9486 | 17.9486 | 17.9486 | 17.9486 | 17.9486 | 17.9486 | 17.9486 | 17.9486 | 17.9486 | 17.9486 | 17.9486 | 17.9486 | 17.9486 | 0 | 0 | 0 | 0 | 0 | 0 | 0 | 0
F1_Industrial_Wood and Lumber Products_Existing_Process_Natural Gas_Process Boiler_E2 | F1 | Industrial | Wood and Lumber Products | Existing | Process | Natural Gas | Process Boiler | E2 | Participant - Cost of Equipment | 0 | 0 | 0 | 0 | 0 | 0 | 0 | 0 | 0 | 0 | 0 | 0 | 0 | 0 | 0 | 0 | 0 | 0 | 0 | 0 | 0 | 0 | 0 | 0 | 0 | 0 | 0 | 0 | 0 | 0
F1_Industrial_Wood and Lumber Products_Existing_Process_Natural Gas_Process Boiler_E3 | F1 | Industrial | Wood and Lumber Products | Existing | Process | Natural Gas | Process Boiler | E3 | Participant - Cost of Equipment | 0 | 0 | 0 | 0 | 0 | 0 | 0 | 0 | 0 | 0 | 0 | 0 | 0 | 0 | 0 | 0 | 0 | 0 | 0 | 0 | 0 | 0 | 0 | 0 | 0 | 0 | 0 | 0 | 0 | 0
F1_Industrial_Wood and Lumber Products_Existing_Process_Natural Gas_Process Boiler_E4 | F1 | Industrial | Wood and Lumber Products | Existing | Process | Natural Gas | Process Boiler | E4 | Participant - Cost of Equipment | 0 | 0 | 0 | 0 | 0 | 0 | 0 | 0 | 0 | 0 | 0 | 0 | 0 | 0 | 0 | 0 | 0 | 0 | 0 | 0 | 0 | 0 | 0 | 0 | 0 | 0 | 0 | 0 | 0 | 0
F1_Industrial_Wood and Lumber Products_Existing_Process_Natural Gas_Process Boiler_E5 | F1 | Industrial | Wood and Lumber Products | Existing | Process | Natural Gas | Process Boiler | E5 | Participant - Cost of Equipment | 0 | 0 | 0 | 0 | 0 | 0 | 0 | 0 | 0 | 0 | 0 | 0 | 0 | 0 | 0 | 0 | 0 | 0 | 0 | 0 | 0 | 0 | 0 | 0 | 0 | 0 | 0 | 0 | 0 | 0
F1_Industrial_Wood and Lumber Products_Existing_Process_Natural Gas_Process Boiler_E6 | F1 | Industrial | Wood and Lumber Products | Existing | Process | Natural Gas | Process Boiler | E6 | Participant - Cost of Equipment | 0 | 0 | 0 | 0 | 0 | 0 | 0 | 0 | 0 | 0 | 0 | 0 | 0 | 0 | 0 | 0 | 0 | 0 | 0 | 0 | 0 | 0 | 0 | 0 | 0 | 0 | 0 | 0 | 0 | 0
F1_Industrial_Wood and Lumber Products_Existing_Process_Natural Gas_Process Boiler_E7 | F1 | Industrial | Wood and Lumber Products | Existing | Process | Natural Gas | Process Boiler | E7 | Participant - Cost of Equipment | 0 | 0 | 0 | 0 | 0 | 0 | 0 | 0 | 0 | 0 | 0 | 0 | 0 | 0 | 0 | 0 | 0 | 0 | 0 | 0 | 0 | 0 | 0 | 0 | 0 | 0 | 0 | 0 | 0 | 0
F1_Industrial_Wood and Lumber Products_Existing_Process_Natural Gas_Process Boiler_E8 | F1 | Industrial | Wood and Lumber Products | Existing | Process | Natural Gas | Process Boiler | E8 | Participant - Cost of Equipment | 0 | 0 | 0 | 0 | 0 | 0 | 0 | 0 | 0 | 0 | 0 | 0 | 0 | 0 | 0 | 0 | 0 | 0 | 0 | 0 | 0 | 0 | 0 | 0 | 0 | 0 | 0 | 0 | 0 | 0
F1_Industrial_Wood and Lumber Products_Existing_Process_Natural Gas_Process Boiler_E9 | F1 | Industrial | Wood and Lumber Products | Existing | Process | Natural Gas | Process Boiler | E9 | Participant - Cost of Equipment | 0 | 0 | 0 | 0 | 0 | 0 | 0 | 0 | 0 | 0 | 0 | 0 | 0 | 0 | 0 | 0 | 0 | 0 | 0 | 0 | 0 | 0 | 0 | 0 | 0 | 0 | 0 | 0 | 0 | 0
F1_Industrial_Wood and Lumber Products_Existing_Process_Natural Gas_Process Boiler_E10 | F1 | Industrial | Wood and Lumber Products | Existing | Process | Natural Gas | Process Boiler | E10 | Participant - Cost of Equipment | 0 | 0 | 0 | 0 | 0 | 0 | 0 | 0 | 0 | 0 | 0 | 0 | 0 | 0 | 0 | 0 | 0 | 0 | 0 | 0 | 0 | 0 | 0 | 0 | 0 | 0 | 0 | 0 | 0 | 0
F2_Industrial_Wood and Lumber Products_Existing_Process_Natural Gas_Process Boiler_E1 | F2 | Industrial | Wood and Lumber Products | Existing | Process | Natural Gas | Process Boiler | E1 | Participant - Cost of Operation | 172.4848 | 174.1405 | 171.331 | 168.6372 | 164.1307 | 159.6731 | 155.1951 | 151.0984 | 147.0266 | 143.4582 | 139.9014 | 136.4435 | 133.0554 | 129.7955 | 126.6019 | 123.472 | 120.4454 | 117.5466 | 114.7192 | 112.0627 | 109.5151 | 107.0527 | 0 | 0 | 0 | 0 | 0 | 0 | 0 | 0
F2_Industrial_Wood and Lumber Products_Existing_Process_Natural Gas_Process Boiler_E2 | F2 | Industrial | Wood and Lumber Products | Existing | Process | Natural Gas | Process Boiler | E2 | Participant - Cost of Operation | 0 | 0 | 0 | 0 | 0 | 0 | 0 | 0 | 0 | 0 | 0 | 0 | 0 | 0 | 0 | 0 | 0 | 0 | 0 | 0 | 0 | 0 | 0 | 0 | 0 | 0 | 0 | 0 | 0 | 0
F2_Industrial_Wood and Lumber Products_Existing_Process_Natural Gas_Process Boiler_E3 | F2 | Industrial | Wood and Lumber Products | Existing | Process | Natural Gas | Process Boiler | E3 | Participant - Cost of Operation | 0 | 0 | 0 | 0 | 0 | 0 | 0 | 0 | 0 | 0 | 0 | 0 | 0 | 0 | 0 | 0 | 0 | 0 | 0 | 0 | 0 | 0 | 0 | 0 | 0 | 0 | 0 | 0 | 0 | 0
F2_Industrial_Wood and Lumber Products_Existing_Process_Natural Gas_Process Boiler_E4 | F2 | Industrial | Wood and Lumber Products | Existing | Process | Natural Gas | Process Boiler | E4 | Participant - Cost of Operation | 0 | 0 | 0 | 0 | 0 | 0 | 0 | 0 | 0 | 0 | 0 | 0 | 0 | 0 | 0 | 0 | 0 | 0 | 0 | 0 | 0 | 0 | 0 | 0 | 0 | 0 | 0 | 0 | 0 | 0
F2_Industrial_Wood and Lumber Products_Existing_Process_Natural Gas_Process Boiler_E5 | F2 | Industrial | Wood and Lumber Products | Existing | Process | Natural Gas | Process Boiler | E5 | Participant - Cost of Operation | 0 | 0 | 0 | 0 | 0 | 0 | 0 | 0 | 0 | 0 | 0 | 0 | 0 | 0 | 0 | 0 | 0 | 0 | 0 | 0 | 0 | 0 | 0 | 0 | 0 | 0 | 0 | 0 | 0 | 0
F2_Industrial_Wood and Lumber Products_Existing_Process_Natural Gas_Process Boiler_E6 | F2 | Industrial | Wood and Lumber Products | Existing | Process | Natural Gas | Process Boiler | E6 | Participant - Cost of Operation | 0 | 0 | 0 | 0 | 0 | 0 | 0 | 0 | 0 | 0 | 0 | 0 | 0 | 0 | 0 | 0 | 0 | 0 | 0 | 0 | 0 | 0 | 0 | 0 | 0 | 0 | 0 | 0 | 0 | 0
F2_Industrial_Wood and Lumber Products_Existing_Process_Natural Gas_Process Boiler_E7 | F2 | Industrial | Wood and Lumber Products | Existing | Process | Natural Gas | Process Boiler | E7 | Participant - Cost of Operation | 0 | 0 | 0 | 0 | 0 | 0 | 0 | 0 | 0 | 0 | 0 | 0 | 0 | 0 | 0 | 0 | 0 | 0 | 0 | 0 | 0 | 0 | 0 | 0 | 0 | 0 | 0 | 0 | 0 | 0
F2_Industrial_Wood and Lumber Products_Existing_Process_Natural Gas_Process Boiler_E8 | F2 | Industrial | Wood and Lumber Products | Existing | Process | Natural Gas | Process Boiler | E8 | Participant - Cost of Operation | 0 | 0 | 0 | 0 | 0 | 0 | 0 | 0 | 0 | 0 | 0 | 0 | 0 | 0 | 0 | 0 | 0 | 0 | 0 | 0 | 0 | 0 | 0 | 0 | 0 | 0 | 0 | 0 | 0 | 0
F2_Industrial_Wood and Lumber Products_Existing_Process_Natural Gas_Process Boiler_E9 | F2 | Industrial | Wood and Lumber Products | Existing | Process | Natural Gas | Process Boiler | E9 | Participant - Cost of Operation | 0 | 0 | 0 | 0 | 0 | 0 | 0 | 0 | 0 | 0 | 0 | 0 | 0 | 0 | 0 | 0 | 0 | 0 | 0 | 0 | 0 | 0 | 0 | 0 | 0 | 0 | 0 | 0 | 0 | 0
F2_Industrial_Wood and Lumber Products_Existing_Process_Natural Gas_Process Boiler_E10 | F2 | Industrial | Wood and Lumber Products | Existing | Process | Natural Gas | Process Boiler | E10 | Participant - Cost of Operation | 0 | 0 | 0 | 0 | 0 | 0 | 0 | 0 | 0 | 0 | 0 | 0 | 0 | 0 | 0 | 0 | 0 | 0 | 0 | 0 | 0 | 0 | 0 | 0 | 0 | 0 | 0 | 0 | 0 | 0
F3_Industrial_Wood and Lumber Products_Existing_Process_Natural Gas_Process Boiler_E1 | F3 | Industrial | Wood and Lumber Products | Existing | Process | Natural Gas | Process Boiler | E1 | System - kBTUs of Conusmption | 28756.2723 | 28756.2723 | 28756.2723 | 28756.2723 | 28756.2723 | 28756.2723 | 28756.2723 | 28756.2723 | 28756.2723 | 28756.2723 | 28756.2723 | 28756.2723 | 28756.2723 | 28756.2723 | 28756.2723 | 28756.2723 | 28756.2723 | 28756.2723 | 28756.2723 | 28756.2723 | 28756.2723 | 28756.2723 | 0 | 0 | 0 | 0 | 0 | 0 | 0 | 0
F3_Industrial_Wood and Lumber Products_Existing_Process_Natural Gas_Process Boiler_E2 | F3 | Industrial | Wood and Lumber Products | Existing | Process | Natural Gas | Process Boiler | E2 | System - kBTUs of Conusmption | 0 | 0 | 0 | 0 | 0 | 0 | 0 | 0 | 0 | 0 | 0 | 0 | 0 | 0 | 0 | 0 | 0 | 0 | 0 | 0 | 0 | 0 | 0 | 0 | 0 | 0 | 0 | 0 | 0 | 0
F3_Industrial_Wood and Lumber Products_Existing_Process_Natural Gas_Process Boiler_E3 | F3 | Industrial | Wood and Lumber Products | Existing | Process | Natural Gas | Process Boiler | E3 | System - kBTUs of Conusmption | 0 | 0 | 0 | 0 | 0 | 0 | 0 | 0 | 0 | 0 | 0 | 0 | 0 | 0 | 0 | 0 | 0 | 0 | 0 | 0 | 0 | 0 | 0 | 0 | 0 | 0 | 0 | 0 | 0 | 0
F3_Industrial_Wood and Lumber Products_Existing_Process_Natural Gas_Process Boiler_E4 | F3 | Industrial | Wood and Lumber Products | Existing | Process | Natural Gas | Process Boiler | E4 | System - kBTUs of Conusmption | 0 | 0 | 0 | 0 | 0 | 0 | 0 | 0 | 0 | 0 | 0 | 0 | 0 | 0 | 0 | 0 | 0 | 0 | 0 | 0 | 0 | 0 | 0 | 0 | 0 | 0 | 0 | 0 | 0 | 0
F3_Industrial_Wood and Lumber Products_Existing_Process_Natural Gas_Process Boiler_E5 | F3 | Industrial | Wood and Lumber Products | Existing | Process | Natural Gas | Process Boiler | E5 | System - kBTUs of Conusmption | 0 | 0 | 0 | 0 | 0 | 0 | 0 | 0 | 0 | 0 | 0 | 0 | 0 | 0 | 0 | 0 | 0 | 0 | 0 | 0 | 0 | 0 | 0 | 0 | 0 | 0 | 0 | 0 | 0 | 0
F3_Industrial_Wood and Lumber Products_Existing_Process_Natural Gas_Process Boiler_E6 | F3 | Industrial | Wood and Lumber Products | Existing | Process | Natural Gas | Process Boiler | E6 | System - kBTUs of Conusmption | 0 | 0 | 0 | 0 | 0 | 0 | 0 | 0 | 0 | 0 | 0 | 0 | 0 | 0 | 0 | 0 | 0 | 0 | 0 | 0 | 0 | 0 | 0 | 0 | 0 | 0 | 0 | 0 | 0 | 0
F3_Industrial_Wood and Lumber Products_Existing_Process_Natural Gas_Process Boiler_E7 | F3 | Industrial | Wood and Lumber Products | Existing | Process | Natural Gas | Process Boiler | E7 | System - kBTUs of Conusmption | 0 | 0 | 0 | 0 | 0 | 0 | 0 | 0 | 0 | 0 | 0 | 0 | 0 | 0 | 0 | 0 | 0 | 0 | 0 | 0 | 0 | 0 | 0 | 0 | 0 | 0 | 0 | 0 | 0 | 0
F3_Industrial_Wood and Lumber Products_Existing_Process_Natural Gas_Process Boiler_E8 | F3 | Industrial | Wood and Lumber Products | Existing | Process | Natural Gas | Process Boiler | E8 | System - kBTUs of Conusmption | 0 | 0 | 0 | 0 | 0 | 0 | 0 | 0 | 0 | 0 | 0 | 0 | 0 | 0 | 0 | 0 | 0 | 0 | 0 | 0 | 0 | 0 | 0 | 0 | 0 | 0 | 0 | 0 | 0 | 0
F3_Industrial_Wood and Lumber Products_Existing_Process_Natural Gas_Process Boiler_E9 | F3 | Industrial | Wood and Lumber Products | Existing | Process | Natural Gas | Process Boiler | E9 | System - kBTUs of Conusmption | 0 | 0 | 0 | 0 | 0 | 0 | 0 | 0 | 0 | 0 | 0 | 0 | 0 | 0 | 0 | 0 | 0 | 0 | 0 | 0 | 0 | 0 | 0 | 0 | 0 | 0 | 0 | 0 | 0 | 0
F3_Industrial_Wood and Lumber Products_Existing_Process_Natural Gas_Process Boiler_E10 | F3 | Industrial | Wood and Lumber Products | Existing | Process | Natural Gas | Process Boiler | E10 | System - kBTUs of Conusmption | 0 | 0 | 0 | 0 | 0 | 0 | 0 | 0 | 0 | 0 | 0 | 0 | 0 | 0 | 0 | 0 | 0 | 0 | 0 | 0 | 0 | 0 | 0 | 0 | 0 | 0 | 0 | 0 | 0 | 0
F4_Industrial_Wood and Lumber Products_Existing_Process_Natural Gas_Process Boiler_E1 | F4 | Industrial | Wood and Lumber Products | Existing | Process | Natural Gas | Process Boiler | E1 | Utility - Cost of Equipment | 17.9486 | 17.9486 | 17.9486 | 17.9486 | 17.9486 | 17.9486 | 17.9486 | 17.9486 | 17.9486 | 17.9486 | 17.9486 | 17.9486 | 17.9486 | 17.9486 | 17.9486 | 17.9486 | 17.9486 | 17.9486 | 17.9486 | 17.9486 | 17.9486 | 17.9486 | 0 | 0 | 0 | 0 | 0 | 0 | 0 | 0
F4_Industrial_Wood and Lumber Products_Existing_Process_Natural Gas_Process Boiler_E2 | F4 | Industrial | Wood and Lumber Products | Existing | Process | Natural Gas | Process Boiler | E2 | Utility - Cost of Equipment | 0 | 0 | 0 | 0 | 0 | 0 | 0 | 0 | 0 | 0 | 0 | 0 | 0 | 0 | 0 | 0 | 0 | 0 | 0 | 0 | 0 | 0 | 0 | 0 | 0 | 0 | 0 | 0 | 0 | 0
F4_Industrial_Wood and Lumber Products_Existing_Process_Natural Gas_Process Boiler_E3 | F4 | Industrial | Wood and Lumber Products | Existing | Process | Natural Gas | Process Boiler | E3 | Utility - Cost of Equipment | 0 | 0 | 0 | 0 | 0 | 0 | 0 | 0 | 0 | 0 | 0 | 0 | 0 | 0 | 0 | 0 | 0 | 0 | 0 | 0 | 0 | 0 | 0 | 0 | 0 | 0 | 0 | 0 | 0 | 0
F4_Industrial_Wood and Lumber Products_Existing_Process_Natural Gas_Process Boiler_E4 | F4 | Industrial | Wood and Lumber Products | Existing | Process | Natural Gas | Process Boiler | E4 | Utility - Cost of Equipment | 0 | 0 | 0 | 0 | 0 | 0 | 0 | 0 | 0 | 0 | 0 | 0 | 0 | 0 | 0 | 0 | 0 | 0 | 0 | 0 | 0 | 0 | 0 | 0 | 0 | 0 | 0 | 0 | 0 | 0
F4_Industrial_Wood and Lumber Products_Existing_Process_Natural Gas_Process Boiler_E5 | F4 | Industrial | Wood and Lumber Products | Existing | Process | Natural Gas | Process Boiler | E5 | Utility - Cost of Equipment | 0 | 0 | 0 | 0 | 0 | 0 | 0 | 0 | 0 | 0 | 0 | 0 | 0 | 0 | 0 | 0 | 0 | 0 | 0 | 0 | 0 | 0 | 0 | 0 | 0 | 0 | 0 | 0 | 0 | 0
F4_Industrial_Wood and Lumber Products_Existing_Process_Natural Gas_Process Boiler_E6 | F4 | Industrial | Wood and Lumber Products | Existing | Process | Natural Gas | Process Boiler | E6 | Utility - Cost of Equipment | 0 | 0 | 0 | 0 | 0 | 0 | 0 | 0 | 0 | 0 | 0 | 0 | 0 | 0 | 0 | 0 | 0 | 0 | 0 | 0 | 0 | 0 | 0 | 0 | 0 | 0 | 0 | 0 | 0 | 0
F4_Industrial_Wood and Lumber Products_Existing_Process_Natural Gas_Process Boiler_E7 | F4 | Industrial | Wood and Lumber Products | Existing | Process | Natural Gas | Process Boiler | E7 | Utility - Cost of Equipment | 0 | 0 | 0 | 0 | 0 | 0 | 0 | 0 | 0 | 0 | 0 | 0 | 0 | 0 | 0 | 0 | 0 | 0 | 0 | 0 | 0 | 0 | 0 | 0 | 0 | 0 | 0 | 0 | 0 | 0
F4_Industrial_Wood and Lumber Products_Existing_Process_Natural Gas_Process Boiler_E8 | F4 | Industrial | Wood and Lumber Products | Existing | Process | Natural Gas | Process Boiler | E8 | Utility - Cost of Equipment | 0 | 0 | 0 | 0 | 0 | 0 | 0 | 0 | 0 | 0 | 0 | 0 | 0 | 0 | 0 | 0 | 0 | 0 | 0 | 0 | 0 | 0 | 0 | 0 | 0 | 0 | 0 | 0 | 0 | 0
F4_Industrial_Wood and Lumber Products_Existing_Process_Natural Gas_Process Boiler_E9 | F4 | Industrial | Wood and Lumber Products | Existing | Process | Natural Gas | Process Boiler | E9 | Utility - Cost of Equipment | 0 | 0 | 0 | 0 | 0 | 0 | 0 | 0 | 0 | 0 | 0 | 0 | 0 | 0 | 0 | 0 | 0 | 0 | 0 | 0 | 0 | 0 | 0 | 0 | 0 | 0 | 0 | 0 | 0 | 0
F4_Industrial_Wood and Lumber Products_Existing_Process_Natural Gas_Process Boiler_E10 | F4 | Industrial | Wood and Lumber Products | Existing | Process | Natural Gas | Process Boiler | E10 | Utility - Cost of Equipment | 0 | 0 | 0 | 0 | 0 | 0 | 0 | 0 | 0 | 0 | 0 | 0 | 0 | 0 | 0 | 0 | 0 | 0 | 0 | 0 | 0 | 0 | 0 | 0 | 0 | 0 | 0 | 0 | 0 | 0
F5_Industrial_Wood and Lumber Products_Existing_Process_Natural Gas_Process Boiler_E1 | F5 | Industrial | Wood and Lumber Products | Existing | Process | Natural Gas | Process Boiler | E1 | Utility - Cost of Operation | 143.9694 | 145.3514 | 143.0065 | 140.758 | 136.9965 | 133.2758 | 129.5381 | 126.1187 | 122.7201 | 119.7416 | 116.7728 | 113.8865 | 111.0585 | 108.3376 | 105.672 | 103.0595 | 100.5333 | 98.1137 | 95.7537 | 93.5364 | 91.4099 | 89.3546 | 0 | 0 | 0 | 0 | 0 | 0 | 0 | 0
F5_Industrial_Wood and Lumber Products_Existing_Process_Natural Gas_Process Boiler_E2 | F5 | Industrial | Wood and Lumber Products | Existing | Process | Natural Gas | Process Boiler | E2 | Utility - Cost of Operation | 0 | 0 | 0 | 0 | 0 | 0 | 0 | 0 | 0 | 0 | 0 | 0 | 0 | 0 | 0 | 0 | 0 | 0 | 0 | 0 | 0 | 0 | 0 | 0 | 0 | 0 | 0 | 0 | 0 | 0
F5_Industrial_Wood and Lumber Products_Existing_Process_Natural Gas_Process Boiler_E3 | F5 | Industrial | Wood and Lumber Products | Existing | Process | Natural Gas | Process Boiler | E3 | Utility - Cost of Operation | 0 | 0 | 0 | 0 | 0 | 0 | 0 | 0 | 0 | 0 | 0 | 0 | 0 | 0 | 0 | 0 | 0 | 0 | 0 | 0 | 0 | 0 | 0 | 0 | 0 | 0 | 0 | 0 | 0 | 0
F5_Industrial_Wood and Lumber Products_Existing_Process_Natural Gas_Process Boiler_E4 | F5 | Industrial | Wood and Lumber Products | Existing | Process | Natural Gas | Process Boiler | E4 | Utility - Cost of Operation | 0 | 0 | 0 | 0 | 0 | 0 | 0 | 0 | 0 | 0 | 0 | 0 | 0 | 0 | 0 | 0 | 0 | 0 | 0 | 0 | 0 | 0 | 0 | 0 | 0 | 0 | 0 | 0 | 0 | 0
F5_Industrial_Wood and Lumber Products_Existing_Process_Natural Gas_Process Boiler_E5 | F5 | Industrial | Wood and Lumber Products | Existing | Process | Natural Gas | Process Boiler | E5 | Utility - Cost of Operation | 0 | 0 | 0 | 0 | 0 | 0 | 0 | 0 | 0 | 0 | 0 | 0 | 0 | 0 | 0 | 0 | 0 | 0 | 0 | 0 | 0 | 0 | 0 | 0 | 0 | 0 | 0 | 0 | 0 | 0
F5_Industrial_Wood and Lumber Products_Existing_Process_Natural Gas_Process Boiler_E6 | F5 | Industrial | Wood and Lumber Products | Existing | Process | Natural Gas | Process Boiler | E6 | Utility - Cost of Operation | 0 | 0 | 0 | 0 | 0 | 0 | 0 | 0 | 0 | 0 | 0 | 0 | 0 | 0 | 0 | 0 | 0 | 0 | 0 | 0 | 0 | 0 | 0 | 0 | 0 | 0 | 0 | 0 | 0 | 0
F5_Industrial_Wood and Lumber Products_Existing_Process_Natural Gas_Process Boiler_E7 | F5 | Industrial | Wood and Lumber Products | Existing | Process | Natural Gas | Process Boiler | E7 | Utility - Cost of Operation | 0 | 0 | 0 | 0 | 0 | 0 | 0 | 0 | 0 | 0 | 0 | 0 | 0 | 0 | 0 | 0 | 0 | 0 | 0 | 0 | 0 | 0 | 0 | 0 | 0 | 0 | 0 | 0 | 0 | 0
F5_Industrial_Wood and Lumber Products_Existing_Process_Natural Gas_Process Boiler_E8 | F5 | Industrial | Wood and Lumber Products | Existing | Process | Natural Gas | Process Boiler | E8 | Utility - Cost of Operation | 0 | 0 | 0 | 0 | 0 | 0 | 0 | 0 | 0 | 0 | 0 | 0 | 0 | 0 | 0 | 0 | 0 | 0 | 0 | 0 | 0 | 0 | 0 | 0 | 0 | 0 | 0 | 0 | 0 | 0
F5_Industrial_Wood and Lumber Products_Existing_Process_Natural Gas_Process Boiler_E9 | F5 | Industrial | Wood and Lumber Products | Existing | Process | Natural Gas | Process Boiler | E9 | Utility - Cost of Operation | 0 | 0 | 0 | 0 | 0 | 0 | 0 | 0 | 0 | 0 | 0 | 0 | 0 | 0 | 0 | 0 | 0 | 0 | 0 | 0 | 0 | 0 | 0 | 0 | 0 | 0 | 0 | 0 | 0 | 0
F5_Industrial_Wood and Lumber Products_Existing_Process_Natural Gas_Process Boiler_E10 | F5 | Industrial | Wood and Lumber Products | Existing | Process | Natural Gas | Process Boiler | E10 | Utility - Cost of Operation | 0 | 0 | 0 | 0 | 0 | 0 | 0 | 0 | 0 | 0 | 0 | 0 | 0 | 0 | 0 | 0 | 0 | 0 | 0 | 0 | 0 | 0 | 0 | 0 | 0 | 0 | 0 | 0 | 0 | 0
F6_Industrial_Wood and Lumber Products_Existing_Process_Natural Gas_Process Boiler_E1 | F6 | Industrial | Wood and Lumber Products | Existing | Process | Natural Gas | Process Boiler | E1 | Utility - Value of Sales | 172.4848 | 174.1405 | 171.331 | 168.6372 | 164.1307 | 159.6731 | 155.1951 | 151.0984 | 147.0266 | 143.4582 | 139.9014 | 136.4435 | 133.0554 | 129.7955 | 126.6019 | 123.472 | 120.4454 | 117.5466 | 114.7192 | 112.0627 | 109.5151 | 107.0527 | 0 | 0 | 0 | 0 | 0 | 0 | 0 | 0
F6_Industrial_Wood and Lumber Products_Existing_Process_Natural Gas_Process Boiler_E2 | F6 | Industrial | Wood and Lumber Products | Existing | Process | Natural Gas | Process Boiler | E2 | Utility - Value of Sales | 0 | 0 | 0 | 0 | 0 | 0 | 0 | 0 | 0 | 0 | 0 | 0 | 0 | 0 | 0 | 0 | 0 | 0 | 0 | 0 | 0 | 0 | 0 | 0 | 0 | 0 | 0 | 0 | 0 | 0
F6_Industrial_Wood and Lumber Products_Existing_Process_Natural Gas_Process Boiler_E3 | F6 | Industrial | Wood and Lumber Products | Existing | Process | Natural Gas | Process Boiler | E3 | Utility - Value of Sales | 0 | 0 | 0 | 0 | 0 | 0 | 0 | 0 | 0 | 0 | 0 | 0 | 0 | 0 | 0 | 0 | 0 | 0 | 0 | 0 | 0 | 0 | 0 | 0 | 0 | 0 | 0 | 0 | 0 | 0
F6_Industrial_Wood and Lumber Products_Existing_Process_Natural Gas_Process Boiler_E4 | F6 | Industrial | Wood and Lumber Products | Existing | Process | Natural Gas | Process Boiler | E4 | Utility - Value of Sales | 0 | 0 | 0 | 0 | 0 | 0 | 0 | 0 | 0 | 0 | 0 | 0 | 0 | 0 | 0 | 0 | 0 | 0 | 0 | 0 | 0 | 0 | 0 | 0 | 0 | 0 | 0 | 0 | 0 | 0
F6_Industrial_Wood and Lumber Products_Existing_Process_Natural Gas_Process Boiler_E5 | F6 | Industrial | Wood and Lumber Products | Existing | Process | Natural Gas | Process Boiler | E5 | Utility - Value of Sales | 0 | 0 | 0 | 0 | 0 | 0 | 0 | 0 | 0 | 0 | 0 | 0 | 0 | 0 | 0 | 0 | 0 | 0 | 0 | 0 | 0 | 0 | 0 | 0 | 0 | 0 | 0 | 0 | 0 | 0
F6_Industrial_Wood and Lumber Products_Existing_Process_Natural Gas_Process Boiler_E6 | F6 | Industrial | Wood and Lumber Products | Existing | Process | Natural Gas | Process Boiler | E6 | Utility - Value of Sales | 0 | 0 | 0 | 0 | 0 | 0 | 0 | 0 | 0 | 0 | 0 | 0 | 0 | 0 | 0 | 0 | 0 | 0 | 0 | 0 | 0 | 0 | 0 | 0 | 0 | 0 | 0 | 0 | 0 | 0
F6_Industrial_Wood and Lumber Products_Existing_Process_Natural Gas_Process Boiler_E7 | F6 | Industrial | Wood and Lumber Products | Existing | Process | Natural Gas | Process Boiler | E7 | Utility - Value of Sales | 0 | 0 | 0 | 0 | 0 | 0 | 0 | 0 | 0 | 0 | 0 | 0 | 0 | 0 | 0 | 0 | 0 | 0 | 0 | 0 | 0 | 0 | 0 | 0 | 0 | 0 | 0 | 0 | 0 | 0
F6_Industrial_Wood and Lumber Products_Existing_Process_Natural Gas_Process Boiler_E8 | F6 | Industrial | Wood and Lumber Products | Existing | Process | Natural Gas | Process Boiler | E8 | Utility - Value of Sales | 0 | 0 | 0 | 0 | 0 | 0 | 0 | 0 | 0 | 0 | 0 | 0 | 0 | 0 | 0 | 0 | 0 | 0 | 0 | 0 | 0 | 0 | 0 | 0 | 0 | 0 | 0 | 0 | 0 | 0
F6_Industrial_Wood and Lumber Products_Existing_Process_Natural Gas_Process Boiler_E9 | F6 | Industrial | Wood and Lumber Products | Existing | Process | Natural Gas | Process Boiler | E9 | Utility - Value of Sales | 0 | 0 | 0 | 0 | 0 | 0 | 0 | 0 | 0 | 0 | 0 | 0 | 0 | 0 | 0 | 0 | 0 | 0 | 0 | 0 | 0 | 0 | 0 | 0 | 0 | 0 | 0 | 0 | 0 | 0
F6_Industrial_Wood and Lumber Products_Existing_Process_Natural Gas_Process Boiler_E10 | F6 | Industrial | Wood and Lumber Products | Existing | Process | Natural Gas | Process Boiler | E10 | Utility - Value of Sales | 0 | 0 | 0 | 0 | 0 | 0 | 0 | 0 | 0 | 0 | 0 | 0 | 0 | 0 | 0 | 0 | 0 | 0 | 0 | 0 | 0 | 0 | 0 | 0 | 0 | 0 | 0 | 0 | 0 | 0
F1_Industrial_Wood and Lumber Products_Existing_Process_Natural Gas_Process Heating_E1 | F1 | Industrial | Wood and Lumber Products | Existing | Process | Natural Gas | Process Heating | E1 | Participant - Cost of Equipment | 121.1399 | 121.1399 | 121.1399 | 121.1399 | 121.1399 | 121.1399 | 121.1399 | 121.1399 | 121.1399 | 121.1399 | 121.1399 | 121.1399 | 121.1399 | 121.1399 | 121.1399 | 121.1399 | 121.1399 | 121.1399 | 121.1399 | 121.1399 | 121.1399 | 121.1399 | 0 | 0 | 0 | 0 | 0 | 0 | 0 | 0
F1_Industrial_Wood and Lumber Products_Existing_Process_Natural Gas_Process Heating_E2 | F1 | Industrial | Wood and Lumber Products | Existing | Process | Natural Gas | Process Heating | E2 | Participant - Cost of Equipment | 0 | 0 | 0 | 0 | 0 | 0 | 0 | 0 | 0 | 0 | 0 | 0 | 0 | 0 | 0 | 0 | 0 | 0 | 0 | 0 | 0 | 0 | 0 | 0 | 0 | 0 | 0 | 0 | 0 | 0
F1_Industrial_Wood and Lumber Products_Existing_Process_Natural Gas_Process Heating_E3 | F1 | Industrial | Wood and Lumber Products | Existing | Process | Natural Gas | Process Heating | E3 | Participant - Cost of Equipment | 0 | 0 | 0 | 0 | 0 | 0 | 0 | 0 | 0 | 0 | 0 | 0 | 0 | 0 | 0 | 0 | 0 | 0 | 0 | 0 | 0 | 0 | 0 | 0 | 0 | 0 | 0 | 0 | 0 | 0
F1_Industrial_Wood and Lumber Products_Existing_Process_Natural Gas_Process Heating_E4 | F1 | Industrial | Wood and Lumber Products | Existing | Process | Natural Gas | Process Heating | E4 | Participant - Cost of Equipment | 0 | 0 | 0 | 0 | 0 | 0 | 0 | 0 | 0 | 0 | 0 | 0 | 0 | 0 | 0 | 0 | 0 | 0 | 0 | 0 | 0 | 0 | 0 | 0 | 0 | 0 | 0 | 0 | 0 | 0
F1_Industrial_Wood and Lumber Products_Existing_Process_Natural Gas_Process Heating_E5 | F1 | Industrial | Wood and Lumber Products | Existing | Process | Natural Gas | Process Heating | E5 | Participant - Cost of Equipment | 0 | 0 | 0 | 0 | 0 | 0 | 0 | 0 | 0 | 0 | 0 | 0 | 0 | 0 | 0 | 0 | 0 | 0 | 0 | 0 | 0 | 0 | 0 | 0 | 0 | 0 | 0 | 0 | 0 | 0
F1_Industrial_Wood and Lumber Products_Existing_Process_Natural Gas_Process Heating_E6 | F1 | Industrial | Wood and Lumber Products | Existing | Process | Natural Gas | Process Heating | E6 | Participant - Cost of Equipment | 0 | 0 | 0 | 0 | 0 | 0 | 0 | 0 | 0 | 0 | 0 | 0 | 0 | 0 | 0 | 0 | 0 | 0 | 0 | 0 | 0 | 0 | 0 | 0 | 0 | 0 | 0 | 0 | 0 | 0
F1_Industrial_Wood and Lumber Products_Existing_Process_Natural Gas_Process Heating_E7 | F1 | Industrial | Wood and Lumber Products | Existing | Process | Natural Gas | Process Heating | E7 | Participant - Cost of Equipment | 0 | 0 | 0 | 0 | 0 | 0 | 0 | 0 | 0 | 0 | 0 | 0 | 0 | 0 | 0 | 0 | 0 | 0 | 0 | 0 | 0 | 0 | 0 | 0 | 0 | 0 | 0 | 0 | 0 | 0
F1_Industrial_Wood and Lumber Products_Existing_Process_Natural Gas_Process Heating_E8 | F1 | Industrial | Wood and Lumber Products | Existing | Process | Natural Gas | Process Heating | E8 | Participant - Cost of Equipment | 0 | 0 | 0 | 0 | 0 | 0 | 0 | 0 | 0 | 0 | 0 | 0 | 0 | 0 | 0 | 0 | 0 | 0 | 0 | 0 | 0 | 0 | 0 | 0 | 0 | 0 | 0 | 0 | 0 | 0
F1_Industrial_Wood and Lumber Products_Existing_Process_Natural Gas_Process Heating_E9 | F1 | Industrial | Wood and Lumber Products | Existing | Process | Natural Gas | Process Heating | E9 | Participant - Cost of Equipment | 0 | 0 | 0 | 0 | 0 | 0 | 0 | 0 | 0 | 0 | 0 | 0 | 0 | 0 | 0 | 0 | 0 | 0 | 0 | 0 | 0 | 0 | 0 | 0 | 0 | 0 | 0 | 0 | 0 | 0
F1_Industrial_Wood and Lumber Products_Existing_Process_Natural Gas_Process Heating_E10 | F1 | Industrial | Wood and Lumber Products | Existing | Process | Natural Gas | Process Heating | E10 | Participant - Cost of Equipment | 0 | 0 | 0 | 0 | 0 | 0 | 0 | 0 | 0 | 0 | 0 | 0 | 0 | 0 | 0 | 0 | 0 | 0 | 0 | 0 | 0 | 0 | 0 | 0 | 0 | 0 | 0 | 0 | 0 | 0
F2_Industrial_Wood and Lumber Products_Existing_Process_Natural Gas_Process Heating_E1 | F2 | Industrial | Wood and Lumber Products | Existing | Process | Natural Gas | Process Heating | E1 | Participant - Cost of Operation | 341.0999 | 372.8959 | 375.4542 | 377.9946 | 367.4498 | 356.2558 | 344.2145 | 333.9912 | 323.545 | 316.0149 | 308.1078 | 300.3447 | 292.5637 | 285.1583 | 277.7056 | 270.22 | 262.9968 | 256.1751 | 249.4359 | 243.4547 | 237.7897 | 232.2565 | 0 | 0 | 0 | 0 | 0 | 0 | 0 | 0
F2_Industrial_Wood and Lumber Products_Existing_Process_Natural Gas_Process Heating_E2 | F2 | Industrial | Wood and Lumber Products | Existing | Process | Natural Gas | Process Heating | E2 | Participant - Cost of Operation | 0 | 0 | 0 | 0 | 0 | 0 | 0 | 0 | 0 | 0 | 0 | 0 | 0 | 0 | 0 | 0 | 0 | 0 | 0 | 0 | 0 | 0 | 0 | 0 | 0 | 0 | 0 | 0 | 0 | 0
F2_Industrial_Wood and Lumber Products_Existing_Process_Natural Gas_Process Heating_E3 | F2 | Industrial | Wood and Lumber Products | Existing | Process | Natural Gas | Process Heating | E3 | Participant - Cost of Operation | 0 | 0 | 0 | 0 | 0 | 0 | 0 | 0 | 0 | 0 | 0 | 0 | 0 | 0 | 0 | 0 | 0 | 0 | 0 | 0 | 0 | 0 | 0 | 0 | 0 | 0 | 0 | 0 | 0 | 0
F2_Industrial_Wood and Lumber Products_Existing_Process_Natural Gas_Process Heating_E4 | F2 | Industrial | Wood and Lumber Products | Existing | Process | Natural Gas | Process Heating | E4 | Participant - Cost of Operation | 0 | 0 | 0 | 0 | 0 | 0 | 0 | 0 | 0 | 0 | 0 | 0 | 0 | 0 | 0 | 0 | 0 | 0 | 0 | 0 | 0 | 0 | 0 | 0 | 0 | 0 | 0 | 0 | 0 | 0
F2_Industrial_Wood and Lumber Products_Existing_Process_Natural Gas_Process Heating_E5 | F2 | Industrial | Wood and Lumber Products | Existing | Process | Natural Gas | Process Heating | E5 | Participant - Cost of Operation | 0 | 0 | 0 | 0 | 0 | 0 | 0 | 0 | 0 | 0 | 0 | 0 | 0 | 0 | 0 | 0 | 0 | 0 | 0 | 0 | 0 | 0 | 0 | 0 | 0 | 0 | 0 | 0 | 0 | 0
F2_Industrial_Wood and Lumber Products_Existing_Process_Natural Gas_Process Heating_E6 | F2 | Industrial | Wood and Lumber Products | Existing | Process | Natural Gas | Process Heating | E6 | Participant - Cost of Operation | 0 | 0 | 0 | 0 | 0 | 0 | 0 | 0 | 0 | 0 | 0 | 0 | 0 | 0 | 0 | 0 | 0 | 0 | 0 | 0 | 0 | 0 | 0 | 0 | 0 | 0 | 0 | 0 | 0 | 0
F2_Industrial_Wood and Lumber Products_Existing_Process_Natural Gas_Process Heating_E7 | F2 | Industrial | Wood and Lumber Products | Existing | Process | Natural Gas | Process Heating | E7 | Participant - Cost of Operation | 0 | 0 | 0 | 0 | 0 | 0 | 0 | 0 | 0 | 0 | 0 | 0 | 0 | 0 | 0 | 0 | 0 | 0 | 0 | 0 | 0 | 0 | 0 | 0 | 0 | 0 | 0 | 0 | 0 | 0
F2_Industrial_Wood and Lumber Products_Existing_Process_Natural Gas_Process Heating_E8 | F2 | Industrial | Wood and Lumber Products | Existing | Process | Natural Gas | Process Heating | E8 | Participant - Cost of Operation | 0 | 0 | 0 | 0 | 0 | 0 | 0 | 0 | 0 | 0 | 0 | 0 | 0 | 0 | 0 | 0 | 0 | 0 | 0 | 0 | 0 | 0 | 0 | 0 | 0 | 0 | 0 | 0 | 0 | 0
F2_Industrial_Wood and Lumber Products_Existing_Process_Natural Gas_Process Heating_E9 | F2 | Industrial | Wood and Lumber Products | Existing | Process | Natural Gas | Process Heating | E9 | Participant - Cost of Operation | 0 | 0 | 0 | 0 | 0 | 0 | 0 | 0 | 0 | 0 | 0 | 0 | 0 | 0 | 0 | 0 | 0 | 0 | 0 | 0 | 0 | 0 | 0 | 0 | 0 | 0 | 0 | 0 | 0 | 0
F2_Industrial_Wood and Lumber Products_Existing_Process_Natural Gas_Process Heating_E10 | F2 | Industrial | Wood and Lumber Products | Existing | Process | Natural Gas | Process Heating | E10 | Participant - Cost of Operation | 0 | 0 | 0 | 0 | 0 | 0 | 0 | 0 | 0 | 0 | 0 | 0 | 0 | 0 | 0 | 0 | 0 | 0 | 0 | 0 | 0 | 0 | 0 | 0 | 0 | 0 | 0 | 0 | 0 | 0
F3_Industrial_Wood and Lumber Products_Existing_Process_Natural Gas_Process Heating_E1 | F3 | Industrial | Wood and Lumber Products | Existing | Process | Natural Gas | Process Heating | E1 | System - kBTUs of Conusmption | 52810.7927 | 52810.7927 | 52810.7927 | 52810.7927 | 52810.7927 | 52810.7927 | 52810.7927 | 52810.7927 | 52810.7927 | 52810.7927 | 52810.7927 | 52810.7927 | 52810.7927 | 52810.7927 | 52810.7927 | 52810.7927 | 52810.7927 | 52810.7927 | 52810.7927 | 52810.7927 | 52810.7927 | 52810.7927 | 0 | 0 | 0 | 0 | 0 | 0 | 0 | 0
F3_Industrial_Wood and Lumber Products_Existing_Process_Natural Gas_Process Heating_E2 | F3 | Industrial | Wood and Lumber Products | Existing | Process | Natural Gas | Process Heating | E2 | System - kBTUs of Conusmption | 0 | 0 | 0 | 0 | 0 | 0 | 0 | 0 | 0 | 0 | 0 | 0 | 0 | 0 | 0 | 0 | 0 | 0 | 0 | 0 | 0 | 0 | 0 | 0 | 0 | 0 | 0 | 0 | 0 | 0
F3_Industrial_Wood and Lumber Products_Existing_Process_Natural Gas_Process Heating_E3 | F3 | Industrial | Wood and Lumber Products | Existing | Process | Natural Gas | Process Heating | E3 | System - kBTUs of Conusmption | 0 | 0 | 0 | 0 | 0 | 0 | 0 | 0 | 0 | 0 | 0 | 0 | 0 | 0 | 0 | 0 | 0 | 0 | 0 | 0 | 0 | 0 | 0 | 0 | 0 | 0 | 0 | 0 | 0 | 0
F3_Industrial_Wood and Lumber Products_Existing_Process_Natural Gas_Process Heating_E4 | F3 | Industrial | Wood and Lumber Products | Existing | Process | Natural Gas | Process Heating | E4 | System - kBTUs of Conusmption | 0 | 0 | 0 | 0 | 0 | 0 | 0 | 0 | 0 | 0 | 0 | 0 | 0 | 0 | 0 | 0 | 0 | 0 | 0 | 0 | 0 | 0 | 0 | 0 | 0 | 0 | 0 | 0 | 0 | 0
F3_Industrial_Wood and Lumber Products_Existing_Process_Natural Gas_Process Heating_E5 | F3 | Industrial | Wood and Lumber Products | Existing | Process | Natural Gas | Process Heating | E5 | System - kBTUs of Conusmption | 0 | 0 | 0 | 0 | 0 | 0 | 0 | 0 | 0 | 0 | 0 | 0 | 0 | 0 | 0 | 0 | 0 | 0 | 0 | 0 | 0 | 0 | 0 | 0 | 0 | 0 | 0 | 0 | 0 | 0
F3_Industrial_Wood and Lumber Products_Existing_Process_Natural Gas_Process Heating_E6 | F3 | Industrial | Wood and Lumber Products | Existing | Process | Natural Gas | Process Heating | E6 | System - kBTUs of Conusmption | 0 | 0 | 0 | 0 | 0 | 0 | 0 | 0 | 0 | 0 | 0 | 0 | 0 | 0 | 0 | 0 | 0 | 0 | 0 | 0 | 0 | 0 | 0 | 0 | 0 | 0 | 0 | 0 | 0 | 0
F3_Industrial_Wood and Lumber Products_Existing_Process_Natural Gas_Process Heating_E7 | F3 | Industrial | Wood and Lumber Products | Existing | Process | Natural Gas | Process Heating | E7 | System - kBTUs of Conusmption | 0 | 0 | 0 | 0 | 0 | 0 | 0 | 0 | 0 | 0 | 0 | 0 | 0 | 0 | 0 | 0 | 0 | 0 | 0 | 0 | 0 | 0 | 0 | 0 | 0 | 0 | 0 | 0 | 0 | 0
F3_Industrial_Wood and Lumber Products_Existing_Process_Natural Gas_Process Heating_E8 | F3 | Industrial | Wood and Lumber Products | Existing | Process | Natural Gas | Process Heating | E8 | System - kBTUs of Conusmption | 0 | 0 | 0 | 0 | 0 | 0 | 0 | 0 | 0 | 0 | 0 | 0 | 0 | 0 | 0 | 0 | 0 | 0 | 0 | 0 | 0 | 0 | 0 | 0 | 0 | 0 | 0 | 0 | 0 | 0
F3_Industrial_Wood and Lumber Products_Existing_Process_Natural Gas_Process Heating_E9 | F3 | Industrial | Wood and Lumber Products | Existing | Process | Natural Gas | Process Heating | E9 | System - kBTUs of Conusmption | 0 | 0 | 0 | 0 | 0 | 0 | 0 | 0 | 0 | 0 | 0 | 0 | 0 | 0 | 0 | 0 | 0 | 0 | 0 | 0 | 0 | 0 | 0 | 0 | 0 | 0 | 0 | 0 | 0 | 0
F3_Industrial_Wood and Lumber Products_Existing_Process_Natural Gas_Process Heating_E10 | F3 | Industrial | Wood and Lumber Products | Existing | Process | Natural Gas | Process Heating | E10 | System - kBTUs of Conusmption | 0 | 0 | 0 | 0 | 0 | 0 | 0 | 0 | 0 | 0 | 0 | 0 | 0 | 0 | 0 | 0 | 0 | 0 | 0 | 0 | 0 | 0 | 0 | 0 | 0 | 0 | 0 | 0 | 0 | 0
F4_Industrial_Wood and Lumber Products_Existing_Process_Natural Gas_Process Heating_E1 | F4 | Industrial | Wood and Lumber Products | Existing | Process | Natural Gas | Process Heating | E1 | Utility - Cost of Equipment | 121.1399 | 121.1399 | 121.1399 | 121.1399 | 121.1399 | 121.1399 | 121.1399 | 121.1399 | 121.1399 | 121.1399 | 121.1399 | 121.1399 | 121.1399 | 121.1399 | 121.1399 | 121.1399 | 121.1399 | 121.1399 | 121.1399 | 121.1399 | 121.1399 | 121.1399 | 0 | 0 | 0 | 0 | 0 | 0 | 0 | 0
F4_Industrial_Wood and Lumber Products_Existing_Process_Natural Gas_Process Heating_E2 | F4 | Industrial | Wood and Lumber Products | Existing | Process | Natural Gas | Process Heating | E2 | Utility - Cost of Equipment | 0 | 0 | 0 | 0 | 0 | 0 | 0 | 0 | 0 | 0 | 0 | 0 | 0 | 0 | 0 | 0 | 0 | 0 | 0 | 0 | 0 | 0 | 0 | 0 | 0 | 0 | 0 | 0 | 0 | 0
F4_Industrial_Wood and Lumber Products_Existing_Process_Natural Gas_Process Heating_E3 | F4 | Industrial | Wood and Lumber Products | Existing | Process | Natural Gas | Process Heating | E3 | Utility - Cost of Equipment | 0 | 0 | 0 | 0 | 0 | 0 | 0 | 0 | 0 | 0 | 0 | 0 | 0 | 0 | 0 | 0 | 0 | 0 | 0 | 0 | 0 | 0 | 0 | 0 | 0 | 0 | 0 | 0 | 0 | 0
F4_Industrial_Wood and Lumber Products_Existing_Process_Natural Gas_Process Heating_E4 | F4 | Industrial | Wood and Lumber Products | Existing | Process | Natural Gas | Process Heating | E4 | Utility - Cost of Equipment | 0 | 0 | 0 | 0 | 0 | 0 | 0 | 0 | 0 | 0 | 0 | 0 | 0 | 0 | 0 | 0 | 0 | 0 | 0 | 0 | 0 | 0 | 0 | 0 | 0 | 0 | 0 | 0 | 0 | 0
F4_Industrial_Wood and Lumber Products_Existing_Process_Natural Gas_Process Heating_E5 | F4 | Industrial | Wood and Lumber Products | Existing | Process | Natural Gas | Process Heating | E5 | Utility - Cost of Equipment | 0 | 0 | 0 | 0 | 0 | 0 | 0 | 0 | 0 | 0 | 0 | 0 | 0 | 0 | 0 | 0 | 0 | 0 | 0 | 0 | 0 | 0 | 0 | 0 | 0 | 0 | 0 | 0 | 0 | 0
F4_Industrial_Wood and Lumber Products_Existing_Process_Natural Gas_Process Heating_E6 | F4 | Industrial | Wood and Lumber Products | Existing | Process | Natural Gas | Process Heating | E6 | Utility - Cost of Equipment | 0 | 0 | 0 | 0 | 0 | 0 | 0 | 0 | 0 | 0 | 0 | 0 | 0 | 0 | 0 | 0 | 0 | 0 | 0 | 0 | 0 | 0 | 0 | 0 | 0 | 0 | 0 | 0 | 0 | 0
F4_Industrial_Wood and Lumber Products_Existing_Process_Natural Gas_Process Heating_E7 | F4 | Industrial | Wood and Lumber Products | Existing | Process | Natural Gas | Process Heating | E7 | Utility - Cost of Equipment | 0 | 0 | 0 | 0 | 0 | 0 | 0 | 0 | 0 | 0 | 0 | 0 | 0 | 0 | 0 | 0 | 0 | 0 | 0 | 0 | 0 | 0 | 0 | 0 | 0 | 0 | 0 | 0 | 0 | 0
F4_Industrial_Wood and Lumber Products_Existing_Process_Natural Gas_Process Heating_E8 | F4 | Industrial | Wood and Lumber Products | Existing | Process | Natural Gas | Process Heating | E8 | Utility - Cost of Equipment | 0 | 0 | 0 | 0 | 0 | 0 | 0 | 0 | 0 | 0 | 0 | 0 | 0 | 0 | 0 | 0 | 0 | 0 | 0 | 0 | 0 | 0 | 0 | 0 | 0 | 0 | 0 | 0 | 0 | 0
F4_Industrial_Wood and Lumber Products_Existing_Process_Natural Gas_Process Heating_E9 | F4 | Industrial | Wood and Lumber Products | Existing | Process | Natural Gas | Process Heating | E9 | Utility - Cost of Equipment | 0 | 0 | 0 | 0 | 0 | 0 | 0 | 0 | 0 | 0 | 0 | 0 | 0 | 0 | 0 | 0 | 0 | 0 | 0 | 0 | 0 | 0 | 0 | 0 | 0 | 0 | 0 | 0 | 0 | 0
F4_Industrial_Wood and Lumber Products_Existing_Process_Natural Gas_Process Heating_E10 | F4 | Industrial | Wood and Lumber Products | Existing | Process | Natural Gas | Process Heating | E10 | Utility - Cost of Equipment | 0 | 0 | 0 | 0 | 0 | 0 | 0 | 0 | 0 | 0 | 0 | 0 | 0 | 0 | 0 | 0 | 0 | 0 | 0 | 0 | 0 | 0 | 0 | 0 | 0 | 0 | 0 | 0 | 0 | 0
F5_Industrial_Wood and Lumber Products_Existing_Process_Natural Gas_Process Heating_E1 | F5 | Industrial | Wood and Lumber Products | Existing | Process | Natural Gas | Process Heating | E1 | Utility - Cost of Operation | 284.709 | 311.2484 | 313.3838 | 315.5042 | 306.7027 | 297.3593 | 287.3087 | 278.7755 | 270.0563 | 263.7711 | 257.1712 | 250.6915 | 244.1968 | 238.0157 | 231.7951 | 225.547 | 219.5179 | 213.8241 | 208.199 | 203.2066 | 198.4781 | 193.8597 | 0 | 0 | 0 | 0 | 0 | 0 | 0 | 0
F5_Industrial_Wood and Lumber Products_Existing_Process_Natural Gas_Process Heating_E2 | F5 | Industrial | Wood and Lumber Products | Existing | Process | Natural Gas | Process Heating | E2 | Utility - Cost of Operation | 0 | 0 | 0 | 0 | 0 | 0 | 0 | 0 | 0 | 0 | 0 | 0 | 0 | 0 | 0 | 0 | 0 | 0 | 0 | 0 | 0 | 0 | 0 | 0 | 0 | 0 | 0 | 0 | 0 | 0
F5_Industrial_Wood and Lumber Products_Existing_Process_Natural Gas_Process Heating_E3 | F5 | Industrial | Wood and Lumber Products | Existing | Process | Natural Gas | Process Heating | E3 | Utility - Cost of Operation | 0 | 0 | 0 | 0 | 0 | 0 | 0 | 0 | 0 | 0 | 0 | 0 | 0 | 0 | 0 | 0 | 0 | 0 | 0 | 0 | 0 | 0 | 0 | 0 | 0 | 0 | 0 | 0 | 0 | 0
F5_Industrial_Wood and Lumber Products_Existing_Process_Natural Gas_Process Heating_E4 | F5 | Industrial | Wood and Lumber Products | Existing | Process | Natural Gas | Process Heating | E4 | Utility - Cost of Operation | 0 | 0 | 0 | 0 | 0 | 0 | 0 | 0 | 0 | 0 | 0 | 0 | 0 | 0 | 0 | 0 | 0 | 0 | 0 | 0 | 0 | 0 | 0 | 0 | 0 | 0 | 0 | 0 | 0 | 0
F5_Industrial_Wood and Lumber Products_Existing_Process_Natural Gas_Process Heating_E5 | F5 | Industrial | Wood and Lumber Products | Existing | Process | Natural Gas | Process Heating | E5 | Utility - Cost of Operation | 0 | 0 | 0 | 0 | 0 | 0 | 0 | 0 | 0 | 0 | 0 | 0 | 0 | 0 | 0 | 0 | 0 | 0 | 0 | 0 | 0 | 0 | 0 | 0 | 0 | 0 | 0 | 0 | 0 | 0
F5_Industrial_Wood and Lumber Products_Existing_Process_Natural Gas_Process Heating_E6 | F5 | Industrial | Wood and Lumber Products | Existing | Process | Natural Gas | Process Heating | E6 | Utility - Cost of Operation | 0 | 0 | 0 | 0 | 0 | 0 | 0 | 0 | 0 | 0 | 0 | 0 | 0 | 0 | 0 | 0 | 0 | 0 | 0 | 0 | 0 | 0 | 0 | 0 | 0 | 0 | 0 | 0 | 0 | 0
F5_Industrial_Wood and Lumber Products_Existing_Process_Natural Gas_Process Heating_E7 | F5 | Industrial | Wood and Lumber Products | Existing | Process | Natural Gas | Process Heating | E7 | Utility - Cost of Operation | 0 | 0 | 0 | 0 | 0 | 0 | 0 | 0 | 0 | 0 | 0 | 0 | 0 | 0 | 0 | 0 | 0 | 0 | 0 | 0 | 0 | 0 | 0 | 0 | 0 | 0 | 0 | 0 | 0 | 0
F5_Industrial_Wood and Lumber Products_Existing_Process_Natural Gas_Process Heating_E8 | F5 | Industrial | Wood and Lumber Products | Existing | Process | Natural Gas | Process Heating | E8 | Utility - Cost of Operation | 0 | 0 | 0 | 0 | 0 | 0 | 0 | 0 | 0 | 0 | 0 | 0 | 0 | 0 | 0 | 0 | 0 | 0 | 0 | 0 | 0 | 0 | 0 | 0 | 0 | 0 | 0 | 0 | 0 | 0
F5_Industrial_Wood and Lumber Products_Existing_Process_Natural Gas_Process Heating_E9 | F5 | Industrial | Wood and Lumber Products | Existing | Process | Natural Gas | Process Heating | E9 | Utility - Cost of Operation | 0 | 0 | 0 | 0 | 0 | 0 | 0 | 0 | 0 | 0 | 0 | 0 | 0 | 0 | 0 | 0 | 0 | 0 | 0 | 0 | 0 | 0 | 0 | 0 | 0 | 0 | 0 | 0 | 0 | 0
F5_Industrial_Wood and Lumber Products_Existing_Process_Natural Gas_Process Heating_E10 | F5 | Industrial | Wood and Lumber Products | Existing | Process | Natural Gas | Process Heating | E10 | Utility - Cost of Operation | 0 | 0 | 0 | 0 | 0 | 0 | 0 | 0 | 0 | 0 | 0 | 0 | 0 | 0 | 0 | 0 | 0 | 0 | 0 | 0 | 0 | 0 | 0 | 0 | 0 | 0 | 0 | 0 | 0 | 0
F6_Industrial_Wood and Lumber Products_Existing_Process_Natural Gas_Process Heating_E1 | F6 | Industrial | Wood and Lumber Products | Existing | Process | Natural Gas | Process Heating | E1 | Utility - Value of Sales | 341.0999 | 372.8959 | 375.4542 | 377.9946 | 367.4498 | 356.2558 | 344.2145 | 333.9912 | 323.545 | 316.0149 | 308.1078 | 300.3447 | 292.5637 | 285.1583 | 277.7056 | 270.22 | 262.9968 | 256.1751 | 249.4359 | 243.4547 | 237.7897 | 232.2565 | 0 | 0 | 0 | 0 | 0 | 0 | 0 | 0
F6_Industrial_Wood and Lumber Products_Existing_Process_Natural Gas_Process Heating_E2 | F6 | Industrial | Wood and Lumber Products | Existing | Process | Natural Gas | Process Heating | E2 | Utility - Value of Sales | 0 | 0 | 0 | 0 | 0 | 0 | 0 | 0 | 0 | 0 | 0 | 0 | 0 | 0 | 0 | 0 | 0 | 0 | 0 | 0 | 0 | 0 | 0 | 0 | 0 | 0 | 0 | 0 | 0 | 0
F6_Industrial_Wood and Lumber Products_Existing_Process_Natural Gas_Process Heating_E3 | F6 | Industrial | Wood and Lumber Products | Existing | Process | Natural Gas | Process Heating | E3 | Utility - Value of Sales | 0 | 0 | 0 | 0 | 0 | 0 | 0 | 0 | 0 | 0 | 0 | 0 | 0 | 0 | 0 | 0 | 0 | 0 | 0 | 0 | 0 | 0 | 0 | 0 | 0 | 0 | 0 | 0 | 0 | 0
F6_Industrial_Wood and Lumber Products_Existing_Process_Natural Gas_Process Heating_E4 | F6 | Industrial | Wood and Lumber Products | Existing | Process | Natural Gas | Process Heating | E4 | Utility - Value of Sales | 0 | 0 | 0 | 0 | 0 | 0 | 0 | 0 | 0 | 0 | 0 | 0 | 0 | 0 | 0 | 0 | 0 | 0 | 0 | 0 | 0 | 0 | 0 | 0 | 0 | 0 | 0 | 0 | 0 | 0
F6_Industrial_Wood and Lumber Products_Existing_Process_Natural Gas_Process Heating_E5 | F6 | Industrial | Wood and Lumber Products | Existing | Process | Natural Gas | Process Heating | E5 | Utility - Value of Sales | 0 | 0 | 0 | 0 | 0 | 0 | 0 | 0 | 0 | 0 | 0 | 0 | 0 | 0 | 0 | 0 | 0 | 0 | 0 | 0 | 0 | 0 | 0 | 0 | 0 | 0 | 0 | 0 | 0 | 0
F6_Industrial_Wood and Lumber Products_Existing_Process_Natural Gas_Process Heating_E6 | F6 | Industrial | Wood and Lumber Products | Existing | Process | Natural Gas | Process Heating | E6 | Utility - Value of Sales | 0 | 0 | 0 | 0 | 0 | 0 | 0 | 0 | 0 | 0 | 0 | 0 | 0 | 0 | 0 | 0 | 0 | 0 | 0 | 0 | 0 | 0 | 0 | 0 | 0 | 0 | 0 | 0 | 0 | 0
F6_Industrial_Wood and Lumber Products_Existing_Process_Natural Gas_Process Heating_E7 | F6 | Industrial | Wood and Lumber Products | Existing | Process | Natural Gas | Process Heating | E7 | Utility - Value of Sales | 0 | 0 | 0 | 0 | 0 | 0 | 0 | 0 | 0 | 0 | 0 | 0 | 0 | 0 | 0 | 0 | 0 | 0 | 0 | 0 | 0 | 0 | 0 | 0 | 0 | 0 | 0 | 0 | 0 | 0
F6_Industrial_Wood and Lumber Products_Existing_Process_Natural Gas_Process Heating_E8 | F6 | Industrial | Wood and Lumber Products | Existing | Process | Natural Gas | Process Heating | E8 | Utility - Value of Sales | 0 | 0 | 0 | 0 | 0 | 0 | 0 | 0 | 0 | 0 | 0 | 0 | 0 | 0 | 0 | 0 | 0 | 0 | 0 | 0 | 0 | 0 | 0 | 0 | 0 | 0 | 0 | 0 | 0 | 0
F6_Industrial_Wood and Lumber Products_Existing_Process_Natural Gas_Process Heating_E9 | F6 | Industrial | Wood and Lumber Products | Existing | Process | Natural Gas | Process Heating | E9 | Utility - Value of Sales | 0 | 0 | 0 | 0 | 0 | 0 | 0 | 0 | 0 | 0 | 0 | 0 | 0 | 0 | 0 | 0 | 0 | 0 | 0 | 0 | 0 | 0 | 0 | 0 | 0 | 0 | 0 | 0 | 0 | 0
F6_Industrial_Wood and Lumber Products_Existing_Process_Natural Gas_Process Heating_E10 | F6 | Industrial | Wood and Lumber Products | Existing | Process | Natural Gas | Process Heating | E10 | Utility - Value of Sales | 0 | 0 | 0 | 0 | 0 | 0 | 0 | 0 | 0 | 0 | 0 | 0 | 0 | 0 | 0 | 0 | 0 | 0 | 0 | 0 | 0 | 0 | 0 | 0 | 0 | 0 | 0 | 0 | 0 | 0
F1_Industrial_Wood and Lumber Products_Existing_Process_Natural Gas_Process Cooling_E1 | F1 | Industrial | Wood and Lumber Products | Existing | Process | Natural Gas | Process Cooling | E1 | Participant - Cost of Equipment | 0.21172 | 0.21172 | 0.21172 | 0.21172 | 0.21172 | 0.21172 | 0.21172 | 0.21172 | 0.21172 | 0.21172 | 0.21172 | 0.21172 | 0.21172 | 0.21172 | 0.21172 | 0.21172 | 0.21172 | 0.21172 | 0.21172 | 0.21172 | 0.21172 | 0.21172 | 0 | 0 | 0 | 0 | 0 | 0 | 0 | 0
F1_Industrial_Wood and Lumber Products_Existing_Process_Natural Gas_Process Cooling_E2 | F1 | Industrial | Wood and Lumber Products | Existing | Process | Natural Gas | Process Cooling | E2 | Participant - Cost of Equipment | 0 | 0 | 0 | 0 | 0 | 0 | 0 | 0 | 0 | 0 | 0 | 0 | 0 | 0 | 0 | 0 | 0 | 0 | 0 | 0 | 0 | 0 | 0 | 0 | 0 | 0 | 0 | 0 | 0 | 0
F1_Industrial_Wood and Lumber Products_Existing_Process_Natural Gas_Process Cooling_E3 | F1 | Industrial | Wood and Lumber Products | Existing | Process | Natural Gas | Process Cooling | E3 | Participant - Cost of Equipment | 0 | 0 | 0 | 0 | 0 | 0 | 0 | 0 | 0 | 0 | 0 | 0 | 0 | 0 | 0 | 0 | 0 | 0 | 0 | 0 | 0 | 0 | 0 | 0 | 0 | 0 | 0 | 0 | 0 | 0
F1_Industrial_Wood and Lumber Products_Existing_Process_Natural Gas_Process Cooling_E4 | F1 | Industrial | Wood and Lumber Products | Existing | Process | Natural Gas | Process Cooling | E4 | Participant - Cost of Equipment | 0 | 0 | 0 | 0 | 0 | 0 | 0 | 0 | 0 | 0 | 0 | 0 | 0 | 0 | 0 | 0 | 0 | 0 | 0 | 0 | 0 | 0 | 0 | 0 | 0 | 0 | 0 | 0 | 0 | 0
F1_Industrial_Wood and Lumber Products_Existing_Process_Natural Gas_Process Cooling_E5 | F1 | Industrial | Wood and Lumber Products | Existing | Process | Natural Gas | Process Cooling | E5 | Participant - Cost of Equipment | 0 | 0 | 0 | 0 | 0 | 0 | 0 | 0 | 0 | 0 | 0 | 0 | 0 | 0 | 0 | 0 | 0 | 0 | 0 | 0 | 0 | 0 | 0 | 0 | 0 | 0 | 0 | 0 | 0 | 0
F1_Industrial_Wood and Lumber Products_Existing_Process_Natural Gas_Process Cooling_E6 | F1 | Industrial | Wood and Lumber Products | Existing | Process | Natural Gas | Process Cooling | E6 | Participant - Cost of Equipment | 0 | 0 | 0 | 0 | 0 | 0 | 0 | 0 | 0 | 0 | 0 | 0 | 0 | 0 | 0 | 0 | 0 | 0 | 0 | 0 | 0 | 0 | 0 | 0 | 0 | 0 | 0 | 0 | 0 | 0
F1_Industrial_Wood and Lumber Products_Existing_Process_Natural Gas_Process Cooling_E7 | F1 | Industrial | Wood and Lumber Products | Existing | Process | Natural Gas | Process Cooling | E7 | Participant - Cost of Equipment | 0 | 0 | 0 | 0 | 0 | 0 | 0 | 0 | 0 | 0 | 0 | 0 | 0 | 0 | 0 | 0 | 0 | 0 | 0 | 0 | 0 | 0 | 0 | 0 | 0 | 0 | 0 | 0 | 0 | 0
F1_Industrial_Wood and Lumber Products_Existing_Process_Natural Gas_Process Cooling_E8 | F1 | Industrial | Wood and Lumber Products | Existing | Process | Natural Gas | Process Cooling | E8 | Participant - Cost of Equipment | 0 | 0 | 0 | 0 | 0 | 0 | 0 | 0 | 0 | 0 | 0 | 0 | 0 | 0 | 0 | 0 | 0 | 0 | 0 | 0 | 0 | 0 | 0 | 0 | 0 | 0 | 0 | 0 | 0 | 0
F1_Industrial_Wood and Lumber Products_Existing_Process_Natural Gas_Process Cooling_E9 | F1 | Industrial | Wood and Lumber Products | Existing | Process | Natural Gas | Process Cooling | E9 | Participant - Cost of Equipment | 0 | 0 | 0 | 0 | 0 | 0 | 0 | 0 | 0 | 0 | 0 | 0 | 0 | 0 | 0 | 0 | 0 | 0 | 0 | 0 | 0 | 0 | 0 | 0 | 0 | 0 | 0 | 0 | 0 | 0
F1_Industrial_Wood and Lumber Products_Existing_Process_Natural Gas_Process Cooling_E10 | F1 | Industrial | Wood and Lumber Products | Existing | Process | Natural Gas | Process Cooling | E10 | Participant - Cost of Equipment | 0 | 0 | 0 | 0 | 0 | 0 | 0 | 0 | 0 | 0 | 0 | 0 | 0 | 0 | 0 | 0 | 0 | 0 | 0 | 0 | 0 | 0 | 0 | 0 | 0 | 0 | 0 | 0 | 0 | 0
F2_Industrial_Wood and Lumber Products_Existing_Process_Natural Gas_Process Cooling_E1 | F2 | Industrial | Wood and Lumber Products | Existing | Process | Natural Gas | Process Cooling | E1 | Participant - Cost of Operation | 0.59616 | 0.65174 | 0.65621 | 0.66065 | 0.64222 | 0.62265 | 0.60161 | 0.58374 | 0.56548 | 0.55232 | 0.5385 | 0.52493 | 0.51133 | 0.49839 | 0.48536 | 0.47228 | 0.45966 | 0.44773 | 0.43596 | 0.4255 | 0.4156 | 0.40593 | 0 | 0 | 0 | 0 | 0 | 0 | 0 | 0
F2_Industrial_Wood and Lumber Products_Existing_Process_Natural Gas_Process Cooling_E2 | F2 | Industrial | Wood and Lumber Products | Existing | Process | Natural Gas | Process Cooling | E2 | Participant - Cost of Operation | 0 | 0 | 0 | 0 | 0 | 0 | 0 | 0 | 0 | 0 | 0 | 0 | 0 | 0 | 0 | 0 | 0 | 0 | 0 | 0 | 0 | 0 | 0 | 0 | 0 | 0 | 0 | 0 | 0 | 0
F2_Industrial_Wood and Lumber Products_Existing_Process_Natural Gas_Process Cooling_E3 | F2 | Industrial | Wood and Lumber Products | Existing | Process | Natural Gas | Process Cooling | E3 | Participant - Cost of Operation | 0 | 0 | 0 | 0 | 0 | 0 | 0 | 0 | 0 | 0 | 0 | 0 | 0 | 0 | 0 | 0 | 0 | 0 | 0 | 0 | 0 | 0 | 0 | 0 | 0 | 0 | 0 | 0 | 0 | 0
F2_Industrial_Wood and Lumber Products_Existing_Process_Natural Gas_Process Cooling_E4 | F2 | Industrial | Wood and Lumber Products | Existing | Process | Natural Gas | Process Cooling | E4 | Participant - Cost of Operation | 0 | 0 | 0 | 0 | 0 | 0 | 0 | 0 | 0 | 0 | 0 | 0 | 0 | 0 | 0 | 0 | 0 | 0 | 0 | 0 | 0 | 0 | 0 | 0 | 0 | 0 | 0 | 0 | 0 | 0
F2_Industrial_Wood and Lumber Products_Existing_Process_Natural Gas_Process Cooling_E5 | F2 | Industrial | Wood and Lumber Products | Existing | Process | Natural Gas | Process Cooling | E5 | Participant - Cost of Operation | 0 | 0 | 0 | 0 | 0 | 0 | 0 | 0 | 0 | 0 | 0 | 0 | 0 | 0 | 0 | 0 | 0 | 0 | 0 | 0 | 0 | 0 | 0 | 0 | 0 | 0 | 0 | 0 | 0 | 0
F2_Industrial_Wood and Lumber Products_Existing_Process_Natural Gas_Process Cooling_E6 | F2 | Industrial | Wood and Lumber Products | Existing | Process | Natural Gas | Process Cooling | E6 | Participant - Cost of Operation | 0 | 0 | 0 | 0 | 0 | 0 | 0 | 0 | 0 | 0 | 0 | 0 | 0 | 0 | 0 | 0 | 0 | 0 | 0 | 0 | 0 | 0 | 0 | 0 | 0 | 0 | 0 | 0 | 0 | 0
F2_Industrial_Wood and Lumber Products_Existing_Process_Natural Gas_Process Cooling_E7 | F2 | Industrial | Wood and Lumber Products | Existing | Process | Natural Gas | Process Cooling | E7 | Participant - Cost of Operation | 0 | 0 | 0 | 0 | 0 | 0 | 0 | 0 | 0 | 0 | 0 | 0 | 0 | 0 | 0 | 0 | 0 | 0 | 0 | 0 | 0 | 0 | 0 | 0 | 0 | 0 | 0 | 0 | 0 | 0
F2_Industrial_Wood and Lumber Products_Existing_Process_Natural Gas_Process Cooling_E8 | F2 | Industrial | Wood and Lumber Products | Existing | Process | Natural Gas | Process Cooling | E8 | Participant - Cost of Operation | 0 | 0 | 0 | 0 | 0 | 0 | 0 | 0 | 0 | 0 | 0 | 0 | 0 | 0 | 0 | 0 | 0 | 0 | 0 | 0 | 0 | 0 | 0 | 0 | 0 | 0 | 0 | 0 | 0 | 0
F2_Industrial_Wood and Lumber Products_Existing_Process_Natural Gas_Process Cooling_E9 | F2 | Industrial | Wood and Lumber Products | Existing | Process | Natural Gas | Process Cooling | E9 | Participant - Cost of Operation | 0 | 0 | 0 | 0 | 0 | 0 | 0 | 0 | 0 | 0 | 0 | 0 | 0 | 0 | 0 | 0 | 0 | 0 | 0 | 0 | 0 | 0 | 0 | 0 | 0 | 0 | 0 | 0 | 0 | 0
F2_Industrial_Wood and Lumber Products_Existing_Process_Natural Gas_Process Cooling_E10 | F2 | Industrial | Wood and Lumber Products | Existing | Process | Natural Gas | Process Cooling | E10 | Participant - Cost of Operation | 0 | 0 | 0 | 0 | 0 | 0 | 0 | 0 | 0 | 0 | 0 | 0 | 0 | 0 | 0 | 0 | 0 | 0 | 0 | 0 | 0 | 0 | 0 | 0 | 0 | 0 | 0 | 0 | 0 | 0
F3_Industrial_Wood and Lumber Products_Existing_Process_Natural Gas_Process Cooling_E1 | F3 | Industrial | Wood and Lumber Products | Existing | Process | Natural Gas | Process Cooling | E1 | System - kBTUs of Conusmption | 92.301 | 92.301 | 92.301 | 92.301 | 92.301 | 92.301 | 92.301 | 92.301 | 92.301 | 92.301 | 92.301 | 92.301 | 92.301 | 92.301 | 92.301 | 92.301 | 92.301 | 92.301 | 92.301 | 92.301 | 92.301 | 92.301 | 0 | 0 | 0 | 0 | 0 | 0 | 0 | 0
F3_Industrial_Wood and Lumber Products_Existing_Process_Natural Gas_Process Cooling_E2 | F3 | Industrial | Wood and Lumber Products | Existing | Process | Natural Gas | Process Cooling | E2 | System - kBTUs of Conusmption | 0 | 0 | 0 | 0 | 0 | 0 | 0 | 0 | 0 | 0 | 0 | 0 | 0 | 0 | 0 | 0 | 0 | 0 | 0 | 0 | 0 | 0 | 0 | 0 | 0 | 0 | 0 | 0 | 0 | 0
F3_Industrial_Wood and Lumber Products_Existing_Process_Natural Gas_Process Cooling_E3 | F3 | Industrial | Wood and Lumber Products | Existing | Process | Natural Gas | Process Cooling | E3 | System - kBTUs of Conusmption | 0 | 0 | 0 | 0 | 0 | 0 | 0 | 0 | 0 | 0 | 0 | 0 | 0 | 0 | 0 | 0 | 0 | 0 | 0 | 0 | 0 | 0 | 0 | 0 | 0 | 0 | 0 | 0 | 0 | 0
F3_Industrial_Wood and Lumber Products_Existing_Process_Natural Gas_Process Cooling_E4 | F3 | Industrial | Wood and Lumber Products | Existing | Process | Natural Gas | Process Cooling | E4 | System - kBTUs of Conusmption | 0 | 0 | 0 | 0 | 0 | 0 | 0 | 0 | 0 | 0 | 0 | 0 | 0 | 0 | 0 | 0 | 0 | 0 | 0 | 0 | 0 | 0 | 0 | 0 | 0 | 0 | 0 | 0 | 0 | 0
F3_Industrial_Wood and Lumber Products_Existing_Process_Natural Gas_Process Cooling_E5 | F3 | Industrial | Wood and Lumber Products | Existing | Process | Natural Gas | Process Cooling | E5 | System - kBTUs of Conusmption | 0 | 0 | 0 | 0 | 0 | 0 | 0 | 0 | 0 | 0 | 0 | 0 | 0 | 0 | 0 | 0 | 0 | 0 | 0 | 0 | 0 | 0 | 0 | 0 | 0 | 0 | 0 | 0 | 0 | 0
F3_Industrial_Wood and Lumber Products_Existing_Process_Natural Gas_Process Cooling_E6 | F3 | Industrial | Wood and Lumber Products | Existing | Process | Natural Gas | Process Cooling | E6 | System - kBTUs of Conusmption | 0 | 0 | 0 | 0 | 0 | 0 | 0 | 0 | 0 | 0 | 0 | 0 | 0 | 0 | 0 | 0 | 0 | 0 | 0 | 0 | 0 | 0 | 0 | 0 | 0 | 0 | 0 | 0 | 0 | 0
F3_Industrial_Wood and Lumber Products_Existing_Process_Natural Gas_Process Cooling_E7 | F3 | Industrial | Wood and Lumber Products | Existing | Process | Natural Gas | Process Cooling | E7 | System - kBTUs of Conusmption | 0 | 0 | 0 | 0 | 0 | 0 | 0 | 0 | 0 | 0 | 0 | 0 | 0 | 0 | 0 | 0 | 0 | 0 | 0 | 0 | 0 | 0 | 0 | 0 | 0 | 0 | 0 | 0 | 0 | 0
F3_Industrial_Wood and Lumber Products_Existing_Process_Natural Gas_Process Cooling_E8 | F3 | Industrial | Wood and Lumber Products | Existing | Process | Natural Gas | Process Cooling | E8 | System - kBTUs of Conusmption | 0 | 0 | 0 | 0 | 0 | 0 | 0 | 0 | 0 | 0 | 0 | 0 | 0 | 0 | 0 | 0 | 0 | 0 | 0 | 0 | 0 | 0 | 0 | 0 | 0 | 0 | 0 | 0 | 0 | 0
F3_Industrial_Wood and Lumber Products_Existing_Process_Natural Gas_Process Cooling_E9 | F3 | Industrial | Wood and Lumber Products | Existing | Process | Natural Gas | Process Cooling | E9 | System - kBTUs of Conusmption | 0 | 0 | 0 | 0 | 0 | 0 | 0 | 0 | 0 | 0 | 0 | 0 | 0 | 0 | 0 | 0 | 0 | 0 | 0 | 0 | 0 | 0 | 0 | 0 | 0 | 0 | 0 | 0 | 0 | 0
F3_Industrial_Wood and Lumber Products_Existing_Process_Natural Gas_Process Cooling_E10 | F3 | Industrial | Wood and Lumber Products | Existing | Process | Natural Gas | Process Cooling | E10 | System - kBTUs of Conusmption | 0 | 0 | 0 | 0 | 0 | 0 | 0 | 0 | 0 | 0 | 0 | 0 | 0 | 0 | 0 | 0 | 0 | 0 | 0 | 0 | 0 | 0 | 0 | 0 | 0 | 0 | 0 | 0 | 0 | 0
F4_Industrial_Wood and Lumber Products_Existing_Process_Natural Gas_Process Cooling_E1 | F4 | Industrial | Wood and Lumber Products | Existing | Process | Natural Gas | Process Cooling | E1 | Utility - Cost of Equipment | 0.21172 | 0.21172 | 0.21172 | 0.21172 | 0.21172 | 0.21172 | 0.21172 | 0.21172 | 0.21172 | 0.21172 | 0.21172 | 0.21172 | 0.21172 | 0.21172 | 0.21172 | 0.21172 | 0.21172 | 0.21172 | 0.21172 | 0.21172 | 0.21172 | 0.21172 | 0 | 0 | 0 | 0 | 0 | 0 | 0 | 0
F4_Industrial_Wood and Lumber Products_Existing_Process_Natural Gas_Process Cooling_E2 | F4 | Industrial | Wood and Lumber Products | Existing | Process | Natural Gas | Process Cooling | E2 | Utility - Cost of Equipment | 0 | 0 | 0 | 0 | 0 | 0 | 0 | 0 | 0 | 0 | 0 | 0 | 0 | 0 | 0 | 0 | 0 | 0 | 0 | 0 | 0 | 0 | 0 | 0 | 0 | 0 | 0 | 0 | 0 | 0
F4_Industrial_Wood and Lumber Products_Existing_Process_Natural Gas_Process Cooling_E3 | F4 | Industrial | Wood and Lumber Products | Existing | Process | Natural Gas | Process Cooling | E3 | Utility - Cost of Equipment | 0 | 0 | 0 | 0 | 0 | 0 | 0 | 0 | 0 | 0 | 0 | 0 | 0 | 0 | 0 | 0 | 0 | 0 | 0 | 0 | 0 | 0 | 0 | 0 | 0 | 0 | 0 | 0 | 0 | 0
F4_Industrial_Wood and Lumber Products_Existing_Process_Natural Gas_Process Cooling_E4 | F4 | Industrial | Wood and Lumber Products | Existing | Process | Natural Gas | Process Cooling | E4 | Utility - Cost of Equipment | 0 | 0 | 0 | 0 | 0 | 0 | 0 | 0 | 0 | 0 | 0 | 0 | 0 | 0 | 0 | 0 | 0 | 0 | 0 | 0 | 0 | 0 | 0 | 0 | 0 | 0 | 0 | 0 | 0 | 0
F4_Industrial_Wood and Lumber Products_Existing_Process_Natural Gas_Process Cooling_E5 | F4 | Industrial | Wood and Lumber Products | Existing | Process | Natural Gas | Process Cooling | E5 | Utility - Cost of Equipment | 0 | 0 | 0 | 0 | 0 | 0 | 0 | 0 | 0 | 0 | 0 | 0 | 0 | 0 | 0 | 0 | 0 | 0 | 0 | 0 | 0 | 0 | 0 | 0 | 0 | 0 | 0 | 0 | 0 | 0
F4_Industrial_Wood and Lumber Products_Existing_Process_Natural Gas_Process Cooling_E6 | F4 | Industrial | Wood and Lumber Products | Existing | Process | Natural Gas | Process Cooling | E6 | Utility - Cost of Equipment | 0 | 0 | 0 | 0 | 0 | 0 | 0 | 0 | 0 | 0 | 0 | 0 | 0 | 0 | 0 | 0 | 0 | 0 | 0 | 0 | 0 | 0 | 0 | 0 | 0 | 0 | 0 | 0 | 0 | 0
F4_Industrial_Wood and Lumber Products_Existing_Process_Natural Gas_Process Cooling_E7 | F4 | Industrial | Wood and Lumber Products | Existing | Process | Natural Gas | Process Cooling | E7 | Utility - Cost of Equipment | 0 | 0 | 0 | 0 | 0 | 0 | 0 | 0 | 0 | 0 | 0 | 0 | 0 | 0 | 0 | 0 | 0 | 0 | 0 | 0 | 0 | 0 | 0 | 0 | 0 | 0 | 0 | 0 | 0 | 0
F4_Industrial_Wood and Lumber Products_Existing_Process_Natural Gas_Process Cooling_E8 | F4 | Industrial | Wood and Lumber Products | Existing | Process | Natural Gas | Process Cooling | E8 | Utility - Cost of Equipment | 0 | 0 | 0 | 0 | 0 | 0 | 0 | 0 | 0 | 0 | 0 | 0 | 0 | 0 | 0 | 0 | 0 | 0 | 0 | 0 | 0 | 0 | 0 | 0 | 0 | 0 | 0 | 0 | 0 | 0
F4_Industrial_Wood and Lumber Products_Existing_Process_Natural Gas_Process Cooling_E9 | F4 | Industrial | Wood and Lumber Products | Existing | Process | Natural Gas | Process Cooling | E9 | Utility - Cost of Equipment | 0 | 0 | 0 | 0 | 0 | 0 | 0 | 0 | 0 | 0 | 0 | 0 | 0 | 0 | 0 | 0 | 0 | 0 | 0 | 0 | 0 | 0 | 0 | 0 | 0 | 0 | 0 | 0 | 0 | 0
F4_Industrial_Wood and Lumber Products_Existing_Process_Natural Gas_Process Cooling_E10 | F4 | Industrial | Wood and Lumber Products | Existing | Process | Natural Gas | Process Cooling | E10 | Utility - Cost of Equipment | 0 | 0 | 0 | 0 | 0 | 0 | 0 | 0 | 0 | 0 | 0 | 0 | 0 | 0 | 0 | 0 | 0 | 0 | 0 | 0 | 0 | 0 | 0 | 0 | 0 | 0 | 0 | 0 | 0 | 0
F5_Industrial_Wood and Lumber Products_Existing_Process_Natural Gas_Process Cooling_E1 | F5 | Industrial | Wood and Lumber Products | Existing | Process | Natural Gas | Process Cooling | E1 | Utility - Cost of Operation | 0.49761 | 0.54399 | 0.54772 | 0.55143 | 0.53604 | 0.51971 | 0.50215 | 0.48723 | 0.472 | 0.46101 | 0.44948 | 0.43815 | 0.4268 | 0.416 | 0.40512 | 0.3942 | 0.38367 | 0.37371 | 0.36388 | 0.35516 | 0.34689 | 0.33882 | 0 | 0 | 0 | 0 | 0 | 0 | 0 | 0
F5_Industrial_Wood and Lumber Products_Existing_Process_Natural Gas_Process Cooling_E2 | F5 | Industrial | Wood and Lumber Products | Existing | Process | Natural Gas | Process Cooling | E2 | Utility - Cost of Operation | 0 | 0 | 0 | 0 | 0 | 0 | 0 | 0 | 0 | 0 | 0 | 0 | 0 | 0 | 0 | 0 | 0 | 0 | 0 | 0 | 0 | 0 | 0 | 0 | 0 | 0 | 0 | 0 | 0 | 0
F5_Industrial_Wood and Lumber Products_Existing_Process_Natural Gas_Process Cooling_E3 | F5 | Industrial | Wood and Lumber Products | Existing | Process | Natural Gas | Process Cooling | E3 | Utility - Cost of Operation | 0 | 0 | 0 | 0 | 0 | 0 | 0 | 0 | 0 | 0 | 0 | 0 | 0 | 0 | 0 | 0 | 0 | 0 | 0 | 0 | 0 | 0 | 0 | 0 | 0 | 0 | 0 | 0 | 0 | 0
F5_Industrial_Wood and Lumber Products_Existing_Process_Natural Gas_Process Cooling_E4 | F5 | Industrial | Wood and Lumber Products | Existing | Process | Natural Gas | Process Cooling | E4 | Utility - Cost of Operation | 0 | 0 | 0 | 0 | 0 | 0 | 0 | 0 | 0 | 0 | 0 | 0 | 0 | 0 | 0 | 0 | 0 | 0 | 0 | 0 | 0 | 0 | 0 | 0 | 0 | 0 | 0 | 0 | 0 | 0
F5_Industrial_Wood and Lumber Products_Existing_Process_Natural Gas_Process Cooling_E5 | F5 | Industrial | Wood and Lumber Products | Existing | Process | Natural Gas | Process Cooling | E5 | Utility - Cost of Operation | 0 | 0 | 0 | 0 | 0 | 0 | 0 | 0 | 0 | 0 | 0 | 0 | 0 | 0 | 0 | 0 | 0 | 0 | 0 | 0 | 0 | 0 | 0 | 0 | 0 | 0 | 0 | 0 | 0 | 0
F5_Industrial_Wood and Lumber Products_Existing_Process_Natural Gas_Process Cooling_E6 | F5 | Industrial | Wood and Lumber Products | Existing | Process | Natural Gas | Process Cooling | E6 | Utility - Cost of Operation | 0 | 0 | 0 | 0 | 0 | 0 | 0 | 0 | 0 | 0 | 0 | 0 | 0 | 0 | 0 | 0 | 0 | 0 | 0 | 0 | 0 | 0 | 0 | 0 | 0 | 0 | 0 | 0 | 0 | 0
F5_Industrial_Wood and Lumber Products_Existing_Process_Natural Gas_Process Cooling_E7 | F5 | Industrial | Wood and Lumber Products | Existing | Process | Natural Gas | Process Cooling | E7 | Utility - Cost of Operation | 0 | 0 | 0 | 0 | 0 | 0 | 0 | 0 | 0 | 0 | 0 | 0 | 0 | 0 | 0 | 0 | 0 | 0 | 0 | 0 | 0 | 0 | 0 | 0 | 0 | 0 | 0 | 0 | 0 | 0
F5_Industrial_Wood and Lumber Products_Existing_Process_Natural Gas_Process Cooling_E8 | F5 | Industrial | Wood and Lumber Products | Existing | Process | Natural Gas | Process Cooling | E8 | Utility - Cost of Operation | 0 | 0 | 0 | 0 | 0 | 0 | 0 | 0 | 0 | 0 | 0 | 0 | 0 | 0 | 0 | 0 | 0 | 0 | 0 | 0 | 0 | 0 | 0 | 0 | 0 | 0 | 0 | 0 | 0 | 0
F5_Industrial_Wood and Lumber Products_Existing_Process_Natural Gas_Process Cooling_E9 | F5 | Industrial | Wood and Lumber Products | Existing | Process | Natural Gas | Process Cooling | E9 | Utility - Cost of Operation | 0 | 0 | 0 | 0 | 0 | 0 | 0 | 0 | 0 | 0 | 0 | 0 | 0 | 0 | 0 | 0 | 0 | 0 | 0 | 0 | 0 | 0 | 0 | 0 | 0 | 0 | 0 | 0 | 0 | 0
F5_Industrial_Wood and Lumber Products_Existing_Process_Natural Gas_Process Cooling_E10 | F5 | Industrial | Wood and Lumber Products | Existing | Process | Natural Gas | Process Cooling | E10 | Utility - Cost of Operation | 0 | 0 | 0 | 0 | 0 | 0 | 0 | 0 | 0 | 0 | 0 | 0 | 0 | 0 | 0 | 0 | 0 | 0 | 0 | 0 | 0 | 0 | 0 | 0 | 0 | 0 | 0 | 0 | 0 | 0
F6_Industrial_Wood and Lumber Products_Existing_Process_Natural Gas_Process Cooling_E1 | F6 | Industrial | Wood and Lumber Products | Existing | Process | Natural Gas | Process Cooling | E1 | Utility - Value of Sales | 0.59616 | 0.65174 | 0.65621 | 0.66065 | 0.64222 | 0.62265 | 0.60161 | 0.58374 | 0.56548 | 0.55232 | 0.5385 | 0.52493 | 0.51133 | 0.49839 | 0.48536 | 0.47228 | 0.45966 | 0.44773 | 0.43596 | 0.4255 | 0.4156 | 0.40593 | 0 | 0 | 0 | 0 | 0 | 0 | 0 | 0
F6_Industrial_Wood and Lumber Products_Existing_Process_Natural Gas_Process Cooling_E2 | F6 | Industrial | Wood and Lumber Products | Existing | Process | Natural Gas | Process Cooling | E2 | Utility - Value of Sales | 0 | 0 | 0 | 0 | 0 | 0 | 0 | 0 | 0 | 0 | 0 | 0 | 0 | 0 | 0 | 0 | 0 | 0 | 0 | 0 | 0 | 0 | 0 | 0 | 0 | 0 | 0 | 0 | 0 | 0
F6_Industrial_Wood and Lumber Products_Existing_Process_Natural Gas_Process Cooling_E3 | F6 | Industrial | Wood and Lumber Products | Existing | Process | Natural Gas | Process Cooling | E3 | Utility - Value of Sales | 0 | 0 | 0 | 0 | 0 | 0 | 0 | 0 | 0 | 0 | 0 | 0 | 0 | 0 | 0 | 0 | 0 | 0 | 0 | 0 | 0 | 0 | 0 | 0 | 0 | 0 | 0 | 0 | 0 | 0
F6_Industrial_Wood and Lumber Products_Existing_Process_Natural Gas_Process Cooling_E4 | F6 | Industrial | Wood and Lumber Products | Existing | Process | Natural Gas | Process Cooling | E4 | Utility - Value of Sales | 0 | 0 | 0 | 0 | 0 | 0 | 0 | 0 | 0 | 0 | 0 | 0 | 0 | 0 | 0 | 0 | 0 | 0 | 0 | 0 | 0 | 0 | 0 | 0 | 0 | 0 | 0 | 0 | 0 | 0
F6_Industrial_Wood and Lumber Products_Existing_Process_Natural Gas_Process Cooling_E5 | F6 | Industrial | Wood and Lumber Products | Existing | Process | Natural Gas | Process Cooling | E5 | Utility - Value of Sales | 0 | 0 | 0 | 0 | 0 | 0 | 0 | 0 | 0 | 0 | 0 | 0 | 0 | 0 | 0 | 0 | 0 | 0 | 0 | 0 | 0 | 0 | 0 | 0 | 0 | 0 | 0 | 0 | 0 | 0
F6_Industrial_Wood and Lumber Products_Existing_Process_Natural Gas_Process Cooling_E6 | F6 | Industrial | Wood and Lumber Products | Existing | Process | Natural Gas | Process Cooling | E6 | Utility - Value of Sales | 0 | 0 | 0 | 0 | 0 | 0 | 0 | 0 | 0 | 0 | 0 | 0 | 0 | 0 | 0 | 0 | 0 | 0 | 0 | 0 | 0 | 0 | 0 | 0 | 0 | 0 | 0 | 0 | 0 | 0
F6_Industrial_Wood and Lumber Products_Existing_Process_Natural Gas_Process Cooling_E7 | F6 | Industrial | Wood and Lumber Products | Existing | Process | Natural Gas | Process Cooling | E7 | Utility - Value of Sales | 0 | 0 | 0 | 0 | 0 | 0 | 0 | 0 | 0 | 0 | 0 | 0 | 0 | 0 | 0 | 0 | 0 | 0 | 0 | 0 | 0 | 0 | 0 | 0 | 0 | 0 | 0 | 0 | 0 | 0
F6_Industrial_Wood and Lumber Products_Existing_Process_Natural Gas_Process Cooling_E8 | F6 | Industrial | Wood and Lumber Products | Existing | Process | Natural Gas | Process Cooling | E8 | Utility - Value of Sales | 0 | 0 | 0 | 0 | 0 | 0 | 0 | 0 | 0 | 0 | 0 | 0 | 0 | 0 | 0 | 0 | 0 | 0 | 0 | 0 | 0 | 0 | 0 | 0 | 0 | 0 | 0 | 0 | 0 | 0
F6_Industrial_Wood and Lumber Products_Existing_Process_Natural Gas_Process Cooling_E9 | F6 | Industrial | Wood and Lumber Products | Existing | Process | Natural Gas | Process Cooling | E9 | Utility - Value of Sales | 0 | 0 | 0 | 0 | 0 | 0 | 0 | 0 | 0 | 0 | 0 | 0 | 0 | 0 | 0 | 0 | 0 | 0 | 0 | 0 | 0 | 0 | 0 | 0 | 0 | 0 | 0 | 0 | 0 | 0
F6_Industrial_Wood and Lumber Products_Existing_Process_Natural Gas_Process Cooling_E10 | F6 | Industrial | Wood and Lumber Products | Existing | Process | Natural Gas | Process Cooling | E10 | Utility - Value of Sales | 0 | 0 | 0 | 0 | 0 | 0 | 0 | 0 | 0 | 0 | 0 | 0 | 0 | 0 | 0 | 0 | 0 | 0 | 0 | 0 | 0 | 0 | 0 | 0 | 0 | 0 | 0 | 0 | 0 | 0
F1_Industrial_Wood and Lumber Products_Existing_Process_Natural Gas_Other Process_E1 | F1 | Industrial | Wood and Lumber Products | Existing | Process | Natural Gas | Other Process | E1 | Participant - Cost of Equipment | 3.5644 | 3.5644 | 3.5644 | 3.5644 | 3.5644 | 3.5644 | 3.5644 | 3.5644 | 3.5644 | 3.5644 | 3.5644 | 3.5644 | 3.5644 | 3.5644 | 3.5644 | 3.5644 | 3.5644 | 3.5644 | 3.5644 | 3.5644 | 3.5644 | 3.5644 | 0 | 0 | 0 | 0 | 0 | 0 | 0 | 0
F1_Industrial_Wood and Lumber Products_Existing_Process_Natural Gas_Other Process_E2 | F1 | Industrial | Wood and Lumber Products | Existing | Process | Natural Gas | Other Process | E2 | Participant - Cost of Equipment | 0 | 0 | 0 | 0 | 0 | 0 | 0 | 0 | 0 | 0 | 0 | 0 | 0 | 0 | 0 | 0 | 0 | 0 | 0 | 0 | 0 | 0 | 0 | 0 | 0 | 0 | 0 | 0 | 0 | 0
F1_Industrial_Wood and Lumber Products_Existing_Process_Natural Gas_Other Process_E3 | F1 | Industrial | Wood and Lumber Products | Existing | Process | Natural Gas | Other Process | E3 | Participant - Cost of Equipment | 0 | 0 | 0 | 0 | 0 | 0 | 0 | 0 | 0 | 0 | 0 | 0 | 0 | 0 | 0 | 0 | 0 | 0 | 0 | 0 | 0 | 0 | 0 | 0 | 0 | 0 | 0 | 0 | 0 | 0
F1_Industrial_Wood and Lumber Products_Existing_Process_Natural Gas_Other Process_E4 | F1 | Industrial | Wood and Lumber Products | Existing | Process | Natural Gas | Other Process | E4 | Participant - Cost of Equipment | 0 | 0 | 0 | 0 | 0 | 0 | 0 | 0 | 0 | 0 | 0 | 0 | 0 | 0 | 0 | 0 | 0 | 0 | 0 | 0 | 0 | 0 | 0 | 0 | 0 | 0 | 0 | 0 | 0 | 0
F1_Industrial_Wood and Lumber Products_Existing_Process_Natural Gas_Other Process_E5 | F1 | Industrial | Wood and Lumber Products | Existing | Process | Natural Gas | Other Process | E5 | Participant - Cost of Equipment | 0 | 0 | 0 | 0 | 0 | 0 | 0 | 0 | 0 | 0 | 0 | 0 | 0 | 0 | 0 | 0 | 0 | 0 | 0 | 0 | 0 | 0 | 0 | 0 | 0 | 0 | 0 | 0 | 0 | 0
F1_Industrial_Wood and Lumber Products_Existing_Process_Natural Gas_Other Process_E6 | F1 | Industrial | Wood and Lumber Products | Existing | Process | Natural Gas | Other Process | E6 | Participant - Cost of Equipment | 0 | 0 | 0 | 0 | 0 | 0 | 0 | 0 | 0 | 0 | 0 | 0 | 0 | 0 | 0 | 0 | 0 | 0 | 0 | 0 | 0 | 0 | 0 | 0 | 0 | 0 | 0 | 0 | 0 | 0
F1_Industrial_Wood and Lumber Products_Existing_Process_Natural Gas_Other Process_E7 | F1 | Industrial | Wood and Lumber Products | Existing | Process | Natural Gas | Other Process | E7 | Participant - Cost of Equipment | 0 | 0 | 0 | 0 | 0 | 0 | 0 | 0 | 0 | 0 | 0 | 0 | 0 | 0 | 0 | 0 | 0 | 0 | 0 | 0 | 0 | 0 | 0 | 0 | 0 | 0 | 0 | 0 | 0 | 0
F1_Industrial_Wood and Lumber Products_Existing_Process_Natural Gas_Other Process_E8 | F1 | Industrial | Wood and Lumber Products | Existing | Process | Natural Gas | Other Process | E8 | Participant - Cost of Equipment | 0 | 0 | 0 | 0 | 0 | 0 | 0 | 0 | 0 | 0 | 0 | 0 | 0 | 0 | 0 | 0 | 0 | 0 | 0 | 0 | 0 | 0 | 0 | 0 | 0 | 0 | 0 | 0 | 0 | 0
F1_Industrial_Wood and Lumber Products_Existing_Process_Natural Gas_Other Process_E9 | F1 | Industrial | Wood and Lumber Products | Existing | Process | Natural Gas | Other Process | E9 | Participant - Cost of Equipment | 0 | 0 | 0 | 0 | 0 | 0 | 0 | 0 | 0 | 0 | 0 | 0 | 0 | 0 | 0 | 0 | 0 | 0 | 0 | 0 | 0 | 0 | 0 | 0 | 0 | 0 | 0 | 0 | 0 | 0
F1_Industrial_Wood and Lumber Products_Existing_Process_Natural Gas_Other Process_E10 | F1 | Industrial | Wood and Lumber Products | Existing | Process | Natural Gas | Other Process | E10 | Participant - Cost of Equipment | 0 | 0 | 0 | 0 | 0 | 0 | 0 | 0 | 0 | 0 | 0 | 0 | 0 | 0 | 0 | 0 | 0 | 0 | 0 | 0 | 0 | 0 | 0 | 0 | 0 | 0 | 0 | 0 | 0 | 0
F2_Industrial_Wood and Lumber Products_Existing_Process_Natural Gas_Other Process_E1 | F2 | Industrial | Wood and Lumber Products | Existing | Process | Natural Gas | Other Process | E1 | Participant - Cost of Operation | 10.0366 | 10.9722 | 11.0474 | 11.1222 | 10.8119 | 10.4825 | 10.1282 | 9.8274 | 9.5201 | 9.2985 | 9.0658 | 8.8374 | 8.6085 | 8.3906 | 8.1713 | 7.951 | 7.7385 | 7.5378 | 7.3395 | 7.1635 | 6.9968 | 6.834 | 0 | 0 | 0 | 0 | 0 | 0 | 0 | 0
F2_Industrial_Wood and Lumber Products_Existing_Process_Natural Gas_Other Process_E2 | F2 | Industrial | Wood and Lumber Products | Existing | Process | Natural Gas | Other Process | E2 | Participant - Cost of Operation | 0 | 0 | 0 | 0 | 0 | 0 | 0 | 0 | 0 | 0 | 0 | 0 | 0 | 0 | 0 | 0 | 0 | 0 | 0 | 0 | 0 | 0 | 0 | 0 | 0 | 0 | 0 | 0 | 0 | 0
F2_Industrial_Wood and Lumber Products_Existing_Process_Natural Gas_Other Process_E3 | F2 | Industrial | Wood and Lumber Products | Existing | Process | Natural Gas | Other Process | E3 | Participant - Cost of Operation | 0 | 0 | 0 | 0 | 0 | 0 | 0 | 0 | 0 | 0 | 0 | 0 | 0 | 0 | 0 | 0 | 0 | 0 | 0 | 0 | 0 | 0 | 0 | 0 | 0 | 0 | 0 | 0 | 0 | 0
F2_Industrial_Wood and Lumber Products_Existing_Process_Natural Gas_Other Process_E4 | F2 | Industrial | Wood and Lumber Products | Existing | Process | Natural Gas | Other Process | E4 | Participant - Cost of Operation | 0 | 0 | 0 | 0 | 0 | 0 | 0 | 0 | 0 | 0 | 0 | 0 | 0 | 0 | 0 | 0 | 0 | 0 | 0 | 0 | 0 | 0 | 0 | 0 | 0 | 0 | 0 | 0 | 0 | 0
F2_Industrial_Wood and Lumber Products_Existing_Process_Natural Gas_Other Process_E5 | F2 | Industrial | Wood and Lumber Products | Existing | Process | Natural Gas | Other Process | E5 | Participant - Cost of Operation | 0 | 0 | 0 | 0 | 0 | 0 | 0 | 0 | 0 | 0 | 0 | 0 | 0 | 0 | 0 | 0 | 0 | 0 | 0 | 0 | 0 | 0 | 0 | 0 | 0 | 0 | 0 | 0 | 0 | 0
F2_Industrial_Wood and Lumber Products_Existing_Process_Natural Gas_Other Process_E6 | F2 | Industrial | Wood and Lumber Products | Existing | Process | Natural Gas | Other Process | E6 | Participant - Cost of Operation | 0 | 0 | 0 | 0 | 0 | 0 | 0 | 0 | 0 | 0 | 0 | 0 | 0 | 0 | 0 | 0 | 0 | 0 | 0 | 0 | 0 | 0 | 0 | 0 | 0 | 0 | 0 | 0 | 0 | 0
F2_Industrial_Wood and Lumber Products_Existing_Process_Natural Gas_Other Process_E7 | F2 | Industrial | Wood and Lumber Products | Existing | Process | Natural Gas | Other Process | E7 | Participant - Cost of Operation | 0 | 0 | 0 | 0 | 0 | 0 | 0 | 0 | 0 | 0 | 0 | 0 | 0 | 0 | 0 | 0 | 0 | 0 | 0 | 0 | 0 | 0 | 0 | 0 | 0 | 0 | 0 | 0 | 0 | 0
F2_Industrial_Wood and Lumber Products_Existing_Process_Natural Gas_Other Process_E8 | F2 | Industrial | Wood and Lumber Products | Existing | Process | Natural Gas | Other Process | E8 | Participant - Cost of Operation | 0 | 0 | 0 | 0 | 0 | 0 | 0 | 0 | 0 | 0 | 0 | 0 | 0 | 0 | 0 | 0 | 0 | 0 | 0 | 0 | 0 | 0 | 0 | 0 | 0 | 0 | 0 | 0 | 0 | 0
F2_Industrial_Wood and Lumber Products_Existing_Process_Natural Gas_Other Process_E9 | F2 | Industrial | Wood and Lumber Products | Existing | Process | Natural Gas | Other Process | E9 | Participant - Cost of Operation | 0 | 0 | 0 | 0 | 0 | 0 | 0 | 0 | 0 | 0 | 0 | 0 | 0 | 0 | 0 | 0 | 0 | 0 | 0 | 0 | 0 | 0 | 0 | 0 | 0 | 0 | 0 | 0 | 0 | 0
F2_Industrial_Wood and Lumber Products_Existing_Process_Natural Gas_Other Process_E10 | F2 | Industrial | Wood and Lumber Products | Existing | Process | Natural Gas | Other Process | E10 | Participant - Cost of Operation | 0 | 0 | 0 | 0 | 0 | 0 | 0 | 0 | 0 | 0 | 0 | 0 | 0 | 0 | 0 | 0 | 0 | 0 | 0 | 0 | 0 | 0 | 0 | 0 | 0 | 0 | 0 | 0 | 0 | 0
F3_Industrial_Wood and Lumber Products_Existing_Process_Natural Gas_Other Process_E1 | F3 | Industrial | Wood and Lumber Products | Existing | Process | Natural Gas | Other Process | E1 | System - kBTUs of Conusmption | 1553.9158 | 1553.9158 | 1553.9158 | 1553.9158 | 1553.9158 | 1553.9158 | 1553.9158 | 1553.9158 | 1553.9158 | 1553.9158 | 1553.9158 | 1553.9158 | 1553.9158 | 1553.9158 | 1553.9158 | 1553.9158 | 1553.9158 | 1553.9158 | 1553.9158 | 1553.9158 | 1553.9158 | 1553.9158 | 0 | 0 | 0 | 0 | 0 | 0 | 0 | 0
F3_Industrial_Wood and Lumber Products_Existing_Process_Natural Gas_Other Process_E2 | F3 | Industrial | Wood and Lumber Products | Existing | Process | Natural Gas | Other Process | E2 | System - kBTUs of Conusmption | 0 | 0 | 0 | 0 | 0 | 0 | 0 | 0 | 0 | 0 | 0 | 0 | 0 | 0 | 0 | 0 | 0 | 0 | 0 | 0 | 0 | 0 | 0 | 0 | 0 | 0 | 0 | 0 | 0 | 0
F3_Industrial_Wood and Lumber Products_Existing_Process_Natural Gas_Other Process_E3 | F3 | Industrial | Wood and Lumber Products | Existing | Process | Natural Gas | Other Process | E3 | System - kBTUs of Conusmption | 0 | 0 | 0 | 0 | 0 | 0 | 0 | 0 | 0 | 0 | 0 | 0 | 0 | 0 | 0 | 0 | 0 | 0 | 0 | 0 | 0 | 0 | 0 | 0 | 0 | 0 | 0 | 0 | 0 | 0
F3_Industrial_Wood and Lumber Products_Existing_Process_Natural Gas_Other Process_E4 | F3 | Industrial | Wood and Lumber Products | Existing | Process | Natural Gas | Other Process | E4 | System - kBTUs of Conusmption | 0 | 0 | 0 | 0 | 0 | 0 | 0 | 0 | 0 | 0 | 0 | 0 | 0 | 0 | 0 | 0 | 0 | 0 | 0 | 0 | 0 | 0 | 0 | 0 | 0 | 0 | 0 | 0 | 0 | 0
F3_Industrial_Wood and Lumber Products_Existing_Process_Natural Gas_Other Process_E5 | F3 | Industrial | Wood and Lumber Products | Existing | Process | Natural Gas | Other Process | E5 | System - kBTUs of Conusmption | 0 | 0 | 0 | 0 | 0 | 0 | 0 | 0 | 0 | 0 | 0 | 0 | 0 | 0 | 0 | 0 | 0 | 0 | 0 | 0 | 0 | 0 | 0 | 0 | 0 | 0 | 0 | 0 | 0 | 0
F3_Industrial_Wood and Lumber Products_Existing_Process_Natural Gas_Other Process_E6 | F3 | Industrial | Wood and Lumber Products | Existing | Process | Natural Gas | Other Process | E6 | System - kBTUs of Conusmption | 0 | 0 | 0 | 0 | 0 | 0 | 0 | 0 | 0 | 0 | 0 | 0 | 0 | 0 | 0 | 0 | 0 | 0 | 0 | 0 | 0 | 0 | 0 | 0 | 0 | 0 | 0 | 0 | 0 | 0
F3_Industrial_Wood and Lumber Products_Existing_Process_Natural Gas_Other Process_E7 | F3 | Industrial | Wood and Lumber Products | Existing | Process | Natural Gas | Other Process | E7 | System - kBTUs of Conusmption | 0 | 0 | 0 | 0 | 0 | 0 | 0 | 0 | 0 | 0 | 0 | 0 | 0 | 0 | 0 | 0 | 0 | 0 | 0 | 0 | 0 | 0 | 0 | 0 | 0 | 0 | 0 | 0 | 0 | 0
F3_Industrial_Wood and Lumber Products_Existing_Process_Natural Gas_Other Process_E8 | F3 | Industrial | Wood and Lumber Products | Existing | Process | Natural Gas | Other Process | E8 | System - kBTUs of Conusmption | 0 | 0 | 0 | 0 | 0 | 0 | 0 | 0 | 0 | 0 | 0 | 0 | 0 | 0 | 0 | 0 | 0 | 0 | 0 | 0 | 0 | 0 | 0 | 0 | 0 | 0 | 0 | 0 | 0 | 0
F3_Industrial_Wood and Lumber Products_Existing_Process_Natural Gas_Other Process_E9 | F3 | Industrial | Wood and Lumber Products | Existing | Process | Natural Gas | Other Process | E9 | System - kBTUs of Conusmption | 0 | 0 | 0 | 0 | 0 | 0 | 0 | 0 | 0 | 0 | 0 | 0 | 0 | 0 | 0 | 0 | 0 | 0 | 0 | 0 | 0 | 0 | 0 | 0 | 0 | 0 | 0 | 0 | 0 | 0
F3_Industrial_Wood and Lumber Products_Existing_Process_Natural Gas_Other Process_E10 | F3 | Industrial | Wood and Lumber Products | Existing | Process | Natural Gas | Other Process | E10 | System - kBTUs of Conusmption | 0 | 0 | 0 | 0 | 0 | 0 | 0 | 0 | 0 | 0 | 0 | 0 | 0 | 0 | 0 | 0 | 0 | 0 | 0 | 0 | 0 | 0 | 0 | 0 | 0 | 0 | 0 | 0 | 0 | 0
F4_Industrial_Wood and Lumber Products_Existing_Process_Natural Gas_Other Process_E1 | F4 | Industrial | Wood and Lumber Products | Existing | Process | Natural Gas | Other Process | E1 | Utility - Cost of Equipment | 3.5644 | 3.5644 | 3.5644 | 3.5644 | 3.5644 | 3.5644 | 3.5644 | 3.5644 | 3.5644 | 3.5644 | 3.5644 | 3.5644 | 3.5644 | 3.5644 | 3.5644 | 3.5644 | 3.5644 | 3.5644 | 3.5644 | 3.5644 | 3.5644 | 3.5644 | 0 | 0 | 0 | 0 | 0 | 0 | 0 | 0
F4_Industrial_Wood and Lumber Products_Existing_Process_Natural Gas_Other Process_E2 | F4 | Industrial | Wood and Lumber Products | Existing | Process | Natural Gas | Other Process | E2 | Utility - Cost of Equipment | 0 | 0 | 0 | 0 | 0 | 0 | 0 | 0 | 0 | 0 | 0 | 0 | 0 | 0 | 0 | 0 | 0 | 0 | 0 | 0 | 0 | 0 | 0 | 0 | 0 | 0 | 0 | 0 | 0 | 0
F4_Industrial_Wood and Lumber Products_Existing_Process_Natural Gas_Other Process_E3 | F4 | Industrial | Wood and Lumber Products | Existing | Process | Natural Gas | Other Process | E3 | Utility - Cost of Equipment | 0 | 0 | 0 | 0 | 0 | 0 | 0 | 0 | 0 | 0 | 0 | 0 | 0 | 0 | 0 | 0 | 0 | 0 | 0 | 0 | 0 | 0 | 0 | 0 | 0 | 0 | 0 | 0 | 0 | 0
F4_Industrial_Wood and Lumber Products_Existing_Process_Natural Gas_Other Process_E4 | F4 | Industrial | Wood and Lumber Products | Existing | Process | Natural Gas | Other Process | E4 | Utility - Cost of Equipment | 0 | 0 | 0 | 0 | 0 | 0 | 0 | 0 | 0 | 0 | 0 | 0 | 0 | 0 | 0 | 0 | 0 | 0 | 0 | 0 | 0 | 0 | 0 | 0 | 0 | 0 | 0 | 0 | 0 | 0
F4_Industrial_Wood and Lumber Products_Existing_Process_Natural Gas_Other Process_E5 | F4 | Industrial | Wood and Lumber Products | Existing | Process | Natural Gas | Other Process | E5 | Utility - Cost of Equipment | 0 | 0 | 0 | 0 | 0 | 0 | 0 | 0 | 0 | 0 | 0 | 0 | 0 | 0 | 0 | 0 | 0 | 0 | 0 | 0 | 0 | 0 | 0 | 0 | 0 | 0 | 0 | 0 | 0 | 0
F4_Industrial_Wood and Lumber Products_Existing_Process_Natural Gas_Other Process_E6 | F4 | Industrial | Wood and Lumber Products | Existing | Process | Natural Gas | Other Process | E6 | Utility - Cost of Equipment | 0 | 0 | 0 | 0 | 0 | 0 | 0 | 0 | 0 | 0 | 0 | 0 | 0 | 0 | 0 | 0 | 0 | 0 | 0 | 0 | 0 | 0 | 0 | 0 | 0 | 0 | 0 | 0 | 0 | 0
F4_Industrial_Wood and Lumber Products_Existing_Process_Natural Gas_Other Process_E7 | F4 | Industrial | Wood and Lumber Products | Existing | Process | Natural Gas | Other Process | E7 | Utility - Cost of Equipment | 0 | 0 | 0 | 0 | 0 | 0 | 0 | 0 | 0 | 0 | 0 | 0 | 0 | 0 | 0 | 0 | 0 | 0 | 0 | 0 | 0 | 0 | 0 | 0 | 0 | 0 | 0 | 0 | 0 | 0
F4_Industrial_Wood and Lumber Products_Existing_Process_Natural Gas_Other Process_E8 | F4 | Industrial | Wood and Lumber Products | Existing | Process | Natural Gas | Other Process | E8 | Utility - Cost of Equipment | 0 | 0 | 0 | 0 | 0 | 0 | 0 | 0 | 0 | 0 | 0 | 0 | 0 | 0 | 0 | 0 | 0 | 0 | 0 | 0 | 0 | 0 | 0 | 0 | 0 | 0 | 0 | 0 | 0 | 0
F4_Industrial_Wood and Lumber Products_Existing_Process_Natural Gas_Other Process_E9 | F4 | Industrial | Wood and Lumber Products | Existing | Process | Natural Gas | Other Process | E9 | Utility - Cost of Equipment | 0 | 0 | 0 | 0 | 0 | 0 | 0 | 0 | 0 | 0 | 0 | 0 | 0 | 0 | 0 | 0 | 0 | 0 | 0 | 0 | 0 | 0 | 0 | 0 | 0 | 0 | 0 | 0 | 0 | 0
F4_Industrial_Wood and Lumber Products_Existing_Process_Natural Gas_Other Process_E10 | F4 | Industrial | Wood and Lumber Products | Existing | Process | Natural Gas | Other Process | E10 | Utility - Cost of Equipment | 0 | 0 | 0 | 0 | 0 | 0 | 0 | 0 | 0 | 0 | 0 | 0 | 0 | 0 | 0 | 0 | 0 | 0 | 0 | 0 | 0 | 0 | 0 | 0 | 0 | 0 | 0 | 0 | 0 | 0
F5_Industrial_Wood and Lumber Products_Existing_Process_Natural Gas_Other Process_E1 | F5 | Industrial | Wood and Lumber Products | Existing | Process | Natural Gas | Other Process | E1 | Utility - Cost of Operation | 8.3773 | 9.1582 | 9.2211 | 9.2835 | 9.0245 | 8.7496 | 8.4538 | 8.2027 | 7.9462 | 7.7613 | 7.5671 | 7.3764 | 7.1853 | 7.0034 | 6.8204 | 6.6365 | 6.4591 | 6.2916 | 6.1261 | 5.9792 | 5.8401 | 5.7042 | 0 | 0 | 0 | 0 | 0 | 0 | 0 | 0
F5_Industrial_Wood and Lumber Products_Existing_Process_Natural Gas_Other Process_E2 | F5 | Industrial | Wood and Lumber Products | Existing | Process | Natural Gas | Other Process | E2 | Utility - Cost of Operation | 0 | 0 | 0 | 0 | 0 | 0 | 0 | 0 | 0 | 0 | 0 | 0 | 0 | 0 | 0 | 0 | 0 | 0 | 0 | 0 | 0 | 0 | 0 | 0 | 0 | 0 | 0 | 0 | 0 | 0
F5_Industrial_Wood and Lumber Products_Existing_Process_Natural Gas_Other Process_E3 | F5 | Industrial | Wood and Lumber Products | Existing | Process | Natural Gas | Other Process | E3 | Utility - Cost of Operation | 0 | 0 | 0 | 0 | 0 | 0 | 0 | 0 | 0 | 0 | 0 | 0 | 0 | 0 | 0 | 0 | 0 | 0 | 0 | 0 | 0 | 0 | 0 | 0 | 0 | 0 | 0 | 0 | 0 | 0
F5_Industrial_Wood and Lumber Products_Existing_Process_Natural Gas_Other Process_E4 | F5 | Industrial | Wood and Lumber Products | Existing | Process | Natural Gas | Other Process | E4 | Utility - Cost of Operation | 0 | 0 | 0 | 0 | 0 | 0 | 0 | 0 | 0 | 0 | 0 | 0 | 0 | 0 | 0 | 0 | 0 | 0 | 0 | 0 | 0 | 0 | 0 | 0 | 0 | 0 | 0 | 0 | 0 | 0
F5_Industrial_Wood and Lumber Products_Existing_Process_Natural Gas_Other Process_E5 | F5 | Industrial | Wood and Lumber Products | Existing | Process | Natural Gas | Other Process | E5 | Utility - Cost of Operation | 0 | 0 | 0 | 0 | 0 | 0 | 0 | 0 | 0 | 0 | 0 | 0 | 0 | 0 | 0 | 0 | 0 | 0 | 0 | 0 | 0 | 0 | 0 | 0 | 0 | 0 | 0 | 0 | 0 | 0
F5_Industrial_Wood and Lumber Products_Existing_Process_Natural Gas_Other Process_E6 | F5 | Industrial | Wood and Lumber Products | Existing | Process | Natural Gas | Other Process | E6 | Utility - Cost of Operation | 0 | 0 | 0 | 0 | 0 | 0 | 0 | 0 | 0 | 0 | 0 | 0 | 0 | 0 | 0 | 0 | 0 | 0 | 0 | 0 | 0 | 0 | 0 | 0 | 0 | 0 | 0 | 0 | 0 | 0
F5_Industrial_Wood and Lumber Products_Existing_Process_Natural Gas_Other Process_E7 | F5 | Industrial | Wood and Lumber Products | Existing | Process | Natural Gas | Other Process | E7 | Utility - Cost of Operation | 0 | 0 | 0 | 0 | 0 | 0 | 0 | 0 | 0 | 0 | 0 | 0 | 0 | 0 | 0 | 0 | 0 | 0 | 0 | 0 | 0 | 0 | 0 | 0 | 0 | 0 | 0 | 0 | 0 | 0
F5_Industrial_Wood and Lumber Products_Existing_Process_Natural Gas_Other Process_E8 | F5 | Industrial | Wood and Lumber Products | Existing | Process | Natural Gas | Other Process | E8 | Utility - Cost of Operation | 0 | 0 | 0 | 0 | 0 | 0 | 0 | 0 | 0 | 0 | 0 | 0 | 0 | 0 | 0 | 0 | 0 | 0 | 0 | 0 | 0 | 0 | 0 | 0 | 0 | 0 | 0 | 0 | 0 | 0
F5_Industrial_Wood and Lumber Products_Existing_Process_Natural Gas_Other Process_E9 | F5 | Industrial | Wood and Lumber Products | Existing | Process | Natural Gas | Other Process | E9 | Utility - Cost of Operation | 0 | 0 | 0 | 0 | 0 | 0 | 0 | 0 | 0 | 0 | 0 | 0 | 0 | 0 | 0 | 0 | 0 | 0 | 0 | 0 | 0 | 0 | 0 | 0 | 0 | 0 | 0 | 0 | 0 | 0
F5_Industrial_Wood and Lumber Products_Existing_Process_Natural Gas_Other Process_E10 | F5 | Industrial | Wood and Lumber Products | Existing | Process | Natural Gas | Other Process | E10 | Utility - Cost of Operation | 0 | 0 | 0 | 0 | 0 | 0 | 0 | 0 | 0 | 0 | 0 | 0 | 0 | 0 | 0 | 0 | 0 | 0 | 0 | 0 | 0 | 0 | 0 | 0 | 0 | 0 | 0 | 0 | 0 | 0
F6_Industrial_Wood and Lumber Products_Existing_Process_Natural Gas_Other Process_E1 | F6 | Industrial | Wood and Lumber Products | Existing | Process | Natural Gas | Other Process | E1 | Utility - Value of Sales | 10.0366 | 10.9722 | 11.0474 | 11.1222 | 10.8119 | 10.4825 | 10.1282 | 9.8274 | 9.5201 | 9.2985 | 9.0658 | 8.8374 | 8.6085 | 8.3906 | 8.1713 | 7.951 | 7.7385 | 7.5378 | 7.3395 | 7.1635 | 6.9968 | 6.834 | 0 | 0 | 0 | 0 | 0 | 0 | 0 | 0
F6_Industrial_Wood and Lumber Products_Existing_Process_Natural Gas_Other Process_E2 | F6 | Industrial | Wood and Lumber Products | Existing | Process | Natural Gas | Other Process | E2 | Utility - Value of Sales | 0 | 0 | 0 | 0 | 0 | 0 | 0 | 0 | 0 | 0 | 0 | 0 | 0 | 0 | 0 | 0 | 0 | 0 | 0 | 0 | 0 | 0 | 0 | 0 | 0 | 0 | 0 | 0 | 0 | 0
F6_Industrial_Wood and Lumber Products_Existing_Process_Natural Gas_Other Process_E3 | F6 | Industrial | Wood and Lumber Products | Existing | Process | Natural Gas | Other Process | E3 | Utility - Value of Sales | 0 | 0 | 0 | 0 | 0 | 0 | 0 | 0 | 0 | 0 | 0 | 0 | 0 | 0 | 0 | 0 | 0 | 0 | 0 | 0 | 0 | 0 | 0 | 0 | 0 | 0 | 0 | 0 | 0 | 0
F6_Industrial_Wood and Lumber Products_Existing_Process_Natural Gas_Other Process_E4 | F6 | Industrial | Wood and Lumber Products | Existing | Process | Natural Gas | Other Process | E4 | Utility - Value of Sales | 0 | 0 | 0 | 0 | 0 | 0 | 0 | 0 | 0 | 0 | 0 | 0 | 0 | 0 | 0 | 0 | 0 | 0 | 0 | 0 | 0 | 0 | 0 | 0 | 0 | 0 | 0 | 0 | 0 | 0
F6_Industrial_Wood and Lumber Products_Existing_Process_Natural Gas_Other Process_E5 | F6 | Industrial | Wood and Lumber Products | Existing | Process | Natural Gas | Other Process | E5 | Utility - Value of Sales | 0 | 0 | 0 | 0 | 0 | 0 | 0 | 0 | 0 | 0 | 0 | 0 | 0 | 0 | 0 | 0 | 0 | 0 | 0 | 0 | 0 | 0 | 0 | 0 | 0 | 0 | 0 | 0 | 0 | 0
F6_Industrial_Wood and Lumber Products_Existing_Process_Natural Gas_Other Process_E6 | F6 | Industrial | Wood and Lumber Products | Existing | Process | Natural Gas | Other Process | E6 | Utility - Value of Sales | 0 | 0 | 0 | 0 | 0 | 0 | 0 | 0 | 0 | 0 | 0 | 0 | 0 | 0 | 0 | 0 | 0 | 0 | 0 | 0 | 0 | 0 | 0 | 0 | 0 | 0 | 0 | 0 | 0 | 0
F6_Industrial_Wood and Lumber Products_Existing_Process_Natural Gas_Other Process_E7 | F6 | Industrial | Wood and Lumber Products | Existing | Process | Natural Gas | Other Process | E7 | Utility - Value of Sales | 0 | 0 | 0 | 0 | 0 | 0 | 0 | 0 | 0 | 0 | 0 | 0 | 0 | 0 | 0 | 0 | 0 | 0 | 0 | 0 | 0 | 0 | 0 | 0 | 0 | 0 | 0 | 0 | 0 | 0
F6_Industrial_Wood and Lumber Products_Existing_Process_Natural Gas_Other Process_E8 | F6 | Industrial | Wood and Lumber Products | Existing | Process | Natural Gas | Other Process | E8 | Utility - Value of Sales | 0 | 0 | 0 | 0 | 0 | 0 | 0 | 0 | 0 | 0 | 0 | 0 | 0 | 0 | 0 | 0 | 0 | 0 | 0 | 0 | 0 | 0 | 0 | 0 | 0 | 0 | 0 | 0 | 0 | 0
F6_Industrial_Wood and Lumber Products_Existing_Process_Natural Gas_Other Process_E9 | F6 | Industrial | Wood and Lumber Products | Existing | Process | Natural Gas | Other Process | E9 | Utility - Value of Sales | 0 | 0 | 0 | 0 | 0 | 0 | 0 | 0 | 0 | 0 | 0 | 0 | 0 | 0 | 0 | 0 | 0 | 0 | 0 | 0 | 0 | 0 | 0 | 0 | 0 | 0 | 0 | 0 | 0 | 0
F6_Industrial_Wood and Lumber Products_Existing_Process_Natural Gas_Other Process_E10 | F6 | Industrial | Wood and Lumber Products | Existing | Process | Natural Gas | Other Process | E10 | Utility - Value of Sales | 0 | 0 | 0 | 0 | 0 | 0 | 0 | 0 | 0 | 0 | 0 | 0 | 0 | 0 | 0 | 0 | 0 | 0 | 0 | 0 | 0 | 0 | 0 | 0 | 0 | 0 | 0 | 0 | 0 | 0
F1_Industrial_Wood and Lumber Products_Existing_Miscellaneous_Natural Gas_Miscellaneous_E1 | F1 | Industrial | Wood and Lumber Products | Existing | Miscellaneous | Natural Gas | Miscellaneous | E1 | Participant - Cost of Equipment | 18.1398 | 18.1398 | 18.1398 | 18.1398 | 18.1398 | 18.1398 | 18.1398 | 18.1398 | 18.1398 | 18.1398 | 18.1398 | 18.1398 | 18.1398 | 18.1398 | 18.1398 | 18.1398 | 18.1398 | 18.1398 | 18.1398 | 18.1398 | 18.1398 | 18.1398 | 0 | 0 | 0 | 0 | 0 | 0 | 0 | 0
F1_Industrial_Wood and Lumber Products_Existing_Miscellaneous_Natural Gas_Miscellaneous_E2 | F1 | Industrial | Wood and Lumber Products | Existing | Miscellaneous | Natural Gas | Miscellaneous | E2 | Participant - Cost of Equipment | 0 | 0 | 0 | 0 | 0 | 0 | 0 | 0 | 0 | 0 | 0 | 0 | 0 | 0 | 0 | 0 | 0 | 0 | 0 | 0 | 0 | 0 | 0 | 0 | 0 | 0 | 0 | 0 | 0 | 0
F1_Industrial_Wood and Lumber Products_Existing_Miscellaneous_Natural Gas_Miscellaneous_E3 | F1 | Industrial | Wood and Lumber Products | Existing | Miscellaneous | Natural Gas | Miscellaneous | E3 | Participant - Cost of Equipment | 0 | 0 | 0 | 0 | 0 | 0 | 0 | 0 | 0 | 0 | 0 | 0 | 0 | 0 | 0 | 0 | 0 | 0 | 0 | 0 | 0 | 0 | 0 | 0 | 0 | 0 | 0 | 0 | 0 | 0
F1_Industrial_Wood and Lumber Products_Existing_Miscellaneous_Natural Gas_Miscellaneous_E4 | F1 | Industrial | Wood and Lumber Products | Existing | Miscellaneous | Natural Gas | Miscellaneous | E4 | Participant - Cost of Equipment | 0 | 0 | 0 | 0 | 0 | 0 | 0 | 0 | 0 | 0 | 0 | 0 | 0 | 0 | 0 | 0 | 0 | 0 | 0 | 0 | 0 | 0 | 0 | 0 | 0 | 0 | 0 | 0 | 0 | 0
F1_Industrial_Wood and Lumber Products_Existing_Miscellaneous_Natural Gas_Miscellaneous_E5 | F1 | Industrial | Wood and Lumber Products | Existing | Miscellaneous | Natural Gas | Miscellaneous | E5 | Participant - Cost of Equipment | 0 | 0 | 0 | 0 | 0 | 0 | 0 | 0 | 0 | 0 | 0 | 0 | 0 | 0 | 0 | 0 | 0 | 0 | 0 | 0 | 0 | 0 | 0 | 0 | 0 | 0 | 0 | 0 | 0 | 0
F1_Industrial_Wood and Lumber Products_Existing_Miscellaneous_Natural Gas_Miscellaneous_E6 | F1 | Industrial | Wood and Lumber Products | Existing | Miscellaneous | Natural Gas | Miscellaneous | E6 | Participant - Cost of Equipment | 0 | 0 | 0 | 0 | 0 | 0 | 0 | 0 | 0 | 0 | 0 | 0 | 0 | 0 | 0 | 0 | 0 | 0 | 0 | 0 | 0 | 0 | 0 | 0 | 0 | 0 | 0 | 0 | 0 | 0
F1_Industrial_Wood and Lumber Products_Existing_Miscellaneous_Natural Gas_Miscellaneous_E7 | F1 | Industrial | Wood and Lumber Products | Existing | Miscellaneous | Natural Gas | Miscellaneous | E7 | Participant - Cost of Equipment | 0 | 0 | 0 | 0 | 0 | 0 | 0 | 0 | 0 | 0 | 0 | 0 | 0 | 0 | 0 | 0 | 0 | 0 | 0 | 0 | 0 | 0 | 0 | 0 | 0 | 0 | 0 | 0 | 0 | 0
F1_Industrial_Wood and Lumber Products_Existing_Miscellaneous_Natural Gas_Miscellaneous_E8 | F1 | Industrial | Wood and Lumber Products | Existing | Miscellaneous | Natural Gas | Miscellaneous | E8 | Participant - Cost of Equipment | 0 | 0 | 0 | 0 | 0 | 0 | 0 | 0 | 0 | 0 | 0 | 0 | 0 | 0 | 0 | 0 | 0 | 0 | 0 | 0 | 0 | 0 | 0 | 0 | 0 | 0 | 0 | 0 | 0 | 0
F1_Industrial_Wood and Lumber Products_Existing_Miscellaneous_Natural Gas_Miscellaneous_E9 | F1 | Industrial | Wood and Lumber Products | Existing | Miscellaneous | Natural Gas | Miscellaneous | E9 | Participant - Cost of Equipment | 0 | 0 | 0 | 0 | 0 | 0 | 0 | 0 | 0 | 0 | 0 | 0 | 0 | 0 | 0 | 0 | 0 | 0 | 0 | 0 | 0 | 0 | 0 | 0 | 0 | 0 | 0 | 0 | 0 | 0
F1_Industrial_Wood and Lumber Products_Existing_Miscellaneous_Natural Gas_Miscellaneous_E10 | F1 | Industrial | Wood and Lumber Products | Existing | Miscellaneous | Natural Gas | Miscellaneous | E10 | Participant - Cost of Equipment | 0 | 0 | 0 | 0 | 0 | 0 | 0 | 0 | 0 | 0 | 0 | 0 | 0 | 0 | 0 | 0 | 0 | 0 | 0 | 0 | 0 | 0 | 0 | 0 | 0 | 0 | 0 | 0 | 0 | 0
F2_Industrial_Wood and Lumber Products_Existing_Miscellaneous_Natural Gas_Miscellaneous_E1 | F2 | Industrial | Wood and Lumber Products | Existing | Miscellaneous | Natural Gas | Miscellaneous | E1 | Participant - Cost of Operation | 51.0771 | 55.8383 | 56.2214 | 56.6018 | 55.0228 | 53.3465 | 51.5435 | 50.0126 | 48.4484 | 47.3208 | 46.1368 | 44.9743 | 43.8091 | 42.7002 | 41.5843 | 40.4634 | 39.3817 | 38.3602 | 37.3511 | 36.4555 | 35.6072 | 34.7786 | 0 | 0 | 0 | 0 | 0 | 0 | 0 | 0
F2_Industrial_Wood and Lumber Products_Existing_Miscellaneous_Natural Gas_Miscellaneous_E2 | F2 | Industrial | Wood and Lumber Products | Existing | Miscellaneous | Natural Gas | Miscellaneous | E2 | Participant - Cost of Operation | 0 | 0 | 0 | 0 | 0 | 0 | 0 | 0 | 0 | 0 | 0 | 0 | 0 | 0 | 0 | 0 | 0 | 0 | 0 | 0 | 0 | 0 | 0 | 0 | 0 | 0 | 0 | 0 | 0 | 0
F2_Industrial_Wood and Lumber Products_Existing_Miscellaneous_Natural Gas_Miscellaneous_E3 | F2 | Industrial | Wood and Lumber Products | Existing | Miscellaneous | Natural Gas | Miscellaneous | E3 | Participant - Cost of Operation | 0 | 0 | 0 | 0 | 0 | 0 | 0 | 0 | 0 | 0 | 0 | 0 | 0 | 0 | 0 | 0 | 0 | 0 | 0 | 0 | 0 | 0 | 0 | 0 | 0 | 0 | 0 | 0 | 0 | 0
F2_Industrial_Wood and Lumber Products_Existing_Miscellaneous_Natural Gas_Miscellaneous_E4 | F2 | Industrial | Wood and Lumber Products | Existing | Miscellaneous | Natural Gas | Miscellaneous | E4 | Participant - Cost of Operation | 0 | 0 | 0 | 0 | 0 | 0 | 0 | 0 | 0 | 0 | 0 | 0 | 0 | 0 | 0 | 0 | 0 | 0 | 0 | 0 | 0 | 0 | 0 | 0 | 0 | 0 | 0 | 0 | 0 | 0
F2_Industrial_Wood and Lumber Products_Existing_Miscellaneous_Natural Gas_Miscellaneous_E5 | F2 | Industrial | Wood and Lumber Products | Existing | Miscellaneous | Natural Gas | Miscellaneous | E5 | Participant - Cost of Operation | 0 | 0 | 0 | 0 | 0 | 0 | 0 | 0 | 0 | 0 | 0 | 0 | 0 | 0 | 0 | 0 | 0 | 0 | 0 | 0 | 0 | 0 | 0 | 0 | 0 | 0 | 0 | 0 | 0 | 0
F2_Industrial_Wood and Lumber Products_Existing_Miscellaneous_Natural Gas_Miscellaneous_E6 | F2 | Industrial | Wood and Lumber Products | Existing | Miscellaneous | Natural Gas | Miscellaneous | E6 | Participant - Cost of Operation | 0 | 0 | 0 | 0 | 0 | 0 | 0 | 0 | 0 | 0 | 0 | 0 | 0 | 0 | 0 | 0 | 0 | 0 | 0 | 0 | 0 | 0 | 0 | 0 | 0 | 0 | 0 | 0 | 0 | 0
F2_Industrial_Wood and Lumber Products_Existing_Miscellaneous_Natural Gas_Miscellaneous_E7 | F2 | Industrial | Wood and Lumber Products | Existing | Miscellaneous | Natural Gas | Miscellaneous | E7 | Participant - Cost of Operation | 0 | 0 | 0 | 0 | 0 | 0 | 0 | 0 | 0 | 0 | 0 | 0 | 0 | 0 | 0 | 0 | 0 | 0 | 0 | 0 | 0 | 0 | 0 | 0 | 0 | 0 | 0 | 0 | 0 | 0
F2_Industrial_Wood and Lumber Products_Existing_Miscellaneous_Natural Gas_Miscellaneous_E8 | F2 | Industrial | Wood and Lumber Products | Existing | Miscellaneous | Natural Gas | Miscellaneous | E8 | Participant - Cost of Operation | 0 | 0 | 0 | 0 | 0 | 0 | 0 | 0 | 0 | 0 | 0 | 0 | 0 | 0 | 0 | 0 | 0 | 0 | 0 | 0 | 0 | 0 | 0 | 0 | 0 | 0 | 0 | 0 | 0 | 0
F2_Industrial_Wood and Lumber Products_Existing_Miscellaneous_Natural Gas_Miscellaneous_E9 | F2 | Industrial | Wood and Lumber Products | Existing | Miscellaneous | Natural Gas | Miscellaneous | E9 | Participant - Cost of Operation | 0 | 0 | 0 | 0 | 0 | 0 | 0 | 0 | 0 | 0 | 0 | 0 | 0 | 0 | 0 | 0 | 0 | 0 | 0 | 0 | 0 | 0 | 0 | 0 | 0 | 0 | 0 | 0 | 0 | 0
F2_Industrial_Wood and Lumber Products_Existing_Miscellaneous_Natural Gas_Miscellaneous_E10 | F2 | Industrial | Wood and Lumber Products | Existing | Miscellaneous | Natural Gas | Miscellaneous | E10 | Participant - Cost of Operation | 0 | 0 | 0 | 0 | 0 | 0 | 0 | 0 | 0 | 0 | 0 | 0 | 0 | 0 | 0 | 0 | 0 | 0 | 0 | 0 | 0 | 0 | 0 | 0 | 0 | 0 | 0 | 0 | 0 | 0
F3_Industrial_Wood and Lumber Products_Existing_Miscellaneous_Natural Gas_Miscellaneous_E1 | F3 | Industrial | Wood and Lumber Products | Existing | Miscellaneous | Natural Gas | Miscellaneous | E1 | System - kBTUs of Conusmption | 7908.0071 | 7908.0071 | 7908.0071 | 7908.0071 | 7908.0071 | 7908.0071 | 7908.0071 | 7908.0071 | 7908.0071 | 7908.0071 | 7908.0071 | 7908.0071 | 7908.0071 | 7908.0071 | 7908.0071 | 7908.0071 | 7908.0071 | 7908.0071 | 7908.0071 | 7908.0071 | 7908.0071 | 7908.0071 | 0 | 0 | 0 | 0 | 0 | 0 | 0 | 0
F3_Industrial_Wood and Lumber Products_Existing_Miscellaneous_Natural Gas_Miscellaneous_E2 | F3 | Industrial | Wood and Lumber Products | Existing | Miscellaneous | Natural Gas | Miscellaneous | E2 | System - kBTUs of Conusmption | 0 | 0 | 0 | 0 | 0 | 0 | 0 | 0 | 0 | 0 | 0 | 0 | 0 | 0 | 0 | 0 | 0 | 0 | 0 | 0 | 0 | 0 | 0 | 0 | 0 | 0 | 0 | 0 | 0 | 0
F3_Industrial_Wood and Lumber Products_Existing_Miscellaneous_Natural Gas_Miscellaneous_E3 | F3 | Industrial | Wood and Lumber Products | Existing | Miscellaneous | Natural Gas | Miscellaneous | E3 | System - kBTUs of Conusmption | 0 | 0 | 0 | 0 | 0 | 0 | 0 | 0 | 0 | 0 | 0 | 0 | 0 | 0 | 0 | 0 | 0 | 0 | 0 | 0 | 0 | 0 | 0 | 0 | 0 | 0 | 0 | 0 | 0 | 0
F3_Industrial_Wood and Lumber Products_Existing_Miscellaneous_Natural Gas_Miscellaneous_E4 | F3 | Industrial | Wood and Lumber Products | Existing | Miscellaneous | Natural Gas | Miscellaneous | E4 | System - kBTUs of Conusmption | 0 | 0 | 0 | 0 | 0 | 0 | 0 | 0 | 0 | 0 | 0 | 0 | 0 | 0 | 0 | 0 | 0 | 0 | 0 | 0 | 0 | 0 | 0 | 0 | 0 | 0 | 0 | 0 | 0 | 0
F3_Industrial_Wood and Lumber Products_Existing_Miscellaneous_Natural Gas_Miscellaneous_E5 | F3 | Industrial | Wood and Lumber Products | Existing | Miscellaneous | Natural Gas | Miscellaneous | E5 | System - kBTUs of Conusmption | 0 | 0 | 0 | 0 | 0 | 0 | 0 | 0 | 0 | 0 | 0 | 0 | 0 | 0 | 0 | 0 | 0 | 0 | 0 | 0 | 0 | 0 | 0 | 0 | 0 | 0 | 0 | 0 | 0 | 0
F3_Industrial_Wood and Lumber Products_Existing_Miscellaneous_Natural Gas_Miscellaneous_E6 | F3 | Industrial | Wood and Lumber Products | Existing | Miscellaneous | Natural Gas | Miscellaneous | E6 | System - kBTUs of Conusmption | 0 | 0 | 0 | 0 | 0 | 0 | 0 | 0 | 0 | 0 | 0 | 0 | 0 | 0 | 0 | 0 | 0 | 0 | 0 | 0 | 0 | 0 | 0 | 0 | 0 | 0 | 0 | 0 | 0 | 0
F3_Industrial_Wood and Lumber Products_Existing_Miscellaneous_Natural Gas_Miscellaneous_E7 | F3 | Industrial | Wood and Lumber Products | Existing | Miscellaneous | Natural Gas | Miscellaneous | E7 | System - kBTUs of Conusmption | 0 | 0 | 0 | 0 | 0 | 0 | 0 | 0 | 0 | 0 | 0 | 0 | 0 | 0 | 0 | 0 | 0 | 0 | 0 | 0 | 0 | 0 | 0 | 0 | 0 | 0 | 0 | 0 | 0 | 0
F3_Industrial_Wood and Lumber Products_Existing_Miscellaneous_Natural Gas_Miscellaneous_E8 | F3 | Industrial | Wood and Lumber Products | Existing | Miscellaneous | Natural Gas | Miscellaneous | E8 | System - kBTUs of Conusmption | 0 | 0 | 0 | 0 | 0 | 0 | 0 | 0 | 0 | 0 | 0 | 0 | 0 | 0 | 0 | 0 | 0 | 0 | 0 | 0 | 0 | 0 | 0 | 0 | 0 | 0 | 0 | 0 | 0 | 0
F3_Industrial_Wood and Lumber Products_Existing_Miscellaneous_Natural Gas_Miscellaneous_E9 | F3 | Industrial | Wood and Lumber Products | Existing | Miscellaneous | Natural Gas | Miscellaneous | E9 | System - kBTUs of Conusmption | 0 | 0 | 0 | 0 | 0 | 0 | 0 | 0 | 0 | 0 | 0 | 0 | 0 | 0 | 0 | 0 | 0 | 0 | 0 | 0 | 0 | 0 | 0 | 0 | 0 | 0 | 0 | 0 | 0 | 0
F3_Industrial_Wood and Lumber Products_Existing_Miscellaneous_Natural Gas_Miscellaneous_E10 | F3 | Industrial | Wood and Lumber Products | Existing | Miscellaneous | Natural Gas | Miscellaneous | E10 | System - kBTUs of Conusmption | 0 | 0 | 0 | 0 | 0 | 0 | 0 | 0 | 0 | 0 | 0 | 0 | 0 | 0 | 0 | 0 | 0 | 0 | 0 | 0 | 0 | 0 | 0 | 0 | 0 | 0 | 0 | 0 | 0 | 0
F4_Industrial_Wood and Lumber Products_Existing_Miscellaneous_Natural Gas_Miscellaneous_E1 | F4 | Industrial | Wood and Lumber Products | Existing | Miscellaneous | Natural Gas | Miscellaneous | E1 | Utility - Cost of Equipment | 18.1398 | 18.1398 | 18.1398 | 18.1398 | 18.1398 | 18.1398 | 18.1398 | 18.1398 | 18.1398 | 18.1398 | 18.1398 | 18.1398 | 18.1398 | 18.1398 | 18.1398 | 18.1398 | 18.1398 | 18.1398 | 18.1398 | 18.1398 | 18.1398 | 18.1398 | 0 | 0 | 0 | 0 | 0 | 0 | 0 | 0
F4_Industrial_Wood and Lumber Products_Existing_Miscellaneous_Natural Gas_Miscellaneous_E2 | F4 | Industrial | Wood and Lumber Products | Existing | Miscellaneous | Natural Gas | Miscellaneous | E2 | Utility - Cost of Equipment | 0 | 0 | 0 | 0 | 0 | 0 | 0 | 0 | 0 | 0 | 0 | 0 | 0 | 0 | 0 | 0 | 0 | 0 | 0 | 0 | 0 | 0 | 0 | 0 | 0 | 0 | 0 | 0 | 0 | 0
F4_Industrial_Wood and Lumber Products_Existing_Miscellaneous_Natural Gas_Miscellaneous_E3 | F4 | Industrial | Wood and Lumber Products | Existing | Miscellaneous | Natural Gas | Miscellaneous | E3 | Utility - Cost of Equipment | 0 | 0 | 0 | 0 | 0 | 0 | 0 | 0 | 0 | 0 | 0 | 0 | 0 | 0 | 0 | 0 | 0 | 0 | 0 | 0 | 0 | 0 | 0 | 0 | 0 | 0 | 0 | 0 | 0 | 0
F4_Industrial_Wood and Lumber Products_Existing_Miscellaneous_Natural Gas_Miscellaneous_E4 | F4 | Industrial | Wood and Lumber Products | Existing | Miscellaneous | Natural Gas | Miscellaneous | E4 | Utility - Cost of Equipment | 0 | 0 | 0 | 0 | 0 | 0 | 0 | 0 | 0 | 0 | 0 | 0 | 0 | 0 | 0 | 0 | 0 | 0 | 0 | 0 | 0 | 0 | 0 | 0 | 0 | 0 | 0 | 0 | 0 | 0
F4_Industrial_Wood and Lumber Products_Existing_Miscellaneous_Natural Gas_Miscellaneous_E5 | F4 | Industrial | Wood and Lumber Products | Existing | Miscellaneous | Natural Gas | Miscellaneous | E5 | Utility - Cost of Equipment | 0 | 0 | 0 | 0 | 0 | 0 | 0 | 0 | 0 | 0 | 0 | 0 | 0 | 0 | 0 | 0 | 0 | 0 | 0 | 0 | 0 | 0 | 0 | 0 | 0 | 0 | 0 | 0 | 0 | 0
F4_Industrial_Wood and Lumber Products_Existing_Miscellaneous_Natural Gas_Miscellaneous_E6 | F4 | Industrial | Wood and Lumber Products | Existing | Miscellaneous | Natural Gas | Miscellaneous | E6 | Utility - Cost of Equipment | 0 | 0 | 0 | 0 | 0 | 0 | 0 | 0 | 0 | 0 | 0 | 0 | 0 | 0 | 0 | 0 | 0 | 0 | 0 | 0 | 0 | 0 | 0 | 0 | 0 | 0 | 0 | 0 | 0 | 0
F4_Industrial_Wood and Lumber Products_Existing_Miscellaneous_Natural Gas_Miscellaneous_E7 | F4 | Industrial | Wood and Lumber Products | Existing | Miscellaneous | Natural Gas | Miscellaneous | E7 | Utility - Cost of Equipment | 0 | 0 | 0 | 0 | 0 | 0 | 0 | 0 | 0 | 0 | 0 | 0 | 0 | 0 | 0 | 0 | 0 | 0 | 0 | 0 | 0 | 0 | 0 | 0 | 0 | 0 | 0 | 0 | 0 | 0
F4_Industrial_Wood and Lumber Products_Existing_Miscellaneous_Natural Gas_Miscellaneous_E8 | F4 | Industrial | Wood and Lumber Products | Existing | Miscellaneous | Natural Gas | Miscellaneous | E8 | Utility - Cost of Equipment | 0 | 0 | 0 | 0 | 0 | 0 | 0 | 0 | 0 | 0 | 0 | 0 | 0 | 0 | 0 | 0 | 0 | 0 | 0 | 0 | 0 | 0 | 0 | 0 | 0 | 0 | 0 | 0 | 0 | 0
F4_Industrial_Wood and Lumber Products_Existing_Miscellaneous_Natural Gas_Miscellaneous_E9 | F4 | Industrial | Wood and Lumber Products | Existing | Miscellaneous | Natural Gas | Miscellaneous | E9 | Utility - Cost of Equipment | 0 | 0 | 0 | 0 | 0 | 0 | 0 | 0 | 0 | 0 | 0 | 0 | 0 | 0 | 0 | 0 | 0 | 0 | 0 | 0 | 0 | 0 | 0 | 0 | 0 | 0 | 0 | 0 | 0 | 0
F4_Industrial_Wood and Lumber Products_Existing_Miscellaneous_Natural Gas_Miscellaneous_E10 | F4 | Industrial | Wood and Lumber Products | Existing | Miscellaneous | Natural Gas | Miscellaneous | E10 | Utility - Cost of Equipment | 0 | 0 | 0 | 0 | 0 | 0 | 0 | 0 | 0 | 0 | 0 | 0 | 0 | 0 | 0 | 0 | 0 | 0 | 0 | 0 | 0 | 0 | 0 | 0 | 0 | 0 | 0 | 0 | 0 | 0
F5_Industrial_Wood and Lumber Products_Existing_Miscellaneous_Natural Gas_Miscellaneous_E1 | F5 | Industrial | Wood and Lumber Products | Existing | Miscellaneous | Natural Gas | Miscellaneous | E1 | Utility - Cost of Operation | 42.633 | 46.607 | 46.9268 | 47.2443 | 45.9263 | 44.5272 | 43.0223 | 41.7445 | 40.4388 | 39.4977 | 38.5094 | 37.5391 | 36.5666 | 35.641 | 34.7095 | 33.7739 | 32.8711 | 32.0185 | 31.1762 | 30.4286 | 29.7206 | 29.029 | 0 | 0 | 0 | 0 | 0 | 0 | 0 | 0
F5_Industrial_Wood and Lumber Products_Existing_Miscellaneous_Natural Gas_Miscellaneous_E2 | F5 | Industrial | Wood and Lumber Products | Existing | Miscellaneous | Natural Gas | Miscellaneous | E2 | Utility - Cost of Operation | 0 | 0 | 0 | 0 | 0 | 0 | 0 | 0 | 0 | 0 | 0 | 0 | 0 | 0 | 0 | 0 | 0 | 0 | 0 | 0 | 0 | 0 | 0 | 0 | 0 | 0 | 0 | 0 | 0 | 0
F5_Industrial_Wood and Lumber Products_Existing_Miscellaneous_Natural Gas_Miscellaneous_E3 | F5 | Industrial | Wood and Lumber Products | Existing | Miscellaneous | Natural Gas | Miscellaneous | E3 | Utility - Cost of Operation | 0 | 0 | 0 | 0 | 0 | 0 | 0 | 0 | 0 | 0 | 0 | 0 | 0 | 0 | 0 | 0 | 0 | 0 | 0 | 0 | 0 | 0 | 0 | 0 | 0 | 0 | 0 | 0 | 0 | 0
F5_Industrial_Wood and Lumber Products_Existing_Miscellaneous_Natural Gas_Miscellaneous_E4 | F5 | Industrial | Wood and Lumber Products | Existing | Miscellaneous | Natural Gas | Miscellaneous | E4 | Utility - Cost of Operation | 0 | 0 | 0 | 0 | 0 | 0 | 0 | 0 | 0 | 0 | 0 | 0 | 0 | 0 | 0 | 0 | 0 | 0 | 0 | 0 | 0 | 0 | 0 | 0 | 0 | 0 | 0 | 0 | 0 | 0
F5_Industrial_Wood and Lumber Products_Existing_Miscellaneous_Natural Gas_Miscellaneous_E5 | F5 | Industrial | Wood and Lumber Products | Existing | Miscellaneous | Natural Gas | Miscellaneous | E5 | Utility - Cost of Operation | 0 | 0 | 0 | 0 | 0 | 0 | 0 | 0 | 0 | 0 | 0 | 0 | 0 | 0 | 0 | 0 | 0 | 0 | 0 | 0 | 0 | 0 | 0 | 0 | 0 | 0 | 0 | 0 | 0 | 0
F5_Industrial_Wood and Lumber Products_Existing_Miscellaneous_Natural Gas_Miscellaneous_E6 | F5 | Industrial | Wood and Lumber Products | Existing | Miscellaneous | Natural Gas | Miscellaneous | E6 | Utility - Cost of Operation | 0 | 0 | 0 | 0 | 0 | 0 | 0 | 0 | 0 | 0 | 0 | 0 | 0 | 0 | 0 | 0 | 0 | 0 | 0 | 0 | 0 | 0 | 0 | 0 | 0 | 0 | 0 | 0 | 0 | 0
F5_Industrial_Wood and Lumber Products_Existing_Miscellaneous_Natural Gas_Miscellaneous_E7 | F5 | Industrial | Wood and Lumber Products | Existing | Miscellaneous | Natural Gas | Miscellaneous | E7 | Utility - Cost of Operation | 0 | 0 | 0 | 0 | 0 | 0 | 0 | 0 | 0 | 0 | 0 | 0 | 0 | 0 | 0 | 0 | 0 | 0 | 0 | 0 | 0 | 0 | 0 | 0 | 0 | 0 | 0 | 0 | 0 | 0
F5_Industrial_Wood and Lumber Products_Existing_Miscellaneous_Natural Gas_Miscellaneous_E8 | F5 | Industrial | Wood and Lumber Products | Existing | Miscellaneous | Natural Gas | Miscellaneous | E8 | Utility - Cost of Operation | 0 | 0 | 0 | 0 | 0 | 0 | 0 | 0 | 0 | 0 | 0 | 0 | 0 | 0 | 0 | 0 | 0 | 0 | 0 | 0 | 0 | 0 | 0 | 0 | 0 | 0 | 0 | 0 | 0 | 0
F5_Industrial_Wood and Lumber Products_Existing_Miscellaneous_Natural Gas_Miscellaneous_E9 | F5 | Industrial | Wood and Lumber Products | Existing | Miscellaneous | Natural Gas | Miscellaneous | E9 | Utility - Cost of Operation | 0 | 0 | 0 | 0 | 0 | 0 | 0 | 0 | 0 | 0 | 0 | 0 | 0 | 0 | 0 | 0 | 0 | 0 | 0 | 0 | 0 | 0 | 0 | 0 | 0 | 0 | 0 | 0 | 0 | 0
F5_Industrial_Wood and Lumber Products_Existing_Miscellaneous_Natural Gas_Miscellaneous_E10 | F5 | Industrial | Wood and Lumber Products | Existing | Miscellaneous | Natural Gas | Miscellaneous | E10 | Utility - Cost of Operation | 0 | 0 | 0 | 0 | 0 | 0 | 0 | 0 | 0 | 0 | 0 | 0 | 0 | 0 | 0 | 0 | 0 | 0 | 0 | 0 | 0 | 0 | 0 | 0 | 0 | 0 | 0 | 0 | 0 | 0
F6_Industrial_Wood and Lumber Products_Existing_Miscellaneous_Natural Gas_Miscellaneous_E1 | F6 | Industrial | Wood and Lumber Products | Existing | Miscellaneous | Natural Gas | Miscellaneous | E1 | Utility - Value of Sales | 51.0771 | 55.8383 | 56.2214 | 56.6018 | 55.0228 | 53.3465 | 51.5435 | 50.0126 | 48.4484 | 47.3208 | 46.1368 | 44.9743 | 43.8091 | 42.7002 | 41.5843 | 40.4634 | 39.3817 | 38.3602 | 37.3511 | 36.4555 | 35.6072 | 34.7786 | 0 | 0 | 0 | 0 | 0 | 0 | 0 | 0
F6_Industrial_Wood and Lumber Products_Existing_Miscellaneous_Natural Gas_Miscellaneous_E2 | F6 | Industrial | Wood and Lumber Products | Existing | Miscellaneous | Natural Gas | Miscellaneous | E2 | Utility - Value of Sales | 0 | 0 | 0 | 0 | 0 | 0 | 0 | 0 | 0 | 0 | 0 | 0 | 0 | 0 | 0 | 0 | 0 | 0 | 0 | 0 | 0 | 0 | 0 | 0 | 0 | 0 | 0 | 0 | 0 | 0
F6_Industrial_Wood and Lumber Products_Existing_Miscellaneous_Natural Gas_Miscellaneous_E3 | F6 | Industrial | Wood and Lumber Products | Existing | Miscellaneous | Natural Gas | Miscellaneous | E3 | Utility - Value of Sales | 0 | 0 | 0 | 0 | 0 | 0 | 0 | 0 | 0 | 0 | 0 | 0 | 0 | 0 | 0 | 0 | 0 | 0 | 0 | 0 | 0 | 0 | 0 | 0 | 0 | 0 | 0 | 0 | 0 | 0
F6_Industrial_Wood and Lumber Products_Existing_Miscellaneous_Natural Gas_Miscellaneous_E4 | F6 | Industrial | Wood and Lumber Products | Existing | Miscellaneous | Natural Gas | Miscellaneous | E4 | Utility - Value of Sales | 0 | 0 | 0 | 0 | 0 | 0 | 0 | 0 | 0 | 0 | 0 | 0 | 0 | 0 | 0 | 0 | 0 | 0 | 0 | 0 | 0 | 0 | 0 | 0 | 0 | 0 | 0 | 0 | 0 | 0
F6_Industrial_Wood and Lumber Products_Existing_Miscellaneous_Natural Gas_Miscellaneous_E5 | F6 | Industrial | Wood and Lumber Products | Existing | Miscellaneous | Natural Gas | Miscellaneous | E5 | Utility - Value of Sales | 0 | 0 | 0 | 0 | 0 | 0 | 0 | 0 | 0 | 0 | 0 | 0 | 0 | 0 | 0 | 0 | 0 | 0 | 0 | 0 | 0 | 0 | 0 | 0 | 0 | 0 | 0 | 0 | 0 | 0
F6_Industrial_Wood and Lumber Products_Existing_Miscellaneous_Natural Gas_Miscellaneous_E6 | F6 | Industrial | Wood and Lumber Products | Existing | Miscellaneous | Natural Gas | Miscellaneous | E6 | Utility - Value of Sales | 0 | 0 | 0 | 0 | 0 | 0 | 0 | 0 | 0 | 0 | 0 | 0 | 0 | 0 | 0 | 0 | 0 | 0 | 0 | 0 | 0 | 0 | 0 | 0 | 0 | 0 | 0 | 0 | 0 | 0
F6_Industrial_Wood and Lumber Products_Existing_Miscellaneous_Natural Gas_Miscellaneous_E7 | F6 | Industrial | Wood and Lumber Products | Existing | Miscellaneous | Natural Gas | Miscellaneous | E7 | Utility - Value of Sales | 0 | 0 | 0 | 0 | 0 | 0 | 0 | 0 | 0 | 0 | 0 | 0 | 0 | 0 | 0 | 0 | 0 | 0 | 0 | 0 | 0 | 0 | 0 | 0 | 0 | 0 | 0 | 0 | 0 | 0
F6_Industrial_Wood and Lumber Products_Existing_Miscellaneous_Natural Gas_Miscellaneous_E8 | F6 | Industrial | Wood and Lumber Products | Existing | Miscellaneous | Natural Gas | Miscellaneous | E8 | Utility - Value of Sales | 0 | 0 | 0 | 0 | 0 | 0 | 0 | 0 | 0 | 0 | 0 | 0 | 0 | 0 | 0 | 0 | 0 | 0 | 0 | 0 | 0 | 0 | 0 | 0 | 0 | 0 | 0 | 0 | 0 | 0
F6_Industrial_Wood and Lumber Products_Existing_Miscellaneous_Natural Gas_Miscellaneous_E9 | F6 | Industrial | Wood and Lumber Products | Existing | Miscellaneous | Natural Gas | Miscellaneous | E9 | Utility - Value of Sales | 0 | 0 | 0 | 0 | 0 | 0 | 0 | 0 | 0 | 0 | 0 | 0 | 0 | 0 | 0 | 0 | 0 | 0 | 0 | 0 | 0 | 0 | 0 | 0 | 0 | 0 | 0 | 0 | 0 | 0
F6_Industrial_Wood and Lumber Products_Existing_Miscellaneous_Natural Gas_Miscellaneous_E10 | F6 | Industrial | Wood and Lumber Products | Existing | Miscellaneous | Natural Gas | Miscellaneous | E10 | Utility - Value of Sales | 0 | 0 | 0 | 0 | 0 | 0 | 0 | 0 | 0 | 0 | 0 | 0 | 0 | 0 | 0 | 0 | 0 | 0 | 0 | 0 | 0 | 0 | 0 | 0 | 0 | 0 | 0 | 0 | 0 | 0
F1_Industrial_Wood and Lumber Products_New_Space Heating_Natural Gas_Furnace_E1 | F1 | Industrial | Wood and Lumber Products | New | Space Heating | Natural Gas | Furnace | E1 | Participant - Cost of Equipment | 2.9466 | 2.9466 | 2.9466 | 2.9466 | 2.9466 | 2.9466 | 2.9466 | 2.9466 | 2.9466 | 2.9466 | 2.9466 | 2.9466 | 2.9466 | 2.9466 | 2.9466 | 2.9466 | 2.9466 | 2.9466 | 2.9466 | 2.9466 | 2.9466 | 2.9466 | 0 | 0 | 0 | 0 | 0 | 0 | 0 | 0
F1_Industrial_Wood and Lumber Products_New_Space Heating_Natural Gas_Furnace_E2 | F1 | Industrial | Wood and Lumber Products | New | Space Heating | Natural Gas | Furnace | E2 | Participant - Cost of Equipment | 3.5359 | 3.5359 | 3.5359 | 3.5359 | 3.5359 | 3.5359 | 3.5359 | 3.5359 | 3.5359 | 3.5359 | 3.5359 | 3.5359 | 3.5359 | 3.5359 | 3.5359 | 3.5359 | 3.5359 | 3.5359 | 3.5359 | 3.5359 | 3.5359 | 3.5359 | 0 | 0 | 0 | 0 | 0 | 0 | 0 | 0
F1_Industrial_Wood and Lumber Products_New_Space Heating_Natural Gas_Furnace_E3 | F1 | Industrial | Wood and Lumber Products | New | Space Heating | Natural Gas | Furnace | E3 | Participant - Cost of Equipment | 4.1253 | 4.1253 | 4.1253 | 4.1253 | 4.1253 | 4.1253 | 4.1253 | 4.1253 | 4.1253 | 4.1253 | 4.1253 | 4.1253 | 4.1253 | 4.1253 | 4.1253 | 4.1253 | 4.1253 | 4.1253 | 4.1253 | 4.1253 | 4.1253 | 4.1253 | 0 | 0 | 0 | 0 | 0 | 0 | 0 | 0
F1_Industrial_Wood and Lumber Products_New_Space Heating_Natural Gas_Furnace_E4 | F1 | Industrial | Wood and Lumber Products | New | Space Heating | Natural Gas | Furnace | E4 | Participant - Cost of Equipment | 0 | 0 | 0 | 0 | 0 | 0 | 0 | 0 | 0 | 0 | 0 | 0 | 0 | 0 | 0 | 0 | 0 | 0 | 0 | 0 | 0 | 0 | 0 | 0 | 0 | 0 | 0 | 0 | 0 | 0
F1_Industrial_Wood and Lumber Products_New_Space Heating_Natural Gas_Furnace_E5 | F1 | Industrial | Wood and Lumber Products | New | Space Heating | Natural Gas | Furnace | E5 | Participant - Cost of Equipment | 0 | 0 | 0 | 0 | 0 | 0 | 0 | 0 | 0 | 0 | 0 | 0 | 0 | 0 | 0 | 0 | 0 | 0 | 0 | 0 | 0 | 0 | 0 | 0 | 0 | 0 | 0 | 0 | 0 | 0
F1_Industrial_Wood and Lumber Products_New_Space Heating_Natural Gas_Furnace_E6 | F1 | Industrial | Wood and Lumber Products | New | Space Heating | Natural Gas | Furnace | E6 | Participant - Cost of Equipment | 0 | 0 | 0 | 0 | 0 | 0 | 0 | 0 | 0 | 0 | 0 | 0 | 0 | 0 | 0 | 0 | 0 | 0 | 0 | 0 | 0 | 0 | 0 | 0 | 0 | 0 | 0 | 0 | 0 | 0
F1_Industrial_Wood and Lumber Products_New_Space Heating_Natural Gas_Furnace_E7 | F1 | Industrial | Wood and Lumber Products | New | Space Heating | Natural Gas | Furnace | E7 | Participant - Cost of Equipment | 0 | 0 | 0 | 0 | 0 | 0 | 0 | 0 | 0 | 0 | 0 | 0 | 0 | 0 | 0 | 0 | 0 | 0 | 0 | 0 | 0 | 0 | 0 | 0 | 0 | 0 | 0 | 0 | 0 | 0
F1_Industrial_Wood and Lumber Products_New_Space Heating_Natural Gas_Furnace_E8 | F1 | Industrial | Wood and Lumber Products | New | Space Heating | Natural Gas | Furnace | E8 | Participant - Cost of Equipment | 0 | 0 | 0 | 0 | 0 | 0 | 0 | 0 | 0 | 0 | 0 | 0 | 0 | 0 | 0 | 0 | 0 | 0 | 0 | 0 | 0 | 0 | 0 | 0 | 0 | 0 | 0 | 0 | 0 | 0
F1_Industrial_Wood and Lumber Products_New_Space Heating_Natural Gas_Furnace_E9 | F1 | Industrial | Wood and Lumber Products | New | Space Heating | Natural Gas | Furnace | E9 | Participant - Cost of Equipment | 0 | 0 | 0 | 0 | 0 | 0 | 0 | 0 | 0 | 0 | 0 | 0 | 0 | 0 | 0 | 0 | 0 | 0 | 0 | 0 | 0 | 0 | 0 | 0 | 0 | 0 | 0 | 0 | 0 | 0
F1_Industrial_Wood and Lumber Products_New_Space Heating_Natural Gas_Furnace_E10 | F1 | Industrial | Wood and Lumber Products | New | Space Heating | Natural Gas | Furnace | E10 | Participant - Cost of Equipment | 0 | 0 | 0 | 0 | 0 | 0 | 0 | 0 | 0 | 0 | 0 | 0 | 0 | 0 | 0 | 0 | 0 | 0 | 0 | 0 | 0 | 0 | 0 | 0 | 0 | 0 | 0 | 0 | 0 | 0
F2_Industrial_Wood and Lumber Products_New_Space Heating_Natural Gas_Furnace_E1 | F2 | Industrial | Wood and Lumber Products | New | Space Heating | Natural Gas | Furnace | E1 | Participant - Cost of Operation | 49.0669 | 49.6106 | 48.8256 | 48.0734 | 46.7818 | 45.5037 | 44.2184 | 43.0453 | 41.8786 | 40.8604 | 39.8447 | 38.8574 | 37.8899 | 36.9596 | 36.0481 | 35.1546 | 34.2899 | 33.4611 | 32.6512 | 31.8896 | 31.1577 | 30.4483 | 0 | 0 | 0 | 0 | 0 | 0 | 0 | 0
F2_Industrial_Wood and Lumber Products_New_Space Heating_Natural Gas_Furnace_E2 | F2 | Industrial | Wood and Lumber Products | New | Space Heating | Natural Gas | Furnace | E2 | Participant - Cost of Operation | 43.6139 | 44.0972 | 43.3994 | 42.7308 | 41.5828 | 40.4467 | 39.3042 | 38.2615 | 37.2244 | 36.3194 | 35.4166 | 34.539 | 33.679 | 32.8521 | 32.0419 | 31.2478 | 30.4791 | 29.7424 | 29.0225 | 28.3456 | 27.695 | 27.0645 | 0 | 0 | 0 | 0 | 0 | 0 | 0 | 0
F2_Industrial_Wood and Lumber Products_New_Space Heating_Natural Gas_Furnace_E3 | F2 | Industrial | Wood and Lumber Products | New | Space Heating | Natural Gas | Furnace | E3 | Participant - Cost of Operation | 40.8874 | 41.3405 | 40.6863 | 40.0596 | 38.9833 | 37.9182 | 36.8471 | 35.8696 | 34.8974 | 34.0489 | 33.2025 | 32.3798 | 31.5736 | 30.7984 | 30.0388 | 29.2943 | 28.5738 | 27.8831 | 27.2082 | 26.5736 | 25.9637 | 25.3725 | 0 | 0 | 0 | 0 | 0 | 0 | 0 | 0
F2_Industrial_Wood and Lumber Products_New_Space Heating_Natural Gas_Furnace_E4 | F2 | Industrial | Wood and Lumber Products | New | Space Heating | Natural Gas | Furnace | E4 | Participant - Cost of Operation | 0 | 0 | 0 | 0 | 0 | 0 | 0 | 0 | 0 | 0 | 0 | 0 | 0 | 0 | 0 | 0 | 0 | 0 | 0 | 0 | 0 | 0 | 0 | 0 | 0 | 0 | 0 | 0 | 0 | 0
F2_Industrial_Wood and Lumber Products_New_Space Heating_Natural Gas_Furnace_E5 | F2 | Industrial | Wood and Lumber Products | New | Space Heating | Natural Gas | Furnace | E5 | Participant - Cost of Operation | 0 | 0 | 0 | 0 | 0 | 0 | 0 | 0 | 0 | 0 | 0 | 0 | 0 | 0 | 0 | 0 | 0 | 0 | 0 | 0 | 0 | 0 | 0 | 0 | 0 | 0 | 0 | 0 | 0 | 0
F2_Industrial_Wood and Lumber Products_New_Space Heating_Natural Gas_Furnace_E6 | F2 | Industrial | Wood and Lumber Products | New | Space Heating | Natural Gas | Furnace | E6 | Participant - Cost of Operation | 0 | 0 | 0 | 0 | 0 | 0 | 0 | 0 | 0 | 0 | 0 | 0 | 0 | 0 | 0 | 0 | 0 | 0 | 0 | 0 | 0 | 0 | 0 | 0 | 0 | 0 | 0 | 0 | 0 | 0
F2_Industrial_Wood and Lumber Products_New_Space Heating_Natural Gas_Furnace_E7 | F2 | Industrial | Wood and Lumber Products | New | Space Heating | Natural Gas | Furnace | E7 | Participant - Cost of Operation | 0 | 0 | 0 | 0 | 0 | 0 | 0 | 0 | 0 | 0 | 0 | 0 | 0 | 0 | 0 | 0 | 0 | 0 | 0 | 0 | 0 | 0 | 0 | 0 | 0 | 0 | 0 | 0 | 0 | 0
F2_Industrial_Wood and Lumber Products_New_Space Heating_Natural Gas_Furnace_E8 | F2 | Industrial | Wood and Lumber Products | New | Space Heating | Natural Gas | Furnace | E8 | Participant - Cost of Operation | 0 | 0 | 0 | 0 | 0 | 0 | 0 | 0 | 0 | 0 | 0 | 0 | 0 | 0 | 0 | 0 | 0 | 0 | 0 | 0 | 0 | 0 | 0 | 0 | 0 | 0 | 0 | 0 | 0 | 0
F2_Industrial_Wood and Lumber Products_New_Space Heating_Natural Gas_Furnace_E9 | F2 | Industrial | Wood and Lumber Products | New | Space Heating | Natural Gas | Furnace | E9 | Participant - Cost of Operation | 0 | 0 | 0 | 0 | 0 | 0 | 0 | 0 | 0 | 0 | 0 | 0 | 0 | 0 | 0 | 0 | 0 | 0 | 0 | 0 | 0 | 0 | 0 | 0 | 0 | 0 | 0 | 0 | 0 | 0
F2_Industrial_Wood and Lumber Products_New_Space Heating_Natural Gas_Furnace_E10 | F2 | Industrial | Wood and Lumber Products | New | Space Heating | Natural Gas | Furnace | E10 | Participant - Cost of Operation | 0 | 0 | 0 | 0 | 0 | 0 | 0 | 0 | 0 | 0 | 0 | 0 | 0 | 0 | 0 | 0 | 0 | 0 | 0 | 0 | 0 | 0 | 0 | 0 | 0 | 0 | 0 | 0 | 0 | 0
F3_Industrial_Wood and Lumber Products_New_Space Heating_Natural Gas_Furnace_E1 | F3 | Industrial | Wood and Lumber Products | New | Space Heating | Natural Gas | Furnace | E1 | System - kBTUs of Conusmption | 8087.9925 | 8087.9925 | 8087.9925 | 8087.9925 | 8087.9925 | 8087.9925 | 8087.9925 | 8087.9925 | 8087.9925 | 8087.9925 | 8087.9925 | 8087.9925 | 8087.9925 | 8087.9925 | 8087.9925 | 8087.9925 | 8087.9925 | 8087.9925 | 8087.9925 | 8087.9925 | 8087.9925 | 8087.9925 | 0 | 0 | 0 | 0 | 0 | 0 | 0 | 0
F3_Industrial_Wood and Lumber Products_New_Space Heating_Natural Gas_Furnace_E2 | F3 | Industrial | Wood and Lumber Products | New | Space Heating | Natural Gas | Furnace | E2 | System - kBTUs of Conusmption | 7189.1431 | 7189.1431 | 7189.1431 | 7189.1431 | 7189.1431 | 7189.1431 | 7189.1431 | 7189.1431 | 7189.1431 | 7189.1431 | 7189.1431 | 7189.1431 | 7189.1431 | 7189.1431 | 7189.1431 | 7189.1431 | 7189.1431 | 7189.1431 | 7189.1431 | 7189.1431 | 7189.1431 | 7189.1431 | 0 | 0 | 0 | 0 | 0 | 0 | 0 | 0
F3_Industrial_Wood and Lumber Products_New_Space Heating_Natural Gas_Furnace_E3 | F3 | Industrial | Wood and Lumber Products | New | Space Heating | Natural Gas | Furnace | E3 | System - kBTUs of Conusmption | 6739.7184 | 6739.7184 | 6739.7184 | 6739.7184 | 6739.7184 | 6739.7184 | 6739.7184 | 6739.7184 | 6739.7184 | 6739.7184 | 6739.7184 | 6739.7184 | 6739.7184 | 6739.7184 | 6739.7184 | 6739.7184 | 6739.7184 | 6739.7184 | 6739.7184 | 6739.7184 | 6739.7184 | 6739.7184 | 0 | 0 | 0 | 0 | 0 | 0 | 0 | 0
F3_Industrial_Wood and Lumber Products_New_Space Heating_Natural Gas_Furnace_E4 | F3 | Industrial | Wood and Lumber Products | New | Space Heating | Natural Gas | Furnace | E4 | System - kBTUs of Conusmption | 0 | 0 | 0 | 0 | 0 | 0 | 0 | 0 | 0 | 0 | 0 | 0 | 0 | 0 | 0 | 0 | 0 | 0 | 0 | 0 | 0 | 0 | 0 | 0 | 0 | 0 | 0 | 0 | 0 | 0
F3_Industrial_Wood and Lumber Products_New_Space Heating_Natural Gas_Furnace_E5 | F3 | Industrial | Wood and Lumber Products | New | Space Heating | Natural Gas | Furnace | E5 | System - kBTUs of Conusmption | 0 | 0 | 0 | 0 | 0 | 0 | 0 | 0 | 0 | 0 | 0 | 0 | 0 | 0 | 0 | 0 | 0 | 0 | 0 | 0 | 0 | 0 | 0 | 0 | 0 | 0 | 0 | 0 | 0 | 0
F3_Industrial_Wood and Lumber Products_New_Space Heating_Natural Gas_Furnace_E6 | F3 | Industrial | Wood and Lumber Products | New | Space Heating | Natural Gas | Furnace | E6 | System - kBTUs of Conusmption | 0 | 0 | 0 | 0 | 0 | 0 | 0 | 0 | 0 | 0 | 0 | 0 | 0 | 0 | 0 | 0 | 0 | 0 | 0 | 0 | 0 | 0 | 0 | 0 | 0 | 0 | 0 | 0 | 0 | 0
F3_Industrial_Wood and Lumber Products_New_Space Heating_Natural Gas_Furnace_E7 | F3 | Industrial | Wood and Lumber Products | New | Space Heating | Natural Gas | Furnace | E7 | System - kBTUs of Conusmption | 0 | 0 | 0 | 0 | 0 | 0 | 0 | 0 | 0 | 0 | 0 | 0 | 0 | 0 | 0 | 0 | 0 | 0 | 0 | 0 | 0 | 0 | 0 | 0 | 0 | 0 | 0 | 0 | 0 | 0
F3_Industrial_Wood and Lumber Products_New_Space Heating_Natural Gas_Furnace_E8 | F3 | Industrial | Wood and Lumber Products | New | Space Heating | Natural Gas | Furnace | E8 | System - kBTUs of Conusmption | 0 | 0 | 0 | 0 | 0 | 0 | 0 | 0 | 0 | 0 | 0 | 0 | 0 | 0 | 0 | 0 | 0 | 0 | 0 | 0 | 0 | 0 | 0 | 0 | 0 | 0 | 0 | 0 | 0 | 0
F3_Industrial_Wood and Lumber Products_New_Space Heating_Natural Gas_Furnace_E9 | F3 | Industrial | Wood and Lumber Products | New | Space Heating | Natural Gas | Furnace | E9 | System - kBTUs of Conusmption | 0 | 0 | 0 | 0 | 0 | 0 | 0 | 0 | 0 | 0 | 0 | 0 | 0 | 0 | 0 | 0 | 0 | 0 | 0 | 0 | 0 | 0 | 0 | 0 | 0 | 0 | 0 | 0 | 0 | 0
F3_Industrial_Wood and Lumber Products_New_Space Heating_Natural Gas_Furnace_E10 | F3 | Industrial | Wood and Lumber Products | New | Space Heating | Natural Gas | Furnace | E10 | System - kBTUs of Conusmption | 0 | 0 | 0 | 0 | 0 | 0 | 0 | 0 | 0 | 0 | 0 | 0 | 0 | 0 | 0 | 0 | 0 | 0 | 0 | 0 | 0 | 0 | 0 | 0 | 0 | 0 | 0 | 0 | 0 | 0
F4_Industrial_Wood and Lumber Products_New_Space Heating_Natural Gas_Furnace_E1 | F4 | Industrial | Wood and Lumber Products | New | Space Heating | Natural Gas | Furnace | E1 | Utility - Cost of Equipment | 2.9466 | 2.9466 | 2.9466 | 2.9466 | 2.9466 | 2.9466 | 2.9466 | 2.9466 | 2.9466 | 2.9466 | 2.9466 | 2.9466 | 2.9466 | 2.9466 | 2.9466 | 2.9466 | 2.9466 | 2.9466 | 2.9466 | 2.9466 | 2.9466 | 2.9466 | 0 | 0 | 0 | 0 | 0 | 0 | 0 | 0
F4_Industrial_Wood and Lumber Products_New_Space Heating_Natural Gas_Furnace_E2 | F4 | Industrial | Wood and Lumber Products | New | Space Heating | Natural Gas | Furnace | E2 | Utility - Cost of Equipment | 3.5359 | 3.5359 | 3.5359 | 3.5359 | 3.5359 | 3.5359 | 3.5359 | 3.5359 | 3.5359 | 3.5359 | 3.5359 | 3.5359 | 3.5359 | 3.5359 | 3.5359 | 3.5359 | 3.5359 | 3.5359 | 3.5359 | 3.5359 | 3.5359 | 3.5359 | 0 | 0 | 0 | 0 | 0 | 0 | 0 | 0
F4_Industrial_Wood and Lumber Products_New_Space Heating_Natural Gas_Furnace_E3 | F4 | Industrial | Wood and Lumber Products | New | Space Heating | Natural Gas | Furnace | E3 | Utility - Cost of Equipment | 4.1253 | 4.1253 | 4.1253 | 4.1253 | 4.1253 | 4.1253 | 4.1253 | 4.1253 | 4.1253 | 4.1253 | 4.1253 | 4.1253 | 4.1253 | 4.1253 | 4.1253 | 4.1253 | 4.1253 | 4.1253 | 4.1253 | 4.1253 | 4.1253 | 4.1253 | 0 | 0 | 0 | 0 | 0 | 0 | 0 | 0
F4_Industrial_Wood and Lumber Products_New_Space Heating_Natural Gas_Furnace_E4 | F4 | Industrial | Wood and Lumber Products | New | Space Heating | Natural Gas | Furnace | E4 | Utility - Cost of Equipment | 0 | 0 | 0 | 0 | 0 | 0 | 0 | 0 | 0 | 0 | 0 | 0 | 0 | 0 | 0 | 0 | 0 | 0 | 0 | 0 | 0 | 0 | 0 | 0 | 0 | 0 | 0 | 0 | 0 | 0
F4_Industrial_Wood and Lumber Products_New_Space Heating_Natural Gas_Furnace_E5 | F4 | Industrial | Wood and Lumber Products | New | Space Heating | Natural Gas | Furnace | E5 | Utility - Cost of Equipment | 0 | 0 | 0 | 0 | 0 | 0 | 0 | 0 | 0 | 0 | 0 | 0 | 0 | 0 | 0 | 0 | 0 | 0 | 0 | 0 | 0 | 0 | 0 | 0 | 0 | 0 | 0 | 0 | 0 | 0
F4_Industrial_Wood and Lumber Products_New_Space Heating_Natural Gas_Furnace_E6 | F4 | Industrial | Wood and Lumber Products | New | Space Heating | Natural Gas | Furnace | E6 | Utility - Cost of Equipment | 0 | 0 | 0 | 0 | 0 | 0 | 0 | 0 | 0 | 0 | 0 | 0 | 0 | 0 | 0 | 0 | 0 | 0 | 0 | 0 | 0 | 0 | 0 | 0 | 0 | 0 | 0 | 0 | 0 | 0
F4_Industrial_Wood and Lumber Products_New_Space Heating_Natural Gas_Furnace_E7 | F4 | Industrial | Wood and Lumber Products | New | Space Heating | Natural Gas | Furnace | E7 | Utility - Cost of Equipment | 0 | 0 | 0 | 0 | 0 | 0 | 0 | 0 | 0 | 0 | 0 | 0 | 0 | 0 | 0 | 0 | 0 | 0 | 0 | 0 | 0 | 0 | 0 | 0 | 0 | 0 | 0 | 0 | 0 | 0
F4_Industrial_Wood and Lumber Products_New_Space Heating_Natural Gas_Furnace_E8 | F4 | Industrial | Wood and Lumber Products | New | Space Heating | Natural Gas | Furnace | E8 | Utility - Cost of Equipment | 0 | 0 | 0 | 0 | 0 | 0 | 0 | 0 | 0 | 0 | 0 | 0 | 0 | 0 | 0 | 0 | 0 | 0 | 0 | 0 | 0 | 0 | 0 | 0 | 0 | 0 | 0 | 0 | 0 | 0
F4_Industrial_Wood and Lumber Products_New_Space Heating_Natural Gas_Furnace_E9 | F4 | Industrial | Wood and Lumber Products | New | Space Heating | Natural Gas | Furnace | E9 | Utility - Cost of Equipment | 0 | 0 | 0 | 0 | 0 | 0 | 0 | 0 | 0 | 0 | 0 | 0 | 0 | 0 | 0 | 0 | 0 | 0 | 0 | 0 | 0 | 0 | 0 | 0 | 0 | 0 | 0 | 0 | 0 | 0
F4_Industrial_Wood and Lumber Products_New_Space Heating_Natural Gas_Furnace_E10 | F4 | Industrial | Wood and Lumber Products | New | Space Heating | Natural Gas | Furnace | E10 | Utility - Cost of Equipment | 0 | 0 | 0 | 0 | 0 | 0 | 0 | 0 | 0 | 0 | 0 | 0 | 0 | 0 | 0 | 0 | 0 | 0 | 0 | 0 | 0 | 0 | 0 | 0 | 0 | 0 | 0 | 0 | 0 | 0
F5_Industrial_Wood and Lumber Products_New_Space Heating_Natural Gas_Furnace_E1 | F5 | Industrial | Wood and Lumber Products | New | Space Heating | Natural Gas | Furnace | E1 | Utility - Cost of Operation | 40.9551 | 41.4089 | 40.7537 | 40.1259 | 39.0478 | 37.981 | 36.9081 | 35.929 | 34.9552 | 34.1053 | 33.2575 | 32.4334 | 31.6259 | 30.8494 | 30.0886 | 29.3428 | 28.6211 | 27.9293 | 27.2533 | 26.6176 | 26.0067 | 25.4146 | 0 | 0 | 0 | 0 | 0 | 0 | 0 | 0
F5_Industrial_Wood and Lumber Products_New_Space Heating_Natural Gas_Furnace_E2 | F5 | Industrial | Wood and Lumber Products | New | Space Heating | Natural Gas | Furnace | E2 | Utility - Cost of Operation | 36.4036 | 36.807 | 36.2246 | 35.6665 | 34.7083 | 33.76 | 32.8064 | 31.9361 | 31.0705 | 30.315 | 29.5615 | 28.829 | 28.1112 | 27.421 | 26.7447 | 26.0818 | 25.4403 | 24.8254 | 24.2245 | 23.6595 | 23.1165 | 22.5901 | 0 | 0 | 0 | 0 | 0 | 0 | 0 | 0
F5_Industrial_Wood and Lumber Products_New_Space Heating_Natural Gas_Furnace_E3 | F5 | Industrial | Wood and Lumber Products | New | Space Heating | Natural Gas | Furnace | E3 | Utility - Cost of Operation | 34.1279 | 34.506 | 33.96 | 33.4369 | 32.5385 | 31.6495 | 30.7555 | 29.9396 | 29.1281 | 28.4199 | 27.7135 | 27.0268 | 26.3538 | 25.7068 | 25.0728 | 24.4514 | 23.8499 | 23.2734 | 22.7101 | 22.1804 | 21.6714 | 21.1779 | 0 | 0 | 0 | 0 | 0 | 0 | 0 | 0
F5_Industrial_Wood and Lumber Products_New_Space Heating_Natural Gas_Furnace_E4 | F5 | Industrial | Wood and Lumber Products | New | Space Heating | Natural Gas | Furnace | E4 | Utility - Cost of Operation | 0 | 0 | 0 | 0 | 0 | 0 | 0 | 0 | 0 | 0 | 0 | 0 | 0 | 0 | 0 | 0 | 0 | 0 | 0 | 0 | 0 | 0 | 0 | 0 | 0 | 0 | 0 | 0 | 0 | 0
F5_Industrial_Wood and Lumber Products_New_Space Heating_Natural Gas_Furnace_E5 | F5 | Industrial | Wood and Lumber Products | New | Space Heating | Natural Gas | Furnace | E5 | Utility - Cost of Operation | 0 | 0 | 0 | 0 | 0 | 0 | 0 | 0 | 0 | 0 | 0 | 0 | 0 | 0 | 0 | 0 | 0 | 0 | 0 | 0 | 0 | 0 | 0 | 0 | 0 | 0 | 0 | 0 | 0 | 0
F5_Industrial_Wood and Lumber Products_New_Space Heating_Natural Gas_Furnace_E6 | F5 | Industrial | Wood and Lumber Products | New | Space Heating | Natural Gas | Furnace | E6 | Utility - Cost of Operation | 0 | 0 | 0 | 0 | 0 | 0 | 0 | 0 | 0 | 0 | 0 | 0 | 0 | 0 | 0 | 0 | 0 | 0 | 0 | 0 | 0 | 0 | 0 | 0 | 0 | 0 | 0 | 0 | 0 | 0
F5_Industrial_Wood and Lumber Products_New_Space Heating_Natural Gas_Furnace_E7 | F5 | Industrial | Wood and Lumber Products | New | Space Heating | Natural Gas | Furnace | E7 | Utility - Cost of Operation | 0 | 0 | 0 | 0 | 0 | 0 | 0 | 0 | 0 | 0 | 0 | 0 | 0 | 0 | 0 | 0 | 0 | 0 | 0 | 0 | 0 | 0 | 0 | 0 | 0 | 0 | 0 | 0 | 0 | 0
F5_Industrial_Wood and Lumber Products_New_Space Heating_Natural Gas_Furnace_E8 | F5 | Industrial | Wood and Lumber Products | New | Space Heating | Natural Gas | Furnace | E8 | Utility - Cost of Operation | 0 | 0 | 0 | 0 | 0 | 0 | 0 | 0 | 0 | 0 | 0 | 0 | 0 | 0 | 0 | 0 | 0 | 0 | 0 | 0 | 0 | 0 | 0 | 0 | 0 | 0 | 0 | 0 | 0 | 0
F5_Industrial_Wood and Lumber Products_New_Space Heating_Natural Gas_Furnace_E9 | F5 | Industrial | Wood and Lumber Products | New | Space Heating | Natural Gas | Furnace | E9 | Utility - Cost of Operation | 0 | 0 | 0 | 0 | 0 | 0 | 0 | 0 | 0 | 0 | 0 | 0 | 0 | 0 | 0 | 0 | 0 | 0 | 0 | 0 | 0 | 0 | 0 | 0 | 0 | 0 | 0 | 0 | 0 | 0
F5_Industrial_Wood and Lumber Products_New_Space Heating_Natural Gas_Furnace_E10 | F5 | Industrial | Wood and Lumber Products | New | Space Heating | Natural Gas | Furnace | E10 | Utility - Cost of Operation | 0 | 0 | 0 | 0 | 0 | 0 | 0 | 0 | 0 | 0 | 0 | 0 | 0 | 0 | 0 | 0 | 0 | 0 | 0 | 0 | 0 | 0 | 0 | 0 | 0 | 0 | 0 | 0 | 0 | 0
F6_Industrial_Wood and Lumber Products_New_Space Heating_Natural Gas_Furnace_E1 | F6 | Industrial | Wood and Lumber Products | New | Space Heating | Natural Gas | Furnace | E1 | Utility - Value of Sales | 49.0669 | 49.6106 | 48.8256 | 48.0734 | 46.7818 | 45.5037 | 44.2184 | 43.0453 | 41.8786 | 40.8604 | 39.8447 | 38.8574 | 37.8899 | 36.9596 | 36.0481 | 35.1546 | 34.2899 | 33.4611 | 32.6512 | 31.8896 | 31.1577 | 30.4483 | 0 | 0 | 0 | 0 | 0 | 0 | 0 | 0
F6_Industrial_Wood and Lumber Products_New_Space Heating_Natural Gas_Furnace_E2 | F6 | Industrial | Wood and Lumber Products | New | Space Heating | Natural Gas | Furnace | E2 | Utility - Value of Sales | 43.6139 | 44.0972 | 43.3994 | 42.7308 | 41.5828 | 40.4467 | 39.3042 | 38.2615 | 37.2244 | 36.3194 | 35.4166 | 34.539 | 33.679 | 32.8521 | 32.0419 | 31.2478 | 30.4791 | 29.7424 | 29.0225 | 28.3456 | 27.695 | 27.0645 | 0 | 0 | 0 | 0 | 0 | 0 | 0 | 0
F6_Industrial_Wood and Lumber Products_New_Space Heating_Natural Gas_Furnace_E3 | F6 | Industrial | Wood and Lumber Products | New | Space Heating | Natural Gas | Furnace | E3 | Utility - Value of Sales | 40.8874 | 41.3405 | 40.6863 | 40.0596 | 38.9833 | 37.9182 | 36.8471 | 35.8696 | 34.8974 | 34.0489 | 33.2025 | 32.3798 | 31.5736 | 30.7984 | 30.0388 | 29.2943 | 28.5738 | 27.8831 | 27.2082 | 26.5736 | 25.9637 | 25.3725 | 0 | 0 | 0 | 0 | 0 | 0 | 0 | 0
F6_Industrial_Wood and Lumber Products_New_Space Heating_Natural Gas_Furnace_E4 | F6 | Industrial | Wood and Lumber Products | New | Space Heating | Natural Gas | Furnace | E4 | Utility - Value of Sales | 0 | 0 | 0 | 0 | 0 | 0 | 0 | 0 | 0 | 0 | 0 | 0 | 0 | 0 | 0 | 0 | 0 | 0 | 0 | 0 | 0 | 0 | 0 | 0 | 0 | 0 | 0 | 0 | 0 | 0
F6_Industrial_Wood and Lumber Products_New_Space Heating_Natural Gas_Furnace_E5 | F6 | Industrial | Wood and Lumber Products | New | Space Heating | Natural Gas | Furnace | E5 | Utility - Value of Sales | 0 | 0 | 0 | 0 | 0 | 0 | 0 | 0 | 0 | 0 | 0 | 0 | 0 | 0 | 0 | 0 | 0 | 0 | 0 | 0 | 0 | 0 | 0 | 0 | 0 | 0 | 0 | 0 | 0 | 0
F6_Industrial_Wood and Lumber Products_New_Space Heating_Natural Gas_Furnace_E6 | F6 | Industrial | Wood and Lumber Products | New | Space Heating | Natural Gas | Furnace | E6 | Utility - Value of Sales | 0 | 0 | 0 | 0 | 0 | 0 | 0 | 0 | 0 | 0 | 0 | 0 | 0 | 0 | 0 | 0 | 0 | 0 | 0 | 0 | 0 | 0 | 0 | 0 | 0 | 0 | 0 | 0 | 0 | 0
F6_Industrial_Wood and Lumber Products_New_Space Heating_Natural Gas_Furnace_E7 | F6 | Industrial | Wood and Lumber Products | New | Space Heating | Natural Gas | Furnace | E7 | Utility - Value of Sales | 0 | 0 | 0 | 0 | 0 | 0 | 0 | 0 | 0 | 0 | 0 | 0 | 0 | 0 | 0 | 0 | 0 | 0 | 0 | 0 | 0 | 0 | 0 | 0 | 0 | 0 | 0 | 0 | 0 | 0
F6_Industrial_Wood and Lumber Products_New_Space Heating_Natural Gas_Furnace_E8 | F6 | Industrial | Wood and Lumber Products | New | Space Heating | Natural Gas | Furnace | E8 | Utility - Value of Sales | 0 | 0 | 0 | 0 | 0 | 0 | 0 | 0 | 0 | 0 | 0 | 0 | 0 | 0 | 0 | 0 | 0 | 0 | 0 | 0 | 0 | 0 | 0 | 0 | 0 | 0 | 0 | 0 | 0 | 0
F6_Industrial_Wood and Lumber Products_New_Space Heating_Natural Gas_Furnace_E9 | F6 | Industrial | Wood and Lumber Products | New | Space Heating | Natural Gas | Furnace | E9 | Utility - Value of Sales | 0 | 0 | 0 | 0 | 0 | 0 | 0 | 0 | 0 | 0 | 0 | 0 | 0 | 0 | 0 | 0 | 0 | 0 | 0 | 0 | 0 | 0 | 0 | 0 | 0 | 0 | 0 | 0 | 0 | 0
F6_Industrial_Wood and Lumber Products_New_Space Heating_Natural Gas_Furnace_E10 | F6 | Industrial | Wood and Lumber Products | New | Space Heating | Natural Gas | Furnace | E10 | Utility - Value of Sales | 0 | 0 | 0 | 0 | 0 | 0 | 0 | 0 | 0 | 0 | 0 | 0 | 0 | 0 | 0 | 0 | 0 | 0 | 0 | 0 | 0 | 0 | 0 | 0 | 0 | 0 | 0 | 0 | 0 | 0
F1_Industrial_Wood and Lumber Products_New_Space Heating_Natural Gas_Boiler_E1 | F1 | Industrial | Wood and Lumber Products | New | Space Heating | Natural Gas | Boiler | E1 | Participant - Cost of Equipment | 2.7197 | 2.7197 | 2.7197 | 2.7197 | 2.7197 | 2.7197 | 2.7197 | 2.7197 | 2.7197 | 2.7197 | 2.7197 | 2.7197 | 2.7197 | 2.7197 | 2.7197 | 2.7197 | 2.7197 | 2.7197 | 2.7197 | 2.7197 | 2.7197 | 2.7197 | 0 | 0 | 0 | 0 | 0 | 0 | 0 | 0
F1_Industrial_Wood and Lumber Products_New_Space Heating_Natural Gas_Boiler_E2 | F1 | Industrial | Wood and Lumber Products | New | Space Heating | Natural Gas | Boiler | E2 | Participant - Cost of Equipment | 3.0389 | 3.0389 | 3.0389 | 3.0389 | 3.0389 | 3.0389 | 3.0389 | 3.0389 | 3.0389 | 3.0389 | 3.0389 | 3.0389 | 3.0389 | 3.0389 | 3.0389 | 3.0389 | 3.0389 | 3.0389 | 3.0389 | 3.0389 | 3.0389 | 3.0389 | 0 | 0 | 0 | 0 | 0 | 0 | 0 | 0
F1_Industrial_Wood and Lumber Products_New_Space Heating_Natural Gas_Boiler_E3 | F1 | Industrial | Wood and Lumber Products | New | Space Heating | Natural Gas | Boiler | E3 | Participant - Cost of Equipment | 3.6797 | 3.6797 | 3.6797 | 3.6797 | 3.6797 | 3.6797 | 3.6797 | 3.6797 | 3.6797 | 3.6797 | 3.6797 | 3.6797 | 3.6797 | 3.6797 | 3.6797 | 3.6797 | 3.6797 | 3.6797 | 3.6797 | 3.6797 | 3.6797 | 3.6797 | 0 | 0 | 0 | 0 | 0 | 0 | 0 | 0
F1_Industrial_Wood and Lumber Products_New_Space Heating_Natural Gas_Boiler_E4 | F1 | Industrial | Wood and Lumber Products | New | Space Heating | Natural Gas | Boiler | E4 | Participant - Cost of Equipment | 15028.2229 | 15028.2229 | 15028.2229 | 15028.2229 | 15028.2229 | 15028.2229 | 15028.2229 | 15028.2229 | 15028.2229 | 15028.2229 | 15028.2229 | 15028.2229 | 15028.2229 | 15028.2229 | 15028.2229 | 15028.2229 | 15028.2229 | 15028.2229 | 15028.2229 | 15028.2229 | 15028.2229 | 15028.2229 | 0 | 0 | 0 | 0 | 0 | 0 | 0 | 0
F1_Industrial_Wood and Lumber Products_New_Space Heating_Natural Gas_Boiler_E5 | F1 | Industrial | Wood and Lumber Products | New | Space Heating | Natural Gas | Boiler | E5 | Participant - Cost of Equipment | 0 | 0 | 0 | 0 | 0 | 0 | 0 | 0 | 0 | 0 | 0 | 0 | 0 | 0 | 0 | 0 | 0 | 0 | 0 | 0 | 0 | 0 | 0 | 0 | 0 | 0 | 0 | 0 | 0 | 0
F1_Industrial_Wood and Lumber Products_New_Space Heating_Natural Gas_Boiler_E6 | F1 | Industrial | Wood and Lumber Products | New | Space Heating | Natural Gas | Boiler | E6 | Participant - Cost of Equipment | 0 | 0 | 0 | 0 | 0 | 0 | 0 | 0 | 0 | 0 | 0 | 0 | 0 | 0 | 0 | 0 | 0 | 0 | 0 | 0 | 0 | 0 | 0 | 0 | 0 | 0 | 0 | 0 | 0 | 0
F1_Industrial_Wood and Lumber Products_New_Space Heating_Natural Gas_Boiler_E7 | F1 | Industrial | Wood and Lumber Products | New | Space Heating | Natural Gas | Boiler | E7 | Participant - Cost of Equipment | 0 | 0 | 0 | 0 | 0 | 0 | 0 | 0 | 0 | 0 | 0 | 0 | 0 | 0 | 0 | 0 | 0 | 0 | 0 | 0 | 0 | 0 | 0 | 0 | 0 | 0 | 0 | 0 | 0 | 0
F1_Industrial_Wood and Lumber Products_New_Space Heating_Natural Gas_Boiler_E8 | F1 | Industrial | Wood and Lumber Products | New | Space Heating | Natural Gas | Boiler | E8 | Participant - Cost of Equipment | 0 | 0 | 0 | 0 | 0 | 0 | 0 | 0 | 0 | 0 | 0 | 0 | 0 | 0 | 0 | 0 | 0 | 0 | 0 | 0 | 0 | 0 | 0 | 0 | 0 | 0 | 0 | 0 | 0 | 0
F1_Industrial_Wood and Lumber Products_New_Space Heating_Natural Gas_Boiler_E9 | F1 | Industrial | Wood and Lumber Products | New | Space Heating | Natural Gas | Boiler | E9 | Participant - Cost of Equipment | 0 | 0 | 0 | 0 | 0 | 0 | 0 | 0 | 0 | 0 | 0 | 0 | 0 | 0 | 0 | 0 | 0 | 0 | 0 | 0 | 0 | 0 | 0 | 0 | 0 | 0 | 0 | 0 | 0 | 0
F1_Industrial_Wood and Lumber Products_New_Space Heating_Natural Gas_Boiler_E10 | F1 | Industrial | Wood and Lumber Products | New | Space Heating | Natural Gas | Boiler | E10 | Participant - Cost of Equipment | 0 | 0 | 0 | 0 | 0 | 0 | 0 | 0 | 0 | 0 | 0 | 0 | 0 | 0 | 0 | 0 | 0 | 0 | 0 | 0 | 0 | 0 | 0 | 0 | 0 | 0 | 0 | 0 | 0 | 0
F2_Industrial_Wood and Lumber Products_New_Space Heating_Natural Gas_Boiler_E1 | F2 | Industrial | Wood and Lumber Products | New | Space Heating | Natural Gas | Boiler | E1 | Participant - Cost of Operation | 23.3274 | 23.5513 | 23.1714 | 22.8071 | 22.1976 | 21.5947 | 20.9891 | 20.435 | 19.8844 | 19.4018 | 18.9207 | 18.4531 | 17.9948 | 17.554 | 17.1221 | 16.6988 | 16.2894 | 15.8974 | 15.515 | 15.1557 | 14.8112 | 14.4782 | 0 | 0 | 0 | 0 | 0 | 0 | 0 | 0
F2_Industrial_Wood and Lumber Products_New_Space Heating_Natural Gas_Boiler_E2 | F2 | Industrial | Wood and Lumber Products | New | Space Heating | Natural Gas | Boiler | E2 | Participant - Cost of Operation | 21.9555 | 22.1662 | 21.8086 | 21.4657 | 20.8921 | 20.3247 | 19.7547 | 19.2332 | 18.7149 | 18.2607 | 17.8079 | 17.3678 | 16.9365 | 16.5216 | 16.1151 | 15.7167 | 15.3314 | 14.9624 | 14.6025 | 14.2644 | 13.9401 | 13.6267 | 0 | 0 | 0 | 0 | 0 | 0 | 0 | 0
F2_Industrial_Wood and Lumber Products_New_Space Heating_Natural Gas_Boiler_E3 | F2 | Industrial | Wood and Lumber Products | New | Space Heating | Natural Gas | Boiler | E3 | Participant - Cost of Operation | 19.2408 | 19.4255 | 19.1121 | 18.8116 | 18.3089 | 17.8117 | 17.3121 | 16.8552 | 16.4009 | 16.0029 | 15.6061 | 15.2204 | 14.8424 | 14.4788 | 14.1226 | 13.7734 | 13.4358 | 13.1124 | 12.797 | 12.5007 | 12.2165 | 11.9418 | 0 | 0 | 0 | 0 | 0 | 0 | 0 | 0
F2_Industrial_Wood and Lumber Products_New_Space Heating_Natural Gas_Boiler_E4 | F2 | Industrial | Wood and Lumber Products | New | Space Heating | Natural Gas | Boiler | E4 | Participant - Cost of Operation | 14.2727 | 14.5787 | 14.385 | 14.2 | 13.8101 | 13.4219 | 13.0278 | 12.6725 | 12.3169 | 12.0142 | 11.7104 | 11.4154 | 11.1261 | 10.849 | 10.5773 | 10.3108 | 10.0534 | 9.8076 | 9.5666 | 9.341 | 9.1237 | 8.9114 | 0 | 0 | 0 | 0 | 0 | 0 | 0 | 0
F2_Industrial_Wood and Lumber Products_New_Space Heating_Natural Gas_Boiler_E5 | F2 | Industrial | Wood and Lumber Products | New | Space Heating | Natural Gas | Boiler | E5 | Participant - Cost of Operation | 0 | 0 | 0 | 0 | 0 | 0 | 0 | 0 | 0 | 0 | 0 | 0 | 0 | 0 | 0 | 0 | 0 | 0 | 0 | 0 | 0 | 0 | 0 | 0 | 0 | 0 | 0 | 0 | 0 | 0
F2_Industrial_Wood and Lumber Products_New_Space Heating_Natural Gas_Boiler_E6 | F2 | Industrial | Wood and Lumber Products | New | Space Heating | Natural Gas | Boiler | E6 | Participant - Cost of Operation | 0 | 0 | 0 | 0 | 0 | 0 | 0 | 0 | 0 | 0 | 0 | 0 | 0 | 0 | 0 | 0 | 0 | 0 | 0 | 0 | 0 | 0 | 0 | 0 | 0 | 0 | 0 | 0 | 0 | 0
F2_Industrial_Wood and Lumber Products_New_Space Heating_Natural Gas_Boiler_E7 | F2 | Industrial | Wood and Lumber Products | New | Space Heating | Natural Gas | Boiler | E7 | Participant - Cost of Operation | 0 | 0 | 0 | 0 | 0 | 0 | 0 | 0 | 0 | 0 | 0 | 0 | 0 | 0 | 0 | 0 | 0 | 0 | 0 | 0 | 0 | 0 | 0 | 0 | 0 | 0 | 0 | 0 | 0 | 0
F2_Industrial_Wood and Lumber Products_New_Space Heating_Natural Gas_Boiler_E8 | F2 | Industrial | Wood and Lumber Products | New | Space Heating | Natural Gas | Boiler | E8 | Participant - Cost of Operation | 0 | 0 | 0 | 0 | 0 | 0 | 0 | 0 | 0 | 0 | 0 | 0 | 0 | 0 | 0 | 0 | 0 | 0 | 0 | 0 | 0 | 0 | 0 | 0 | 0 | 0 | 0 | 0 | 0 | 0
F2_Industrial_Wood and Lumber Products_New_Space Heating_Natural Gas_Boiler_E9 | F2 | Industrial | Wood and Lumber Products | New | Space Heating | Natural Gas | Boiler | E9 | Participant - Cost of Operation | 0 | 0 | 0 | 0 | 0 | 0 | 0 | 0 | 0 | 0 | 0 | 0 | 0 | 0 | 0 | 0 | 0 | 0 | 0 | 0 | 0 | 0 | 0 | 0 | 0 | 0 | 0 | 0 | 0 | 0
F2_Industrial_Wood and Lumber Products_New_Space Heating_Natural Gas_Boiler_E10 | F2 | Industrial | Wood and Lumber Products | New | Space Heating | Natural Gas | Boiler | E10 | Participant - Cost of Operation | 0 | 0 | 0 | 0 | 0 | 0 | 0 | 0 | 0 | 0 | 0 | 0 | 0 | 0 | 0 | 0 | 0 | 0 | 0 | 0 | 0 | 0 | 0 | 0 | 0 | 0 | 0 | 0 | 0 | 0
F3_Industrial_Wood and Lumber Products_New_Space Heating_Natural Gas_Boiler_E1 | F3 | Industrial | Wood and Lumber Products | New | Space Heating | Natural Gas | Boiler | E1 | System - kBTUs of Conusmption | 3889.093 | 3889.093 | 3889.093 | 3889.093 | 3889.093 | 3889.093 | 3889.093 | 3889.093 | 3889.093 | 3889.093 | 3889.093 | 3889.093 | 3889.093 | 3889.093 | 3889.093 | 3889.093 | 3889.093 | 3889.093 | 3889.093 | 3889.093 | 3889.093 | 3889.093 | 0 | 0 | 0 | 0 | 0 | 0 | 0 | 0
F3_Industrial_Wood and Lumber Products_New_Space Heating_Natural Gas_Boiler_E2 | F3 | Industrial | Wood and Lumber Products | New | Space Heating | Natural Gas | Boiler | E2 | System - kBTUs of Conusmption | 3660.3638 | 3660.3638 | 3660.3638 | 3660.3638 | 3660.3638 | 3660.3638 | 3660.3638 | 3660.3638 | 3660.3638 | 3660.3638 | 3660.3638 | 3660.3638 | 3660.3638 | 3660.3638 | 3660.3638 | 3660.3638 | 3660.3638 | 3660.3638 | 3660.3638 | 3660.3638 | 3660.3638 | 3660.3638 | 0 | 0 | 0 | 0 | 0 | 0 | 0 | 0
F3_Industrial_Wood and Lumber Products_New_Space Heating_Natural Gas_Boiler_E3 | F3 | Industrial | Wood and Lumber Products | New | Space Heating | Natural Gas | Boiler | E3 | System - kBTUs of Conusmption | 3207.787 | 3207.787 | 3207.787 | 3207.787 | 3207.787 | 3207.787 | 3207.787 | 3207.787 | 3207.787 | 3207.787 | 3207.787 | 3207.787 | 3207.787 | 3207.787 | 3207.787 | 3207.787 | 3207.787 | 3207.787 | 3207.787 | 3207.787 | 3207.787 | 3207.787 | 0 | 0 | 0 | 0 | 0 | 0 | 0 | 0
F3_Industrial_Wood and Lumber Products_New_Space Heating_Natural Gas_Boiler_E4 | F3 | Industrial | Wood and Lumber Products | New | Space Heating | Natural Gas | Boiler | E4 | System - kBTUs of Conusmption | 2222.3389 | 2222.3389 | 2222.3389 | 2222.3389 | 2222.3389 | 2222.3389 | 2222.3389 | 2222.3389 | 2222.3389 | 2222.3389 | 2222.3389 | 2222.3389 | 2222.3389 | 2222.3389 | 2222.3389 | 2222.3389 | 2222.3389 | 2222.3389 | 2222.3389 | 2222.3389 | 2222.3389 | 2222.3389 | 0 | 0 | 0 | 0 | 0 | 0 | 0 | 0
F3_Industrial_Wood and Lumber Products_New_Space Heating_Natural Gas_Boiler_E5 | F3 | Industrial | Wood and Lumber Products | New | Space Heating | Natural Gas | Boiler | E5 | System - kBTUs of Conusmption | 0 | 0 | 0 | 0 | 0 | 0 | 0 | 0 | 0 | 0 | 0 | 0 | 0 | 0 | 0 | 0 | 0 | 0 | 0 | 0 | 0 | 0 | 0 | 0 | 0 | 0 | 0 | 0 | 0 | 0
F3_Industrial_Wood and Lumber Products_New_Space Heating_Natural Gas_Boiler_E6 | F3 | Industrial | Wood and Lumber Products | New | Space Heating | Natural Gas | Boiler | E6 | System - kBTUs of Conusmption | 0 | 0 | 0 | 0 | 0 | 0 | 0 | 0 | 0 | 0 | 0 | 0 | 0 | 0 | 0 | 0 | 0 | 0 | 0 | 0 | 0 | 0 | 0 | 0 | 0 | 0 | 0 | 0 | 0 | 0
F3_Industrial_Wood and Lumber Products_New_Space Heating_Natural Gas_Boiler_E7 | F3 | Industrial | Wood and Lumber Products | New | Space Heating | Natural Gas | Boiler | E7 | System - kBTUs of Conusmption | 0 | 0 | 0 | 0 | 0 | 0 | 0 | 0 | 0 | 0 | 0 | 0 | 0 | 0 | 0 | 0 | 0 | 0 | 0 | 0 | 0 | 0 | 0 | 0 | 0 | 0 | 0 | 0 | 0 | 0
F3_Industrial_Wood and Lumber Products_New_Space Heating_Natural Gas_Boiler_E8 | F3 | Industrial | Wood and Lumber Products | New | Space Heating | Natural Gas | Boiler | E8 | System - kBTUs of Conusmption | 0 | 0 | 0 | 0 | 0 | 0 | 0 | 0 | 0 | 0 | 0 | 0 | 0 | 0 | 0 | 0 | 0 | 0 | 0 | 0 | 0 | 0 | 0 | 0 | 0 | 0 | 0 | 0 | 0 | 0
F3_Industrial_Wood and Lumber Products_New_Space Heating_Natural Gas_Boiler_E9 | F3 | Industrial | Wood and Lumber Products | New | Space Heating | Natural Gas | Boiler | E9 | System - kBTUs of Conusmption | 0 | 0 | 0 | 0 | 0 | 0 | 0 | 0 | 0 | 0 | 0 | 0 | 0 | 0 | 0 | 0 | 0 | 0 | 0 | 0 | 0 | 0 | 0 | 0 | 0 | 0 | 0 | 0 | 0 | 0
F3_Industrial_Wood and Lumber Products_New_Space Heating_Natural Gas_Boiler_E10 | F3 | Industrial | Wood and Lumber Products | New | Space Heating | Natural Gas | Boiler | E10 | System - kBTUs of Conusmption | 0 | 0 | 0 | 0 | 0 | 0 | 0 | 0 | 0 | 0 | 0 | 0 | 0 | 0 | 0 | 0 | 0 | 0 | 0 | 0 | 0 | 0 | 0 | 0 | 0 | 0 | 0 | 0 | 0 | 0
F4_Industrial_Wood and Lumber Products_New_Space Heating_Natural Gas_Boiler_E1 | F4 | Industrial | Wood and Lumber Products | New | Space Heating | Natural Gas | Boiler | E1 | Utility - Cost of Equipment | 2.7197 | 2.7197 | 2.7197 | 2.7197 | 2.7197 | 2.7197 | 2.7197 | 2.7197 | 2.7197 | 2.7197 | 2.7197 | 2.7197 | 2.7197 | 2.7197 | 2.7197 | 2.7197 | 2.7197 | 2.7197 | 2.7197 | 2.7197 | 2.7197 | 2.7197 | 0 | 0 | 0 | 0 | 0 | 0 | 0 | 0
F4_Industrial_Wood and Lumber Products_New_Space Heating_Natural Gas_Boiler_E2 | F4 | Industrial | Wood and Lumber Products | New | Space Heating | Natural Gas | Boiler | E2 | Utility - Cost of Equipment | 3.0389 | 3.0389 | 3.0389 | 3.0389 | 3.0389 | 3.0389 | 3.0389 | 3.0389 | 3.0389 | 3.0389 | 3.0389 | 3.0389 | 3.0389 | 3.0389 | 3.0389 | 3.0389 | 3.0389 | 3.0389 | 3.0389 | 3.0389 | 3.0389 | 3.0389 | 0 | 0 | 0 | 0 | 0 | 0 | 0 | 0
F4_Industrial_Wood and Lumber Products_New_Space Heating_Natural Gas_Boiler_E3 | F4 | Industrial | Wood and Lumber Products | New | Space Heating | Natural Gas | Boiler | E3 | Utility - Cost of Equipment | 3.6797 | 3.6797 | 3.6797 | 3.6797 | 3.6797 | 3.6797 | 3.6797 | 3.6797 | 3.6797 | 3.6797 | 3.6797 | 3.6797 | 3.6797 | 3.6797 | 3.6797 | 3.6797 | 3.6797 | 3.6797 | 3.6797 | 3.6797 | 3.6797 | 3.6797 | 0 | 0 | 0 | 0 | 0 | 0 | 0 | 0
F4_Industrial_Wood and Lumber Products_New_Space Heating_Natural Gas_Boiler_E4 | F4 | Industrial | Wood and Lumber Products | New | Space Heating | Natural Gas | Boiler | E4 | Utility - Cost of Equipment | 15028.2229 | 15028.2229 | 15028.2229 | 15028.2229 | 15028.2229 | 15028.2229 | 15028.2229 | 15028.2229 | 15028.2229 | 15028.2229 | 15028.2229 | 15028.2229 | 15028.2229 | 15028.2229 | 15028.2229 | 15028.2229 | 15028.2229 | 15028.2229 | 15028.2229 | 15028.2229 | 15028.2229 | 15028.2229 | 0 | 0 | 0 | 0 | 0 | 0 | 0 | 0
F4_Industrial_Wood and Lumber Products_New_Space Heating_Natural Gas_Boiler_E5 | F4 | Industrial | Wood and Lumber Products | New | Space Heating | Natural Gas | Boiler | E5 | Utility - Cost of Equipment | 0 | 0 | 0 | 0 | 0 | 0 | 0 | 0 | 0 | 0 | 0 | 0 | 0 | 0 | 0 | 0 | 0 | 0 | 0 | 0 | 0 | 0 | 0 | 0 | 0 | 0 | 0 | 0 | 0 | 0
F4_Industrial_Wood and Lumber Products_New_Space Heating_Natural Gas_Boiler_E6 | F4 | Industrial | Wood and Lumber Products | New | Space Heating | Natural Gas | Boiler | E6 | Utility - Cost of Equipment | 0 | 0 | 0 | 0 | 0 | 0 | 0 | 0 | 0 | 0 | 0 | 0 | 0 | 0 | 0 | 0 | 0 | 0 | 0 | 0 | 0 | 0 | 0 | 0 | 0 | 0 | 0 | 0 | 0 | 0
F4_Industrial_Wood and Lumber Products_New_Space Heating_Natural Gas_Boiler_E7 | F4 | Industrial | Wood and Lumber Products | New | Space Heating | Natural Gas | Boiler | E7 | Utility - Cost of Equipment | 0 | 0 | 0 | 0 | 0 | 0 | 0 | 0 | 0 | 0 | 0 | 0 | 0 | 0 | 0 | 0 | 0 | 0 | 0 | 0 | 0 | 0 | 0 | 0 | 0 | 0 | 0 | 0 | 0 | 0
F4_Industrial_Wood and Lumber Products_New_Space Heating_Natural Gas_Boiler_E8 | F4 | Industrial | Wood and Lumber Products | New | Space Heating | Natural Gas | Boiler | E8 | Utility - Cost of Equipment | 0 | 0 | 0 | 0 | 0 | 0 | 0 | 0 | 0 | 0 | 0 | 0 | 0 | 0 | 0 | 0 | 0 | 0 | 0 | 0 | 0 | 0 | 0 | 0 | 0 | 0 | 0 | 0 | 0 | 0
F4_Industrial_Wood and Lumber Products_New_Space Heating_Natural Gas_Boiler_E9 | F4 | Industrial | Wood and Lumber Products | New | Space Heating | Natural Gas | Boiler | E9 | Utility - Cost of Equipment | 0 | 0 | 0 | 0 | 0 | 0 | 0 | 0 | 0 | 0 | 0 | 0 | 0 | 0 | 0 | 0 | 0 | 0 | 0 | 0 | 0 | 0 | 0 | 0 | 0 | 0 | 0 | 0 | 0 | 0
F4_Industrial_Wood and Lumber Products_New_Space Heating_Natural Gas_Boiler_E10 | F4 | Industrial | Wood and Lumber Products | New | Space Heating | Natural Gas | Boiler | E10 | Utility - Cost of Equipment | 0 | 0 | 0 | 0 | 0 | 0 | 0 | 0 | 0 | 0 | 0 | 0 | 0 | 0 | 0 | 0 | 0 | 0 | 0 | 0 | 0 | 0 | 0 | 0 | 0 | 0 | 0 | 0 | 0 | 0
F5_Industrial_Wood and Lumber Products_New_Space Heating_Natural Gas_Boiler_E1 | F5 | Industrial | Wood and Lumber Products | New | Space Heating | Natural Gas | Boiler | E1 | Utility - Cost of Operation | 19.4709 | 19.6578 | 19.3407 | 19.0366 | 18.5279 | 18.0247 | 17.5192 | 17.0567 | 16.5971 | 16.1942 | 15.7927 | 15.4024 | 15.0199 | 14.6519 | 14.2914 | 13.9381 | 13.5965 | 13.2692 | 12.95 | 12.6502 | 12.3626 | 12.0846 | 0 | 0 | 0 | 0 | 0 | 0 | 0 | 0
F5_Industrial_Wood and Lumber Products_New_Space Heating_Natural Gas_Boiler_E2 | F5 | Industrial | Wood and Lumber Products | New | Space Heating | Natural Gas | Boiler | E2 | Utility - Cost of Operation | 18.3258 | 18.5017 | 18.2032 | 17.917 | 17.4382 | 16.9646 | 16.4888 | 16.0535 | 15.6209 | 15.2418 | 14.8639 | 14.4965 | 14.1366 | 13.7902 | 13.4509 | 13.1184 | 12.7968 | 12.4888 | 12.1884 | 11.9062 | 11.6355 | 11.3739 | 0 | 0 | 0 | 0 | 0 | 0 | 0 | 0
F5_Industrial_Wood and Lumber Products_New_Space Heating_Natural Gas_Boiler_E3 | F5 | Industrial | Wood and Lumber Products | New | Space Heating | Natural Gas | Boiler | E3 | Utility - Cost of Operation | 16.0599 | 16.2141 | 15.9525 | 15.7017 | 15.2821 | 14.867 | 14.4501 | 14.0686 | 13.6895 | 13.3573 | 13.0261 | 12.7041 | 12.3887 | 12.0852 | 11.7878 | 11.4964 | 11.2146 | 10.9447 | 10.6814 | 10.4341 | 10.1969 | 9.9676 | 0 | 0 | 0 | 0 | 0 | 0 | 0 | 0
F5_Industrial_Wood and Lumber Products_New_Space Heating_Natural Gas_Boiler_E4 | F5 | Industrial | Wood and Lumber Products | New | Space Heating | Natural Gas | Boiler | E4 | Utility - Cost of Operation | 11.9132 | 12.1685 | 12.0068 | 11.8524 | 11.527 | 11.203 | 10.874 | 10.5775 | 10.2807 | 10.028 | 9.7744 | 9.5282 | 9.2867 | 9.0555 | 8.8287 | 8.6062 | 8.3914 | 8.1862 | 7.985 | 7.7968 | 7.6153 | 7.4381 | 0 | 0 | 0 | 0 | 0 | 0 | 0 | 0
F5_Industrial_Wood and Lumber Products_New_Space Heating_Natural Gas_Boiler_E5 | F5 | Industrial | Wood and Lumber Products | New | Space Heating | Natural Gas | Boiler | E5 | Utility - Cost of Operation | 0 | 0 | 0 | 0 | 0 | 0 | 0 | 0 | 0 | 0 | 0 | 0 | 0 | 0 | 0 | 0 | 0 | 0 | 0 | 0 | 0 | 0 | 0 | 0 | 0 | 0 | 0 | 0 | 0 | 0
F5_Industrial_Wood and Lumber Products_New_Space Heating_Natural Gas_Boiler_E6 | F5 | Industrial | Wood and Lumber Products | New | Space Heating | Natural Gas | Boiler | E6 | Utility - Cost of Operation | 0 | 0 | 0 | 0 | 0 | 0 | 0 | 0 | 0 | 0 | 0 | 0 | 0 | 0 | 0 | 0 | 0 | 0 | 0 | 0 | 0 | 0 | 0 | 0 | 0 | 0 | 0 | 0 | 0 | 0
F5_Industrial_Wood and Lumber Products_New_Space Heating_Natural Gas_Boiler_E7 | F5 | Industrial | Wood and Lumber Products | New | Space Heating | Natural Gas | Boiler | E7 | Utility - Cost of Operation | 0 | 0 | 0 | 0 | 0 | 0 | 0 | 0 | 0 | 0 | 0 | 0 | 0 | 0 | 0 | 0 | 0 | 0 | 0 | 0 | 0 | 0 | 0 | 0 | 0 | 0 | 0 | 0 | 0 | 0
F5_Industrial_Wood and Lumber Products_New_Space Heating_Natural Gas_Boiler_E8 | F5 | Industrial | Wood and Lumber Products | New | Space Heating | Natural Gas | Boiler | E8 | Utility - Cost of Operation | 0 | 0 | 0 | 0 | 0 | 0 | 0 | 0 | 0 | 0 | 0 | 0 | 0 | 0 | 0 | 0 | 0 | 0 | 0 | 0 | 0 | 0 | 0 | 0 | 0 | 0 | 0 | 0 | 0 | 0
F5_Industrial_Wood and Lumber Products_New_Space Heating_Natural Gas_Boiler_E9 | F5 | Industrial | Wood and Lumber Products | New | Space Heating | Natural Gas | Boiler | E9 | Utility - Cost of Operation | 0 | 0 | 0 | 0 | 0 | 0 | 0 | 0 | 0 | 0 | 0 | 0 | 0 | 0 | 0 | 0 | 0 | 0 | 0 | 0 | 0 | 0 | 0 | 0 | 0 | 0 | 0 | 0 | 0 | 0
F5_Industrial_Wood and Lumber Products_New_Space Heating_Natural Gas_Boiler_E10 | F5 | Industrial | Wood and Lumber Products | New | Space Heating | Natural Gas | Boiler | E10 | Utility - Cost of Operation | 0 | 0 | 0 | 0 | 0 | 0 | 0 | 0 | 0 | 0 | 0 | 0 | 0 | 0 | 0 | 0 | 0 | 0 | 0 | 0 | 0 | 0 | 0 | 0 | 0 | 0 | 0 | 0 | 0 | 0
F6_Industrial_Wood and Lumber Products_New_Space Heating_Natural Gas_Boiler_E1 | F6 | Industrial | Wood and Lumber Products | New | Space Heating | Natural Gas | Boiler | E1 | Utility - Value of Sales | 23.3274 | 23.5513 | 23.1714 | 22.8071 | 22.1976 | 21.5947 | 20.9891 | 20.435 | 19.8844 | 19.4018 | 18.9207 | 18.4531 | 17.9948 | 17.554 | 17.1221 | 16.6988 | 16.2894 | 15.8974 | 15.515 | 15.1557 | 14.8112 | 14.4782 | 0 | 0 | 0 | 0 | 0 | 0 | 0 | 0
F6_Industrial_Wood and Lumber Products_New_Space Heating_Natural Gas_Boiler_E2 | F6 | Industrial | Wood and Lumber Products | New | Space Heating | Natural Gas | Boiler | E2 | Utility - Value of Sales | 21.9555 | 22.1662 | 21.8086 | 21.4657 | 20.8921 | 20.3247 | 19.7547 | 19.2332 | 18.7149 | 18.2607 | 17.8079 | 17.3678 | 16.9365 | 16.5216 | 16.1151 | 15.7167 | 15.3314 | 14.9624 | 14.6025 | 14.2644 | 13.9401 | 13.6267 | 0 | 0 | 0 | 0 | 0 | 0 | 0 | 0
F6_Industrial_Wood and Lumber Products_New_Space Heating_Natural Gas_Boiler_E3 | F6 | Industrial | Wood and Lumber Products | New | Space Heating | Natural Gas | Boiler | E3 | Utility - Value of Sales | 19.2408 | 19.4255 | 19.1121 | 18.8116 | 18.3089 | 17.8117 | 17.3121 | 16.8552 | 16.4009 | 16.0029 | 15.6061 | 15.2204 | 14.8424 | 14.4788 | 14.1226 | 13.7734 | 13.4358 | 13.1124 | 12.797 | 12.5007 | 12.2165 | 11.9418 | 0 | 0 | 0 | 0 | 0 | 0 | 0 | 0
F6_Industrial_Wood and Lumber Products_New_Space Heating_Natural Gas_Boiler_E4 | F6 | Industrial | Wood and Lumber Products | New | Space Heating | Natural Gas | Boiler | E4 | Utility - Value of Sales | 14.2727 | 14.5787 | 14.385 | 14.2 | 13.8101 | 13.4219 | 13.0278 | 12.6725 | 12.3169 | 12.0142 | 11.7104 | 11.4154 | 11.1261 | 10.849 | 10.5773 | 10.3108 | 10.0534 | 9.8076 | 9.5666 | 9.341 | 9.1237 | 8.9114 | 0 | 0 | 0 | 0 | 0 | 0 | 0 | 0
F6_Industrial_Wood and Lumber Products_New_Space Heating_Natural Gas_Boiler_E5 | F6 | Industrial | Wood and Lumber Products | New | Space Heating | Natural Gas | Boiler | E5 | Utility - Value of Sales | 0 | 0 | 0 | 0 | 0 | 0 | 0 | 0 | 0 | 0 | 0 | 0 | 0 | 0 | 0 | 0 | 0 | 0 | 0 | 0 | 0 | 0 | 0 | 0 | 0 | 0 | 0 | 0 | 0 | 0
F6_Industrial_Wood and Lumber Products_New_Space Heating_Natural Gas_Boiler_E6 | F6 | Industrial | Wood and Lumber Products | New | Space Heating | Natural Gas | Boiler | E6 | Utility - Value of Sales | 0 | 0 | 0 | 0 | 0 | 0 | 0 | 0 | 0 | 0 | 0 | 0 | 0 | 0 | 0 | 0 | 0 | 0 | 0 | 0 | 0 | 0 | 0 | 0 | 0 | 0 | 0 | 0 | 0 | 0
F6_Industrial_Wood and Lumber Products_New_Space Heating_Natural Gas_Boiler_E7 | F6 | Industrial | Wood and Lumber Products | New | Space Heating | Natural Gas | Boiler | E7 | Utility - Value of Sales | 0 | 0 | 0 | 0 | 0 | 0 | 0 | 0 | 0 | 0 | 0 | 0 | 0 | 0 | 0 | 0 | 0 | 0 | 0 | 0 | 0 | 0 | 0 | 0 | 0 | 0 | 0 | 0 | 0 | 0
F6_Industrial_Wood and Lumber Products_New_Space Heating_Natural Gas_Boiler_E8 | F6 | Industrial | Wood and Lumber Products | New | Space Heating | Natural Gas | Boiler | E8 | Utility - Value of Sales | 0 | 0 | 0 | 0 | 0 | 0 | 0 | 0 | 0 | 0 | 0 | 0 | 0 | 0 | 0 | 0 | 0 | 0 | 0 | 0 | 0 | 0 | 0 | 0 | 0 | 0 | 0 | 0 | 0 | 0
F6_Industrial_Wood and Lumber Products_New_Space Heating_Natural Gas_Boiler_E9 | F6 | Industrial | Wood and Lumber Products | New | Space Heating | Natural Gas | Boiler | E9 | Utility - Value of Sales | 0 | 0 | 0 | 0 | 0 | 0 | 0 | 0 | 0 | 0 | 0 | 0 | 0 | 0 | 0 | 0 | 0 | 0 | 0 | 0 | 0 | 0 | 0 | 0 | 0 | 0 | 0 | 0 | 0 | 0
F6_Industrial_Wood and Lumber Products_New_Space Heating_Natural Gas_Boiler_E10 | F6 | Industrial | Wood and Lumber Products | New | Space Heating | Natural Gas | Boiler | E10 | Utility - Value of Sales | 0 | 0 | 0 | 0 | 0 | 0 | 0 | 0 | 0 | 0 | 0 | 0 | 0 | 0 | 0 | 0 | 0 | 0 | 0 | 0 | 0 | 0 | 0 | 0 | 0 | 0 | 0 | 0 | 0 | 0
F1_Industrial_Wood and Lumber Products_New_Space Heating_Natural Gas_Unit Heater_E1 | F1 | Industrial | Wood and Lumber Products | New | Space Heating | Natural Gas | Unit Heater | E1 | Participant - Cost of Equipment | 40.4273 | 40.4273 | 40.4273 | 40.4273 | 40.4273 | 40.4273 | 40.4273 | 40.4273 | 40.4273 | 40.4273 | 40.4273 | 40.4273 | 40.4273 | 40.4273 | 40.4273 | 40.4273 | 40.4273 | 40.4273 | 40.4273 | 40.4273 | 40.4273 | 40.4273 | 0 | 0 | 0 | 0 | 0 | 0 | 0 | 0
F1_Industrial_Wood and Lumber Products_New_Space Heating_Natural Gas_Unit Heater_E2 | F1 | Industrial | Wood and Lumber Products | New | Space Heating | Natural Gas | Unit Heater | E2 | Participant - Cost of Equipment | 88.6631 | 88.6631 | 88.6631 | 88.6631 | 88.6631 | 88.6631 | 88.6631 | 88.6631 | 88.6631 | 88.6631 | 88.6631 | 88.6631 | 88.6631 | 88.6631 | 88.6631 | 88.6631 | 88.6631 | 88.6631 | 88.6631 | 88.6631 | 88.6631 | 88.6631 | 0 | 0 | 0 | 0 | 0 | 0 | 0 | 0
F1_Industrial_Wood and Lumber Products_New_Space Heating_Natural Gas_Unit Heater_E3 | F1 | Industrial | Wood and Lumber Products | New | Space Heating | Natural Gas | Unit Heater | E3 | Participant - Cost of Equipment | 47.2645 | 47.2645 | 47.2645 | 47.2645 | 47.2645 | 47.2645 | 47.2645 | 47.2645 | 47.2645 | 47.2645 | 47.2645 | 47.2645 | 47.2645 | 47.2645 | 47.2645 | 47.2645 | 47.2645 | 47.2645 | 47.2645 | 47.2645 | 47.2645 | 47.2645 | 0 | 0 | 0 | 0 | 0 | 0 | 0 | 0
F1_Industrial_Wood and Lumber Products_New_Space Heating_Natural Gas_Unit Heater_E4 | F1 | Industrial | Wood and Lumber Products | New | Space Heating | Natural Gas | Unit Heater | E4 | Participant - Cost of Equipment | 0 | 0 | 0 | 0 | 0 | 0 | 0 | 0 | 0 | 0 | 0 | 0 | 0 | 0 | 0 | 0 | 0 | 0 | 0 | 0 | 0 | 0 | 0 | 0 | 0 | 0 | 0 | 0 | 0 | 0
F1_Industrial_Wood and Lumber Products_New_Space Heating_Natural Gas_Unit Heater_E5 | F1 | Industrial | Wood and Lumber Products | New | Space Heating | Natural Gas | Unit Heater | E5 | Participant - Cost of Equipment | 0 | 0 | 0 | 0 | 0 | 0 | 0 | 0 | 0 | 0 | 0 | 0 | 0 | 0 | 0 | 0 | 0 | 0 | 0 | 0 | 0 | 0 | 0 | 0 | 0 | 0 | 0 | 0 | 0 | 0
F1_Industrial_Wood and Lumber Products_New_Space Heating_Natural Gas_Unit Heater_E6 | F1 | Industrial | Wood and Lumber Products | New | Space Heating | Natural Gas | Unit Heater | E6 | Participant - Cost of Equipment | 0 | 0 | 0 | 0 | 0 | 0 | 0 | 0 | 0 | 0 | 0 | 0 | 0 | 0 | 0 | 0 | 0 | 0 | 0 | 0 | 0 | 0 | 0 | 0 | 0 | 0 | 0 | 0 | 0 | 0
F1_Industrial_Wood and Lumber Products_New_Space Heating_Natural Gas_Unit Heater_E7 | F1 | Industrial | Wood and Lumber Products | New | Space Heating | Natural Gas | Unit Heater | E7 | Participant - Cost of Equipment | 0 | 0 | 0 | 0 | 0 | 0 | 0 | 0 | 0 | 0 | 0 | 0 | 0 | 0 | 0 | 0 | 0 | 0 | 0 | 0 | 0 | 0 | 0 | 0 | 0 | 0 | 0 | 0 | 0 | 0
F1_Industrial_Wood and Lumber Products_New_Space Heating_Natural Gas_Unit Heater_E8 | F1 | Industrial | Wood and Lumber Products | New | Space Heating | Natural Gas | Unit Heater | E8 | Participant - Cost of Equipment | 0 | 0 | 0 | 0 | 0 | 0 | 0 | 0 | 0 | 0 | 0 | 0 | 0 | 0 | 0 | 0 | 0 | 0 | 0 | 0 | 0 | 0 | 0 | 0 | 0 | 0 | 0 | 0 | 0 | 0
F1_Industrial_Wood and Lumber Products_New_Space Heating_Natural Gas_Unit Heater_E9 | F1 | Industrial | Wood and Lumber Products | New | Space Heating | Natural Gas | Unit Heater | E9 | Participant - Cost of Equipment | 0 | 0 | 0 | 0 | 0 | 0 | 0 | 0 | 0 | 0 | 0 | 0 | 0 | 0 | 0 | 0 | 0 | 0 | 0 | 0 | 0 | 0 | 0 | 0 | 0 | 0 | 0 | 0 | 0 | 0
F1_Industrial_Wood and Lumber Products_New_Space Heating_Natural Gas_Unit Heater_E10 | F1 | Industrial | Wood and Lumber Products | New | Space Heating | Natural Gas | Unit Heater | E10 | Participant - Cost of Equipment | 0 | 0 | 0 | 0 | 0 | 0 | 0 | 0 | 0 | 0 | 0 | 0 | 0 | 0 | 0 | 0 | 0 | 0 | 0 | 0 | 0 | 0 | 0 | 0 | 0 | 0 | 0 | 0 | 0 | 0
F2_Industrial_Wood and Lumber Products_New_Space Heating_Natural Gas_Unit Heater_E1 | F2 | Industrial | Wood and Lumber Products | New | Space Heating | Natural Gas | Unit Heater | E1 | Participant - Cost of Operation | 351.8142 | 361.9828 | 357.8756 | 353.9785 | 344.2125 | 334.4365 | 324.417 | 315.4409 | 306.4041 | 298.8198 | 291.1742 | 283.7573 | 276.4792 | 269.5272 | 262.7064 | 256.0107 | 249.5557 | 243.4087 | 237.38 | 231.7734 | 226.3802 | 221.1126 | 0 | 0 | 0 | 0 | 0 | 0 | 0 | 0
F2_Industrial_Wood and Lumber Products_New_Space Heating_Natural Gas_Unit Heater_E2 | F2 | Industrial | Wood and Lumber Products | New | Space Heating | Natural Gas | Unit Heater | E2 | Participant - Cost of Operation | 335.0689 | 344.7535 | 340.8417 | 337.1301 | 327.829 | 318.5183 | 308.9757 | 300.4268 | 291.8202 | 284.5969 | 277.3152 | 270.2513 | 263.3196 | 256.6984 | 250.2023 | 243.8254 | 237.6776 | 231.8231 | 226.0814 | 220.7417 | 215.6052 | 210.5882 | 0 | 0 | 0 | 0 | 0 | 0 | 0 | 0
F2_Industrial_Wood and Lumber Products_New_Space Heating_Natural Gas_Unit Heater_E3 | F2 | Industrial | Wood and Lumber Products | New | Space Heating | Natural Gas | Unit Heater | E3 | Participant - Cost of Operation | 291.3645 | 297.5558 | 293.5844 | 289.7945 | 281.8349 | 273.9047 | 265.8529 | 258.596 | 251.3293 | 245.1488 | 238.9513 | 232.9342 | 227.0329 | 221.3807 | 215.8382 | 210.4008 | 205.1503 | 200.1344 | 195.2177 | 190.616 | 186.1805 | 181.8483 | 0 | 0 | 0 | 0 | 0 | 0 | 0 | 0
F2_Industrial_Wood and Lumber Products_New_Space Heating_Natural Gas_Unit Heater_E4 | F2 | Industrial | Wood and Lumber Products | New | Space Heating | Natural Gas | Unit Heater | E4 | Participant - Cost of Operation | 0 | 0 | 0 | 0 | 0 | 0 | 0 | 0 | 0 | 0 | 0 | 0 | 0 | 0 | 0 | 0 | 0 | 0 | 0 | 0 | 0 | 0 | 0 | 0 | 0 | 0 | 0 | 0 | 0 | 0
F2_Industrial_Wood and Lumber Products_New_Space Heating_Natural Gas_Unit Heater_E5 | F2 | Industrial | Wood and Lumber Products | New | Space Heating | Natural Gas | Unit Heater | E5 | Participant - Cost of Operation | 0 | 0 | 0 | 0 | 0 | 0 | 0 | 0 | 0 | 0 | 0 | 0 | 0 | 0 | 0 | 0 | 0 | 0 | 0 | 0 | 0 | 0 | 0 | 0 | 0 | 0 | 0 | 0 | 0 | 0
F2_Industrial_Wood and Lumber Products_New_Space Heating_Natural Gas_Unit Heater_E6 | F2 | Industrial | Wood and Lumber Products | New | Space Heating | Natural Gas | Unit Heater | E6 | Participant - Cost of Operation | 0 | 0 | 0 | 0 | 0 | 0 | 0 | 0 | 0 | 0 | 0 | 0 | 0 | 0 | 0 | 0 | 0 | 0 | 0 | 0 | 0 | 0 | 0 | 0 | 0 | 0 | 0 | 0 | 0 | 0
F2_Industrial_Wood and Lumber Products_New_Space Heating_Natural Gas_Unit Heater_E7 | F2 | Industrial | Wood and Lumber Products | New | Space Heating | Natural Gas | Unit Heater | E7 | Participant - Cost of Operation | 0 | 0 | 0 | 0 | 0 | 0 | 0 | 0 | 0 | 0 | 0 | 0 | 0 | 0 | 0 | 0 | 0 | 0 | 0 | 0 | 0 | 0 | 0 | 0 | 0 | 0 | 0 | 0 | 0 | 0
F2_Industrial_Wood and Lumber Products_New_Space Heating_Natural Gas_Unit Heater_E8 | F2 | Industrial | Wood and Lumber Products | New | Space Heating | Natural Gas | Unit Heater | E8 | Participant - Cost of Operation | 0 | 0 | 0 | 0 | 0 | 0 | 0 | 0 | 0 | 0 | 0 | 0 | 0 | 0 | 0 | 0 | 0 | 0 | 0 | 0 | 0 | 0 | 0 | 0 | 0 | 0 | 0 | 0 | 0 | 0
F2_Industrial_Wood and Lumber Products_New_Space Heating_Natural Gas_Unit Heater_E9 | F2 | Industrial | Wood and Lumber Products | New | Space Heating | Natural Gas | Unit Heater | E9 | Participant - Cost of Operation | 0 | 0 | 0 | 0 | 0 | 0 | 0 | 0 | 0 | 0 | 0 | 0 | 0 | 0 | 0 | 0 | 0 | 0 | 0 | 0 | 0 | 0 | 0 | 0 | 0 | 0 | 0 | 0 | 0 | 0
F2_Industrial_Wood and Lumber Products_New_Space Heating_Natural Gas_Unit Heater_E10 | F2 | Industrial | Wood and Lumber Products | New | Space Heating | Natural Gas | Unit Heater | E10 | Participant - Cost of Operation | 0 | 0 | 0 | 0 | 0 | 0 | 0 | 0 | 0 | 0 | 0 | 0 | 0 | 0 | 0 | 0 | 0 | 0 | 0 | 0 | 0 | 0 | 0 | 0 | 0 | 0 | 0 | 0 | 0 | 0
F3_Industrial_Wood and Lumber Products_New_Space Heating_Natural Gas_Unit Heater_E1 | F3 | Industrial | Wood and Lumber Products | New | Space Heating | Natural Gas | Unit Heater | E1 | System - kBTUs of Conusmption | 53135.3479 | 53135.3479 | 53135.3479 | 53135.3479 | 53135.3479 | 53135.3479 | 53135.3479 | 53135.3479 | 53135.3479 | 53135.3479 | 53135.3479 | 53135.3479 | 53135.3479 | 53135.3479 | 53135.3479 | 53135.3479 | 53135.3479 | 53135.3479 | 53135.3479 | 53135.3479 | 53135.3479 | 53135.3479 | 0 | 0 | 0 | 0 | 0 | 0 | 0 | 0
F3_Industrial_Wood and Lumber Products_New_Space Heating_Natural Gas_Unit Heater_E2 | F3 | Industrial | Wood and Lumber Products | New | Space Heating | Natural Gas | Unit Heater | E2 | System - kBTUs of Conusmption | 50606.258 | 50606.258 | 50606.258 | 50606.258 | 50606.258 | 50606.258 | 50606.258 | 50606.258 | 50606.258 | 50606.258 | 50606.258 | 50606.258 | 50606.258 | 50606.258 | 50606.258 | 50606.258 | 50606.258 | 50606.258 | 50606.258 | 50606.258 | 50606.258 | 50606.258 | 0 | 0 | 0 | 0 | 0 | 0 | 0 | 0
F3_Industrial_Wood and Lumber Products_New_Space Heating_Natural Gas_Unit Heater_E3 | F3 | Industrial | Wood and Lumber Products | New | Space Heating | Natural Gas | Unit Heater | E3 | System - kBTUs of Conusmption | 45165.0457 | 45165.0457 | 45165.0457 | 45165.0457 | 45165.0457 | 45165.0457 | 45165.0457 | 45165.0457 | 45165.0457 | 45165.0457 | 45165.0457 | 45165.0457 | 45165.0457 | 45165.0457 | 45165.0457 | 45165.0457 | 45165.0457 | 45165.0457 | 45165.0457 | 45165.0457 | 45165.0457 | 45165.0457 | 0 | 0 | 0 | 0 | 0 | 0 | 0 | 0
F3_Industrial_Wood and Lumber Products_New_Space Heating_Natural Gas_Unit Heater_E4 | F3 | Industrial | Wood and Lumber Products | New | Space Heating | Natural Gas | Unit Heater | E4 | System - kBTUs of Conusmption | 0 | 0 | 0 | 0 | 0 | 0 | 0 | 0 | 0 | 0 | 0 | 0 | 0 | 0 | 0 | 0 | 0 | 0 | 0 | 0 | 0 | 0 | 0 | 0 | 0 | 0 | 0 | 0 | 0 | 0
F3_Industrial_Wood and Lumber Products_New_Space Heating_Natural Gas_Unit Heater_E5 | F3 | Industrial | Wood and Lumber Products | New | Space Heating | Natural Gas | Unit Heater | E5 | System - kBTUs of Conusmption | 0 | 0 | 0 | 0 | 0 | 0 | 0 | 0 | 0 | 0 | 0 | 0 | 0 | 0 | 0 | 0 | 0 | 0 | 0 | 0 | 0 | 0 | 0 | 0 | 0 | 0 | 0 | 0 | 0 | 0
F3_Industrial_Wood and Lumber Products_New_Space Heating_Natural Gas_Unit Heater_E6 | F3 | Industrial | Wood and Lumber Products | New | Space Heating | Natural Gas | Unit Heater | E6 | System - kBTUs of Conusmption | 0 | 0 | 0 | 0 | 0 | 0 | 0 | 0 | 0 | 0 | 0 | 0 | 0 | 0 | 0 | 0 | 0 | 0 | 0 | 0 | 0 | 0 | 0 | 0 | 0 | 0 | 0 | 0 | 0 | 0
F3_Industrial_Wood and Lumber Products_New_Space Heating_Natural Gas_Unit Heater_E7 | F3 | Industrial | Wood and Lumber Products | New | Space Heating | Natural Gas | Unit Heater | E7 | System - kBTUs of Conusmption | 0 | 0 | 0 | 0 | 0 | 0 | 0 | 0 | 0 | 0 | 0 | 0 | 0 | 0 | 0 | 0 | 0 | 0 | 0 | 0 | 0 | 0 | 0 | 0 | 0 | 0 | 0 | 0 | 0 | 0
F3_Industrial_Wood and Lumber Products_New_Space Heating_Natural Gas_Unit Heater_E8 | F3 | Industrial | Wood and Lumber Products | New | Space Heating | Natural Gas | Unit Heater | E8 | System - kBTUs of Conusmption | 0 | 0 | 0 | 0 | 0 | 0 | 0 | 0 | 0 | 0 | 0 | 0 | 0 | 0 | 0 | 0 | 0 | 0 | 0 | 0 | 0 | 0 | 0 | 0 | 0 | 0 | 0 | 0 | 0 | 0
F3_Industrial_Wood and Lumber Products_New_Space Heating_Natural Gas_Unit Heater_E9 | F3 | Industrial | Wood and Lumber Products | New | Space Heating | Natural Gas | Unit Heater | E9 | System - kBTUs of Conusmption | 0 | 0 | 0 | 0 | 0 | 0 | 0 | 0 | 0 | 0 | 0 | 0 | 0 | 0 | 0 | 0 | 0 | 0 | 0 | 0 | 0 | 0 | 0 | 0 | 0 | 0 | 0 | 0 | 0 | 0
F3_Industrial_Wood and Lumber Products_New_Space Heating_Natural Gas_Unit Heater_E10 | F3 | Industrial | Wood and Lumber Products | New | Space Heating | Natural Gas | Unit Heater | E10 | System - kBTUs of Conusmption | 0 | 0 | 0 | 0 | 0 | 0 | 0 | 0 | 0 | 0 | 0 | 0 | 0 | 0 | 0 | 0 | 0 | 0 | 0 | 0 | 0 | 0 | 0 | 0 | 0 | 0 | 0 | 0 | 0 | 0
F4_Industrial_Wood and Lumber Products_New_Space Heating_Natural Gas_Unit Heater_E1 | F4 | Industrial | Wood and Lumber Products | New | Space Heating | Natural Gas | Unit Heater | E1 | Utility - Cost of Equipment | 40.4273 | 40.4273 | 40.4273 | 40.4273 | 40.4273 | 40.4273 | 40.4273 | 40.4273 | 40.4273 | 40.4273 | 40.4273 | 40.4273 | 40.4273 | 40.4273 | 40.4273 | 40.4273 | 40.4273 | 40.4273 | 40.4273 | 40.4273 | 40.4273 | 40.4273 | 0 | 0 | 0 | 0 | 0 | 0 | 0 | 0
F4_Industrial_Wood and Lumber Products_New_Space Heating_Natural Gas_Unit Heater_E2 | F4 | Industrial | Wood and Lumber Products | New | Space Heating | Natural Gas | Unit Heater | E2 | Utility - Cost of Equipment | 88.6631 | 88.6631 | 88.6631 | 88.6631 | 88.6631 | 88.6631 | 88.6631 | 88.6631 | 88.6631 | 88.6631 | 88.6631 | 88.6631 | 88.6631 | 88.6631 | 88.6631 | 88.6631 | 88.6631 | 88.6631 | 88.6631 | 88.6631 | 88.6631 | 88.6631 | 0 | 0 | 0 | 0 | 0 | 0 | 0 | 0
F4_Industrial_Wood and Lumber Products_New_Space Heating_Natural Gas_Unit Heater_E3 | F4 | Industrial | Wood and Lumber Products | New | Space Heating | Natural Gas | Unit Heater | E3 | Utility - Cost of Equipment | 47.2645 | 47.2645 | 47.2645 | 47.2645 | 47.2645 | 47.2645 | 47.2645 | 47.2645 | 47.2645 | 47.2645 | 47.2645 | 47.2645 | 47.2645 | 47.2645 | 47.2645 | 47.2645 | 47.2645 | 47.2645 | 47.2645 | 47.2645 | 47.2645 | 47.2645 | 0 | 0 | 0 | 0 | 0 | 0 | 0 | 0
F4_Industrial_Wood and Lumber Products_New_Space Heating_Natural Gas_Unit Heater_E4 | F4 | Industrial | Wood and Lumber Products | New | Space Heating | Natural Gas | Unit Heater | E4 | Utility - Cost of Equipment | 0 | 0 | 0 | 0 | 0 | 0 | 0 | 0 | 0 | 0 | 0 | 0 | 0 | 0 | 0 | 0 | 0 | 0 | 0 | 0 | 0 | 0 | 0 | 0 | 0 | 0 | 0 | 0 | 0 | 0
F4_Industrial_Wood and Lumber Products_New_Space Heating_Natural Gas_Unit Heater_E5 | F4 | Industrial | Wood and Lumber Products | New | Space Heating | Natural Gas | Unit Heater | E5 | Utility - Cost of Equipment | 0 | 0 | 0 | 0 | 0 | 0 | 0 | 0 | 0 | 0 | 0 | 0 | 0 | 0 | 0 | 0 | 0 | 0 | 0 | 0 | 0 | 0 | 0 | 0 | 0 | 0 | 0 | 0 | 0 | 0
F4_Industrial_Wood and Lumber Products_New_Space Heating_Natural Gas_Unit Heater_E6 | F4 | Industrial | Wood and Lumber Products | New | Space Heating | Natural Gas | Unit Heater | E6 | Utility - Cost of Equipment | 0 | 0 | 0 | 0 | 0 | 0 | 0 | 0 | 0 | 0 | 0 | 0 | 0 | 0 | 0 | 0 | 0 | 0 | 0 | 0 | 0 | 0 | 0 | 0 | 0 | 0 | 0 | 0 | 0 | 0
F4_Industrial_Wood and Lumber Products_New_Space Heating_Natural Gas_Unit Heater_E7 | F4 | Industrial | Wood and Lumber Products | New | Space Heating | Natural Gas | Unit Heater | E7 | Utility - Cost of Equipment | 0 | 0 | 0 | 0 | 0 | 0 | 0 | 0 | 0 | 0 | 0 | 0 | 0 | 0 | 0 | 0 | 0 | 0 | 0 | 0 | 0 | 0 | 0 | 0 | 0 | 0 | 0 | 0 | 0 | 0
F4_Industrial_Wood and Lumber Products_New_Space Heating_Natural Gas_Unit Heater_E8 | F4 | Industrial | Wood and Lumber Products | New | Space Heating | Natural Gas | Unit Heater | E8 | Utility - Cost of Equipment | 0 | 0 | 0 | 0 | 0 | 0 | 0 | 0 | 0 | 0 | 0 | 0 | 0 | 0 | 0 | 0 | 0 | 0 | 0 | 0 | 0 | 0 | 0 | 0 | 0 | 0 | 0 | 0 | 0 | 0
F4_Industrial_Wood and Lumber Products_New_Space Heating_Natural Gas_Unit Heater_E9 | F4 | Industrial | Wood and Lumber Products | New | Space Heating | Natural Gas | Unit Heater | E9 | Utility - Cost of Equipment | 0 | 0 | 0 | 0 | 0 | 0 | 0 | 0 | 0 | 0 | 0 | 0 | 0 | 0 | 0 | 0 | 0 | 0 | 0 | 0 | 0 | 0 | 0 | 0 | 0 | 0 | 0 | 0 | 0 | 0
F4_Industrial_Wood and Lumber Products_New_Space Heating_Natural Gas_Unit Heater_E10 | F4 | Industrial | Wood and Lumber Products | New | Space Heating | Natural Gas | Unit Heater | E10 | Utility - Cost of Equipment | 0 | 0 | 0 | 0 | 0 | 0 | 0 | 0 | 0 | 0 | 0 | 0 | 0 | 0 | 0 | 0 | 0 | 0 | 0 | 0 | 0 | 0 | 0 | 0 | 0 | 0 | 0 | 0 | 0 | 0
F5_Industrial_Wood and Lumber Products_New_Space Heating_Natural Gas_Unit Heater_E1 | F5 | Industrial | Wood and Lumber Products | New | Space Heating | Natural Gas | Unit Heater | E1 | Utility - Cost of Operation | 293.652 | 302.1395 | 298.7113 | 295.4585 | 287.307 | 279.1472 | 270.7841 | 263.292 | 255.7492 | 249.4187 | 243.0371 | 236.8463 | 230.7714 | 224.9687 | 219.2755 | 213.6868 | 208.2989 | 203.1682 | 198.1362 | 193.4564 | 188.9549 | 184.558 | 0 | 0 | 0 | 0 | 0 | 0 | 0 | 0
F5_Industrial_Wood and Lumber Products_New_Space Heating_Natural Gas_Unit Heater_E2 | F5 | Industrial | Wood and Lumber Products | New | Space Heating | Natural Gas | Unit Heater | E2 | Utility - Cost of Operation | 279.675 | 287.7586 | 284.4935 | 281.3955 | 273.632 | 265.8606 | 257.8956 | 250.76 | 243.5762 | 237.5471 | 231.4692 | 225.5731 | 219.7873 | 214.2608 | 208.8386 | 203.5159 | 198.3845 | 193.4979 | 188.7055 | 184.2485 | 179.9612 | 175.7736 | 0 | 0 | 0 | 0 | 0 | 0 | 0 | 0
F5_Industrial_Wood and Lumber Products_New_Space Heating_Natural Gas_Unit Heater_E3 | F5 | Industrial | Wood and Lumber Products | New | Space Heating | Natural Gas | Unit Heater | E3 | Utility - Cost of Operation | 243.1959 | 248.3636 | 245.0488 | 241.8854 | 235.2417 | 228.6226 | 221.9019 | 215.8447 | 209.7793 | 204.6206 | 199.4477 | 194.4253 | 189.4997 | 184.7819 | 180.1557 | 175.6172 | 171.2347 | 167.048 | 162.9441 | 159.1032 | 155.401 | 151.785 | 0 | 0 | 0 | 0 | 0 | 0 | 0 | 0
F5_Industrial_Wood and Lumber Products_New_Space Heating_Natural Gas_Unit Heater_E4 | F5 | Industrial | Wood and Lumber Products | New | Space Heating | Natural Gas | Unit Heater | E4 | Utility - Cost of Operation | 0 | 0 | 0 | 0 | 0 | 0 | 0 | 0 | 0 | 0 | 0 | 0 | 0 | 0 | 0 | 0 | 0 | 0 | 0 | 0 | 0 | 0 | 0 | 0 | 0 | 0 | 0 | 0 | 0 | 0
F5_Industrial_Wood and Lumber Products_New_Space Heating_Natural Gas_Unit Heater_E5 | F5 | Industrial | Wood and Lumber Products | New | Space Heating | Natural Gas | Unit Heater | E5 | Utility - Cost of Operation | 0 | 0 | 0 | 0 | 0 | 0 | 0 | 0 | 0 | 0 | 0 | 0 | 0 | 0 | 0 | 0 | 0 | 0 | 0 | 0 | 0 | 0 | 0 | 0 | 0 | 0 | 0 | 0 | 0 | 0
F5_Industrial_Wood and Lumber Products_New_Space Heating_Natural Gas_Unit Heater_E6 | F5 | Industrial | Wood and Lumber Products | New | Space Heating | Natural Gas | Unit Heater | E6 | Utility - Cost of Operation | 0 | 0 | 0 | 0 | 0 | 0 | 0 | 0 | 0 | 0 | 0 | 0 | 0 | 0 | 0 | 0 | 0 | 0 | 0 | 0 | 0 | 0 | 0 | 0 | 0 | 0 | 0 | 0 | 0 | 0
F5_Industrial_Wood and Lumber Products_New_Space Heating_Natural Gas_Unit Heater_E7 | F5 | Industrial | Wood and Lumber Products | New | Space Heating | Natural Gas | Unit Heater | E7 | Utility - Cost of Operation | 0 | 0 | 0 | 0 | 0 | 0 | 0 | 0 | 0 | 0 | 0 | 0 | 0 | 0 | 0 | 0 | 0 | 0 | 0 | 0 | 0 | 0 | 0 | 0 | 0 | 0 | 0 | 0 | 0 | 0
F5_Industrial_Wood and Lumber Products_New_Space Heating_Natural Gas_Unit Heater_E8 | F5 | Industrial | Wood and Lumber Products | New | Space Heating | Natural Gas | Unit Heater | E8 | Utility - Cost of Operation | 0 | 0 | 0 | 0 | 0 | 0 | 0 | 0 | 0 | 0 | 0 | 0 | 0 | 0 | 0 | 0 | 0 | 0 | 0 | 0 | 0 | 0 | 0 | 0 | 0 | 0 | 0 | 0 | 0 | 0
F5_Industrial_Wood and Lumber Products_New_Space Heating_Natural Gas_Unit Heater_E9 | F5 | Industrial | Wood and Lumber Products | New | Space Heating | Natural Gas | Unit Heater | E9 | Utility - Cost of Operation | 0 | 0 | 0 | 0 | 0 | 0 | 0 | 0 | 0 | 0 | 0 | 0 | 0 | 0 | 0 | 0 | 0 | 0 | 0 | 0 | 0 | 0 | 0 | 0 | 0 | 0 | 0 | 0 | 0 | 0
F5_Industrial_Wood and Lumber Products_New_Space Heating_Natural Gas_Unit Heater_E10 | F5 | Industrial | Wood and Lumber Products | New | Space Heating | Natural Gas | Unit Heater | E10 | Utility - Cost of Operation | 0 | 0 | 0 | 0 | 0 | 0 | 0 | 0 | 0 | 0 | 0 | 0 | 0 | 0 | 0 | 0 | 0 | 0 | 0 | 0 | 0 | 0 | 0 | 0 | 0 | 0 | 0 | 0 | 0 | 0
F6_Industrial_Wood and Lumber Products_New_Space Heating_Natural Gas_Unit Heater_E1 | F6 | Industrial | Wood and Lumber Products | New | Space Heating | Natural Gas | Unit Heater | E1 | Utility - Value of Sales | 351.8142 | 361.9828 | 357.8756 | 353.9785 | 344.2125 | 334.4365 | 324.417 | 315.4409 | 306.4041 | 298.8198 | 291.1742 | 283.7573 | 276.4792 | 269.5272 | 262.7064 | 256.0107 | 249.5557 | 243.4087 | 237.38 | 231.7734 | 226.3802 | 221.1126 | 0 | 0 | 0 | 0 | 0 | 0 | 0 | 0
F6_Industrial_Wood and Lumber Products_New_Space Heating_Natural Gas_Unit Heater_E2 | F6 | Industrial | Wood and Lumber Products | New | Space Heating | Natural Gas | Unit Heater | E2 | Utility - Value of Sales | 335.0689 | 344.7535 | 340.8417 | 337.1301 | 327.829 | 318.5183 | 308.9757 | 300.4268 | 291.8202 | 284.5969 | 277.3152 | 270.2513 | 263.3196 | 256.6984 | 250.2023 | 243.8254 | 237.6776 | 231.8231 | 226.0814 | 220.7417 | 215.6052 | 210.5882 | 0 | 0 | 0 | 0 | 0 | 0 | 0 | 0
F6_Industrial_Wood and Lumber Products_New_Space Heating_Natural Gas_Unit Heater_E3 | F6 | Industrial | Wood and Lumber Products | New | Space Heating | Natural Gas | Unit Heater | E3 | Utility - Value of Sales | 291.3645 | 297.5558 | 293.5844 | 289.7945 | 281.8349 | 273.9047 | 265.8529 | 258.596 | 251.3293 | 245.1488 | 238.9513 | 232.9342 | 227.0329 | 221.3807 | 215.8382 | 210.4008 | 205.1503 | 200.1344 | 195.2177 | 190.616 | 186.1805 | 181.8483 | 0 | 0 | 0 | 0 | 0 | 0 | 0 | 0
F6_Industrial_Wood and Lumber Products_New_Space Heating_Natural Gas_Unit Heater_E4 | F6 | Industrial | Wood and Lumber Products | New | Space Heating | Natural Gas | Unit Heater | E4 | Utility - Value of Sales | 0 | 0 | 0 | 0 | 0 | 0 | 0 | 0 | 0 | 0 | 0 | 0 | 0 | 0 | 0 | 0 | 0 | 0 | 0 | 0 | 0 | 0 | 0 | 0 | 0 | 0 | 0 | 0 | 0 | 0
F6_Industrial_Wood and Lumber Products_New_Space Heating_Natural Gas_Unit Heater_E5 | F6 | Industrial | Wood and Lumber Products | New | Space Heating | Natural Gas | Unit Heater | E5 | Utility - Value of Sales | 0 | 0 | 0 | 0 | 0 | 0 | 0 | 0 | 0 | 0 | 0 | 0 | 0 | 0 | 0 | 0 | 0 | 0 | 0 | 0 | 0 | 0 | 0 | 0 | 0 | 0 | 0 | 0 | 0 | 0
F6_Industrial_Wood and Lumber Products_New_Space Heating_Natural Gas_Unit Heater_E6 | F6 | Industrial | Wood and Lumber Products | New | Space Heating | Natural Gas | Unit Heater | E6 | Utility - Value of Sales | 0 | 0 | 0 | 0 | 0 | 0 | 0 | 0 | 0 | 0 | 0 | 0 | 0 | 0 | 0 | 0 | 0 | 0 | 0 | 0 | 0 | 0 | 0 | 0 | 0 | 0 | 0 | 0 | 0 | 0
F6_Industrial_Wood and Lumber Products_New_Space Heating_Natural Gas_Unit Heater_E7 | F6 | Industrial | Wood and Lumber Products | New | Space Heating | Natural Gas | Unit Heater | E7 | Utility - Value of Sales | 0 | 0 | 0 | 0 | 0 | 0 | 0 | 0 | 0 | 0 | 0 | 0 | 0 | 0 | 0 | 0 | 0 | 0 | 0 | 0 | 0 | 0 | 0 | 0 | 0 | 0 | 0 | 0 | 0 | 0
F6_Industrial_Wood and Lumber Products_New_Space Heating_Natural Gas_Unit Heater_E8 | F6 | Industrial | Wood and Lumber Products | New | Space Heating | Natural Gas | Unit Heater | E8 | Utility - Value of Sales | 0 | 0 | 0 | 0 | 0 | 0 | 0 | 0 | 0 | 0 | 0 | 0 | 0 | 0 | 0 | 0 | 0 | 0 | 0 | 0 | 0 | 0 | 0 | 0 | 0 | 0 | 0 | 0 | 0 | 0
F6_Industrial_Wood and Lumber Products_New_Space Heating_Natural Gas_Unit Heater_E9 | F6 | Industrial | Wood and Lumber Products | New | Space Heating | Natural Gas | Unit Heater | E9 | Utility - Value of Sales | 0 | 0 | 0 | 0 | 0 | 0 | 0 | 0 | 0 | 0 | 0 | 0 | 0 | 0 | 0 | 0 | 0 | 0 | 0 | 0 | 0 | 0 | 0 | 0 | 0 | 0 | 0 | 0 | 0 | 0
F6_Industrial_Wood and Lumber Products_New_Space Heating_Natural Gas_Unit Heater_E10 | F6 | Industrial | Wood and Lumber Products | New | Space Heating | Natural Gas | Unit Heater | E10 | Utility - Value of Sales | 0 | 0 | 0 | 0 | 0 | 0 | 0 | 0 | 0 | 0 | 0 | 0 | 0 | 0 | 0 | 0 | 0 | 0 | 0 | 0 | 0 | 0 | 0 | 0 | 0 | 0 | 0 | 0 | 0 | 0
F1_Industrial_Wood and Lumber Products_New_Process_Natural Gas_Process Boiler_E1 | F1 | Industrial | Wood and Lumber Products | New | Process | Natural Gas | Process Boiler | E1 | Participant - Cost of Equipment | 3149.3732 | 3149.3732 | 3149.3732 | 3149.3732 | 3149.3732 | 3149.3732 | 3149.3732 | 3149.3732 | 3149.3732 | 3149.3732 | 3149.3732 | 3149.3732 | 3149.3732 | 3149.3732 | 3149.3732 | 3149.3732 | 3149.3732 | 3149.3732 | 3149.3732 | 3149.3732 | 3149.3732 | 3149.3732 | 0 | 0 | 0 | 0 | 0 | 0 | 0 | 0
F1_Industrial_Wood and Lumber Products_New_Process_Natural Gas_Process Boiler_E2 | F1 | Industrial | Wood and Lumber Products | New | Process | Natural Gas | Process Boiler | E2 | Participant - Cost of Equipment | 0 | 0 | 0 | 0 | 0 | 0 | 0 | 0 | 0 | 0 | 0 | 0 | 0 | 0 | 0 | 0 | 0 | 0 | 0 | 0 | 0 | 0 | 0 | 0 | 0 | 0 | 0 | 0 | 0 | 0
F1_Industrial_Wood and Lumber Products_New_Process_Natural Gas_Process Boiler_E3 | F1 | Industrial | Wood and Lumber Products | New | Process | Natural Gas | Process Boiler | E3 | Participant - Cost of Equipment | 0 | 0 | 0 | 0 | 0 | 0 | 0 | 0 | 0 | 0 | 0 | 0 | 0 | 0 | 0 | 0 | 0 | 0 | 0 | 0 | 0 | 0 | 0 | 0 | 0 | 0 | 0 | 0 | 0 | 0
F1_Industrial_Wood and Lumber Products_New_Process_Natural Gas_Process Boiler_E4 | F1 | Industrial | Wood and Lumber Products | New | Process | Natural Gas | Process Boiler | E4 | Participant - Cost of Equipment | 0 | 0 | 0 | 0 | 0 | 0 | 0 | 0 | 0 | 0 | 0 | 0 | 0 | 0 | 0 | 0 | 0 | 0 | 0 | 0 | 0 | 0 | 0 | 0 | 0 | 0 | 0 | 0 | 0 | 0
F1_Industrial_Wood and Lumber Products_New_Process_Natural Gas_Process Boiler_E5 | F1 | Industrial | Wood and Lumber Products | New | Process | Natural Gas | Process Boiler | E5 | Participant - Cost of Equipment | 0 | 0 | 0 | 0 | 0 | 0 | 0 | 0 | 0 | 0 | 0 | 0 | 0 | 0 | 0 | 0 | 0 | 0 | 0 | 0 | 0 | 0 | 0 | 0 | 0 | 0 | 0 | 0 | 0 | 0
F1_Industrial_Wood and Lumber Products_New_Process_Natural Gas_Process Boiler_E6 | F1 | Industrial | Wood and Lumber Products | New | Process | Natural Gas | Process Boiler | E6 | Participant - Cost of Equipment | 0 | 0 | 0 | 0 | 0 | 0 | 0 | 0 | 0 | 0 | 0 | 0 | 0 | 0 | 0 | 0 | 0 | 0 | 0 | 0 | 0 | 0 | 0 | 0 | 0 | 0 | 0 | 0 | 0 | 0
F1_Industrial_Wood and Lumber Products_New_Process_Natural Gas_Process Boiler_E7 | F1 | Industrial | Wood and Lumber Products | New | Process | Natural Gas | Process Boiler | E7 | Participant - Cost of Equipment | 0 | 0 | 0 | 0 | 0 | 0 | 0 | 0 | 0 | 0 | 0 | 0 | 0 | 0 | 0 | 0 | 0 | 0 | 0 | 0 | 0 | 0 | 0 | 0 | 0 | 0 | 0 | 0 | 0 | 0
F1_Industrial_Wood and Lumber Products_New_Process_Natural Gas_Process Boiler_E8 | F1 | Industrial | Wood and Lumber Products | New | Process | Natural Gas | Process Boiler | E8 | Participant - Cost of Equipment | 0 | 0 | 0 | 0 | 0 | 0 | 0 | 0 | 0 | 0 | 0 | 0 | 0 | 0 | 0 | 0 | 0 | 0 | 0 | 0 | 0 | 0 | 0 | 0 | 0 | 0 | 0 | 0 | 0 | 0
F1_Industrial_Wood and Lumber Products_New_Process_Natural Gas_Process Boiler_E9 | F1 | Industrial | Wood and Lumber Products | New | Process | Natural Gas | Process Boiler | E9 | Participant - Cost of Equipment | 0 | 0 | 0 | 0 | 0 | 0 | 0 | 0 | 0 | 0 | 0 | 0 | 0 | 0 | 0 | 0 | 0 | 0 | 0 | 0 | 0 | 0 | 0 | 0 | 0 | 0 | 0 | 0 | 0 | 0
F1_Industrial_Wood and Lumber Products_New_Process_Natural Gas_Process Boiler_E10 | F1 | Industrial | Wood and Lumber Products | New | Process | Natural Gas | Process Boiler | E10 | Participant - Cost of Equipment | 0 | 0 | 0 | 0 | 0 | 0 | 0 | 0 | 0 | 0 | 0 | 0 | 0 | 0 | 0 | 0 | 0 | 0 | 0 | 0 | 0 | 0 | 0 | 0 | 0 | 0 | 0 | 0 | 0 | 0
F2_Industrial_Wood and Lumber Products_New_Process_Natural Gas_Process Boiler_E1 | F2 | Industrial | Wood and Lumber Products | New | Process | Natural Gas | Process Boiler | E1 | Participant - Cost of Operation | 172.4848 | 174.1405 | 171.331 | 168.6372 | 164.1307 | 159.6731 | 155.1951 | 151.0984 | 147.0266 | 143.4582 | 139.9014 | 136.4435 | 133.0554 | 129.7955 | 126.6019 | 123.472 | 120.4454 | 117.5466 | 114.7192 | 112.0627 | 109.5151 | 107.0527 | 0 | 0 | 0 | 0 | 0 | 0 | 0 | 0
F2_Industrial_Wood and Lumber Products_New_Process_Natural Gas_Process Boiler_E2 | F2 | Industrial | Wood and Lumber Products | New | Process | Natural Gas | Process Boiler | E2 | Participant - Cost of Operation | 0 | 0 | 0 | 0 | 0 | 0 | 0 | 0 | 0 | 0 | 0 | 0 | 0 | 0 | 0 | 0 | 0 | 0 | 0 | 0 | 0 | 0 | 0 | 0 | 0 | 0 | 0 | 0 | 0 | 0
F2_Industrial_Wood and Lumber Products_New_Process_Natural Gas_Process Boiler_E3 | F2 | Industrial | Wood and Lumber Products | New | Process | Natural Gas | Process Boiler | E3 | Participant - Cost of Operation | 0 | 0 | 0 | 0 | 0 | 0 | 0 | 0 | 0 | 0 | 0 | 0 | 0 | 0 | 0 | 0 | 0 | 0 | 0 | 0 | 0 | 0 | 0 | 0 | 0 | 0 | 0 | 0 | 0 | 0
F2_Industrial_Wood and Lumber Products_New_Process_Natural Gas_Process Boiler_E4 | F2 | Industrial | Wood and Lumber Products | New | Process | Natural Gas | Process Boiler | E4 | Participant - Cost of Operation | 0 | 0 | 0 | 0 | 0 | 0 | 0 | 0 | 0 | 0 | 0 | 0 | 0 | 0 | 0 | 0 | 0 | 0 | 0 | 0 | 0 | 0 | 0 | 0 | 0 | 0 | 0 | 0 | 0 | 0
F2_Industrial_Wood and Lumber Products_New_Process_Natural Gas_Process Boiler_E5 | F2 | Industrial | Wood and Lumber Products | New | Process | Natural Gas | Process Boiler | E5 | Participant - Cost of Operation | 0 | 0 | 0 | 0 | 0 | 0 | 0 | 0 | 0 | 0 | 0 | 0 | 0 | 0 | 0 | 0 | 0 | 0 | 0 | 0 | 0 | 0 | 0 | 0 | 0 | 0 | 0 | 0 | 0 | 0
F2_Industrial_Wood and Lumber Products_New_Process_Natural Gas_Process Boiler_E6 | F2 | Industrial | Wood and Lumber Products | New | Process | Natural Gas | Process Boiler | E6 | Participant - Cost of Operation | 0 | 0 | 0 | 0 | 0 | 0 | 0 | 0 | 0 | 0 | 0 | 0 | 0 | 0 | 0 | 0 | 0 | 0 | 0 | 0 | 0 | 0 | 0 | 0 | 0 | 0 | 0 | 0 | 0 | 0
F2_Industrial_Wood and Lumber Products_New_Process_Natural Gas_Process Boiler_E7 | F2 | Industrial | Wood and Lumber Products | New | Process | Natural Gas | Process Boiler | E7 | Participant - Cost of Operation | 0 | 0 | 0 | 0 | 0 | 0 | 0 | 0 | 0 | 0 | 0 | 0 | 0 | 0 | 0 | 0 | 0 | 0 | 0 | 0 | 0 | 0 | 0 | 0 | 0 | 0 | 0 | 0 | 0 | 0
F2_Industrial_Wood and Lumber Products_New_Process_Natural Gas_Process Boiler_E8 | F2 | Industrial | Wood and Lumber Products | New | Process | Natural Gas | Process Boiler | E8 | Participant - Cost of Operation | 0 | 0 | 0 | 0 | 0 | 0 | 0 | 0 | 0 | 0 | 0 | 0 | 0 | 0 | 0 | 0 | 0 | 0 | 0 | 0 | 0 | 0 | 0 | 0 | 0 | 0 | 0 | 0 | 0 | 0
F2_Industrial_Wood and Lumber Products_New_Process_Natural Gas_Process Boiler_E9 | F2 | Industrial | Wood and Lumber Products | New | Process | Natural Gas | Process Boiler | E9 | Participant - Cost of Operation | 0 | 0 | 0 | 0 | 0 | 0 | 0 | 0 | 0 | 0 | 0 | 0 | 0 | 0 | 0 | 0 | 0 | 0 | 0 | 0 | 0 | 0 | 0 | 0 | 0 | 0 | 0 | 0 | 0 | 0
F2_Industrial_Wood and Lumber Products_New_Process_Natural Gas_Process Boiler_E10 | F2 | Industrial | Wood and Lumber Products | New | Process | Natural Gas | Process Boiler | E10 | Participant - Cost of Operation | 0 | 0 | 0 | 0 | 0 | 0 | 0 | 0 | 0 | 0 | 0 | 0 | 0 | 0 | 0 | 0 | 0 | 0 | 0 | 0 | 0 | 0 | 0 | 0 | 0 | 0 | 0 | 0 | 0 | 0
F3_Industrial_Wood and Lumber Products_New_Process_Natural Gas_Process Boiler_E1 | F3 | Industrial | Wood and Lumber Products | New | Process | Natural Gas | Process Boiler | E1 | System - kBTUs of Conusmption | 28756.2723 | 28756.2723 | 28756.2723 | 28756.2723 | 28756.2723 | 28756.2723 | 28756.2723 | 28756.2723 | 28756.2723 | 28756.2723 | 28756.2723 | 28756.2723 | 28756.2723 | 28756.2723 | 28756.2723 | 28756.2723 | 28756.2723 | 28756.2723 | 28756.2723 | 28756.2723 | 28756.2723 | 28756.2723 | 0 | 0 | 0 | 0 | 0 | 0 | 0 | 0
F3_Industrial_Wood and Lumber Products_New_Process_Natural Gas_Process Boiler_E2 | F3 | Industrial | Wood and Lumber Products | New | Process | Natural Gas | Process Boiler | E2 | System - kBTUs of Conusmption | 0 | 0 | 0 | 0 | 0 | 0 | 0 | 0 | 0 | 0 | 0 | 0 | 0 | 0 | 0 | 0 | 0 | 0 | 0 | 0 | 0 | 0 | 0 | 0 | 0 | 0 | 0 | 0 | 0 | 0
F3_Industrial_Wood and Lumber Products_New_Process_Natural Gas_Process Boiler_E3 | F3 | Industrial | Wood and Lumber Products | New | Process | Natural Gas | Process Boiler | E3 | System - kBTUs of Conusmption | 0 | 0 | 0 | 0 | 0 | 0 | 0 | 0 | 0 | 0 | 0 | 0 | 0 | 0 | 0 | 0 | 0 | 0 | 0 | 0 | 0 | 0 | 0 | 0 | 0 | 0 | 0 | 0 | 0 | 0
F3_Industrial_Wood and Lumber Products_New_Process_Natural Gas_Process Boiler_E4 | F3 | Industrial | Wood and Lumber Products | New | Process | Natural Gas | Process Boiler | E4 | System - kBTUs of Conusmption | 0 | 0 | 0 | 0 | 0 | 0 | 0 | 0 | 0 | 0 | 0 | 0 | 0 | 0 | 0 | 0 | 0 | 0 | 0 | 0 | 0 | 0 | 0 | 0 | 0 | 0 | 0 | 0 | 0 | 0
F3_Industrial_Wood and Lumber Products_New_Process_Natural Gas_Process Boiler_E5 | F3 | Industrial | Wood and Lumber Products | New | Process | Natural Gas | Process Boiler | E5 | System - kBTUs of Conusmption | 0 | 0 | 0 | 0 | 0 | 0 | 0 | 0 | 0 | 0 | 0 | 0 | 0 | 0 | 0 | 0 | 0 | 0 | 0 | 0 | 0 | 0 | 0 | 0 | 0 | 0 | 0 | 0 | 0 | 0
F3_Industrial_Wood and Lumber Products_New_Process_Natural Gas_Process Boiler_E6 | F3 | Industrial | Wood and Lumber Products | New | Process | Natural Gas | Process Boiler | E6 | System - kBTUs of Conusmption | 0 | 0 | 0 | 0 | 0 | 0 | 0 | 0 | 0 | 0 | 0 | 0 | 0 | 0 | 0 | 0 | 0 | 0 | 0 | 0 | 0 | 0 | 0 | 0 | 0 | 0 | 0 | 0 | 0 | 0
F3_Industrial_Wood and Lumber Products_New_Process_Natural Gas_Process Boiler_E7 | F3 | Industrial | Wood and Lumber Products | New | Process | Natural Gas | Process Boiler | E7 | System - kBTUs of Conusmption | 0 | 0 | 0 | 0 | 0 | 0 | 0 | 0 | 0 | 0 | 0 | 0 | 0 | 0 | 0 | 0 | 0 | 0 | 0 | 0 | 0 | 0 | 0 | 0 | 0 | 0 | 0 | 0 | 0 | 0
F3_Industrial_Wood and Lumber Products_New_Process_Natural Gas_Process Boiler_E8 | F3 | Industrial | Wood and Lumber Products | New | Process | Natural Gas | Process Boiler | E8 | System - kBTUs of Conusmption | 0 | 0 | 0 | 0 | 0 | 0 | 0 | 0 | 0 | 0 | 0 | 0 | 0 | 0 | 0 | 0 | 0 | 0 | 0 | 0 | 0 | 0 | 0 | 0 | 0 | 0 | 0 | 0 | 0 | 0
F3_Industrial_Wood and Lumber Products_New_Process_Natural Gas_Process Boiler_E9 | F3 | Industrial | Wood and Lumber Products | New | Process | Natural Gas | Process Boiler | E9 | System - kBTUs of Conusmption | 0 | 0 | 0 | 0 | 0 | 0 | 0 | 0 | 0 | 0 | 0 | 0 | 0 | 0 | 0 | 0 | 0 | 0 | 0 | 0 | 0 | 0 | 0 | 0 | 0 | 0 | 0 | 0 | 0 | 0
F3_Industrial_Wood and Lumber Products_New_Process_Natural Gas_Process Boiler_E10 | F3 | Industrial | Wood and Lumber Products | New | Process | Natural Gas | Process Boiler | E10 | System - kBTUs of Conusmption | 0 | 0 | 0 | 0 | 0 | 0 | 0 | 0 | 0 | 0 | 0 | 0 | 0 | 0 | 0 | 0 | 0 | 0 | 0 | 0 | 0 | 0 | 0 | 0 | 0 | 0 | 0 | 0 | 0 | 0
F4_Industrial_Wood and Lumber Products_New_Process_Natural Gas_Process Boiler_E1 | F4 | Industrial | Wood and Lumber Products | New | Process | Natural Gas | Process Boiler | E1 | Utility - Cost of Equipment | 3149.3732 | 3149.3732 | 3149.3732 | 3149.3732 | 3149.3732 | 3149.3732 | 3149.3732 | 3149.3732 | 3149.3732 | 3149.3732 | 3149.3732 | 3149.3732 | 3149.3732 | 3149.3732 | 3149.3732 | 3149.3732 | 3149.3732 | 3149.3732 | 3149.3732 | 3149.3732 | 3149.3732 | 3149.3732 | 0 | 0 | 0 | 0 | 0 | 0 | 0 | 0
F4_Industrial_Wood and Lumber Products_New_Process_Natural Gas_Process Boiler_E2 | F4 | Industrial | Wood and Lumber Products | New | Process | Natural Gas | Process Boiler | E2 | Utility - Cost of Equipment | 0 | 0 | 0 | 0 | 0 | 0 | 0 | 0 | 0 | 0 | 0 | 0 | 0 | 0 | 0 | 0 | 0 | 0 | 0 | 0 | 0 | 0 | 0 | 0 | 0 | 0 | 0 | 0 | 0 | 0
F4_Industrial_Wood and Lumber Products_New_Process_Natural Gas_Process Boiler_E3 | F4 | Industrial | Wood and Lumber Products | New | Process | Natural Gas | Process Boiler | E3 | Utility - Cost of Equipment | 0 | 0 | 0 | 0 | 0 | 0 | 0 | 0 | 0 | 0 | 0 | 0 | 0 | 0 | 0 | 0 | 0 | 0 | 0 | 0 | 0 | 0 | 0 | 0 | 0 | 0 | 0 | 0 | 0 | 0
F4_Industrial_Wood and Lumber Products_New_Process_Natural Gas_Process Boiler_E4 | F4 | Industrial | Wood and Lumber Products | New | Process | Natural Gas | Process Boiler | E4 | Utility - Cost of Equipment | 0 | 0 | 0 | 0 | 0 | 0 | 0 | 0 | 0 | 0 | 0 | 0 | 0 | 0 | 0 | 0 | 0 | 0 | 0 | 0 | 0 | 0 | 0 | 0 | 0 | 0 | 0 | 0 | 0 | 0
F4_Industrial_Wood and Lumber Products_New_Process_Natural Gas_Process Boiler_E5 | F4 | Industrial | Wood and Lumber Products | New | Process | Natural Gas | Process Boiler | E5 | Utility - Cost of Equipment | 0 | 0 | 0 | 0 | 0 | 0 | 0 | 0 | 0 | 0 | 0 | 0 | 0 | 0 | 0 | 0 | 0 | 0 | 0 | 0 | 0 | 0 | 0 | 0 | 0 | 0 | 0 | 0 | 0 | 0
F4_Industrial_Wood and Lumber Products_New_Process_Natural Gas_Process Boiler_E6 | F4 | Industrial | Wood and Lumber Products | New | Process | Natural Gas | Process Boiler | E6 | Utility - Cost of Equipment | 0 | 0 | 0 | 0 | 0 | 0 | 0 | 0 | 0 | 0 | 0 | 0 | 0 | 0 | 0 | 0 | 0 | 0 | 0 | 0 | 0 | 0 | 0 | 0 | 0 | 0 | 0 | 0 | 0 | 0
F4_Industrial_Wood and Lumber Products_New_Process_Natural Gas_Process Boiler_E7 | F4 | Industrial | Wood and Lumber Products | New | Process | Natural Gas | Process Boiler | E7 | Utility - Cost of Equipment | 0 | 0 | 0 | 0 | 0 | 0 | 0 | 0 | 0 | 0 | 0 | 0 | 0 | 0 | 0 | 0 | 0 | 0 | 0 | 0 | 0 | 0 | 0 | 0 | 0 | 0 | 0 | 0 | 0 | 0
F4_Industrial_Wood and Lumber Products_New_Process_Natural Gas_Process Boiler_E8 | F4 | Industrial | Wood and Lumber Products | New | Process | Natural Gas | Process Boiler | E8 | Utility - Cost of Equipment | 0 | 0 | 0 | 0 | 0 | 0 | 0 | 0 | 0 | 0 | 0 | 0 | 0 | 0 | 0 | 0 | 0 | 0 | 0 | 0 | 0 | 0 | 0 | 0 | 0 | 0 | 0 | 0 | 0 | 0
F4_Industrial_Wood and Lumber Products_New_Process_Natural Gas_Process Boiler_E9 | F4 | Industrial | Wood and Lumber Products | New | Process | Natural Gas | Process Boiler | E9 | Utility - Cost of Equipment | 0 | 0 | 0 | 0 | 0 | 0 | 0 | 0 | 0 | 0 | 0 | 0 | 0 | 0 | 0 | 0 | 0 | 0 | 0 | 0 | 0 | 0 | 0 | 0 | 0 | 0 | 0 | 0 | 0 | 0
F4_Industrial_Wood and Lumber Products_New_Process_Natural Gas_Process Boiler_E10 | F4 | Industrial | Wood and Lumber Products | New | Process | Natural Gas | Process Boiler | E10 | Utility - Cost of Equipment | 0 | 0 | 0 | 0 | 0 | 0 | 0 | 0 | 0 | 0 | 0 | 0 | 0 | 0 | 0 | 0 | 0 | 0 | 0 | 0 | 0 | 0 | 0 | 0 | 0 | 0 | 0 | 0 | 0 | 0
F5_Industrial_Wood and Lumber Products_New_Process_Natural Gas_Process Boiler_E1 | F5 | Industrial | Wood and Lumber Products | New | Process | Natural Gas | Process Boiler | E1 | Utility - Cost of Operation | 143.9694 | 145.3514 | 143.0065 | 140.758 | 136.9965 | 133.2758 | 129.5381 | 126.1187 | 122.7201 | 119.7416 | 116.7728 | 113.8865 | 111.0585 | 108.3376 | 105.672 | 103.0595 | 100.5333 | 98.1137 | 95.7537 | 93.5364 | 91.4099 | 89.3546 | 0 | 0 | 0 | 0 | 0 | 0 | 0 | 0
F5_Industrial_Wood and Lumber Products_New_Process_Natural Gas_Process Boiler_E2 | F5 | Industrial | Wood and Lumber Products | New | Process | Natural Gas | Process Boiler | E2 | Utility - Cost of Operation | 0 | 0 | 0 | 0 | 0 | 0 | 0 | 0 | 0 | 0 | 0 | 0 | 0 | 0 | 0 | 0 | 0 | 0 | 0 | 0 | 0 | 0 | 0 | 0 | 0 | 0 | 0 | 0 | 0 | 0
F5_Industrial_Wood and Lumber Products_New_Process_Natural Gas_Process Boiler_E3 | F5 | Industrial | Wood and Lumber Products | New | Process | Natural Gas | Process Boiler | E3 | Utility - Cost of Operation | 0 | 0 | 0 | 0 | 0 | 0 | 0 | 0 | 0 | 0 | 0 | 0 | 0 | 0 | 0 | 0 | 0 | 0 | 0 | 0 | 0 | 0 | 0 | 0 | 0 | 0 | 0 | 0 | 0 | 0
F5_Industrial_Wood and Lumber Products_New_Process_Natural Gas_Process Boiler_E4 | F5 | Industrial | Wood and Lumber Products | New | Process | Natural Gas | Process Boiler | E4 | Utility - Cost of Operation | 0 | 0 | 0 | 0 | 0 | 0 | 0 | 0 | 0 | 0 | 0 | 0 | 0 | 0 | 0 | 0 | 0 | 0 | 0 | 0 | 0 | 0 | 0 | 0 | 0 | 0 | 0 | 0 | 0 | 0
F5_Industrial_Wood and Lumber Products_New_Process_Natural Gas_Process Boiler_E5 | F5 | Industrial | Wood and Lumber Products | New | Process | Natural Gas | Process Boiler | E5 | Utility - Cost of Operation | 0 | 0 | 0 | 0 | 0 | 0 | 0 | 0 | 0 | 0 | 0 | 0 | 0 | 0 | 0 | 0 | 0 | 0 | 0 | 0 | 0 | 0 | 0 | 0 | 0 | 0 | 0 | 0 | 0 | 0
F5_Industrial_Wood and Lumber Products_New_Process_Natural Gas_Process Boiler_E6 | F5 | Industrial | Wood and Lumber Products | New | Process | Natural Gas | Process Boiler | E6 | Utility - Cost of Operation | 0 | 0 | 0 | 0 | 0 | 0 | 0 | 0 | 0 | 0 | 0 | 0 | 0 | 0 | 0 | 0 | 0 | 0 | 0 | 0 | 0 | 0 | 0 | 0 | 0 | 0 | 0 | 0 | 0 | 0
F5_Industrial_Wood and Lumber Products_New_Process_Natural Gas_Process Boiler_E7 | F5 | Industrial | Wood and Lumber Products | New | Process | Natural Gas | Process Boiler | E7 | Utility - Cost of Operation | 0 | 0 | 0 | 0 | 0 | 0 | 0 | 0 | 0 | 0 | 0 | 0 | 0 | 0 | 0 | 0 | 0 | 0 | 0 | 0 | 0 | 0 | 0 | 0 | 0 | 0 | 0 | 0 | 0 | 0
F5_Industrial_Wood and Lumber Products_New_Process_Natural Gas_Process Boiler_E8 | F5 | Industrial | Wood and Lumber Products | New | Process | Natural Gas | Process Boiler | E8 | Utility - Cost of Operation | 0 | 0 | 0 | 0 | 0 | 0 | 0 | 0 | 0 | 0 | 0 | 0 | 0 | 0 | 0 | 0 | 0 | 0 | 0 | 0 | 0 | 0 | 0 | 0 | 0 | 0 | 0 | 0 | 0 | 0
F5_Industrial_Wood and Lumber Products_New_Process_Natural Gas_Process Boiler_E9 | F5 | Industrial | Wood and Lumber Products | New | Process | Natural Gas | Process Boiler | E9 | Utility - Cost of Operation | 0 | 0 | 0 | 0 | 0 | 0 | 0 | 0 | 0 | 0 | 0 | 0 | 0 | 0 | 0 | 0 | 0 | 0 | 0 | 0 | 0 | 0 | 0 | 0 | 0 | 0 | 0 | 0 | 0 | 0
F5_Industrial_Wood and Lumber Products_New_Process_Natural Gas_Process Boiler_E10 | F5 | Industrial | Wood and Lumber Products | New | Process | Natural Gas | Process Boiler | E10 | Utility - Cost of Operation | 0 | 0 | 0 | 0 | 0 | 0 | 0 | 0 | 0 | 0 | 0 | 0 | 0 | 0 | 0 | 0 | 0 | 0 | 0 | 0 | 0 | 0 | 0 | 0 | 0 | 0 | 0 | 0 | 0 | 0
F6_Industrial_Wood and Lumber Products_New_Process_Natural Gas_Process Boiler_E1 | F6 | Industrial | Wood and Lumber Products | New | Process | Natural Gas | Process Boiler | E1 | Utility - Value of Sales | 172.4848 | 174.1405 | 171.331 | 168.6372 | 164.1307 | 159.6731 | 155.1951 | 151.0984 | 147.0266 | 143.4582 | 139.9014 | 136.4435 | 133.0554 | 129.7955 | 126.6019 | 123.472 | 120.4454 | 117.5466 | 114.7192 | 112.0627 | 109.5151 | 107.0527 | 0 | 0 | 0 | 0 | 0 | 0 | 0 | 0
F6_Industrial_Wood and Lumber Products_New_Process_Natural Gas_Process Boiler_E2 | F6 | Industrial | Wood and Lumber Products | New | Process | Natural Gas | Process Boiler | E2 | Utility - Value of Sales | 0 | 0 | 0 | 0 | 0 | 0 | 0 | 0 | 0 | 0 | 0 | 0 | 0 | 0 | 0 | 0 | 0 | 0 | 0 | 0 | 0 | 0 | 0 | 0 | 0 | 0 | 0 | 0 | 0 | 0
F6_Industrial_Wood and Lumber Products_New_Process_Natural Gas_Process Boiler_E3 | F6 | Industrial | Wood and Lumber Products | New | Process | Natural Gas | Process Boiler | E3 | Utility - Value of Sales | 0 | 0 | 0 | 0 | 0 | 0 | 0 | 0 | 0 | 0 | 0 | 0 | 0 | 0 | 0 | 0 | 0 | 0 | 0 | 0 | 0 | 0 | 0 | 0 | 0 | 0 | 0 | 0 | 0 | 0
F6_Industrial_Wood and Lumber Products_New_Process_Natural Gas_Process Boiler_E4 | F6 | Industrial | Wood and Lumber Products | New | Process | Natural Gas | Process Boiler | E4 | Utility - Value of Sales | 0 | 0 | 0 | 0 | 0 | 0 | 0 | 0 | 0 | 0 | 0 | 0 | 0 | 0 | 0 | 0 | 0 | 0 | 0 | 0 | 0 | 0 | 0 | 0 | 0 | 0 | 0 | 0 | 0 | 0
F6_Industrial_Wood and Lumber Products_New_Process_Natural Gas_Process Boiler_E5 | F6 | Industrial | Wood and Lumber Products | New | Process | Natural Gas | Process Boiler | E5 | Utility - Value of Sales | 0 | 0 | 0 | 0 | 0 | 0 | 0 | 0 | 0 | 0 | 0 | 0 | 0 | 0 | 0 | 0 | 0 | 0 | 0 | 0 | 0 | 0 | 0 | 0 | 0 | 0 | 0 | 0 | 0 | 0
F6_Industrial_Wood and Lumber Products_New_Process_Natural Gas_Process Boiler_E6 | F6 | Industrial | Wood and Lumber Products | New | Process | Natural Gas | Process Boiler | E6 | Utility - Value of Sales | 0 | 0 | 0 | 0 | 0 | 0 | 0 | 0 | 0 | 0 | 0 | 0 | 0 | 0 | 0 | 0 | 0 | 0 | 0 | 0 | 0 | 0 | 0 | 0 | 0 | 0 | 0 | 0 | 0 | 0
F6_Industrial_Wood and Lumber Products_New_Process_Natural Gas_Process Boiler_E7 | F6 | Industrial | Wood and Lumber Products | New | Process | Natural Gas | Process Boiler | E7 | Utility - Value of Sales | 0 | 0 | 0 | 0 | 0 | 0 | 0 | 0 | 0 | 0 | 0 | 0 | 0 | 0 | 0 | 0 | 0 | 0 | 0 | 0 | 0 | 0 | 0 | 0 | 0 | 0 | 0 | 0 | 0 | 0
F6_Industrial_Wood and Lumber Products_New_Process_Natural Gas_Process Boiler_E8 | F6 | Industrial | Wood and Lumber Products | New | Process | Natural Gas | Process Boiler | E8 | Utility - Value of Sales | 0 | 0 | 0 | 0 | 0 | 0 | 0 | 0 | 0 | 0 | 0 | 0 | 0 | 0 | 0 | 0 | 0 | 0 | 0 | 0 | 0 | 0 | 0 | 0 | 0 | 0 | 0 | 0 | 0 | 0
F6_Industrial_Wood and Lumber Products_New_Process_Natural Gas_Process Boiler_E9 | F6 | Industrial | Wood and Lumber Products | New | Process | Natural Gas | Process Boiler | E9 | Utility - Value of Sales | 0 | 0 | 0 | 0 | 0 | 0 | 0 | 0 | 0 | 0 | 0 | 0 | 0 | 0 | 0 | 0 | 0 | 0 | 0 | 0 | 0 | 0 | 0 | 0 | 0 | 0 | 0 | 0 | 0 | 0
F6_Industrial_Wood and Lumber Products_New_Process_Natural Gas_Process Boiler_E10 | F6 | Industrial | Wood and Lumber Products | New | Process | Natural Gas | Process Boiler | E10 | Utility - Value of Sales | 0 | 0 | 0 | 0 | 0 | 0 | 0 | 0 | 0 | 0 | 0 | 0 | 0 | 0 | 0 | 0 | 0 | 0 | 0 | 0 | 0 | 0 | 0 | 0 | 0 | 0 | 0 | 0 | 0 | 0
F1_Industrial_Wood and Lumber Products_New_Process_Natural Gas_Process Heating_E1 | F1 | Industrial | Wood and Lumber Products | New | Process | Natural Gas | Process Heating | E1 | Participant - Cost of Equipment | 0.22938 | 0.22938 | 0.22938 | 0.22938 | 0.22938 | 0.22938 | 0.22938 | 0.22938 | 0.22938 | 0.22938 | 0.22938 | 0.22938 | 0.22938 | 0.22938 | 0.22938 | 0.22938 | 0.22938 | 0.22938 | 0.22938 | 0.22938 | 0.22938 | 0.22938 | 0 | 0 | 0 | 0 | 0 | 0 | 0 | 0
F1_Industrial_Wood and Lumber Products_New_Process_Natural Gas_Process Heating_E2 | F1 | Industrial | Wood and Lumber Products | New | Process | Natural Gas | Process Heating | E2 | Participant - Cost of Equipment | 0 | 0 | 0 | 0 | 0 | 0 | 0 | 0 | 0 | 0 | 0 | 0 | 0 | 0 | 0 | 0 | 0 | 0 | 0 | 0 | 0 | 0 | 0 | 0 | 0 | 0 | 0 | 0 | 0 | 0
F1_Industrial_Wood and Lumber Products_New_Process_Natural Gas_Process Heating_E3 | F1 | Industrial | Wood and Lumber Products | New | Process | Natural Gas | Process Heating | E3 | Participant - Cost of Equipment | 0 | 0 | 0 | 0 | 0 | 0 | 0 | 0 | 0 | 0 | 0 | 0 | 0 | 0 | 0 | 0 | 0 | 0 | 0 | 0 | 0 | 0 | 0 | 0 | 0 | 0 | 0 | 0 | 0 | 0
F1_Industrial_Wood and Lumber Products_New_Process_Natural Gas_Process Heating_E4 | F1 | Industrial | Wood and Lumber Products | New | Process | Natural Gas | Process Heating | E4 | Participant - Cost of Equipment | 0 | 0 | 0 | 0 | 0 | 0 | 0 | 0 | 0 | 0 | 0 | 0 | 0 | 0 | 0 | 0 | 0 | 0 | 0 | 0 | 0 | 0 | 0 | 0 | 0 | 0 | 0 | 0 | 0 | 0
F1_Industrial_Wood and Lumber Products_New_Process_Natural Gas_Process Heating_E5 | F1 | Industrial | Wood and Lumber Products | New | Process | Natural Gas | Process Heating | E5 | Participant - Cost of Equipment | 0 | 0 | 0 | 0 | 0 | 0 | 0 | 0 | 0 | 0 | 0 | 0 | 0 | 0 | 0 | 0 | 0 | 0 | 0 | 0 | 0 | 0 | 0 | 0 | 0 | 0 | 0 | 0 | 0 | 0
F1_Industrial_Wood and Lumber Products_New_Process_Natural Gas_Process Heating_E6 | F1 | Industrial | Wood and Lumber Products | New | Process | Natural Gas | Process Heating | E6 | Participant - Cost of Equipment | 0 | 0 | 0 | 0 | 0 | 0 | 0 | 0 | 0 | 0 | 0 | 0 | 0 | 0 | 0 | 0 | 0 | 0 | 0 | 0 | 0 | 0 | 0 | 0 | 0 | 0 | 0 | 0 | 0 | 0
F1_Industrial_Wood and Lumber Products_New_Process_Natural Gas_Process Heating_E7 | F1 | Industrial | Wood and Lumber Products | New | Process | Natural Gas | Process Heating | E7 | Participant - Cost of Equipment | 0 | 0 | 0 | 0 | 0 | 0 | 0 | 0 | 0 | 0 | 0 | 0 | 0 | 0 | 0 | 0 | 0 | 0 | 0 | 0 | 0 | 0 | 0 | 0 | 0 | 0 | 0 | 0 | 0 | 0
F1_Industrial_Wood and Lumber Products_New_Process_Natural Gas_Process Heating_E8 | F1 | Industrial | Wood and Lumber Products | New | Process | Natural Gas | Process Heating | E8 | Participant - Cost of Equipment | 0 | 0 | 0 | 0 | 0 | 0 | 0 | 0 | 0 | 0 | 0 | 0 | 0 | 0 | 0 | 0 | 0 | 0 | 0 | 0 | 0 | 0 | 0 | 0 | 0 | 0 | 0 | 0 | 0 | 0
F1_Industrial_Wood and Lumber Products_New_Process_Natural Gas_Process Heating_E9 | F1 | Industrial | Wood and Lumber Products | New | Process | Natural Gas | Process Heating | E9 | Participant - Cost of Equipment | 0 | 0 | 0 | 0 | 0 | 0 | 0 | 0 | 0 | 0 | 0 | 0 | 0 | 0 | 0 | 0 | 0 | 0 | 0 | 0 | 0 | 0 | 0 | 0 | 0 | 0 | 0 | 0 | 0 | 0
F1_Industrial_Wood and Lumber Products_New_Process_Natural Gas_Process Heating_E10 | F1 | Industrial | Wood and Lumber Products | New | Process | Natural Gas | Process Heating | E10 | Participant - Cost of Equipment | 0 | 0 | 0 | 0 | 0 | 0 | 0 | 0 | 0 | 0 | 0 | 0 | 0 | 0 | 0 | 0 | 0 | 0 | 0 | 0 | 0 | 0 | 0 | 0 | 0 | 0 | 0 | 0 | 0 | 0
F2_Industrial_Wood and Lumber Products_New_Process_Natural Gas_Process Heating_E1 | F2 | Industrial | Wood and Lumber Products | New | Process | Natural Gas | Process Heating | E1 | Participant - Cost of Operation | 341.0999 | 372.8959 | 375.4542 | 377.9946 | 367.4498 | 356.2558 | 344.2145 | 333.9912 | 323.545 | 316.0149 | 308.1078 | 300.3447 | 292.5637 | 285.1583 | 277.7056 | 270.22 | 262.9968 | 256.1751 | 249.4359 | 243.4547 | 237.7897 | 232.2565 | 0 | 0 | 0 | 0 | 0 | 0 | 0 | 0
F2_Industrial_Wood and Lumber Products_New_Process_Natural Gas_Process Heating_E2 | F2 | Industrial | Wood and Lumber Products | New | Process | Natural Gas | Process Heating | E2 | Participant - Cost of Operation | 0 | 0 | 0 | 0 | 0 | 0 | 0 | 0 | 0 | 0 | 0 | 0 | 0 | 0 | 0 | 0 | 0 | 0 | 0 | 0 | 0 | 0 | 0 | 0 | 0 | 0 | 0 | 0 | 0 | 0
F2_Industrial_Wood and Lumber Products_New_Process_Natural Gas_Process Heating_E3 | F2 | Industrial | Wood and Lumber Products | New | Process | Natural Gas | Process Heating | E3 | Participant - Cost of Operation | 0 | 0 | 0 | 0 | 0 | 0 | 0 | 0 | 0 | 0 | 0 | 0 | 0 | 0 | 0 | 0 | 0 | 0 | 0 | 0 | 0 | 0 | 0 | 0 | 0 | 0 | 0 | 0 | 0 | 0
F2_Industrial_Wood and Lumber Products_New_Process_Natural Gas_Process Heating_E4 | F2 | Industrial | Wood and Lumber Products | New | Process | Natural Gas | Process Heating | E4 | Participant - Cost of Operation | 0 | 0 | 0 | 0 | 0 | 0 | 0 | 0 | 0 | 0 | 0 | 0 | 0 | 0 | 0 | 0 | 0 | 0 | 0 | 0 | 0 | 0 | 0 | 0 | 0 | 0 | 0 | 0 | 0 | 0
F2_Industrial_Wood and Lumber Products_New_Process_Natural Gas_Process Heating_E5 | F2 | Industrial | Wood and Lumber Products | New | Process | Natural Gas | Process Heating | E5 | Participant - Cost of Operation | 0 | 0 | 0 | 0 | 0 | 0 | 0 | 0 | 0 | 0 | 0 | 0 | 0 | 0 | 0 | 0 | 0 | 0 | 0 | 0 | 0 | 0 | 0 | 0 | 0 | 0 | 0 | 0 | 0 | 0
F2_Industrial_Wood and Lumber Products_New_Process_Natural Gas_Process Heating_E6 | F2 | Industrial | Wood and Lumber Products | New | Process | Natural Gas | Process Heating | E6 | Participant - Cost of Operation | 0 | 0 | 0 | 0 | 0 | 0 | 0 | 0 | 0 | 0 | 0 | 0 | 0 | 0 | 0 | 0 | 0 | 0 | 0 | 0 | 0 | 0 | 0 | 0 | 0 | 0 | 0 | 0 | 0 | 0
F2_Industrial_Wood and Lumber Products_New_Process_Natural Gas_Process Heating_E7 | F2 | Industrial | Wood and Lumber Products | New | Process | Natural Gas | Process Heating | E7 | Participant - Cost of Operation | 0 | 0 | 0 | 0 | 0 | 0 | 0 | 0 | 0 | 0 | 0 | 0 | 0 | 0 | 0 | 0 | 0 | 0 | 0 | 0 | 0 | 0 | 0 | 0 | 0 | 0 | 0 | 0 | 0 | 0
F2_Industrial_Wood and Lumber Products_New_Process_Natural Gas_Process Heating_E8 | F2 | Industrial | Wood and Lumber Products | New | Process | Natural Gas | Process Heating | E8 | Participant - Cost of Operation | 0 | 0 | 0 | 0 | 0 | 0 | 0 | 0 | 0 | 0 | 0 | 0 | 0 | 0 | 0 | 0 | 0 | 0 | 0 | 0 | 0 | 0 | 0 | 0 | 0 | 0 | 0 | 0 | 0 | 0
F2_Industrial_Wood and Lumber Products_New_Process_Natural Gas_Process Heating_E9 | F2 | Industrial | Wood and Lumber Products | New | Process | Natural Gas | Process Heating | E9 | Participant - Cost of Operation | 0 | 0 | 0 | 0 | 0 | 0 | 0 | 0 | 0 | 0 | 0 | 0 | 0 | 0 | 0 | 0 | 0 | 0 | 0 | 0 | 0 | 0 | 0 | 0 | 0 | 0 | 0 | 0 | 0 | 0
F2_Industrial_Wood and Lumber Products_New_Process_Natural Gas_Process Heating_E10 | F2 | Industrial | Wood and Lumber Products | New | Process | Natural Gas | Process Heating | E10 | Participant - Cost of Operation | 0 | 0 | 0 | 0 | 0 | 0 | 0 | 0 | 0 | 0 | 0 | 0 | 0 | 0 | 0 | 0 | 0 | 0 | 0 | 0 | 0 | 0 | 0 | 0 | 0 | 0 | 0 | 0 | 0 | 0
F3_Industrial_Wood and Lumber Products_New_Process_Natural Gas_Process Heating_E1 | F3 | Industrial | Wood and Lumber Products | New | Process | Natural Gas | Process Heating | E1 | System - kBTUs of Conusmption | 52810.7927 | 52810.7927 | 52810.7927 | 52810.7927 | 52810.7927 | 52810.7927 | 52810.7927 | 52810.7927 | 52810.7927 | 52810.7927 | 52810.7927 | 52810.7927 | 52810.7927 | 52810.7927 | 52810.7927 | 52810.7927 | 52810.7927 | 52810.7927 | 52810.7927 | 52810.7927 | 52810.7927 | 52810.7927 | 0 | 0 | 0 | 0 | 0 | 0 | 0 | 0
F3_Industrial_Wood and Lumber Products_New_Process_Natural Gas_Process Heating_E2 | F3 | Industrial | Wood and Lumber Products | New | Process | Natural Gas | Process Heating | E2 | System - kBTUs of Conusmption | 0 | 0 | 0 | 0 | 0 | 0 | 0 | 0 | 0 | 0 | 0 | 0 | 0 | 0 | 0 | 0 | 0 | 0 | 0 | 0 | 0 | 0 | 0 | 0 | 0 | 0 | 0 | 0 | 0 | 0
F3_Industrial_Wood and Lumber Products_New_Process_Natural Gas_Process Heating_E3 | F3 | Industrial | Wood and Lumber Products | New | Process | Natural Gas | Process Heating | E3 | System - kBTUs of Conusmption | 0 | 0 | 0 | 0 | 0 | 0 | 0 | 0 | 0 | 0 | 0 | 0 | 0 | 0 | 0 | 0 | 0 | 0 | 0 | 0 | 0 | 0 | 0 | 0 | 0 | 0 | 0 | 0 | 0 | 0
F3_Industrial_Wood and Lumber Products_New_Process_Natural Gas_Process Heating_E4 | F3 | Industrial | Wood and Lumber Products | New | Process | Natural Gas | Process Heating | E4 | System - kBTUs of Conusmption | 0 | 0 | 0 | 0 | 0 | 0 | 0 | 0 | 0 | 0 | 0 | 0 | 0 | 0 | 0 | 0 | 0 | 0 | 0 | 0 | 0 | 0 | 0 | 0 | 0 | 0 | 0 | 0 | 0 | 0
F3_Industrial_Wood and Lumber Products_New_Process_Natural Gas_Process Heating_E5 | F3 | Industrial | Wood and Lumber Products | New | Process | Natural Gas | Process Heating | E5 | System - kBTUs of Conusmption | 0 | 0 | 0 | 0 | 0 | 0 | 0 | 0 | 0 | 0 | 0 | 0 | 0 | 0 | 0 | 0 | 0 | 0 | 0 | 0 | 0 | 0 | 0 | 0 | 0 | 0 | 0 | 0 | 0 | 0
F3_Industrial_Wood and Lumber Products_New_Process_Natural Gas_Process Heating_E6 | F3 | Industrial | Wood and Lumber Products | New | Process | Natural Gas | Process Heating | E6 | System - kBTUs of Conusmption | 0 | 0 | 0 | 0 | 0 | 0 | 0 | 0 | 0 | 0 | 0 | 0 | 0 | 0 | 0 | 0 | 0 | 0 | 0 | 0 | 0 | 0 | 0 | 0 | 0 | 0 | 0 | 0 | 0 | 0
F3_Industrial_Wood and Lumber Products_New_Process_Natural Gas_Process Heating_E7 | F3 | Industrial | Wood and Lumber Products | New | Process | Natural Gas | Process Heating | E7 | System - kBTUs of Conusmption | 0 | 0 | 0 | 0 | 0 | 0 | 0 | 0 | 0 | 0 | 0 | 0 | 0 | 0 | 0 | 0 | 0 | 0 | 0 | 0 | 0 | 0 | 0 | 0 | 0 | 0 | 0 | 0 | 0 | 0
F3_Industrial_Wood and Lumber Products_New_Process_Natural Gas_Process Heating_E8 | F3 | Industrial | Wood and Lumber Products | New | Process | Natural Gas | Process Heating | E8 | System - kBTUs of Conusmption | 0 | 0 | 0 | 0 | 0 | 0 | 0 | 0 | 0 | 0 | 0 | 0 | 0 | 0 | 0 | 0 | 0 | 0 | 0 | 0 | 0 | 0 | 0 | 0 | 0 | 0 | 0 | 0 | 0 | 0
F3_Industrial_Wood and Lumber Products_New_Process_Natural Gas_Process Heating_E9 | F3 | Industrial | Wood and Lumber Products | New | Process | Natural Gas | Process Heating | E9 | System - kBTUs of Conusmption | 0 | 0 | 0 | 0 | 0 | 0 | 0 | 0 | 0 | 0 | 0 | 0 | 0 | 0 | 0 | 0 | 0 | 0 | 0 | 0 | 0 | 0 | 0 | 0 | 0 | 0 | 0 | 0 | 0 | 0
F3_Industrial_Wood and Lumber Products_New_Process_Natural Gas_Process Heating_E10 | F3 | Industrial | Wood and Lumber Products | New | Process | Natural Gas | Process Heating | E10 | System - kBTUs of Conusmption | 0 | 0 | 0 | 0 | 0 | 0 | 0 | 0 | 0 | 0 | 0 | 0 | 0 | 0 | 0 | 0 | 0 | 0 | 0 | 0 | 0 | 0 | 0 | 0 | 0 | 0 | 0 | 0 | 0 | 0
F4_Industrial_Wood and Lumber Products_New_Process_Natural Gas_Process Heating_E1 | F4 | Industrial | Wood and Lumber Products | New | Process | Natural Gas | Process Heating | E1 | Utility - Cost of Equipment | 0.22938 | 0.22938 | 0.22938 | 0.22938 | 0.22938 | 0.22938 | 0.22938 | 0.22938 | 0.22938 | 0.22938 | 0.22938 | 0.22938 | 0.22938 | 0.22938 | 0.22938 | 0.22938 | 0.22938 | 0.22938 | 0.22938 | 0.22938 | 0.22938 | 0.22938 | 0 | 0 | 0 | 0 | 0 | 0 | 0 | 0
F4_Industrial_Wood and Lumber Products_New_Process_Natural Gas_Process Heating_E2 | F4 | Industrial | Wood and Lumber Products | New | Process | Natural Gas | Process Heating | E2 | Utility - Cost of Equipment | 0 | 0 | 0 | 0 | 0 | 0 | 0 | 0 | 0 | 0 | 0 | 0 | 0 | 0 | 0 | 0 | 0 | 0 | 0 | 0 | 0 | 0 | 0 | 0 | 0 | 0 | 0 | 0 | 0 | 0
F4_Industrial_Wood and Lumber Products_New_Process_Natural Gas_Process Heating_E3 | F4 | Industrial | Wood and Lumber Products | New | Process | Natural Gas | Process Heating | E3 | Utility - Cost of Equipment | 0 | 0 | 0 | 0 | 0 | 0 | 0 | 0 | 0 | 0 | 0 | 0 | 0 | 0 | 0 | 0 | 0 | 0 | 0 | 0 | 0 | 0 | 0 | 0 | 0 | 0 | 0 | 0 | 0 | 0
F4_Industrial_Wood and Lumber Products_New_Process_Natural Gas_Process Heating_E4 | F4 | Industrial | Wood and Lumber Products | New | Process | Natural Gas | Process Heating | E4 | Utility - Cost of Equipment | 0 | 0 | 0 | 0 | 0 | 0 | 0 | 0 | 0 | 0 | 0 | 0 | 0 | 0 | 0 | 0 | 0 | 0 | 0 | 0 | 0 | 0 | 0 | 0 | 0 | 0 | 0 | 0 | 0 | 0
F4_Industrial_Wood and Lumber Products_New_Process_Natural Gas_Process Heating_E5 | F4 | Industrial | Wood and Lumber Products | New | Process | Natural Gas | Process Heating | E5 | Utility - Cost of Equipment | 0 | 0 | 0 | 0 | 0 | 0 | 0 | 0 | 0 | 0 | 0 | 0 | 0 | 0 | 0 | 0 | 0 | 0 | 0 | 0 | 0 | 0 | 0 | 0 | 0 | 0 | 0 | 0 | 0 | 0
F4_Industrial_Wood and Lumber Products_New_Process_Natural Gas_Process Heating_E6 | F4 | Industrial | Wood and Lumber Products | New | Process | Natural Gas | Process Heating | E6 | Utility - Cost of Equipment | 0 | 0 | 0 | 0 | 0 | 0 | 0 | 0 | 0 | 0 | 0 | 0 | 0 | 0 | 0 | 0 | 0 | 0 | 0 | 0 | 0 | 0 | 0 | 0 | 0 | 0 | 0 | 0 | 0 | 0
F4_Industrial_Wood and Lumber Products_New_Process_Natural Gas_Process Heating_E7 | F4 | Industrial | Wood and Lumber Products | New | Process | Natural Gas | Process Heating | E7 | Utility - Cost of Equipment | 0 | 0 | 0 | 0 | 0 | 0 | 0 | 0 | 0 | 0 | 0 | 0 | 0 | 0 | 0 | 0 | 0 | 0 | 0 | 0 | 0 | 0 | 0 | 0 | 0 | 0 | 0 | 0 | 0 | 0
F4_Industrial_Wood and Lumber Products_New_Process_Natural Gas_Process Heating_E8 | F4 | Industrial | Wood and Lumber Products | New | Process | Natural Gas | Process Heating | E8 | Utility - Cost of Equipment | 0 | 0 | 0 | 0 | 0 | 0 | 0 | 0 | 0 | 0 | 0 | 0 | 0 | 0 | 0 | 0 | 0 | 0 | 0 | 0 | 0 | 0 | 0 | 0 | 0 | 0 | 0 | 0 | 0 | 0
F4_Industrial_Wood and Lumber Products_New_Process_Natural Gas_Process Heating_E9 | F4 | Industrial | Wood and Lumber Products | New | Process | Natural Gas | Process Heating | E9 | Utility - Cost of Equipment | 0 | 0 | 0 | 0 | 0 | 0 | 0 | 0 | 0 | 0 | 0 | 0 | 0 | 0 | 0 | 0 | 0 | 0 | 0 | 0 | 0 | 0 | 0 | 0 | 0 | 0 | 0 | 0 | 0 | 0
F4_Industrial_Wood and Lumber Products_New_Process_Natural Gas_Process Heating_E10 | F4 | Industrial | Wood and Lumber Products | New | Process | Natural Gas | Process Heating | E10 | Utility - Cost of Equipment | 0 | 0 | 0 | 0 | 0 | 0 | 0 | 0 | 0 | 0 | 0 | 0 | 0 | 0 | 0 | 0 | 0 | 0 | 0 | 0 | 0 | 0 | 0 | 0 | 0 | 0 | 0 | 0 | 0 | 0
F5_Industrial_Wood and Lumber Products_New_Process_Natural Gas_Process Heating_E1 | F5 | Industrial | Wood and Lumber Products | New | Process | Natural Gas | Process Heating | E1 | Utility - Cost of Operation | 284.709 | 311.2484 | 313.3838 | 315.5042 | 306.7027 | 297.3593 | 287.3087 | 278.7755 | 270.0563 | 263.7711 | 257.1712 | 250.6915 | 244.1968 | 238.0157 | 231.7951 | 225.547 | 219.5179 | 213.8241 | 208.199 | 203.2066 | 198.4781 | 193.8597 | 0 | 0 | 0 | 0 | 0 | 0 | 0 | 0
F5_Industrial_Wood and Lumber Products_New_Process_Natural Gas_Process Heating_E2 | F5 | Industrial | Wood and Lumber Products | New | Process | Natural Gas | Process Heating | E2 | Utility - Cost of Operation | 0 | 0 | 0 | 0 | 0 | 0 | 0 | 0 | 0 | 0 | 0 | 0 | 0 | 0 | 0 | 0 | 0 | 0 | 0 | 0 | 0 | 0 | 0 | 0 | 0 | 0 | 0 | 0 | 0 | 0
F5_Industrial_Wood and Lumber Products_New_Process_Natural Gas_Process Heating_E3 | F5 | Industrial | Wood and Lumber Products | New | Process | Natural Gas | Process Heating | E3 | Utility - Cost of Operation | 0 | 0 | 0 | 0 | 0 | 0 | 0 | 0 | 0 | 0 | 0 | 0 | 0 | 0 | 0 | 0 | 0 | 0 | 0 | 0 | 0 | 0 | 0 | 0 | 0 | 0 | 0 | 0 | 0 | 0
F5_Industrial_Wood and Lumber Products_New_Process_Natural Gas_Process Heating_E4 | F5 | Industrial | Wood and Lumber Products | New | Process | Natural Gas | Process Heating | E4 | Utility - Cost of Operation | 0 | 0 | 0 | 0 | 0 | 0 | 0 | 0 | 0 | 0 | 0 | 0 | 0 | 0 | 0 | 0 | 0 | 0 | 0 | 0 | 0 | 0 | 0 | 0 | 0 | 0 | 0 | 0 | 0 | 0
F5_Industrial_Wood and Lumber Products_New_Process_Natural Gas_Process Heating_E5 | F5 | Industrial | Wood and Lumber Products | New | Process | Natural Gas | Process Heating | E5 | Utility - Cost of Operation | 0 | 0 | 0 | 0 | 0 | 0 | 0 | 0 | 0 | 0 | 0 | 0 | 0 | 0 | 0 | 0 | 0 | 0 | 0 | 0 | 0 | 0 | 0 | 0 | 0 | 0 | 0 | 0 | 0 | 0
F5_Industrial_Wood and Lumber Products_New_Process_Natural Gas_Process Heating_E6 | F5 | Industrial | Wood and Lumber Products | New | Process | Natural Gas | Process Heating | E6 | Utility - Cost of Operation | 0 | 0 | 0 | 0 | 0 | 0 | 0 | 0 | 0 | 0 | 0 | 0 | 0 | 0 | 0 | 0 | 0 | 0 | 0 | 0 | 0 | 0 | 0 | 0 | 0 | 0 | 0 | 0 | 0 | 0
F5_Industrial_Wood and Lumber Products_New_Process_Natural Gas_Process Heating_E7 | F5 | Industrial | Wood and Lumber Products | New | Process | Natural Gas | Process Heating | E7 | Utility - Cost of Operation | 0 | 0 | 0 | 0 | 0 | 0 | 0 | 0 | 0 | 0 | 0 | 0 | 0 | 0 | 0 | 0 | 0 | 0 | 0 | 0 | 0 | 0 | 0 | 0 | 0 | 0 | 0 | 0 | 0 | 0
F5_Industrial_Wood and Lumber Products_New_Process_Natural Gas_Process Heating_E8 | F5 | Industrial | Wood and Lumber Products | New | Process | Natural Gas | Process Heating | E8 | Utility - Cost of Operation | 0 | 0 | 0 | 0 | 0 | 0 | 0 | 0 | 0 | 0 | 0 | 0 | 0 | 0 | 0 | 0 | 0 | 0 | 0 | 0 | 0 | 0 | 0 | 0 | 0 | 0 | 0 | 0 | 0 | 0
F5_Industrial_Wood and Lumber Products_New_Process_Natural Gas_Process Heating_E9 | F5 | Industrial | Wood and Lumber Products | New | Process | Natural Gas | Process Heating | E9 | Utility - Cost of Operation | 0 | 0 | 0 | 0 | 0 | 0 | 0 | 0 | 0 | 0 | 0 | 0 | 0 | 0 | 0 | 0 | 0 | 0 | 0 | 0 | 0 | 0 | 0 | 0 | 0 | 0 | 0 | 0 | 0 | 0
F5_Industrial_Wood and Lumber Products_New_Process_Natural Gas_Process Heating_E10 | F5 | Industrial | Wood and Lumber Products | New | Process | Natural Gas | Process Heating | E10 | Utility - Cost of Operation | 0 | 0 | 0 | 0 | 0 | 0 | 0 | 0 | 0 | 0 | 0 | 0 | 0 | 0 | 0 | 0 | 0 | 0 | 0 | 0 | 0 | 0 | 0 | 0 | 0 | 0 | 0 | 0 | 0 | 0
F6_Industrial_Wood and Lumber Products_New_Process_Natural Gas_Process Heating_E1 | F6 | Industrial | Wood and Lumber Products | New | Process | Natural Gas | Process Heating | E1 | Utility - Value of Sales | 341.0999 | 372.8959 | 375.4542 | 377.9946 | 367.4498 | 356.2558 | 344.2145 | 333.9912 | 323.545 | 316.0149 | 308.1078 | 300.3447 | 292.5637 | 285.1583 | 277.7056 | 270.22 | 262.9968 | 256.1751 | 249.4359 | 243.4547 | 237.7897 | 232.2565 | 0 | 0 | 0 | 0 | 0 | 0 | 0 | 0
F6_Industrial_Wood and Lumber Products_New_Process_Natural Gas_Process Heating_E2 | F6 | Industrial | Wood and Lumber Products | New | Process | Natural Gas | Process Heating | E2 | Utility - Value of Sales | 0 | 0 | 0 | 0 | 0 | 0 | 0 | 0 | 0 | 0 | 0 | 0 | 0 | 0 | 0 | 0 | 0 | 0 | 0 | 0 | 0 | 0 | 0 | 0 | 0 | 0 | 0 | 0 | 0 | 0
F6_Industrial_Wood and Lumber Products_New_Process_Natural Gas_Process Heating_E3 | F6 | Industrial | Wood and Lumber Products | New | Process | Natural Gas | Process Heating | E3 | Utility - Value of Sales | 0 | 0 | 0 | 0 | 0 | 0 | 0 | 0 | 0 | 0 | 0 | 0 | 0 | 0 | 0 | 0 | 0 | 0 | 0 | 0 | 0 | 0 | 0 | 0 | 0 | 0 | 0 | 0 | 0 | 0
F6_Industrial_Wood and Lumber Products_New_Process_Natural Gas_Process Heating_E4 | F6 | Industrial | Wood and Lumber Products | New | Process | Natural Gas | Process Heating | E4 | Utility - Value of Sales | 0 | 0 | 0 | 0 | 0 | 0 | 0 | 0 | 0 | 0 | 0 | 0 | 0 | 0 | 0 | 0 | 0 | 0 | 0 | 0 | 0 | 0 | 0 | 0 | 0 | 0 | 0 | 0 | 0 | 0
F6_Industrial_Wood and Lumber Products_New_Process_Natural Gas_Process Heating_E5 | F6 | Industrial | Wood and Lumber Products | New | Process | Natural Gas | Process Heating | E5 | Utility - Value of Sales | 0 | 0 | 0 | 0 | 0 | 0 | 0 | 0 | 0 | 0 | 0 | 0 | 0 | 0 | 0 | 0 | 0 | 0 | 0 | 0 | 0 | 0 | 0 | 0 | 0 | 0 | 0 | 0 | 0 | 0
F6_Industrial_Wood and Lumber Products_New_Process_Natural Gas_Process Heating_E6 | F6 | Industrial | Wood and Lumber Products | New | Process | Natural Gas | Process Heating | E6 | Utility - Value of Sales | 0 | 0 | 0 | 0 | 0 | 0 | 0 | 0 | 0 | 0 | 0 | 0 | 0 | 0 | 0 | 0 | 0 | 0 | 0 | 0 | 0 | 0 | 0 | 0 | 0 | 0 | 0 | 0 | 0 | 0
F6_Industrial_Wood and Lumber Products_New_Process_Natural Gas_Process Heating_E7 | F6 | Industrial | Wood and Lumber Products | New | Process | Natural Gas | Process Heating | E7 | Utility - Value of Sales | 0 | 0 | 0 | 0 | 0 | 0 | 0 | 0 | 0 | 0 | 0 | 0 | 0 | 0 | 0 | 0 | 0 | 0 | 0 | 0 | 0 | 0 | 0 | 0 | 0 | 0 | 0 | 0 | 0 | 0
F6_Industrial_Wood and Lumber Products_New_Process_Natural Gas_Process Heating_E8 | F6 | Industrial | Wood and Lumber Products | New | Process | Natural Gas | Process Heating | E8 | Utility - Value of Sales | 0 | 0 | 0 | 0 | 0 | 0 | 0 | 0 | 0 | 0 | 0 | 0 | 0 | 0 | 0 | 0 | 0 | 0 | 0 | 0 | 0 | 0 | 0 | 0 | 0 | 0 | 0 | 0 | 0 | 0
F6_Industrial_Wood and Lumber Products_New_Process_Natural Gas_Process Heating_E9 | F6 | Industrial | Wood and Lumber Products | New | Process | Natural Gas | Process Heating | E9 | Utility - Value of Sales | 0 | 0 | 0 | 0 | 0 | 0 | 0 | 0 | 0 | 0 | 0 | 0 | 0 | 0 | 0 | 0 | 0 | 0 | 0 | 0 | 0 | 0 | 0 | 0 | 0 | 0 | 0 | 0 | 0 | 0
F6_Industrial_Wood and Lumber Products_New_Process_Natural Gas_Process Heating_E10 | F6 | Industrial | Wood and Lumber Products | New | Process | Natural Gas | Process Heating | E10 | Utility - Value of Sales | 0 | 0 | 0 | 0 | 0 | 0 | 0 | 0 | 0 | 0 | 0 | 0 | 0 | 0 | 0 | 0 | 0 | 0 | 0 | 0 | 0 | 0 | 0 | 0 | 0 | 0 | 0 | 0 | 0 | 0
F1_Industrial_Wood and Lumber Products_New_Process_Natural Gas_Process Cooling_E1 | F1 | Industrial | Wood and Lumber Products | New | Process | Natural Gas | Process Cooling | E1 | Participant - Cost of Equipment | 0.22938 | 0.22938 | 0.22938 | 0.22938 | 0.22938 | 0.22938 | 0.22938 | 0.22938 | 0.22938 | 0.22938 | 0.22938 | 0.22938 | 0.22938 | 0.22938 | 0.22938 | 0.22938 | 0.22938 | 0.22938 | 0.22938 | 0.22938 | 0.22938 | 0.22938 | 0 | 0 | 0 | 0 | 0 | 0 | 0 | 0
F1_Industrial_Wood and Lumber Products_New_Process_Natural Gas_Process Cooling_E2 | F1 | Industrial | Wood and Lumber Products | New | Process | Natural Gas | Process Cooling | E2 | Participant - Cost of Equipment | 0 | 0 | 0 | 0 | 0 | 0 | 0 | 0 | 0 | 0 | 0 | 0 | 0 | 0 | 0 | 0 | 0 | 0 | 0 | 0 | 0 | 0 | 0 | 0 | 0 | 0 | 0 | 0 | 0 | 0
F1_Industrial_Wood and Lumber Products_New_Process_Natural Gas_Process Cooling_E3 | F1 | Industrial | Wood and Lumber Products | New | Process | Natural Gas | Process Cooling | E3 | Participant - Cost of Equipment | 0 | 0 | 0 | 0 | 0 | 0 | 0 | 0 | 0 | 0 | 0 | 0 | 0 | 0 | 0 | 0 | 0 | 0 | 0 | 0 | 0 | 0 | 0 | 0 | 0 | 0 | 0 | 0 | 0 | 0
F1_Industrial_Wood and Lumber Products_New_Process_Natural Gas_Process Cooling_E4 | F1 | Industrial | Wood and Lumber Products | New | Process | Natural Gas | Process Cooling | E4 | Participant - Cost of Equipment | 0 | 0 | 0 | 0 | 0 | 0 | 0 | 0 | 0 | 0 | 0 | 0 | 0 | 0 | 0 | 0 | 0 | 0 | 0 | 0 | 0 | 0 | 0 | 0 | 0 | 0 | 0 | 0 | 0 | 0
F1_Industrial_Wood and Lumber Products_New_Process_Natural Gas_Process Cooling_E5 | F1 | Industrial | Wood and Lumber Products | New | Process | Natural Gas | Process Cooling | E5 | Participant - Cost of Equipment | 0 | 0 | 0 | 0 | 0 | 0 | 0 | 0 | 0 | 0 | 0 | 0 | 0 | 0 | 0 | 0 | 0 | 0 | 0 | 0 | 0 | 0 | 0 | 0 | 0 | 0 | 0 | 0 | 0 | 0
F1_Industrial_Wood and Lumber Products_New_Process_Natural Gas_Process Cooling_E6 | F1 | Industrial | Wood and Lumber Products | New | Process | Natural Gas | Process Cooling | E6 | Participant - Cost of Equipment | 0 | 0 | 0 | 0 | 0 | 0 | 0 | 0 | 0 | 0 | 0 | 0 | 0 | 0 | 0 | 0 | 0 | 0 | 0 | 0 | 0 | 0 | 0 | 0 | 0 | 0 | 0 | 0 | 0 | 0
F1_Industrial_Wood and Lumber Products_New_Process_Natural Gas_Process Cooling_E7 | F1 | Industrial | Wood and Lumber Products | New | Process | Natural Gas | Process Cooling | E7 | Participant - Cost of Equipment | 0 | 0 | 0 | 0 | 0 | 0 | 0 | 0 | 0 | 0 | 0 | 0 | 0 | 0 | 0 | 0 | 0 | 0 | 0 | 0 | 0 | 0 | 0 | 0 | 0 | 0 | 0 | 0 | 0 | 0
F1_Industrial_Wood and Lumber Products_New_Process_Natural Gas_Process Cooling_E8 | F1 | Industrial | Wood and Lumber Products | New | Process | Natural Gas | Process Cooling | E8 | Participant - Cost of Equipment | 0 | 0 | 0 | 0 | 0 | 0 | 0 | 0 | 0 | 0 | 0 | 0 | 0 | 0 | 0 | 0 | 0 | 0 | 0 | 0 | 0 | 0 | 0 | 0 | 0 | 0 | 0 | 0 | 0 | 0
F1_Industrial_Wood and Lumber Products_New_Process_Natural Gas_Process Cooling_E9 | F1 | Industrial | Wood and Lumber Products | New | Process | Natural Gas | Process Cooling | E9 | Participant - Cost of Equipment | 0 | 0 | 0 | 0 | 0 | 0 | 0 | 0 | 0 | 0 | 0 | 0 | 0 | 0 | 0 | 0 | 0 | 0 | 0 | 0 | 0 | 0 | 0 | 0 | 0 | 0 | 0 | 0 | 0 | 0
F1_Industrial_Wood and Lumber Products_New_Process_Natural Gas_Process Cooling_E10 | F1 | Industrial | Wood and Lumber Products | New | Process | Natural Gas | Process Cooling | E10 | Participant - Cost of Equipment | 0 | 0 | 0 | 0 | 0 | 0 | 0 | 0 | 0 | 0 | 0 | 0 | 0 | 0 | 0 | 0 | 0 | 0 | 0 | 0 | 0 | 0 | 0 | 0 | 0 | 0 | 0 | 0 | 0 | 0
F2_Industrial_Wood and Lumber Products_New_Process_Natural Gas_Process Cooling_E1 | F2 | Industrial | Wood and Lumber Products | New | Process | Natural Gas | Process Cooling | E1 | Participant - Cost of Operation | 0.59616 | 0.65174 | 0.65621 | 0.66065 | 0.64222 | 0.62265 | 0.60161 | 0.58374 | 0.56548 | 0.55232 | 0.5385 | 0.52493 | 0.51133 | 0.49839 | 0.48536 | 0.47228 | 0.45966 | 0.44773 | 0.43596 | 0.4255 | 0.4156 | 0.40593 | 0 | 0 | 0 | 0 | 0 | 0 | 0 | 0
F2_Industrial_Wood and Lumber Products_New_Process_Natural Gas_Process Cooling_E2 | F2 | Industrial | Wood and Lumber Products | New | Process | Natural Gas | Process Cooling | E2 | Participant - Cost of Operation | 0 | 0 | 0 | 0 | 0 | 0 | 0 | 0 | 0 | 0 | 0 | 0 | 0 | 0 | 0 | 0 | 0 | 0 | 0 | 0 | 0 | 0 | 0 | 0 | 0 | 0 | 0 | 0 | 0 | 0
F2_Industrial_Wood and Lumber Products_New_Process_Natural Gas_Process Cooling_E3 | F2 | Industrial | Wood and Lumber Products | New | Process | Natural Gas | Process Cooling | E3 | Participant - Cost of Operation | 0 | 0 | 0 | 0 | 0 | 0 | 0 | 0 | 0 | 0 | 0 | 0 | 0 | 0 | 0 | 0 | 0 | 0 | 0 | 0 | 0 | 0 | 0 | 0 | 0 | 0 | 0 | 0 | 0 | 0
F2_Industrial_Wood and Lumber Products_New_Process_Natural Gas_Process Cooling_E4 | F2 | Industrial | Wood and Lumber Products | New | Process | Natural Gas | Process Cooling | E4 | Participant - Cost of Operation | 0 | 0 | 0 | 0 | 0 | 0 | 0 | 0 | 0 | 0 | 0 | 0 | 0 | 0 | 0 | 0 | 0 | 0 | 0 | 0 | 0 | 0 | 0 | 0 | 0 | 0 | 0 | 0 | 0 | 0
F2_Industrial_Wood and Lumber Products_New_Process_Natural Gas_Process Cooling_E5 | F2 | Industrial | Wood and Lumber Products | New | Process | Natural Gas | Process Cooling | E5 | Participant - Cost of Operation | 0 | 0 | 0 | 0 | 0 | 0 | 0 | 0 | 0 | 0 | 0 | 0 | 0 | 0 | 0 | 0 | 0 | 0 | 0 | 0 | 0 | 0 | 0 | 0 | 0 | 0 | 0 | 0 | 0 | 0
F2_Industrial_Wood and Lumber Products_New_Process_Natural Gas_Process Cooling_E6 | F2 | Industrial | Wood and Lumber Products | New | Process | Natural Gas | Process Cooling | E6 | Participant - Cost of Operation | 0 | 0 | 0 | 0 | 0 | 0 | 0 | 0 | 0 | 0 | 0 | 0 | 0 | 0 | 0 | 0 | 0 | 0 | 0 | 0 | 0 | 0 | 0 | 0 | 0 | 0 | 0 | 0 | 0 | 0
F2_Industrial_Wood and Lumber Products_New_Process_Natural Gas_Process Cooling_E7 | F2 | Industrial | Wood and Lumber Products | New | Process | Natural Gas | Process Cooling | E7 | Participant - Cost of Operation | 0 | 0 | 0 | 0 | 0 | 0 | 0 | 0 | 0 | 0 | 0 | 0 | 0 | 0 | 0 | 0 | 0 | 0 | 0 | 0 | 0 | 0 | 0 | 0 | 0 | 0 | 0 | 0 | 0 | 0
F2_Industrial_Wood and Lumber Products_New_Process_Natural Gas_Process Cooling_E8 | F2 | Industrial | Wood and Lumber Products | New | Process | Natural Gas | Process Cooling | E8 | Participant - Cost of Operation | 0 | 0 | 0 | 0 | 0 | 0 | 0 | 0 | 0 | 0 | 0 | 0 | 0 | 0 | 0 | 0 | 0 | 0 | 0 | 0 | 0 | 0 | 0 | 0 | 0 | 0 | 0 | 0 | 0 | 0
F2_Industrial_Wood and Lumber Products_New_Process_Natural Gas_Process Cooling_E9 | F2 | Industrial | Wood and Lumber Products | New | Process | Natural Gas | Process Cooling | E9 | Participant - Cost of Operation | 0 | 0 | 0 | 0 | 0 | 0 | 0 | 0 | 0 | 0 | 0 | 0 | 0 | 0 | 0 | 0 | 0 | 0 | 0 | 0 | 0 | 0 | 0 | 0 | 0 | 0 | 0 | 0 | 0 | 0
F2_Industrial_Wood and Lumber Products_New_Process_Natural Gas_Process Cooling_E10 | F2 | Industrial | Wood and Lumber Products | New | Process | Natural Gas | Process Cooling | E10 | Participant - Cost of Operation | 0 | 0 | 0 | 0 | 0 | 0 | 0 | 0 | 0 | 0 | 0 | 0 | 0 | 0 | 0 | 0 | 0 | 0 | 0 | 0 | 0 | 0 | 0 | 0 | 0 | 0 | 0 | 0 | 0 | 0
F3_Industrial_Wood and Lumber Products_New_Process_Natural Gas_Process Cooling_E1 | F3 | Industrial | Wood and Lumber Products | New | Process | Natural Gas | Process Cooling | E1 | System - kBTUs of Conusmption | 92.301 | 92.301 | 92.301 | 92.301 | 92.301 | 92.301 | 92.301 | 92.301 | 92.301 | 92.301 | 92.301 | 92.301 | 92.301 | 92.301 | 92.301 | 92.301 | 92.301 | 92.301 | 92.301 | 92.301 | 92.301 | 92.301 | 0 | 0 | 0 | 0 | 0 | 0 | 0 | 0
F3_Industrial_Wood and Lumber Products_New_Process_Natural Gas_Process Cooling_E2 | F3 | Industrial | Wood and Lumber Products | New | Process | Natural Gas | Process Cooling | E2 | System - kBTUs of Conusmption | 0 | 0 | 0 | 0 | 0 | 0 | 0 | 0 | 0 | 0 | 0 | 0 | 0 | 0 | 0 | 0 | 0 | 0 | 0 | 0 | 0 | 0 | 0 | 0 | 0 | 0 | 0 | 0 | 0 | 0
F3_Industrial_Wood and Lumber Products_New_Process_Natural Gas_Process Cooling_E3 | F3 | Industrial | Wood and Lumber Products | New | Process | Natural Gas | Process Cooling | E3 | System - kBTUs of Conusmption | 0 | 0 | 0 | 0 | 0 | 0 | 0 | 0 | 0 | 0 | 0 | 0 | 0 | 0 | 0 | 0 | 0 | 0 | 0 | 0 | 0 | 0 | 0 | 0 | 0 | 0 | 0 | 0 | 0 | 0
F3_Industrial_Wood and Lumber Products_New_Process_Natural Gas_Process Cooling_E4 | F3 | Industrial | Wood and Lumber Products | New | Process | Natural Gas | Process Cooling | E4 | System - kBTUs of Conusmption | 0 | 0 | 0 | 0 | 0 | 0 | 0 | 0 | 0 | 0 | 0 | 0 | 0 | 0 | 0 | 0 | 0 | 0 | 0 | 0 | 0 | 0 | 0 | 0 | 0 | 0 | 0 | 0 | 0 | 0
F3_Industrial_Wood and Lumber Products_New_Process_Natural Gas_Process Cooling_E5 | F3 | Industrial | Wood and Lumber Products | New | Process | Natural Gas | Process Cooling | E5 | System - kBTUs of Conusmption | 0 | 0 | 0 | 0 | 0 | 0 | 0 | 0 | 0 | 0 | 0 | 0 | 0 | 0 | 0 | 0 | 0 | 0 | 0 | 0 | 0 | 0 | 0 | 0 | 0 | 0 | 0 | 0 | 0 | 0
F3_Industrial_Wood and Lumber Products_New_Process_Natural Gas_Process Cooling_E6 | F3 | Industrial | Wood and Lumber Products | New | Process | Natural Gas | Process Cooling | E6 | System - kBTUs of Conusmption | 0 | 0 | 0 | 0 | 0 | 0 | 0 | 0 | 0 | 0 | 0 | 0 | 0 | 0 | 0 | 0 | 0 | 0 | 0 | 0 | 0 | 0 | 0 | 0 | 0 | 0 | 0 | 0 | 0 | 0
F3_Industrial_Wood and Lumber Products_New_Process_Natural Gas_Process Cooling_E7 | F3 | Industrial | Wood and Lumber Products | New | Process | Natural Gas | Process Cooling | E7 | System - kBTUs of Conusmption | 0 | 0 | 0 | 0 | 0 | 0 | 0 | 0 | 0 | 0 | 0 | 0 | 0 | 0 | 0 | 0 | 0 | 0 | 0 | 0 | 0 | 0 | 0 | 0 | 0 | 0 | 0 | 0 | 0 | 0
F3_Industrial_Wood and Lumber Products_New_Process_Natural Gas_Process Cooling_E8 | F3 | Industrial | Wood and Lumber Products | New | Process | Natural Gas | Process Cooling | E8 | System - kBTUs of Conusmption | 0 | 0 | 0 | 0 | 0 | 0 | 0 | 0 | 0 | 0 | 0 | 0 | 0 | 0 | 0 | 0 | 0 | 0 | 0 | 0 | 0 | 0 | 0 | 0 | 0 | 0 | 0 | 0 | 0 | 0
F3_Industrial_Wood and Lumber Products_New_Process_Natural Gas_Process Cooling_E9 | F3 | Industrial | Wood and Lumber Products | New | Process | Natural Gas | Process Cooling | E9 | System - kBTUs of Conusmption | 0 | 0 | 0 | 0 | 0 | 0 | 0 | 0 | 0 | 0 | 0 | 0 | 0 | 0 | 0 | 0 | 0 | 0 | 0 | 0 | 0 | 0 | 0 | 0 | 0 | 0 | 0 | 0 | 0 | 0
F3_Industrial_Wood and Lumber Products_New_Process_Natural Gas_Process Cooling_E10 | F3 | Industrial | Wood and Lumber Products | New | Process | Natural Gas | Process Cooling | E10 | System - kBTUs of Conusmption | 0 | 0 | 0 | 0 | 0 | 0 | 0 | 0 | 0 | 0 | 0 | 0 | 0 | 0 | 0 | 0 | 0 | 0 | 0 | 0 | 0 | 0 | 0 | 0 | 0 | 0 | 0 | 0 | 0 | 0
F4_Industrial_Wood and Lumber Products_New_Process_Natural Gas_Process Cooling_E1 | F4 | Industrial | Wood and Lumber Products | New | Process | Natural Gas | Process Cooling | E1 | Utility - Cost of Equipment | 0.22938 | 0.22938 | 0.22938 | 0.22938 | 0.22938 | 0.22938 | 0.22938 | 0.22938 | 0.22938 | 0.22938 | 0.22938 | 0.22938 | 0.22938 | 0.22938 | 0.22938 | 0.22938 | 0.22938 | 0.22938 | 0.22938 | 0.22938 | 0.22938 | 0.22938 | 0 | 0 | 0 | 0 | 0 | 0 | 0 | 0
F4_Industrial_Wood and Lumber Products_New_Process_Natural Gas_Process Cooling_E2 | F4 | Industrial | Wood and Lumber Products | New | Process | Natural Gas | Process Cooling | E2 | Utility - Cost of Equipment | 0 | 0 | 0 | 0 | 0 | 0 | 0 | 0 | 0 | 0 | 0 | 0 | 0 | 0 | 0 | 0 | 0 | 0 | 0 | 0 | 0 | 0 | 0 | 0 | 0 | 0 | 0 | 0 | 0 | 0
F4_Industrial_Wood and Lumber Products_New_Process_Natural Gas_Process Cooling_E3 | F4 | Industrial | Wood and Lumber Products | New | Process | Natural Gas | Process Cooling | E3 | Utility - Cost of Equipment | 0 | 0 | 0 | 0 | 0 | 0 | 0 | 0 | 0 | 0 | 0 | 0 | 0 | 0 | 0 | 0 | 0 | 0 | 0 | 0 | 0 | 0 | 0 | 0 | 0 | 0 | 0 | 0 | 0 | 0
F4_Industrial_Wood and Lumber Products_New_Process_Natural Gas_Process Cooling_E4 | F4 | Industrial | Wood and Lumber Products | New | Process | Natural Gas | Process Cooling | E4 | Utility - Cost of Equipment | 0 | 0 | 0 | 0 | 0 | 0 | 0 | 0 | 0 | 0 | 0 | 0 | 0 | 0 | 0 | 0 | 0 | 0 | 0 | 0 | 0 | 0 | 0 | 0 | 0 | 0 | 0 | 0 | 0 | 0
F4_Industrial_Wood and Lumber Products_New_Process_Natural Gas_Process Cooling_E5 | F4 | Industrial | Wood and Lumber Products | New | Process | Natural Gas | Process Cooling | E5 | Utility - Cost of Equipment | 0 | 0 | 0 | 0 | 0 | 0 | 0 | 0 | 0 | 0 | 0 | 0 | 0 | 0 | 0 | 0 | 0 | 0 | 0 | 0 | 0 | 0 | 0 | 0 | 0 | 0 | 0 | 0 | 0 | 0
F4_Industrial_Wood and Lumber Products_New_Process_Natural Gas_Process Cooling_E6 | F4 | Industrial | Wood and Lumber Products | New | Process | Natural Gas | Process Cooling | E6 | Utility - Cost of Equipment | 0 | 0 | 0 | 0 | 0 | 0 | 0 | 0 | 0 | 0 | 0 | 0 | 0 | 0 | 0 | 0 | 0 | 0 | 0 | 0 | 0 | 0 | 0 | 0 | 0 | 0 | 0 | 0 | 0 | 0
F4_Industrial_Wood and Lumber Products_New_Process_Natural Gas_Process Cooling_E7 | F4 | Industrial | Wood and Lumber Products | New | Process | Natural Gas | Process Cooling | E7 | Utility - Cost of Equipment | 0 | 0 | 0 | 0 | 0 | 0 | 0 | 0 | 0 | 0 | 0 | 0 | 0 | 0 | 0 | 0 | 0 | 0 | 0 | 0 | 0 | 0 | 0 | 0 | 0 | 0 | 0 | 0 | 0 | 0
F4_Industrial_Wood and Lumber Products_New_Process_Natural Gas_Process Cooling_E8 | F4 | Industrial | Wood and Lumber Products | New | Process | Natural Gas | Process Cooling | E8 | Utility - Cost of Equipment | 0 | 0 | 0 | 0 | 0 | 0 | 0 | 0 | 0 | 0 | 0 | 0 | 0 | 0 | 0 | 0 | 0 | 0 | 0 | 0 | 0 | 0 | 0 | 0 | 0 | 0 | 0 | 0 | 0 | 0
F4_Industrial_Wood and Lumber Products_New_Process_Natural Gas_Process Cooling_E9 | F4 | Industrial | Wood and Lumber Products | New | Process | Natural Gas | Process Cooling | E9 | Utility - Cost of Equipment | 0 | 0 | 0 | 0 | 0 | 0 | 0 | 0 | 0 | 0 | 0 | 0 | 0 | 0 | 0 | 0 | 0 | 0 | 0 | 0 | 0 | 0 | 0 | 0 | 0 | 0 | 0 | 0 | 0 | 0
F4_Industrial_Wood and Lumber Products_New_Process_Natural Gas_Process Cooling_E10 | F4 | Industrial | Wood and Lumber Products | New | Process | Natural Gas | Process Cooling | E10 | Utility - Cost of Equipment | 0 | 0 | 0 | 0 | 0 | 0 | 0 | 0 | 0 | 0 | 0 | 0 | 0 | 0 | 0 | 0 | 0 | 0 | 0 | 0 | 0 | 0 | 0 | 0 | 0 | 0 | 0 | 0 | 0 | 0
F5_Industrial_Wood and Lumber Products_New_Process_Natural Gas_Process Cooling_E1 | F5 | Industrial | Wood and Lumber Products | New | Process | Natural Gas | Process Cooling | E1 | Utility - Cost of Operation | 0.49761 | 0.54399 | 0.54772 | 0.55143 | 0.53604 | 0.51971 | 0.50215 | 0.48723 | 0.472 | 0.46101 | 0.44948 | 0.43815 | 0.4268 | 0.416 | 0.40512 | 0.3942 | 0.38367 | 0.37371 | 0.36388 | 0.35516 | 0.34689 | 0.33882 | 0 | 0 | 0 | 0 | 0 | 0 | 0 | 0
F5_Industrial_Wood and Lumber Products_New_Process_Natural Gas_Process Cooling_E2 | F5 | Industrial | Wood and Lumber Products | New | Process | Natural Gas | Process Cooling | E2 | Utility - Cost of Operation | 0 | 0 | 0 | 0 | 0 | 0 | 0 | 0 | 0 | 0 | 0 | 0 | 0 | 0 | 0 | 0 | 0 | 0 | 0 | 0 | 0 | 0 | 0 | 0 | 0 | 0 | 0 | 0 | 0 | 0
F5_Industrial_Wood and Lumber Products_New_Process_Natural Gas_Process Cooling_E3 | F5 | Industrial | Wood and Lumber Products | New | Process | Natural Gas | Process Cooling | E3 | Utility - Cost of Operation | 0 | 0 | 0 | 0 | 0 | 0 | 0 | 0 | 0 | 0 | 0 | 0 | 0 | 0 | 0 | 0 | 0 | 0 | 0 | 0 | 0 | 0 | 0 | 0 | 0 | 0 | 0 | 0 | 0 | 0
F5_Industrial_Wood and Lumber Products_New_Process_Natural Gas_Process Cooling_E4 | F5 | Industrial | Wood and Lumber Products | New | Process | Natural Gas | Process Cooling | E4 | Utility - Cost of Operation | 0 | 0 | 0 | 0 | 0 | 0 | 0 | 0 | 0 | 0 | 0 | 0 | 0 | 0 | 0 | 0 | 0 | 0 | 0 | 0 | 0 | 0 | 0 | 0 | 0 | 0 | 0 | 0 | 0 | 0
F5_Industrial_Wood and Lumber Products_New_Process_Natural Gas_Process Cooling_E5 | F5 | Industrial | Wood and Lumber Products | New | Process | Natural Gas | Process Cooling | E5 | Utility - Cost of Operation | 0 | 0 | 0 | 0 | 0 | 0 | 0 | 0 | 0 | 0 | 0 | 0 | 0 | 0 | 0 | 0 | 0 | 0 | 0 | 0 | 0 | 0 | 0 | 0 | 0 | 0 | 0 | 0 | 0 | 0
F5_Industrial_Wood and Lumber Products_New_Process_Natural Gas_Process Cooling_E6 | F5 | Industrial | Wood and Lumber Products | New | Process | Natural Gas | Process Cooling | E6 | Utility - Cost of Operation | 0 | 0 | 0 | 0 | 0 | 0 | 0 | 0 | 0 | 0 | 0 | 0 | 0 | 0 | 0 | 0 | 0 | 0 | 0 | 0 | 0 | 0 | 0 | 0 | 0 | 0 | 0 | 0 | 0 | 0
F5_Industrial_Wood and Lumber Products_New_Process_Natural Gas_Process Cooling_E7 | F5 | Industrial | Wood and Lumber Products | New | Process | Natural Gas | Process Cooling | E7 | Utility - Cost of Operation | 0 | 0 | 0 | 0 | 0 | 0 | 0 | 0 | 0 | 0 | 0 | 0 | 0 | 0 | 0 | 0 | 0 | 0 | 0 | 0 | 0 | 0 | 0 | 0 | 0 | 0 | 0 | 0 | 0 | 0
F5_Industrial_Wood and Lumber Products_New_Process_Natural Gas_Process Cooling_E8 | F5 | Industrial | Wood and Lumber Products | New | Process | Natural Gas | Process Cooling | E8 | Utility - Cost of Operation | 0 | 0 | 0 | 0 | 0 | 0 | 0 | 0 | 0 | 0 | 0 | 0 | 0 | 0 | 0 | 0 | 0 | 0 | 0 | 0 | 0 | 0 | 0 | 0 | 0 | 0 | 0 | 0 | 0 | 0
F5_Industrial_Wood and Lumber Products_New_Process_Natural Gas_Process Cooling_E9 | F5 | Industrial | Wood and Lumber Products | New | Process | Natural Gas | Process Cooling | E9 | Utility - Cost of Operation | 0 | 0 | 0 | 0 | 0 | 0 | 0 | 0 | 0 | 0 | 0 | 0 | 0 | 0 | 0 | 0 | 0 | 0 | 0 | 0 | 0 | 0 | 0 | 0 | 0 | 0 | 0 | 0 | 0 | 0
F5_Industrial_Wood and Lumber Products_New_Process_Natural Gas_Process Cooling_E10 | F5 | Industrial | Wood and Lumber Products | New | Process | Natural Gas | Process Cooling | E10 | Utility - Cost of Operation | 0 | 0 | 0 | 0 | 0 | 0 | 0 | 0 | 0 | 0 | 0 | 0 | 0 | 0 | 0 | 0 | 0 | 0 | 0 | 0 | 0 | 0 | 0 | 0 | 0 | 0 | 0 | 0 | 0 | 0
F6_Industrial_Wood and Lumber Products_New_Process_Natural Gas_Process Cooling_E1 | F6 | Industrial | Wood and Lumber Products | New | Process | Natural Gas | Process Cooling | E1 | Utility - Value of Sales | 0.59616 | 0.65174 | 0.65621 | 0.66065 | 0.64222 | 0.62265 | 0.60161 | 0.58374 | 0.56548 | 0.55232 | 0.5385 | 0.52493 | 0.51133 | 0.49839 | 0.48536 | 0.47228 | 0.45966 | 0.44773 | 0.43596 | 0.4255 | 0.4156 | 0.40593 | 0 | 0 | 0 | 0 | 0 | 0 | 0 | 0
F6_Industrial_Wood and Lumber Products_New_Process_Natural Gas_Process Cooling_E2 | F6 | Industrial | Wood and Lumber Products | New | Process | Natural Gas | Process Cooling | E2 | Utility - Value of Sales | 0 | 0 | 0 | 0 | 0 | 0 | 0 | 0 | 0 | 0 | 0 | 0 | 0 | 0 | 0 | 0 | 0 | 0 | 0 | 0 | 0 | 0 | 0 | 0 | 0 | 0 | 0 | 0 | 0 | 0
F6_Industrial_Wood and Lumber Products_New_Process_Natural Gas_Process Cooling_E3 | F6 | Industrial | Wood and Lumber Products | New | Process | Natural Gas | Process Cooling | E3 | Utility - Value of Sales | 0 | 0 | 0 | 0 | 0 | 0 | 0 | 0 | 0 | 0 | 0 | 0 | 0 | 0 | 0 | 0 | 0 | 0 | 0 | 0 | 0 | 0 | 0 | 0 | 0 | 0 | 0 | 0 | 0 | 0
F6_Industrial_Wood and Lumber Products_New_Process_Natural Gas_Process Cooling_E4 | F6 | Industrial | Wood and Lumber Products | New | Process | Natural Gas | Process Cooling | E4 | Utility - Value of Sales | 0 | 0 | 0 | 0 | 0 | 0 | 0 | 0 | 0 | 0 | 0 | 0 | 0 | 0 | 0 | 0 | 0 | 0 | 0 | 0 | 0 | 0 | 0 | 0 | 0 | 0 | 0 | 0 | 0 | 0
F6_Industrial_Wood and Lumber Products_New_Process_Natural Gas_Process Cooling_E5 | F6 | Industrial | Wood and Lumber Products | New | Process | Natural Gas | Process Cooling | E5 | Utility - Value of Sales | 0 | 0 | 0 | 0 | 0 | 0 | 0 | 0 | 0 | 0 | 0 | 0 | 0 | 0 | 0 | 0 | 0 | 0 | 0 | 0 | 0 | 0 | 0 | 0 | 0 | 0 | 0 | 0 | 0 | 0
F6_Industrial_Wood and Lumber Products_New_Process_Natural Gas_Process Cooling_E6 | F6 | Industrial | Wood and Lumber Products | New | Process | Natural Gas | Process Cooling | E6 | Utility - Value of Sales | 0 | 0 | 0 | 0 | 0 | 0 | 0 | 0 | 0 | 0 | 0 | 0 | 0 | 0 | 0 | 0 | 0 | 0 | 0 | 0 | 0 | 0 | 0 | 0 | 0 | 0 | 0 | 0 | 0 | 0
F6_Industrial_Wood and Lumber Products_New_Process_Natural Gas_Process Cooling_E7 | F6 | Industrial | Wood and Lumber Products | New | Process | Natural Gas | Process Cooling | E7 | Utility - Value of Sales | 0 | 0 | 0 | 0 | 0 | 0 | 0 | 0 | 0 | 0 | 0 | 0 | 0 | 0 | 0 | 0 | 0 | 0 | 0 | 0 | 0 | 0 | 0 | 0 | 0 | 0 | 0 | 0 | 0 | 0
F6_Industrial_Wood and Lumber Products_New_Process_Natural Gas_Process Cooling_E8 | F6 | Industrial | Wood and Lumber Products | New | Process | Natural Gas | Process Cooling | E8 | Utility - Value of Sales | 0 | 0 | 0 | 0 | 0 | 0 | 0 | 0 | 0 | 0 | 0 | 0 | 0 | 0 | 0 | 0 | 0 | 0 | 0 | 0 | 0 | 0 | 0 | 0 | 0 | 0 | 0 | 0 | 0 | 0
F6_Industrial_Wood and Lumber Products_New_Process_Natural Gas_Process Cooling_E9 | F6 | Industrial | Wood and Lumber Products | New | Process | Natural Gas | Process Cooling | E9 | Utility - Value of Sales | 0 | 0 | 0 | 0 | 0 | 0 | 0 | 0 | 0 | 0 | 0 | 0 | 0 | 0 | 0 | 0 | 0 | 0 | 0 | 0 | 0 | 0 | 0 | 0 | 0 | 0 | 0 | 0 | 0 | 0
F6_Industrial_Wood and Lumber Products_New_Process_Natural Gas_Process Cooling_E10 | F6 | Industrial | Wood and Lumber Products | New | Process | Natural Gas | Process Cooling | E10 | Utility - Value of Sales | 0 | 0 | 0 | 0 | 0 | 0 | 0 | 0 | 0 | 0 | 0 | 0 | 0 | 0 | 0 | 0 | 0 | 0 | 0 | 0 | 0 | 0 | 0 | 0 | 0 | 0 | 0 | 0 | 0 | 0
F1_Industrial_Wood and Lumber Products_New_Process_Natural Gas_Other Process_E1 | F1 | Industrial | Wood and Lumber Products | New | Process | Natural Gas | Other Process | E1 | Participant - Cost of Equipment | 0.22938 | 0.22938 | 0.22938 | 0.22938 | 0.22938 | 0.22938 | 0.22938 | 0.22938 | 0.22938 | 0.22938 | 0.22938 | 0.22938 | 0.22938 | 0.22938 | 0.22938 | 0.22938 | 0.22938 | 0.22938 | 0.22938 | 0.22938 | 0.22938 | 0.22938 | 0 | 0 | 0 | 0 | 0 | 0 | 0 | 0
F1_Industrial_Wood and Lumber Products_New_Process_Natural Gas_Other Process_E2 | F1 | Industrial | Wood and Lumber Products | New | Process | Natural Gas | Other Process | E2 | Participant - Cost of Equipment | 0 | 0 | 0 | 0 | 0 | 0 | 0 | 0 | 0 | 0 | 0 | 0 | 0 | 0 | 0 | 0 | 0 | 0 | 0 | 0 | 0 | 0 | 0 | 0 | 0 | 0 | 0 | 0 | 0 | 0
F1_Industrial_Wood and Lumber Products_New_Process_Natural Gas_Other Process_E3 | F1 | Industrial | Wood and Lumber Products | New | Process | Natural Gas | Other Process | E3 | Participant - Cost of Equipment | 0 | 0 | 0 | 0 | 0 | 0 | 0 | 0 | 0 | 0 | 0 | 0 | 0 | 0 | 0 | 0 | 0 | 0 | 0 | 0 | 0 | 0 | 0 | 0 | 0 | 0 | 0 | 0 | 0 | 0
F1_Industrial_Wood and Lumber Products_New_Process_Natural Gas_Other Process_E4 | F1 | Industrial | Wood and Lumber Products | New | Process | Natural Gas | Other Process | E4 | Participant - Cost of Equipment | 0 | 0 | 0 | 0 | 0 | 0 | 0 | 0 | 0 | 0 | 0 | 0 | 0 | 0 | 0 | 0 | 0 | 0 | 0 | 0 | 0 | 0 | 0 | 0 | 0 | 0 | 0 | 0 | 0 | 0
F1_Industrial_Wood and Lumber Products_New_Process_Natural Gas_Other Process_E5 | F1 | Industrial | Wood and Lumber Products | New | Process | Natural Gas | Other Process | E5 | Participant - Cost of Equipment | 0 | 0 | 0 | 0 | 0 | 0 | 0 | 0 | 0 | 0 | 0 | 0 | 0 | 0 | 0 | 0 | 0 | 0 | 0 | 0 | 0 | 0 | 0 | 0 | 0 | 0 | 0 | 0 | 0 | 0
F1_Industrial_Wood and Lumber Products_New_Process_Natural Gas_Other Process_E6 | F1 | Industrial | Wood and Lumber Products | New | Process | Natural Gas | Other Process | E6 | Participant - Cost of Equipment | 0 | 0 | 0 | 0 | 0 | 0 | 0 | 0 | 0 | 0 | 0 | 0 | 0 | 0 | 0 | 0 | 0 | 0 | 0 | 0 | 0 | 0 | 0 | 0 | 0 | 0 | 0 | 0 | 0 | 0
F1_Industrial_Wood and Lumber Products_New_Process_Natural Gas_Other Process_E7 | F1 | Industrial | Wood and Lumber Products | New | Process | Natural Gas | Other Process | E7 | Participant - Cost of Equipment | 0 | 0 | 0 | 0 | 0 | 0 | 0 | 0 | 0 | 0 | 0 | 0 | 0 | 0 | 0 | 0 | 0 | 0 | 0 | 0 | 0 | 0 | 0 | 0 | 0 | 0 | 0 | 0 | 0 | 0
F1_Industrial_Wood and Lumber Products_New_Process_Natural Gas_Other Process_E8 | F1 | Industrial | Wood and Lumber Products | New | Process | Natural Gas | Other Process | E8 | Participant - Cost of Equipment | 0 | 0 | 0 | 0 | 0 | 0 | 0 | 0 | 0 | 0 | 0 | 0 | 0 | 0 | 0 | 0 | 0 | 0 | 0 | 0 | 0 | 0 | 0 | 0 | 0 | 0 | 0 | 0 | 0 | 0
F1_Industrial_Wood and Lumber Products_New_Process_Natural Gas_Other Process_E9 | F1 | Industrial | Wood and Lumber Products | New | Process | Natural Gas | Other Process | E9 | Participant - Cost of Equipment | 0 | 0 | 0 | 0 | 0 | 0 | 0 | 0 | 0 | 0 | 0 | 0 | 0 | 0 | 0 | 0 | 0 | 0 | 0 | 0 | 0 | 0 | 0 | 0 | 0 | 0 | 0 | 0 | 0 | 0
F1_Industrial_Wood and Lumber Products_New_Process_Natural Gas_Other Process_E10 | F1 | Industrial | Wood and Lumber Products | New | Process | Natural Gas | Other Process | E10 | Participant - Cost of Equipment | 0 | 0 | 0 | 0 | 0 | 0 | 0 | 0 | 0 | 0 | 0 | 0 | 0 | 0 | 0 | 0 | 0 | 0 | 0 | 0 | 0 | 0 | 0 | 0 | 0 | 0 | 0 | 0 | 0 | 0
F2_Industrial_Wood and Lumber Products_New_Process_Natural Gas_Other Process_E1 | F2 | Industrial | Wood and Lumber Products | New | Process | Natural Gas | Other Process | E1 | Participant - Cost of Operation | 10.0366 | 10.9722 | 11.0474 | 11.1222 | 10.8119 | 10.4825 | 10.1282 | 9.8274 | 9.5201 | 9.2985 | 9.0658 | 8.8374 | 8.6085 | 8.3906 | 8.1713 | 7.951 | 7.7385 | 7.5378 | 7.3395 | 7.1635 | 6.9968 | 6.834 | 0 | 0 | 0 | 0 | 0 | 0 | 0 | 0
F2_Industrial_Wood and Lumber Products_New_Process_Natural Gas_Other Process_E2 | F2 | Industrial | Wood and Lumber Products | New | Process | Natural Gas | Other Process | E2 | Participant - Cost of Operation | 0 | 0 | 0 | 0 | 0 | 0 | 0 | 0 | 0 | 0 | 0 | 0 | 0 | 0 | 0 | 0 | 0 | 0 | 0 | 0 | 0 | 0 | 0 | 0 | 0 | 0 | 0 | 0 | 0 | 0
F2_Industrial_Wood and Lumber Products_New_Process_Natural Gas_Other Process_E3 | F2 | Industrial | Wood and Lumber Products | New | Process | Natural Gas | Other Process | E3 | Participant - Cost of Operation | 0 | 0 | 0 | 0 | 0 | 0 | 0 | 0 | 0 | 0 | 0 | 0 | 0 | 0 | 0 | 0 | 0 | 0 | 0 | 0 | 0 | 0 | 0 | 0 | 0 | 0 | 0 | 0 | 0 | 0
F2_Industrial_Wood and Lumber Products_New_Process_Natural Gas_Other Process_E4 | F2 | Industrial | Wood and Lumber Products | New | Process | Natural Gas | Other Process | E4 | Participant - Cost of Operation | 0 | 0 | 0 | 0 | 0 | 0 | 0 | 0 | 0 | 0 | 0 | 0 | 0 | 0 | 0 | 0 | 0 | 0 | 0 | 0 | 0 | 0 | 0 | 0 | 0 | 0 | 0 | 0 | 0 | 0
F2_Industrial_Wood and Lumber Products_New_Process_Natural Gas_Other Process_E5 | F2 | Industrial | Wood and Lumber Products | New | Process | Natural Gas | Other Process | E5 | Participant - Cost of Operation | 0 | 0 | 0 | 0 | 0 | 0 | 0 | 0 | 0 | 0 | 0 | 0 | 0 | 0 | 0 | 0 | 0 | 0 | 0 | 0 | 0 | 0 | 0 | 0 | 0 | 0 | 0 | 0 | 0 | 0
F2_Industrial_Wood and Lumber Products_New_Process_Natural Gas_Other Process_E6 | F2 | Industrial | Wood and Lumber Products | New | Process | Natural Gas | Other Process | E6 | Participant - Cost of Operation | 0 | 0 | 0 | 0 | 0 | 0 | 0 | 0 | 0 | 0 | 0 | 0 | 0 | 0 | 0 | 0 | 0 | 0 | 0 | 0 | 0 | 0 | 0 | 0 | 0 | 0 | 0 | 0 | 0 | 0
F2_Industrial_Wood and Lumber Products_New_Process_Natural Gas_Other Process_E7 | F2 | Industrial | Wood and Lumber Products | New | Process | Natural Gas | Other Process | E7 | Participant - Cost of Operation | 0 | 0 | 0 | 0 | 0 | 0 | 0 | 0 | 0 | 0 | 0 | 0 | 0 | 0 | 0 | 0 | 0 | 0 | 0 | 0 | 0 | 0 | 0 | 0 | 0 | 0 | 0 | 0 | 0 | 0
F2_Industrial_Wood and Lumber Products_New_Process_Natural Gas_Other Process_E8 | F2 | Industrial | Wood and Lumber Products | New | Process | Natural Gas | Other Process | E8 | Participant - Cost of Operation | 0 | 0 | 0 | 0 | 0 | 0 | 0 | 0 | 0 | 0 | 0 | 0 | 0 | 0 | 0 | 0 | 0 | 0 | 0 | 0 | 0 | 0 | 0 | 0 | 0 | 0 | 0 | 0 | 0 | 0
F2_Industrial_Wood and Lumber Products_New_Process_Natural Gas_Other Process_E9 | F2 | Industrial | Wood and Lumber Products | New | Process | Natural Gas | Other Process | E9 | Participant - Cost of Operation | 0 | 0 | 0 | 0 | 0 | 0 | 0 | 0 | 0 | 0 | 0 | 0 | 0 | 0 | 0 | 0 | 0 | 0 | 0 | 0 | 0 | 0 | 0 | 0 | 0 | 0 | 0 | 0 | 0 | 0
F2_Industrial_Wood and Lumber Products_New_Process_Natural Gas_Other Process_E10 | F2 | Industrial | Wood and Lumber Products | New | Process | Natural Gas | Other Process | E10 | Participant - Cost of Operation | 0 | 0 | 0 | 0 | 0 | 0 | 0 | 0 | 0 | 0 | 0 | 0 | 0 | 0 | 0 | 0 | 0 | 0 | 0 | 0 | 0 | 0 | 0 | 0 | 0 | 0 | 0 | 0 | 0 | 0
F3_Industrial_Wood and Lumber Products_New_Process_Natural Gas_Other Process_E1 | F3 | Industrial | Wood and Lumber Products | New | Process | Natural Gas | Other Process | E1 | System - kBTUs of Conusmption | 1553.9158 | 1553.9158 | 1553.9158 | 1553.9158 | 1553.9158 | 1553.9158 | 1553.9158 | 1553.9158 | 1553.9158 | 1553.9158 | 1553.9158 | 1553.9158 | 1553.9158 | 1553.9158 | 1553.9158 | 1553.9158 | 1553.9158 | 1553.9158 | 1553.9158 | 1553.9158 | 1553.9158 | 1553.9158 | 0 | 0 | 0 | 0 | 0 | 0 | 0 | 0
F3_Industrial_Wood and Lumber Products_New_Process_Natural Gas_Other Process_E2 | F3 | Industrial | Wood and Lumber Products | New | Process | Natural Gas | Other Process | E2 | System - kBTUs of Conusmption | 0 | 0 | 0 | 0 | 0 | 0 | 0 | 0 | 0 | 0 | 0 | 0 | 0 | 0 | 0 | 0 | 0 | 0 | 0 | 0 | 0 | 0 | 0 | 0 | 0 | 0 | 0 | 0 | 0 | 0
F3_Industrial_Wood and Lumber Products_New_Process_Natural Gas_Other Process_E3 | F3 | Industrial | Wood and Lumber Products | New | Process | Natural Gas | Other Process | E3 | System - kBTUs of Conusmption | 0 | 0 | 0 | 0 | 0 | 0 | 0 | 0 | 0 | 0 | 0 | 0 | 0 | 0 | 0 | 0 | 0 | 0 | 0 | 0 | 0 | 0 | 0 | 0 | 0 | 0 | 0 | 0 | 0 | 0
F3_Industrial_Wood and Lumber Products_New_Process_Natural Gas_Other Process_E4 | F3 | Industrial | Wood and Lumber Products | New | Process | Natural Gas | Other Process | E4 | System - kBTUs of Conusmption | 0 | 0 | 0 | 0 | 0 | 0 | 0 | 0 | 0 | 0 | 0 | 0 | 0 | 0 | 0 | 0 | 0 | 0 | 0 | 0 | 0 | 0 | 0 | 0 | 0 | 0 | 0 | 0 | 0 | 0
F3_Industrial_Wood and Lumber Products_New_Process_Natural Gas_Other Process_E5 | F3 | Industrial | Wood and Lumber Products | New | Process | Natural Gas | Other Process | E5 | System - kBTUs of Conusmption | 0 | 0 | 0 | 0 | 0 | 0 | 0 | 0 | 0 | 0 | 0 | 0 | 0 | 0 | 0 | 0 | 0 | 0 | 0 | 0 | 0 | 0 | 0 | 0 | 0 | 0 | 0 | 0 | 0 | 0
F3_Industrial_Wood and Lumber Products_New_Process_Natural Gas_Other Process_E6 | F3 | Industrial | Wood and Lumber Products | New | Process | Natural Gas | Other Process | E6 | System - kBTUs of Conusmption | 0 | 0 | 0 | 0 | 0 | 0 | 0 | 0 | 0 | 0 | 0 | 0 | 0 | 0 | 0 | 0 | 0 | 0 | 0 | 0 | 0 | 0 | 0 | 0 | 0 | 0 | 0 | 0 | 0 | 0
F3_Industrial_Wood and Lumber Products_New_Process_Natural Gas_Other Process_E7 | F3 | Industrial | Wood and Lumber Products | New | Process | Natural Gas | Other Process | E7 | System - kBTUs of Conusmption | 0 | 0 | 0 | 0 | 0 | 0 | 0 | 0 | 0 | 0 | 0 | 0 | 0 | 0 | 0 | 0 | 0 | 0 | 0 | 0 | 0 | 0 | 0 | 0 | 0 | 0 | 0 | 0 | 0 | 0
F3_Industrial_Wood and Lumber Products_New_Process_Natural Gas_Other Process_E8 | F3 | Industrial | Wood and Lumber Products | New | Process | Natural Gas | Other Process | E8 | System - kBTUs of Conusmption | 0 | 0 | 0 | 0 | 0 | 0 | 0 | 0 | 0 | 0 | 0 | 0 | 0 | 0 | 0 | 0 | 0 | 0 | 0 | 0 | 0 | 0 | 0 | 0 | 0 | 0 | 0 | 0 | 0 | 0
F3_Industrial_Wood and Lumber Products_New_Process_Natural Gas_Other Process_E9 | F3 | Industrial | Wood and Lumber Products | New | Process | Natural Gas | Other Process | E9 | System - kBTUs of Conusmption | 0 | 0 | 0 | 0 | 0 | 0 | 0 | 0 | 0 | 0 | 0 | 0 | 0 | 0 | 0 | 0 | 0 | 0 | 0 | 0 | 0 | 0 | 0 | 0 | 0 | 0 | 0 | 0 | 0 | 0
F3_Industrial_Wood and Lumber Products_New_Process_Natural Gas_Other Process_E10 | F3 | Industrial | Wood and Lumber Products | New | Process | Natural Gas | Other Process | E10 | System - kBTUs of Conusmption | 0 | 0 | 0 | 0 | 0 | 0 | 0 | 0 | 0 | 0 | 0 | 0 | 0 | 0 | 0 | 0 | 0 | 0 | 0 | 0 | 0 | 0 | 0 | 0 | 0 | 0 | 0 | 0 | 0 | 0
F4_Industrial_Wood and Lumber Products_New_Process_Natural Gas_Other Process_E1 | F4 | Industrial | Wood and Lumber Products | New | Process | Natural Gas | Other Process | E1 | Utility - Cost of Equipment | 0.22938 | 0.22938 | 0.22938 | 0.22938 | 0.22938 | 0.22938 | 0.22938 | 0.22938 | 0.22938 | 0.22938 | 0.22938 | 0.22938 | 0.22938 | 0.22938 | 0.22938 | 0.22938 | 0.22938 | 0.22938 | 0.22938 | 0.22938 | 0.22938 | 0.22938 | 0 | 0 | 0 | 0 | 0 | 0 | 0 | 0
F4_Industrial_Wood and Lumber Products_New_Process_Natural Gas_Other Process_E2 | F4 | Industrial | Wood and Lumber Products | New | Process | Natural Gas | Other Process | E2 | Utility - Cost of Equipment | 0 | 0 | 0 | 0 | 0 | 0 | 0 | 0 | 0 | 0 | 0 | 0 | 0 | 0 | 0 | 0 | 0 | 0 | 0 | 0 | 0 | 0 | 0 | 0 | 0 | 0 | 0 | 0 | 0 | 0
F4_Industrial_Wood and Lumber Products_New_Process_Natural Gas_Other Process_E3 | F4 | Industrial | Wood and Lumber Products | New | Process | Natural Gas | Other Process | E3 | Utility - Cost of Equipment | 0 | 0 | 0 | 0 | 0 | 0 | 0 | 0 | 0 | 0 | 0 | 0 | 0 | 0 | 0 | 0 | 0 | 0 | 0 | 0 | 0 | 0 | 0 | 0 | 0 | 0 | 0 | 0 | 0 | 0
F4_Industrial_Wood and Lumber Products_New_Process_Natural Gas_Other Process_E4 | F4 | Industrial | Wood and Lumber Products | New | Process | Natural Gas | Other Process | E4 | Utility - Cost of Equipment | 0 | 0 | 0 | 0 | 0 | 0 | 0 | 0 | 0 | 0 | 0 | 0 | 0 | 0 | 0 | 0 | 0 | 0 | 0 | 0 | 0 | 0 | 0 | 0 | 0 | 0 | 0 | 0 | 0 | 0
F4_Industrial_Wood and Lumber Products_New_Process_Natural Gas_Other Process_E5 | F4 | Industrial | Wood and Lumber Products | New | Process | Natural Gas | Other Process | E5 | Utility - Cost of Equipment | 0 | 0 | 0 | 0 | 0 | 0 | 0 | 0 | 0 | 0 | 0 | 0 | 0 | 0 | 0 | 0 | 0 | 0 | 0 | 0 | 0 | 0 | 0 | 0 | 0 | 0 | 0 | 0 | 0 | 0
F4_Industrial_Wood and Lumber Products_New_Process_Natural Gas_Other Process_E6 | F4 | Industrial | Wood and Lumber Products | New | Process | Natural Gas | Other Process | E6 | Utility - Cost of Equipment | 0 | 0 | 0 | 0 | 0 | 0 | 0 | 0 | 0 | 0 | 0 | 0 | 0 | 0 | 0 | 0 | 0 | 0 | 0 | 0 | 0 | 0 | 0 | 0 | 0 | 0 | 0 | 0 | 0 | 0
F4_Industrial_Wood and Lumber Products_New_Process_Natural Gas_Other Process_E7 | F4 | Industrial | Wood and Lumber Products | New | Process | Natural Gas | Other Process | E7 | Utility - Cost of Equipment | 0 | 0 | 0 | 0 | 0 | 0 | 0 | 0 | 0 | 0 | 0 | 0 | 0 | 0 | 0 | 0 | 0 | 0 | 0 | 0 | 0 | 0 | 0 | 0 | 0 | 0 | 0 | 0 | 0 | 0
F4_Industrial_Wood and Lumber Products_New_Process_Natural Gas_Other Process_E8 | F4 | Industrial | Wood and Lumber Products | New | Process | Natural Gas | Other Process | E8 | Utility - Cost of Equipment | 0 | 0 | 0 | 0 | 0 | 0 | 0 | 0 | 0 | 0 | 0 | 0 | 0 | 0 | 0 | 0 | 0 | 0 | 0 | 0 | 0 | 0 | 0 | 0 | 0 | 0 | 0 | 0 | 0 | 0
F4_Industrial_Wood and Lumber Products_New_Process_Natural Gas_Other Process_E9 | F4 | Industrial | Wood and Lumber Products | New | Process | Natural Gas | Other Process | E9 | Utility - Cost of Equipment | 0 | 0 | 0 | 0 | 0 | 0 | 0 | 0 | 0 | 0 | 0 | 0 | 0 | 0 | 0 | 0 | 0 | 0 | 0 | 0 | 0 | 0 | 0 | 0 | 0 | 0 | 0 | 0 | 0 | 0
F4_Industrial_Wood and Lumber Products_New_Process_Natural Gas_Other Process_E10 | F4 | Industrial | Wood and Lumber Products | New | Process | Natural Gas | Other Process | E10 | Utility - Cost of Equipment | 0 | 0 | 0 | 0 | 0 | 0 | 0 | 0 | 0 | 0 | 0 | 0 | 0 | 0 | 0 | 0 | 0 | 0 | 0 | 0 | 0 | 0 | 0 | 0 | 0 | 0 | 0 | 0 | 0 | 0
F5_Industrial_Wood and Lumber Products_New_Process_Natural Gas_Other Process_E1 | F5 | Industrial | Wood and Lumber Products | New | Process | Natural Gas | Other Process | E1 | Utility - Cost of Operation | 8.3773 | 9.1582 | 9.2211 | 9.2835 | 9.0245 | 8.7496 | 8.4538 | 8.2027 | 7.9462 | 7.7613 | 7.5671 | 7.3764 | 7.1853 | 7.0034 | 6.8204 | 6.6365 | 6.4591 | 6.2916 | 6.1261 | 5.9792 | 5.8401 | 5.7042 | 0 | 0 | 0 | 0 | 0 | 0 | 0 | 0
F5_Industrial_Wood and Lumber Products_New_Process_Natural Gas_Other Process_E2 | F5 | Industrial | Wood and Lumber Products | New | Process | Natural Gas | Other Process | E2 | Utility - Cost of Operation | 0 | 0 | 0 | 0 | 0 | 0 | 0 | 0 | 0 | 0 | 0 | 0 | 0 | 0 | 0 | 0 | 0 | 0 | 0 | 0 | 0 | 0 | 0 | 0 | 0 | 0 | 0 | 0 | 0 | 0
F5_Industrial_Wood and Lumber Products_New_Process_Natural Gas_Other Process_E3 | F5 | Industrial | Wood and Lumber Products | New | Process | Natural Gas | Other Process | E3 | Utility - Cost of Operation | 0 | 0 | 0 | 0 | 0 | 0 | 0 | 0 | 0 | 0 | 0 | 0 | 0 | 0 | 0 | 0 | 0 | 0 | 0 | 0 | 0 | 0 | 0 | 0 | 0 | 0 | 0 | 0 | 0 | 0
F5_Industrial_Wood and Lumber Products_New_Process_Natural Gas_Other Process_E4 | F5 | Industrial | Wood and Lumber Products | New | Process | Natural Gas | Other Process | E4 | Utility - Cost of Operation | 0 | 0 | 0 | 0 | 0 | 0 | 0 | 0 | 0 | 0 | 0 | 0 | 0 | 0 | 0 | 0 | 0 | 0 | 0 | 0 | 0 | 0 | 0 | 0 | 0 | 0 | 0 | 0 | 0 | 0
F5_Industrial_Wood and Lumber Products_New_Process_Natural Gas_Other Process_E5 | F5 | Industrial | Wood and Lumber Products | New | Process | Natural Gas | Other Process | E5 | Utility - Cost of Operation | 0 | 0 | 0 | 0 | 0 | 0 | 0 | 0 | 0 | 0 | 0 | 0 | 0 | 0 | 0 | 0 | 0 | 0 | 0 | 0 | 0 | 0 | 0 | 0 | 0 | 0 | 0 | 0 | 0 | 0
F5_Industrial_Wood and Lumber Products_New_Process_Natural Gas_Other Process_E6 | F5 | Industrial | Wood and Lumber Products | New | Process | Natural Gas | Other Process | E6 | Utility - Cost of Operation | 0 | 0 | 0 | 0 | 0 | 0 | 0 | 0 | 0 | 0 | 0 | 0 | 0 | 0 | 0 | 0 | 0 | 0 | 0 | 0 | 0 | 0 | 0 | 0 | 0 | 0 | 0 | 0 | 0 | 0
F5_Industrial_Wood and Lumber Products_New_Process_Natural Gas_Other Process_E7 | F5 | Industrial | Wood and Lumber Products | New | Process | Natural Gas | Other Process | E7 | Utility - Cost of Operation | 0 | 0 | 0 | 0 | 0 | 0 | 0 | 0 | 0 | 0 | 0 | 0 | 0 | 0 | 0 | 0 | 0 | 0 | 0 | 0 | 0 | 0 | 0 | 0 | 0 | 0 | 0 | 0 | 0 | 0
F5_Industrial_Wood and Lumber Products_New_Process_Natural Gas_Other Process_E8 | F5 | Industrial | Wood and Lumber Products | New | Process | Natural Gas | Other Process | E8 | Utility - Cost of Operation | 0 | 0 | 0 | 0 | 0 | 0 | 0 | 0 | 0 | 0 | 0 | 0 | 0 | 0 | 0 | 0 | 0 | 0 | 0 | 0 | 0 | 0 | 0 | 0 | 0 | 0 | 0 | 0 | 0 | 0
F5_Industrial_Wood and Lumber Products_New_Process_Natural Gas_Other Process_E9 | F5 | Industrial | Wood and Lumber Products | New | Process | Natural Gas | Other Process | E9 | Utility - Cost of Operation | 0 | 0 | 0 | 0 | 0 | 0 | 0 | 0 | 0 | 0 | 0 | 0 | 0 | 0 | 0 | 0 | 0 | 0 | 0 | 0 | 0 | 0 | 0 | 0 | 0 | 0 | 0 | 0 | 0 | 0
F5_Industrial_Wood and Lumber Products_New_Process_Natural Gas_Other Process_E10 | F5 | Industrial | Wood and Lumber Products | New | Process | Natural Gas | Other Process | E10 | Utility - Cost of Operation | 0 | 0 | 0 | 0 | 0 | 0 | 0 | 0 | 0 | 0 | 0 | 0 | 0 | 0 | 0 | 0 | 0 | 0 | 0 | 0 | 0 | 0 | 0 | 0 | 0 | 0 | 0 | 0 | 0 | 0
F6_Industrial_Wood and Lumber Products_New_Process_Natural Gas_Other Process_E1 | F6 | Industrial | Wood and Lumber Products | New | Process | Natural Gas | Other Process | E1 | Utility - Value of Sales | 10.0366 | 10.9722 | 11.0474 | 11.1222 | 10.8119 | 10.4825 | 10.1282 | 9.8274 | 9.5201 | 9.2985 | 9.0658 | 8.8374 | 8.6085 | 8.3906 | 8.1713 | 7.951 | 7.7385 | 7.5378 | 7.3395 | 7.1635 | 6.9968 | 6.834 | 0 | 0 | 0 | 0 | 0 | 0 | 0 | 0
F6_Industrial_Wood and Lumber Products_New_Process_Natural Gas_Other Process_E2 | F6 | Industrial | Wood and Lumber Products | New | Process | Natural Gas | Other Process | E2 | Utility - Value of Sales | 0 | 0 | 0 | 0 | 0 | 0 | 0 | 0 | 0 | 0 | 0 | 0 | 0 | 0 | 0 | 0 | 0 | 0 | 0 | 0 | 0 | 0 | 0 | 0 | 0 | 0 | 0 | 0 | 0 | 0
F6_Industrial_Wood and Lumber Products_New_Process_Natural Gas_Other Process_E3 | F6 | Industrial | Wood and Lumber Products | New | Process | Natural Gas | Other Process | E3 | Utility - Value of Sales | 0 | 0 | 0 | 0 | 0 | 0 | 0 | 0 | 0 | 0 | 0 | 0 | 0 | 0 | 0 | 0 | 0 | 0 | 0 | 0 | 0 | 0 | 0 | 0 | 0 | 0 | 0 | 0 | 0 | 0
F6_Industrial_Wood and Lumber Products_New_Process_Natural Gas_Other Process_E4 | F6 | Industrial | Wood and Lumber Products | New | Process | Natural Gas | Other Process | E4 | Utility - Value of Sales | 0 | 0 | 0 | 0 | 0 | 0 | 0 | 0 | 0 | 0 | 0 | 0 | 0 | 0 | 0 | 0 | 0 | 0 | 0 | 0 | 0 | 0 | 0 | 0 | 0 | 0 | 0 | 0 | 0 | 0
F6_Industrial_Wood and Lumber Products_New_Process_Natural Gas_Other Process_E5 | F6 | Industrial | Wood and Lumber Products | New | Process | Natural Gas | Other Process | E5 | Utility - Value of Sales | 0 | 0 | 0 | 0 | 0 | 0 | 0 | 0 | 0 | 0 | 0 | 0 | 0 | 0 | 0 | 0 | 0 | 0 | 0 | 0 | 0 | 0 | 0 | 0 | 0 | 0 | 0 | 0 | 0 | 0
F6_Industrial_Wood and Lumber Products_New_Process_Natural Gas_Other Process_E6 | F6 | Industrial | Wood and Lumber Products | New | Process | Natural Gas | Other Process | E6 | Utility - Value of Sales | 0 | 0 | 0 | 0 | 0 | 0 | 0 | 0 | 0 | 0 | 0 | 0 | 0 | 0 | 0 | 0 | 0 | 0 | 0 | 0 | 0 | 0 | 0 | 0 | 0 | 0 | 0 | 0 | 0 | 0
F6_Industrial_Wood and Lumber Products_New_Process_Natural Gas_Other Process_E7 | F6 | Industrial | Wood and Lumber Products | New | Process | Natural Gas | Other Process | E7 | Utility - Value of Sales | 0 | 0 | 0 | 0 | 0 | 0 | 0 | 0 | 0 | 0 | 0 | 0 | 0 | 0 | 0 | 0 | 0 | 0 | 0 | 0 | 0 | 0 | 0 | 0 | 0 | 0 | 0 | 0 | 0 | 0
F6_Industrial_Wood and Lumber Products_New_Process_Natural Gas_Other Process_E8 | F6 | Industrial | Wood and Lumber Products | New | Process | Natural Gas | Other Process | E8 | Utility - Value of Sales | 0 | 0 | 0 | 0 | 0 | 0 | 0 | 0 | 0 | 0 | 0 | 0 | 0 | 0 | 0 | 0 | 0 | 0 | 0 | 0 | 0 | 0 | 0 | 0 | 0 | 0 | 0 | 0 | 0 | 0
F6_Industrial_Wood and Lumber Products_New_Process_Natural Gas_Other Process_E9 | F6 | Industrial | Wood and Lumber Products | New | Process | Natural Gas | Other Process | E9 | Utility - Value of Sales | 0 | 0 | 0 | 0 | 0 | 0 | 0 | 0 | 0 | 0 | 0 | 0 | 0 | 0 | 0 | 0 | 0 | 0 | 0 | 0 | 0 | 0 | 0 | 0 | 0 | 0 | 0 | 0 | 0 | 0
F6_Industrial_Wood and Lumber Products_New_Process_Natural Gas_Other Process_E10 | F6 | Industrial | Wood and Lumber Products | New | Process | Natural Gas | Other Process | E10 | Utility - Value of Sales | 0 | 0 | 0 | 0 | 0 | 0 | 0 | 0 | 0 | 0 | 0 | 0 | 0 | 0 | 0 | 0 | 0 | 0 | 0 | 0 | 0 | 0 | 0 | 0 | 0 | 0 | 0 | 0 | 0 | 0
F1_Industrial_Wood and Lumber Products_New_Miscellaneous_Natural Gas_Miscellaneous_E1 | F1 | Industrial | Wood and Lumber Products | New | Miscellaneous | Natural Gas | Miscellaneous | E1 | Participant - Cost of Equipment | 0.22938 | 0.22938 | 0.22938 | 0.22938 | 0.22938 | 0.22938 | 0.22938 | 0.22938 | 0.22938 | 0.22938 | 0.22938 | 0.22938 | 0.22938 | 0.22938 | 0.22938 | 0.22938 | 0.22938 | 0.22938 | 0.22938 | 0.22938 | 0.22938 | 0.22938 | 0 | 0 | 0 | 0 | 0 | 0 | 0 | 0
F1_Industrial_Wood and Lumber Products_New_Miscellaneous_Natural Gas_Miscellaneous_E2 | F1 | Industrial | Wood and Lumber Products | New | Miscellaneous | Natural Gas | Miscellaneous | E2 | Participant - Cost of Equipment | 0 | 0 | 0 | 0 | 0 | 0 | 0 | 0 | 0 | 0 | 0 | 0 | 0 | 0 | 0 | 0 | 0 | 0 | 0 | 0 | 0 | 0 | 0 | 0 | 0 | 0 | 0 | 0 | 0 | 0
F1_Industrial_Wood and Lumber Products_New_Miscellaneous_Natural Gas_Miscellaneous_E3 | F1 | Industrial | Wood and Lumber Products | New | Miscellaneous | Natural Gas | Miscellaneous | E3 | Participant - Cost of Equipment | 0 | 0 | 0 | 0 | 0 | 0 | 0 | 0 | 0 | 0 | 0 | 0 | 0 | 0 | 0 | 0 | 0 | 0 | 0 | 0 | 0 | 0 | 0 | 0 | 0 | 0 | 0 | 0 | 0 | 0
F1_Industrial_Wood and Lumber Products_New_Miscellaneous_Natural Gas_Miscellaneous_E4 | F1 | Industrial | Wood and Lumber Products | New | Miscellaneous | Natural Gas | Miscellaneous | E4 | Participant - Cost of Equipment | 0 | 0 | 0 | 0 | 0 | 0 | 0 | 0 | 0 | 0 | 0 | 0 | 0 | 0 | 0 | 0 | 0 | 0 | 0 | 0 | 0 | 0 | 0 | 0 | 0 | 0 | 0 | 0 | 0 | 0
F1_Industrial_Wood and Lumber Products_New_Miscellaneous_Natural Gas_Miscellaneous_E5 | F1 | Industrial | Wood and Lumber Products | New | Miscellaneous | Natural Gas | Miscellaneous | E5 | Participant - Cost of Equipment | 0 | 0 | 0 | 0 | 0 | 0 | 0 | 0 | 0 | 0 | 0 | 0 | 0 | 0 | 0 | 0 | 0 | 0 | 0 | 0 | 0 | 0 | 0 | 0 | 0 | 0 | 0 | 0 | 0 | 0
F1_Industrial_Wood and Lumber Products_New_Miscellaneous_Natural Gas_Miscellaneous_E6 | F1 | Industrial | Wood and Lumber Products | New | Miscellaneous | Natural Gas | Miscellaneous | E6 | Participant - Cost of Equipment | 0 | 0 | 0 | 0 | 0 | 0 | 0 | 0 | 0 | 0 | 0 | 0 | 0 | 0 | 0 | 0 | 0 | 0 | 0 | 0 | 0 | 0 | 0 | 0 | 0 | 0 | 0 | 0 | 0 | 0
F1_Industrial_Wood and Lumber Products_New_Miscellaneous_Natural Gas_Miscellaneous_E7 | F1 | Industrial | Wood and Lumber Products | New | Miscellaneous | Natural Gas | Miscellaneous | E7 | Participant - Cost of Equipment | 0 | 0 | 0 | 0 | 0 | 0 | 0 | 0 | 0 | 0 | 0 | 0 | 0 | 0 | 0 | 0 | 0 | 0 | 0 | 0 | 0 | 0 | 0 | 0 | 0 | 0 | 0 | 0 | 0 | 0
F1_Industrial_Wood and Lumber Products_New_Miscellaneous_Natural Gas_Miscellaneous_E8 | F1 | Industrial | Wood and Lumber Products | New | Miscellaneous | Natural Gas | Miscellaneous | E8 | Participant - Cost of Equipment | 0 | 0 | 0 | 0 | 0 | 0 | 0 | 0 | 0 | 0 | 0 | 0 | 0 | 0 | 0 | 0 | 0 | 0 | 0 | 0 | 0 | 0 | 0 | 0 | 0 | 0 | 0 | 0 | 0 | 0
F1_Industrial_Wood and Lumber Products_New_Miscellaneous_Natural Gas_Miscellaneous_E9 | F1 | Industrial | Wood and Lumber Products | New | Miscellaneous | Natural Gas | Miscellaneous | E9 | Participant - Cost of Equipment | 0 | 0 | 0 | 0 | 0 | 0 | 0 | 0 | 0 | 0 | 0 | 0 | 0 | 0 | 0 | 0 | 0 | 0 | 0 | 0 | 0 | 0 | 0 | 0 | 0 | 0 | 0 | 0 | 0 | 0
F1_Industrial_Wood and Lumber Products_New_Miscellaneous_Natural Gas_Miscellaneous_E10 | F1 | Industrial | Wood and Lumber Products | New | Miscellaneous | Natural Gas | Miscellaneous | E10 | Participant - Cost of Equipment | 0 | 0 | 0 | 0 | 0 | 0 | 0 | 0 | 0 | 0 | 0 | 0 | 0 | 0 | 0 | 0 | 0 | 0 | 0 | 0 | 0 | 0 | 0 | 0 | 0 | 0 | 0 | 0 | 0 | 0
F2_Industrial_Wood and Lumber Products_New_Miscellaneous_Natural Gas_Miscellaneous_E1 | F2 | Industrial | Wood and Lumber Products | New | Miscellaneous | Natural Gas | Miscellaneous | E1 | Participant - Cost of Operation | 51.0771 | 55.8383 | 56.2214 | 56.6018 | 55.0228 | 53.3465 | 51.5435 | 50.0126 | 48.4484 | 47.3208 | 46.1368 | 44.9743 | 43.8091 | 42.7002 | 41.5843 | 40.4634 | 39.3817 | 38.3602 | 37.3511 | 36.4555 | 35.6072 | 34.7786 | 0 | 0 | 0 | 0 | 0 | 0 | 0 | 0
F2_Industrial_Wood and Lumber Products_New_Miscellaneous_Natural Gas_Miscellaneous_E2 | F2 | Industrial | Wood and Lumber Products | New | Miscellaneous | Natural Gas | Miscellaneous | E2 | Participant - Cost of Operation | 0 | 0 | 0 | 0 | 0 | 0 | 0 | 0 | 0 | 0 | 0 | 0 | 0 | 0 | 0 | 0 | 0 | 0 | 0 | 0 | 0 | 0 | 0 | 0 | 0 | 0 | 0 | 0 | 0 | 0
F2_Industrial_Wood and Lumber Products_New_Miscellaneous_Natural Gas_Miscellaneous_E3 | F2 | Industrial | Wood and Lumber Products | New | Miscellaneous | Natural Gas | Miscellaneous | E3 | Participant - Cost of Operation | 0 | 0 | 0 | 0 | 0 | 0 | 0 | 0 | 0 | 0 | 0 | 0 | 0 | 0 | 0 | 0 | 0 | 0 | 0 | 0 | 0 | 0 | 0 | 0 | 0 | 0 | 0 | 0 | 0 | 0
F2_Industrial_Wood and Lumber Products_New_Miscellaneous_Natural Gas_Miscellaneous_E4 | F2 | Industrial | Wood and Lumber Products | New | Miscellaneous | Natural Gas | Miscellaneous | E4 | Participant - Cost of Operation | 0 | 0 | 0 | 0 | 0 | 0 | 0 | 0 | 0 | 0 | 0 | 0 | 0 | 0 | 0 | 0 | 0 | 0 | 0 | 0 | 0 | 0 | 0 | 0 | 0 | 0 | 0 | 0 | 0 | 0
F2_Industrial_Wood and Lumber Products_New_Miscellaneous_Natural Gas_Miscellaneous_E5 | F2 | Industrial | Wood and Lumber Products | New | Miscellaneous | Natural Gas | Miscellaneous | E5 | Participant - Cost of Operation | 0 | 0 | 0 | 0 | 0 | 0 | 0 | 0 | 0 | 0 | 0 | 0 | 0 | 0 | 0 | 0 | 0 | 0 | 0 | 0 | 0 | 0 | 0 | 0 | 0 | 0 | 0 | 0 | 0 | 0
F2_Industrial_Wood and Lumber Products_New_Miscellaneous_Natural Gas_Miscellaneous_E6 | F2 | Industrial | Wood and Lumber Products | New | Miscellaneous | Natural Gas | Miscellaneous | E6 | Participant - Cost of Operation | 0 | 0 | 0 | 0 | 0 | 0 | 0 | 0 | 0 | 0 | 0 | 0 | 0 | 0 | 0 | 0 | 0 | 0 | 0 | 0 | 0 | 0 | 0 | 0 | 0 | 0 | 0 | 0 | 0 | 0
F2_Industrial_Wood and Lumber Products_New_Miscellaneous_Natural Gas_Miscellaneous_E7 | F2 | Industrial | Wood and Lumber Products | New | Miscellaneous | Natural Gas | Miscellaneous | E7 | Participant - Cost of Operation | 0 | 0 | 0 | 0 | 0 | 0 | 0 | 0 | 0 | 0 | 0 | 0 | 0 | 0 | 0 | 0 | 0 | 0 | 0 | 0 | 0 | 0 | 0 | 0 | 0 | 0 | 0 | 0 | 0 | 0
F2_Industrial_Wood and Lumber Products_New_Miscellaneous_Natural Gas_Miscellaneous_E8 | F2 | Industrial | Wood and Lumber Products | New | Miscellaneous | Natural Gas | Miscellaneous | E8 | Participant - Cost of Operation | 0 | 0 | 0 | 0 | 0 | 0 | 0 | 0 | 0 | 0 | 0 | 0 | 0 | 0 | 0 | 0 | 0 | 0 | 0 | 0 | 0 | 0 | 0 | 0 | 0 | 0 | 0 | 0 | 0 | 0
F2_Industrial_Wood and Lumber Products_New_Miscellaneous_Natural Gas_Miscellaneous_E9 | F2 | Industrial | Wood and Lumber Products | New | Miscellaneous | Natural Gas | Miscellaneous | E9 | Participant - Cost of Operation | 0 | 0 | 0 | 0 | 0 | 0 | 0 | 0 | 0 | 0 | 0 | 0 | 0 | 0 | 0 | 0 | 0 | 0 | 0 | 0 | 0 | 0 | 0 | 0 | 0 | 0 | 0 | 0 | 0 | 0
F2_Industrial_Wood and Lumber Products_New_Miscellaneous_Natural Gas_Miscellaneous_E10 | F2 | Industrial | Wood and Lumber Products | New | Miscellaneous | Natural Gas | Miscellaneous | E10 | Participant - Cost of Operation | 0 | 0 | 0 | 0 | 0 | 0 | 0 | 0 | 0 | 0 | 0 | 0 | 0 | 0 | 0 | 0 | 0 | 0 | 0 | 0 | 0 | 0 | 0 | 0 | 0 | 0 | 0 | 0 | 0 | 0
F3_Industrial_Wood and Lumber Products_New_Miscellaneous_Natural Gas_Miscellaneous_E1 | F3 | Industrial | Wood and Lumber Products | New | Miscellaneous | Natural Gas | Miscellaneous | E1 | System - kBTUs of Conusmption | 7908.0071 | 7908.0071 | 7908.0071 | 7908.0071 | 7908.0071 | 7908.0071 | 7908.0071 | 7908.0071 | 7908.0071 | 7908.0071 | 7908.0071 | 7908.0071 | 7908.0071 | 7908.0071 | 7908.0071 | 7908.0071 | 7908.0071 | 7908.0071 | 7908.0071 | 7908.0071 | 7908.0071 | 7908.0071 | 0 | 0 | 0 | 0 | 0 | 0 | 0 | 0
F3_Industrial_Wood and Lumber Products_New_Miscellaneous_Natural Gas_Miscellaneous_E2 | F3 | Industrial | Wood and Lumber Products | New | Miscellaneous | Natural Gas | Miscellaneous | E2 | System - kBTUs of Conusmption | 0 | 0 | 0 | 0 | 0 | 0 | 0 | 0 | 0 | 0 | 0 | 0 | 0 | 0 | 0 | 0 | 0 | 0 | 0 | 0 | 0 | 0 | 0 | 0 | 0 | 0 | 0 | 0 | 0 | 0
F3_Industrial_Wood and Lumber Products_New_Miscellaneous_Natural Gas_Miscellaneous_E3 | F3 | Industrial | Wood and Lumber Products | New | Miscellaneous | Natural Gas | Miscellaneous | E3 | System - kBTUs of Conusmption | 0 | 0 | 0 | 0 | 0 | 0 | 0 | 0 | 0 | 0 | 0 | 0 | 0 | 0 | 0 | 0 | 0 | 0 | 0 | 0 | 0 | 0 | 0 | 0 | 0 | 0 | 0 | 0 | 0 | 0
F3_Industrial_Wood and Lumber Products_New_Miscellaneous_Natural Gas_Miscellaneous_E4 | F3 | Industrial | Wood and Lumber Products | New | Miscellaneous | Natural Gas | Miscellaneous | E4 | System - kBTUs of Conusmption | 0 | 0 | 0 | 0 | 0 | 0 | 0 | 0 | 0 | 0 | 0 | 0 | 0 | 0 | 0 | 0 | 0 | 0 | 0 | 0 | 0 | 0 | 0 | 0 | 0 | 0 | 0 | 0 | 0 | 0
F3_Industrial_Wood and Lumber Products_New_Miscellaneous_Natural Gas_Miscellaneous_E5 | F3 | Industrial | Wood and Lumber Products | New | Miscellaneous | Natural Gas | Miscellaneous | E5 | System - kBTUs of Conusmption | 0 | 0 | 0 | 0 | 0 | 0 | 0 | 0 | 0 | 0 | 0 | 0 | 0 | 0 | 0 | 0 | 0 | 0 | 0 | 0 | 0 | 0 | 0 | 0 | 0 | 0 | 0 | 0 | 0 | 0
F3_Industrial_Wood and Lumber Products_New_Miscellaneous_Natural Gas_Miscellaneous_E6 | F3 | Industrial | Wood and Lumber Products | New | Miscellaneous | Natural Gas | Miscellaneous | E6 | System - kBTUs of Conusmption | 0 | 0 | 0 | 0 | 0 | 0 | 0 | 0 | 0 | 0 | 0 | 0 | 0 | 0 | 0 | 0 | 0 | 0 | 0 | 0 | 0 | 0 | 0 | 0 | 0 | 0 | 0 | 0 | 0 | 0
F3_Industrial_Wood and Lumber Products_New_Miscellaneous_Natural Gas_Miscellaneous_E7 | F3 | Industrial | Wood and Lumber Products | New | Miscellaneous | Natural Gas | Miscellaneous | E7 | System - kBTUs of Conusmption | 0 | 0 | 0 | 0 | 0 | 0 | 0 | 0 | 0 | 0 | 0 | 0 | 0 | 0 | 0 | 0 | 0 | 0 | 0 | 0 | 0 | 0 | 0 | 0 | 0 | 0 | 0 | 0 | 0 | 0
F3_Industrial_Wood and Lumber Products_New_Miscellaneous_Natural Gas_Miscellaneous_E8 | F3 | Industrial | Wood and Lumber Products | New | Miscellaneous | Natural Gas | Miscellaneous | E8 | System - kBTUs of Conusmption | 0 | 0 | 0 | 0 | 0 | 0 | 0 | 0 | 0 | 0 | 0 | 0 | 0 | 0 | 0 | 0 | 0 | 0 | 0 | 0 | 0 | 0 | 0 | 0 | 0 | 0 | 0 | 0 | 0 | 0
F3_Industrial_Wood and Lumber Products_New_Miscellaneous_Natural Gas_Miscellaneous_E9 | F3 | Industrial | Wood and Lumber Products | New | Miscellaneous | Natural Gas | Miscellaneous | E9 | System - kBTUs of Conusmption | 0 | 0 | 0 | 0 | 0 | 0 | 0 | 0 | 0 | 0 | 0 | 0 | 0 | 0 | 0 | 0 | 0 | 0 | 0 | 0 | 0 | 0 | 0 | 0 | 0 | 0 | 0 | 0 | 0 | 0
F3_Industrial_Wood and Lumber Products_New_Miscellaneous_Natural Gas_Miscellaneous_E10 | F3 | Industrial | Wood and Lumber Products | New | Miscellaneous | Natural Gas | Miscellaneous | E10 | System - kBTUs of Conusmption | 0 | 0 | 0 | 0 | 0 | 0 | 0 | 0 | 0 | 0 | 0 | 0 | 0 | 0 | 0 | 0 | 0 | 0 | 0 | 0 | 0 | 0 | 0 | 0 | 0 | 0 | 0 | 0 | 0 | 0
F4_Industrial_Wood and Lumber Products_New_Miscellaneous_Natural Gas_Miscellaneous_E1 | F4 | Industrial | Wood and Lumber Products | New | Miscellaneous | Natural Gas | Miscellaneous | E1 | Utility - Cost of Equipment | 0.22938 | 0.22938 | 0.22938 | 0.22938 | 0.22938 | 0.22938 | 0.22938 | 0.22938 | 0.22938 | 0.22938 | 0.22938 | 0.22938 | 0.22938 | 0.22938 | 0.22938 | 0.22938 | 0.22938 | 0.22938 | 0.22938 | 0.22938 | 0.22938 | 0.22938 | 0 | 0 | 0 | 0 | 0 | 0 | 0 | 0
F4_Industrial_Wood and Lumber Products_New_Miscellaneous_Natural Gas_Miscellaneous_E2 | F4 | Industrial | Wood and Lumber Products | New | Miscellaneous | Natural Gas | Miscellaneous | E2 | Utility - Cost of Equipment | 0 | 0 | 0 | 0 | 0 | 0 | 0 | 0 | 0 | 0 | 0 | 0 | 0 | 0 | 0 | 0 | 0 | 0 | 0 | 0 | 0 | 0 | 0 | 0 | 0 | 0 | 0 | 0 | 0 | 0
F4_Industrial_Wood and Lumber Products_New_Miscellaneous_Natural Gas_Miscellaneous_E3 | F4 | Industrial | Wood and Lumber Products | New | Miscellaneous | Natural Gas | Miscellaneous | E3 | Utility - Cost of Equipment | 0 | 0 | 0 | 0 | 0 | 0 | 0 | 0 | 0 | 0 | 0 | 0 | 0 | 0 | 0 | 0 | 0 | 0 | 0 | 0 | 0 | 0 | 0 | 0 | 0 | 0 | 0 | 0 | 0 | 0
F4_Industrial_Wood and Lumber Products_New_Miscellaneous_Natural Gas_Miscellaneous_E4 | F4 | Industrial | Wood and Lumber Products | New | Miscellaneous | Natural Gas | Miscellaneous | E4 | Utility - Cost of Equipment | 0 | 0 | 0 | 0 | 0 | 0 | 0 | 0 | 0 | 0 | 0 | 0 | 0 | 0 | 0 | 0 | 0 | 0 | 0 | 0 | 0 | 0 | 0 | 0 | 0 | 0 | 0 | 0 | 0 | 0
F4_Industrial_Wood and Lumber Products_New_Miscellaneous_Natural Gas_Miscellaneous_E5 | F4 | Industrial | Wood and Lumber Products | New | Miscellaneous | Natural Gas | Miscellaneous | E5 | Utility - Cost of Equipment | 0 | 0 | 0 | 0 | 0 | 0 | 0 | 0 | 0 | 0 | 0 | 0 | 0 | 0 | 0 | 0 | 0 | 0 | 0 | 0 | 0 | 0 | 0 | 0 | 0 | 0 | 0 | 0 | 0 | 0
F4_Industrial_Wood and Lumber Products_New_Miscellaneous_Natural Gas_Miscellaneous_E6 | F4 | Industrial | Wood and Lumber Products | New | Miscellaneous | Natural Gas | Miscellaneous | E6 | Utility - Cost of Equipment | 0 | 0 | 0 | 0 | 0 | 0 | 0 | 0 | 0 | 0 | 0 | 0 | 0 | 0 | 0 | 0 | 0 | 0 | 0 | 0 | 0 | 0 | 0 | 0 | 0 | 0 | 0 | 0 | 0 | 0
F4_Industrial_Wood and Lumber Products_New_Miscellaneous_Natural Gas_Miscellaneous_E7 | F4 | Industrial | Wood and Lumber Products | New | Miscellaneous | Natural Gas | Miscellaneous | E7 | Utility - Cost of Equipment | 0 | 0 | 0 | 0 | 0 | 0 | 0 | 0 | 0 | 0 | 0 | 0 | 0 | 0 | 0 | 0 | 0 | 0 | 0 | 0 | 0 | 0 | 0 | 0 | 0 | 0 | 0 | 0 | 0 | 0
F4_Industrial_Wood and Lumber Products_New_Miscellaneous_Natural Gas_Miscellaneous_E8 | F4 | Industrial | Wood and Lumber Products | New | Miscellaneous | Natural Gas | Miscellaneous | E8 | Utility - Cost of Equipment | 0 | 0 | 0 | 0 | 0 | 0 | 0 | 0 | 0 | 0 | 0 | 0 | 0 | 0 | 0 | 0 | 0 | 0 | 0 | 0 | 0 | 0 | 0 | 0 | 0 | 0 | 0 | 0 | 0 | 0
F4_Industrial_Wood and Lumber Products_New_Miscellaneous_Natural Gas_Miscellaneous_E9 | F4 | Industrial | Wood and Lumber Products | New | Miscellaneous | Natural Gas | Miscellaneous | E9 | Utility - Cost of Equipment | 0 | 0 | 0 | 0 | 0 | 0 | 0 | 0 | 0 | 0 | 0 | 0 | 0 | 0 | 0 | 0 | 0 | 0 | 0 | 0 | 0 | 0 | 0 | 0 | 0 | 0 | 0 | 0 | 0 | 0
F4_Industrial_Wood and Lumber Products_New_Miscellaneous_Natural Gas_Miscellaneous_E10 | F4 | Industrial | Wood and Lumber Products | New | Miscellaneous | Natural Gas | Miscellaneous | E10 | Utility - Cost of Equipment | 0 | 0 | 0 | 0 | 0 | 0 | 0 | 0 | 0 | 0 | 0 | 0 | 0 | 0 | 0 | 0 | 0 | 0 | 0 | 0 | 0 | 0 | 0 | 0 | 0 | 0 | 0 | 0 | 0 | 0
F5_Industrial_Wood and Lumber Products_New_Miscellaneous_Natural Gas_Miscellaneous_E1 | F5 | Industrial | Wood and Lumber Products | New | Miscellaneous | Natural Gas | Miscellaneous | E1 | Utility - Cost of Operation | 42.633 | 46.607 | 46.9268 | 47.2443 | 45.9263 | 44.5272 | 43.0223 | 41.7445 | 40.4388 | 39.4977 | 38.5094 | 37.5391 | 36.5666 | 35.641 | 34.7095 | 33.7739 | 32.8711 | 32.0185 | 31.1762 | 30.4286 | 29.7206 | 29.029 | 0 | 0 | 0 | 0 | 0 | 0 | 0 | 0
F5_Industrial_Wood and Lumber Products_New_Miscellaneous_Natural Gas_Miscellaneous_E2 | F5 | Industrial | Wood and Lumber Products | New | Miscellaneous | Natural Gas | Miscellaneous | E2 | Utility - Cost of Operation | 0 | 0 | 0 | 0 | 0 | 0 | 0 | 0 | 0 | 0 | 0 | 0 | 0 | 0 | 0 | 0 | 0 | 0 | 0 | 0 | 0 | 0 | 0 | 0 | 0 | 0 | 0 | 0 | 0 | 0
F5_Industrial_Wood and Lumber Products_New_Miscellaneous_Natural Gas_Miscellaneous_E3 | F5 | Industrial | Wood and Lumber Products | New | Miscellaneous | Natural Gas | Miscellaneous | E3 | Utility - Cost of Operation | 0 | 0 | 0 | 0 | 0 | 0 | 0 | 0 | 0 | 0 | 0 | 0 | 0 | 0 | 0 | 0 | 0 | 0 | 0 | 0 | 0 | 0 | 0 | 0 | 0 | 0 | 0 | 0 | 0 | 0
F5_Industrial_Wood and Lumber Products_New_Miscellaneous_Natural Gas_Miscellaneous_E4 | F5 | Industrial | Wood and Lumber Products | New | Miscellaneous | Natural Gas | Miscellaneous | E4 | Utility - Cost of Operation | 0 | 0 | 0 | 0 | 0 | 0 | 0 | 0 | 0 | 0 | 0 | 0 | 0 | 0 | 0 | 0 | 0 | 0 | 0 | 0 | 0 | 0 | 0 | 0 | 0 | 0 | 0 | 0 | 0 | 0
F5_Industrial_Wood and Lumber Products_New_Miscellaneous_Natural Gas_Miscellaneous_E5 | F5 | Industrial | Wood and Lumber Products | New | Miscellaneous | Natural Gas | Miscellaneous | E5 | Utility - Cost of Operation | 0 | 0 | 0 | 0 | 0 | 0 | 0 | 0 | 0 | 0 | 0 | 0 | 0 | 0 | 0 | 0 | 0 | 0 | 0 | 0 | 0 | 0 | 0 | 0 | 0 | 0 | 0 | 0 | 0 | 0
F5_Industrial_Wood and Lumber Products_New_Miscellaneous_Natural Gas_Miscellaneous_E6 | F5 | Industrial | Wood and Lumber Products | New | Miscellaneous | Natural Gas | Miscellaneous | E6 | Utility - Cost of Operation | 0 | 0 | 0 | 0 | 0 | 0 | 0 | 0 | 0 | 0 | 0 | 0 | 0 | 0 | 0 | 0 | 0 | 0 | 0 | 0 | 0 | 0 | 0 | 0 | 0 | 0 | 0 | 0 | 0 | 0
F5_Industrial_Wood and Lumber Products_New_Miscellaneous_Natural Gas_Miscellaneous_E7 | F5 | Industrial | Wood and Lumber Products | New | Miscellaneous | Natural Gas | Miscellaneous | E7 | Utility - Cost of Operation | 0 | 0 | 0 | 0 | 0 | 0 | 0 | 0 | 0 | 0 | 0 | 0 | 0 | 0 | 0 | 0 | 0 | 0 | 0 | 0 | 0 | 0 | 0 | 0 | 0 | 0 | 0 | 0 | 0 | 0
F5_Industrial_Wood and Lumber Products_New_Miscellaneous_Natural Gas_Miscellaneous_E8 | F5 | Industrial | Wood and Lumber Products | New | Miscellaneous | Natural Gas | Miscellaneous | E8 | Utility - Cost of Operation | 0 | 0 | 0 | 0 | 0 | 0 | 0 | 0 | 0 | 0 | 0 | 0 | 0 | 0 | 0 | 0 | 0 | 0 | 0 | 0 | 0 | 0 | 0 | 0 | 0 | 0 | 0 | 0 | 0 | 0
F5_Industrial_Wood and Lumber Products_New_Miscellaneous_Natural Gas_Miscellaneous_E9 | F5 | Industrial | Wood and Lumber Products | New | Miscellaneous | Natural Gas | Miscellaneous | E9 | Utility - Cost of Operation | 0 | 0 | 0 | 0 | 0 | 0 | 0 | 0 | 0 | 0 | 0 | 0 | 0 | 0 | 0 | 0 | 0 | 0 | 0 | 0 | 0 | 0 | 0 | 0 | 0 | 0 | 0 | 0 | 0 | 0
F5_Industrial_Wood and Lumber Products_New_Miscellaneous_Natural Gas_Miscellaneous_E10 | F5 | Industrial | Wood and Lumber Products | New | Miscellaneous | Natural Gas | Miscellaneous | E10 | Utility - Cost of Operation | 0 | 0 | 0 | 0 | 0 | 0 | 0 | 0 | 0 | 0 | 0 | 0 | 0 | 0 | 0 | 0 | 0 | 0 | 0 | 0 | 0 | 0 | 0 | 0 | 0 | 0 | 0 | 0 | 0 | 0
F6_Industrial_Wood and Lumber Products_New_Miscellaneous_Natural Gas_Miscellaneous_E1 | F6 | Industrial | Wood and Lumber Products | New | Miscellaneous | Natural Gas | Miscellaneous | E1 | Utility - Value of Sales | 51.0771 | 55.8383 | 56.2214 | 56.6018 | 55.0228 | 53.3465 | 51.5435 | 50.0126 | 48.4484 | 47.3208 | 46.1368 | 44.9743 | 43.8091 | 42.7002 | 41.5843 | 40.4634 | 39.3817 | 38.3602 | 37.3511 | 36.4555 | 35.6072 | 34.7786 | 0 | 0 | 0 | 0 | 0 | 0 | 0 | 0
F6_Industrial_Wood and Lumber Products_New_Miscellaneous_Natural Gas_Miscellaneous_E2 | F6 | Industrial | Wood and Lumber Products | New | Miscellaneous | Natural Gas | Miscellaneous | E2 | Utility - Value of Sales | 0 | 0 | 0 | 0 | 0 | 0 | 0 | 0 | 0 | 0 | 0 | 0 | 0 | 0 | 0 | 0 | 0 | 0 | 0 | 0 | 0 | 0 | 0 | 0 | 0 | 0 | 0 | 0 | 0 | 0
F6_Industrial_Wood and Lumber Products_New_Miscellaneous_Natural Gas_Miscellaneous_E3 | F6 | Industrial | Wood and Lumber Products | New | Miscellaneous | Natural Gas | Miscellaneous | E3 | Utility - Value of Sales | 0 | 0 | 0 | 0 | 0 | 0 | 0 | 0 | 0 | 0 | 0 | 0 | 0 | 0 | 0 | 0 | 0 | 0 | 0 | 0 | 0 | 0 | 0 | 0 | 0 | 0 | 0 | 0 | 0 | 0
F6_Industrial_Wood and Lumber Products_New_Miscellaneous_Natural Gas_Miscellaneous_E4 | F6 | Industrial | Wood and Lumber Products | New | Miscellaneous | Natural Gas | Miscellaneous | E4 | Utility - Value of Sales | 0 | 0 | 0 | 0 | 0 | 0 | 0 | 0 | 0 | 0 | 0 | 0 | 0 | 0 | 0 | 0 | 0 | 0 | 0 | 0 | 0 | 0 | 0 | 0 | 0 | 0 | 0 | 0 | 0 | 0
F6_Industrial_Wood and Lumber Products_New_Miscellaneous_Natural Gas_Miscellaneous_E5 | F6 | Industrial | Wood and Lumber Products | New | Miscellaneous | Natural Gas | Miscellaneous | E5 | Utility - Value of Sales | 0 | 0 | 0 | 0 | 0 | 0 | 0 | 0 | 0 | 0 | 0 | 0 | 0 | 0 | 0 | 0 | 0 | 0 | 0 | 0 | 0 | 0 | 0 | 0 | 0 | 0 | 0 | 0 | 0 | 0
F6_Industrial_Wood and Lumber Products_New_Miscellaneous_Natural Gas_Miscellaneous_E6 | F6 | Industrial | Wood and Lumber Products | New | Miscellaneous | Natural Gas | Miscellaneous | E6 | Utility - Value of Sales | 0 | 0 | 0 | 0 | 0 | 0 | 0 | 0 | 0 | 0 | 0 | 0 | 0 | 0 | 0 | 0 | 0 | 0 | 0 | 0 | 0 | 0 | 0 | 0 | 0 | 0 | 0 | 0 | 0 | 0
F6_Industrial_Wood and Lumber Products_New_Miscellaneous_Natural Gas_Miscellaneous_E7 | F6 | Industrial | Wood and Lumber Products | New | Miscellaneous | Natural Gas | Miscellaneous | E7 | Utility - Value of Sales | 0 | 0 | 0 | 0 | 0 | 0 | 0 | 0 | 0 | 0 | 0 | 0 | 0 | 0 | 0 | 0 | 0 | 0 | 0 | 0 | 0 | 0 | 0 | 0 | 0 | 0 | 0 | 0 | 0 | 0
F6_Industrial_Wood and Lumber Products_New_Miscellaneous_Natural Gas_Miscellaneous_E8 | F6 | Industrial | Wood and Lumber Products | New | Miscellaneous | Natural Gas | Miscellaneous | E8 | Utility - Value of Sales | 0 | 0 | 0 | 0 | 0 | 0 | 0 | 0 | 0 | 0 | 0 | 0 | 0 | 0 | 0 | 0 | 0 | 0 | 0 | 0 | 0 | 0 | 0 | 0 | 0 | 0 | 0 | 0 | 0 | 0
F6_Industrial_Wood and Lumber Products_New_Miscellaneous_Natural Gas_Miscellaneous_E9 | F6 | Industrial | Wood and Lumber Products | New | Miscellaneous | Natural Gas | Miscellaneous | E9 | Utility - Value of Sales | 0 | 0 | 0 | 0 | 0 | 0 | 0 | 0 | 0 | 0 | 0 | 0 | 0 | 0 | 0 | 0 | 0 | 0 | 0 | 0 | 0 | 0 | 0 | 0 | 0 | 0 | 0 | 0 | 0 | 0
F6_Industrial_Wood and Lumber Products_New_Miscellaneous_Natural Gas_Miscellaneous_E10 | F6 | Industrial | Wood and Lumber Products | New | Miscellaneous | Natural Gas | Miscellaneous | E10 | Utility - Value of Sales | 0 | 0 | 0 | 0 | 0 | 0 | 0 | 0 | 0 | 0 | 0 | 0 | 0 | 0 | 0 | 0 | 0 | 0 | 0 | 0 | 0 | 0 | 0 | 0 | 0 | 0 | 0 | 0 | 0 | 0
F1_Industrial_Other Industrial_Existing_Space Heating_Natural Gas_Furnace_E1 | F1 | Industrial | Other Industrial | Existing | Space Heating | Natural Gas | Furnace | E1 | Participant - Cost of Equipment | 1.681 | 1.681 | 1.681 | 1.681 | 1.681 | 1.681 | 1.681 | 1.681 | 1.681 | 1.681 | 1.681 | 1.681 | 1.681 | 1.681 | 1.681 | 1.681 | 1.681 | 1.681 | 1.681 | 1.681 | 1.681 | 1.681 | 0 | 0 | 0 | 0 | 0 | 0 | 0 | 0
F1_Industrial_Other Industrial_Existing_Space Heating_Natural Gas_Furnace_E2 | F1 | Industrial | Other Industrial | Existing | Space Heating | Natural Gas | Furnace | E2 | Participant - Cost of Equipment | 2.0173 | 2.0173 | 2.0173 | 2.0173 | 2.0173 | 2.0173 | 2.0173 | 2.0173 | 2.0173 | 2.0173 | 2.0173 | 2.0173 | 2.0173 | 2.0173 | 2.0173 | 2.0173 | 2.0173 | 2.0173 | 2.0173 | 2.0173 | 2.0173 | 2.0173 | 0 | 0 | 0 | 0 | 0 | 0 | 0 | 0
F1_Industrial_Other Industrial_Existing_Space Heating_Natural Gas_Furnace_E3 | F1 | Industrial | Other Industrial | Existing | Space Heating | Natural Gas | Furnace | E3 | Participant - Cost of Equipment | 2.3535 | 2.3535 | 2.3535 | 2.3535 | 2.3535 | 2.3535 | 2.3535 | 2.3535 | 2.3535 | 2.3535 | 2.3535 | 2.3535 | 2.3535 | 2.3535 | 2.3535 | 2.3535 | 2.3535 | 2.3535 | 2.3535 | 2.3535 | 2.3535 | 2.3535 | 0 | 0 | 0 | 0 | 0 | 0 | 0 | 0
F1_Industrial_Other Industrial_Existing_Space Heating_Natural Gas_Furnace_E4 | F1 | Industrial | Other Industrial | Existing | Space Heating | Natural Gas | Furnace | E4 | Participant - Cost of Equipment | 0 | 0 | 0 | 0 | 0 | 0 | 0 | 0 | 0 | 0 | 0 | 0 | 0 | 0 | 0 | 0 | 0 | 0 | 0 | 0 | 0 | 0 | 0 | 0 | 0 | 0 | 0 | 0 | 0 | 0
F1_Industrial_Other Industrial_Existing_Space Heating_Natural Gas_Furnace_E5 | F1 | Industrial | Other Industrial | Existing | Space Heating | Natural Gas | Furnace | E5 | Participant - Cost of Equipment | 0 | 0 | 0 | 0 | 0 | 0 | 0 | 0 | 0 | 0 | 0 | 0 | 0 | 0 | 0 | 0 | 0 | 0 | 0 | 0 | 0 | 0 | 0 | 0 | 0 | 0 | 0 | 0 | 0 | 0
F1_Industrial_Other Industrial_Existing_Space Heating_Natural Gas_Furnace_E6 | F1 | Industrial | Other Industrial | Existing | Space Heating | Natural Gas | Furnace | E6 | Participant - Cost of Equipment | 0 | 0 | 0 | 0 | 0 | 0 | 0 | 0 | 0 | 0 | 0 | 0 | 0 | 0 | 0 | 0 | 0 | 0 | 0 | 0 | 0 | 0 | 0 | 0 | 0 | 0 | 0 | 0 | 0 | 0
F1_Industrial_Other Industrial_Existing_Space Heating_Natural Gas_Furnace_E7 | F1 | Industrial | Other Industrial | Existing | Space Heating | Natural Gas | Furnace | E7 | Participant - Cost of Equipment | 0 | 0 | 0 | 0 | 0 | 0 | 0 | 0 | 0 | 0 | 0 | 0 | 0 | 0 | 0 | 0 | 0 | 0 | 0 | 0 | 0 | 0 | 0 | 0 | 0 | 0 | 0 | 0 | 0 | 0
F1_Industrial_Other Industrial_Existing_Space Heating_Natural Gas_Furnace_E8 | F1 | Industrial | Other Industrial | Existing | Space Heating | Natural Gas | Furnace | E8 | Participant - Cost of Equipment | 0 | 0 | 0 | 0 | 0 | 0 | 0 | 0 | 0 | 0 | 0 | 0 | 0 | 0 | 0 | 0 | 0 | 0 | 0 | 0 | 0 | 0 | 0 | 0 | 0 | 0 | 0 | 0 | 0 | 0
F1_Industrial_Other Industrial_Existing_Space Heating_Natural Gas_Furnace_E9 | F1 | Industrial | Other Industrial | Existing | Space Heating | Natural Gas | Furnace | E9 | Participant - Cost of Equipment | 0 | 0 | 0 | 0 | 0 | 0 | 0 | 0 | 0 | 0 | 0 | 0 | 0 | 0 | 0 | 0 | 0 | 0 | 0 | 0 | 0 | 0 | 0 | 0 | 0 | 0 | 0 | 0 | 0 | 0
F1_Industrial_Other Industrial_Existing_Space Heating_Natural Gas_Furnace_E10 | F1 | Industrial | Other Industrial | Existing | Space Heating | Natural Gas | Furnace | E10 | Participant - Cost of Equipment | 0 | 0 | 0 | 0 | 0 | 0 | 0 | 0 | 0 | 0 | 0 | 0 | 0 | 0 | 0 | 0 | 0 | 0 | 0 | 0 | 0 | 0 | 0 | 0 | 0 | 0 | 0 | 0 | 0 | 0
F2_Industrial_Other Industrial_Existing_Space Heating_Natural Gas_Furnace_E1 | F2 | Industrial | Other Industrial | Existing | Space Heating | Natural Gas | Furnace | E1 | Participant - Cost of Operation | 27.9911 | 28.3012 | 27.8534 | 27.4243 | 26.6875 | 25.9583 | 25.2251 | 24.5559 | 23.8904 | 23.3095 | 22.7301 | 22.1668 | 21.6149 | 21.0842 | 20.5642 | 20.0546 | 19.5613 | 19.0885 | 18.6264 | 18.192 | 17.7745 | 17.3698 | 0 | 0 | 0 | 0 | 0 | 0 | 0 | 0
F2_Industrial_Other Industrial_Existing_Space Heating_Natural Gas_Furnace_E2 | F2 | Industrial | Other Industrial | Existing | Space Heating | Natural Gas | Furnace | E2 | Participant - Cost of Operation | 24.8819 | 25.1576 | 24.7595 | 24.3781 | 23.7231 | 23.0749 | 22.4232 | 21.8283 | 21.2367 | 20.7203 | 20.2053 | 19.7046 | 19.214 | 18.7422 | 18.28 | 17.8269 | 17.3884 | 16.9681 | 16.5574 | 16.1712 | 15.8001 | 15.4404 | 0 | 0 | 0 | 0 | 0 | 0 | 0 | 0
F2_Industrial_Other Industrial_Existing_Space Heating_Natural Gas_Furnace_E3 | F2 | Industrial | Other Industrial | Existing | Space Heating | Natural Gas | Furnace | E3 | Participant - Cost of Operation | 23.3245 | 23.583 | 23.2098 | 22.8523 | 22.2383 | 21.6307 | 21.0197 | 20.4621 | 19.9075 | 19.4234 | 18.9406 | 18.4713 | 18.0114 | 17.5692 | 17.1359 | 16.7111 | 16.3001 | 15.9061 | 15.5211 | 15.1591 | 14.8112 | 14.4739 | 0 | 0 | 0 | 0 | 0 | 0 | 0 | 0
F2_Industrial_Other Industrial_Existing_Space Heating_Natural Gas_Furnace_E4 | F2 | Industrial | Other Industrial | Existing | Space Heating | Natural Gas | Furnace | E4 | Participant - Cost of Operation | 0 | 0 | 0 | 0 | 0 | 0 | 0 | 0 | 0 | 0 | 0 | 0 | 0 | 0 | 0 | 0 | 0 | 0 | 0 | 0 | 0 | 0 | 0 | 0 | 0 | 0 | 0 | 0 | 0 | 0
F2_Industrial_Other Industrial_Existing_Space Heating_Natural Gas_Furnace_E5 | F2 | Industrial | Other Industrial | Existing | Space Heating | Natural Gas | Furnace | E5 | Participant - Cost of Operation | 0 | 0 | 0 | 0 | 0 | 0 | 0 | 0 | 0 | 0 | 0 | 0 | 0 | 0 | 0 | 0 | 0 | 0 | 0 | 0 | 0 | 0 | 0 | 0 | 0 | 0 | 0 | 0 | 0 | 0
F2_Industrial_Other Industrial_Existing_Space Heating_Natural Gas_Furnace_E6 | F2 | Industrial | Other Industrial | Existing | Space Heating | Natural Gas | Furnace | E6 | Participant - Cost of Operation | 0 | 0 | 0 | 0 | 0 | 0 | 0 | 0 | 0 | 0 | 0 | 0 | 0 | 0 | 0 | 0 | 0 | 0 | 0 | 0 | 0 | 0 | 0 | 0 | 0 | 0 | 0 | 0 | 0 | 0
F2_Industrial_Other Industrial_Existing_Space Heating_Natural Gas_Furnace_E7 | F2 | Industrial | Other Industrial | Existing | Space Heating | Natural Gas | Furnace | E7 | Participant - Cost of Operation | 0 | 0 | 0 | 0 | 0 | 0 | 0 | 0 | 0 | 0 | 0 | 0 | 0 | 0 | 0 | 0 | 0 | 0 | 0 | 0 | 0 | 0 | 0 | 0 | 0 | 0 | 0 | 0 | 0 | 0
F2_Industrial_Other Industrial_Existing_Space Heating_Natural Gas_Furnace_E8 | F2 | Industrial | Other Industrial | Existing | Space Heating | Natural Gas | Furnace | E8 | Participant - Cost of Operation | 0 | 0 | 0 | 0 | 0 | 0 | 0 | 0 | 0 | 0 | 0 | 0 | 0 | 0 | 0 | 0 | 0 | 0 | 0 | 0 | 0 | 0 | 0 | 0 | 0 | 0 | 0 | 0 | 0 | 0
F2_Industrial_Other Industrial_Existing_Space Heating_Natural Gas_Furnace_E9 | F2 | Industrial | Other Industrial | Existing | Space Heating | Natural Gas | Furnace | E9 | Participant - Cost of Operation | 0 | 0 | 0 | 0 | 0 | 0 | 0 | 0 | 0 | 0 | 0 | 0 | 0 | 0 | 0 | 0 | 0 | 0 | 0 | 0 | 0 | 0 | 0 | 0 | 0 | 0 | 0 | 0 | 0 | 0
F2_Industrial_Other Industrial_Existing_Space Heating_Natural Gas_Furnace_E10 | F2 | Industrial | Other Industrial | Existing | Space Heating | Natural Gas | Furnace | E10 | Participant - Cost of Operation | 0 | 0 | 0 | 0 | 0 | 0 | 0 | 0 | 0 | 0 | 0 | 0 | 0 | 0 | 0 | 0 | 0 | 0 | 0 | 0 | 0 | 0 | 0 | 0 | 0 | 0 | 0 | 0 | 0 | 0
F3_Industrial_Other Industrial_Existing_Space Heating_Natural Gas_Furnace_E1 | F3 | Industrial | Other Industrial | Existing | Space Heating | Natural Gas | Furnace | E1 | System - kBTUs of Conusmption | 4613.935 | 4613.935 | 4613.935 | 4613.935 | 4613.935 | 4613.935 | 4613.935 | 4613.935 | 4613.935 | 4613.935 | 4613.935 | 4613.935 | 4613.935 | 4613.935 | 4613.935 | 4613.935 | 4613.935 | 4613.935 | 4613.935 | 4613.935 | 4613.935 | 4613.935 | 0 | 0 | 0 | 0 | 0 | 0 | 0 | 0
F3_Industrial_Other Industrial_Existing_Space Heating_Natural Gas_Furnace_E2 | F3 | Industrial | Other Industrial | Existing | Space Heating | Natural Gas | Furnace | E2 | System - kBTUs of Conusmption | 4101.4264 | 4101.4264 | 4101.4264 | 4101.4264 | 4101.4264 | 4101.4264 | 4101.4264 | 4101.4264 | 4101.4264 | 4101.4264 | 4101.4264 | 4101.4264 | 4101.4264 | 4101.4264 | 4101.4264 | 4101.4264 | 4101.4264 | 4101.4264 | 4101.4264 | 4101.4264 | 4101.4264 | 4101.4264 | 0 | 0 | 0 | 0 | 0 | 0 | 0 | 0
F3_Industrial_Other Industrial_Existing_Space Heating_Natural Gas_Furnace_E3 | F3 | Industrial | Other Industrial | Existing | Space Heating | Natural Gas | Furnace | E3 | System - kBTUs of Conusmption | 3844.7194 | 3844.7194 | 3844.7194 | 3844.7194 | 3844.7194 | 3844.7194 | 3844.7194 | 3844.7194 | 3844.7194 | 3844.7194 | 3844.7194 | 3844.7194 | 3844.7194 | 3844.7194 | 3844.7194 | 3844.7194 | 3844.7194 | 3844.7194 | 3844.7194 | 3844.7194 | 3844.7194 | 3844.7194 | 0 | 0 | 0 | 0 | 0 | 0 | 0 | 0
F3_Industrial_Other Industrial_Existing_Space Heating_Natural Gas_Furnace_E4 | F3 | Industrial | Other Industrial | Existing | Space Heating | Natural Gas | Furnace | E4 | System - kBTUs of Conusmption | 0 | 0 | 0 | 0 | 0 | 0 | 0 | 0 | 0 | 0 | 0 | 0 | 0 | 0 | 0 | 0 | 0 | 0 | 0 | 0 | 0 | 0 | 0 | 0 | 0 | 0 | 0 | 0 | 0 | 0
F3_Industrial_Other Industrial_Existing_Space Heating_Natural Gas_Furnace_E5 | F3 | Industrial | Other Industrial | Existing | Space Heating | Natural Gas | Furnace | E5 | System - kBTUs of Conusmption | 0 | 0 | 0 | 0 | 0 | 0 | 0 | 0 | 0 | 0 | 0 | 0 | 0 | 0 | 0 | 0 | 0 | 0 | 0 | 0 | 0 | 0 | 0 | 0 | 0 | 0 | 0 | 0 | 0 | 0
F3_Industrial_Other Industrial_Existing_Space Heating_Natural Gas_Furnace_E6 | F3 | Industrial | Other Industrial | Existing | Space Heating | Natural Gas | Furnace | E6 | System - kBTUs of Conusmption | 0 | 0 | 0 | 0 | 0 | 0 | 0 | 0 | 0 | 0 | 0 | 0 | 0 | 0 | 0 | 0 | 0 | 0 | 0 | 0 | 0 | 0 | 0 | 0 | 0 | 0 | 0 | 0 | 0 | 0
F3_Industrial_Other Industrial_Existing_Space Heating_Natural Gas_Furnace_E7 | F3 | Industrial | Other Industrial | Existing | Space Heating | Natural Gas | Furnace | E7 | System - kBTUs of Conusmption | 0 | 0 | 0 | 0 | 0 | 0 | 0 | 0 | 0 | 0 | 0 | 0 | 0 | 0 | 0 | 0 | 0 | 0 | 0 | 0 | 0 | 0 | 0 | 0 | 0 | 0 | 0 | 0 | 0 | 0
F3_Industrial_Other Industrial_Existing_Space Heating_Natural Gas_Furnace_E8 | F3 | Industrial | Other Industrial | Existing | Space Heating | Natural Gas | Furnace | E8 | System - kBTUs of Conusmption | 0 | 0 | 0 | 0 | 0 | 0 | 0 | 0 | 0 | 0 | 0 | 0 | 0 | 0 | 0 | 0 | 0 | 0 | 0 | 0 | 0 | 0 | 0 | 0 | 0 | 0 | 0 | 0 | 0 | 0
F3_Industrial_Other Industrial_Existing_Space Heating_Natural Gas_Furnace_E9 | F3 | Industrial | Other Industrial | Existing | Space Heating | Natural Gas | Furnace | E9 | System - kBTUs of Conusmption | 0 | 0 | 0 | 0 | 0 | 0 | 0 | 0 | 0 | 0 | 0 | 0 | 0 | 0 | 0 | 0 | 0 | 0 | 0 | 0 | 0 | 0 | 0 | 0 | 0 | 0 | 0 | 0 | 0 | 0
F3_Industrial_Other Industrial_Existing_Space Heating_Natural Gas_Furnace_E10 | F3 | Industrial | Other Industrial | Existing | Space Heating | Natural Gas | Furnace | E10 | System - kBTUs of Conusmption | 0 | 0 | 0 | 0 | 0 | 0 | 0 | 0 | 0 | 0 | 0 | 0 | 0 | 0 | 0 | 0 | 0 | 0 | 0 | 0 | 0 | 0 | 0 | 0 | 0 | 0 | 0 | 0 | 0 | 0
F4_Industrial_Other Industrial_Existing_Space Heating_Natural Gas_Furnace_E1 | F4 | Industrial | Other Industrial | Existing | Space Heating | Natural Gas | Furnace | E1 | Utility - Cost of Equipment | 1.681 | 1.681 | 1.681 | 1.681 | 1.681 | 1.681 | 1.681 | 1.681 | 1.681 | 1.681 | 1.681 | 1.681 | 1.681 | 1.681 | 1.681 | 1.681 | 1.681 | 1.681 | 1.681 | 1.681 | 1.681 | 1.681 | 0 | 0 | 0 | 0 | 0 | 0 | 0 | 0
F4_Industrial_Other Industrial_Existing_Space Heating_Natural Gas_Furnace_E2 | F4 | Industrial | Other Industrial | Existing | Space Heating | Natural Gas | Furnace | E2 | Utility - Cost of Equipment | 2.0173 | 2.0173 | 2.0173 | 2.0173 | 2.0173 | 2.0173 | 2.0173 | 2.0173 | 2.0173 | 2.0173 | 2.0173 | 2.0173 | 2.0173 | 2.0173 | 2.0173 | 2.0173 | 2.0173 | 2.0173 | 2.0173 | 2.0173 | 2.0173 | 2.0173 | 0 | 0 | 0 | 0 | 0 | 0 | 0 | 0
F4_Industrial_Other Industrial_Existing_Space Heating_Natural Gas_Furnace_E3 | F4 | Industrial | Other Industrial | Existing | Space Heating | Natural Gas | Furnace | E3 | Utility - Cost of Equipment | 2.3535 | 2.3535 | 2.3535 | 2.3535 | 2.3535 | 2.3535 | 2.3535 | 2.3535 | 2.3535 | 2.3535 | 2.3535 | 2.3535 | 2.3535 | 2.3535 | 2.3535 | 2.3535 | 2.3535 | 2.3535 | 2.3535 | 2.3535 | 2.3535 | 2.3535 | 0 | 0 | 0 | 0 | 0 | 0 | 0 | 0
F4_Industrial_Other Industrial_Existing_Space Heating_Natural Gas_Furnace_E4 | F4 | Industrial | Other Industrial | Existing | Space Heating | Natural Gas | Furnace | E4 | Utility - Cost of Equipment | 0 | 0 | 0 | 0 | 0 | 0 | 0 | 0 | 0 | 0 | 0 | 0 | 0 | 0 | 0 | 0 | 0 | 0 | 0 | 0 | 0 | 0 | 0 | 0 | 0 | 0 | 0 | 0 | 0 | 0
F4_Industrial_Other Industrial_Existing_Space Heating_Natural Gas_Furnace_E5 | F4 | Industrial | Other Industrial | Existing | Space Heating | Natural Gas | Furnace | E5 | Utility - Cost of Equipment | 0 | 0 | 0 | 0 | 0 | 0 | 0 | 0 | 0 | 0 | 0 | 0 | 0 | 0 | 0 | 0 | 0 | 0 | 0 | 0 | 0 | 0 | 0 | 0 | 0 | 0 | 0 | 0 | 0 | 0
F4_Industrial_Other Industrial_Existing_Space Heating_Natural Gas_Furnace_E6 | F4 | Industrial | Other Industrial | Existing | Space Heating | Natural Gas | Furnace | E6 | Utility - Cost of Equipment | 0 | 0 | 0 | 0 | 0 | 0 | 0 | 0 | 0 | 0 | 0 | 0 | 0 | 0 | 0 | 0 | 0 | 0 | 0 | 0 | 0 | 0 | 0 | 0 | 0 | 0 | 0 | 0 | 0 | 0
F4_Industrial_Other Industrial_Existing_Space Heating_Natural Gas_Furnace_E7 | F4 | Industrial | Other Industrial | Existing | Space Heating | Natural Gas | Furnace | E7 | Utility - Cost of Equipment | 0 | 0 | 0 | 0 | 0 | 0 | 0 | 0 | 0 | 0 | 0 | 0 | 0 | 0 | 0 | 0 | 0 | 0 | 0 | 0 | 0 | 0 | 0 | 0 | 0 | 0 | 0 | 0 | 0 | 0
F4_Industrial_Other Industrial_Existing_Space Heating_Natural Gas_Furnace_E8 | F4 | Industrial | Other Industrial | Existing | Space Heating | Natural Gas | Furnace | E8 | Utility - Cost of Equipment | 0 | 0 | 0 | 0 | 0 | 0 | 0 | 0 | 0 | 0 | 0 | 0 | 0 | 0 | 0 | 0 | 0 | 0 | 0 | 0 | 0 | 0 | 0 | 0 | 0 | 0 | 0 | 0 | 0 | 0
F4_Industrial_Other Industrial_Existing_Space Heating_Natural Gas_Furnace_E9 | F4 | Industrial | Other Industrial | Existing | Space Heating | Natural Gas | Furnace | E9 | Utility - Cost of Equipment | 0 | 0 | 0 | 0 | 0 | 0 | 0 | 0 | 0 | 0 | 0 | 0 | 0 | 0 | 0 | 0 | 0 | 0 | 0 | 0 | 0 | 0 | 0 | 0 | 0 | 0 | 0 | 0 | 0 | 0
F4_Industrial_Other Industrial_Existing_Space Heating_Natural Gas_Furnace_E10 | F4 | Industrial | Other Industrial | Existing | Space Heating | Natural Gas | Furnace | E10 | Utility - Cost of Equipment | 0 | 0 | 0 | 0 | 0 | 0 | 0 | 0 | 0 | 0 | 0 | 0 | 0 | 0 | 0 | 0 | 0 | 0 | 0 | 0 | 0 | 0 | 0 | 0 | 0 | 0 | 0 | 0 | 0 | 0
F5_Industrial_Other Industrial_Existing_Space Heating_Natural Gas_Furnace_E1 | F5 | Industrial | Other Industrial | Existing | Space Heating | Natural Gas | Furnace | E1 | Utility - Cost of Operation | 23.3636 | 23.6224 | 23.2487 | 22.8905 | 22.2755 | 21.6669 | 21.0549 | 20.4963 | 19.9408 | 19.456 | 18.9723 | 18.5022 | 18.0415 | 17.5986 | 17.1645 | 16.7391 | 16.3274 | 15.9327 | 15.5471 | 15.1845 | 14.836 | 14.4982 | 0 | 0 | 0 | 0 | 0 | 0 | 0 | 0
F5_Industrial_Other Industrial_Existing_Space Heating_Natural Gas_Furnace_E2 | F5 | Industrial | Other Industrial | Existing | Space Heating | Natural Gas | Furnace | E2 | Utility - Cost of Operation | 20.7684 | 20.9985 | 20.6662 | 20.3479 | 19.8012 | 19.2602 | 18.7161 | 18.2196 | 17.7258 | 17.2948 | 16.8649 | 16.447 | 16.0375 | 15.6437 | 15.2579 | 14.8798 | 14.5138 | 14.163 | 13.8201 | 13.4978 | 13.188 | 12.8877 | 0 | 0 | 0 | 0 | 0 | 0 | 0 | 0
F5_Industrial_Other Industrial_Existing_Space Heating_Natural Gas_Furnace_E3 | F5 | Industrial | Other Industrial | Existing | Space Heating | Natural Gas | Furnace | E3 | Utility - Cost of Operation | 19.4685 | 19.6842 | 19.3727 | 19.0743 | 18.5618 | 18.0547 | 17.5447 | 17.0793 | 16.6163 | 16.2123 | 15.8093 | 15.4176 | 15.0337 | 14.6646 | 14.3029 | 13.9484 | 13.6054 | 13.2765 | 12.9552 | 12.653 | 12.3626 | 12.0811 | 0 | 0 | 0 | 0 | 0 | 0 | 0 | 0
F5_Industrial_Other Industrial_Existing_Space Heating_Natural Gas_Furnace_E4 | F5 | Industrial | Other Industrial | Existing | Space Heating | Natural Gas | Furnace | E4 | Utility - Cost of Operation | 0 | 0 | 0 | 0 | 0 | 0 | 0 | 0 | 0 | 0 | 0 | 0 | 0 | 0 | 0 | 0 | 0 | 0 | 0 | 0 | 0 | 0 | 0 | 0 | 0 | 0 | 0 | 0 | 0 | 0
F5_Industrial_Other Industrial_Existing_Space Heating_Natural Gas_Furnace_E5 | F5 | Industrial | Other Industrial | Existing | Space Heating | Natural Gas | Furnace | E5 | Utility - Cost of Operation | 0 | 0 | 0 | 0 | 0 | 0 | 0 | 0 | 0 | 0 | 0 | 0 | 0 | 0 | 0 | 0 | 0 | 0 | 0 | 0 | 0 | 0 | 0 | 0 | 0 | 0 | 0 | 0 | 0 | 0
F5_Industrial_Other Industrial_Existing_Space Heating_Natural Gas_Furnace_E6 | F5 | Industrial | Other Industrial | Existing | Space Heating | Natural Gas | Furnace | E6 | Utility - Cost of Operation | 0 | 0 | 0 | 0 | 0 | 0 | 0 | 0 | 0 | 0 | 0 | 0 | 0 | 0 | 0 | 0 | 0 | 0 | 0 | 0 | 0 | 0 | 0 | 0 | 0 | 0 | 0 | 0 | 0 | 0
F5_Industrial_Other Industrial_Existing_Space Heating_Natural Gas_Furnace_E7 | F5 | Industrial | Other Industrial | Existing | Space Heating | Natural Gas | Furnace | E7 | Utility - Cost of Operation | 0 | 0 | 0 | 0 | 0 | 0 | 0 | 0 | 0 | 0 | 0 | 0 | 0 | 0 | 0 | 0 | 0 | 0 | 0 | 0 | 0 | 0 | 0 | 0 | 0 | 0 | 0 | 0 | 0 | 0
F5_Industrial_Other Industrial_Existing_Space Heating_Natural Gas_Furnace_E8 | F5 | Industrial | Other Industrial | Existing | Space Heating | Natural Gas | Furnace | E8 | Utility - Cost of Operation | 0 | 0 | 0 | 0 | 0 | 0 | 0 | 0 | 0 | 0 | 0 | 0 | 0 | 0 | 0 | 0 | 0 | 0 | 0 | 0 | 0 | 0 | 0 | 0 | 0 | 0 | 0 | 0 | 0 | 0
F5_Industrial_Other Industrial_Existing_Space Heating_Natural Gas_Furnace_E9 | F5 | Industrial | Other Industrial | Existing | Space Heating | Natural Gas | Furnace | E9 | Utility - Cost of Operation | 0 | 0 | 0 | 0 | 0 | 0 | 0 | 0 | 0 | 0 | 0 | 0 | 0 | 0 | 0 | 0 | 0 | 0 | 0 | 0 | 0 | 0 | 0 | 0 | 0 | 0 | 0 | 0 | 0 | 0
F5_Industrial_Other Industrial_Existing_Space Heating_Natural Gas_Furnace_E10 | F5 | Industrial | Other Industrial | Existing | Space Heating | Natural Gas | Furnace | E10 | Utility - Cost of Operation | 0 | 0 | 0 | 0 | 0 | 0 | 0 | 0 | 0 | 0 | 0 | 0 | 0 | 0 | 0 | 0 | 0 | 0 | 0 | 0 | 0 | 0 | 0 | 0 | 0 | 0 | 0 | 0 | 0 | 0
F6_Industrial_Other Industrial_Existing_Space Heating_Natural Gas_Furnace_E1 | F6 | Industrial | Other Industrial | Existing | Space Heating | Natural Gas | Furnace | E1 | Utility - Value of Sales | 27.9911 | 28.3012 | 27.8534 | 27.4243 | 26.6875 | 25.9583 | 25.2251 | 24.5559 | 23.8904 | 23.3095 | 22.7301 | 22.1668 | 21.6149 | 21.0842 | 20.5642 | 20.0546 | 19.5613 | 19.0885 | 18.6264 | 18.192 | 17.7745 | 17.3698 | 0 | 0 | 0 | 0 | 0 | 0 | 0 | 0
F6_Industrial_Other Industrial_Existing_Space Heating_Natural Gas_Furnace_E2 | F6 | Industrial | Other Industrial | Existing | Space Heating | Natural Gas | Furnace | E2 | Utility - Value of Sales | 24.8819 | 25.1576 | 24.7595 | 24.3781 | 23.7231 | 23.0749 | 22.4232 | 21.8283 | 21.2367 | 20.7203 | 20.2053 | 19.7046 | 19.214 | 18.7422 | 18.28 | 17.8269 | 17.3884 | 16.9681 | 16.5574 | 16.1712 | 15.8001 | 15.4404 | 0 | 0 | 0 | 0 | 0 | 0 | 0 | 0
F6_Industrial_Other Industrial_Existing_Space Heating_Natural Gas_Furnace_E3 | F6 | Industrial | Other Industrial | Existing | Space Heating | Natural Gas | Furnace | E3 | Utility - Value of Sales | 23.3245 | 23.583 | 23.2098 | 22.8523 | 22.2383 | 21.6307 | 21.0197 | 20.4621 | 19.9075 | 19.4234 | 18.9406 | 18.4713 | 18.0114 | 17.5692 | 17.1359 | 16.7111 | 16.3001 | 15.9061 | 15.5211 | 15.1591 | 14.8112 | 14.4739 | 0 | 0 | 0 | 0 | 0 | 0 | 0 | 0
F6_Industrial_Other Industrial_Existing_Space Heating_Natural Gas_Furnace_E4 | F6 | Industrial | Other Industrial | Existing | Space Heating | Natural Gas | Furnace | E4 | Utility - Value of Sales | 0 | 0 | 0 | 0 | 0 | 0 | 0 | 0 | 0 | 0 | 0 | 0 | 0 | 0 | 0 | 0 | 0 | 0 | 0 | 0 | 0 | 0 | 0 | 0 | 0 | 0 | 0 | 0 | 0 | 0
F6_Industrial_Other Industrial_Existing_Space Heating_Natural Gas_Furnace_E5 | F6 | Industrial | Other Industrial | Existing | Space Heating | Natural Gas | Furnace | E5 | Utility - Value of Sales | 0 | 0 | 0 | 0 | 0 | 0 | 0 | 0 | 0 | 0 | 0 | 0 | 0 | 0 | 0 | 0 | 0 | 0 | 0 | 0 | 0 | 0 | 0 | 0 | 0 | 0 | 0 | 0 | 0 | 0
F6_Industrial_Other Industrial_Existing_Space Heating_Natural Gas_Furnace_E6 | F6 | Industrial | Other Industrial | Existing | Space Heating | Natural Gas | Furnace | E6 | Utility - Value of Sales | 0 | 0 | 0 | 0 | 0 | 0 | 0 | 0 | 0 | 0 | 0 | 0 | 0 | 0 | 0 | 0 | 0 | 0 | 0 | 0 | 0 | 0 | 0 | 0 | 0 | 0 | 0 | 0 | 0 | 0
F6_Industrial_Other Industrial_Existing_Space Heating_Natural Gas_Furnace_E7 | F6 | Industrial | Other Industrial | Existing | Space Heating | Natural Gas | Furnace | E7 | Utility - Value of Sales | 0 | 0 | 0 | 0 | 0 | 0 | 0 | 0 | 0 | 0 | 0 | 0 | 0 | 0 | 0 | 0 | 0 | 0 | 0 | 0 | 0 | 0 | 0 | 0 | 0 | 0 | 0 | 0 | 0 | 0
F6_Industrial_Other Industrial_Existing_Space Heating_Natural Gas_Furnace_E8 | F6 | Industrial | Other Industrial | Existing | Space Heating | Natural Gas | Furnace | E8 | Utility - Value of Sales | 0 | 0 | 0 | 0 | 0 | 0 | 0 | 0 | 0 | 0 | 0 | 0 | 0 | 0 | 0 | 0 | 0 | 0 | 0 | 0 | 0 | 0 | 0 | 0 | 0 | 0 | 0 | 0 | 0 | 0
F6_Industrial_Other Industrial_Existing_Space Heating_Natural Gas_Furnace_E9 | F6 | Industrial | Other Industrial | Existing | Space Heating | Natural Gas | Furnace | E9 | Utility - Value of Sales | 0 | 0 | 0 | 0 | 0 | 0 | 0 | 0 | 0 | 0 | 0 | 0 | 0 | 0 | 0 | 0 | 0 | 0 | 0 | 0 | 0 | 0 | 0 | 0 | 0 | 0 | 0 | 0 | 0 | 0
F6_Industrial_Other Industrial_Existing_Space Heating_Natural Gas_Furnace_E10 | F6 | Industrial | Other Industrial | Existing | Space Heating | Natural Gas | Furnace | E10 | Utility - Value of Sales | 0 | 0 | 0 | 0 | 0 | 0 | 0 | 0 | 0 | 0 | 0 | 0 | 0 | 0 | 0 | 0 | 0 | 0 | 0 | 0 | 0 | 0 | 0 | 0 | 0 | 0 | 0 | 0 | 0 | 0
F1_Industrial_Other Industrial_Existing_Space Heating_Natural Gas_Boiler_E1 | F1 | Industrial | Other Industrial | Existing | Space Heating | Natural Gas | Boiler | E1 | Participant - Cost of Equipment | 6.2025 | 6.2025 | 6.2025 | 6.2025 | 6.2025 | 6.2025 | 6.2025 | 6.2025 | 6.2025 | 6.2025 | 6.2025 | 6.2025 | 6.2025 | 6.2025 | 6.2025 | 6.2025 | 6.2025 | 6.2025 | 6.2025 | 6.2025 | 6.2025 | 6.2025 | 0 | 0 | 0 | 0 | 0 | 0 | 0 | 0
F1_Industrial_Other Industrial_Existing_Space Heating_Natural Gas_Boiler_E2 | F1 | Industrial | Other Industrial | Existing | Space Heating | Natural Gas | Boiler | E2 | Participant - Cost of Equipment | 6.9302 | 6.9302 | 6.9302 | 6.9302 | 6.9302 | 6.9302 | 6.9302 | 6.9302 | 6.9302 | 6.9302 | 6.9302 | 6.9302 | 6.9302 | 6.9302 | 6.9302 | 6.9302 | 6.9302 | 6.9302 | 6.9302 | 6.9302 | 6.9302 | 6.9302 | 0 | 0 | 0 | 0 | 0 | 0 | 0 | 0
F1_Industrial_Other Industrial_Existing_Space Heating_Natural Gas_Boiler_E3 | F1 | Industrial | Other Industrial | Existing | Space Heating | Natural Gas | Boiler | E3 | Participant - Cost of Equipment | 8.3918 | 8.3918 | 8.3918 | 8.3918 | 8.3918 | 8.3918 | 8.3918 | 8.3918 | 8.3918 | 8.3918 | 8.3918 | 8.3918 | 8.3918 | 8.3918 | 8.3918 | 8.3918 | 8.3918 | 8.3918 | 8.3918 | 8.3918 | 8.3918 | 8.3918 | 0 | 0 | 0 | 0 | 0 | 0 | 0 | 0
F1_Industrial_Other Industrial_Existing_Space Heating_Natural Gas_Boiler_E4 | F1 | Industrial | Other Industrial | Existing | Space Heating | Natural Gas | Boiler | E4 | Participant - Cost of Equipment | 34272.3775 | 34272.3775 | 34272.3775 | 34272.3775 | 34272.3775 | 34272.3775 | 34272.3775 | 34272.3775 | 34272.3775 | 34272.3775 | 34272.3775 | 34272.3775 | 34272.3775 | 34272.3775 | 34272.3775 | 34272.3775 | 34272.3775 | 34272.3775 | 34272.3775 | 34272.3775 | 34272.3775 | 34272.3775 | 0 | 0 | 0 | 0 | 0 | 0 | 0 | 0
F1_Industrial_Other Industrial_Existing_Space Heating_Natural Gas_Boiler_E5 | F1 | Industrial | Other Industrial | Existing | Space Heating | Natural Gas | Boiler | E5 | Participant - Cost of Equipment | 0 | 0 | 0 | 0 | 0 | 0 | 0 | 0 | 0 | 0 | 0 | 0 | 0 | 0 | 0 | 0 | 0 | 0 | 0 | 0 | 0 | 0 | 0 | 0 | 0 | 0 | 0 | 0 | 0 | 0
F1_Industrial_Other Industrial_Existing_Space Heating_Natural Gas_Boiler_E6 | F1 | Industrial | Other Industrial | Existing | Space Heating | Natural Gas | Boiler | E6 | Participant - Cost of Equipment | 0 | 0 | 0 | 0 | 0 | 0 | 0 | 0 | 0 | 0 | 0 | 0 | 0 | 0 | 0 | 0 | 0 | 0 | 0 | 0 | 0 | 0 | 0 | 0 | 0 | 0 | 0 | 0 | 0 | 0
F1_Industrial_Other Industrial_Existing_Space Heating_Natural Gas_Boiler_E7 | F1 | Industrial | Other Industrial | Existing | Space Heating | Natural Gas | Boiler | E7 | Participant - Cost of Equipment | 0 | 0 | 0 | 0 | 0 | 0 | 0 | 0 | 0 | 0 | 0 | 0 | 0 | 0 | 0 | 0 | 0 | 0 | 0 | 0 | 0 | 0 | 0 | 0 | 0 | 0 | 0 | 0 | 0 | 0
F1_Industrial_Other Industrial_Existing_Space Heating_Natural Gas_Boiler_E8 | F1 | Industrial | Other Industrial | Existing | Space Heating | Natural Gas | Boiler | E8 | Participant - Cost of Equipment | 0 | 0 | 0 | 0 | 0 | 0 | 0 | 0 | 0 | 0 | 0 | 0 | 0 | 0 | 0 | 0 | 0 | 0 | 0 | 0 | 0 | 0 | 0 | 0 | 0 | 0 | 0 | 0 | 0 | 0
F1_Industrial_Other Industrial_Existing_Space Heating_Natural Gas_Boiler_E9 | F1 | Industrial | Other Industrial | Existing | Space Heating | Natural Gas | Boiler | E9 | Participant - Cost of Equipment | 0 | 0 | 0 | 0 | 0 | 0 | 0 | 0 | 0 | 0 | 0 | 0 | 0 | 0 | 0 | 0 | 0 | 0 | 0 | 0 | 0 | 0 | 0 | 0 | 0 | 0 | 0 | 0 | 0 | 0
F1_Industrial_Other Industrial_Existing_Space Heating_Natural Gas_Boiler_E10 | F1 | Industrial | Other Industrial | Existing | Space Heating | Natural Gas | Boiler | E10 | Participant - Cost of Equipment | 0 | 0 | 0 | 0 | 0 | 0 | 0 | 0 | 0 | 0 | 0 | 0 | 0 | 0 | 0 | 0 | 0 | 0 | 0 | 0 | 0 | 0 | 0 | 0 | 0 | 0 | 0 | 0 | 0 | 0
F2_Industrial_Other Industrial_Existing_Space Heating_Natural Gas_Boiler_E1 | F2 | Industrial | Other Industrial | Existing | Space Heating | Natural Gas | Boiler | E1 | Participant - Cost of Operation | 53.2041 | 53.7148 | 52.8483 | 52.0173 | 50.6273 | 49.2523 | 47.871 | 46.6073 | 45.3514 | 44.2507 | 43.1536 | 42.087 | 41.0419 | 40.0363 | 39.0512 | 38.0858 | 37.1522 | 36.2581 | 35.3859 | 34.5665 | 33.7807 | 33.0211 | 0 | 0 | 0 | 0 | 0 | 0 | 0 | 0
F2_Industrial_Other Industrial_Existing_Space Heating_Natural Gas_Boiler_E2 | F2 | Industrial | Other Industrial | Existing | Space Heating | Natural Gas | Boiler | E2 | Participant - Cost of Operation | 50.0733 | 50.554 | 49.7384 | 48.9564 | 47.6481 | 46.3541 | 45.054 | 43.8648 | 42.6827 | 41.6468 | 40.6142 | 39.6104 | 38.6268 | 37.6804 | 36.7533 | 35.8447 | 34.966 | 34.1245 | 33.3037 | 32.5325 | 31.7929 | 31.078 | 0 | 0 | 0 | 0 | 0 | 0 | 0 | 0
F2_Industrial_Other Industrial_Existing_Space Heating_Natural Gas_Boiler_E3 | F2 | Industrial | Other Industrial | Existing | Space Heating | Natural Gas | Boiler | E3 | Participant - Cost of Operation | 43.8789 | 44.3001 | 43.5854 | 42.9001 | 41.7537 | 40.6197 | 39.4806 | 38.4384 | 37.4026 | 36.4948 | 35.59 | 34.7103 | 33.8484 | 33.0191 | 32.2067 | 31.4104 | 30.6405 | 29.903 | 29.1838 | 28.508 | 27.8599 | 27.2335 | 0 | 0 | 0 | 0 | 0 | 0 | 0 | 0
F2_Industrial_Other Industrial_Existing_Space Heating_Natural Gas_Boiler_E4 | F2 | Industrial | Other Industrial | Existing | Space Heating | Natural Gas | Boiler | E4 | Participant - Cost of Operation | 32.5526 | 33.2505 | 32.8086 | 32.3866 | 31.4974 | 30.6121 | 29.7132 | 28.9029 | 28.092 | 27.4014 | 26.7085 | 26.0357 | 25.3759 | 24.744 | 24.1243 | 23.5164 | 22.9294 | 22.3686 | 21.819 | 21.3046 | 20.8089 | 20.3247 | 0 | 0 | 0 | 0 | 0 | 0 | 0 | 0
F2_Industrial_Other Industrial_Existing_Space Heating_Natural Gas_Boiler_E5 | F2 | Industrial | Other Industrial | Existing | Space Heating | Natural Gas | Boiler | E5 | Participant - Cost of Operation | 0 | 0 | 0 | 0 | 0 | 0 | 0 | 0 | 0 | 0 | 0 | 0 | 0 | 0 | 0 | 0 | 0 | 0 | 0 | 0 | 0 | 0 | 0 | 0 | 0 | 0 | 0 | 0 | 0 | 0
F2_Industrial_Other Industrial_Existing_Space Heating_Natural Gas_Boiler_E6 | F2 | Industrial | Other Industrial | Existing | Space Heating | Natural Gas | Boiler | E6 | Participant - Cost of Operation | 0 | 0 | 0 | 0 | 0 | 0 | 0 | 0 | 0 | 0 | 0 | 0 | 0 | 0 | 0 | 0 | 0 | 0 | 0 | 0 | 0 | 0 | 0 | 0 | 0 | 0 | 0 | 0 | 0 | 0
F2_Industrial_Other Industrial_Existing_Space Heating_Natural Gas_Boiler_E7 | F2 | Industrial | Other Industrial | Existing | Space Heating | Natural Gas | Boiler | E7 | Participant - Cost of Operation | 0 | 0 | 0 | 0 | 0 | 0 | 0 | 0 | 0 | 0 | 0 | 0 | 0 | 0 | 0 | 0 | 0 | 0 | 0 | 0 | 0 | 0 | 0 | 0 | 0 | 0 | 0 | 0 | 0 | 0
F2_Industrial_Other Industrial_Existing_Space Heating_Natural Gas_Boiler_E8 | F2 | Industrial | Other Industrial | Existing | Space Heating | Natural Gas | Boiler | E8 | Participant - Cost of Operation | 0 | 0 | 0 | 0 | 0 | 0 | 0 | 0 | 0 | 0 | 0 | 0 | 0 | 0 | 0 | 0 | 0 | 0 | 0 | 0 | 0 | 0 | 0 | 0 | 0 | 0 | 0 | 0 | 0 | 0
F2_Industrial_Other Industrial_Existing_Space Heating_Natural Gas_Boiler_E9 | F2 | Industrial | Other Industrial | Existing | Space Heating | Natural Gas | Boiler | E9 | Participant - Cost of Operation | 0 | 0 | 0 | 0 | 0 | 0 | 0 | 0 | 0 | 0 | 0 | 0 | 0 | 0 | 0 | 0 | 0 | 0 | 0 | 0 | 0 | 0 | 0 | 0 | 0 | 0 | 0 | 0 | 0 | 0
F2_Industrial_Other Industrial_Existing_Space Heating_Natural Gas_Boiler_E10 | F2 | Industrial | Other Industrial | Existing | Space Heating | Natural Gas | Boiler | E10 | Participant - Cost of Operation | 0 | 0 | 0 | 0 | 0 | 0 | 0 | 0 | 0 | 0 | 0 | 0 | 0 | 0 | 0 | 0 | 0 | 0 | 0 | 0 | 0 | 0 | 0 | 0 | 0 | 0 | 0 | 0 | 0 | 0
F3_Industrial_Other Industrial_Existing_Space Heating_Natural Gas_Boiler_E1 | F3 | Industrial | Other Industrial | Existing | Space Heating | Natural Gas | Boiler | E1 | System - kBTUs of Conusmption | 8870.0729 | 8870.0729 | 8870.0729 | 8870.0729 | 8870.0729 | 8870.0729 | 8870.0729 | 8870.0729 | 8870.0729 | 8870.0729 | 8870.0729 | 8870.0729 | 8870.0729 | 8870.0729 | 8870.0729 | 8870.0729 | 8870.0729 | 8870.0729 | 8870.0729 | 8870.0729 | 8870.0729 | 8870.0729 | 0 | 0 | 0 | 0 | 0 | 0 | 0 | 0
F3_Industrial_Other Industrial_Existing_Space Heating_Natural Gas_Boiler_E2 | F3 | Industrial | Other Industrial | Existing | Space Heating | Natural Gas | Boiler | E2 | System - kBTUs of Conusmption | 8348.1157 | 8348.1157 | 8348.1157 | 8348.1157 | 8348.1157 | 8348.1157 | 8348.1157 | 8348.1157 | 8348.1157 | 8348.1157 | 8348.1157 | 8348.1157 | 8348.1157 | 8348.1157 | 8348.1157 | 8348.1157 | 8348.1157 | 8348.1157 | 8348.1157 | 8348.1157 | 8348.1157 | 8348.1157 | 0 | 0 | 0 | 0 | 0 | 0 | 0 | 0
F3_Industrial_Other Industrial_Existing_Space Heating_Natural Gas_Boiler_E3 | F3 | Industrial | Other Industrial | Existing | Space Heating | Natural Gas | Boiler | E3 | System - kBTUs of Conusmption | 7315.3976 | 7315.3976 | 7315.3976 | 7315.3976 | 7315.3976 | 7315.3976 | 7315.3976 | 7315.3976 | 7315.3976 | 7315.3976 | 7315.3976 | 7315.3976 | 7315.3976 | 7315.3976 | 7315.3976 | 7315.3976 | 7315.3976 | 7315.3976 | 7315.3976 | 7315.3976 | 7315.3976 | 7315.3976 | 0 | 0 | 0 | 0 | 0 | 0 | 0 | 0
F3_Industrial_Other Industrial_Existing_Space Heating_Natural Gas_Boiler_E4 | F3 | Industrial | Other Industrial | Existing | Space Heating | Natural Gas | Boiler | E4 | System - kBTUs of Conusmption | 5068.6131 | 5068.6131 | 5068.6131 | 5068.6131 | 5068.6131 | 5068.6131 | 5068.6131 | 5068.6131 | 5068.6131 | 5068.6131 | 5068.6131 | 5068.6131 | 5068.6131 | 5068.6131 | 5068.6131 | 5068.6131 | 5068.6131 | 5068.6131 | 5068.6131 | 5068.6131 | 5068.6131 | 5068.6131 | 0 | 0 | 0 | 0 | 0 | 0 | 0 | 0
F3_Industrial_Other Industrial_Existing_Space Heating_Natural Gas_Boiler_E5 | F3 | Industrial | Other Industrial | Existing | Space Heating | Natural Gas | Boiler | E5 | System - kBTUs of Conusmption | 0 | 0 | 0 | 0 | 0 | 0 | 0 | 0 | 0 | 0 | 0 | 0 | 0 | 0 | 0 | 0 | 0 | 0 | 0 | 0 | 0 | 0 | 0 | 0 | 0 | 0 | 0 | 0 | 0 | 0
F3_Industrial_Other Industrial_Existing_Space Heating_Natural Gas_Boiler_E6 | F3 | Industrial | Other Industrial | Existing | Space Heating | Natural Gas | Boiler | E6 | System - kBTUs of Conusmption | 0 | 0 | 0 | 0 | 0 | 0 | 0 | 0 | 0 | 0 | 0 | 0 | 0 | 0 | 0 | 0 | 0 | 0 | 0 | 0 | 0 | 0 | 0 | 0 | 0 | 0 | 0 | 0 | 0 | 0
F3_Industrial_Other Industrial_Existing_Space Heating_Natural Gas_Boiler_E7 | F3 | Industrial | Other Industrial | Existing | Space Heating | Natural Gas | Boiler | E7 | System - kBTUs of Conusmption | 0 | 0 | 0 | 0 | 0 | 0 | 0 | 0 | 0 | 0 | 0 | 0 | 0 | 0 | 0 | 0 | 0 | 0 | 0 | 0 | 0 | 0 | 0 | 0 | 0 | 0 | 0 | 0 | 0 | 0
F3_Industrial_Other Industrial_Existing_Space Heating_Natural Gas_Boiler_E8 | F3 | Industrial | Other Industrial | Existing | Space Heating | Natural Gas | Boiler | E8 | System - kBTUs of Conusmption | 0 | 0 | 0 | 0 | 0 | 0 | 0 | 0 | 0 | 0 | 0 | 0 | 0 | 0 | 0 | 0 | 0 | 0 | 0 | 0 | 0 | 0 | 0 | 0 | 0 | 0 | 0 | 0 | 0 | 0
F3_Industrial_Other Industrial_Existing_Space Heating_Natural Gas_Boiler_E9 | F3 | Industrial | Other Industrial | Existing | Space Heating | Natural Gas | Boiler | E9 | System - kBTUs of Conusmption | 0 | 0 | 0 | 0 | 0 | 0 | 0 | 0 | 0 | 0 | 0 | 0 | 0 | 0 | 0 | 0 | 0 | 0 | 0 | 0 | 0 | 0 | 0 | 0 | 0 | 0 | 0 | 0 | 0 | 0
F3_Industrial_Other Industrial_Existing_Space Heating_Natural Gas_Boiler_E10 | F3 | Industrial | Other Industrial | Existing | Space Heating | Natural Gas | Boiler | E10 | System - kBTUs of Conusmption | 0 | 0 | 0 | 0 | 0 | 0 | 0 | 0 | 0 | 0 | 0 | 0 | 0 | 0 | 0 | 0 | 0 | 0 | 0 | 0 | 0 | 0 | 0 | 0 | 0 | 0 | 0 | 0 | 0 | 0
F4_Industrial_Other Industrial_Existing_Space Heating_Natural Gas_Boiler_E1 | F4 | Industrial | Other Industrial | Existing | Space Heating | Natural Gas | Boiler | E1 | Utility - Cost of Equipment | 6.2025 | 6.2025 | 6.2025 | 6.2025 | 6.2025 | 6.2025 | 6.2025 | 6.2025 | 6.2025 | 6.2025 | 6.2025 | 6.2025 | 6.2025 | 6.2025 | 6.2025 | 6.2025 | 6.2025 | 6.2025 | 6.2025 | 6.2025 | 6.2025 | 6.2025 | 0 | 0 | 0 | 0 | 0 | 0 | 0 | 0
F4_Industrial_Other Industrial_Existing_Space Heating_Natural Gas_Boiler_E2 | F4 | Industrial | Other Industrial | Existing | Space Heating | Natural Gas | Boiler | E2 | Utility - Cost of Equipment | 6.9302 | 6.9302 | 6.9302 | 6.9302 | 6.9302 | 6.9302 | 6.9302 | 6.9302 | 6.9302 | 6.9302 | 6.9302 | 6.9302 | 6.9302 | 6.9302 | 6.9302 | 6.9302 | 6.9302 | 6.9302 | 6.9302 | 6.9302 | 6.9302 | 6.9302 | 0 | 0 | 0 | 0 | 0 | 0 | 0 | 0
F4_Industrial_Other Industrial_Existing_Space Heating_Natural Gas_Boiler_E3 | F4 | Industrial | Other Industrial | Existing | Space Heating | Natural Gas | Boiler | E3 | Utility - Cost of Equipment | 8.3918 | 8.3918 | 8.3918 | 8.3918 | 8.3918 | 8.3918 | 8.3918 | 8.3918 | 8.3918 | 8.3918 | 8.3918 | 8.3918 | 8.3918 | 8.3918 | 8.3918 | 8.3918 | 8.3918 | 8.3918 | 8.3918 | 8.3918 | 8.3918 | 8.3918 | 0 | 0 | 0 | 0 | 0 | 0 | 0 | 0
F4_Industrial_Other Industrial_Existing_Space Heating_Natural Gas_Boiler_E4 | F4 | Industrial | Other Industrial | Existing | Space Heating | Natural Gas | Boiler | E4 | Utility - Cost of Equipment | 34272.3775 | 34272.3775 | 34272.3775 | 34272.3775 | 34272.3775 | 34272.3775 | 34272.3775 | 34272.3775 | 34272.3775 | 34272.3775 | 34272.3775 | 34272.3775 | 34272.3775 | 34272.3775 | 34272.3775 | 34272.3775 | 34272.3775 | 34272.3775 | 34272.3775 | 34272.3775 | 34272.3775 | 34272.3775 | 0 | 0 | 0 | 0 | 0 | 0 | 0 | 0
F4_Industrial_Other Industrial_Existing_Space Heating_Natural Gas_Boiler_E5 | F4 | Industrial | Other Industrial | Existing | Space Heating | Natural Gas | Boiler | E5 | Utility - Cost of Equipment | 0 | 0 | 0 | 0 | 0 | 0 | 0 | 0 | 0 | 0 | 0 | 0 | 0 | 0 | 0 | 0 | 0 | 0 | 0 | 0 | 0 | 0 | 0 | 0 | 0 | 0 | 0 | 0 | 0 | 0
F4_Industrial_Other Industrial_Existing_Space Heating_Natural Gas_Boiler_E6 | F4 | Industrial | Other Industrial | Existing | Space Heating | Natural Gas | Boiler | E6 | Utility - Cost of Equipment | 0 | 0 | 0 | 0 | 0 | 0 | 0 | 0 | 0 | 0 | 0 | 0 | 0 | 0 | 0 | 0 | 0 | 0 | 0 | 0 | 0 | 0 | 0 | 0 | 0 | 0 | 0 | 0 | 0 | 0
F4_Industrial_Other Industrial_Existing_Space Heating_Natural Gas_Boiler_E7 | F4 | Industrial | Other Industrial | Existing | Space Heating | Natural Gas | Boiler | E7 | Utility - Cost of Equipment | 0 | 0 | 0 | 0 | 0 | 0 | 0 | 0 | 0 | 0 | 0 | 0 | 0 | 0 | 0 | 0 | 0 | 0 | 0 | 0 | 0 | 0 | 0 | 0 | 0 | 0 | 0 | 0 | 0 | 0
F4_Industrial_Other Industrial_Existing_Space Heating_Natural Gas_Boiler_E8 | F4 | Industrial | Other Industrial | Existing | Space Heating | Natural Gas | Boiler | E8 | Utility - Cost of Equipment | 0 | 0 | 0 | 0 | 0 | 0 | 0 | 0 | 0 | 0 | 0 | 0 | 0 | 0 | 0 | 0 | 0 | 0 | 0 | 0 | 0 | 0 | 0 | 0 | 0 | 0 | 0 | 0 | 0 | 0
F4_Industrial_Other Industrial_Existing_Space Heating_Natural Gas_Boiler_E9 | F4 | Industrial | Other Industrial | Existing | Space Heating | Natural Gas | Boiler | E9 | Utility - Cost of Equipment | 0 | 0 | 0 | 0 | 0 | 0 | 0 | 0 | 0 | 0 | 0 | 0 | 0 | 0 | 0 | 0 | 0 | 0 | 0 | 0 | 0 | 0 | 0 | 0 | 0 | 0 | 0 | 0 | 0 | 0
F4_Industrial_Other Industrial_Existing_Space Heating_Natural Gas_Boiler_E10 | F4 | Industrial | Other Industrial | Existing | Space Heating | Natural Gas | Boiler | E10 | Utility - Cost of Equipment | 0 | 0 | 0 | 0 | 0 | 0 | 0 | 0 | 0 | 0 | 0 | 0 | 0 | 0 | 0 | 0 | 0 | 0 | 0 | 0 | 0 | 0 | 0 | 0 | 0 | 0 | 0 | 0 | 0 | 0
F5_Industrial_Other Industrial_Existing_Space Heating_Natural Gas_Boiler_E1 | F5 | Industrial | Other Industrial | Existing | Space Heating | Natural Gas | Boiler | E1 | Utility - Cost of Operation | 44.4084 | 44.8347 | 44.1113 | 43.4178 | 42.2575 | 41.1099 | 39.9569 | 38.9022 | 37.8539 | 36.9351 | 36.0194 | 35.1291 | 34.2568 | 33.4175 | 32.5953 | 31.7894 | 31.0102 | 30.2639 | 29.5359 | 28.8519 | 28.196 | 27.5621 | 0 | 0 | 0 | 0 | 0 | 0 | 0 | 0
F5_Industrial_Other Industrial_Existing_Space Heating_Natural Gas_Boiler_E2 | F5 | Industrial | Other Industrial | Existing | Space Heating | Natural Gas | Boiler | E2 | Utility - Cost of Operation | 41.7952 | 42.1964 | 41.5156 | 40.8629 | 39.7709 | 38.6908 | 37.6057 | 36.613 | 35.6264 | 34.7617 | 33.8998 | 33.0619 | 32.2409 | 31.4511 | 30.6772 | 29.9188 | 29.1854 | 28.483 | 27.7979 | 27.1542 | 26.5368 | 25.9402 | 0 | 0 | 0 | 0 | 0 | 0 | 0 | 0
F5_Industrial_Other Industrial_Existing_Space Heating_Natural Gas_Boiler_E3 | F5 | Industrial | Other Industrial | Existing | Space Heating | Natural Gas | Boiler | E3 | Utility - Cost of Operation | 36.6248 | 36.9764 | 36.3799 | 35.8079 | 34.851 | 33.9045 | 32.9536 | 32.0837 | 31.2191 | 30.4614 | 29.7062 | 28.972 | 28.2525 | 27.5603 | 26.8822 | 26.2176 | 25.575 | 24.9594 | 24.3591 | 23.795 | 23.2541 | 22.7312 | 0 | 0 | 0 | 0 | 0 | 0 | 0 | 0
F5_Industrial_Other Industrial_Existing_Space Heating_Natural Gas_Boiler_E4 | F5 | Industrial | Other Industrial | Existing | Space Heating | Natural Gas | Boiler | E4 | Utility - Cost of Operation | 27.171 | 27.7535 | 27.3846 | 27.0325 | 26.2902 | 25.5513 | 24.801 | 24.1247 | 23.4478 | 22.8714 | 22.293 | 21.7315 | 21.1807 | 20.6533 | 20.1361 | 19.6286 | 19.1387 | 18.6706 | 18.2119 | 17.7825 | 17.3688 | 16.9646 | 0 | 0 | 0 | 0 | 0 | 0 | 0 | 0
F5_Industrial_Other Industrial_Existing_Space Heating_Natural Gas_Boiler_E5 | F5 | Industrial | Other Industrial | Existing | Space Heating | Natural Gas | Boiler | E5 | Utility - Cost of Operation | 0 | 0 | 0 | 0 | 0 | 0 | 0 | 0 | 0 | 0 | 0 | 0 | 0 | 0 | 0 | 0 | 0 | 0 | 0 | 0 | 0 | 0 | 0 | 0 | 0 | 0 | 0 | 0 | 0 | 0
F5_Industrial_Other Industrial_Existing_Space Heating_Natural Gas_Boiler_E6 | F5 | Industrial | Other Industrial | Existing | Space Heating | Natural Gas | Boiler | E6 | Utility - Cost of Operation | 0 | 0 | 0 | 0 | 0 | 0 | 0 | 0 | 0 | 0 | 0 | 0 | 0 | 0 | 0 | 0 | 0 | 0 | 0 | 0 | 0 | 0 | 0 | 0 | 0 | 0 | 0 | 0 | 0 | 0
F5_Industrial_Other Industrial_Existing_Space Heating_Natural Gas_Boiler_E7 | F5 | Industrial | Other Industrial | Existing | Space Heating | Natural Gas | Boiler | E7 | Utility - Cost of Operation | 0 | 0 | 0 | 0 | 0 | 0 | 0 | 0 | 0 | 0 | 0 | 0 | 0 | 0 | 0 | 0 | 0 | 0 | 0 | 0 | 0 | 0 | 0 | 0 | 0 | 0 | 0 | 0 | 0 | 0
F5_Industrial_Other Industrial_Existing_Space Heating_Natural Gas_Boiler_E8 | F5 | Industrial | Other Industrial | Existing | Space Heating | Natural Gas | Boiler | E8 | Utility - Cost of Operation | 0 | 0 | 0 | 0 | 0 | 0 | 0 | 0 | 0 | 0 | 0 | 0 | 0 | 0 | 0 | 0 | 0 | 0 | 0 | 0 | 0 | 0 | 0 | 0 | 0 | 0 | 0 | 0 | 0 | 0
F5_Industrial_Other Industrial_Existing_Space Heating_Natural Gas_Boiler_E9 | F5 | Industrial | Other Industrial | Existing | Space Heating | Natural Gas | Boiler | E9 | Utility - Cost of Operation | 0 | 0 | 0 | 0 | 0 | 0 | 0 | 0 | 0 | 0 | 0 | 0 | 0 | 0 | 0 | 0 | 0 | 0 | 0 | 0 | 0 | 0 | 0 | 0 | 0 | 0 | 0 | 0 | 0 | 0
F5_Industrial_Other Industrial_Existing_Space Heating_Natural Gas_Boiler_E10 | F5 | Industrial | Other Industrial | Existing | Space Heating | Natural Gas | Boiler | E10 | Utility - Cost of Operation | 0 | 0 | 0 | 0 | 0 | 0 | 0 | 0 | 0 | 0 | 0 | 0 | 0 | 0 | 0 | 0 | 0 | 0 | 0 | 0 | 0 | 0 | 0 | 0 | 0 | 0 | 0 | 0 | 0 | 0
F6_Industrial_Other Industrial_Existing_Space Heating_Natural Gas_Boiler_E1 | F6 | Industrial | Other Industrial | Existing | Space Heating | Natural Gas | Boiler | E1 | Utility - Value of Sales | 53.2041 | 53.7148 | 52.8483 | 52.0173 | 50.6273 | 49.2523 | 47.871 | 46.6073 | 45.3514 | 44.2507 | 43.1536 | 42.087 | 41.0419 | 40.0363 | 39.0512 | 38.0858 | 37.1522 | 36.2581 | 35.3859 | 34.5665 | 33.7807 | 33.0211 | 0 | 0 | 0 | 0 | 0 | 0 | 0 | 0
F6_Industrial_Other Industrial_Existing_Space Heating_Natural Gas_Boiler_E2 | F6 | Industrial | Other Industrial | Existing | Space Heating | Natural Gas | Boiler | E2 | Utility - Value of Sales | 50.0733 | 50.554 | 49.7384 | 48.9564 | 47.6481 | 46.3541 | 45.054 | 43.8648 | 42.6827 | 41.6468 | 40.6142 | 39.6104 | 38.6268 | 37.6804 | 36.7533 | 35.8447 | 34.966 | 34.1245 | 33.3037 | 32.5325 | 31.7929 | 31.078 | 0 | 0 | 0 | 0 | 0 | 0 | 0 | 0
F6_Industrial_Other Industrial_Existing_Space Heating_Natural Gas_Boiler_E3 | F6 | Industrial | Other Industrial | Existing | Space Heating | Natural Gas | Boiler | E3 | Utility - Value of Sales | 43.8789 | 44.3001 | 43.5854 | 42.9001 | 41.7537 | 40.6197 | 39.4806 | 38.4384 | 37.4026 | 36.4948 | 35.59 | 34.7103 | 33.8484 | 33.0191 | 32.2067 | 31.4104 | 30.6405 | 29.903 | 29.1838 | 28.508 | 27.8599 | 27.2335 | 0 | 0 | 0 | 0 | 0 | 0 | 0 | 0
F6_Industrial_Other Industrial_Existing_Space Heating_Natural Gas_Boiler_E4 | F6 | Industrial | Other Industrial | Existing | Space Heating | Natural Gas | Boiler | E4 | Utility - Value of Sales | 32.5526 | 33.2505 | 32.8086 | 32.3866 | 31.4974 | 30.6121 | 29.7132 | 28.9029 | 28.092 | 27.4014 | 26.7085 | 26.0357 | 25.3759 | 24.744 | 24.1243 | 23.5164 | 22.9294 | 22.3686 | 21.819 | 21.3046 | 20.8089 | 20.3247 | 0 | 0 | 0 | 0 | 0 | 0 | 0 | 0
F6_Industrial_Other Industrial_Existing_Space Heating_Natural Gas_Boiler_E5 | F6 | Industrial | Other Industrial | Existing | Space Heating | Natural Gas | Boiler | E5 | Utility - Value of Sales | 0 | 0 | 0 | 0 | 0 | 0 | 0 | 0 | 0 | 0 | 0 | 0 | 0 | 0 | 0 | 0 | 0 | 0 | 0 | 0 | 0 | 0 | 0 | 0 | 0 | 0 | 0 | 0 | 0 | 0
F6_Industrial_Other Industrial_Existing_Space Heating_Natural Gas_Boiler_E6 | F6 | Industrial | Other Industrial | Existing | Space Heating | Natural Gas | Boiler | E6 | Utility - Value of Sales | 0 | 0 | 0 | 0 | 0 | 0 | 0 | 0 | 0 | 0 | 0 | 0 | 0 | 0 | 0 | 0 | 0 | 0 | 0 | 0 | 0 | 0 | 0 | 0 | 0 | 0 | 0 | 0 | 0 | 0
F6_Industrial_Other Industrial_Existing_Space Heating_Natural Gas_Boiler_E7 | F6 | Industrial | Other Industrial | Existing | Space Heating | Natural Gas | Boiler | E7 | Utility - Value of Sales | 0 | 0 | 0 | 0 | 0 | 0 | 0 | 0 | 0 | 0 | 0 | 0 | 0 | 0 | 0 | 0 | 0 | 0 | 0 | 0 | 0 | 0 | 0 | 0 | 0 | 0 | 0 | 0 | 0 | 0
F6_Industrial_Other Industrial_Existing_Space Heating_Natural Gas_Boiler_E8 | F6 | Industrial | Other Industrial | Existing | Space Heating | Natural Gas | Boiler | E8 | Utility - Value of Sales | 0 | 0 | 0 | 0 | 0 | 0 | 0 | 0 | 0 | 0 | 0 | 0 | 0 | 0 | 0 | 0 | 0 | 0 | 0 | 0 | 0 | 0 | 0 | 0 | 0 | 0 | 0 | 0 | 0 | 0
F6_Industrial_Other Industrial_Existing_Space Heating_Natural Gas_Boiler_E9 | F6 | Industrial | Other Industrial | Existing | Space Heating | Natural Gas | Boiler | E9 | Utility - Value of Sales | 0 | 0 | 0 | 0 | 0 | 0 | 0 | 0 | 0 | 0 | 0 | 0 | 0 | 0 | 0 | 0 | 0 | 0 | 0 | 0 | 0 | 0 | 0 | 0 | 0 | 0 | 0 | 0 | 0 | 0
F6_Industrial_Other Industrial_Existing_Space Heating_Natural Gas_Boiler_E10 | F6 | Industrial | Other Industrial | Existing | Space Heating | Natural Gas | Boiler | E10 | Utility - Value of Sales | 0 | 0 | 0 | 0 | 0 | 0 | 0 | 0 | 0 | 0 | 0 | 0 | 0 | 0 | 0 | 0 | 0 | 0 | 0 | 0 | 0 | 0 | 0 | 0 | 0 | 0 | 0 | 0 | 0 | 0
F1_Industrial_Other Industrial_Existing_Space Heating_Natural Gas_Unit Heater_E1 | F1 | Industrial | Other Industrial | Existing | Space Heating | Natural Gas | Unit Heater | E1 | Participant - Cost of Equipment | 7.647 | 7.647 | 7.647 | 7.647 | 7.647 | 7.647 | 7.647 | 7.647 | 7.647 | 7.647 | 7.647 | 7.647 | 7.647 | 7.647 | 7.647 | 7.647 | 7.647 | 7.647 | 7.647 | 7.647 | 7.647 | 7.647 | 0 | 0 | 0 | 0 | 0 | 0 | 0 | 0
F1_Industrial_Other Industrial_Existing_Space Heating_Natural Gas_Unit Heater_E2 | F1 | Industrial | Other Industrial | Existing | Space Heating | Natural Gas | Unit Heater | E2 | Participant - Cost of Equipment | 16.7711 | 16.7711 | 16.7711 | 16.7711 | 16.7711 | 16.7711 | 16.7711 | 16.7711 | 16.7711 | 16.7711 | 16.7711 | 16.7711 | 16.7711 | 16.7711 | 16.7711 | 16.7711 | 16.7711 | 16.7711 | 16.7711 | 16.7711 | 16.7711 | 16.7711 | 0 | 0 | 0 | 0 | 0 | 0 | 0 | 0
F1_Industrial_Other Industrial_Existing_Space Heating_Natural Gas_Unit Heater_E3 | F1 | Industrial | Other Industrial | Existing | Space Heating | Natural Gas | Unit Heater | E3 | Participant - Cost of Equipment | 8.9403 | 8.9403 | 8.9403 | 8.9403 | 8.9403 | 8.9403 | 8.9403 | 8.9403 | 8.9403 | 8.9403 | 8.9403 | 8.9403 | 8.9403 | 8.9403 | 8.9403 | 8.9403 | 8.9403 | 8.9403 | 8.9403 | 8.9403 | 8.9403 | 8.9403 | 0 | 0 | 0 | 0 | 0 | 0 | 0 | 0
F1_Industrial_Other Industrial_Existing_Space Heating_Natural Gas_Unit Heater_E4 | F1 | Industrial | Other Industrial | Existing | Space Heating | Natural Gas | Unit Heater | E4 | Participant - Cost of Equipment | 0 | 0 | 0 | 0 | 0 | 0 | 0 | 0 | 0 | 0 | 0 | 0 | 0 | 0 | 0 | 0 | 0 | 0 | 0 | 0 | 0 | 0 | 0 | 0 | 0 | 0 | 0 | 0 | 0 | 0
F1_Industrial_Other Industrial_Existing_Space Heating_Natural Gas_Unit Heater_E5 | F1 | Industrial | Other Industrial | Existing | Space Heating | Natural Gas | Unit Heater | E5 | Participant - Cost of Equipment | 0 | 0 | 0 | 0 | 0 | 0 | 0 | 0 | 0 | 0 | 0 | 0 | 0 | 0 | 0 | 0 | 0 | 0 | 0 | 0 | 0 | 0 | 0 | 0 | 0 | 0 | 0 | 0 | 0 | 0
F1_Industrial_Other Industrial_Existing_Space Heating_Natural Gas_Unit Heater_E6 | F1 | Industrial | Other Industrial | Existing | Space Heating | Natural Gas | Unit Heater | E6 | Participant - Cost of Equipment | 0 | 0 | 0 | 0 | 0 | 0 | 0 | 0 | 0 | 0 | 0 | 0 | 0 | 0 | 0 | 0 | 0 | 0 | 0 | 0 | 0 | 0 | 0 | 0 | 0 | 0 | 0 | 0 | 0 | 0
F1_Industrial_Other Industrial_Existing_Space Heating_Natural Gas_Unit Heater_E7 | F1 | Industrial | Other Industrial | Existing | Space Heating | Natural Gas | Unit Heater | E7 | Participant - Cost of Equipment | 0 | 0 | 0 | 0 | 0 | 0 | 0 | 0 | 0 | 0 | 0 | 0 | 0 | 0 | 0 | 0 | 0 | 0 | 0 | 0 | 0 | 0 | 0 | 0 | 0 | 0 | 0 | 0 | 0 | 0
F1_Industrial_Other Industrial_Existing_Space Heating_Natural Gas_Unit Heater_E8 | F1 | Industrial | Other Industrial | Existing | Space Heating | Natural Gas | Unit Heater | E8 | Participant - Cost of Equipment | 0 | 0 | 0 | 0 | 0 | 0 | 0 | 0 | 0 | 0 | 0 | 0 | 0 | 0 | 0 | 0 | 0 | 0 | 0 | 0 | 0 | 0 | 0 | 0 | 0 | 0 | 0 | 0 | 0 | 0
F1_Industrial_Other Industrial_Existing_Space Heating_Natural Gas_Unit Heater_E9 | F1 | Industrial | Other Industrial | Existing | Space Heating | Natural Gas | Unit Heater | E9 | Participant - Cost of Equipment | 0 | 0 | 0 | 0 | 0 | 0 | 0 | 0 | 0 | 0 | 0 | 0 | 0 | 0 | 0 | 0 | 0 | 0 | 0 | 0 | 0 | 0 | 0 | 0 | 0 | 0 | 0 | 0 | 0 | 0
F1_Industrial_Other Industrial_Existing_Space Heating_Natural Gas_Unit Heater_E10 | F1 | Industrial | Other Industrial | Existing | Space Heating | Natural Gas | Unit Heater | E10 | Participant - Cost of Equipment | 0 | 0 | 0 | 0 | 0 | 0 | 0 | 0 | 0 | 0 | 0 | 0 | 0 | 0 | 0 | 0 | 0 | 0 | 0 | 0 | 0 | 0 | 0 | 0 | 0 | 0 | 0 | 0 | 0 | 0
F2_Industrial_Other Industrial_Existing_Space Heating_Natural Gas_Unit Heater_E1 | F2 | Industrial | Other Industrial | Existing | Space Heating | Natural Gas | Unit Heater | E1 | Participant - Cost of Operation | 66.5476 | 68.4711 | 67.6941 | 66.957 | 65.1097 | 63.2605 | 61.3653 | 59.6674 | 57.958 | 56.5234 | 55.0772 | 53.6743 | 52.2976 | 50.9826 | 49.6924 | 48.4258 | 47.2048 | 46.0421 | 44.9017 | 43.8412 | 42.8211 | 41.8247 | 0 | 0 | 0 | 0 | 0 | 0 | 0 | 0
F2_Industrial_Other Industrial_Existing_Space Heating_Natural Gas_Unit Heater_E2 | F2 | Industrial | Other Industrial | Existing | Space Heating | Natural Gas | Unit Heater | E2 | Participant - Cost of Operation | 63.3801 | 65.212 | 64.4721 | 63.77 | 62.0107 | 60.2495 | 58.4445 | 56.8274 | 55.1994 | 53.8331 | 52.4557 | 51.1195 | 49.8084 | 48.5559 | 47.3271 | 46.1209 | 44.958 | 43.8506 | 42.7646 | 41.7545 | 40.7829 | 39.8339 | 0 | 0 | 0 | 0 | 0 | 0 | 0 | 0
F2_Industrial_Other Industrial_Existing_Space Heating_Natural Gas_Unit Heater_E3 | F2 | Industrial | Other Industrial | Existing | Space Heating | Natural Gas | Unit Heater | E3 | Participant - Cost of Operation | 55.1132 | 56.2843 | 55.5331 | 54.8162 | 53.3106 | 51.8106 | 50.2876 | 48.9149 | 47.5403 | 46.3713 | 45.199 | 44.0608 | 42.9445 | 41.8754 | 40.827 | 39.7985 | 38.8053 | 37.8565 | 36.9265 | 36.0561 | 35.2171 | 34.3976 | 0 | 0 | 0 | 0 | 0 | 0 | 0 | 0
F2_Industrial_Other Industrial_Existing_Space Heating_Natural Gas_Unit Heater_E4 | F2 | Industrial | Other Industrial | Existing | Space Heating | Natural Gas | Unit Heater | E4 | Participant - Cost of Operation | 0 | 0 | 0 | 0 | 0 | 0 | 0 | 0 | 0 | 0 | 0 | 0 | 0 | 0 | 0 | 0 | 0 | 0 | 0 | 0 | 0 | 0 | 0 | 0 | 0 | 0 | 0 | 0 | 0 | 0
F2_Industrial_Other Industrial_Existing_Space Heating_Natural Gas_Unit Heater_E5 | F2 | Industrial | Other Industrial | Existing | Space Heating | Natural Gas | Unit Heater | E5 | Participant - Cost of Operation | 0 | 0 | 0 | 0 | 0 | 0 | 0 | 0 | 0 | 0 | 0 | 0 | 0 | 0 | 0 | 0 | 0 | 0 | 0 | 0 | 0 | 0 | 0 | 0 | 0 | 0 | 0 | 0 | 0 | 0
F2_Industrial_Other Industrial_Existing_Space Heating_Natural Gas_Unit Heater_E6 | F2 | Industrial | Other Industrial | Existing | Space Heating | Natural Gas | Unit Heater | E6 | Participant - Cost of Operation | 0 | 0 | 0 | 0 | 0 | 0 | 0 | 0 | 0 | 0 | 0 | 0 | 0 | 0 | 0 | 0 | 0 | 0 | 0 | 0 | 0 | 0 | 0 | 0 | 0 | 0 | 0 | 0 | 0 | 0
F2_Industrial_Other Industrial_Existing_Space Heating_Natural Gas_Unit Heater_E7 | F2 | Industrial | Other Industrial | Existing | Space Heating | Natural Gas | Unit Heater | E7 | Participant - Cost of Operation | 0 | 0 | 0 | 0 | 0 | 0 | 0 | 0 | 0 | 0 | 0 | 0 | 0 | 0 | 0 | 0 | 0 | 0 | 0 | 0 | 0 | 0 | 0 | 0 | 0 | 0 | 0 | 0 | 0 | 0
F2_Industrial_Other Industrial_Existing_Space Heating_Natural Gas_Unit Heater_E8 | F2 | Industrial | Other Industrial | Existing | Space Heating | Natural Gas | Unit Heater | E8 | Participant - Cost of Operation | 0 | 0 | 0 | 0 | 0 | 0 | 0 | 0 | 0 | 0 | 0 | 0 | 0 | 0 | 0 | 0 | 0 | 0 | 0 | 0 | 0 | 0 | 0 | 0 | 0 | 0 | 0 | 0 | 0 | 0
F2_Industrial_Other Industrial_Existing_Space Heating_Natural Gas_Unit Heater_E9 | F2 | Industrial | Other Industrial | Existing | Space Heating | Natural Gas | Unit Heater | E9 | Participant - Cost of Operation | 0 | 0 | 0 | 0 | 0 | 0 | 0 | 0 | 0 | 0 | 0 | 0 | 0 | 0 | 0 | 0 | 0 | 0 | 0 | 0 | 0 | 0 | 0 | 0 | 0 | 0 | 0 | 0 | 0 | 0
F2_Industrial_Other Industrial_Existing_Space Heating_Natural Gas_Unit Heater_E10 | F2 | Industrial | Other Industrial | Existing | Space Heating | Natural Gas | Unit Heater | E10 | Participant - Cost of Operation | 0 | 0 | 0 | 0 | 0 | 0 | 0 | 0 | 0 | 0 | 0 | 0 | 0 | 0 | 0 | 0 | 0 | 0 | 0 | 0 | 0 | 0 | 0 | 0 | 0 | 0 | 0 | 0 | 0 | 0
F3_Industrial_Other Industrial_Existing_Space Heating_Natural Gas_Unit Heater_E1 | F3 | Industrial | Other Industrial | Existing | Space Heating | Natural Gas | Unit Heater | E1 | System - kBTUs of Conusmption | 10050.8451 | 10050.8451 | 10050.8451 | 10050.8451 | 10050.8451 | 10050.8451 | 10050.8451 | 10050.8451 | 10050.8451 | 10050.8451 | 10050.8451 | 10050.8451 | 10050.8451 | 10050.8451 | 10050.8451 | 10050.8451 | 10050.8451 | 10050.8451 | 10050.8451 | 10050.8451 | 10050.8451 | 10050.8451 | 0 | 0 | 0 | 0 | 0 | 0 | 0 | 0
F3_Industrial_Other Industrial_Existing_Space Heating_Natural Gas_Unit Heater_E2 | F3 | Industrial | Other Industrial | Existing | Space Heating | Natural Gas | Unit Heater | E2 | System - kBTUs of Conusmption | 9572.4537 | 9572.4537 | 9572.4537 | 9572.4537 | 9572.4537 | 9572.4537 | 9572.4537 | 9572.4537 | 9572.4537 | 9572.4537 | 9572.4537 | 9572.4537 | 9572.4537 | 9572.4537 | 9572.4537 | 9572.4537 | 9572.4537 | 9572.4537 | 9572.4537 | 9572.4537 | 9572.4537 | 9572.4537 | 0 | 0 | 0 | 0 | 0 | 0 | 0 | 0
F3_Industrial_Other Industrial_Existing_Space Heating_Natural Gas_Unit Heater_E3 | F3 | Industrial | Other Industrial | Existing | Space Heating | Natural Gas | Unit Heater | E3 | System - kBTUs of Conusmption | 8543.2183 | 8543.2183 | 8543.2183 | 8543.2183 | 8543.2183 | 8543.2183 | 8543.2183 | 8543.2183 | 8543.2183 | 8543.2183 | 8543.2183 | 8543.2183 | 8543.2183 | 8543.2183 | 8543.2183 | 8543.2183 | 8543.2183 | 8543.2183 | 8543.2183 | 8543.2183 | 8543.2183 | 8543.2183 | 0 | 0 | 0 | 0 | 0 | 0 | 0 | 0
F3_Industrial_Other Industrial_Existing_Space Heating_Natural Gas_Unit Heater_E4 | F3 | Industrial | Other Industrial | Existing | Space Heating | Natural Gas | Unit Heater | E4 | System - kBTUs of Conusmption | 0 | 0 | 0 | 0 | 0 | 0 | 0 | 0 | 0 | 0 | 0 | 0 | 0 | 0 | 0 | 0 | 0 | 0 | 0 | 0 | 0 | 0 | 0 | 0 | 0 | 0 | 0 | 0 | 0 | 0
F3_Industrial_Other Industrial_Existing_Space Heating_Natural Gas_Unit Heater_E5 | F3 | Industrial | Other Industrial | Existing | Space Heating | Natural Gas | Unit Heater | E5 | System - kBTUs of Conusmption | 0 | 0 | 0 | 0 | 0 | 0 | 0 | 0 | 0 | 0 | 0 | 0 | 0 | 0 | 0 | 0 | 0 | 0 | 0 | 0 | 0 | 0 | 0 | 0 | 0 | 0 | 0 | 0 | 0 | 0
F3_Industrial_Other Industrial_Existing_Space Heating_Natural Gas_Unit Heater_E6 | F3 | Industrial | Other Industrial | Existing | Space Heating | Natural Gas | Unit Heater | E6 | System - kBTUs of Conusmption | 0 | 0 | 0 | 0 | 0 | 0 | 0 | 0 | 0 | 0 | 0 | 0 | 0 | 0 | 0 | 0 | 0 | 0 | 0 | 0 | 0 | 0 | 0 | 0 | 0 | 0 | 0 | 0 | 0 | 0
F3_Industrial_Other Industrial_Existing_Space Heating_Natural Gas_Unit Heater_E7 | F3 | Industrial | Other Industrial | Existing | Space Heating | Natural Gas | Unit Heater | E7 | System - kBTUs of Conusmption | 0 | 0 | 0 | 0 | 0 | 0 | 0 | 0 | 0 | 0 | 0 | 0 | 0 | 0 | 0 | 0 | 0 | 0 | 0 | 0 | 0 | 0 | 0 | 0 | 0 | 0 | 0 | 0 | 0 | 0
F3_Industrial_Other Industrial_Existing_Space Heating_Natural Gas_Unit Heater_E8 | F3 | Industrial | Other Industrial | Existing | Space Heating | Natural Gas | Unit Heater | E8 | System - kBTUs of Conusmption | 0 | 0 | 0 | 0 | 0 | 0 | 0 | 0 | 0 | 0 | 0 | 0 | 0 | 0 | 0 | 0 | 0 | 0 | 0 | 0 | 0 | 0 | 0 | 0 | 0 | 0 | 0 | 0 | 0 | 0
F3_Industrial_Other Industrial_Existing_Space Heating_Natural Gas_Unit Heater_E9 | F3 | Industrial | Other Industrial | Existing | Space Heating | Natural Gas | Unit Heater | E9 | System - kBTUs of Conusmption | 0 | 0 | 0 | 0 | 0 | 0 | 0 | 0 | 0 | 0 | 0 | 0 | 0 | 0 | 0 | 0 | 0 | 0 | 0 | 0 | 0 | 0 | 0 | 0 | 0 | 0 | 0 | 0 | 0 | 0
F3_Industrial_Other Industrial_Existing_Space Heating_Natural Gas_Unit Heater_E10 | F3 | Industrial | Other Industrial | Existing | Space Heating | Natural Gas | Unit Heater | E10 | System - kBTUs of Conusmption | 0 | 0 | 0 | 0 | 0 | 0 | 0 | 0 | 0 | 0 | 0 | 0 | 0 | 0 | 0 | 0 | 0 | 0 | 0 | 0 | 0 | 0 | 0 | 0 | 0 | 0 | 0 | 0 | 0 | 0
F4_Industrial_Other Industrial_Existing_Space Heating_Natural Gas_Unit Heater_E1 | F4 | Industrial | Other Industrial | Existing | Space Heating | Natural Gas | Unit Heater | E1 | Utility - Cost of Equipment | 7.647 | 7.647 | 7.647 | 7.647 | 7.647 | 7.647 | 7.647 | 7.647 | 7.647 | 7.647 | 7.647 | 7.647 | 7.647 | 7.647 | 7.647 | 7.647 | 7.647 | 7.647 | 7.647 | 7.647 | 7.647 | 7.647 | 0 | 0 | 0 | 0 | 0 | 0 | 0 | 0
F4_Industrial_Other Industrial_Existing_Space Heating_Natural Gas_Unit Heater_E2 | F4 | Industrial | Other Industrial | Existing | Space Heating | Natural Gas | Unit Heater | E2 | Utility - Cost of Equipment | 16.7711 | 16.7711 | 16.7711 | 16.7711 | 16.7711 | 16.7711 | 16.7711 | 16.7711 | 16.7711 | 16.7711 | 16.7711 | 16.7711 | 16.7711 | 16.7711 | 16.7711 | 16.7711 | 16.7711 | 16.7711 | 16.7711 | 16.7711 | 16.7711 | 16.7711 | 0 | 0 | 0 | 0 | 0 | 0 | 0 | 0
F4_Industrial_Other Industrial_Existing_Space Heating_Natural Gas_Unit Heater_E3 | F4 | Industrial | Other Industrial | Existing | Space Heating | Natural Gas | Unit Heater | E3 | Utility - Cost of Equipment | 8.9403 | 8.9403 | 8.9403 | 8.9403 | 8.9403 | 8.9403 | 8.9403 | 8.9403 | 8.9403 | 8.9403 | 8.9403 | 8.9403 | 8.9403 | 8.9403 | 8.9403 | 8.9403 | 8.9403 | 8.9403 | 8.9403 | 8.9403 | 8.9403 | 8.9403 | 0 | 0 | 0 | 0 | 0 | 0 | 0 | 0
F4_Industrial_Other Industrial_Existing_Space Heating_Natural Gas_Unit Heater_E4 | F4 | Industrial | Other Industrial | Existing | Space Heating | Natural Gas | Unit Heater | E4 | Utility - Cost of Equipment | 0 | 0 | 0 | 0 | 0 | 0 | 0 | 0 | 0 | 0 | 0 | 0 | 0 | 0 | 0 | 0 | 0 | 0 | 0 | 0 | 0 | 0 | 0 | 0 | 0 | 0 | 0 | 0 | 0 | 0
F4_Industrial_Other Industrial_Existing_Space Heating_Natural Gas_Unit Heater_E5 | F4 | Industrial | Other Industrial | Existing | Space Heating | Natural Gas | Unit Heater | E5 | Utility - Cost of Equipment | 0 | 0 | 0 | 0 | 0 | 0 | 0 | 0 | 0 | 0 | 0 | 0 | 0 | 0 | 0 | 0 | 0 | 0 | 0 | 0 | 0 | 0 | 0 | 0 | 0 | 0 | 0 | 0 | 0 | 0
F4_Industrial_Other Industrial_Existing_Space Heating_Natural Gas_Unit Heater_E6 | F4 | Industrial | Other Industrial | Existing | Space Heating | Natural Gas | Unit Heater | E6 | Utility - Cost of Equipment | 0 | 0 | 0 | 0 | 0 | 0 | 0 | 0 | 0 | 0 | 0 | 0 | 0 | 0 | 0 | 0 | 0 | 0 | 0 | 0 | 0 | 0 | 0 | 0 | 0 | 0 | 0 | 0 | 0 | 0
F4_Industrial_Other Industrial_Existing_Space Heating_Natural Gas_Unit Heater_E7 | F4 | Industrial | Other Industrial | Existing | Space Heating | Natural Gas | Unit Heater | E7 | Utility - Cost of Equipment | 0 | 0 | 0 | 0 | 0 | 0 | 0 | 0 | 0 | 0 | 0 | 0 | 0 | 0 | 0 | 0 | 0 | 0 | 0 | 0 | 0 | 0 | 0 | 0 | 0 | 0 | 0 | 0 | 0 | 0
F4_Industrial_Other Industrial_Existing_Space Heating_Natural Gas_Unit Heater_E8 | F4 | Industrial | Other Industrial | Existing | Space Heating | Natural Gas | Unit Heater | E8 | Utility - Cost of Equipment | 0 | 0 | 0 | 0 | 0 | 0 | 0 | 0 | 0 | 0 | 0 | 0 | 0 | 0 | 0 | 0 | 0 | 0 | 0 | 0 | 0 | 0 | 0 | 0 | 0 | 0 | 0 | 0 | 0 | 0
F4_Industrial_Other Industrial_Existing_Space Heating_Natural Gas_Unit Heater_E9 | F4 | Industrial | Other Industrial | Existing | Space Heating | Natural Gas | Unit Heater | E9 | Utility - Cost of Equipment | 0 | 0 | 0 | 0 | 0 | 0 | 0 | 0 | 0 | 0 | 0 | 0 | 0 | 0 | 0 | 0 | 0 | 0 | 0 | 0 | 0 | 0 | 0 | 0 | 0 | 0 | 0 | 0 | 0 | 0
F4_Industrial_Other Industrial_Existing_Space Heating_Natural Gas_Unit Heater_E10 | F4 | Industrial | Other Industrial | Existing | Space Heating | Natural Gas | Unit Heater | E10 | Utility - Cost of Equipment | 0 | 0 | 0 | 0 | 0 | 0 | 0 | 0 | 0 | 0 | 0 | 0 | 0 | 0 | 0 | 0 | 0 | 0 | 0 | 0 | 0 | 0 | 0 | 0 | 0 | 0 | 0 | 0 | 0 | 0
F5_Industrial_Other Industrial_Existing_Space Heating_Natural Gas_Unit Heater_E1 | F5 | Industrial | Other Industrial | Existing | Space Heating | Natural Gas | Unit Heater | E1 | Utility - Cost of Operation | 55.5459 | 57.1514 | 56.5029 | 55.8876 | 54.3457 | 52.8022 | 51.2203 | 49.8031 | 48.3764 | 47.1789 | 45.9718 | 44.8008 | 43.6517 | 42.5541 | 41.4772 | 40.42 | 39.4009 | 38.4304 | 37.4786 | 36.5934 | 35.7419 | 34.9102 | 0 | 0 | 0 | 0 | 0 | 0 | 0 | 0
F5_Industrial_Other Industrial_Existing_Space Heating_Natural Gas_Unit Heater_E2 | F5 | Industrial | Other Industrial | Existing | Space Heating | Natural Gas | Unit Heater | E2 | Utility - Cost of Operation | 52.9021 | 54.4311 | 53.8135 | 53.2275 | 51.759 | 50.289 | 48.7824 | 47.4326 | 46.0738 | 44.9333 | 43.7837 | 42.6684 | 41.574 | 40.5286 | 39.503 | 38.4962 | 37.5255 | 36.6012 | 35.6947 | 34.8516 | 34.0406 | 33.2486 | 0 | 0 | 0 | 0 | 0 | 0 | 0 | 0
F5_Industrial_Other Industrial_Existing_Space Heating_Natural Gas_Unit Heater_E3 | F5 | Industrial | Other Industrial | Existing | Space Heating | Natural Gas | Unit Heater | E3 | Utility - Cost of Operation | 46.0019 | 46.9794 | 46.3523 | 45.754 | 44.4973 | 43.2452 | 41.974 | 40.8282 | 39.6809 | 38.7051 | 37.7266 | 36.7766 | 35.8449 | 34.9525 | 34.0774 | 33.219 | 32.39 | 31.5981 | 30.8218 | 30.0953 | 29.395 | 28.711 | 0 | 0 | 0 | 0 | 0 | 0 | 0 | 0
F5_Industrial_Other Industrial_Existing_Space Heating_Natural Gas_Unit Heater_E4 | F5 | Industrial | Other Industrial | Existing | Space Heating | Natural Gas | Unit Heater | E4 | Utility - Cost of Operation | 0 | 0 | 0 | 0 | 0 | 0 | 0 | 0 | 0 | 0 | 0 | 0 | 0 | 0 | 0 | 0 | 0 | 0 | 0 | 0 | 0 | 0 | 0 | 0 | 0 | 0 | 0 | 0 | 0 | 0
F5_Industrial_Other Industrial_Existing_Space Heating_Natural Gas_Unit Heater_E5 | F5 | Industrial | Other Industrial | Existing | Space Heating | Natural Gas | Unit Heater | E5 | Utility - Cost of Operation | 0 | 0 | 0 | 0 | 0 | 0 | 0 | 0 | 0 | 0 | 0 | 0 | 0 | 0 | 0 | 0 | 0 | 0 | 0 | 0 | 0 | 0 | 0 | 0 | 0 | 0 | 0 | 0 | 0 | 0
F5_Industrial_Other Industrial_Existing_Space Heating_Natural Gas_Unit Heater_E6 | F5 | Industrial | Other Industrial | Existing | Space Heating | Natural Gas | Unit Heater | E6 | Utility - Cost of Operation | 0 | 0 | 0 | 0 | 0 | 0 | 0 | 0 | 0 | 0 | 0 | 0 | 0 | 0 | 0 | 0 | 0 | 0 | 0 | 0 | 0 | 0 | 0 | 0 | 0 | 0 | 0 | 0 | 0 | 0
F5_Industrial_Other Industrial_Existing_Space Heating_Natural Gas_Unit Heater_E7 | F5 | Industrial | Other Industrial | Existing | Space Heating | Natural Gas | Unit Heater | E7 | Utility - Cost of Operation | 0 | 0 | 0 | 0 | 0 | 0 | 0 | 0 | 0 | 0 | 0 | 0 | 0 | 0 | 0 | 0 | 0 | 0 | 0 | 0 | 0 | 0 | 0 | 0 | 0 | 0 | 0 | 0 | 0 | 0
F5_Industrial_Other Industrial_Existing_Space Heating_Natural Gas_Unit Heater_E8 | F5 | Industrial | Other Industrial | Existing | Space Heating | Natural Gas | Unit Heater | E8 | Utility - Cost of Operation | 0 | 0 | 0 | 0 | 0 | 0 | 0 | 0 | 0 | 0 | 0 | 0 | 0 | 0 | 0 | 0 | 0 | 0 | 0 | 0 | 0 | 0 | 0 | 0 | 0 | 0 | 0 | 0 | 0 | 0
F5_Industrial_Other Industrial_Existing_Space Heating_Natural Gas_Unit Heater_E9 | F5 | Industrial | Other Industrial | Existing | Space Heating | Natural Gas | Unit Heater | E9 | Utility - Cost of Operation | 0 | 0 | 0 | 0 | 0 | 0 | 0 | 0 | 0 | 0 | 0 | 0 | 0 | 0 | 0 | 0 | 0 | 0 | 0 | 0 | 0 | 0 | 0 | 0 | 0 | 0 | 0 | 0 | 0 | 0
F5_Industrial_Other Industrial_Existing_Space Heating_Natural Gas_Unit Heater_E10 | F5 | Industrial | Other Industrial | Existing | Space Heating | Natural Gas | Unit Heater | E10 | Utility - Cost of Operation | 0 | 0 | 0 | 0 | 0 | 0 | 0 | 0 | 0 | 0 | 0 | 0 | 0 | 0 | 0 | 0 | 0 | 0 | 0 | 0 | 0 | 0 | 0 | 0 | 0 | 0 | 0 | 0 | 0 | 0
F6_Industrial_Other Industrial_Existing_Space Heating_Natural Gas_Unit Heater_E1 | F6 | Industrial | Other Industrial | Existing | Space Heating | Natural Gas | Unit Heater | E1 | Utility - Value of Sales | 66.5476 | 68.4711 | 67.6941 | 66.957 | 65.1097 | 63.2605 | 61.3653 | 59.6674 | 57.958 | 56.5234 | 55.0772 | 53.6743 | 52.2976 | 50.9826 | 49.6924 | 48.4258 | 47.2048 | 46.0421 | 44.9017 | 43.8412 | 42.8211 | 41.8247 | 0 | 0 | 0 | 0 | 0 | 0 | 0 | 0
F6_Industrial_Other Industrial_Existing_Space Heating_Natural Gas_Unit Heater_E2 | F6 | Industrial | Other Industrial | Existing | Space Heating | Natural Gas | Unit Heater | E2 | Utility - Value of Sales | 63.3801 | 65.212 | 64.4721 | 63.77 | 62.0107 | 60.2495 | 58.4445 | 56.8274 | 55.1994 | 53.8331 | 52.4557 | 51.1195 | 49.8084 | 48.5559 | 47.3271 | 46.1209 | 44.958 | 43.8506 | 42.7646 | 41.7545 | 40.7829 | 39.8339 | 0 | 0 | 0 | 0 | 0 | 0 | 0 | 0
F6_Industrial_Other Industrial_Existing_Space Heating_Natural Gas_Unit Heater_E3 | F6 | Industrial | Other Industrial | Existing | Space Heating | Natural Gas | Unit Heater | E3 | Utility - Value of Sales | 55.1132 | 56.2843 | 55.5331 | 54.8162 | 53.3106 | 51.8106 | 50.2876 | 48.9149 | 47.5403 | 46.3713 | 45.199 | 44.0608 | 42.9445 | 41.8754 | 40.827 | 39.7985 | 38.8053 | 37.8565 | 36.9265 | 36.0561 | 35.2171 | 34.3976 | 0 | 0 | 0 | 0 | 0 | 0 | 0 | 0
F6_Industrial_Other Industrial_Existing_Space Heating_Natural Gas_Unit Heater_E4 | F6 | Industrial | Other Industrial | Existing | Space Heating | Natural Gas | Unit Heater | E4 | Utility - Value of Sales | 0 | 0 | 0 | 0 | 0 | 0 | 0 | 0 | 0 | 0 | 0 | 0 | 0 | 0 | 0 | 0 | 0 | 0 | 0 | 0 | 0 | 0 | 0 | 0 | 0 | 0 | 0 | 0 | 0 | 0
F6_Industrial_Other Industrial_Existing_Space Heating_Natural Gas_Unit Heater_E5 | F6 | Industrial | Other Industrial | Existing | Space Heating | Natural Gas | Unit Heater | E5 | Utility - Value of Sales | 0 | 0 | 0 | 0 | 0 | 0 | 0 | 0 | 0 | 0 | 0 | 0 | 0 | 0 | 0 | 0 | 0 | 0 | 0 | 0 | 0 | 0 | 0 | 0 | 0 | 0 | 0 | 0 | 0 | 0
F6_Industrial_Other Industrial_Existing_Space Heating_Natural Gas_Unit Heater_E6 | F6 | Industrial | Other Industrial | Existing | Space Heating | Natural Gas | Unit Heater | E6 | Utility - Value of Sales | 0 | 0 | 0 | 0 | 0 | 0 | 0 | 0 | 0 | 0 | 0 | 0 | 0 | 0 | 0 | 0 | 0 | 0 | 0 | 0 | 0 | 0 | 0 | 0 | 0 | 0 | 0 | 0 | 0 | 0
F6_Industrial_Other Industrial_Existing_Space Heating_Natural Gas_Unit Heater_E7 | F6 | Industrial | Other Industrial | Existing | Space Heating | Natural Gas | Unit Heater | E7 | Utility - Value of Sales | 0 | 0 | 0 | 0 | 0 | 0 | 0 | 0 | 0 | 0 | 0 | 0 | 0 | 0 | 0 | 0 | 0 | 0 | 0 | 0 | 0 | 0 | 0 | 0 | 0 | 0 | 0 | 0 | 0 | 0
F6_Industrial_Other Industrial_Existing_Space Heating_Natural Gas_Unit Heater_E8 | F6 | Industrial | Other Industrial | Existing | Space Heating | Natural Gas | Unit Heater | E8 | Utility - Value of Sales | 0 | 0 | 0 | 0 | 0 | 0 | 0 | 0 | 0 | 0 | 0 | 0 | 0 | 0 | 0 | 0 | 0 | 0 | 0 | 0 | 0 | 0 | 0 | 0 | 0 | 0 | 0 | 0 | 0 | 0
F6_Industrial_Other Industrial_Existing_Space Heating_Natural Gas_Unit Heater_E9 | F6 | Industrial | Other Industrial | Existing | Space Heating | Natural Gas | Unit Heater | E9 | Utility - Value of Sales | 0 | 0 | 0 | 0 | 0 | 0 | 0 | 0 | 0 | 0 | 0 | 0 | 0 | 0 | 0 | 0 | 0 | 0 | 0 | 0 | 0 | 0 | 0 | 0 | 0 | 0 | 0 | 0 | 0 | 0
F6_Industrial_Other Industrial_Existing_Space Heating_Natural Gas_Unit Heater_E10 | F6 | Industrial | Other Industrial | Existing | Space Heating | Natural Gas | Unit Heater | E10 | Utility - Value of Sales | 0 | 0 | 0 | 0 | 0 | 0 | 0 | 0 | 0 | 0 | 0 | 0 | 0 | 0 | 0 | 0 | 0 | 0 | 0 | 0 | 0 | 0 | 0 | 0 | 0 | 0 | 0 | 0 | 0 | 0
F1_Industrial_Other Industrial_Existing_Process_Natural Gas_Process Boiler_E1 | F1 | Industrial | Other Industrial | Existing | Process | Natural Gas | Process Boiler | E1 | Participant - Cost of Equipment | 4.4142 | 4.4142 | 4.4142 | 4.4142 | 4.4142 | 4.4142 | 4.4142 | 4.4142 | 4.4142 | 4.4142 | 4.4142 | 4.4142 | 4.4142 | 4.4142 | 4.4142 | 4.4142 | 4.4142 | 4.4142 | 4.4142 | 4.4142 | 4.4142 | 4.4142 | 0 | 0 | 0 | 0 | 0 | 0 | 0 | 0
F1_Industrial_Other Industrial_Existing_Process_Natural Gas_Process Boiler_E2 | F1 | Industrial | Other Industrial | Existing | Process | Natural Gas | Process Boiler | E2 | Participant - Cost of Equipment | 0 | 0 | 0 | 0 | 0 | 0 | 0 | 0 | 0 | 0 | 0 | 0 | 0 | 0 | 0 | 0 | 0 | 0 | 0 | 0 | 0 | 0 | 0 | 0 | 0 | 0 | 0 | 0 | 0 | 0
F1_Industrial_Other Industrial_Existing_Process_Natural Gas_Process Boiler_E3 | F1 | Industrial | Other Industrial | Existing | Process | Natural Gas | Process Boiler | E3 | Participant - Cost of Equipment | 0 | 0 | 0 | 0 | 0 | 0 | 0 | 0 | 0 | 0 | 0 | 0 | 0 | 0 | 0 | 0 | 0 | 0 | 0 | 0 | 0 | 0 | 0 | 0 | 0 | 0 | 0 | 0 | 0 | 0
F1_Industrial_Other Industrial_Existing_Process_Natural Gas_Process Boiler_E4 | F1 | Industrial | Other Industrial | Existing | Process | Natural Gas | Process Boiler | E4 | Participant - Cost of Equipment | 0 | 0 | 0 | 0 | 0 | 0 | 0 | 0 | 0 | 0 | 0 | 0 | 0 | 0 | 0 | 0 | 0 | 0 | 0 | 0 | 0 | 0 | 0 | 0 | 0 | 0 | 0 | 0 | 0 | 0
F1_Industrial_Other Industrial_Existing_Process_Natural Gas_Process Boiler_E5 | F1 | Industrial | Other Industrial | Existing | Process | Natural Gas | Process Boiler | E5 | Participant - Cost of Equipment | 0 | 0 | 0 | 0 | 0 | 0 | 0 | 0 | 0 | 0 | 0 | 0 | 0 | 0 | 0 | 0 | 0 | 0 | 0 | 0 | 0 | 0 | 0 | 0 | 0 | 0 | 0 | 0 | 0 | 0
F1_Industrial_Other Industrial_Existing_Process_Natural Gas_Process Boiler_E6 | F1 | Industrial | Other Industrial | Existing | Process | Natural Gas | Process Boiler | E6 | Participant - Cost of Equipment | 0 | 0 | 0 | 0 | 0 | 0 | 0 | 0 | 0 | 0 | 0 | 0 | 0 | 0 | 0 | 0 | 0 | 0 | 0 | 0 | 0 | 0 | 0 | 0 | 0 | 0 | 0 | 0 | 0 | 0
F1_Industrial_Other Industrial_Existing_Process_Natural Gas_Process Boiler_E7 | F1 | Industrial | Other Industrial | Existing | Process | Natural Gas | Process Boiler | E7 | Participant - Cost of Equipment | 0 | 0 | 0 | 0 | 0 | 0 | 0 | 0 | 0 | 0 | 0 | 0 | 0 | 0 | 0 | 0 | 0 | 0 | 0 | 0 | 0 | 0 | 0 | 0 | 0 | 0 | 0 | 0 | 0 | 0
F1_Industrial_Other Industrial_Existing_Process_Natural Gas_Process Boiler_E8 | F1 | Industrial | Other Industrial | Existing | Process | Natural Gas | Process Boiler | E8 | Participant - Cost of Equipment | 0 | 0 | 0 | 0 | 0 | 0 | 0 | 0 | 0 | 0 | 0 | 0 | 0 | 0 | 0 | 0 | 0 | 0 | 0 | 0 | 0 | 0 | 0 | 0 | 0 | 0 | 0 | 0 | 0 | 0
F1_Industrial_Other Industrial_Existing_Process_Natural Gas_Process Boiler_E9 | F1 | Industrial | Other Industrial | Existing | Process | Natural Gas | Process Boiler | E9 | Participant - Cost of Equipment | 0 | 0 | 0 | 0 | 0 | 0 | 0 | 0 | 0 | 0 | 0 | 0 | 0 | 0 | 0 | 0 | 0 | 0 | 0 | 0 | 0 | 0 | 0 | 0 | 0 | 0 | 0 | 0 | 0 | 0
F1_Industrial_Other Industrial_Existing_Process_Natural Gas_Process Boiler_E10 | F1 | Industrial | Other Industrial | Existing | Process | Natural Gas | Process Boiler | E10 | Participant - Cost of Equipment | 0 | 0 | 0 | 0 | 0 | 0 | 0 | 0 | 0 | 0 | 0 | 0 | 0 | 0 | 0 | 0 | 0 | 0 | 0 | 0 | 0 | 0 | 0 | 0 | 0 | 0 | 0 | 0 | 0 | 0
F2_Industrial_Other Industrial_Existing_Process_Natural Gas_Process Boiler_E1 | F2 | Industrial | Other Industrial | Existing | Process | Natural Gas | Process Boiler | E1 | Participant - Cost of Operation | 42.42 | 42.8272 | 42.1362 | 41.4737 | 40.3654 | 39.2692 | 38.1678 | 37.1603 | 36.1589 | 35.2813 | 34.4066 | 33.5562 | 32.7229 | 31.9212 | 31.1358 | 30.3661 | 29.6217 | 28.9088 | 28.2134 | 27.5601 | 26.9336 | 26.328 | 0 | 0 | 0 | 0 | 0 | 0 | 0 | 0
F2_Industrial_Other Industrial_Existing_Process_Natural Gas_Process Boiler_E2 | F2 | Industrial | Other Industrial | Existing | Process | Natural Gas | Process Boiler | E2 | Participant - Cost of Operation | 0 | 0 | 0 | 0 | 0 | 0 | 0 | 0 | 0 | 0 | 0 | 0 | 0 | 0 | 0 | 0 | 0 | 0 | 0 | 0 | 0 | 0 | 0 | 0 | 0 | 0 | 0 | 0 | 0 | 0
F2_Industrial_Other Industrial_Existing_Process_Natural Gas_Process Boiler_E3 | F2 | Industrial | Other Industrial | Existing | Process | Natural Gas | Process Boiler | E3 | Participant - Cost of Operation | 0 | 0 | 0 | 0 | 0 | 0 | 0 | 0 | 0 | 0 | 0 | 0 | 0 | 0 | 0 | 0 | 0 | 0 | 0 | 0 | 0 | 0 | 0 | 0 | 0 | 0 | 0 | 0 | 0 | 0
F2_Industrial_Other Industrial_Existing_Process_Natural Gas_Process Boiler_E4 | F2 | Industrial | Other Industrial | Existing | Process | Natural Gas | Process Boiler | E4 | Participant - Cost of Operation | 0 | 0 | 0 | 0 | 0 | 0 | 0 | 0 | 0 | 0 | 0 | 0 | 0 | 0 | 0 | 0 | 0 | 0 | 0 | 0 | 0 | 0 | 0 | 0 | 0 | 0 | 0 | 0 | 0 | 0
F2_Industrial_Other Industrial_Existing_Process_Natural Gas_Process Boiler_E5 | F2 | Industrial | Other Industrial | Existing | Process | Natural Gas | Process Boiler | E5 | Participant - Cost of Operation | 0 | 0 | 0 | 0 | 0 | 0 | 0 | 0 | 0 | 0 | 0 | 0 | 0 | 0 | 0 | 0 | 0 | 0 | 0 | 0 | 0 | 0 | 0 | 0 | 0 | 0 | 0 | 0 | 0 | 0
F2_Industrial_Other Industrial_Existing_Process_Natural Gas_Process Boiler_E6 | F2 | Industrial | Other Industrial | Existing | Process | Natural Gas | Process Boiler | E6 | Participant - Cost of Operation | 0 | 0 | 0 | 0 | 0 | 0 | 0 | 0 | 0 | 0 | 0 | 0 | 0 | 0 | 0 | 0 | 0 | 0 | 0 | 0 | 0 | 0 | 0 | 0 | 0 | 0 | 0 | 0 | 0 | 0
F2_Industrial_Other Industrial_Existing_Process_Natural Gas_Process Boiler_E7 | F2 | Industrial | Other Industrial | Existing | Process | Natural Gas | Process Boiler | E7 | Participant - Cost of Operation | 0 | 0 | 0 | 0 | 0 | 0 | 0 | 0 | 0 | 0 | 0 | 0 | 0 | 0 | 0 | 0 | 0 | 0 | 0 | 0 | 0 | 0 | 0 | 0 | 0 | 0 | 0 | 0 | 0 | 0
F2_Industrial_Other Industrial_Existing_Process_Natural Gas_Process Boiler_E8 | F2 | Industrial | Other Industrial | Existing | Process | Natural Gas | Process Boiler | E8 | Participant - Cost of Operation | 0 | 0 | 0 | 0 | 0 | 0 | 0 | 0 | 0 | 0 | 0 | 0 | 0 | 0 | 0 | 0 | 0 | 0 | 0 | 0 | 0 | 0 | 0 | 0 | 0 | 0 | 0 | 0 | 0 | 0
F2_Industrial_Other Industrial_Existing_Process_Natural Gas_Process Boiler_E9 | F2 | Industrial | Other Industrial | Existing | Process | Natural Gas | Process Boiler | E9 | Participant - Cost of Operation | 0 | 0 | 0 | 0 | 0 | 0 | 0 | 0 | 0 | 0 | 0 | 0 | 0 | 0 | 0 | 0 | 0 | 0 | 0 | 0 | 0 | 0 | 0 | 0 | 0 | 0 | 0 | 0 | 0 | 0
F2_Industrial_Other Industrial_Existing_Process_Natural Gas_Process Boiler_E10 | F2 | Industrial | Other Industrial | Existing | Process | Natural Gas | Process Boiler | E10 | Participant - Cost of Operation | 0 | 0 | 0 | 0 | 0 | 0 | 0 | 0 | 0 | 0 | 0 | 0 | 0 | 0 | 0 | 0 | 0 | 0 | 0 | 0 | 0 | 0 | 0 | 0 | 0 | 0 | 0 | 0 | 0 | 0
F3_Industrial_Other Industrial_Existing_Process_Natural Gas_Process Boiler_E1 | F3 | Industrial | Other Industrial | Existing | Process | Natural Gas | Process Boiler | E1 | System - kBTUs of Conusmption | 7072.1643 | 7072.1643 | 7072.1643 | 7072.1643 | 7072.1643 | 7072.1643 | 7072.1643 | 7072.1643 | 7072.1643 | 7072.1643 | 7072.1643 | 7072.1643 | 7072.1643 | 7072.1643 | 7072.1643 | 7072.1643 | 7072.1643 | 7072.1643 | 7072.1643 | 7072.1643 | 7072.1643 | 7072.1643 | 0 | 0 | 0 | 0 | 0 | 0 | 0 | 0
F3_Industrial_Other Industrial_Existing_Process_Natural Gas_Process Boiler_E2 | F3 | Industrial | Other Industrial | Existing | Process | Natural Gas | Process Boiler | E2 | System - kBTUs of Conusmption | 0 | 0 | 0 | 0 | 0 | 0 | 0 | 0 | 0 | 0 | 0 | 0 | 0 | 0 | 0 | 0 | 0 | 0 | 0 | 0 | 0 | 0 | 0 | 0 | 0 | 0 | 0 | 0 | 0 | 0
F3_Industrial_Other Industrial_Existing_Process_Natural Gas_Process Boiler_E3 | F3 | Industrial | Other Industrial | Existing | Process | Natural Gas | Process Boiler | E3 | System - kBTUs of Conusmption | 0 | 0 | 0 | 0 | 0 | 0 | 0 | 0 | 0 | 0 | 0 | 0 | 0 | 0 | 0 | 0 | 0 | 0 | 0 | 0 | 0 | 0 | 0 | 0 | 0 | 0 | 0 | 0 | 0 | 0
F3_Industrial_Other Industrial_Existing_Process_Natural Gas_Process Boiler_E4 | F3 | Industrial | Other Industrial | Existing | Process | Natural Gas | Process Boiler | E4 | System - kBTUs of Conusmption | 0 | 0 | 0 | 0 | 0 | 0 | 0 | 0 | 0 | 0 | 0 | 0 | 0 | 0 | 0 | 0 | 0 | 0 | 0 | 0 | 0 | 0 | 0 | 0 | 0 | 0 | 0 | 0 | 0 | 0
F3_Industrial_Other Industrial_Existing_Process_Natural Gas_Process Boiler_E5 | F3 | Industrial | Other Industrial | Existing | Process | Natural Gas | Process Boiler | E5 | System - kBTUs of Conusmption | 0 | 0 | 0 | 0 | 0 | 0 | 0 | 0 | 0 | 0 | 0 | 0 | 0 | 0 | 0 | 0 | 0 | 0 | 0 | 0 | 0 | 0 | 0 | 0 | 0 | 0 | 0 | 0 | 0 | 0
F3_Industrial_Other Industrial_Existing_Process_Natural Gas_Process Boiler_E6 | F3 | Industrial | Other Industrial | Existing | Process | Natural Gas | Process Boiler | E6 | System - kBTUs of Conusmption | 0 | 0 | 0 | 0 | 0 | 0 | 0 | 0 | 0 | 0 | 0 | 0 | 0 | 0 | 0 | 0 | 0 | 0 | 0 | 0 | 0 | 0 | 0 | 0 | 0 | 0 | 0 | 0 | 0 | 0
F3_Industrial_Other Industrial_Existing_Process_Natural Gas_Process Boiler_E7 | F3 | Industrial | Other Industrial | Existing | Process | Natural Gas | Process Boiler | E7 | System - kBTUs of Conusmption | 0 | 0 | 0 | 0 | 0 | 0 | 0 | 0 | 0 | 0 | 0 | 0 | 0 | 0 | 0 | 0 | 0 | 0 | 0 | 0 | 0 | 0 | 0 | 0 | 0 | 0 | 0 | 0 | 0 | 0
F3_Industrial_Other Industrial_Existing_Process_Natural Gas_Process Boiler_E8 | F3 | Industrial | Other Industrial | Existing | Process | Natural Gas | Process Boiler | E8 | System - kBTUs of Conusmption | 0 | 0 | 0 | 0 | 0 | 0 | 0 | 0 | 0 | 0 | 0 | 0 | 0 | 0 | 0 | 0 | 0 | 0 | 0 | 0 | 0 | 0 | 0 | 0 | 0 | 0 | 0 | 0 | 0 | 0
F3_Industrial_Other Industrial_Existing_Process_Natural Gas_Process Boiler_E9 | F3 | Industrial | Other Industrial | Existing | Process | Natural Gas | Process Boiler | E9 | System - kBTUs of Conusmption | 0 | 0 | 0 | 0 | 0 | 0 | 0 | 0 | 0 | 0 | 0 | 0 | 0 | 0 | 0 | 0 | 0 | 0 | 0 | 0 | 0 | 0 | 0 | 0 | 0 | 0 | 0 | 0 | 0 | 0
F3_Industrial_Other Industrial_Existing_Process_Natural Gas_Process Boiler_E10 | F3 | Industrial | Other Industrial | Existing | Process | Natural Gas | Process Boiler | E10 | System - kBTUs of Conusmption | 0 | 0 | 0 | 0 | 0 | 0 | 0 | 0 | 0 | 0 | 0 | 0 | 0 | 0 | 0 | 0 | 0 | 0 | 0 | 0 | 0 | 0 | 0 | 0 | 0 | 0 | 0 | 0 | 0 | 0
F4_Industrial_Other Industrial_Existing_Process_Natural Gas_Process Boiler_E1 | F4 | Industrial | Other Industrial | Existing | Process | Natural Gas | Process Boiler | E1 | Utility - Cost of Equipment | 4.4142 | 4.4142 | 4.4142 | 4.4142 | 4.4142 | 4.4142 | 4.4142 | 4.4142 | 4.4142 | 4.4142 | 4.4142 | 4.4142 | 4.4142 | 4.4142 | 4.4142 | 4.4142 | 4.4142 | 4.4142 | 4.4142 | 4.4142 | 4.4142 | 4.4142 | 0 | 0 | 0 | 0 | 0 | 0 | 0 | 0
F4_Industrial_Other Industrial_Existing_Process_Natural Gas_Process Boiler_E2 | F4 | Industrial | Other Industrial | Existing | Process | Natural Gas | Process Boiler | E2 | Utility - Cost of Equipment | 0 | 0 | 0 | 0 | 0 | 0 | 0 | 0 | 0 | 0 | 0 | 0 | 0 | 0 | 0 | 0 | 0 | 0 | 0 | 0 | 0 | 0 | 0 | 0 | 0 | 0 | 0 | 0 | 0 | 0
F4_Industrial_Other Industrial_Existing_Process_Natural Gas_Process Boiler_E3 | F4 | Industrial | Other Industrial | Existing | Process | Natural Gas | Process Boiler | E3 | Utility - Cost of Equipment | 0 | 0 | 0 | 0 | 0 | 0 | 0 | 0 | 0 | 0 | 0 | 0 | 0 | 0 | 0 | 0 | 0 | 0 | 0 | 0 | 0 | 0 | 0 | 0 | 0 | 0 | 0 | 0 | 0 | 0
F4_Industrial_Other Industrial_Existing_Process_Natural Gas_Process Boiler_E4 | F4 | Industrial | Other Industrial | Existing | Process | Natural Gas | Process Boiler | E4 | Utility - Cost of Equipment | 0 | 0 | 0 | 0 | 0 | 0 | 0 | 0 | 0 | 0 | 0 | 0 | 0 | 0 | 0 | 0 | 0 | 0 | 0 | 0 | 0 | 0 | 0 | 0 | 0 | 0 | 0 | 0 | 0 | 0
F4_Industrial_Other Industrial_Existing_Process_Natural Gas_Process Boiler_E5 | F4 | Industrial | Other Industrial | Existing | Process | Natural Gas | Process Boiler | E5 | Utility - Cost of Equipment | 0 | 0 | 0 | 0 | 0 | 0 | 0 | 0 | 0 | 0 | 0 | 0 | 0 | 0 | 0 | 0 | 0 | 0 | 0 | 0 | 0 | 0 | 0 | 0 | 0 | 0 | 0 | 0 | 0 | 0
F4_Industrial_Other Industrial_Existing_Process_Natural Gas_Process Boiler_E6 | F4 | Industrial | Other Industrial | Existing | Process | Natural Gas | Process Boiler | E6 | Utility - Cost of Equipment | 0 | 0 | 0 | 0 | 0 | 0 | 0 | 0 | 0 | 0 | 0 | 0 | 0 | 0 | 0 | 0 | 0 | 0 | 0 | 0 | 0 | 0 | 0 | 0 | 0 | 0 | 0 | 0 | 0 | 0
F4_Industrial_Other Industrial_Existing_Process_Natural Gas_Process Boiler_E7 | F4 | Industrial | Other Industrial | Existing | Process | Natural Gas | Process Boiler | E7 | Utility - Cost of Equipment | 0 | 0 | 0 | 0 | 0 | 0 | 0 | 0 | 0 | 0 | 0 | 0 | 0 | 0 | 0 | 0 | 0 | 0 | 0 | 0 | 0 | 0 | 0 | 0 | 0 | 0 | 0 | 0 | 0 | 0
F4_Industrial_Other Industrial_Existing_Process_Natural Gas_Process Boiler_E8 | F4 | Industrial | Other Industrial | Existing | Process | Natural Gas | Process Boiler | E8 | Utility - Cost of Equipment | 0 | 0 | 0 | 0 | 0 | 0 | 0 | 0 | 0 | 0 | 0 | 0 | 0 | 0 | 0 | 0 | 0 | 0 | 0 | 0 | 0 | 0 | 0 | 0 | 0 | 0 | 0 | 0 | 0 | 0
F4_Industrial_Other Industrial_Existing_Process_Natural Gas_Process Boiler_E9 | F4 | Industrial | Other Industrial | Existing | Process | Natural Gas | Process Boiler | E9 | Utility - Cost of Equipment | 0 | 0 | 0 | 0 | 0 | 0 | 0 | 0 | 0 | 0 | 0 | 0 | 0 | 0 | 0 | 0 | 0 | 0 | 0 | 0 | 0 | 0 | 0 | 0 | 0 | 0 | 0 | 0 | 0 | 0
F4_Industrial_Other Industrial_Existing_Process_Natural Gas_Process Boiler_E10 | F4 | Industrial | Other Industrial | Existing | Process | Natural Gas | Process Boiler | E10 | Utility - Cost of Equipment | 0 | 0 | 0 | 0 | 0 | 0 | 0 | 0 | 0 | 0 | 0 | 0 | 0 | 0 | 0 | 0 | 0 | 0 | 0 | 0 | 0 | 0 | 0 | 0 | 0 | 0 | 0 | 0 | 0 | 0
F5_Industrial_Other Industrial_Existing_Process_Natural Gas_Process Boiler_E1 | F5 | Industrial | Other Industrial | Existing | Process | Natural Gas | Process Boiler | E1 | Utility - Cost of Operation | 35.4071 | 35.747 | 35.1702 | 34.6173 | 33.6922 | 32.7771 | 31.8579 | 31.017 | 30.1811 | 29.4486 | 28.7185 | 28.0087 | 27.3131 | 26.644 | 25.9884 | 25.3459 | 24.7246 | 24.1296 | 23.5492 | 23.0038 | 22.4809 | 21.9754 | 0 | 0 | 0 | 0 | 0 | 0 | 0 | 0
F5_Industrial_Other Industrial_Existing_Process_Natural Gas_Process Boiler_E2 | F5 | Industrial | Other Industrial | Existing | Process | Natural Gas | Process Boiler | E2 | Utility - Cost of Operation | 0 | 0 | 0 | 0 | 0 | 0 | 0 | 0 | 0 | 0 | 0 | 0 | 0 | 0 | 0 | 0 | 0 | 0 | 0 | 0 | 0 | 0 | 0 | 0 | 0 | 0 | 0 | 0 | 0 | 0
F5_Industrial_Other Industrial_Existing_Process_Natural Gas_Process Boiler_E3 | F5 | Industrial | Other Industrial | Existing | Process | Natural Gas | Process Boiler | E3 | Utility - Cost of Operation | 0 | 0 | 0 | 0 | 0 | 0 | 0 | 0 | 0 | 0 | 0 | 0 | 0 | 0 | 0 | 0 | 0 | 0 | 0 | 0 | 0 | 0 | 0 | 0 | 0 | 0 | 0 | 0 | 0 | 0
F5_Industrial_Other Industrial_Existing_Process_Natural Gas_Process Boiler_E4 | F5 | Industrial | Other Industrial | Existing | Process | Natural Gas | Process Boiler | E4 | Utility - Cost of Operation | 0 | 0 | 0 | 0 | 0 | 0 | 0 | 0 | 0 | 0 | 0 | 0 | 0 | 0 | 0 | 0 | 0 | 0 | 0 | 0 | 0 | 0 | 0 | 0 | 0 | 0 | 0 | 0 | 0 | 0
F5_Industrial_Other Industrial_Existing_Process_Natural Gas_Process Boiler_E5 | F5 | Industrial | Other Industrial | Existing | Process | Natural Gas | Process Boiler | E5 | Utility - Cost of Operation | 0 | 0 | 0 | 0 | 0 | 0 | 0 | 0 | 0 | 0 | 0 | 0 | 0 | 0 | 0 | 0 | 0 | 0 | 0 | 0 | 0 | 0 | 0 | 0 | 0 | 0 | 0 | 0 | 0 | 0
F5_Industrial_Other Industrial_Existing_Process_Natural Gas_Process Boiler_E6 | F5 | Industrial | Other Industrial | Existing | Process | Natural Gas | Process Boiler | E6 | Utility - Cost of Operation | 0 | 0 | 0 | 0 | 0 | 0 | 0 | 0 | 0 | 0 | 0 | 0 | 0 | 0 | 0 | 0 | 0 | 0 | 0 | 0 | 0 | 0 | 0 | 0 | 0 | 0 | 0 | 0 | 0 | 0
F5_Industrial_Other Industrial_Existing_Process_Natural Gas_Process Boiler_E7 | F5 | Industrial | Other Industrial | Existing | Process | Natural Gas | Process Boiler | E7 | Utility - Cost of Operation | 0 | 0 | 0 | 0 | 0 | 0 | 0 | 0 | 0 | 0 | 0 | 0 | 0 | 0 | 0 | 0 | 0 | 0 | 0 | 0 | 0 | 0 | 0 | 0 | 0 | 0 | 0 | 0 | 0 | 0
F5_Industrial_Other Industrial_Existing_Process_Natural Gas_Process Boiler_E8 | F5 | Industrial | Other Industrial | Existing | Process | Natural Gas | Process Boiler | E8 | Utility - Cost of Operation | 0 | 0 | 0 | 0 | 0 | 0 | 0 | 0 | 0 | 0 | 0 | 0 | 0 | 0 | 0 | 0 | 0 | 0 | 0 | 0 | 0 | 0 | 0 | 0 | 0 | 0 | 0 | 0 | 0 | 0
F5_Industrial_Other Industrial_Existing_Process_Natural Gas_Process Boiler_E9 | F5 | Industrial | Other Industrial | Existing | Process | Natural Gas | Process Boiler | E9 | Utility - Cost of Operation | 0 | 0 | 0 | 0 | 0 | 0 | 0 | 0 | 0 | 0 | 0 | 0 | 0 | 0 | 0 | 0 | 0 | 0 | 0 | 0 | 0 | 0 | 0 | 0 | 0 | 0 | 0 | 0 | 0 | 0
F5_Industrial_Other Industrial_Existing_Process_Natural Gas_Process Boiler_E10 | F5 | Industrial | Other Industrial | Existing | Process | Natural Gas | Process Boiler | E10 | Utility - Cost of Operation | 0 | 0 | 0 | 0 | 0 | 0 | 0 | 0 | 0 | 0 | 0 | 0 | 0 | 0 | 0 | 0 | 0 | 0 | 0 | 0 | 0 | 0 | 0 | 0 | 0 | 0 | 0 | 0 | 0 | 0
F6_Industrial_Other Industrial_Existing_Process_Natural Gas_Process Boiler_E1 | F6 | Industrial | Other Industrial | Existing | Process | Natural Gas | Process Boiler | E1 | Utility - Value of Sales | 42.42 | 42.8272 | 42.1362 | 41.4737 | 40.3654 | 39.2692 | 38.1678 | 37.1603 | 36.1589 | 35.2813 | 34.4066 | 33.5562 | 32.7229 | 31.9212 | 31.1358 | 30.3661 | 29.6217 | 28.9088 | 28.2134 | 27.5601 | 26.9336 | 26.328 | 0 | 0 | 0 | 0 | 0 | 0 | 0 | 0
F6_Industrial_Other Industrial_Existing_Process_Natural Gas_Process Boiler_E2 | F6 | Industrial | Other Industrial | Existing | Process | Natural Gas | Process Boiler | E2 | Utility - Value of Sales | 0 | 0 | 0 | 0 | 0 | 0 | 0 | 0 | 0 | 0 | 0 | 0 | 0 | 0 | 0 | 0 | 0 | 0 | 0 | 0 | 0 | 0 | 0 | 0 | 0 | 0 | 0 | 0 | 0 | 0
F6_Industrial_Other Industrial_Existing_Process_Natural Gas_Process Boiler_E3 | F6 | Industrial | Other Industrial | Existing | Process | Natural Gas | Process Boiler | E3 | Utility - Value of Sales | 0 | 0 | 0 | 0 | 0 | 0 | 0 | 0 | 0 | 0 | 0 | 0 | 0 | 0 | 0 | 0 | 0 | 0 | 0 | 0 | 0 | 0 | 0 | 0 | 0 | 0 | 0 | 0 | 0 | 0
F6_Industrial_Other Industrial_Existing_Process_Natural Gas_Process Boiler_E4 | F6 | Industrial | Other Industrial | Existing | Process | Natural Gas | Process Boiler | E4 | Utility - Value of Sales | 0 | 0 | 0 | 0 | 0 | 0 | 0 | 0 | 0 | 0 | 0 | 0 | 0 | 0 | 0 | 0 | 0 | 0 | 0 | 0 | 0 | 0 | 0 | 0 | 0 | 0 | 0 | 0 | 0 | 0
F6_Industrial_Other Industrial_Existing_Process_Natural Gas_Process Boiler_E5 | F6 | Industrial | Other Industrial | Existing | Process | Natural Gas | Process Boiler | E5 | Utility - Value of Sales | 0 | 0 | 0 | 0 | 0 | 0 | 0 | 0 | 0 | 0 | 0 | 0 | 0 | 0 | 0 | 0 | 0 | 0 | 0 | 0 | 0 | 0 | 0 | 0 | 0 | 0 | 0 | 0 | 0 | 0
F6_Industrial_Other Industrial_Existing_Process_Natural Gas_Process Boiler_E6 | F6 | Industrial | Other Industrial | Existing | Process | Natural Gas | Process Boiler | E6 | Utility - Value of Sales | 0 | 0 | 0 | 0 | 0 | 0 | 0 | 0 | 0 | 0 | 0 | 0 | 0 | 0 | 0 | 0 | 0 | 0 | 0 | 0 | 0 | 0 | 0 | 0 | 0 | 0 | 0 | 0 | 0 | 0
F6_Industrial_Other Industrial_Existing_Process_Natural Gas_Process Boiler_E7 | F6 | Industrial | Other Industrial | Existing | Process | Natural Gas | Process Boiler | E7 | Utility - Value of Sales | 0 | 0 | 0 | 0 | 0 | 0 | 0 | 0 | 0 | 0 | 0 | 0 | 0 | 0 | 0 | 0 | 0 | 0 | 0 | 0 | 0 | 0 | 0 | 0 | 0 | 0 | 0 | 0 | 0 | 0
F6_Industrial_Other Industrial_Existing_Process_Natural Gas_Process Boiler_E8 | F6 | Industrial | Other Industrial | Existing | Process | Natural Gas | Process Boiler | E8 | Utility - Value of Sales | 0 | 0 | 0 | 0 | 0 | 0 | 0 | 0 | 0 | 0 | 0 | 0 | 0 | 0 | 0 | 0 | 0 | 0 | 0 | 0 | 0 | 0 | 0 | 0 | 0 | 0 | 0 | 0 | 0 | 0
F6_Industrial_Other Industrial_Existing_Process_Natural Gas_Process Boiler_E9 | F6 | Industrial | Other Industrial | Existing | Process | Natural Gas | Process Boiler | E9 | Utility - Value of Sales | 0 | 0 | 0 | 0 | 0 | 0 | 0 | 0 | 0 | 0 | 0 | 0 | 0 | 0 | 0 | 0 | 0 | 0 | 0 | 0 | 0 | 0 | 0 | 0 | 0 | 0 | 0 | 0 | 0 | 0
F6_Industrial_Other Industrial_Existing_Process_Natural Gas_Process Boiler_E10 | F6 | Industrial | Other Industrial | Existing | Process | Natural Gas | Process Boiler | E10 | Utility - Value of Sales | 0 | 0 | 0 | 0 | 0 | 0 | 0 | 0 | 0 | 0 | 0 | 0 | 0 | 0 | 0 | 0 | 0 | 0 | 0 | 0 | 0 | 0 | 0 | 0 | 0 | 0 | 0 | 0 | 0 | 0
F1_Industrial_Other Industrial_Existing_Process_Natural Gas_Process Heating_E1 | F1 | Industrial | Other Industrial | Existing | Process | Natural Gas | Process Heating | E1 | Participant - Cost of Equipment | 13.1024 | 13.1024 | 13.1024 | 13.1024 | 13.1024 | 13.1024 | 13.1024 | 13.1024 | 13.1024 | 13.1024 | 13.1024 | 13.1024 | 13.1024 | 13.1024 | 13.1024 | 13.1024 | 13.1024 | 13.1024 | 13.1024 | 13.1024 | 13.1024 | 13.1024 | 0 | 0 | 0 | 0 | 0 | 0 | 0 | 0
F1_Industrial_Other Industrial_Existing_Process_Natural Gas_Process Heating_E2 | F1 | Industrial | Other Industrial | Existing | Process | Natural Gas | Process Heating | E2 | Participant - Cost of Equipment | 0 | 0 | 0 | 0 | 0 | 0 | 0 | 0 | 0 | 0 | 0 | 0 | 0 | 0 | 0 | 0 | 0 | 0 | 0 | 0 | 0 | 0 | 0 | 0 | 0 | 0 | 0 | 0 | 0 | 0
F1_Industrial_Other Industrial_Existing_Process_Natural Gas_Process Heating_E3 | F1 | Industrial | Other Industrial | Existing | Process | Natural Gas | Process Heating | E3 | Participant - Cost of Equipment | 0 | 0 | 0 | 0 | 0 | 0 | 0 | 0 | 0 | 0 | 0 | 0 | 0 | 0 | 0 | 0 | 0 | 0 | 0 | 0 | 0 | 0 | 0 | 0 | 0 | 0 | 0 | 0 | 0 | 0
F1_Industrial_Other Industrial_Existing_Process_Natural Gas_Process Heating_E4 | F1 | Industrial | Other Industrial | Existing | Process | Natural Gas | Process Heating | E4 | Participant - Cost of Equipment | 0 | 0 | 0 | 0 | 0 | 0 | 0 | 0 | 0 | 0 | 0 | 0 | 0 | 0 | 0 | 0 | 0 | 0 | 0 | 0 | 0 | 0 | 0 | 0 | 0 | 0 | 0 | 0 | 0 | 0
F1_Industrial_Other Industrial_Existing_Process_Natural Gas_Process Heating_E5 | F1 | Industrial | Other Industrial | Existing | Process | Natural Gas | Process Heating | E5 | Participant - Cost of Equipment | 0 | 0 | 0 | 0 | 0 | 0 | 0 | 0 | 0 | 0 | 0 | 0 | 0 | 0 | 0 | 0 | 0 | 0 | 0 | 0 | 0 | 0 | 0 | 0 | 0 | 0 | 0 | 0 | 0 | 0
F1_Industrial_Other Industrial_Existing_Process_Natural Gas_Process Heating_E6 | F1 | Industrial | Other Industrial | Existing | Process | Natural Gas | Process Heating | E6 | Participant - Cost of Equipment | 0 | 0 | 0 | 0 | 0 | 0 | 0 | 0 | 0 | 0 | 0 | 0 | 0 | 0 | 0 | 0 | 0 | 0 | 0 | 0 | 0 | 0 | 0 | 0 | 0 | 0 | 0 | 0 | 0 | 0
F1_Industrial_Other Industrial_Existing_Process_Natural Gas_Process Heating_E7 | F1 | Industrial | Other Industrial | Existing | Process | Natural Gas | Process Heating | E7 | Participant - Cost of Equipment | 0 | 0 | 0 | 0 | 0 | 0 | 0 | 0 | 0 | 0 | 0 | 0 | 0 | 0 | 0 | 0 | 0 | 0 | 0 | 0 | 0 | 0 | 0 | 0 | 0 | 0 | 0 | 0 | 0 | 0
F1_Industrial_Other Industrial_Existing_Process_Natural Gas_Process Heating_E8 | F1 | Industrial | Other Industrial | Existing | Process | Natural Gas | Process Heating | E8 | Participant - Cost of Equipment | 0 | 0 | 0 | 0 | 0 | 0 | 0 | 0 | 0 | 0 | 0 | 0 | 0 | 0 | 0 | 0 | 0 | 0 | 0 | 0 | 0 | 0 | 0 | 0 | 0 | 0 | 0 | 0 | 0 | 0
F1_Industrial_Other Industrial_Existing_Process_Natural Gas_Process Heating_E9 | F1 | Industrial | Other Industrial | Existing | Process | Natural Gas | Process Heating | E9 | Participant - Cost of Equipment | 0 | 0 | 0 | 0 | 0 | 0 | 0 | 0 | 0 | 0 | 0 | 0 | 0 | 0 | 0 | 0 | 0 | 0 | 0 | 0 | 0 | 0 | 0 | 0 | 0 | 0 | 0 | 0 | 0 | 0
F1_Industrial_Other Industrial_Existing_Process_Natural Gas_Process Heating_E10 | F1 | Industrial | Other Industrial | Existing | Process | Natural Gas | Process Heating | E10 | Participant - Cost of Equipment | 0 | 0 | 0 | 0 | 0 | 0 | 0 | 0 | 0 | 0 | 0 | 0 | 0 | 0 | 0 | 0 | 0 | 0 | 0 | 0 | 0 | 0 | 0 | 0 | 0 | 0 | 0 | 0 | 0 | 0
F2_Industrial_Other Industrial_Existing_Process_Natural Gas_Process Heating_E1 | F2 | Industrial | Other Industrial | Existing | Process | Natural Gas | Process Heating | E1 | Participant - Cost of Operation | 36.8932 | 40.3322 | 40.6089 | 40.8837 | 39.7432 | 38.5325 | 37.2301 | 36.1243 | 34.9945 | 34.18 | 33.3248 | 32.4851 | 31.6435 | 30.8426 | 30.0365 | 29.2269 | 28.4456 | 27.7078 | 26.9789 | 26.3319 | 25.7192 | 25.1208 | 0 | 0 | 0 | 0 | 0 | 0 | 0 | 0
F2_Industrial_Other Industrial_Existing_Process_Natural Gas_Process Heating_E2 | F2 | Industrial | Other Industrial | Existing | Process | Natural Gas | Process Heating | E2 | Participant - Cost of Operation | 0 | 0 | 0 | 0 | 0 | 0 | 0 | 0 | 0 | 0 | 0 | 0 | 0 | 0 | 0 | 0 | 0 | 0 | 0 | 0 | 0 | 0 | 0 | 0 | 0 | 0 | 0 | 0 | 0 | 0
F2_Industrial_Other Industrial_Existing_Process_Natural Gas_Process Heating_E3 | F2 | Industrial | Other Industrial | Existing | Process | Natural Gas | Process Heating | E3 | Participant - Cost of Operation | 0 | 0 | 0 | 0 | 0 | 0 | 0 | 0 | 0 | 0 | 0 | 0 | 0 | 0 | 0 | 0 | 0 | 0 | 0 | 0 | 0 | 0 | 0 | 0 | 0 | 0 | 0 | 0 | 0 | 0
F2_Industrial_Other Industrial_Existing_Process_Natural Gas_Process Heating_E4 | F2 | Industrial | Other Industrial | Existing | Process | Natural Gas | Process Heating | E4 | Participant - Cost of Operation | 0 | 0 | 0 | 0 | 0 | 0 | 0 | 0 | 0 | 0 | 0 | 0 | 0 | 0 | 0 | 0 | 0 | 0 | 0 | 0 | 0 | 0 | 0 | 0 | 0 | 0 | 0 | 0 | 0 | 0
F2_Industrial_Other Industrial_Existing_Process_Natural Gas_Process Heating_E5 | F2 | Industrial | Other Industrial | Existing | Process | Natural Gas | Process Heating | E5 | Participant - Cost of Operation | 0 | 0 | 0 | 0 | 0 | 0 | 0 | 0 | 0 | 0 | 0 | 0 | 0 | 0 | 0 | 0 | 0 | 0 | 0 | 0 | 0 | 0 | 0 | 0 | 0 | 0 | 0 | 0 | 0 | 0
F2_Industrial_Other Industrial_Existing_Process_Natural Gas_Process Heating_E6 | F2 | Industrial | Other Industrial | Existing | Process | Natural Gas | Process Heating | E6 | Participant - Cost of Operation | 0 | 0 | 0 | 0 | 0 | 0 | 0 | 0 | 0 | 0 | 0 | 0 | 0 | 0 | 0 | 0 | 0 | 0 | 0 | 0 | 0 | 0 | 0 | 0 | 0 | 0 | 0 | 0 | 0 | 0
F2_Industrial_Other Industrial_Existing_Process_Natural Gas_Process Heating_E7 | F2 | Industrial | Other Industrial | Existing | Process | Natural Gas | Process Heating | E7 | Participant - Cost of Operation | 0 | 0 | 0 | 0 | 0 | 0 | 0 | 0 | 0 | 0 | 0 | 0 | 0 | 0 | 0 | 0 | 0 | 0 | 0 | 0 | 0 | 0 | 0 | 0 | 0 | 0 | 0 | 0 | 0 | 0
F2_Industrial_Other Industrial_Existing_Process_Natural Gas_Process Heating_E8 | F2 | Industrial | Other Industrial | Existing | Process | Natural Gas | Process Heating | E8 | Participant - Cost of Operation | 0 | 0 | 0 | 0 | 0 | 0 | 0 | 0 | 0 | 0 | 0 | 0 | 0 | 0 | 0 | 0 | 0 | 0 | 0 | 0 | 0 | 0 | 0 | 0 | 0 | 0 | 0 | 0 | 0 | 0
F2_Industrial_Other Industrial_Existing_Process_Natural Gas_Process Heating_E9 | F2 | Industrial | Other Industrial | Existing | Process | Natural Gas | Process Heating | E9 | Participant - Cost of Operation | 0 | 0 | 0 | 0 | 0 | 0 | 0 | 0 | 0 | 0 | 0 | 0 | 0 | 0 | 0 | 0 | 0 | 0 | 0 | 0 | 0 | 0 | 0 | 0 | 0 | 0 | 0 | 0 | 0 | 0
F2_Industrial_Other Industrial_Existing_Process_Natural Gas_Process Heating_E10 | F2 | Industrial | Other Industrial | Existing | Process | Natural Gas | Process Heating | E10 | Participant - Cost of Operation | 0 | 0 | 0 | 0 | 0 | 0 | 0 | 0 | 0 | 0 | 0 | 0 | 0 | 0 | 0 | 0 | 0 | 0 | 0 | 0 | 0 | 0 | 0 | 0 | 0 | 0 | 0 | 0 | 0 | 0
F3_Industrial_Other Industrial_Existing_Process_Natural Gas_Process Heating_E1 | F3 | Industrial | Other Industrial | Existing | Process | Natural Gas | Process Heating | E1 | System - kBTUs of Conusmption | 5711.9909 | 5711.9909 | 5711.9909 | 5711.9909 | 5711.9909 | 5711.9909 | 5711.9909 | 5711.9909 | 5711.9909 | 5711.9909 | 5711.9909 | 5711.9909 | 5711.9909 | 5711.9909 | 5711.9909 | 5711.9909 | 5711.9909 | 5711.9909 | 5711.9909 | 5711.9909 | 5711.9909 | 5711.9909 | 0 | 0 | 0 | 0 | 0 | 0 | 0 | 0
F3_Industrial_Other Industrial_Existing_Process_Natural Gas_Process Heating_E2 | F3 | Industrial | Other Industrial | Existing | Process | Natural Gas | Process Heating | E2 | System - kBTUs of Conusmption | 0 | 0 | 0 | 0 | 0 | 0 | 0 | 0 | 0 | 0 | 0 | 0 | 0 | 0 | 0 | 0 | 0 | 0 | 0 | 0 | 0 | 0 | 0 | 0 | 0 | 0 | 0 | 0 | 0 | 0
F3_Industrial_Other Industrial_Existing_Process_Natural Gas_Process Heating_E3 | F3 | Industrial | Other Industrial | Existing | Process | Natural Gas | Process Heating | E3 | System - kBTUs of Conusmption | 0 | 0 | 0 | 0 | 0 | 0 | 0 | 0 | 0 | 0 | 0 | 0 | 0 | 0 | 0 | 0 | 0 | 0 | 0 | 0 | 0 | 0 | 0 | 0 | 0 | 0 | 0 | 0 | 0 | 0
F3_Industrial_Other Industrial_Existing_Process_Natural Gas_Process Heating_E4 | F3 | Industrial | Other Industrial | Existing | Process | Natural Gas | Process Heating | E4 | System - kBTUs of Conusmption | 0 | 0 | 0 | 0 | 0 | 0 | 0 | 0 | 0 | 0 | 0 | 0 | 0 | 0 | 0 | 0 | 0 | 0 | 0 | 0 | 0 | 0 | 0 | 0 | 0 | 0 | 0 | 0 | 0 | 0
F3_Industrial_Other Industrial_Existing_Process_Natural Gas_Process Heating_E5 | F3 | Industrial | Other Industrial | Existing | Process | Natural Gas | Process Heating | E5 | System - kBTUs of Conusmption | 0 | 0 | 0 | 0 | 0 | 0 | 0 | 0 | 0 | 0 | 0 | 0 | 0 | 0 | 0 | 0 | 0 | 0 | 0 | 0 | 0 | 0 | 0 | 0 | 0 | 0 | 0 | 0 | 0 | 0
F3_Industrial_Other Industrial_Existing_Process_Natural Gas_Process Heating_E6 | F3 | Industrial | Other Industrial | Existing | Process | Natural Gas | Process Heating | E6 | System - kBTUs of Conusmption | 0 | 0 | 0 | 0 | 0 | 0 | 0 | 0 | 0 | 0 | 0 | 0 | 0 | 0 | 0 | 0 | 0 | 0 | 0 | 0 | 0 | 0 | 0 | 0 | 0 | 0 | 0 | 0 | 0 | 0
F3_Industrial_Other Industrial_Existing_Process_Natural Gas_Process Heating_E7 | F3 | Industrial | Other Industrial | Existing | Process | Natural Gas | Process Heating | E7 | System - kBTUs of Conusmption | 0 | 0 | 0 | 0 | 0 | 0 | 0 | 0 | 0 | 0 | 0 | 0 | 0 | 0 | 0 | 0 | 0 | 0 | 0 | 0 | 0 | 0 | 0 | 0 | 0 | 0 | 0 | 0 | 0 | 0
F3_Industrial_Other Industrial_Existing_Process_Natural Gas_Process Heating_E8 | F3 | Industrial | Other Industrial | Existing | Process | Natural Gas | Process Heating | E8 | System - kBTUs of Conusmption | 0 | 0 | 0 | 0 | 0 | 0 | 0 | 0 | 0 | 0 | 0 | 0 | 0 | 0 | 0 | 0 | 0 | 0 | 0 | 0 | 0 | 0 | 0 | 0 | 0 | 0 | 0 | 0 | 0 | 0
F3_Industrial_Other Industrial_Existing_Process_Natural Gas_Process Heating_E9 | F3 | Industrial | Other Industrial | Existing | Process | Natural Gas | Process Heating | E9 | System - kBTUs of Conusmption | 0 | 0 | 0 | 0 | 0 | 0 | 0 | 0 | 0 | 0 | 0 | 0 | 0 | 0 | 0 | 0 | 0 | 0 | 0 | 0 | 0 | 0 | 0 | 0 | 0 | 0 | 0 | 0 | 0 | 0
F3_Industrial_Other Industrial_Existing_Process_Natural Gas_Process Heating_E10 | F3 | Industrial | Other Industrial | Existing | Process | Natural Gas | Process Heating | E10 | System - kBTUs of Conusmption | 0 | 0 | 0 | 0 | 0 | 0 | 0 | 0 | 0 | 0 | 0 | 0 | 0 | 0 | 0 | 0 | 0 | 0 | 0 | 0 | 0 | 0 | 0 | 0 | 0 | 0 | 0 | 0 | 0 | 0
F4_Industrial_Other Industrial_Existing_Process_Natural Gas_Process Heating_E1 | F4 | Industrial | Other Industrial | Existing | Process | Natural Gas | Process Heating | E1 | Utility - Cost of Equipment | 13.1024 | 13.1024 | 13.1024 | 13.1024 | 13.1024 | 13.1024 | 13.1024 | 13.1024 | 13.1024 | 13.1024 | 13.1024 | 13.1024 | 13.1024 | 13.1024 | 13.1024 | 13.1024 | 13.1024 | 13.1024 | 13.1024 | 13.1024 | 13.1024 | 13.1024 | 0 | 0 | 0 | 0 | 0 | 0 | 0 | 0
F4_Industrial_Other Industrial_Existing_Process_Natural Gas_Process Heating_E2 | F4 | Industrial | Other Industrial | Existing | Process | Natural Gas | Process Heating | E2 | Utility - Cost of Equipment | 0 | 0 | 0 | 0 | 0 | 0 | 0 | 0 | 0 | 0 | 0 | 0 | 0 | 0 | 0 | 0 | 0 | 0 | 0 | 0 | 0 | 0 | 0 | 0 | 0 | 0 | 0 | 0 | 0 | 0
F4_Industrial_Other Industrial_Existing_Process_Natural Gas_Process Heating_E3 | F4 | Industrial | Other Industrial | Existing | Process | Natural Gas | Process Heating | E3 | Utility - Cost of Equipment | 0 | 0 | 0 | 0 | 0 | 0 | 0 | 0 | 0 | 0 | 0 | 0 | 0 | 0 | 0 | 0 | 0 | 0 | 0 | 0 | 0 | 0 | 0 | 0 | 0 | 0 | 0 | 0 | 0 | 0
F4_Industrial_Other Industrial_Existing_Process_Natural Gas_Process Heating_E4 | F4 | Industrial | Other Industrial | Existing | Process | Natural Gas | Process Heating | E4 | Utility - Cost of Equipment | 0 | 0 | 0 | 0 | 0 | 0 | 0 | 0 | 0 | 0 | 0 | 0 | 0 | 0 | 0 | 0 | 0 | 0 | 0 | 0 | 0 | 0 | 0 | 0 | 0 | 0 | 0 | 0 | 0 | 0
F4_Industrial_Other Industrial_Existing_Process_Natural Gas_Process Heating_E5 | F4 | Industrial | Other Industrial | Existing | Process | Natural Gas | Process Heating | E5 | Utility - Cost of Equipment | 0 | 0 | 0 | 0 | 0 | 0 | 0 | 0 | 0 | 0 | 0 | 0 | 0 | 0 | 0 | 0 | 0 | 0 | 0 | 0 | 0 | 0 | 0 | 0 | 0 | 0 | 0 | 0 | 0 | 0
F4_Industrial_Other Industrial_Existing_Process_Natural Gas_Process Heating_E6 | F4 | Industrial | Other Industrial | Existing | Process | Natural Gas | Process Heating | E6 | Utility - Cost of Equipment | 0 | 0 | 0 | 0 | 0 | 0 | 0 | 0 | 0 | 0 | 0 | 0 | 0 | 0 | 0 | 0 | 0 | 0 | 0 | 0 | 0 | 0 | 0 | 0 | 0 | 0 | 0 | 0 | 0 | 0
F4_Industrial_Other Industrial_Existing_Process_Natural Gas_Process Heating_E7 | F4 | Industrial | Other Industrial | Existing | Process | Natural Gas | Process Heating | E7 | Utility - Cost of Equipment | 0 | 0 | 0 | 0 | 0 | 0 | 0 | 0 | 0 | 0 | 0 | 0 | 0 | 0 | 0 | 0 | 0 | 0 | 0 | 0 | 0 | 0 | 0 | 0 | 0 | 0 | 0 | 0 | 0 | 0
F4_Industrial_Other Industrial_Existing_Process_Natural Gas_Process Heating_E8 | F4 | Industrial | Other Industrial | Existing | Process | Natural Gas | Process Heating | E8 | Utility - Cost of Equipment | 0 | 0 | 0 | 0 | 0 | 0 | 0 | 0 | 0 | 0 | 0 | 0 | 0 | 0 | 0 | 0 | 0 | 0 | 0 | 0 | 0 | 0 | 0 | 0 | 0 | 0 | 0 | 0 | 0 | 0
F4_Industrial_Other Industrial_Existing_Process_Natural Gas_Process Heating_E9 | F4 | Industrial | Other Industrial | Existing | Process | Natural Gas | Process Heating | E9 | Utility - Cost of Equipment | 0 | 0 | 0 | 0 | 0 | 0 | 0 | 0 | 0 | 0 | 0 | 0 | 0 | 0 | 0 | 0 | 0 | 0 | 0 | 0 | 0 | 0 | 0 | 0 | 0 | 0 | 0 | 0 | 0 | 0
F4_Industrial_Other Industrial_Existing_Process_Natural Gas_Process Heating_E10 | F4 | Industrial | Other Industrial | Existing | Process | Natural Gas | Process Heating | E10 | Utility - Cost of Equipment | 0 | 0 | 0 | 0 | 0 | 0 | 0 | 0 | 0 | 0 | 0 | 0 | 0 | 0 | 0 | 0 | 0 | 0 | 0 | 0 | 0 | 0 | 0 | 0 | 0 | 0 | 0 | 0 | 0 | 0
F5_Industrial_Other Industrial_Existing_Process_Natural Gas_Process Heating_E1 | F5 | Industrial | Other Industrial | Existing | Process | Natural Gas | Process Heating | E1 | Utility - Cost of Operation | 30.794 | 33.6645 | 33.8954 | 34.1248 | 33.1728 | 32.1622 | 31.0752 | 30.1522 | 29.2092 | 28.5294 | 27.8155 | 27.1147 | 26.4122 | 25.7437 | 25.0708 | 24.3951 | 23.743 | 23.1271 | 22.5187 | 21.9787 | 21.4673 | 20.9678 | 0 | 0 | 0 | 0 | 0 | 0 | 0 | 0
F5_Industrial_Other Industrial_Existing_Process_Natural Gas_Process Heating_E2 | F5 | Industrial | Other Industrial | Existing | Process | Natural Gas | Process Heating | E2 | Utility - Cost of Operation | 0 | 0 | 0 | 0 | 0 | 0 | 0 | 0 | 0 | 0 | 0 | 0 | 0 | 0 | 0 | 0 | 0 | 0 | 0 | 0 | 0 | 0 | 0 | 0 | 0 | 0 | 0 | 0 | 0 | 0
F5_Industrial_Other Industrial_Existing_Process_Natural Gas_Process Heating_E3 | F5 | Industrial | Other Industrial | Existing | Process | Natural Gas | Process Heating | E3 | Utility - Cost of Operation | 0 | 0 | 0 | 0 | 0 | 0 | 0 | 0 | 0 | 0 | 0 | 0 | 0 | 0 | 0 | 0 | 0 | 0 | 0 | 0 | 0 | 0 | 0 | 0 | 0 | 0 | 0 | 0 | 0 | 0
F5_Industrial_Other Industrial_Existing_Process_Natural Gas_Process Heating_E4 | F5 | Industrial | Other Industrial | Existing | Process | Natural Gas | Process Heating | E4 | Utility - Cost of Operation | 0 | 0 | 0 | 0 | 0 | 0 | 0 | 0 | 0 | 0 | 0 | 0 | 0 | 0 | 0 | 0 | 0 | 0 | 0 | 0 | 0 | 0 | 0 | 0 | 0 | 0 | 0 | 0 | 0 | 0
F5_Industrial_Other Industrial_Existing_Process_Natural Gas_Process Heating_E5 | F5 | Industrial | Other Industrial | Existing | Process | Natural Gas | Process Heating | E5 | Utility - Cost of Operation | 0 | 0 | 0 | 0 | 0 | 0 | 0 | 0 | 0 | 0 | 0 | 0 | 0 | 0 | 0 | 0 | 0 | 0 | 0 | 0 | 0 | 0 | 0 | 0 | 0 | 0 | 0 | 0 | 0 | 0
F5_Industrial_Other Industrial_Existing_Process_Natural Gas_Process Heating_E6 | F5 | Industrial | Other Industrial | Existing | Process | Natural Gas | Process Heating | E6 | Utility - Cost of Operation | 0 | 0 | 0 | 0 | 0 | 0 | 0 | 0 | 0 | 0 | 0 | 0 | 0 | 0 | 0 | 0 | 0 | 0 | 0 | 0 | 0 | 0 | 0 | 0 | 0 | 0 | 0 | 0 | 0 | 0
F5_Industrial_Other Industrial_Existing_Process_Natural Gas_Process Heating_E7 | F5 | Industrial | Other Industrial | Existing | Process | Natural Gas | Process Heating | E7 | Utility - Cost of Operation | 0 | 0 | 0 | 0 | 0 | 0 | 0 | 0 | 0 | 0 | 0 | 0 | 0 | 0 | 0 | 0 | 0 | 0 | 0 | 0 | 0 | 0 | 0 | 0 | 0 | 0 | 0 | 0 | 0 | 0
F5_Industrial_Other Industrial_Existing_Process_Natural Gas_Process Heating_E8 | F5 | Industrial | Other Industrial | Existing | Process | Natural Gas | Process Heating | E8 | Utility - Cost of Operation | 0 | 0 | 0 | 0 | 0 | 0 | 0 | 0 | 0 | 0 | 0 | 0 | 0 | 0 | 0 | 0 | 0 | 0 | 0 | 0 | 0 | 0 | 0 | 0 | 0 | 0 | 0 | 0 | 0 | 0
F5_Industrial_Other Industrial_Existing_Process_Natural Gas_Process Heating_E9 | F5 | Industrial | Other Industrial | Existing | Process | Natural Gas | Process Heating | E9 | Utility - Cost of Operation | 0 | 0 | 0 | 0 | 0 | 0 | 0 | 0 | 0 | 0 | 0 | 0 | 0 | 0 | 0 | 0 | 0 | 0 | 0 | 0 | 0 | 0 | 0 | 0 | 0 | 0 | 0 | 0 | 0 | 0
F5_Industrial_Other Industrial_Existing_Process_Natural Gas_Process Heating_E10 | F5 | Industrial | Other Industrial | Existing | Process | Natural Gas | Process Heating | E10 | Utility - Cost of Operation | 0 | 0 | 0 | 0 | 0 | 0 | 0 | 0 | 0 | 0 | 0 | 0 | 0 | 0 | 0 | 0 | 0 | 0 | 0 | 0 | 0 | 0 | 0 | 0 | 0 | 0 | 0 | 0 | 0 | 0
F6_Industrial_Other Industrial_Existing_Process_Natural Gas_Process Heating_E1 | F6 | Industrial | Other Industrial | Existing | Process | Natural Gas | Process Heating | E1 | Utility - Value of Sales | 36.8932 | 40.3322 | 40.6089 | 40.8837 | 39.7432 | 38.5325 | 37.2301 | 36.1243 | 34.9945 | 34.18 | 33.3248 | 32.4851 | 31.6435 | 30.8426 | 30.0365 | 29.2269 | 28.4456 | 27.7078 | 26.9789 | 26.3319 | 25.7192 | 25.1208 | 0 | 0 | 0 | 0 | 0 | 0 | 0 | 0
F6_Industrial_Other Industrial_Existing_Process_Natural Gas_Process Heating_E2 | F6 | Industrial | Other Industrial | Existing | Process | Natural Gas | Process Heating | E2 | Utility - Value of Sales | 0 | 0 | 0 | 0 | 0 | 0 | 0 | 0 | 0 | 0 | 0 | 0 | 0 | 0 | 0 | 0 | 0 | 0 | 0 | 0 | 0 | 0 | 0 | 0 | 0 | 0 | 0 | 0 | 0 | 0
F6_Industrial_Other Industrial_Existing_Process_Natural Gas_Process Heating_E3 | F6 | Industrial | Other Industrial | Existing | Process | Natural Gas | Process Heating | E3 | Utility - Value of Sales | 0 | 0 | 0 | 0 | 0 | 0 | 0 | 0 | 0 | 0 | 0 | 0 | 0 | 0 | 0 | 0 | 0 | 0 | 0 | 0 | 0 | 0 | 0 | 0 | 0 | 0 | 0 | 0 | 0 | 0
F6_Industrial_Other Industrial_Existing_Process_Natural Gas_Process Heating_E4 | F6 | Industrial | Other Industrial | Existing | Process | Natural Gas | Process Heating | E4 | Utility - Value of Sales | 0 | 0 | 0 | 0 | 0 | 0 | 0 | 0 | 0 | 0 | 0 | 0 | 0 | 0 | 0 | 0 | 0 | 0 | 0 | 0 | 0 | 0 | 0 | 0 | 0 | 0 | 0 | 0 | 0 | 0
F6_Industrial_Other Industrial_Existing_Process_Natural Gas_Process Heating_E5 | F6 | Industrial | Other Industrial | Existing | Process | Natural Gas | Process Heating | E5 | Utility - Value of Sales | 0 | 0 | 0 | 0 | 0 | 0 | 0 | 0 | 0 | 0 | 0 | 0 | 0 | 0 | 0 | 0 | 0 | 0 | 0 | 0 | 0 | 0 | 0 | 0 | 0 | 0 | 0 | 0 | 0 | 0
F6_Industrial_Other Industrial_Existing_Process_Natural Gas_Process Heating_E6 | F6 | Industrial | Other Industrial | Existing | Process | Natural Gas | Process Heating | E6 | Utility - Value of Sales | 0 | 0 | 0 | 0 | 0 | 0 | 0 | 0 | 0 | 0 | 0 | 0 | 0 | 0 | 0 | 0 | 0 | 0 | 0 | 0 | 0 | 0 | 0 | 0 | 0 | 0 | 0 | 0 | 0 | 0
F6_Industrial_Other Industrial_Existing_Process_Natural Gas_Process Heating_E7 | F6 | Industrial | Other Industrial | Existing | Process | Natural Gas | Process Heating | E7 | Utility - Value of Sales | 0 | 0 | 0 | 0 | 0 | 0 | 0 | 0 | 0 | 0 | 0 | 0 | 0 | 0 | 0 | 0 | 0 | 0 | 0 | 0 | 0 | 0 | 0 | 0 | 0 | 0 | 0 | 0 | 0 | 0
F6_Industrial_Other Industrial_Existing_Process_Natural Gas_Process Heating_E8 | F6 | Industrial | Other Industrial | Existing | Process | Natural Gas | Process Heating | E8 | Utility - Value of Sales | 0 | 0 | 0 | 0 | 0 | 0 | 0 | 0 | 0 | 0 | 0 | 0 | 0 | 0 | 0 | 0 | 0 | 0 | 0 | 0 | 0 | 0 | 0 | 0 | 0 | 0 | 0 | 0 | 0 | 0
F6_Industrial_Other Industrial_Existing_Process_Natural Gas_Process Heating_E9 | F6 | Industrial | Other Industrial | Existing | Process | Natural Gas | Process Heating | E9 | Utility - Value of Sales | 0 | 0 | 0 | 0 | 0 | 0 | 0 | 0 | 0 | 0 | 0 | 0 | 0 | 0 | 0 | 0 | 0 | 0 | 0 | 0 | 0 | 0 | 0 | 0 | 0 | 0 | 0 | 0 | 0 | 0
F6_Industrial_Other Industrial_Existing_Process_Natural Gas_Process Heating_E10 | F6 | Industrial | Other Industrial | Existing | Process | Natural Gas | Process Heating | E10 | Utility - Value of Sales | 0 | 0 | 0 | 0 | 0 | 0 | 0 | 0 | 0 | 0 | 0 | 0 | 0 | 0 | 0 | 0 | 0 | 0 | 0 | 0 | 0 | 0 | 0 | 0 | 0 | 0 | 0 | 0 | 0 | 0
F1_Industrial_Other Industrial_Existing_Process_Natural Gas_Process Cooling_E1 | F1 | Industrial | Other Industrial | Existing | Process | Natural Gas | Process Cooling | E1 | Participant - Cost of Equipment | 0.03513 | 0.03513 | 0.03513 | 0.03513 | 0.03513 | 0.03513 | 0.03513 | 0.03513 | 0.03513 | 0.03513 | 0.03513 | 0.03513 | 0.03513 | 0.03513 | 0.03513 | 0.03513 | 0.03513 | 0.03513 | 0.03513 | 0.03513 | 0.03513 | 0.03513 | 0 | 0 | 0 | 0 | 0 | 0 | 0 | 0
F1_Industrial_Other Industrial_Existing_Process_Natural Gas_Process Cooling_E2 | F1 | Industrial | Other Industrial | Existing | Process | Natural Gas | Process Cooling | E2 | Participant - Cost of Equipment | 0 | 0 | 0 | 0 | 0 | 0 | 0 | 0 | 0 | 0 | 0 | 0 | 0 | 0 | 0 | 0 | 0 | 0 | 0 | 0 | 0 | 0 | 0 | 0 | 0 | 0 | 0 | 0 | 0 | 0
F1_Industrial_Other Industrial_Existing_Process_Natural Gas_Process Cooling_E3 | F1 | Industrial | Other Industrial | Existing | Process | Natural Gas | Process Cooling | E3 | Participant - Cost of Equipment | 0 | 0 | 0 | 0 | 0 | 0 | 0 | 0 | 0 | 0 | 0 | 0 | 0 | 0 | 0 | 0 | 0 | 0 | 0 | 0 | 0 | 0 | 0 | 0 | 0 | 0 | 0 | 0 | 0 | 0
F1_Industrial_Other Industrial_Existing_Process_Natural Gas_Process Cooling_E4 | F1 | Industrial | Other Industrial | Existing | Process | Natural Gas | Process Cooling | E4 | Participant - Cost of Equipment | 0 | 0 | 0 | 0 | 0 | 0 | 0 | 0 | 0 | 0 | 0 | 0 | 0 | 0 | 0 | 0 | 0 | 0 | 0 | 0 | 0 | 0 | 0 | 0 | 0 | 0 | 0 | 0 | 0 | 0
F1_Industrial_Other Industrial_Existing_Process_Natural Gas_Process Cooling_E5 | F1 | Industrial | Other Industrial | Existing | Process | Natural Gas | Process Cooling | E5 | Participant - Cost of Equipment | 0 | 0 | 0 | 0 | 0 | 0 | 0 | 0 | 0 | 0 | 0 | 0 | 0 | 0 | 0 | 0 | 0 | 0 | 0 | 0 | 0 | 0 | 0 | 0 | 0 | 0 | 0 | 0 | 0 | 0
F1_Industrial_Other Industrial_Existing_Process_Natural Gas_Process Cooling_E6 | F1 | Industrial | Other Industrial | Existing | Process | Natural Gas | Process Cooling | E6 | Participant - Cost of Equipment | 0 | 0 | 0 | 0 | 0 | 0 | 0 | 0 | 0 | 0 | 0 | 0 | 0 | 0 | 0 | 0 | 0 | 0 | 0 | 0 | 0 | 0 | 0 | 0 | 0 | 0 | 0 | 0 | 0 | 0
F1_Industrial_Other Industrial_Existing_Process_Natural Gas_Process Cooling_E7 | F1 | Industrial | Other Industrial | Existing | Process | Natural Gas | Process Cooling | E7 | Participant - Cost of Equipment | 0 | 0 | 0 | 0 | 0 | 0 | 0 | 0 | 0 | 0 | 0 | 0 | 0 | 0 | 0 | 0 | 0 | 0 | 0 | 0 | 0 | 0 | 0 | 0 | 0 | 0 | 0 | 0 | 0 | 0
F1_Industrial_Other Industrial_Existing_Process_Natural Gas_Process Cooling_E8 | F1 | Industrial | Other Industrial | Existing | Process | Natural Gas | Process Cooling | E8 | Participant - Cost of Equipment | 0 | 0 | 0 | 0 | 0 | 0 | 0 | 0 | 0 | 0 | 0 | 0 | 0 | 0 | 0 | 0 | 0 | 0 | 0 | 0 | 0 | 0 | 0 | 0 | 0 | 0 | 0 | 0 | 0 | 0
F1_Industrial_Other Industrial_Existing_Process_Natural Gas_Process Cooling_E9 | F1 | Industrial | Other Industrial | Existing | Process | Natural Gas | Process Cooling | E9 | Participant - Cost of Equipment | 0 | 0 | 0 | 0 | 0 | 0 | 0 | 0 | 0 | 0 | 0 | 0 | 0 | 0 | 0 | 0 | 0 | 0 | 0 | 0 | 0 | 0 | 0 | 0 | 0 | 0 | 0 | 0 | 0 | 0
F1_Industrial_Other Industrial_Existing_Process_Natural Gas_Process Cooling_E10 | F1 | Industrial | Other Industrial | Existing | Process | Natural Gas | Process Cooling | E10 | Participant - Cost of Equipment | 0 | 0 | 0 | 0 | 0 | 0 | 0 | 0 | 0 | 0 | 0 | 0 | 0 | 0 | 0 | 0 | 0 | 0 | 0 | 0 | 0 | 0 | 0 | 0 | 0 | 0 | 0 | 0 | 0 | 0
F2_Industrial_Other Industrial_Existing_Process_Natural Gas_Process Cooling_E1 | F2 | Industrial | Other Industrial | Existing | Process | Natural Gas | Process Cooling | E1 | Participant - Cost of Operation | 0.098917 | 0.10814 | 0.10888 | 0.10962 | 0.10656 | 0.10331 | 0.09982 | 0.096856 | 0.093826 | 0.091643 | 0.08935 | 0.087098 | 0.084842 | 0.082694 | 0.080533 | 0.078362 | 0.076268 | 0.074289 | 0.072335 | 0.070601 | 0.068958 | 0.067353 | 0 | 0 | 0 | 0 | 0 | 0 | 0 | 0
F2_Industrial_Other Industrial_Existing_Process_Natural Gas_Process Cooling_E2 | F2 | Industrial | Other Industrial | Existing | Process | Natural Gas | Process Cooling | E2 | Participant - Cost of Operation | 0 | 0 | 0 | 0 | 0 | 0 | 0 | 0 | 0 | 0 | 0 | 0 | 0 | 0 | 0 | 0 | 0 | 0 | 0 | 0 | 0 | 0 | 0 | 0 | 0 | 0 | 0 | 0 | 0 | 0
F2_Industrial_Other Industrial_Existing_Process_Natural Gas_Process Cooling_E3 | F2 | Industrial | Other Industrial | Existing | Process | Natural Gas | Process Cooling | E3 | Participant - Cost of Operation | 0 | 0 | 0 | 0 | 0 | 0 | 0 | 0 | 0 | 0 | 0 | 0 | 0 | 0 | 0 | 0 | 0 | 0 | 0 | 0 | 0 | 0 | 0 | 0 | 0 | 0 | 0 | 0 | 0 | 0
F2_Industrial_Other Industrial_Existing_Process_Natural Gas_Process Cooling_E4 | F2 | Industrial | Other Industrial | Existing | Process | Natural Gas | Process Cooling | E4 | Participant - Cost of Operation | 0 | 0 | 0 | 0 | 0 | 0 | 0 | 0 | 0 | 0 | 0 | 0 | 0 | 0 | 0 | 0 | 0 | 0 | 0 | 0 | 0 | 0 | 0 | 0 | 0 | 0 | 0 | 0 | 0 | 0
F2_Industrial_Other Industrial_Existing_Process_Natural Gas_Process Cooling_E5 | F2 | Industrial | Other Industrial | Existing | Process | Natural Gas | Process Cooling | E5 | Participant - Cost of Operation | 0 | 0 | 0 | 0 | 0 | 0 | 0 | 0 | 0 | 0 | 0 | 0 | 0 | 0 | 0 | 0 | 0 | 0 | 0 | 0 | 0 | 0 | 0 | 0 | 0 | 0 | 0 | 0 | 0 | 0
F2_Industrial_Other Industrial_Existing_Process_Natural Gas_Process Cooling_E6 | F2 | Industrial | Other Industrial | Existing | Process | Natural Gas | Process Cooling | E6 | Participant - Cost of Operation | 0 | 0 | 0 | 0 | 0 | 0 | 0 | 0 | 0 | 0 | 0 | 0 | 0 | 0 | 0 | 0 | 0 | 0 | 0 | 0 | 0 | 0 | 0 | 0 | 0 | 0 | 0 | 0 | 0 | 0
F2_Industrial_Other Industrial_Existing_Process_Natural Gas_Process Cooling_E7 | F2 | Industrial | Other Industrial | Existing | Process | Natural Gas | Process Cooling | E7 | Participant - Cost of Operation | 0 | 0 | 0 | 0 | 0 | 0 | 0 | 0 | 0 | 0 | 0 | 0 | 0 | 0 | 0 | 0 | 0 | 0 | 0 | 0 | 0 | 0 | 0 | 0 | 0 | 0 | 0 | 0 | 0 | 0
F2_Industrial_Other Industrial_Existing_Process_Natural Gas_Process Cooling_E8 | F2 | Industrial | Other Industrial | Existing | Process | Natural Gas | Process Cooling | E8 | Participant - Cost of Operation | 0 | 0 | 0 | 0 | 0 | 0 | 0 | 0 | 0 | 0 | 0 | 0 | 0 | 0 | 0 | 0 | 0 | 0 | 0 | 0 | 0 | 0 | 0 | 0 | 0 | 0 | 0 | 0 | 0 | 0
F2_Industrial_Other Industrial_Existing_Process_Natural Gas_Process Cooling_E9 | F2 | Industrial | Other Industrial | Existing | Process | Natural Gas | Process Cooling | E9 | Participant - Cost of Operation | 0 | 0 | 0 | 0 | 0 | 0 | 0 | 0 | 0 | 0 | 0 | 0 | 0 | 0 | 0 | 0 | 0 | 0 | 0 | 0 | 0 | 0 | 0 | 0 | 0 | 0 | 0 | 0 | 0 | 0
F2_Industrial_Other Industrial_Existing_Process_Natural Gas_Process Cooling_E10 | F2 | Industrial | Other Industrial | Existing | Process | Natural Gas | Process Cooling | E10 | Participant - Cost of Operation | 0 | 0 | 0 | 0 | 0 | 0 | 0 | 0 | 0 | 0 | 0 | 0 | 0 | 0 | 0 | 0 | 0 | 0 | 0 | 0 | 0 | 0 | 0 | 0 | 0 | 0 | 0 | 0 | 0 | 0
F3_Industrial_Other Industrial_Existing_Process_Natural Gas_Process Cooling_E1 | F3 | Industrial | Other Industrial | Existing | Process | Natural Gas | Process Cooling | E1 | System - kBTUs of Conusmption | 15.3148 | 15.3148 | 15.3148 | 15.3148 | 15.3148 | 15.3148 | 15.3148 | 15.3148 | 15.3148 | 15.3148 | 15.3148 | 15.3148 | 15.3148 | 15.3148 | 15.3148 | 15.3148 | 15.3148 | 15.3148 | 15.3148 | 15.3148 | 15.3148 | 15.3148 | 0 | 0 | 0 | 0 | 0 | 0 | 0 | 0
F3_Industrial_Other Industrial_Existing_Process_Natural Gas_Process Cooling_E2 | F3 | Industrial | Other Industrial | Existing | Process | Natural Gas | Process Cooling | E2 | System - kBTUs of Conusmption | 0 | 0 | 0 | 0 | 0 | 0 | 0 | 0 | 0 | 0 | 0 | 0 | 0 | 0 | 0 | 0 | 0 | 0 | 0 | 0 | 0 | 0 | 0 | 0 | 0 | 0 | 0 | 0 | 0 | 0
F3_Industrial_Other Industrial_Existing_Process_Natural Gas_Process Cooling_E3 | F3 | Industrial | Other Industrial | Existing | Process | Natural Gas | Process Cooling | E3 | System - kBTUs of Conusmption | 0 | 0 | 0 | 0 | 0 | 0 | 0 | 0 | 0 | 0 | 0 | 0 | 0 | 0 | 0 | 0 | 0 | 0 | 0 | 0 | 0 | 0 | 0 | 0 | 0 | 0 | 0 | 0 | 0 | 0
F3_Industrial_Other Industrial_Existing_Process_Natural Gas_Process Cooling_E4 | F3 | Industrial | Other Industrial | Existing | Process | Natural Gas | Process Cooling | E4 | System - kBTUs of Conusmption | 0 | 0 | 0 | 0 | 0 | 0 | 0 | 0 | 0 | 0 | 0 | 0 | 0 | 0 | 0 | 0 | 0 | 0 | 0 | 0 | 0 | 0 | 0 | 0 | 0 | 0 | 0 | 0 | 0 | 0
F3_Industrial_Other Industrial_Existing_Process_Natural Gas_Process Cooling_E5 | F3 | Industrial | Other Industrial | Existing | Process | Natural Gas | Process Cooling | E5 | System - kBTUs of Conusmption | 0 | 0 | 0 | 0 | 0 | 0 | 0 | 0 | 0 | 0 | 0 | 0 | 0 | 0 | 0 | 0 | 0 | 0 | 0 | 0 | 0 | 0 | 0 | 0 | 0 | 0 | 0 | 0 | 0 | 0
F3_Industrial_Other Industrial_Existing_Process_Natural Gas_Process Cooling_E6 | F3 | Industrial | Other Industrial | Existing | Process | Natural Gas | Process Cooling | E6 | System - kBTUs of Conusmption | 0 | 0 | 0 | 0 | 0 | 0 | 0 | 0 | 0 | 0 | 0 | 0 | 0 | 0 | 0 | 0 | 0 | 0 | 0 | 0 | 0 | 0 | 0 | 0 | 0 | 0 | 0 | 0 | 0 | 0
F3_Industrial_Other Industrial_Existing_Process_Natural Gas_Process Cooling_E7 | F3 | Industrial | Other Industrial | Existing | Process | Natural Gas | Process Cooling | E7 | System - kBTUs of Conusmption | 0 | 0 | 0 | 0 | 0 | 0 | 0 | 0 | 0 | 0 | 0 | 0 | 0 | 0 | 0 | 0 | 0 | 0 | 0 | 0 | 0 | 0 | 0 | 0 | 0 | 0 | 0 | 0 | 0 | 0
F3_Industrial_Other Industrial_Existing_Process_Natural Gas_Process Cooling_E8 | F3 | Industrial | Other Industrial | Existing | Process | Natural Gas | Process Cooling | E8 | System - kBTUs of Conusmption | 0 | 0 | 0 | 0 | 0 | 0 | 0 | 0 | 0 | 0 | 0 | 0 | 0 | 0 | 0 | 0 | 0 | 0 | 0 | 0 | 0 | 0 | 0 | 0 | 0 | 0 | 0 | 0 | 0 | 0
F3_Industrial_Other Industrial_Existing_Process_Natural Gas_Process Cooling_E9 | F3 | Industrial | Other Industrial | Existing | Process | Natural Gas | Process Cooling | E9 | System - kBTUs of Conusmption | 0 | 0 | 0 | 0 | 0 | 0 | 0 | 0 | 0 | 0 | 0 | 0 | 0 | 0 | 0 | 0 | 0 | 0 | 0 | 0 | 0 | 0 | 0 | 0 | 0 | 0 | 0 | 0 | 0 | 0
F3_Industrial_Other Industrial_Existing_Process_Natural Gas_Process Cooling_E10 | F3 | Industrial | Other Industrial | Existing | Process | Natural Gas | Process Cooling | E10 | System - kBTUs of Conusmption | 0 | 0 | 0 | 0 | 0 | 0 | 0 | 0 | 0 | 0 | 0 | 0 | 0 | 0 | 0 | 0 | 0 | 0 | 0 | 0 | 0 | 0 | 0 | 0 | 0 | 0 | 0 | 0 | 0 | 0
F4_Industrial_Other Industrial_Existing_Process_Natural Gas_Process Cooling_E1 | F4 | Industrial | Other Industrial | Existing | Process | Natural Gas | Process Cooling | E1 | Utility - Cost of Equipment | 0.03513 | 0.03513 | 0.03513 | 0.03513 | 0.03513 | 0.03513 | 0.03513 | 0.03513 | 0.03513 | 0.03513 | 0.03513 | 0.03513 | 0.03513 | 0.03513 | 0.03513 | 0.03513 | 0.03513 | 0.03513 | 0.03513 | 0.03513 | 0.03513 | 0.03513 | 0 | 0 | 0 | 0 | 0 | 0 | 0 | 0
F4_Industrial_Other Industrial_Existing_Process_Natural Gas_Process Cooling_E2 | F4 | Industrial | Other Industrial | Existing | Process | Natural Gas | Process Cooling | E2 | Utility - Cost of Equipment | 0 | 0 | 0 | 0 | 0 | 0 | 0 | 0 | 0 | 0 | 0 | 0 | 0 | 0 | 0 | 0 | 0 | 0 | 0 | 0 | 0 | 0 | 0 | 0 | 0 | 0 | 0 | 0 | 0 | 0
F4_Industrial_Other Industrial_Existing_Process_Natural Gas_Process Cooling_E3 | F4 | Industrial | Other Industrial | Existing | Process | Natural Gas | Process Cooling | E3 | Utility - Cost of Equipment | 0 | 0 | 0 | 0 | 0 | 0 | 0 | 0 | 0 | 0 | 0 | 0 | 0 | 0 | 0 | 0 | 0 | 0 | 0 | 0 | 0 | 0 | 0 | 0 | 0 | 0 | 0 | 0 | 0 | 0
F4_Industrial_Other Industrial_Existing_Process_Natural Gas_Process Cooling_E4 | F4 | Industrial | Other Industrial | Existing | Process | Natural Gas | Process Cooling | E4 | Utility - Cost of Equipment | 0 | 0 | 0 | 0 | 0 | 0 | 0 | 0 | 0 | 0 | 0 | 0 | 0 | 0 | 0 | 0 | 0 | 0 | 0 | 0 | 0 | 0 | 0 | 0 | 0 | 0 | 0 | 0 | 0 | 0
F4_Industrial_Other Industrial_Existing_Process_Natural Gas_Process Cooling_E5 | F4 | Industrial | Other Industrial | Existing | Process | Natural Gas | Process Cooling | E5 | Utility - Cost of Equipment | 0 | 0 | 0 | 0 | 0 | 0 | 0 | 0 | 0 | 0 | 0 | 0 | 0 | 0 | 0 | 0 | 0 | 0 | 0 | 0 | 0 | 0 | 0 | 0 | 0 | 0 | 0 | 0 | 0 | 0
F4_Industrial_Other Industrial_Existing_Process_Natural Gas_Process Cooling_E6 | F4 | Industrial | Other Industrial | Existing | Process | Natural Gas | Process Cooling | E6 | Utility - Cost of Equipment | 0 | 0 | 0 | 0 | 0 | 0 | 0 | 0 | 0 | 0 | 0 | 0 | 0 | 0 | 0 | 0 | 0 | 0 | 0 | 0 | 0 | 0 | 0 | 0 | 0 | 0 | 0 | 0 | 0 | 0
F4_Industrial_Other Industrial_Existing_Process_Natural Gas_Process Cooling_E7 | F4 | Industrial | Other Industrial | Existing | Process | Natural Gas | Process Cooling | E7 | Utility - Cost of Equipment | 0 | 0 | 0 | 0 | 0 | 0 | 0 | 0 | 0 | 0 | 0 | 0 | 0 | 0 | 0 | 0 | 0 | 0 | 0 | 0 | 0 | 0 | 0 | 0 | 0 | 0 | 0 | 0 | 0 | 0
F4_Industrial_Other Industrial_Existing_Process_Natural Gas_Process Cooling_E8 | F4 | Industrial | Other Industrial | Existing | Process | Natural Gas | Process Cooling | E8 | Utility - Cost of Equipment | 0 | 0 | 0 | 0 | 0 | 0 | 0 | 0 | 0 | 0 | 0 | 0 | 0 | 0 | 0 | 0 | 0 | 0 | 0 | 0 | 0 | 0 | 0 | 0 | 0 | 0 | 0 | 0 | 0 | 0
F4_Industrial_Other Industrial_Existing_Process_Natural Gas_Process Cooling_E9 | F4 | Industrial | Other Industrial | Existing | Process | Natural Gas | Process Cooling | E9 | Utility - Cost of Equipment | 0 | 0 | 0 | 0 | 0 | 0 | 0 | 0 | 0 | 0 | 0 | 0 | 0 | 0 | 0 | 0 | 0 | 0 | 0 | 0 | 0 | 0 | 0 | 0 | 0 | 0 | 0 | 0 | 0 | 0
F4_Industrial_Other Industrial_Existing_Process_Natural Gas_Process Cooling_E10 | F4 | Industrial | Other Industrial | Existing | Process | Natural Gas | Process Cooling | E10 | Utility - Cost of Equipment | 0 | 0 | 0 | 0 | 0 | 0 | 0 | 0 | 0 | 0 | 0 | 0 | 0 | 0 | 0 | 0 | 0 | 0 | 0 | 0 | 0 | 0 | 0 | 0 | 0 | 0 | 0 | 0 | 0 | 0
F5_Industrial_Other Industrial_Existing_Process_Natural Gas_Process Cooling_E1 | F5 | Industrial | Other Industrial | Existing | Process | Natural Gas | Process Cooling | E1 | Utility - Cost of Operation | 0.082564 | 0.09026 | 0.09088 | 0.091495 | 0.088942 | 0.086233 | 0.083318 | 0.080843 | 0.078315 | 0.076492 | 0.074578 | 0.072699 | 0.070816 | 0.069023 | 0.067219 | 0.065407 | 0.063659 | 0.062008 | 0.060377 | 0.058929 | 0.057558 | 0.056218 | 0 | 0 | 0 | 0 | 0 | 0 | 0 | 0
F5_Industrial_Other Industrial_Existing_Process_Natural Gas_Process Cooling_E2 | F5 | Industrial | Other Industrial | Existing | Process | Natural Gas | Process Cooling | E2 | Utility - Cost of Operation | 0 | 0 | 0 | 0 | 0 | 0 | 0 | 0 | 0 | 0 | 0 | 0 | 0 | 0 | 0 | 0 | 0 | 0 | 0 | 0 | 0 | 0 | 0 | 0 | 0 | 0 | 0 | 0 | 0 | 0
F5_Industrial_Other Industrial_Existing_Process_Natural Gas_Process Cooling_E3 | F5 | Industrial | Other Industrial | Existing | Process | Natural Gas | Process Cooling | E3 | Utility - Cost of Operation | 0 | 0 | 0 | 0 | 0 | 0 | 0 | 0 | 0 | 0 | 0 | 0 | 0 | 0 | 0 | 0 | 0 | 0 | 0 | 0 | 0 | 0 | 0 | 0 | 0 | 0 | 0 | 0 | 0 | 0
F5_Industrial_Other Industrial_Existing_Process_Natural Gas_Process Cooling_E4 | F5 | Industrial | Other Industrial | Existing | Process | Natural Gas | Process Cooling | E4 | Utility - Cost of Operation | 0 | 0 | 0 | 0 | 0 | 0 | 0 | 0 | 0 | 0 | 0 | 0 | 0 | 0 | 0 | 0 | 0 | 0 | 0 | 0 | 0 | 0 | 0 | 0 | 0 | 0 | 0 | 0 | 0 | 0
F5_Industrial_Other Industrial_Existing_Process_Natural Gas_Process Cooling_E5 | F5 | Industrial | Other Industrial | Existing | Process | Natural Gas | Process Cooling | E5 | Utility - Cost of Operation | 0 | 0 | 0 | 0 | 0 | 0 | 0 | 0 | 0 | 0 | 0 | 0 | 0 | 0 | 0 | 0 | 0 | 0 | 0 | 0 | 0 | 0 | 0 | 0 | 0 | 0 | 0 | 0 | 0 | 0
F5_Industrial_Other Industrial_Existing_Process_Natural Gas_Process Cooling_E6 | F5 | Industrial | Other Industrial | Existing | Process | Natural Gas | Process Cooling | E6 | Utility - Cost of Operation | 0 | 0 | 0 | 0 | 0 | 0 | 0 | 0 | 0 | 0 | 0 | 0 | 0 | 0 | 0 | 0 | 0 | 0 | 0 | 0 | 0 | 0 | 0 | 0 | 0 | 0 | 0 | 0 | 0 | 0
F5_Industrial_Other Industrial_Existing_Process_Natural Gas_Process Cooling_E7 | F5 | Industrial | Other Industrial | Existing | Process | Natural Gas | Process Cooling | E7 | Utility - Cost of Operation | 0 | 0 | 0 | 0 | 0 | 0 | 0 | 0 | 0 | 0 | 0 | 0 | 0 | 0 | 0 | 0 | 0 | 0 | 0 | 0 | 0 | 0 | 0 | 0 | 0 | 0 | 0 | 0 | 0 | 0
F5_Industrial_Other Industrial_Existing_Process_Natural Gas_Process Cooling_E8 | F5 | Industrial | Other Industrial | Existing | Process | Natural Gas | Process Cooling | E8 | Utility - Cost of Operation | 0 | 0 | 0 | 0 | 0 | 0 | 0 | 0 | 0 | 0 | 0 | 0 | 0 | 0 | 0 | 0 | 0 | 0 | 0 | 0 | 0 | 0 | 0 | 0 | 0 | 0 | 0 | 0 | 0 | 0
F5_Industrial_Other Industrial_Existing_Process_Natural Gas_Process Cooling_E9 | F5 | Industrial | Other Industrial | Existing | Process | Natural Gas | Process Cooling | E9 | Utility - Cost of Operation | 0 | 0 | 0 | 0 | 0 | 0 | 0 | 0 | 0 | 0 | 0 | 0 | 0 | 0 | 0 | 0 | 0 | 0 | 0 | 0 | 0 | 0 | 0 | 0 | 0 | 0 | 0 | 0 | 0 | 0
F5_Industrial_Other Industrial_Existing_Process_Natural Gas_Process Cooling_E10 | F5 | Industrial | Other Industrial | Existing | Process | Natural Gas | Process Cooling | E10 | Utility - Cost of Operation | 0 | 0 | 0 | 0 | 0 | 0 | 0 | 0 | 0 | 0 | 0 | 0 | 0 | 0 | 0 | 0 | 0 | 0 | 0 | 0 | 0 | 0 | 0 | 0 | 0 | 0 | 0 | 0 | 0 | 0
F6_Industrial_Other Industrial_Existing_Process_Natural Gas_Process Cooling_E1 | F6 | Industrial | Other Industrial | Existing | Process | Natural Gas | Process Cooling | E1 | Utility - Value of Sales | 0.098917 | 0.10814 | 0.10888 | 0.10962 | 0.10656 | 0.10331 | 0.09982 | 0.096856 | 0.093826 | 0.091643 | 0.08935 | 0.087098 | 0.084842 | 0.082694 | 0.080533 | 0.078362 | 0.076268 | 0.074289 | 0.072335 | 0.070601 | 0.068958 | 0.067353 | 0 | 0 | 0 | 0 | 0 | 0 | 0 | 0
F6_Industrial_Other Industrial_Existing_Process_Natural Gas_Process Cooling_E2 | F6 | Industrial | Other Industrial | Existing | Process | Natural Gas | Process Cooling | E2 | Utility - Value of Sales | 0 | 0 | 0 | 0 | 0 | 0 | 0 | 0 | 0 | 0 | 0 | 0 | 0 | 0 | 0 | 0 | 0 | 0 | 0 | 0 | 0 | 0 | 0 | 0 | 0 | 0 | 0 | 0 | 0 | 0
F6_Industrial_Other Industrial_Existing_Process_Natural Gas_Process Cooling_E3 | F6 | Industrial | Other Industrial | Existing | Process | Natural Gas | Process Cooling | E3 | Utility - Value of Sales | 0 | 0 | 0 | 0 | 0 | 0 | 0 | 0 | 0 | 0 | 0 | 0 | 0 | 0 | 0 | 0 | 0 | 0 | 0 | 0 | 0 | 0 | 0 | 0 | 0 | 0 | 0 | 0 | 0 | 0
F6_Industrial_Other Industrial_Existing_Process_Natural Gas_Process Cooling_E4 | F6 | Industrial | Other Industrial | Existing | Process | Natural Gas | Process Cooling | E4 | Utility - Value of Sales | 0 | 0 | 0 | 0 | 0 | 0 | 0 | 0 | 0 | 0 | 0 | 0 | 0 | 0 | 0 | 0 | 0 | 0 | 0 | 0 | 0 | 0 | 0 | 0 | 0 | 0 | 0 | 0 | 0 | 0
F6_Industrial_Other Industrial_Existing_Process_Natural Gas_Process Cooling_E5 | F6 | Industrial | Other Industrial | Existing | Process | Natural Gas | Process Cooling | E5 | Utility - Value of Sales | 0 | 0 | 0 | 0 | 0 | 0 | 0 | 0 | 0 | 0 | 0 | 0 | 0 | 0 | 0 | 0 | 0 | 0 | 0 | 0 | 0 | 0 | 0 | 0 | 0 | 0 | 0 | 0 | 0 | 0
F6_Industrial_Other Industrial_Existing_Process_Natural Gas_Process Cooling_E6 | F6 | Industrial | Other Industrial | Existing | Process | Natural Gas | Process Cooling | E6 | Utility - Value of Sales | 0 | 0 | 0 | 0 | 0 | 0 | 0 | 0 | 0 | 0 | 0 | 0 | 0 | 0 | 0 | 0 | 0 | 0 | 0 | 0 | 0 | 0 | 0 | 0 | 0 | 0 | 0 | 0 | 0 | 0
F6_Industrial_Other Industrial_Existing_Process_Natural Gas_Process Cooling_E7 | F6 | Industrial | Other Industrial | Existing | Process | Natural Gas | Process Cooling | E7 | Utility - Value of Sales | 0 | 0 | 0 | 0 | 0 | 0 | 0 | 0 | 0 | 0 | 0 | 0 | 0 | 0 | 0 | 0 | 0 | 0 | 0 | 0 | 0 | 0 | 0 | 0 | 0 | 0 | 0 | 0 | 0 | 0
F6_Industrial_Other Industrial_Existing_Process_Natural Gas_Process Cooling_E8 | F6 | Industrial | Other Industrial | Existing | Process | Natural Gas | Process Cooling | E8 | Utility - Value of Sales | 0 | 0 | 0 | 0 | 0 | 0 | 0 | 0 | 0 | 0 | 0 | 0 | 0 | 0 | 0 | 0 | 0 | 0 | 0 | 0 | 0 | 0 | 0 | 0 | 0 | 0 | 0 | 0 | 0 | 0
F6_Industrial_Other Industrial_Existing_Process_Natural Gas_Process Cooling_E9 | F6 | Industrial | Other Industrial | Existing | Process | Natural Gas | Process Cooling | E9 | Utility - Value of Sales | 0 | 0 | 0 | 0 | 0 | 0 | 0 | 0 | 0 | 0 | 0 | 0 | 0 | 0 | 0 | 0 | 0 | 0 | 0 | 0 | 0 | 0 | 0 | 0 | 0 | 0 | 0 | 0 | 0 | 0
F6_Industrial_Other Industrial_Existing_Process_Natural Gas_Process Cooling_E10 | F6 | Industrial | Other Industrial | Existing | Process | Natural Gas | Process Cooling | E10 | Utility - Value of Sales | 0 | 0 | 0 | 0 | 0 | 0 | 0 | 0 | 0 | 0 | 0 | 0 | 0 | 0 | 0 | 0 | 0 | 0 | 0 | 0 | 0 | 0 | 0 | 0 | 0 | 0 | 0 | 0 | 0 | 0
F1_Industrial_Other Industrial_Existing_Process_Natural Gas_Other Process_E1 | F1 | Industrial | Other Industrial | Existing | Process | Natural Gas | Other Process | E1 | Participant - Cost of Equipment | 0.65327 | 0.65327 | 0.65327 | 0.65327 | 0.65327 | 0.65327 | 0.65327 | 0.65327 | 0.65327 | 0.65327 | 0.65327 | 0.65327 | 0.65327 | 0.65327 | 0.65327 | 0.65327 | 0.65327 | 0.65327 | 0.65327 | 0.65327 | 0.65327 | 0.65327 | 0 | 0 | 0 | 0 | 0 | 0 | 0 | 0
F1_Industrial_Other Industrial_Existing_Process_Natural Gas_Other Process_E2 | F1 | Industrial | Other Industrial | Existing | Process | Natural Gas | Other Process | E2 | Participant - Cost of Equipment | 0 | 0 | 0 | 0 | 0 | 0 | 0 | 0 | 0 | 0 | 0 | 0 | 0 | 0 | 0 | 0 | 0 | 0 | 0 | 0 | 0 | 0 | 0 | 0 | 0 | 0 | 0 | 0 | 0 | 0
F1_Industrial_Other Industrial_Existing_Process_Natural Gas_Other Process_E3 | F1 | Industrial | Other Industrial | Existing | Process | Natural Gas | Other Process | E3 | Participant - Cost of Equipment | 0 | 0 | 0 | 0 | 0 | 0 | 0 | 0 | 0 | 0 | 0 | 0 | 0 | 0 | 0 | 0 | 0 | 0 | 0 | 0 | 0 | 0 | 0 | 0 | 0 | 0 | 0 | 0 | 0 | 0
F1_Industrial_Other Industrial_Existing_Process_Natural Gas_Other Process_E4 | F1 | Industrial | Other Industrial | Existing | Process | Natural Gas | Other Process | E4 | Participant - Cost of Equipment | 0 | 0 | 0 | 0 | 0 | 0 | 0 | 0 | 0 | 0 | 0 | 0 | 0 | 0 | 0 | 0 | 0 | 0 | 0 | 0 | 0 | 0 | 0 | 0 | 0 | 0 | 0 | 0 | 0 | 0
F1_Industrial_Other Industrial_Existing_Process_Natural Gas_Other Process_E5 | F1 | Industrial | Other Industrial | Existing | Process | Natural Gas | Other Process | E5 | Participant - Cost of Equipment | 0 | 0 | 0 | 0 | 0 | 0 | 0 | 0 | 0 | 0 | 0 | 0 | 0 | 0 | 0 | 0 | 0 | 0 | 0 | 0 | 0 | 0 | 0 | 0 | 0 | 0 | 0 | 0 | 0 | 0
F1_Industrial_Other Industrial_Existing_Process_Natural Gas_Other Process_E6 | F1 | Industrial | Other Industrial | Existing | Process | Natural Gas | Other Process | E6 | Participant - Cost of Equipment | 0 | 0 | 0 | 0 | 0 | 0 | 0 | 0 | 0 | 0 | 0 | 0 | 0 | 0 | 0 | 0 | 0 | 0 | 0 | 0 | 0 | 0 | 0 | 0 | 0 | 0 | 0 | 0 | 0 | 0
F1_Industrial_Other Industrial_Existing_Process_Natural Gas_Other Process_E7 | F1 | Industrial | Other Industrial | Existing | Process | Natural Gas | Other Process | E7 | Participant - Cost of Equipment | 0 | 0 | 0 | 0 | 0 | 0 | 0 | 0 | 0 | 0 | 0 | 0 | 0 | 0 | 0 | 0 | 0 | 0 | 0 | 0 | 0 | 0 | 0 | 0 | 0 | 0 | 0 | 0 | 0 | 0
F1_Industrial_Other Industrial_Existing_Process_Natural Gas_Other Process_E8 | F1 | Industrial | Other Industrial | Existing | Process | Natural Gas | Other Process | E8 | Participant - Cost of Equipment | 0 | 0 | 0 | 0 | 0 | 0 | 0 | 0 | 0 | 0 | 0 | 0 | 0 | 0 | 0 | 0 | 0 | 0 | 0 | 0 | 0 | 0 | 0 | 0 | 0 | 0 | 0 | 0 | 0 | 0
F1_Industrial_Other Industrial_Existing_Process_Natural Gas_Other Process_E9 | F1 | Industrial | Other Industrial | Existing | Process | Natural Gas | Other Process | E9 | Participant - Cost of Equipment | 0 | 0 | 0 | 0 | 0 | 0 | 0 | 0 | 0 | 0 | 0 | 0 | 0 | 0 | 0 | 0 | 0 | 0 | 0 | 0 | 0 | 0 | 0 | 0 | 0 | 0 | 0 | 0 | 0 | 0
F1_Industrial_Other Industrial_Existing_Process_Natural Gas_Other Process_E10 | F1 | Industrial | Other Industrial | Existing | Process | Natural Gas | Other Process | E10 | Participant - Cost of Equipment | 0 | 0 | 0 | 0 | 0 | 0 | 0 | 0 | 0 | 0 | 0 | 0 | 0 | 0 | 0 | 0 | 0 | 0 | 0 | 0 | 0 | 0 | 0 | 0 | 0 | 0 | 0 | 0 | 0 | 0
F2_Industrial_Other Industrial_Existing_Process_Natural Gas_Other Process_E1 | F2 | Industrial | Other Industrial | Existing | Process | Natural Gas | Other Process | E1 | Participant - Cost of Operation | 1.8395 | 2.0109 | 2.0247 | 2.0384 | 1.9816 | 1.9212 | 1.8563 | 1.8011 | 1.7448 | 1.7042 | 1.6615 | 1.6197 | 1.5777 | 1.5378 | 1.4976 | 1.4572 | 1.4183 | 1.3815 | 1.3451 | 1.3129 | 1.2823 | 1.2525 | 0 | 0 | 0 | 0 | 0 | 0 | 0 | 0
F2_Industrial_Other Industrial_Existing_Process_Natural Gas_Other Process_E2 | F2 | Industrial | Other Industrial | Existing | Process | Natural Gas | Other Process | E2 | Participant - Cost of Operation | 0 | 0 | 0 | 0 | 0 | 0 | 0 | 0 | 0 | 0 | 0 | 0 | 0 | 0 | 0 | 0 | 0 | 0 | 0 | 0 | 0 | 0 | 0 | 0 | 0 | 0 | 0 | 0 | 0 | 0
F2_Industrial_Other Industrial_Existing_Process_Natural Gas_Other Process_E3 | F2 | Industrial | Other Industrial | Existing | Process | Natural Gas | Other Process | E3 | Participant - Cost of Operation | 0 | 0 | 0 | 0 | 0 | 0 | 0 | 0 | 0 | 0 | 0 | 0 | 0 | 0 | 0 | 0 | 0 | 0 | 0 | 0 | 0 | 0 | 0 | 0 | 0 | 0 | 0 | 0 | 0 | 0
F2_Industrial_Other Industrial_Existing_Process_Natural Gas_Other Process_E4 | F2 | Industrial | Other Industrial | Existing | Process | Natural Gas | Other Process | E4 | Participant - Cost of Operation | 0 | 0 | 0 | 0 | 0 | 0 | 0 | 0 | 0 | 0 | 0 | 0 | 0 | 0 | 0 | 0 | 0 | 0 | 0 | 0 | 0 | 0 | 0 | 0 | 0 | 0 | 0 | 0 | 0 | 0
F2_Industrial_Other Industrial_Existing_Process_Natural Gas_Other Process_E5 | F2 | Industrial | Other Industrial | Existing | Process | Natural Gas | Other Process | E5 | Participant - Cost of Operation | 0 | 0 | 0 | 0 | 0 | 0 | 0 | 0 | 0 | 0 | 0 | 0 | 0 | 0 | 0 | 0 | 0 | 0 | 0 | 0 | 0 | 0 | 0 | 0 | 0 | 0 | 0 | 0 | 0 | 0
F2_Industrial_Other Industrial_Existing_Process_Natural Gas_Other Process_E6 | F2 | Industrial | Other Industrial | Existing | Process | Natural Gas | Other Process | E6 | Participant - Cost of Operation | 0 | 0 | 0 | 0 | 0 | 0 | 0 | 0 | 0 | 0 | 0 | 0 | 0 | 0 | 0 | 0 | 0 | 0 | 0 | 0 | 0 | 0 | 0 | 0 | 0 | 0 | 0 | 0 | 0 | 0
F2_Industrial_Other Industrial_Existing_Process_Natural Gas_Other Process_E7 | F2 | Industrial | Other Industrial | Existing | Process | Natural Gas | Other Process | E7 | Participant - Cost of Operation | 0 | 0 | 0 | 0 | 0 | 0 | 0 | 0 | 0 | 0 | 0 | 0 | 0 | 0 | 0 | 0 | 0 | 0 | 0 | 0 | 0 | 0 | 0 | 0 | 0 | 0 | 0 | 0 | 0 | 0
F2_Industrial_Other Industrial_Existing_Process_Natural Gas_Other Process_E8 | F2 | Industrial | Other Industrial | Existing | Process | Natural Gas | Other Process | E8 | Participant - Cost of Operation | 0 | 0 | 0 | 0 | 0 | 0 | 0 | 0 | 0 | 0 | 0 | 0 | 0 | 0 | 0 | 0 | 0 | 0 | 0 | 0 | 0 | 0 | 0 | 0 | 0 | 0 | 0 | 0 | 0 | 0
F2_Industrial_Other Industrial_Existing_Process_Natural Gas_Other Process_E9 | F2 | Industrial | Other Industrial | Existing | Process | Natural Gas | Other Process | E9 | Participant - Cost of Operation | 0 | 0 | 0 | 0 | 0 | 0 | 0 | 0 | 0 | 0 | 0 | 0 | 0 | 0 | 0 | 0 | 0 | 0 | 0 | 0 | 0 | 0 | 0 | 0 | 0 | 0 | 0 | 0 | 0 | 0
F2_Industrial_Other Industrial_Existing_Process_Natural Gas_Other Process_E10 | F2 | Industrial | Other Industrial | Existing | Process | Natural Gas | Other Process | E10 | Participant - Cost of Operation | 0 | 0 | 0 | 0 | 0 | 0 | 0 | 0 | 0 | 0 | 0 | 0 | 0 | 0 | 0 | 0 | 0 | 0 | 0 | 0 | 0 | 0 | 0 | 0 | 0 | 0 | 0 | 0 | 0 | 0
F3_Industrial_Other Industrial_Existing_Process_Natural Gas_Other Process_E1 | F3 | Industrial | Other Industrial | Existing | Process | Natural Gas | Other Process | E1 | System - kBTUs of Conusmption | 284.7944 | 284.7944 | 284.7944 | 284.7944 | 284.7944 | 284.7944 | 284.7944 | 284.7944 | 284.7944 | 284.7944 | 284.7944 | 284.7944 | 284.7944 | 284.7944 | 284.7944 | 284.7944 | 284.7944 | 284.7944 | 284.7944 | 284.7944 | 284.7944 | 284.7944 | 0 | 0 | 0 | 0 | 0 | 0 | 0 | 0
F3_Industrial_Other Industrial_Existing_Process_Natural Gas_Other Process_E2 | F3 | Industrial | Other Industrial | Existing | Process | Natural Gas | Other Process | E2 | System - kBTUs of Conusmption | 0 | 0 | 0 | 0 | 0 | 0 | 0 | 0 | 0 | 0 | 0 | 0 | 0 | 0 | 0 | 0 | 0 | 0 | 0 | 0 | 0 | 0 | 0 | 0 | 0 | 0 | 0 | 0 | 0 | 0
F3_Industrial_Other Industrial_Existing_Process_Natural Gas_Other Process_E3 | F3 | Industrial | Other Industrial | Existing | Process | Natural Gas | Other Process | E3 | System - kBTUs of Conusmption | 0 | 0 | 0 | 0 | 0 | 0 | 0 | 0 | 0 | 0 | 0 | 0 | 0 | 0 | 0 | 0 | 0 | 0 | 0 | 0 | 0 | 0 | 0 | 0 | 0 | 0 | 0 | 0 | 0 | 0
F3_Industrial_Other Industrial_Existing_Process_Natural Gas_Other Process_E4 | F3 | Industrial | Other Industrial | Existing | Process | Natural Gas | Other Process | E4 | System - kBTUs of Conusmption | 0 | 0 | 0 | 0 | 0 | 0 | 0 | 0 | 0 | 0 | 0 | 0 | 0 | 0 | 0 | 0 | 0 | 0 | 0 | 0 | 0 | 0 | 0 | 0 | 0 | 0 | 0 | 0 | 0 | 0
F3_Industrial_Other Industrial_Existing_Process_Natural Gas_Other Process_E5 | F3 | Industrial | Other Industrial | Existing | Process | Natural Gas | Other Process | E5 | System - kBTUs of Conusmption | 0 | 0 | 0 | 0 | 0 | 0 | 0 | 0 | 0 | 0 | 0 | 0 | 0 | 0 | 0 | 0 | 0 | 0 | 0 | 0 | 0 | 0 | 0 | 0 | 0 | 0 | 0 | 0 | 0 | 0
F3_Industrial_Other Industrial_Existing_Process_Natural Gas_Other Process_E6 | F3 | Industrial | Other Industrial | Existing | Process | Natural Gas | Other Process | E6 | System - kBTUs of Conusmption | 0 | 0 | 0 | 0 | 0 | 0 | 0 | 0 | 0 | 0 | 0 | 0 | 0 | 0 | 0 | 0 | 0 | 0 | 0 | 0 | 0 | 0 | 0 | 0 | 0 | 0 | 0 | 0 | 0 | 0
F3_Industrial_Other Industrial_Existing_Process_Natural Gas_Other Process_E7 | F3 | Industrial | Other Industrial | Existing | Process | Natural Gas | Other Process | E7 | System - kBTUs of Conusmption | 0 | 0 | 0 | 0 | 0 | 0 | 0 | 0 | 0 | 0 | 0 | 0 | 0 | 0 | 0 | 0 | 0 | 0 | 0 | 0 | 0 | 0 | 0 | 0 | 0 | 0 | 0 | 0 | 0 | 0
F3_Industrial_Other Industrial_Existing_Process_Natural Gas_Other Process_E8 | F3 | Industrial | Other Industrial | Existing | Process | Natural Gas | Other Process | E8 | System - kBTUs of Conusmption | 0 | 0 | 0 | 0 | 0 | 0 | 0 | 0 | 0 | 0 | 0 | 0 | 0 | 0 | 0 | 0 | 0 | 0 | 0 | 0 | 0 | 0 | 0 | 0 | 0 | 0 | 0 | 0 | 0 | 0
F3_Industrial_Other Industrial_Existing_Process_Natural Gas_Other Process_E9 | F3 | Industrial | Other Industrial | Existing | Process | Natural Gas | Other Process | E9 | System - kBTUs of Conusmption | 0 | 0 | 0 | 0 | 0 | 0 | 0 | 0 | 0 | 0 | 0 | 0 | 0 | 0 | 0 | 0 | 0 | 0 | 0 | 0 | 0 | 0 | 0 | 0 | 0 | 0 | 0 | 0 | 0 | 0
F3_Industrial_Other Industrial_Existing_Process_Natural Gas_Other Process_E10 | F3 | Industrial | Other Industrial | Existing | Process | Natural Gas | Other Process | E10 | System - kBTUs of Conusmption | 0 | 0 | 0 | 0 | 0 | 0 | 0 | 0 | 0 | 0 | 0 | 0 | 0 | 0 | 0 | 0 | 0 | 0 | 0 | 0 | 0 | 0 | 0 | 0 | 0 | 0 | 0 | 0 | 0 | 0
F4_Industrial_Other Industrial_Existing_Process_Natural Gas_Other Process_E1 | F4 | Industrial | Other Industrial | Existing | Process | Natural Gas | Other Process | E1 | Utility - Cost of Equipment | 0.65327 | 0.65327 | 0.65327 | 0.65327 | 0.65327 | 0.65327 | 0.65327 | 0.65327 | 0.65327 | 0.65327 | 0.65327 | 0.65327 | 0.65327 | 0.65327 | 0.65327 | 0.65327 | 0.65327 | 0.65327 | 0.65327 | 0.65327 | 0.65327 | 0.65327 | 0 | 0 | 0 | 0 | 0 | 0 | 0 | 0
F4_Industrial_Other Industrial_Existing_Process_Natural Gas_Other Process_E2 | F4 | Industrial | Other Industrial | Existing | Process | Natural Gas | Other Process | E2 | Utility - Cost of Equipment | 0 | 0 | 0 | 0 | 0 | 0 | 0 | 0 | 0 | 0 | 0 | 0 | 0 | 0 | 0 | 0 | 0 | 0 | 0 | 0 | 0 | 0 | 0 | 0 | 0 | 0 | 0 | 0 | 0 | 0
F4_Industrial_Other Industrial_Existing_Process_Natural Gas_Other Process_E3 | F4 | Industrial | Other Industrial | Existing | Process | Natural Gas | Other Process | E3 | Utility - Cost of Equipment | 0 | 0 | 0 | 0 | 0 | 0 | 0 | 0 | 0 | 0 | 0 | 0 | 0 | 0 | 0 | 0 | 0 | 0 | 0 | 0 | 0 | 0 | 0 | 0 | 0 | 0 | 0 | 0 | 0 | 0
F4_Industrial_Other Industrial_Existing_Process_Natural Gas_Other Process_E4 | F4 | Industrial | Other Industrial | Existing | Process | Natural Gas | Other Process | E4 | Utility - Cost of Equipment | 0 | 0 | 0 | 0 | 0 | 0 | 0 | 0 | 0 | 0 | 0 | 0 | 0 | 0 | 0 | 0 | 0 | 0 | 0 | 0 | 0 | 0 | 0 | 0 | 0 | 0 | 0 | 0 | 0 | 0
F4_Industrial_Other Industrial_Existing_Process_Natural Gas_Other Process_E5 | F4 | Industrial | Other Industrial | Existing | Process | Natural Gas | Other Process | E5 | Utility - Cost of Equipment | 0 | 0 | 0 | 0 | 0 | 0 | 0 | 0 | 0 | 0 | 0 | 0 | 0 | 0 | 0 | 0 | 0 | 0 | 0 | 0 | 0 | 0 | 0 | 0 | 0 | 0 | 0 | 0 | 0 | 0
F4_Industrial_Other Industrial_Existing_Process_Natural Gas_Other Process_E6 | F4 | Industrial | Other Industrial | Existing | Process | Natural Gas | Other Process | E6 | Utility - Cost of Equipment | 0 | 0 | 0 | 0 | 0 | 0 | 0 | 0 | 0 | 0 | 0 | 0 | 0 | 0 | 0 | 0 | 0 | 0 | 0 | 0 | 0 | 0 | 0 | 0 | 0 | 0 | 0 | 0 | 0 | 0
F4_Industrial_Other Industrial_Existing_Process_Natural Gas_Other Process_E7 | F4 | Industrial | Other Industrial | Existing | Process | Natural Gas | Other Process | E7 | Utility - Cost of Equipment | 0 | 0 | 0 | 0 | 0 | 0 | 0 | 0 | 0 | 0 | 0 | 0 | 0 | 0 | 0 | 0 | 0 | 0 | 0 | 0 | 0 | 0 | 0 | 0 | 0 | 0 | 0 | 0 | 0 | 0
F4_Industrial_Other Industrial_Existing_Process_Natural Gas_Other Process_E8 | F4 | Industrial | Other Industrial | Existing | Process | Natural Gas | Other Process | E8 | Utility - Cost of Equipment | 0 | 0 | 0 | 0 | 0 | 0 | 0 | 0 | 0 | 0 | 0 | 0 | 0 | 0 | 0 | 0 | 0 | 0 | 0 | 0 | 0 | 0 | 0 | 0 | 0 | 0 | 0 | 0 | 0 | 0
F4_Industrial_Other Industrial_Existing_Process_Natural Gas_Other Process_E9 | F4 | Industrial | Other Industrial | Existing | Process | Natural Gas | Other Process | E9 | Utility - Cost of Equipment | 0 | 0 | 0 | 0 | 0 | 0 | 0 | 0 | 0 | 0 | 0 | 0 | 0 | 0 | 0 | 0 | 0 | 0 | 0 | 0 | 0 | 0 | 0 | 0 | 0 | 0 | 0 | 0 | 0 | 0
F4_Industrial_Other Industrial_Existing_Process_Natural Gas_Other Process_E10 | F4 | Industrial | Other Industrial | Existing | Process | Natural Gas | Other Process | E10 | Utility - Cost of Equipment | 0 | 0 | 0 | 0 | 0 | 0 | 0 | 0 | 0 | 0 | 0 | 0 | 0 | 0 | 0 | 0 | 0 | 0 | 0 | 0 | 0 | 0 | 0 | 0 | 0 | 0 | 0 | 0 | 0 | 0
F5_Industrial_Other Industrial_Existing_Process_Natural Gas_Other Process_E1 | F5 | Industrial | Other Industrial | Existing | Process | Natural Gas | Other Process | E1 | Utility - Cost of Operation | 1.5354 | 1.6785 | 1.69 | 1.7014 | 1.654 | 1.6036 | 1.5494 | 1.5034 | 1.4563 | 1.4224 | 1.3869 | 1.3519 | 1.3169 | 1.2836 | 1.25 | 1.2163 | 1.1838 | 1.1531 | 1.1228 | 1.0958 | 1.0703 | 1.0454 | 0 | 0 | 0 | 0 | 0 | 0 | 0 | 0
F5_Industrial_Other Industrial_Existing_Process_Natural Gas_Other Process_E2 | F5 | Industrial | Other Industrial | Existing | Process | Natural Gas | Other Process | E2 | Utility - Cost of Operation | 0 | 0 | 0 | 0 | 0 | 0 | 0 | 0 | 0 | 0 | 0 | 0 | 0 | 0 | 0 | 0 | 0 | 0 | 0 | 0 | 0 | 0 | 0 | 0 | 0 | 0 | 0 | 0 | 0 | 0
F5_Industrial_Other Industrial_Existing_Process_Natural Gas_Other Process_E3 | F5 | Industrial | Other Industrial | Existing | Process | Natural Gas | Other Process | E3 | Utility - Cost of Operation | 0 | 0 | 0 | 0 | 0 | 0 | 0 | 0 | 0 | 0 | 0 | 0 | 0 | 0 | 0 | 0 | 0 | 0 | 0 | 0 | 0 | 0 | 0 | 0 | 0 | 0 | 0 | 0 | 0 | 0
F5_Industrial_Other Industrial_Existing_Process_Natural Gas_Other Process_E4 | F5 | Industrial | Other Industrial | Existing | Process | Natural Gas | Other Process | E4 | Utility - Cost of Operation | 0 | 0 | 0 | 0 | 0 | 0 | 0 | 0 | 0 | 0 | 0 | 0 | 0 | 0 | 0 | 0 | 0 | 0 | 0 | 0 | 0 | 0 | 0 | 0 | 0 | 0 | 0 | 0 | 0 | 0
F5_Industrial_Other Industrial_Existing_Process_Natural Gas_Other Process_E5 | F5 | Industrial | Other Industrial | Existing | Process | Natural Gas | Other Process | E5 | Utility - Cost of Operation | 0 | 0 | 0 | 0 | 0 | 0 | 0 | 0 | 0 | 0 | 0 | 0 | 0 | 0 | 0 | 0 | 0 | 0 | 0 | 0 | 0 | 0 | 0 | 0 | 0 | 0 | 0 | 0 | 0 | 0
F5_Industrial_Other Industrial_Existing_Process_Natural Gas_Other Process_E6 | F5 | Industrial | Other Industrial | Existing | Process | Natural Gas | Other Process | E6 | Utility - Cost of Operation | 0 | 0 | 0 | 0 | 0 | 0 | 0 | 0 | 0 | 0 | 0 | 0 | 0 | 0 | 0 | 0 | 0 | 0 | 0 | 0 | 0 | 0 | 0 | 0 | 0 | 0 | 0 | 0 | 0 | 0
F5_Industrial_Other Industrial_Existing_Process_Natural Gas_Other Process_E7 | F5 | Industrial | Other Industrial | Existing | Process | Natural Gas | Other Process | E7 | Utility - Cost of Operation | 0 | 0 | 0 | 0 | 0 | 0 | 0 | 0 | 0 | 0 | 0 | 0 | 0 | 0 | 0 | 0 | 0 | 0 | 0 | 0 | 0 | 0 | 0 | 0 | 0 | 0 | 0 | 0 | 0 | 0
F5_Industrial_Other Industrial_Existing_Process_Natural Gas_Other Process_E8 | F5 | Industrial | Other Industrial | Existing | Process | Natural Gas | Other Process | E8 | Utility - Cost of Operation | 0 | 0 | 0 | 0 | 0 | 0 | 0 | 0 | 0 | 0 | 0 | 0 | 0 | 0 | 0 | 0 | 0 | 0 | 0 | 0 | 0 | 0 | 0 | 0 | 0 | 0 | 0 | 0 | 0 | 0
F5_Industrial_Other Industrial_Existing_Process_Natural Gas_Other Process_E9 | F5 | Industrial | Other Industrial | Existing | Process | Natural Gas | Other Process | E9 | Utility - Cost of Operation | 0 | 0 | 0 | 0 | 0 | 0 | 0 | 0 | 0 | 0 | 0 | 0 | 0 | 0 | 0 | 0 | 0 | 0 | 0 | 0 | 0 | 0 | 0 | 0 | 0 | 0 | 0 | 0 | 0 | 0
F5_Industrial_Other Industrial_Existing_Process_Natural Gas_Other Process_E10 | F5 | Industrial | Other Industrial | Existing | Process | Natural Gas | Other Process | E10 | Utility - Cost of Operation | 0 | 0 | 0 | 0 | 0 | 0 | 0 | 0 | 0 | 0 | 0 | 0 | 0 | 0 | 0 | 0 | 0 | 0 | 0 | 0 | 0 | 0 | 0 | 0 | 0 | 0 | 0 | 0 | 0 | 0
F6_Industrial_Other Industrial_Existing_Process_Natural Gas_Other Process_E1 | F6 | Industrial | Other Industrial | Existing | Process | Natural Gas | Other Process | E1 | Utility - Value of Sales | 1.8395 | 2.0109 | 2.0247 | 2.0384 | 1.9816 | 1.9212 | 1.8563 | 1.8011 | 1.7448 | 1.7042 | 1.6615 | 1.6197 | 1.5777 | 1.5378 | 1.4976 | 1.4572 | 1.4183 | 1.3815 | 1.3451 | 1.3129 | 1.2823 | 1.2525 | 0 | 0 | 0 | 0 | 0 | 0 | 0 | 0
F6_Industrial_Other Industrial_Existing_Process_Natural Gas_Other Process_E2 | F6 | Industrial | Other Industrial | Existing | Process | Natural Gas | Other Process | E2 | Utility - Value of Sales | 0 | 0 | 0 | 0 | 0 | 0 | 0 | 0 | 0 | 0 | 0 | 0 | 0 | 0 | 0 | 0 | 0 | 0 | 0 | 0 | 0 | 0 | 0 | 0 | 0 | 0 | 0 | 0 | 0 | 0
F6_Industrial_Other Industrial_Existing_Process_Natural Gas_Other Process_E3 | F6 | Industrial | Other Industrial | Existing | Process | Natural Gas | Other Process | E3 | Utility - Value of Sales | 0 | 0 | 0 | 0 | 0 | 0 | 0 | 0 | 0 | 0 | 0 | 0 | 0 | 0 | 0 | 0 | 0 | 0 | 0 | 0 | 0 | 0 | 0 | 0 | 0 | 0 | 0 | 0 | 0 | 0
F6_Industrial_Other Industrial_Existing_Process_Natural Gas_Other Process_E4 | F6 | Industrial | Other Industrial | Existing | Process | Natural Gas | Other Process | E4 | Utility - Value of Sales | 0 | 0 | 0 | 0 | 0 | 0 | 0 | 0 | 0 | 0 | 0 | 0 | 0 | 0 | 0 | 0 | 0 | 0 | 0 | 0 | 0 | 0 | 0 | 0 | 0 | 0 | 0 | 0 | 0 | 0
F6_Industrial_Other Industrial_Existing_Process_Natural Gas_Other Process_E5 | F6 | Industrial | Other Industrial | Existing | Process | Natural Gas | Other Process | E5 | Utility - Value of Sales | 0 | 0 | 0 | 0 | 0 | 0 | 0 | 0 | 0 | 0 | 0 | 0 | 0 | 0 | 0 | 0 | 0 | 0 | 0 | 0 | 0 | 0 | 0 | 0 | 0 | 0 | 0 | 0 | 0 | 0
F6_Industrial_Other Industrial_Existing_Process_Natural Gas_Other Process_E6 | F6 | Industrial | Other Industrial | Existing | Process | Natural Gas | Other Process | E6 | Utility - Value of Sales | 0 | 0 | 0 | 0 | 0 | 0 | 0 | 0 | 0 | 0 | 0 | 0 | 0 | 0 | 0 | 0 | 0 | 0 | 0 | 0 | 0 | 0 | 0 | 0 | 0 | 0 | 0 | 0 | 0 | 0
F6_Industrial_Other Industrial_Existing_Process_Natural Gas_Other Process_E7 | F6 | Industrial | Other Industrial | Existing | Process | Natural Gas | Other Process | E7 | Utility - Value of Sales | 0 | 0 | 0 | 0 | 0 | 0 | 0 | 0 | 0 | 0 | 0 | 0 | 0 | 0 | 0 | 0 | 0 | 0 | 0 | 0 | 0 | 0 | 0 | 0 | 0 | 0 | 0 | 0 | 0 | 0
F6_Industrial_Other Industrial_Existing_Process_Natural Gas_Other Process_E8 | F6 | Industrial | Other Industrial | Existing | Process | Natural Gas | Other Process | E8 | Utility - Value of Sales | 0 | 0 | 0 | 0 | 0 | 0 | 0 | 0 | 0 | 0 | 0 | 0 | 0 | 0 | 0 | 0 | 0 | 0 | 0 | 0 | 0 | 0 | 0 | 0 | 0 | 0 | 0 | 0 | 0 | 0
F6_Industrial_Other Industrial_Existing_Process_Natural Gas_Other Process_E9 | F6 | Industrial | Other Industrial | Existing | Process | Natural Gas | Other Process | E9 | Utility - Value of Sales | 0 | 0 | 0 | 0 | 0 | 0 | 0 | 0 | 0 | 0 | 0 | 0 | 0 | 0 | 0 | 0 | 0 | 0 | 0 | 0 | 0 | 0 | 0 | 0 | 0 | 0 | 0 | 0 | 0 | 0
F6_Industrial_Other Industrial_Existing_Process_Natural Gas_Other Process_E10 | F6 | Industrial | Other Industrial | Existing | Process | Natural Gas | Other Process | E10 | Utility - Value of Sales | 0 | 0 | 0 | 0 | 0 | 0 | 0 | 0 | 0 | 0 | 0 | 0 | 0 | 0 | 0 | 0 | 0 | 0 | 0 | 0 | 0 | 0 | 0 | 0 | 0 | 0 | 0 | 0 | 0 | 0
F1_Industrial_Other Industrial_Existing_Miscellaneous_Natural Gas_Miscellaneous_E1 | F1 | Industrial | Other Industrial | Existing | Miscellaneous | Natural Gas | Miscellaneous | E1 | Participant - Cost of Equipment | 4.7897 | 4.7897 | 4.7897 | 4.7897 | 4.7897 | 4.7897 | 4.7897 | 4.7897 | 4.7897 | 4.7897 | 4.7897 | 4.7897 | 4.7897 | 4.7897 | 4.7897 | 4.7897 | 4.7897 | 4.7897 | 4.7897 | 4.7897 | 4.7897 | 4.7897 | 0 | 0 | 0 | 0 | 0 | 0 | 0 | 0
F1_Industrial_Other Industrial_Existing_Miscellaneous_Natural Gas_Miscellaneous_E2 | F1 | Industrial | Other Industrial | Existing | Miscellaneous | Natural Gas | Miscellaneous | E2 | Participant - Cost of Equipment | 0 | 0 | 0 | 0 | 0 | 0 | 0 | 0 | 0 | 0 | 0 | 0 | 0 | 0 | 0 | 0 | 0 | 0 | 0 | 0 | 0 | 0 | 0 | 0 | 0 | 0 | 0 | 0 | 0 | 0
F1_Industrial_Other Industrial_Existing_Miscellaneous_Natural Gas_Miscellaneous_E3 | F1 | Industrial | Other Industrial | Existing | Miscellaneous | Natural Gas | Miscellaneous | E3 | Participant - Cost of Equipment | 0 | 0 | 0 | 0 | 0 | 0 | 0 | 0 | 0 | 0 | 0 | 0 | 0 | 0 | 0 | 0 | 0 | 0 | 0 | 0 | 0 | 0 | 0 | 0 | 0 | 0 | 0 | 0 | 0 | 0
F1_Industrial_Other Industrial_Existing_Miscellaneous_Natural Gas_Miscellaneous_E4 | F1 | Industrial | Other Industrial | Existing | Miscellaneous | Natural Gas | Miscellaneous | E4 | Participant - Cost of Equipment | 0 | 0 | 0 | 0 | 0 | 0 | 0 | 0 | 0 | 0 | 0 | 0 | 0 | 0 | 0 | 0 | 0 | 0 | 0 | 0 | 0 | 0 | 0 | 0 | 0 | 0 | 0 | 0 | 0 | 0
F1_Industrial_Other Industrial_Existing_Miscellaneous_Natural Gas_Miscellaneous_E5 | F1 | Industrial | Other Industrial | Existing | Miscellaneous | Natural Gas | Miscellaneous | E5 | Participant - Cost of Equipment | 0 | 0 | 0 | 0 | 0 | 0 | 0 | 0 | 0 | 0 | 0 | 0 | 0 | 0 | 0 | 0 | 0 | 0 | 0 | 0 | 0 | 0 | 0 | 0 | 0 | 0 | 0 | 0 | 0 | 0
F1_Industrial_Other Industrial_Existing_Miscellaneous_Natural Gas_Miscellaneous_E6 | F1 | Industrial | Other Industrial | Existing | Miscellaneous | Natural Gas | Miscellaneous | E6 | Participant - Cost of Equipment | 0 | 0 | 0 | 0 | 0 | 0 | 0 | 0 | 0 | 0 | 0 | 0 | 0 | 0 | 0 | 0 | 0 | 0 | 0 | 0 | 0 | 0 | 0 | 0 | 0 | 0 | 0 | 0 | 0 | 0
F1_Industrial_Other Industrial_Existing_Miscellaneous_Natural Gas_Miscellaneous_E7 | F1 | Industrial | Other Industrial | Existing | Miscellaneous | Natural Gas | Miscellaneous | E7 | Participant - Cost of Equipment | 0 | 0 | 0 | 0 | 0 | 0 | 0 | 0 | 0 | 0 | 0 | 0 | 0 | 0 | 0 | 0 | 0 | 0 | 0 | 0 | 0 | 0 | 0 | 0 | 0 | 0 | 0 | 0 | 0 | 0
F1_Industrial_Other Industrial_Existing_Miscellaneous_Natural Gas_Miscellaneous_E8 | F1 | Industrial | Other Industrial | Existing | Miscellaneous | Natural Gas | Miscellaneous | E8 | Participant - Cost of Equipment | 0 | 0 | 0 | 0 | 0 | 0 | 0 | 0 | 0 | 0 | 0 | 0 | 0 | 0 | 0 | 0 | 0 | 0 | 0 | 0 | 0 | 0 | 0 | 0 | 0 | 0 | 0 | 0 | 0 | 0
F1_Industrial_Other Industrial_Existing_Miscellaneous_Natural Gas_Miscellaneous_E9 | F1 | Industrial | Other Industrial | Existing | Miscellaneous | Natural Gas | Miscellaneous | E9 | Participant - Cost of Equipment | 0 | 0 | 0 | 0 | 0 | 0 | 0 | 0 | 0 | 0 | 0 | 0 | 0 | 0 | 0 | 0 | 0 | 0 | 0 | 0 | 0 | 0 | 0 | 0 | 0 | 0 | 0 | 0 | 0 | 0
F1_Industrial_Other Industrial_Existing_Miscellaneous_Natural Gas_Miscellaneous_E10 | F1 | Industrial | Other Industrial | Existing | Miscellaneous | Natural Gas | Miscellaneous | E10 | Participant - Cost of Equipment | 0 | 0 | 0 | 0 | 0 | 0 | 0 | 0 | 0 | 0 | 0 | 0 | 0 | 0 | 0 | 0 | 0 | 0 | 0 | 0 | 0 | 0 | 0 | 0 | 0 | 0 | 0 | 0 | 0 | 0
F2_Industrial_Other Industrial_Existing_Miscellaneous_Natural Gas_Miscellaneous_E1 | F2 | Industrial | Other Industrial | Existing | Miscellaneous | Natural Gas | Miscellaneous | E1 | Participant - Cost of Operation | 13.4867 | 14.7438 | 14.845 | 14.9454 | 14.5285 | 14.0859 | 13.6098 | 13.2056 | 12.7926 | 12.4948 | 12.1822 | 11.8752 | 11.5676 | 11.2748 | 10.9801 | 10.6842 | 10.3986 | 10.1288 | 9.8624 | 9.6259 | 9.4019 | 9.1831 | 0 | 0 | 0 | 0 | 0 | 0 | 0 | 0
F2_Industrial_Other Industrial_Existing_Miscellaneous_Natural Gas_Miscellaneous_E2 | F2 | Industrial | Other Industrial | Existing | Miscellaneous | Natural Gas | Miscellaneous | E2 | Participant - Cost of Operation | 0 | 0 | 0 | 0 | 0 | 0 | 0 | 0 | 0 | 0 | 0 | 0 | 0 | 0 | 0 | 0 | 0 | 0 | 0 | 0 | 0 | 0 | 0 | 0 | 0 | 0 | 0 | 0 | 0 | 0
F2_Industrial_Other Industrial_Existing_Miscellaneous_Natural Gas_Miscellaneous_E3 | F2 | Industrial | Other Industrial | Existing | Miscellaneous | Natural Gas | Miscellaneous | E3 | Participant - Cost of Operation | 0 | 0 | 0 | 0 | 0 | 0 | 0 | 0 | 0 | 0 | 0 | 0 | 0 | 0 | 0 | 0 | 0 | 0 | 0 | 0 | 0 | 0 | 0 | 0 | 0 | 0 | 0 | 0 | 0 | 0
F2_Industrial_Other Industrial_Existing_Miscellaneous_Natural Gas_Miscellaneous_E4 | F2 | Industrial | Other Industrial | Existing | Miscellaneous | Natural Gas | Miscellaneous | E4 | Participant - Cost of Operation | 0 | 0 | 0 | 0 | 0 | 0 | 0 | 0 | 0 | 0 | 0 | 0 | 0 | 0 | 0 | 0 | 0 | 0 | 0 | 0 | 0 | 0 | 0 | 0 | 0 | 0 | 0 | 0 | 0 | 0
F2_Industrial_Other Industrial_Existing_Miscellaneous_Natural Gas_Miscellaneous_E5 | F2 | Industrial | Other Industrial | Existing | Miscellaneous | Natural Gas | Miscellaneous | E5 | Participant - Cost of Operation | 0 | 0 | 0 | 0 | 0 | 0 | 0 | 0 | 0 | 0 | 0 | 0 | 0 | 0 | 0 | 0 | 0 | 0 | 0 | 0 | 0 | 0 | 0 | 0 | 0 | 0 | 0 | 0 | 0 | 0
F2_Industrial_Other Industrial_Existing_Miscellaneous_Natural Gas_Miscellaneous_E6 | F2 | Industrial | Other Industrial | Existing | Miscellaneous | Natural Gas | Miscellaneous | E6 | Participant - Cost of Operation | 0 | 0 | 0 | 0 | 0 | 0 | 0 | 0 | 0 | 0 | 0 | 0 | 0 | 0 | 0 | 0 | 0 | 0 | 0 | 0 | 0 | 0 | 0 | 0 | 0 | 0 | 0 | 0 | 0 | 0
F2_Industrial_Other Industrial_Existing_Miscellaneous_Natural Gas_Miscellaneous_E7 | F2 | Industrial | Other Industrial | Existing | Miscellaneous | Natural Gas | Miscellaneous | E7 | Participant - Cost of Operation | 0 | 0 | 0 | 0 | 0 | 0 | 0 | 0 | 0 | 0 | 0 | 0 | 0 | 0 | 0 | 0 | 0 | 0 | 0 | 0 | 0 | 0 | 0 | 0 | 0 | 0 | 0 | 0 | 0 | 0
F2_Industrial_Other Industrial_Existing_Miscellaneous_Natural Gas_Miscellaneous_E8 | F2 | Industrial | Other Industrial | Existing | Miscellaneous | Natural Gas | Miscellaneous | E8 | Participant - Cost of Operation | 0 | 0 | 0 | 0 | 0 | 0 | 0 | 0 | 0 | 0 | 0 | 0 | 0 | 0 | 0 | 0 | 0 | 0 | 0 | 0 | 0 | 0 | 0 | 0 | 0 | 0 | 0 | 0 | 0 | 0
F2_Industrial_Other Industrial_Existing_Miscellaneous_Natural Gas_Miscellaneous_E9 | F2 | Industrial | Other Industrial | Existing | Miscellaneous | Natural Gas | Miscellaneous | E9 | Participant - Cost of Operation | 0 | 0 | 0 | 0 | 0 | 0 | 0 | 0 | 0 | 0 | 0 | 0 | 0 | 0 | 0 | 0 | 0 | 0 | 0 | 0 | 0 | 0 | 0 | 0 | 0 | 0 | 0 | 0 | 0 | 0
F2_Industrial_Other Industrial_Existing_Miscellaneous_Natural Gas_Miscellaneous_E10 | F2 | Industrial | Other Industrial | Existing | Miscellaneous | Natural Gas | Miscellaneous | E10 | Participant - Cost of Operation | 0 | 0 | 0 | 0 | 0 | 0 | 0 | 0 | 0 | 0 | 0 | 0 | 0 | 0 | 0 | 0 | 0 | 0 | 0 | 0 | 0 | 0 | 0 | 0 | 0 | 0 | 0 | 0 | 0 | 0
F3_Industrial_Other Industrial_Existing_Miscellaneous_Natural Gas_Miscellaneous_E1 | F3 | Industrial | Other Industrial | Existing | Miscellaneous | Natural Gas | Miscellaneous | E1 | System - kBTUs of Conusmption | 2088.0717 | 2088.0717 | 2088.0717 | 2088.0717 | 2088.0717 | 2088.0717 | 2088.0717 | 2088.0717 | 2088.0717 | 2088.0717 | 2088.0717 | 2088.0717 | 2088.0717 | 2088.0717 | 2088.0717 | 2088.0717 | 2088.0717 | 2088.0717 | 2088.0717 | 2088.0717 | 2088.0717 | 2088.0717 | 0 | 0 | 0 | 0 | 0 | 0 | 0 | 0
F3_Industrial_Other Industrial_Existing_Miscellaneous_Natural Gas_Miscellaneous_E2 | F3 | Industrial | Other Industrial | Existing | Miscellaneous | Natural Gas | Miscellaneous | E2 | System - kBTUs of Conusmption | 0 | 0 | 0 | 0 | 0 | 0 | 0 | 0 | 0 | 0 | 0 | 0 | 0 | 0 | 0 | 0 | 0 | 0 | 0 | 0 | 0 | 0 | 0 | 0 | 0 | 0 | 0 | 0 | 0 | 0
F3_Industrial_Other Industrial_Existing_Miscellaneous_Natural Gas_Miscellaneous_E3 | F3 | Industrial | Other Industrial | Existing | Miscellaneous | Natural Gas | Miscellaneous | E3 | System - kBTUs of Conusmption | 0 | 0 | 0 | 0 | 0 | 0 | 0 | 0 | 0 | 0 | 0 | 0 | 0 | 0 | 0 | 0 | 0 | 0 | 0 | 0 | 0 | 0 | 0 | 0 | 0 | 0 | 0 | 0 | 0 | 0
F3_Industrial_Other Industrial_Existing_Miscellaneous_Natural Gas_Miscellaneous_E4 | F3 | Industrial | Other Industrial | Existing | Miscellaneous | Natural Gas | Miscellaneous | E4 | System - kBTUs of Conusmption | 0 | 0 | 0 | 0 | 0 | 0 | 0 | 0 | 0 | 0 | 0 | 0 | 0 | 0 | 0 | 0 | 0 | 0 | 0 | 0 | 0 | 0 | 0 | 0 | 0 | 0 | 0 | 0 | 0 | 0
F3_Industrial_Other Industrial_Existing_Miscellaneous_Natural Gas_Miscellaneous_E5 | F3 | Industrial | Other Industrial | Existing | Miscellaneous | Natural Gas | Miscellaneous | E5 | System - kBTUs of Conusmption | 0 | 0 | 0 | 0 | 0 | 0 | 0 | 0 | 0 | 0 | 0 | 0 | 0 | 0 | 0 | 0 | 0 | 0 | 0 | 0 | 0 | 0 | 0 | 0 | 0 | 0 | 0 | 0 | 0 | 0
F3_Industrial_Other Industrial_Existing_Miscellaneous_Natural Gas_Miscellaneous_E6 | F3 | Industrial | Other Industrial | Existing | Miscellaneous | Natural Gas | Miscellaneous | E6 | System - kBTUs of Conusmption | 0 | 0 | 0 | 0 | 0 | 0 | 0 | 0 | 0 | 0 | 0 | 0 | 0 | 0 | 0 | 0 | 0 | 0 | 0 | 0 | 0 | 0 | 0 | 0 | 0 | 0 | 0 | 0 | 0 | 0
F3_Industrial_Other Industrial_Existing_Miscellaneous_Natural Gas_Miscellaneous_E7 | F3 | Industrial | Other Industrial | Existing | Miscellaneous | Natural Gas | Miscellaneous | E7 | System - kBTUs of Conusmption | 0 | 0 | 0 | 0 | 0 | 0 | 0 | 0 | 0 | 0 | 0 | 0 | 0 | 0 | 0 | 0 | 0 | 0 | 0 | 0 | 0 | 0 | 0 | 0 | 0 | 0 | 0 | 0 | 0 | 0
F3_Industrial_Other Industrial_Existing_Miscellaneous_Natural Gas_Miscellaneous_E8 | F3 | Industrial | Other Industrial | Existing | Miscellaneous | Natural Gas | Miscellaneous | E8 | System - kBTUs of Conusmption | 0 | 0 | 0 | 0 | 0 | 0 | 0 | 0 | 0 | 0 | 0 | 0 | 0 | 0 | 0 | 0 | 0 | 0 | 0 | 0 | 0 | 0 | 0 | 0 | 0 | 0 | 0 | 0 | 0 | 0
F3_Industrial_Other Industrial_Existing_Miscellaneous_Natural Gas_Miscellaneous_E9 | F3 | Industrial | Other Industrial | Existing | Miscellaneous | Natural Gas | Miscellaneous | E9 | System - kBTUs of Conusmption | 0 | 0 | 0 | 0 | 0 | 0 | 0 | 0 | 0 | 0 | 0 | 0 | 0 | 0 | 0 | 0 | 0 | 0 | 0 | 0 | 0 | 0 | 0 | 0 | 0 | 0 | 0 | 0 | 0 | 0
F3_Industrial_Other Industrial_Existing_Miscellaneous_Natural Gas_Miscellaneous_E10 | F3 | Industrial | Other Industrial | Existing | Miscellaneous | Natural Gas | Miscellaneous | E10 | System - kBTUs of Conusmption | 0 | 0 | 0 | 0 | 0 | 0 | 0 | 0 | 0 | 0 | 0 | 0 | 0 | 0 | 0 | 0 | 0 | 0 | 0 | 0 | 0 | 0 | 0 | 0 | 0 | 0 | 0 | 0 | 0 | 0
F4_Industrial_Other Industrial_Existing_Miscellaneous_Natural Gas_Miscellaneous_E1 | F4 | Industrial | Other Industrial | Existing | Miscellaneous | Natural Gas | Miscellaneous | E1 | Utility - Cost of Equipment | 4.7897 | 4.7897 | 4.7897 | 4.7897 | 4.7897 | 4.7897 | 4.7897 | 4.7897 | 4.7897 | 4.7897 | 4.7897 | 4.7897 | 4.7897 | 4.7897 | 4.7897 | 4.7897 | 4.7897 | 4.7897 | 4.7897 | 4.7897 | 4.7897 | 4.7897 | 0 | 0 | 0 | 0 | 0 | 0 | 0 | 0
F4_Industrial_Other Industrial_Existing_Miscellaneous_Natural Gas_Miscellaneous_E2 | F4 | Industrial | Other Industrial | Existing | Miscellaneous | Natural Gas | Miscellaneous | E2 | Utility - Cost of Equipment | 0 | 0 | 0 | 0 | 0 | 0 | 0 | 0 | 0 | 0 | 0 | 0 | 0 | 0 | 0 | 0 | 0 | 0 | 0 | 0 | 0 | 0 | 0 | 0 | 0 | 0 | 0 | 0 | 0 | 0
F4_Industrial_Other Industrial_Existing_Miscellaneous_Natural Gas_Miscellaneous_E3 | F4 | Industrial | Other Industrial | Existing | Miscellaneous | Natural Gas | Miscellaneous | E3 | Utility - Cost of Equipment | 0 | 0 | 0 | 0 | 0 | 0 | 0 | 0 | 0 | 0 | 0 | 0 | 0 | 0 | 0 | 0 | 0 | 0 | 0 | 0 | 0 | 0 | 0 | 0 | 0 | 0 | 0 | 0 | 0 | 0
F4_Industrial_Other Industrial_Existing_Miscellaneous_Natural Gas_Miscellaneous_E4 | F4 | Industrial | Other Industrial | Existing | Miscellaneous | Natural Gas | Miscellaneous | E4 | Utility - Cost of Equipment | 0 | 0 | 0 | 0 | 0 | 0 | 0 | 0 | 0 | 0 | 0 | 0 | 0 | 0 | 0 | 0 | 0 | 0 | 0 | 0 | 0 | 0 | 0 | 0 | 0 | 0 | 0 | 0 | 0 | 0
F4_Industrial_Other Industrial_Existing_Miscellaneous_Natural Gas_Miscellaneous_E5 | F4 | Industrial | Other Industrial | Existing | Miscellaneous | Natural Gas | Miscellaneous | E5 | Utility - Cost of Equipment | 0 | 0 | 0 | 0 | 0 | 0 | 0 | 0 | 0 | 0 | 0 | 0 | 0 | 0 | 0 | 0 | 0 | 0 | 0 | 0 | 0 | 0 | 0 | 0 | 0 | 0 | 0 | 0 | 0 | 0
F4_Industrial_Other Industrial_Existing_Miscellaneous_Natural Gas_Miscellaneous_E6 | F4 | Industrial | Other Industrial | Existing | Miscellaneous | Natural Gas | Miscellaneous | E6 | Utility - Cost of Equipment | 0 | 0 | 0 | 0 | 0 | 0 | 0 | 0 | 0 | 0 | 0 | 0 | 0 | 0 | 0 | 0 | 0 | 0 | 0 | 0 | 0 | 0 | 0 | 0 | 0 | 0 | 0 | 0 | 0 | 0
F4_Industrial_Other Industrial_Existing_Miscellaneous_Natural Gas_Miscellaneous_E7 | F4 | Industrial | Other Industrial | Existing | Miscellaneous | Natural Gas | Miscellaneous | E7 | Utility - Cost of Equipment | 0 | 0 | 0 | 0 | 0 | 0 | 0 | 0 | 0 | 0 | 0 | 0 | 0 | 0 | 0 | 0 | 0 | 0 | 0 | 0 | 0 | 0 | 0 | 0 | 0 | 0 | 0 | 0 | 0 | 0
F4_Industrial_Other Industrial_Existing_Miscellaneous_Natural Gas_Miscellaneous_E8 | F4 | Industrial | Other Industrial | Existing | Miscellaneous | Natural Gas | Miscellaneous | E8 | Utility - Cost of Equipment | 0 | 0 | 0 | 0 | 0 | 0 | 0 | 0 | 0 | 0 | 0 | 0 | 0 | 0 | 0 | 0 | 0 | 0 | 0 | 0 | 0 | 0 | 0 | 0 | 0 | 0 | 0 | 0 | 0 | 0
F4_Industrial_Other Industrial_Existing_Miscellaneous_Natural Gas_Miscellaneous_E9 | F4 | Industrial | Other Industrial | Existing | Miscellaneous | Natural Gas | Miscellaneous | E9 | Utility - Cost of Equipment | 0 | 0 | 0 | 0 | 0 | 0 | 0 | 0 | 0 | 0 | 0 | 0 | 0 | 0 | 0 | 0 | 0 | 0 | 0 | 0 | 0 | 0 | 0 | 0 | 0 | 0 | 0 | 0 | 0 | 0
F4_Industrial_Other Industrial_Existing_Miscellaneous_Natural Gas_Miscellaneous_E10 | F4 | Industrial | Other Industrial | Existing | Miscellaneous | Natural Gas | Miscellaneous | E10 | Utility - Cost of Equipment | 0 | 0 | 0 | 0 | 0 | 0 | 0 | 0 | 0 | 0 | 0 | 0 | 0 | 0 | 0 | 0 | 0 | 0 | 0 | 0 | 0 | 0 | 0 | 0 | 0 | 0 | 0 | 0 | 0 | 0
F5_Industrial_Other Industrial_Existing_Miscellaneous_Natural Gas_Miscellaneous_E1 | F5 | Industrial | Other Industrial | Existing | Miscellaneous | Natural Gas | Miscellaneous | E1 | Utility - Cost of Operation | 11.257 | 12.3064 | 12.3908 | 12.4746 | 12.1266 | 11.7572 | 11.3598 | 11.0224 | 10.6777 | 10.4292 | 10.1682 | 9.912 | 9.6552 | 9.4108 | 9.1649 | 8.9178 | 8.6795 | 8.4543 | 8.2319 | 8.0345 | 7.8476 | 7.665 | 0 | 0 | 0 | 0 | 0 | 0 | 0 | 0
F5_Industrial_Other Industrial_Existing_Miscellaneous_Natural Gas_Miscellaneous_E2 | F5 | Industrial | Other Industrial | Existing | Miscellaneous | Natural Gas | Miscellaneous | E2 | Utility - Cost of Operation | 0 | 0 | 0 | 0 | 0 | 0 | 0 | 0 | 0 | 0 | 0 | 0 | 0 | 0 | 0 | 0 | 0 | 0 | 0 | 0 | 0 | 0 | 0 | 0 | 0 | 0 | 0 | 0 | 0 | 0
F5_Industrial_Other Industrial_Existing_Miscellaneous_Natural Gas_Miscellaneous_E3 | F5 | Industrial | Other Industrial | Existing | Miscellaneous | Natural Gas | Miscellaneous | E3 | Utility - Cost of Operation | 0 | 0 | 0 | 0 | 0 | 0 | 0 | 0 | 0 | 0 | 0 | 0 | 0 | 0 | 0 | 0 | 0 | 0 | 0 | 0 | 0 | 0 | 0 | 0 | 0 | 0 | 0 | 0 | 0 | 0
F5_Industrial_Other Industrial_Existing_Miscellaneous_Natural Gas_Miscellaneous_E4 | F5 | Industrial | Other Industrial | Existing | Miscellaneous | Natural Gas | Miscellaneous | E4 | Utility - Cost of Operation | 0 | 0 | 0 | 0 | 0 | 0 | 0 | 0 | 0 | 0 | 0 | 0 | 0 | 0 | 0 | 0 | 0 | 0 | 0 | 0 | 0 | 0 | 0 | 0 | 0 | 0 | 0 | 0 | 0 | 0
F5_Industrial_Other Industrial_Existing_Miscellaneous_Natural Gas_Miscellaneous_E5 | F5 | Industrial | Other Industrial | Existing | Miscellaneous | Natural Gas | Miscellaneous | E5 | Utility - Cost of Operation | 0 | 0 | 0 | 0 | 0 | 0 | 0 | 0 | 0 | 0 | 0 | 0 | 0 | 0 | 0 | 0 | 0 | 0 | 0 | 0 | 0 | 0 | 0 | 0 | 0 | 0 | 0 | 0 | 0 | 0
F5_Industrial_Other Industrial_Existing_Miscellaneous_Natural Gas_Miscellaneous_E6 | F5 | Industrial | Other Industrial | Existing | Miscellaneous | Natural Gas | Miscellaneous | E6 | Utility - Cost of Operation | 0 | 0 | 0 | 0 | 0 | 0 | 0 | 0 | 0 | 0 | 0 | 0 | 0 | 0 | 0 | 0 | 0 | 0 | 0 | 0 | 0 | 0 | 0 | 0 | 0 | 0 | 0 | 0 | 0 | 0
F5_Industrial_Other Industrial_Existing_Miscellaneous_Natural Gas_Miscellaneous_E7 | F5 | Industrial | Other Industrial | Existing | Miscellaneous | Natural Gas | Miscellaneous | E7 | Utility - Cost of Operation | 0 | 0 | 0 | 0 | 0 | 0 | 0 | 0 | 0 | 0 | 0 | 0 | 0 | 0 | 0 | 0 | 0 | 0 | 0 | 0 | 0 | 0 | 0 | 0 | 0 | 0 | 0 | 0 | 0 | 0
F5_Industrial_Other Industrial_Existing_Miscellaneous_Natural Gas_Miscellaneous_E8 | F5 | Industrial | Other Industrial | Existing | Miscellaneous | Natural Gas | Miscellaneous | E8 | Utility - Cost of Operation | 0 | 0 | 0 | 0 | 0 | 0 | 0 | 0 | 0 | 0 | 0 | 0 | 0 | 0 | 0 | 0 | 0 | 0 | 0 | 0 | 0 | 0 | 0 | 0 | 0 | 0 | 0 | 0 | 0 | 0
F5_Industrial_Other Industrial_Existing_Miscellaneous_Natural Gas_Miscellaneous_E9 | F5 | Industrial | Other Industrial | Existing | Miscellaneous | Natural Gas | Miscellaneous | E9 | Utility - Cost of Operation | 0 | 0 | 0 | 0 | 0 | 0 | 0 | 0 | 0 | 0 | 0 | 0 | 0 | 0 | 0 | 0 | 0 | 0 | 0 | 0 | 0 | 0 | 0 | 0 | 0 | 0 | 0 | 0 | 0 | 0
F5_Industrial_Other Industrial_Existing_Miscellaneous_Natural Gas_Miscellaneous_E10 | F5 | Industrial | Other Industrial | Existing | Miscellaneous | Natural Gas | Miscellaneous | E10 | Utility - Cost of Operation | 0 | 0 | 0 | 0 | 0 | 0 | 0 | 0 | 0 | 0 | 0 | 0 | 0 | 0 | 0 | 0 | 0 | 0 | 0 | 0 | 0 | 0 | 0 | 0 | 0 | 0 | 0 | 0 | 0 | 0
F6_Industrial_Other Industrial_Existing_Miscellaneous_Natural Gas_Miscellaneous_E1 | F6 | Industrial | Other Industrial | Existing | Miscellaneous | Natural Gas | Miscellaneous | E1 | Utility - Value of Sales | 13.4867 | 14.7438 | 14.845 | 14.9454 | 14.5285 | 14.0859 | 13.6098 | 13.2056 | 12.7926 | 12.4948 | 12.1822 | 11.8752 | 11.5676 | 11.2748 | 10.9801 | 10.6842 | 10.3986 | 10.1288 | 9.8624 | 9.6259 | 9.4019 | 9.1831 | 0 | 0 | 0 | 0 | 0 | 0 | 0 | 0
F6_Industrial_Other Industrial_Existing_Miscellaneous_Natural Gas_Miscellaneous_E2 | F6 | Industrial | Other Industrial | Existing | Miscellaneous | Natural Gas | Miscellaneous | E2 | Utility - Value of Sales | 0 | 0 | 0 | 0 | 0 | 0 | 0 | 0 | 0 | 0 | 0 | 0 | 0 | 0 | 0 | 0 | 0 | 0 | 0 | 0 | 0 | 0 | 0 | 0 | 0 | 0 | 0 | 0 | 0 | 0
F6_Industrial_Other Industrial_Existing_Miscellaneous_Natural Gas_Miscellaneous_E3 | F6 | Industrial | Other Industrial | Existing | Miscellaneous | Natural Gas | Miscellaneous | E3 | Utility - Value of Sales | 0 | 0 | 0 | 0 | 0 | 0 | 0 | 0 | 0 | 0 | 0 | 0 | 0 | 0 | 0 | 0 | 0 | 0 | 0 | 0 | 0 | 0 | 0 | 0 | 0 | 0 | 0 | 0 | 0 | 0
F6_Industrial_Other Industrial_Existing_Miscellaneous_Natural Gas_Miscellaneous_E4 | F6 | Industrial | Other Industrial | Existing | Miscellaneous | Natural Gas | Miscellaneous | E4 | Utility - Value of Sales | 0 | 0 | 0 | 0 | 0 | 0 | 0 | 0 | 0 | 0 | 0 | 0 | 0 | 0 | 0 | 0 | 0 | 0 | 0 | 0 | 0 | 0 | 0 | 0 | 0 | 0 | 0 | 0 | 0 | 0
F6_Industrial_Other Industrial_Existing_Miscellaneous_Natural Gas_Miscellaneous_E5 | F6 | Industrial | Other Industrial | Existing | Miscellaneous | Natural Gas | Miscellaneous | E5 | Utility - Value of Sales | 0 | 0 | 0 | 0 | 0 | 0 | 0 | 0 | 0 | 0 | 0 | 0 | 0 | 0 | 0 | 0 | 0 | 0 | 0 | 0 | 0 | 0 | 0 | 0 | 0 | 0 | 0 | 0 | 0 | 0
F6_Industrial_Other Industrial_Existing_Miscellaneous_Natural Gas_Miscellaneous_E6 | F6 | Industrial | Other Industrial | Existing | Miscellaneous | Natural Gas | Miscellaneous | E6 | Utility - Value of Sales | 0 | 0 | 0 | 0 | 0 | 0 | 0 | 0 | 0 | 0 | 0 | 0 | 0 | 0 | 0 | 0 | 0 | 0 | 0 | 0 | 0 | 0 | 0 | 0 | 0 | 0 | 0 | 0 | 0 | 0
F6_Industrial_Other Industrial_Existing_Miscellaneous_Natural Gas_Miscellaneous_E7 | F6 | Industrial | Other Industrial | Existing | Miscellaneous | Natural Gas | Miscellaneous | E7 | Utility - Value of Sales | 0 | 0 | 0 | 0 | 0 | 0 | 0 | 0 | 0 | 0 | 0 | 0 | 0 | 0 | 0 | 0 | 0 | 0 | 0 | 0 | 0 | 0 | 0 | 0 | 0 | 0 | 0 | 0 | 0 | 0
F6_Industrial_Other Industrial_Existing_Miscellaneous_Natural Gas_Miscellaneous_E8 | F6 | Industrial | Other Industrial | Existing | Miscellaneous | Natural Gas | Miscellaneous | E8 | Utility - Value of Sales | 0 | 0 | 0 | 0 | 0 | 0 | 0 | 0 | 0 | 0 | 0 | 0 | 0 | 0 | 0 | 0 | 0 | 0 | 0 | 0 | 0 | 0 | 0 | 0 | 0 | 0 | 0 | 0 | 0 | 0
F6_Industrial_Other Industrial_Existing_Miscellaneous_Natural Gas_Miscellaneous_E9 | F6 | Industrial | Other Industrial | Existing | Miscellaneous | Natural Gas | Miscellaneous | E9 | Utility - Value of Sales | 0 | 0 | 0 | 0 | 0 | 0 | 0 | 0 | 0 | 0 | 0 | 0 | 0 | 0 | 0 | 0 | 0 | 0 | 0 | 0 | 0 | 0 | 0 | 0 | 0 | 0 | 0 | 0 | 0 | 0
F6_Industrial_Other Industrial_Existing_Miscellaneous_Natural Gas_Miscellaneous_E10 | F6 | Industrial | Other Industrial | Existing | Miscellaneous | Natural Gas | Miscellaneous | E10 | Utility - Value of Sales | 0 | 0 | 0 | 0 | 0 | 0 | 0 | 0 | 0 | 0 | 0 | 0 | 0 | 0 | 0 | 0 | 0 | 0 | 0 | 0 | 0 | 0 | 0 | 0 | 0 | 0 | 0 | 0 | 0 | 0
F1_Industrial_Other Industrial_New_Space Heating_Natural Gas_Furnace_E1 | F1 | Industrial | Other Industrial | New | Space Heating | Natural Gas | Furnace | E1 | Participant - Cost of Equipment | 1.681 | 1.681 | 1.681 | 1.681 | 1.681 | 1.681 | 1.681 | 1.681 | 1.681 | 1.681 | 1.681 | 1.681 | 1.681 | 1.681 | 1.681 | 1.681 | 1.681 | 1.681 | 1.681 | 1.681 | 1.681 | 1.681 | 0 | 0 | 0 | 0 | 0 | 0 | 0 | 0
F1_Industrial_Other Industrial_New_Space Heating_Natural Gas_Furnace_E2 | F1 | Industrial | Other Industrial | New | Space Heating | Natural Gas | Furnace | E2 | Participant - Cost of Equipment | 2.0173 | 2.0173 | 2.0173 | 2.0173 | 2.0173 | 2.0173 | 2.0173 | 2.0173 | 2.0173 | 2.0173 | 2.0173 | 2.0173 | 2.0173 | 2.0173 | 2.0173 | 2.0173 | 2.0173 | 2.0173 | 2.0173 | 2.0173 | 2.0173 | 2.0173 | 0 | 0 | 0 | 0 | 0 | 0 | 0 | 0
F1_Industrial_Other Industrial_New_Space Heating_Natural Gas_Furnace_E3 | F1 | Industrial | Other Industrial | New | Space Heating | Natural Gas | Furnace | E3 | Participant - Cost of Equipment | 2.3535 | 2.3535 | 2.3535 | 2.3535 | 2.3535 | 2.3535 | 2.3535 | 2.3535 | 2.3535 | 2.3535 | 2.3535 | 2.3535 | 2.3535 | 2.3535 | 2.3535 | 2.3535 | 2.3535 | 2.3535 | 2.3535 | 2.3535 | 2.3535 | 2.3535 | 0 | 0 | 0 | 0 | 0 | 0 | 0 | 0
F1_Industrial_Other Industrial_New_Space Heating_Natural Gas_Furnace_E4 | F1 | Industrial | Other Industrial | New | Space Heating | Natural Gas | Furnace | E4 | Participant - Cost of Equipment | 0 | 0 | 0 | 0 | 0 | 0 | 0 | 0 | 0 | 0 | 0 | 0 | 0 | 0 | 0 | 0 | 0 | 0 | 0 | 0 | 0 | 0 | 0 | 0 | 0 | 0 | 0 | 0 | 0 | 0
F1_Industrial_Other Industrial_New_Space Heating_Natural Gas_Furnace_E5 | F1 | Industrial | Other Industrial | New | Space Heating | Natural Gas | Furnace | E5 | Participant - Cost of Equipment | 0 | 0 | 0 | 0 | 0 | 0 | 0 | 0 | 0 | 0 | 0 | 0 | 0 | 0 | 0 | 0 | 0 | 0 | 0 | 0 | 0 | 0 | 0 | 0 | 0 | 0 | 0 | 0 | 0 | 0
F1_Industrial_Other Industrial_New_Space Heating_Natural Gas_Furnace_E6 | F1 | Industrial | Other Industrial | New | Space Heating | Natural Gas | Furnace | E6 | Participant - Cost of Equipment | 0 | 0 | 0 | 0 | 0 | 0 | 0 | 0 | 0 | 0 | 0 | 0 | 0 | 0 | 0 | 0 | 0 | 0 | 0 | 0 | 0 | 0 | 0 | 0 | 0 | 0 | 0 | 0 | 0 | 0
F1_Industrial_Other Industrial_New_Space Heating_Natural Gas_Furnace_E7 | F1 | Industrial | Other Industrial | New | Space Heating | Natural Gas | Furnace | E7 | Participant - Cost of Equipment | 0 | 0 | 0 | 0 | 0 | 0 | 0 | 0 | 0 | 0 | 0 | 0 | 0 | 0 | 0 | 0 | 0 | 0 | 0 | 0 | 0 | 0 | 0 | 0 | 0 | 0 | 0 | 0 | 0 | 0
F1_Industrial_Other Industrial_New_Space Heating_Natural Gas_Furnace_E8 | F1 | Industrial | Other Industrial | New | Space Heating | Natural Gas | Furnace | E8 | Participant - Cost of Equipment | 0 | 0 | 0 | 0 | 0 | 0 | 0 | 0 | 0 | 0 | 0 | 0 | 0 | 0 | 0 | 0 | 0 | 0 | 0 | 0 | 0 | 0 | 0 | 0 | 0 | 0 | 0 | 0 | 0 | 0
F1_Industrial_Other Industrial_New_Space Heating_Natural Gas_Furnace_E9 | F1 | Industrial | Other Industrial | New | Space Heating | Natural Gas | Furnace | E9 | Participant - Cost of Equipment | 0 | 0 | 0 | 0 | 0 | 0 | 0 | 0 | 0 | 0 | 0 | 0 | 0 | 0 | 0 | 0 | 0 | 0 | 0 | 0 | 0 | 0 | 0 | 0 | 0 | 0 | 0 | 0 | 0 | 0
F1_Industrial_Other Industrial_New_Space Heating_Natural Gas_Furnace_E10 | F1 | Industrial | Other Industrial | New | Space Heating | Natural Gas | Furnace | E10 | Participant - Cost of Equipment | 0 | 0 | 0 | 0 | 0 | 0 | 0 | 0 | 0 | 0 | 0 | 0 | 0 | 0 | 0 | 0 | 0 | 0 | 0 | 0 | 0 | 0 | 0 | 0 | 0 | 0 | 0 | 0 | 0 | 0
F2_Industrial_Other Industrial_New_Space Heating_Natural Gas_Furnace_E1 | F2 | Industrial | Other Industrial | New | Space Heating | Natural Gas | Furnace | E1 | Participant - Cost of Operation | 27.9928 | 28.303 | 27.8552 | 27.4261 | 26.6892 | 25.96 | 25.2267 | 24.5575 | 23.8919 | 23.311 | 22.7315 | 22.1683 | 21.6163 | 21.0856 | 20.5655 | 20.0558 | 19.5625 | 19.0897 | 18.6276 | 18.1931 | 17.7756 | 17.3709 | 0 | 0 | 0 | 0 | 0 | 0 | 0 | 0
F2_Industrial_Other Industrial_New_Space Heating_Natural Gas_Furnace_E2 | F2 | Industrial | Other Industrial | New | Space Heating | Natural Gas | Furnace | E2 | Participant - Cost of Operation | 24.8819 | 25.1576 | 24.7595 | 24.3781 | 23.7231 | 23.075 | 22.4232 | 21.8283 | 21.2367 | 20.7203 | 20.2053 | 19.7046 | 19.214 | 18.7422 | 18.28 | 17.8269 | 17.3885 | 16.9682 | 16.5575 | 16.1713 | 15.8001 | 15.4404 | 0 | 0 | 0 | 0 | 0 | 0 | 0 | 0
F2_Industrial_Other Industrial_New_Space Heating_Natural Gas_Furnace_E3 | F2 | Industrial | Other Industrial | New | Space Heating | Natural Gas | Furnace | E3 | Participant - Cost of Operation | 23.3264 | 23.5849 | 23.2117 | 22.8541 | 22.2401 | 21.6324 | 21.0214 | 20.4637 | 19.9091 | 19.425 | 18.9422 | 18.4728 | 18.0128 | 17.5706 | 17.1373 | 16.7125 | 16.3014 | 15.9074 | 15.5224 | 15.1603 | 14.8124 | 14.4751 | 0 | 0 | 0 | 0 | 0 | 0 | 0 | 0
F2_Industrial_Other Industrial_New_Space Heating_Natural Gas_Furnace_E4 | F2 | Industrial | Other Industrial | New | Space Heating | Natural Gas | Furnace | E4 | Participant - Cost of Operation | 0 | 0 | 0 | 0 | 0 | 0 | 0 | 0 | 0 | 0 | 0 | 0 | 0 | 0 | 0 | 0 | 0 | 0 | 0 | 0 | 0 | 0 | 0 | 0 | 0 | 0 | 0 | 0 | 0 | 0
F2_Industrial_Other Industrial_New_Space Heating_Natural Gas_Furnace_E5 | F2 | Industrial | Other Industrial | New | Space Heating | Natural Gas | Furnace | E5 | Participant - Cost of Operation | 0 | 0 | 0 | 0 | 0 | 0 | 0 | 0 | 0 | 0 | 0 | 0 | 0 | 0 | 0 | 0 | 0 | 0 | 0 | 0 | 0 | 0 | 0 | 0 | 0 | 0 | 0 | 0 | 0 | 0
F2_Industrial_Other Industrial_New_Space Heating_Natural Gas_Furnace_E6 | F2 | Industrial | Other Industrial | New | Space Heating | Natural Gas | Furnace | E6 | Participant - Cost of Operation | 0 | 0 | 0 | 0 | 0 | 0 | 0 | 0 | 0 | 0 | 0 | 0 | 0 | 0 | 0 | 0 | 0 | 0 | 0 | 0 | 0 | 0 | 0 | 0 | 0 | 0 | 0 | 0 | 0 | 0
F2_Industrial_Other Industrial_New_Space Heating_Natural Gas_Furnace_E7 | F2 | Industrial | Other Industrial | New | Space Heating | Natural Gas | Furnace | E7 | Participant - Cost of Operation | 0 | 0 | 0 | 0 | 0 | 0 | 0 | 0 | 0 | 0 | 0 | 0 | 0 | 0 | 0 | 0 | 0 | 0 | 0 | 0 | 0 | 0 | 0 | 0 | 0 | 0 | 0 | 0 | 0 | 0
F2_Industrial_Other Industrial_New_Space Heating_Natural Gas_Furnace_E8 | F2 | Industrial | Other Industrial | New | Space Heating | Natural Gas | Furnace | E8 | Participant - Cost of Operation | 0 | 0 | 0 | 0 | 0 | 0 | 0 | 0 | 0 | 0 | 0 | 0 | 0 | 0 | 0 | 0 | 0 | 0 | 0 | 0 | 0 | 0 | 0 | 0 | 0 | 0 | 0 | 0 | 0 | 0
F2_Industrial_Other Industrial_New_Space Heating_Natural Gas_Furnace_E9 | F2 | Industrial | Other Industrial | New | Space Heating | Natural Gas | Furnace | E9 | Participant - Cost of Operation | 0 | 0 | 0 | 0 | 0 | 0 | 0 | 0 | 0 | 0 | 0 | 0 | 0 | 0 | 0 | 0 | 0 | 0 | 0 | 0 | 0 | 0 | 0 | 0 | 0 | 0 | 0 | 0 | 0 | 0
F2_Industrial_Other Industrial_New_Space Heating_Natural Gas_Furnace_E10 | F2 | Industrial | Other Industrial | New | Space Heating | Natural Gas | Furnace | E10 | Participant - Cost of Operation | 0 | 0 | 0 | 0 | 0 | 0 | 0 | 0 | 0 | 0 | 0 | 0 | 0 | 0 | 0 | 0 | 0 | 0 | 0 | 0 | 0 | 0 | 0 | 0 | 0 | 0 | 0 | 0 | 0 | 0
F3_Industrial_Other Industrial_New_Space Heating_Natural Gas_Furnace_E1 | F3 | Industrial | Other Industrial | New | Space Heating | Natural Gas | Furnace | E1 | System - kBTUs of Conusmption | 4614.2272 | 4614.2272 | 4614.2272 | 4614.2272 | 4614.2272 | 4614.2272 | 4614.2272 | 4614.2272 | 4614.2272 | 4614.2272 | 4614.2272 | 4614.2272 | 4614.2272 | 4614.2272 | 4614.2272 | 4614.2272 | 4614.2272 | 4614.2272 | 4614.2272 | 4614.2272 | 4614.2272 | 4614.2272 | 0 | 0 | 0 | 0 | 0 | 0 | 0 | 0
F3_Industrial_Other Industrial_New_Space Heating_Natural Gas_Furnace_E2 | F3 | Industrial | Other Industrial | New | Space Heating | Natural Gas | Furnace | E2 | System - kBTUs of Conusmption | 4101.4306 | 4101.4306 | 4101.4306 | 4101.4306 | 4101.4306 | 4101.4306 | 4101.4306 | 4101.4306 | 4101.4306 | 4101.4306 | 4101.4306 | 4101.4306 | 4101.4306 | 4101.4306 | 4101.4306 | 4101.4306 | 4101.4306 | 4101.4306 | 4101.4306 | 4101.4306 | 4101.4306 | 4101.4306 | 0 | 0 | 0 | 0 | 0 | 0 | 0 | 0
F3_Industrial_Other Industrial_New_Space Heating_Natural Gas_Furnace_E3 | F3 | Industrial | Other Industrial | New | Space Heating | Natural Gas | Furnace | E3 | System - kBTUs of Conusmption | 3845.0322 | 3845.0322 | 3845.0322 | 3845.0322 | 3845.0322 | 3845.0322 | 3845.0322 | 3845.0322 | 3845.0322 | 3845.0322 | 3845.0322 | 3845.0322 | 3845.0322 | 3845.0322 | 3845.0322 | 3845.0322 | 3845.0322 | 3845.0322 | 3845.0322 | 3845.0322 | 3845.0322 | 3845.0322 | 0 | 0 | 0 | 0 | 0 | 0 | 0 | 0
F3_Industrial_Other Industrial_New_Space Heating_Natural Gas_Furnace_E4 | F3 | Industrial | Other Industrial | New | Space Heating | Natural Gas | Furnace | E4 | System - kBTUs of Conusmption | 0 | 0 | 0 | 0 | 0 | 0 | 0 | 0 | 0 | 0 | 0 | 0 | 0 | 0 | 0 | 0 | 0 | 0 | 0 | 0 | 0 | 0 | 0 | 0 | 0 | 0 | 0 | 0 | 0 | 0
F3_Industrial_Other Industrial_New_Space Heating_Natural Gas_Furnace_E5 | F3 | Industrial | Other Industrial | New | Space Heating | Natural Gas | Furnace | E5 | System - kBTUs of Conusmption | 0 | 0 | 0 | 0 | 0 | 0 | 0 | 0 | 0 | 0 | 0 | 0 | 0 | 0 | 0 | 0 | 0 | 0 | 0 | 0 | 0 | 0 | 0 | 0 | 0 | 0 | 0 | 0 | 0 | 0
F3_Industrial_Other Industrial_New_Space Heating_Natural Gas_Furnace_E6 | F3 | Industrial | Other Industrial | New | Space Heating | Natural Gas | Furnace | E6 | System - kBTUs of Conusmption | 0 | 0 | 0 | 0 | 0 | 0 | 0 | 0 | 0 | 0 | 0 | 0 | 0 | 0 | 0 | 0 | 0 | 0 | 0 | 0 | 0 | 0 | 0 | 0 | 0 | 0 | 0 | 0 | 0 | 0
F3_Industrial_Other Industrial_New_Space Heating_Natural Gas_Furnace_E7 | F3 | Industrial | Other Industrial | New | Space Heating | Natural Gas | Furnace | E7 | System - kBTUs of Conusmption | 0 | 0 | 0 | 0 | 0 | 0 | 0 | 0 | 0 | 0 | 0 | 0 | 0 | 0 | 0 | 0 | 0 | 0 | 0 | 0 | 0 | 0 | 0 | 0 | 0 | 0 | 0 | 0 | 0 | 0
F3_Industrial_Other Industrial_New_Space Heating_Natural Gas_Furnace_E8 | F3 | Industrial | Other Industrial | New | Space Heating | Natural Gas | Furnace | E8 | System - kBTUs of Conusmption | 0 | 0 | 0 | 0 | 0 | 0 | 0 | 0 | 0 | 0 | 0 | 0 | 0 | 0 | 0 | 0 | 0 | 0 | 0 | 0 | 0 | 0 | 0 | 0 | 0 | 0 | 0 | 0 | 0 | 0
F3_Industrial_Other Industrial_New_Space Heating_Natural Gas_Furnace_E9 | F3 | Industrial | Other Industrial | New | Space Heating | Natural Gas | Furnace | E9 | System - kBTUs of Conusmption | 0 | 0 | 0 | 0 | 0 | 0 | 0 | 0 | 0 | 0 | 0 | 0 | 0 | 0 | 0 | 0 | 0 | 0 | 0 | 0 | 0 | 0 | 0 | 0 | 0 | 0 | 0 | 0 | 0 | 0
F3_Industrial_Other Industrial_New_Space Heating_Natural Gas_Furnace_E10 | F3 | Industrial | Other Industrial | New | Space Heating | Natural Gas | Furnace | E10 | System - kBTUs of Conusmption | 0 | 0 | 0 | 0 | 0 | 0 | 0 | 0 | 0 | 0 | 0 | 0 | 0 | 0 | 0 | 0 | 0 | 0 | 0 | 0 | 0 | 0 | 0 | 0 | 0 | 0 | 0 | 0 | 0 | 0
F4_Industrial_Other Industrial_New_Space Heating_Natural Gas_Furnace_E1 | F4 | Industrial | Other Industrial | New | Space Heating | Natural Gas | Furnace | E1 | Utility - Cost of Equipment | 1.681 | 1.681 | 1.681 | 1.681 | 1.681 | 1.681 | 1.681 | 1.681 | 1.681 | 1.681 | 1.681 | 1.681 | 1.681 | 1.681 | 1.681 | 1.681 | 1.681 | 1.681 | 1.681 | 1.681 | 1.681 | 1.681 | 0 | 0 | 0 | 0 | 0 | 0 | 0 | 0
F4_Industrial_Other Industrial_New_Space Heating_Natural Gas_Furnace_E2 | F4 | Industrial | Other Industrial | New | Space Heating | Natural Gas | Furnace | E2 | Utility - Cost of Equipment | 2.0173 | 2.0173 | 2.0173 | 2.0173 | 2.0173 | 2.0173 | 2.0173 | 2.0173 | 2.0173 | 2.0173 | 2.0173 | 2.0173 | 2.0173 | 2.0173 | 2.0173 | 2.0173 | 2.0173 | 2.0173 | 2.0173 | 2.0173 | 2.0173 | 2.0173 | 0 | 0 | 0 | 0 | 0 | 0 | 0 | 0
F4_Industrial_Other Industrial_New_Space Heating_Natural Gas_Furnace_E3 | F4 | Industrial | Other Industrial | New | Space Heating | Natural Gas | Furnace | E3 | Utility - Cost of Equipment | 2.3535 | 2.3535 | 2.3535 | 2.3535 | 2.3535 | 2.3535 | 2.3535 | 2.3535 | 2.3535 | 2.3535 | 2.3535 | 2.3535 | 2.3535 | 2.3535 | 2.3535 | 2.3535 | 2.3535 | 2.3535 | 2.3535 | 2.3535 | 2.3535 | 2.3535 | 0 | 0 | 0 | 0 | 0 | 0 | 0 | 0
F4_Industrial_Other Industrial_New_Space Heating_Natural Gas_Furnace_E4 | F4 | Industrial | Other Industrial | New | Space Heating | Natural Gas | Furnace | E4 | Utility - Cost of Equipment | 0 | 0 | 0 | 0 | 0 | 0 | 0 | 0 | 0 | 0 | 0 | 0 | 0 | 0 | 0 | 0 | 0 | 0 | 0 | 0 | 0 | 0 | 0 | 0 | 0 | 0 | 0 | 0 | 0 | 0
F4_Industrial_Other Industrial_New_Space Heating_Natural Gas_Furnace_E5 | F4 | Industrial | Other Industrial | New | Space Heating | Natural Gas | Furnace | E5 | Utility - Cost of Equipment | 0 | 0 | 0 | 0 | 0 | 0 | 0 | 0 | 0 | 0 | 0 | 0 | 0 | 0 | 0 | 0 | 0 | 0 | 0 | 0 | 0 | 0 | 0 | 0 | 0 | 0 | 0 | 0 | 0 | 0
F4_Industrial_Other Industrial_New_Space Heating_Natural Gas_Furnace_E6 | F4 | Industrial | Other Industrial | New | Space Heating | Natural Gas | Furnace | E6 | Utility - Cost of Equipment | 0 | 0 | 0 | 0 | 0 | 0 | 0 | 0 | 0 | 0 | 0 | 0 | 0 | 0 | 0 | 0 | 0 | 0 | 0 | 0 | 0 | 0 | 0 | 0 | 0 | 0 | 0 | 0 | 0 | 0
F4_Industrial_Other Industrial_New_Space Heating_Natural Gas_Furnace_E7 | F4 | Industrial | Other Industrial | New | Space Heating | Natural Gas | Furnace | E7 | Utility - Cost of Equipment | 0 | 0 | 0 | 0 | 0 | 0 | 0 | 0 | 0 | 0 | 0 | 0 | 0 | 0 | 0 | 0 | 0 | 0 | 0 | 0 | 0 | 0 | 0 | 0 | 0 | 0 | 0 | 0 | 0 | 0
F4_Industrial_Other Industrial_New_Space Heating_Natural Gas_Furnace_E8 | F4 | Industrial | Other Industrial | New | Space Heating | Natural Gas | Furnace | E8 | Utility - Cost of Equipment | 0 | 0 | 0 | 0 | 0 | 0 | 0 | 0 | 0 | 0 | 0 | 0 | 0 | 0 | 0 | 0 | 0 | 0 | 0 | 0 | 0 | 0 | 0 | 0 | 0 | 0 | 0 | 0 | 0 | 0
F4_Industrial_Other Industrial_New_Space Heating_Natural Gas_Furnace_E9 | F4 | Industrial | Other Industrial | New | Space Heating | Natural Gas | Furnace | E9 | Utility - Cost of Equipment | 0 | 0 | 0 | 0 | 0 | 0 | 0 | 0 | 0 | 0 | 0 | 0 | 0 | 0 | 0 | 0 | 0 | 0 | 0 | 0 | 0 | 0 | 0 | 0 | 0 | 0 | 0 | 0 | 0 | 0
F4_Industrial_Other Industrial_New_Space Heating_Natural Gas_Furnace_E10 | F4 | Industrial | Other Industrial | New | Space Heating | Natural Gas | Furnace | E10 | Utility - Cost of Equipment | 0 | 0 | 0 | 0 | 0 | 0 | 0 | 0 | 0 | 0 | 0 | 0 | 0 | 0 | 0 | 0 | 0 | 0 | 0 | 0 | 0 | 0 | 0 | 0 | 0 | 0 | 0 | 0 | 0 | 0
F5_Industrial_Other Industrial_New_Space Heating_Natural Gas_Furnace_E1 | F5 | Industrial | Other Industrial | New | Space Heating | Natural Gas | Furnace | E1 | Utility - Cost of Operation | 23.365 | 23.6239 | 23.2501 | 22.892 | 22.2769 | 21.6683 | 21.0562 | 20.4976 | 19.942 | 19.4572 | 18.9735 | 18.5034 | 18.0427 | 17.5997 | 17.1656 | 16.7402 | 16.3284 | 15.9337 | 15.5481 | 15.1854 | 14.8369 | 14.4991 | 0 | 0 | 0 | 0 | 0 | 0 | 0 | 0
F5_Industrial_Other Industrial_New_Space Heating_Natural Gas_Furnace_E2 | F5 | Industrial | Other Industrial | New | Space Heating | Natural Gas | Furnace | E2 | Utility - Cost of Operation | 20.7684 | 20.9985 | 20.6663 | 20.3479 | 19.8012 | 19.2602 | 18.7162 | 18.2196 | 17.7258 | 17.2948 | 16.8649 | 16.447 | 16.0375 | 15.6438 | 15.2579 | 14.8798 | 14.5138 | 14.163 | 13.8202 | 13.4978 | 13.188 | 12.8878 | 0 | 0 | 0 | 0 | 0 | 0 | 0 | 0
F5_Industrial_Other Industrial_New_Space Heating_Natural Gas_Furnace_E3 | F5 | Industrial | Other Industrial | New | Space Heating | Natural Gas | Furnace | E3 | Utility - Cost of Operation | 19.4701 | 19.6858 | 19.3743 | 19.0759 | 18.5633 | 18.0561 | 17.5461 | 17.0806 | 16.6177 | 16.2137 | 15.8106 | 15.4189 | 15.0349 | 14.6658 | 14.3041 | 13.9496 | 13.6065 | 13.2776 | 12.9562 | 12.654 | 12.3636 | 12.0821 | 0 | 0 | 0 | 0 | 0 | 0 | 0 | 0
F5_Industrial_Other Industrial_New_Space Heating_Natural Gas_Furnace_E4 | F5 | Industrial | Other Industrial | New | Space Heating | Natural Gas | Furnace | E4 | Utility - Cost of Operation | 0 | 0 | 0 | 0 | 0 | 0 | 0 | 0 | 0 | 0 | 0 | 0 | 0 | 0 | 0 | 0 | 0 | 0 | 0 | 0 | 0 | 0 | 0 | 0 | 0 | 0 | 0 | 0 | 0 | 0
F5_Industrial_Other Industrial_New_Space Heating_Natural Gas_Furnace_E5 | F5 | Industrial | Other Industrial | New | Space Heating | Natural Gas | Furnace | E5 | Utility - Cost of Operation | 0 | 0 | 0 | 0 | 0 | 0 | 0 | 0 | 0 | 0 | 0 | 0 | 0 | 0 | 0 | 0 | 0 | 0 | 0 | 0 | 0 | 0 | 0 | 0 | 0 | 0 | 0 | 0 | 0 | 0
F5_Industrial_Other Industrial_New_Space Heating_Natural Gas_Furnace_E6 | F5 | Industrial | Other Industrial | New | Space Heating | Natural Gas | Furnace | E6 | Utility - Cost of Operation | 0 | 0 | 0 | 0 | 0 | 0 | 0 | 0 | 0 | 0 | 0 | 0 | 0 | 0 | 0 | 0 | 0 | 0 | 0 | 0 | 0 | 0 | 0 | 0 | 0 | 0 | 0 | 0 | 0 | 0
F5_Industrial_Other Industrial_New_Space Heating_Natural Gas_Furnace_E7 | F5 | Industrial | Other Industrial | New | Space Heating | Natural Gas | Furnace | E7 | Utility - Cost of Operation | 0 | 0 | 0 | 0 | 0 | 0 | 0 | 0 | 0 | 0 | 0 | 0 | 0 | 0 | 0 | 0 | 0 | 0 | 0 | 0 | 0 | 0 | 0 | 0 | 0 | 0 | 0 | 0 | 0 | 0
F5_Industrial_Other Industrial_New_Space Heating_Natural Gas_Furnace_E8 | F5 | Industrial | Other Industrial | New | Space Heating | Natural Gas | Furnace | E8 | Utility - Cost of Operation | 0 | 0 | 0 | 0 | 0 | 0 | 0 | 0 | 0 | 0 | 0 | 0 | 0 | 0 | 0 | 0 | 0 | 0 | 0 | 0 | 0 | 0 | 0 | 0 | 0 | 0 | 0 | 0 | 0 | 0
F5_Industrial_Other Industrial_New_Space Heating_Natural Gas_Furnace_E9 | F5 | Industrial | Other Industrial | New | Space Heating | Natural Gas | Furnace | E9 | Utility - Cost of Operation | 0 | 0 | 0 | 0 | 0 | 0 | 0 | 0 | 0 | 0 | 0 | 0 | 0 | 0 | 0 | 0 | 0 | 0 | 0 | 0 | 0 | 0 | 0 | 0 | 0 | 0 | 0 | 0 | 0 | 0
F5_Industrial_Other Industrial_New_Space Heating_Natural Gas_Furnace_E10 | F5 | Industrial | Other Industrial | New | Space Heating | Natural Gas | Furnace | E10 | Utility - Cost of Operation | 0 | 0 | 0 | 0 | 0 | 0 | 0 | 0 | 0 | 0 | 0 | 0 | 0 | 0 | 0 | 0 | 0 | 0 | 0 | 0 | 0 | 0 | 0 | 0 | 0 | 0 | 0 | 0 | 0 | 0
F6_Industrial_Other Industrial_New_Space Heating_Natural Gas_Furnace_E1 | F6 | Industrial | Other Industrial | New | Space Heating | Natural Gas | Furnace | E1 | Utility - Value of Sales | 27.9928 | 28.303 | 27.8552 | 27.4261 | 26.6892 | 25.96 | 25.2267 | 24.5575 | 23.8919 | 23.311 | 22.7315 | 22.1683 | 21.6163 | 21.0856 | 20.5655 | 20.0558 | 19.5625 | 19.0897 | 18.6276 | 18.1931 | 17.7756 | 17.3709 | 0 | 0 | 0 | 0 | 0 | 0 | 0 | 0
F6_Industrial_Other Industrial_New_Space Heating_Natural Gas_Furnace_E2 | F6 | Industrial | Other Industrial | New | Space Heating | Natural Gas | Furnace | E2 | Utility - Value of Sales | 24.8819 | 25.1576 | 24.7595 | 24.3781 | 23.7231 | 23.075 | 22.4232 | 21.8283 | 21.2367 | 20.7203 | 20.2053 | 19.7046 | 19.214 | 18.7422 | 18.28 | 17.8269 | 17.3885 | 16.9682 | 16.5575 | 16.1713 | 15.8001 | 15.4404 | 0 | 0 | 0 | 0 | 0 | 0 | 0 | 0
F6_Industrial_Other Industrial_New_Space Heating_Natural Gas_Furnace_E3 | F6 | Industrial | Other Industrial | New | Space Heating | Natural Gas | Furnace | E3 | Utility - Value of Sales | 23.3264 | 23.5849 | 23.2117 | 22.8541 | 22.2401 | 21.6324 | 21.0214 | 20.4637 | 19.9091 | 19.425 | 18.9422 | 18.4728 | 18.0128 | 17.5706 | 17.1373 | 16.7125 | 16.3014 | 15.9074 | 15.5224 | 15.1603 | 14.8124 | 14.4751 | 0 | 0 | 0 | 0 | 0 | 0 | 0 | 0
F6_Industrial_Other Industrial_New_Space Heating_Natural Gas_Furnace_E4 | F6 | Industrial | Other Industrial | New | Space Heating | Natural Gas | Furnace | E4 | Utility - Value of Sales | 0 | 0 | 0 | 0 | 0 | 0 | 0 | 0 | 0 | 0 | 0 | 0 | 0 | 0 | 0 | 0 | 0 | 0 | 0 | 0 | 0 | 0 | 0 | 0 | 0 | 0 | 0 | 0 | 0 | 0
F6_Industrial_Other Industrial_New_Space Heating_Natural Gas_Furnace_E5 | F6 | Industrial | Other Industrial | New | Space Heating | Natural Gas | Furnace | E5 | Utility - Value of Sales | 0 | 0 | 0 | 0 | 0 | 0 | 0 | 0 | 0 | 0 | 0 | 0 | 0 | 0 | 0 | 0 | 0 | 0 | 0 | 0 | 0 | 0 | 0 | 0 | 0 | 0 | 0 | 0 | 0 | 0
F6_Industrial_Other Industrial_New_Space Heating_Natural Gas_Furnace_E6 | F6 | Industrial | Other Industrial | New | Space Heating | Natural Gas | Furnace | E6 | Utility - Value of Sales | 0 | 0 | 0 | 0 | 0 | 0 | 0 | 0 | 0 | 0 | 0 | 0 | 0 | 0 | 0 | 0 | 0 | 0 | 0 | 0 | 0 | 0 | 0 | 0 | 0 | 0 | 0 | 0 | 0 | 0
F6_Industrial_Other Industrial_New_Space Heating_Natural Gas_Furnace_E7 | F6 | Industrial | Other Industrial | New | Space Heating | Natural Gas | Furnace | E7 | Utility - Value of Sales | 0 | 0 | 0 | 0 | 0 | 0 | 0 | 0 | 0 | 0 | 0 | 0 | 0 | 0 | 0 | 0 | 0 | 0 | 0 | 0 | 0 | 0 | 0 | 0 | 0 | 0 | 0 | 0 | 0 | 0
F6_Industrial_Other Industrial_New_Space Heating_Natural Gas_Furnace_E8 | F6 | Industrial | Other Industrial | New | Space Heating | Natural Gas | Furnace | E8 | Utility - Value of Sales | 0 | 0 | 0 | 0 | 0 | 0 | 0 | 0 | 0 | 0 | 0 | 0 | 0 | 0 | 0 | 0 | 0 | 0 | 0 | 0 | 0 | 0 | 0 | 0 | 0 | 0 | 0 | 0 | 0 | 0
F6_Industrial_Other Industrial_New_Space Heating_Natural Gas_Furnace_E9 | F6 | Industrial | Other Industrial | New | Space Heating | Natural Gas | Furnace | E9 | Utility - Value of Sales | 0 | 0 | 0 | 0 | 0 | 0 | 0 | 0 | 0 | 0 | 0 | 0 | 0 | 0 | 0 | 0 | 0 | 0 | 0 | 0 | 0 | 0 | 0 | 0 | 0 | 0 | 0 | 0 | 0 | 0
F6_Industrial_Other Industrial_New_Space Heating_Natural Gas_Furnace_E10 | F6 | Industrial | Other Industrial | New | Space Heating | Natural Gas | Furnace | E10 | Utility - Value of Sales | 0 | 0 | 0 | 0 | 0 | 0 | 0 | 0 | 0 | 0 | 0 | 0 | 0 | 0 | 0 | 0 | 0 | 0 | 0 | 0 | 0 | 0 | 0 | 0 | 0 | 0 | 0 | 0 | 0 | 0
F1_Industrial_Other Industrial_New_Space Heating_Natural Gas_Boiler_E1 | F1 | Industrial | Other Industrial | New | Space Heating | Natural Gas | Boiler | E1 | Participant - Cost of Equipment | 6.2025 | 6.2025 | 6.2025 | 6.2025 | 6.2025 | 6.2025 | 6.2025 | 6.2025 | 6.2025 | 6.2025 | 6.2025 | 6.2025 | 6.2025 | 6.2025 | 6.2025 | 6.2025 | 6.2025 | 6.2025 | 6.2025 | 6.2025 | 6.2025 | 6.2025 | 0 | 0 | 0 | 0 | 0 | 0 | 0 | 0
F1_Industrial_Other Industrial_New_Space Heating_Natural Gas_Boiler_E2 | F1 | Industrial | Other Industrial | New | Space Heating | Natural Gas | Boiler | E2 | Participant - Cost of Equipment | 6.9302 | 6.9302 | 6.9302 | 6.9302 | 6.9302 | 6.9302 | 6.9302 | 6.9302 | 6.9302 | 6.9302 | 6.9302 | 6.9302 | 6.9302 | 6.9302 | 6.9302 | 6.9302 | 6.9302 | 6.9302 | 6.9302 | 6.9302 | 6.9302 | 6.9302 | 0 | 0 | 0 | 0 | 0 | 0 | 0 | 0
F1_Industrial_Other Industrial_New_Space Heating_Natural Gas_Boiler_E3 | F1 | Industrial | Other Industrial | New | Space Heating | Natural Gas | Boiler | E3 | Participant - Cost of Equipment | 8.3918 | 8.3918 | 8.3918 | 8.3918 | 8.3918 | 8.3918 | 8.3918 | 8.3918 | 8.3918 | 8.3918 | 8.3918 | 8.3918 | 8.3918 | 8.3918 | 8.3918 | 8.3918 | 8.3918 | 8.3918 | 8.3918 | 8.3918 | 8.3918 | 8.3918 | 0 | 0 | 0 | 0 | 0 | 0 | 0 | 0
F1_Industrial_Other Industrial_New_Space Heating_Natural Gas_Boiler_E4 | F1 | Industrial | Other Industrial | New | Space Heating | Natural Gas | Boiler | E4 | Participant - Cost of Equipment | 34272.3775 | 34272.3775 | 34272.3775 | 34272.3775 | 34272.3775 | 34272.3775 | 34272.3775 | 34272.3775 | 34272.3775 | 34272.3775 | 34272.3775 | 34272.3775 | 34272.3775 | 34272.3775 | 34272.3775 | 34272.3775 | 34272.3775 | 34272.3775 | 34272.3775 | 34272.3775 | 34272.3775 | 34272.3775 | 0 | 0 | 0 | 0 | 0 | 0 | 0 | 0
F1_Industrial_Other Industrial_New_Space Heating_Natural Gas_Boiler_E5 | F1 | Industrial | Other Industrial | New | Space Heating | Natural Gas | Boiler | E5 | Participant - Cost of Equipment | 0 | 0 | 0 | 0 | 0 | 0 | 0 | 0 | 0 | 0 | 0 | 0 | 0 | 0 | 0 | 0 | 0 | 0 | 0 | 0 | 0 | 0 | 0 | 0 | 0 | 0 | 0 | 0 | 0 | 0
F1_Industrial_Other Industrial_New_Space Heating_Natural Gas_Boiler_E6 | F1 | Industrial | Other Industrial | New | Space Heating | Natural Gas | Boiler | E6 | Participant - Cost of Equipment | 0 | 0 | 0 | 0 | 0 | 0 | 0 | 0 | 0 | 0 | 0 | 0 | 0 | 0 | 0 | 0 | 0 | 0 | 0 | 0 | 0 | 0 | 0 | 0 | 0 | 0 | 0 | 0 | 0 | 0
F1_Industrial_Other Industrial_New_Space Heating_Natural Gas_Boiler_E7 | F1 | Industrial | Other Industrial | New | Space Heating | Natural Gas | Boiler | E7 | Participant - Cost of Equipment | 0 | 0 | 0 | 0 | 0 | 0 | 0 | 0 | 0 | 0 | 0 | 0 | 0 | 0 | 0 | 0 | 0 | 0 | 0 | 0 | 0 | 0 | 0 | 0 | 0 | 0 | 0 | 0 | 0 | 0
F1_Industrial_Other Industrial_New_Space Heating_Natural Gas_Boiler_E8 | F1 | Industrial | Other Industrial | New | Space Heating | Natural Gas | Boiler | E8 | Participant - Cost of Equipment | 0 | 0 | 0 | 0 | 0 | 0 | 0 | 0 | 0 | 0 | 0 | 0 | 0 | 0 | 0 | 0 | 0 | 0 | 0 | 0 | 0 | 0 | 0 | 0 | 0 | 0 | 0 | 0 | 0 | 0
F1_Industrial_Other Industrial_New_Space Heating_Natural Gas_Boiler_E9 | F1 | Industrial | Other Industrial | New | Space Heating | Natural Gas | Boiler | E9 | Participant - Cost of Equipment | 0 | 0 | 0 | 0 | 0 | 0 | 0 | 0 | 0 | 0 | 0 | 0 | 0 | 0 | 0 | 0 | 0 | 0 | 0 | 0 | 0 | 0 | 0 | 0 | 0 | 0 | 0 | 0 | 0 | 0
F1_Industrial_Other Industrial_New_Space Heating_Natural Gas_Boiler_E10 | F1 | Industrial | Other Industrial | New | Space Heating | Natural Gas | Boiler | E10 | Participant - Cost of Equipment | 0 | 0 | 0 | 0 | 0 | 0 | 0 | 0 | 0 | 0 | 0 | 0 | 0 | 0 | 0 | 0 | 0 | 0 | 0 | 0 | 0 | 0 | 0 | 0 | 0 | 0 | 0 | 0 | 0 | 0
F2_Industrial_Other Industrial_New_Space Heating_Natural Gas_Boiler_E1 | F2 | Industrial | Other Industrial | New | Space Heating | Natural Gas | Boiler | E1 | Participant - Cost of Operation | 53.199 | 53.7096 | 52.8431 | 52.0123 | 50.6223 | 49.2475 | 47.8663 | 46.6028 | 45.347 | 44.2464 | 43.1494 | 42.0829 | 41.0379 | 40.0324 | 39.0474 | 38.0821 | 37.1486 | 36.2545 | 35.3825 | 34.5631 | 33.7774 | 33.0179 | 0 | 0 | 0 | 0 | 0 | 0 | 0 | 0
F2_Industrial_Other Industrial_New_Space Heating_Natural Gas_Boiler_E2 | F2 | Industrial | Other Industrial | New | Space Heating | Natural Gas | Boiler | E2 | Participant - Cost of Operation | 50.0702 | 50.5508 | 49.7353 | 48.9533 | 47.6451 | 46.3511 | 45.0512 | 43.862 | 42.68 | 41.6441 | 40.6116 | 39.6078 | 38.6243 | 37.678 | 36.751 | 35.8424 | 34.9638 | 34.1223 | 33.3015 | 32.5304 | 31.7909 | 31.0761 | 0 | 0 | 0 | 0 | 0 | 0 | 0 | 0
F2_Industrial_Other Industrial_New_Space Heating_Natural Gas_Boiler_E3 | F2 | Industrial | Other Industrial | New | Space Heating | Natural Gas | Boiler | E3 | Participant - Cost of Operation | 43.8794 | 44.3006 | 43.5859 | 42.9006 | 41.7541 | 40.6201 | 39.4809 | 38.4388 | 37.4029 | 36.4951 | 35.5903 | 34.7106 | 33.8487 | 33.0194 | 32.207 | 31.4107 | 30.6408 | 29.9033 | 29.184 | 28.5082 | 27.8601 | 27.2337 | 0 | 0 | 0 | 0 | 0 | 0 | 0 | 0
F2_Industrial_Other Industrial_New_Space Heating_Natural Gas_Boiler_E4 | F2 | Industrial | Other Industrial | New | Space Heating | Natural Gas | Boiler | E4 | Participant - Cost of Operation | 32.5495 | 33.2472 | 32.8054 | 32.3835 | 31.4943 | 30.6092 | 29.7103 | 28.9001 | 28.0892 | 27.3988 | 26.7059 | 26.0332 | 25.3734 | 24.7416 | 24.122 | 23.5141 | 22.9271 | 22.3665 | 21.8169 | 21.3026 | 20.8069 | 20.3227 | 0 | 0 | 0 | 0 | 0 | 0 | 0 | 0
F2_Industrial_Other Industrial_New_Space Heating_Natural Gas_Boiler_E5 | F2 | Industrial | Other Industrial | New | Space Heating | Natural Gas | Boiler | E5 | Participant - Cost of Operation | 0 | 0 | 0 | 0 | 0 | 0 | 0 | 0 | 0 | 0 | 0 | 0 | 0 | 0 | 0 | 0 | 0 | 0 | 0 | 0 | 0 | 0 | 0 | 0 | 0 | 0 | 0 | 0 | 0 | 0
F2_Industrial_Other Industrial_New_Space Heating_Natural Gas_Boiler_E6 | F2 | Industrial | Other Industrial | New | Space Heating | Natural Gas | Boiler | E6 | Participant - Cost of Operation | 0 | 0 | 0 | 0 | 0 | 0 | 0 | 0 | 0 | 0 | 0 | 0 | 0 | 0 | 0 | 0 | 0 | 0 | 0 | 0 | 0 | 0 | 0 | 0 | 0 | 0 | 0 | 0 | 0 | 0
F2_Industrial_Other Industrial_New_Space Heating_Natural Gas_Boiler_E7 | F2 | Industrial | Other Industrial | New | Space Heating | Natural Gas | Boiler | E7 | Participant - Cost of Operation | 0 | 0 | 0 | 0 | 0 | 0 | 0 | 0 | 0 | 0 | 0 | 0 | 0 | 0 | 0 | 0 | 0 | 0 | 0 | 0 | 0 | 0 | 0 | 0 | 0 | 0 | 0 | 0 | 0 | 0
F2_Industrial_Other Industrial_New_Space Heating_Natural Gas_Boiler_E8 | F2 | Industrial | Other Industrial | New | Space Heating | Natural Gas | Boiler | E8 | Participant - Cost of Operation | 0 | 0 | 0 | 0 | 0 | 0 | 0 | 0 | 0 | 0 | 0 | 0 | 0 | 0 | 0 | 0 | 0 | 0 | 0 | 0 | 0 | 0 | 0 | 0 | 0 | 0 | 0 | 0 | 0 | 0
F2_Industrial_Other Industrial_New_Space Heating_Natural Gas_Boiler_E9 | F2 | Industrial | Other Industrial | New | Space Heating | Natural Gas | Boiler | E9 | Participant - Cost of Operation | 0 | 0 | 0 | 0 | 0 | 0 | 0 | 0 | 0 | 0 | 0 | 0 | 0 | 0 | 0 | 0 | 0 | 0 | 0 | 0 | 0 | 0 | 0 | 0 | 0 | 0 | 0 | 0 | 0 | 0
F2_Industrial_Other Industrial_New_Space Heating_Natural Gas_Boiler_E10 | F2 | Industrial | Other Industrial | New | Space Heating | Natural Gas | Boiler | E10 | Participant - Cost of Operation | 0 | 0 | 0 | 0 | 0 | 0 | 0 | 0 | 0 | 0 | 0 | 0 | 0 | 0 | 0 | 0 | 0 | 0 | 0 | 0 | 0 | 0 | 0 | 0 | 0 | 0 | 0 | 0 | 0 | 0
F3_Industrial_Other Industrial_New_Space Heating_Natural Gas_Boiler_E1 | F3 | Industrial | Other Industrial | New | Space Heating | Natural Gas | Boiler | E1 | System - kBTUs of Conusmption | 8869.2099 | 8869.2099 | 8869.2099 | 8869.2099 | 8869.2099 | 8869.2099 | 8869.2099 | 8869.2099 | 8869.2099 | 8869.2099 | 8869.2099 | 8869.2099 | 8869.2099 | 8869.2099 | 8869.2099 | 8869.2099 | 8869.2099 | 8869.2099 | 8869.2099 | 8869.2099 | 8869.2099 | 8869.2099 | 0 | 0 | 0 | 0 | 0 | 0 | 0 | 0
F3_Industrial_Other Industrial_New_Space Heating_Natural Gas_Boiler_E2 | F3 | Industrial | Other Industrial | New | Space Heating | Natural Gas | Boiler | E2 | System - kBTUs of Conusmption | 8347.5853 | 8347.5853 | 8347.5853 | 8347.5853 | 8347.5853 | 8347.5853 | 8347.5853 | 8347.5853 | 8347.5853 | 8347.5853 | 8347.5853 | 8347.5853 | 8347.5853 | 8347.5853 | 8347.5853 | 8347.5853 | 8347.5853 | 8347.5853 | 8347.5853 | 8347.5853 | 8347.5853 | 8347.5853 | 0 | 0 | 0 | 0 | 0 | 0 | 0 | 0
F3_Industrial_Other Industrial_New_Space Heating_Natural Gas_Boiler_E3 | F3 | Industrial | Other Industrial | New | Space Heating | Natural Gas | Boiler | E3 | System - kBTUs of Conusmption | 7315.4681 | 7315.4681 | 7315.4681 | 7315.4681 | 7315.4681 | 7315.4681 | 7315.4681 | 7315.4681 | 7315.4681 | 7315.4681 | 7315.4681 | 7315.4681 | 7315.4681 | 7315.4681 | 7315.4681 | 7315.4681 | 7315.4681 | 7315.4681 | 7315.4681 | 7315.4681 | 7315.4681 | 7315.4681 | 0 | 0 | 0 | 0 | 0 | 0 | 0 | 0
F3_Industrial_Other Industrial_New_Space Heating_Natural Gas_Boiler_E4 | F3 | Industrial | Other Industrial | New | Space Heating | Natural Gas | Boiler | E4 | System - kBTUs of Conusmption | 5068.12 | 5068.12 | 5068.12 | 5068.12 | 5068.12 | 5068.12 | 5068.12 | 5068.12 | 5068.12 | 5068.12 | 5068.12 | 5068.12 | 5068.12 | 5068.12 | 5068.12 | 5068.12 | 5068.12 | 5068.12 | 5068.12 | 5068.12 | 5068.12 | 5068.12 | 0 | 0 | 0 | 0 | 0 | 0 | 0 | 0
F3_Industrial_Other Industrial_New_Space Heating_Natural Gas_Boiler_E5 | F3 | Industrial | Other Industrial | New | Space Heating | Natural Gas | Boiler | E5 | System - kBTUs of Conusmption | 0 | 0 | 0 | 0 | 0 | 0 | 0 | 0 | 0 | 0 | 0 | 0 | 0 | 0 | 0 | 0 | 0 | 0 | 0 | 0 | 0 | 0 | 0 | 0 | 0 | 0 | 0 | 0 | 0 | 0
F3_Industrial_Other Industrial_New_Space Heating_Natural Gas_Boiler_E6 | F3 | Industrial | Other Industrial | New | Space Heating | Natural Gas | Boiler | E6 | System - kBTUs of Conusmption | 0 | 0 | 0 | 0 | 0 | 0 | 0 | 0 | 0 | 0 | 0 | 0 | 0 | 0 | 0 | 0 | 0 | 0 | 0 | 0 | 0 | 0 | 0 | 0 | 0 | 0 | 0 | 0 | 0 | 0
F3_Industrial_Other Industrial_New_Space Heating_Natural Gas_Boiler_E7 | F3 | Industrial | Other Industrial | New | Space Heating | Natural Gas | Boiler | E7 | System - kBTUs of Conusmption | 0 | 0 | 0 | 0 | 0 | 0 | 0 | 0 | 0 | 0 | 0 | 0 | 0 | 0 | 0 | 0 | 0 | 0 | 0 | 0 | 0 | 0 | 0 | 0 | 0 | 0 | 0 | 0 | 0 | 0
F3_Industrial_Other Industrial_New_Space Heating_Natural Gas_Boiler_E8 | F3 | Industrial | Other Industrial | New | Space Heating | Natural Gas | Boiler | E8 | System - kBTUs of Conusmption | 0 | 0 | 0 | 0 | 0 | 0 | 0 | 0 | 0 | 0 | 0 | 0 | 0 | 0 | 0 | 0 | 0 | 0 | 0 | 0 | 0 | 0 | 0 | 0 | 0 | 0 | 0 | 0 | 0 | 0
F3_Industrial_Other Industrial_New_Space Heating_Natural Gas_Boiler_E9 | F3 | Industrial | Other Industrial | New | Space Heating | Natural Gas | Boiler | E9 | System - kBTUs of Conusmption | 0 | 0 | 0 | 0 | 0 | 0 | 0 | 0 | 0 | 0 | 0 | 0 | 0 | 0 | 0 | 0 | 0 | 0 | 0 | 0 | 0 | 0 | 0 | 0 | 0 | 0 | 0 | 0 | 0 | 0
F3_Industrial_Other Industrial_New_Space Heating_Natural Gas_Boiler_E10 | F3 | Industrial | Other Industrial | New | Space Heating | Natural Gas | Boiler | E10 | System - kBTUs of Conusmption | 0 | 0 | 0 | 0 | 0 | 0 | 0 | 0 | 0 | 0 | 0 | 0 | 0 | 0 | 0 | 0 | 0 | 0 | 0 | 0 | 0 | 0 | 0 | 0 | 0 | 0 | 0 | 0 | 0 | 0
F4_Industrial_Other Industrial_New_Space Heating_Natural Gas_Boiler_E1 | F4 | Industrial | Other Industrial | New | Space Heating | Natural Gas | Boiler | E1 | Utility - Cost of Equipment | 6.2025 | 6.2025 | 6.2025 | 6.2025 | 6.2025 | 6.2025 | 6.2025 | 6.2025 | 6.2025 | 6.2025 | 6.2025 | 6.2025 | 6.2025 | 6.2025 | 6.2025 | 6.2025 | 6.2025 | 6.2025 | 6.2025 | 6.2025 | 6.2025 | 6.2025 | 0 | 0 | 0 | 0 | 0 | 0 | 0 | 0
F4_Industrial_Other Industrial_New_Space Heating_Natural Gas_Boiler_E2 | F4 | Industrial | Other Industrial | New | Space Heating | Natural Gas | Boiler | E2 | Utility - Cost of Equipment | 6.9302 | 6.9302 | 6.9302 | 6.9302 | 6.9302 | 6.9302 | 6.9302 | 6.9302 | 6.9302 | 6.9302 | 6.9302 | 6.9302 | 6.9302 | 6.9302 | 6.9302 | 6.9302 | 6.9302 | 6.9302 | 6.9302 | 6.9302 | 6.9302 | 6.9302 | 0 | 0 | 0 | 0 | 0 | 0 | 0 | 0
F4_Industrial_Other Industrial_New_Space Heating_Natural Gas_Boiler_E3 | F4 | Industrial | Other Industrial | New | Space Heating | Natural Gas | Boiler | E3 | Utility - Cost of Equipment | 8.3918 | 8.3918 | 8.3918 | 8.3918 | 8.3918 | 8.3918 | 8.3918 | 8.3918 | 8.3918 | 8.3918 | 8.3918 | 8.3918 | 8.3918 | 8.3918 | 8.3918 | 8.3918 | 8.3918 | 8.3918 | 8.3918 | 8.3918 | 8.3918 | 8.3918 | 0 | 0 | 0 | 0 | 0 | 0 | 0 | 0
F4_Industrial_Other Industrial_New_Space Heating_Natural Gas_Boiler_E4 | F4 | Industrial | Other Industrial | New | Space Heating | Natural Gas | Boiler | E4 | Utility - Cost of Equipment | 34272.3775 | 34272.3775 | 34272.3775 | 34272.3775 | 34272.3775 | 34272.3775 | 34272.3775 | 34272.3775 | 34272.3775 | 34272.3775 | 34272.3775 | 34272.3775 | 34272.3775 | 34272.3775 | 34272.3775 | 34272.3775 | 34272.3775 | 34272.3775 | 34272.3775 | 34272.3775 | 34272.3775 | 34272.3775 | 0 | 0 | 0 | 0 | 0 | 0 | 0 | 0
F4_Industrial_Other Industrial_New_Space Heating_Natural Gas_Boiler_E5 | F4 | Industrial | Other Industrial | New | Space Heating | Natural Gas | Boiler | E5 | Utility - Cost of Equipment | 0 | 0 | 0 | 0 | 0 | 0 | 0 | 0 | 0 | 0 | 0 | 0 | 0 | 0 | 0 | 0 | 0 | 0 | 0 | 0 | 0 | 0 | 0 | 0 | 0 | 0 | 0 | 0 | 0 | 0
F4_Industrial_Other Industrial_New_Space Heating_Natural Gas_Boiler_E6 | F4 | Industrial | Other Industrial | New | Space Heating | Natural Gas | Boiler | E6 | Utility - Cost of Equipment | 0 | 0 | 0 | 0 | 0 | 0 | 0 | 0 | 0 | 0 | 0 | 0 | 0 | 0 | 0 | 0 | 0 | 0 | 0 | 0 | 0 | 0 | 0 | 0 | 0 | 0 | 0 | 0 | 0 | 0
F4_Industrial_Other Industrial_New_Space Heating_Natural Gas_Boiler_E7 | F4 | Industrial | Other Industrial | New | Space Heating | Natural Gas | Boiler | E7 | Utility - Cost of Equipment | 0 | 0 | 0 | 0 | 0 | 0 | 0 | 0 | 0 | 0 | 0 | 0 | 0 | 0 | 0 | 0 | 0 | 0 | 0 | 0 | 0 | 0 | 0 | 0 | 0 | 0 | 0 | 0 | 0 | 0
F4_Industrial_Other Industrial_New_Space Heating_Natural Gas_Boiler_E8 | F4 | Industrial | Other Industrial | New | Space Heating | Natural Gas | Boiler | E8 | Utility - Cost of Equipment | 0 | 0 | 0 | 0 | 0 | 0 | 0 | 0 | 0 | 0 | 0 | 0 | 0 | 0 | 0 | 0 | 0 | 0 | 0 | 0 | 0 | 0 | 0 | 0 | 0 | 0 | 0 | 0 | 0 | 0
F4_Industrial_Other Industrial_New_Space Heating_Natural Gas_Boiler_E9 | F4 | Industrial | Other Industrial | New | Space Heating | Natural Gas | Boiler | E9 | Utility - Cost of Equipment | 0 | 0 | 0 | 0 | 0 | 0 | 0 | 0 | 0 | 0 | 0 | 0 | 0 | 0 | 0 | 0 | 0 | 0 | 0 | 0 | 0 | 0 | 0 | 0 | 0 | 0 | 0 | 0 | 0 | 0
F4_Industrial_Other Industrial_New_Space Heating_Natural Gas_Boiler_E10 | F4 | Industrial | Other Industrial | New | Space Heating | Natural Gas | Boiler | E10 | Utility - Cost of Equipment | 0 | 0 | 0 | 0 | 0 | 0 | 0 | 0 | 0 | 0 | 0 | 0 | 0 | 0 | 0 | 0 | 0 | 0 | 0 | 0 | 0 | 0 | 0 | 0 | 0 | 0 | 0 | 0 | 0 | 0
F5_Industrial_Other Industrial_New_Space Heating_Natural Gas_Boiler_E1 | F5 | Industrial | Other Industrial | New | Space Heating | Natural Gas | Boiler | E1 | Utility - Cost of Operation | 44.4041 | 44.8303 | 44.107 | 43.4136 | 42.2534 | 41.1059 | 39.953 | 38.8984 | 37.8502 | 36.9315 | 36.0159 | 35.1257 | 34.2534 | 33.4142 | 32.5921 | 31.7863 | 31.0072 | 30.2609 | 29.533 | 28.8491 | 28.1933 | 27.5594 | 0 | 0 | 0 | 0 | 0 | 0 | 0 | 0
F5_Industrial_Other Industrial_New_Space Heating_Natural Gas_Boiler_E2 | F5 | Industrial | Other Industrial | New | Space Heating | Natural Gas | Boiler | E2 | Utility - Cost of Operation | 41.7925 | 42.1937 | 41.513 | 40.8603 | 39.7684 | 38.6883 | 37.6033 | 36.6107 | 35.6241 | 34.7595 | 33.8977 | 33.0598 | 32.2389 | 31.4491 | 30.6753 | 29.9169 | 29.1835 | 28.4812 | 27.7961 | 27.1524 | 26.5352 | 25.9385 | 0 | 0 | 0 | 0 | 0 | 0 | 0 | 0
F5_Industrial_Other Industrial_New_Space Heating_Natural Gas_Boiler_E3 | F5 | Industrial | Other Industrial | New | Space Heating | Natural Gas | Boiler | E3 | Utility - Cost of Operation | 36.6252 | 36.9768 | 36.3802 | 35.8082 | 34.8513 | 33.9048 | 32.9539 | 32.084 | 31.2194 | 30.4617 | 29.7065 | 28.9722 | 28.2528 | 27.5606 | 26.8825 | 26.2179 | 25.5752 | 24.9597 | 24.3593 | 23.7952 | 23.2543 | 22.7314 | 0 | 0 | 0 | 0 | 0 | 0 | 0 | 0
F5_Industrial_Other Industrial_New_Space Heating_Natural Gas_Boiler_E4 | F5 | Industrial | Other Industrial | New | Space Heating | Natural Gas | Boiler | E4 | Utility - Cost of Operation | 27.1684 | 27.7508 | 27.382 | 27.0298 | 26.2877 | 25.5488 | 24.7986 | 24.1223 | 23.4455 | 22.8692 | 22.2908 | 21.7294 | 21.1787 | 20.6513 | 20.1341 | 19.6267 | 19.1368 | 18.6688 | 18.2101 | 17.7808 | 17.3671 | 16.9629 | 0 | 0 | 0 | 0 | 0 | 0 | 0 | 0
F5_Industrial_Other Industrial_New_Space Heating_Natural Gas_Boiler_E5 | F5 | Industrial | Other Industrial | New | Space Heating | Natural Gas | Boiler | E5 | Utility - Cost of Operation | 0 | 0 | 0 | 0 | 0 | 0 | 0 | 0 | 0 | 0 | 0 | 0 | 0 | 0 | 0 | 0 | 0 | 0 | 0 | 0 | 0 | 0 | 0 | 0 | 0 | 0 | 0 | 0 | 0 | 0
F5_Industrial_Other Industrial_New_Space Heating_Natural Gas_Boiler_E6 | F5 | Industrial | Other Industrial | New | Space Heating | Natural Gas | Boiler | E6 | Utility - Cost of Operation | 0 | 0 | 0 | 0 | 0 | 0 | 0 | 0 | 0 | 0 | 0 | 0 | 0 | 0 | 0 | 0 | 0 | 0 | 0 | 0 | 0 | 0 | 0 | 0 | 0 | 0 | 0 | 0 | 0 | 0
F5_Industrial_Other Industrial_New_Space Heating_Natural Gas_Boiler_E7 | F5 | Industrial | Other Industrial | New | Space Heating | Natural Gas | Boiler | E7 | Utility - Cost of Operation | 0 | 0 | 0 | 0 | 0 | 0 | 0 | 0 | 0 | 0 | 0 | 0 | 0 | 0 | 0 | 0 | 0 | 0 | 0 | 0 | 0 | 0 | 0 | 0 | 0 | 0 | 0 | 0 | 0 | 0
F5_Industrial_Other Industrial_New_Space Heating_Natural Gas_Boiler_E8 | F5 | Industrial | Other Industrial | New | Space Heating | Natural Gas | Boiler | E8 | Utility - Cost of Operation | 0 | 0 | 0 | 0 | 0 | 0 | 0 | 0 | 0 | 0 | 0 | 0 | 0 | 0 | 0 | 0 | 0 | 0 | 0 | 0 | 0 | 0 | 0 | 0 | 0 | 0 | 0 | 0 | 0 | 0
F5_Industrial_Other Industrial_New_Space Heating_Natural Gas_Boiler_E9 | F5 | Industrial | Other Industrial | New | Space Heating | Natural Gas | Boiler | E9 | Utility - Cost of Operation | 0 | 0 | 0 | 0 | 0 | 0 | 0 | 0 | 0 | 0 | 0 | 0 | 0 | 0 | 0 | 0 | 0 | 0 | 0 | 0 | 0 | 0 | 0 | 0 | 0 | 0 | 0 | 0 | 0 | 0
F5_Industrial_Other Industrial_New_Space Heating_Natural Gas_Boiler_E10 | F5 | Industrial | Other Industrial | New | Space Heating | Natural Gas | Boiler | E10 | Utility - Cost of Operation | 0 | 0 | 0 | 0 | 0 | 0 | 0 | 0 | 0 | 0 | 0 | 0 | 0 | 0 | 0 | 0 | 0 | 0 | 0 | 0 | 0 | 0 | 0 | 0 | 0 | 0 | 0 | 0 | 0 | 0
F6_Industrial_Other Industrial_New_Space Heating_Natural Gas_Boiler_E1 | F6 | Industrial | Other Industrial | New | Space Heating | Natural Gas | Boiler | E1 | Utility - Value of Sales | 53.199 | 53.7096 | 52.8431 | 52.0123 | 50.6223 | 49.2475 | 47.8663 | 46.6028 | 45.347 | 44.2464 | 43.1494 | 42.0829 | 41.0379 | 40.0324 | 39.0474 | 38.0821 | 37.1486 | 36.2545 | 35.3825 | 34.5631 | 33.7774 | 33.0179 | 0 | 0 | 0 | 0 | 0 | 0 | 0 | 0
F6_Industrial_Other Industrial_New_Space Heating_Natural Gas_Boiler_E2 | F6 | Industrial | Other Industrial | New | Space Heating | Natural Gas | Boiler | E2 | Utility - Value of Sales | 50.0702 | 50.5508 | 49.7353 | 48.9533 | 47.6451 | 46.3511 | 45.0512 | 43.862 | 42.68 | 41.6441 | 40.6116 | 39.6078 | 38.6243 | 37.678 | 36.751 | 35.8424 | 34.9638 | 34.1223 | 33.3015 | 32.5304 | 31.7909 | 31.0761 | 0 | 0 | 0 | 0 | 0 | 0 | 0 | 0
F6_Industrial_Other Industrial_New_Space Heating_Natural Gas_Boiler_E3 | F6 | Industrial | Other Industrial | New | Space Heating | Natural Gas | Boiler | E3 | Utility - Value of Sales | 43.8794 | 44.3006 | 43.5859 | 42.9006 | 41.7541 | 40.6201 | 39.4809 | 38.4388 | 37.4029 | 36.4951 | 35.5903 | 34.7106 | 33.8487 | 33.0194 | 32.207 | 31.4107 | 30.6408 | 29.9033 | 29.184 | 28.5082 | 27.8601 | 27.2337 | 0 | 0 | 0 | 0 | 0 | 0 | 0 | 0
F6_Industrial_Other Industrial_New_Space Heating_Natural Gas_Boiler_E4 | F6 | Industrial | Other Industrial | New | Space Heating | Natural Gas | Boiler | E4 | Utility - Value of Sales | 32.5495 | 33.2472 | 32.8054 | 32.3835 | 31.4943 | 30.6092 | 29.7103 | 28.9001 | 28.0892 | 27.3988 | 26.7059 | 26.0332 | 25.3734 | 24.7416 | 24.122 | 23.5141 | 22.9271 | 22.3665 | 21.8169 | 21.3026 | 20.8069 | 20.3227 | 0 | 0 | 0 | 0 | 0 | 0 | 0 | 0
F6_Industrial_Other Industrial_New_Space Heating_Natural Gas_Boiler_E5 | F6 | Industrial | Other Industrial | New | Space Heating | Natural Gas | Boiler | E5 | Utility - Value of Sales | 0 | 0 | 0 | 0 | 0 | 0 | 0 | 0 | 0 | 0 | 0 | 0 | 0 | 0 | 0 | 0 | 0 | 0 | 0 | 0 | 0 | 0 | 0 | 0 | 0 | 0 | 0 | 0 | 0 | 0
F6_Industrial_Other Industrial_New_Space Heating_Natural Gas_Boiler_E6 | F6 | Industrial | Other Industrial | New | Space Heating | Natural Gas | Boiler | E6 | Utility - Value of Sales | 0 | 0 | 0 | 0 | 0 | 0 | 0 | 0 | 0 | 0 | 0 | 0 | 0 | 0 | 0 | 0 | 0 | 0 | 0 | 0 | 0 | 0 | 0 | 0 | 0 | 0 | 0 | 0 | 0 | 0
F6_Industrial_Other Industrial_New_Space Heating_Natural Gas_Boiler_E7 | F6 | Industrial | Other Industrial | New | Space Heating | Natural Gas | Boiler | E7 | Utility - Value of Sales | 0 | 0 | 0 | 0 | 0 | 0 | 0 | 0 | 0 | 0 | 0 | 0 | 0 | 0 | 0 | 0 | 0 | 0 | 0 | 0 | 0 | 0 | 0 | 0 | 0 | 0 | 0 | 0 | 0 | 0
F6_Industrial_Other Industrial_New_Space Heating_Natural Gas_Boiler_E8 | F6 | Industrial | Other Industrial | New | Space Heating | Natural Gas | Boiler | E8 | Utility - Value of Sales | 0 | 0 | 0 | 0 | 0 | 0 | 0 | 0 | 0 | 0 | 0 | 0 | 0 | 0 | 0 | 0 | 0 | 0 | 0 | 0 | 0 | 0 | 0 | 0 | 0 | 0 | 0 | 0 | 0 | 0
F6_Industrial_Other Industrial_New_Space Heating_Natural Gas_Boiler_E9 | F6 | Industrial | Other Industrial | New | Space Heating | Natural Gas | Boiler | E9 | Utility - Value of Sales | 0 | 0 | 0 | 0 | 0 | 0 | 0 | 0 | 0 | 0 | 0 | 0 | 0 | 0 | 0 | 0 | 0 | 0 | 0 | 0 | 0 | 0 | 0 | 0 | 0 | 0 | 0 | 0 | 0 | 0
F6_Industrial_Other Industrial_New_Space Heating_Natural Gas_Boiler_E10 | F6 | Industrial | Other Industrial | New | Space Heating | Natural Gas | Boiler | E10 | Utility - Value of Sales | 0 | 0 | 0 | 0 | 0 | 0 | 0 | 0 | 0 | 0 | 0 | 0 | 0 | 0 | 0 | 0 | 0 | 0 | 0 | 0 | 0 | 0 | 0 | 0 | 0 | 0 | 0 | 0 | 0 | 0
F1_Industrial_Other Industrial_New_Space Heating_Natural Gas_Unit Heater_E1 | F1 | Industrial | Other Industrial | New | Space Heating | Natural Gas | Unit Heater | E1 | Participant - Cost of Equipment | 7.647 | 7.647 | 7.647 | 7.647 | 7.647 | 7.647 | 7.647 | 7.647 | 7.647 | 7.647 | 7.647 | 7.647 | 7.647 | 7.647 | 7.647 | 7.647 | 7.647 | 7.647 | 7.647 | 7.647 | 7.647 | 7.647 | 0 | 0 | 0 | 0 | 0 | 0 | 0 | 0
F1_Industrial_Other Industrial_New_Space Heating_Natural Gas_Unit Heater_E2 | F1 | Industrial | Other Industrial | New | Space Heating | Natural Gas | Unit Heater | E2 | Participant - Cost of Equipment | 16.7711 | 16.7711 | 16.7711 | 16.7711 | 16.7711 | 16.7711 | 16.7711 | 16.7711 | 16.7711 | 16.7711 | 16.7711 | 16.7711 | 16.7711 | 16.7711 | 16.7711 | 16.7711 | 16.7711 | 16.7711 | 16.7711 | 16.7711 | 16.7711 | 16.7711 | 0 | 0 | 0 | 0 | 0 | 0 | 0 | 0
F1_Industrial_Other Industrial_New_Space Heating_Natural Gas_Unit Heater_E3 | F1 | Industrial | Other Industrial | New | Space Heating | Natural Gas | Unit Heater | E3 | Participant - Cost of Equipment | 8.9403 | 8.9403 | 8.9403 | 8.9403 | 8.9403 | 8.9403 | 8.9403 | 8.9403 | 8.9403 | 8.9403 | 8.9403 | 8.9403 | 8.9403 | 8.9403 | 8.9403 | 8.9403 | 8.9403 | 8.9403 | 8.9403 | 8.9403 | 8.9403 | 8.9403 | 0 | 0 | 0 | 0 | 0 | 0 | 0 | 0
F1_Industrial_Other Industrial_New_Space Heating_Natural Gas_Unit Heater_E4 | F1 | Industrial | Other Industrial | New | Space Heating | Natural Gas | Unit Heater | E4 | Participant - Cost of Equipment | 0 | 0 | 0 | 0 | 0 | 0 | 0 | 0 | 0 | 0 | 0 | 0 | 0 | 0 | 0 | 0 | 0 | 0 | 0 | 0 | 0 | 0 | 0 | 0 | 0 | 0 | 0 | 0 | 0 | 0
F1_Industrial_Other Industrial_New_Space Heating_Natural Gas_Unit Heater_E5 | F1 | Industrial | Other Industrial | New | Space Heating | Natural Gas | Unit Heater | E5 | Participant - Cost of Equipment | 0 | 0 | 0 | 0 | 0 | 0 | 0 | 0 | 0 | 0 | 0 | 0 | 0 | 0 | 0 | 0 | 0 | 0 | 0 | 0 | 0 | 0 | 0 | 0 | 0 | 0 | 0 | 0 | 0 | 0
F1_Industrial_Other Industrial_New_Space Heating_Natural Gas_Unit Heater_E6 | F1 | Industrial | Other Industrial | New | Space Heating | Natural Gas | Unit Heater | E6 | Participant - Cost of Equipment | 0 | 0 | 0 | 0 | 0 | 0 | 0 | 0 | 0 | 0 | 0 | 0 | 0 | 0 | 0 | 0 | 0 | 0 | 0 | 0 | 0 | 0 | 0 | 0 | 0 | 0 | 0 | 0 | 0 | 0
F1_Industrial_Other Industrial_New_Space Heating_Natural Gas_Unit Heater_E7 | F1 | Industrial | Other Industrial | New | Space Heating | Natural Gas | Unit Heater | E7 | Participant - Cost of Equipment | 0 | 0 | 0 | 0 | 0 | 0 | 0 | 0 | 0 | 0 | 0 | 0 | 0 | 0 | 0 | 0 | 0 | 0 | 0 | 0 | 0 | 0 | 0 | 0 | 0 | 0 | 0 | 0 | 0 | 0
F1_Industrial_Other Industrial_New_Space Heating_Natural Gas_Unit Heater_E8 | F1 | Industrial | Other Industrial | New | Space Heating | Natural Gas | Unit Heater | E8 | Participant - Cost of Equipment | 0 | 0 | 0 | 0 | 0 | 0 | 0 | 0 | 0 | 0 | 0 | 0 | 0 | 0 | 0 | 0 | 0 | 0 | 0 | 0 | 0 | 0 | 0 | 0 | 0 | 0 | 0 | 0 | 0 | 0
F1_Industrial_Other Industrial_New_Space Heating_Natural Gas_Unit Heater_E9 | F1 | Industrial | Other Industrial | New | Space Heating | Natural Gas | Unit Heater | E9 | Participant - Cost of Equipment | 0 | 0 | 0 | 0 | 0 | 0 | 0 | 0 | 0 | 0 | 0 | 0 | 0 | 0 | 0 | 0 | 0 | 0 | 0 | 0 | 0 | 0 | 0 | 0 | 0 | 0 | 0 | 0 | 0 | 0
F1_Industrial_Other Industrial_New_Space Heating_Natural Gas_Unit Heater_E10 | F1 | Industrial | Other Industrial | New | Space Heating | Natural Gas | Unit Heater | E10 | Participant - Cost of Equipment | 0 | 0 | 0 | 0 | 0 | 0 | 0 | 0 | 0 | 0 | 0 | 0 | 0 | 0 | 0 | 0 | 0 | 0 | 0 | 0 | 0 | 0 | 0 | 0 | 0 | 0 | 0 | 0 | 0 | 0
F2_Industrial_Other Industrial_New_Space Heating_Natural Gas_Unit Heater_E1 | F2 | Industrial | Other Industrial | New | Space Heating | Natural Gas | Unit Heater | E1 | Participant - Cost of Operation | 66.5476 | 68.4711 | 67.6941 | 66.957 | 65.1097 | 63.2605 | 61.3653 | 59.6674 | 57.958 | 56.5234 | 55.0772 | 53.6743 | 52.2976 | 50.9826 | 49.6924 | 48.4258 | 47.2048 | 46.0421 | 44.9017 | 43.8412 | 42.8211 | 41.8247 | 0 | 0 | 0 | 0 | 0 | 0 | 0 | 0
F2_Industrial_Other Industrial_New_Space Heating_Natural Gas_Unit Heater_E2 | F2 | Industrial | Other Industrial | New | Space Heating | Natural Gas | Unit Heater | E2 | Participant - Cost of Operation | 63.3801 | 65.212 | 64.4721 | 63.77 | 62.0107 | 60.2495 | 58.4445 | 56.8274 | 55.1994 | 53.8331 | 52.4557 | 51.1195 | 49.8084 | 48.5559 | 47.3271 | 46.1209 | 44.958 | 43.8506 | 42.7646 | 41.7545 | 40.7829 | 39.8339 | 0 | 0 | 0 | 0 | 0 | 0 | 0 | 0
F2_Industrial_Other Industrial_New_Space Heating_Natural Gas_Unit Heater_E3 | F2 | Industrial | Other Industrial | New | Space Heating | Natural Gas | Unit Heater | E3 | Participant - Cost of Operation | 55.1132 | 56.2843 | 55.5331 | 54.8162 | 53.3106 | 51.8106 | 50.2876 | 48.9149 | 47.5403 | 46.3713 | 45.199 | 44.0608 | 42.9445 | 41.8754 | 40.827 | 39.7985 | 38.8053 | 37.8565 | 36.9265 | 36.0561 | 35.2171 | 34.3976 | 0 | 0 | 0 | 0 | 0 | 0 | 0 | 0
F2_Industrial_Other Industrial_New_Space Heating_Natural Gas_Unit Heater_E4 | F2 | Industrial | Other Industrial | New | Space Heating | Natural Gas | Unit Heater | E4 | Participant - Cost of Operation | 0 | 0 | 0 | 0 | 0 | 0 | 0 | 0 | 0 | 0 | 0 | 0 | 0 | 0 | 0 | 0 | 0 | 0 | 0 | 0 | 0 | 0 | 0 | 0 | 0 | 0 | 0 | 0 | 0 | 0
F2_Industrial_Other Industrial_New_Space Heating_Natural Gas_Unit Heater_E5 | F2 | Industrial | Other Industrial | New | Space Heating | Natural Gas | Unit Heater | E5 | Participant - Cost of Operation | 0 | 0 | 0 | 0 | 0 | 0 | 0 | 0 | 0 | 0 | 0 | 0 | 0 | 0 | 0 | 0 | 0 | 0 | 0 | 0 | 0 | 0 | 0 | 0 | 0 | 0 | 0 | 0 | 0 | 0
F2_Industrial_Other Industrial_New_Space Heating_Natural Gas_Unit Heater_E6 | F2 | Industrial | Other Industrial | New | Space Heating | Natural Gas | Unit Heater | E6 | Participant - Cost of Operation | 0 | 0 | 0 | 0 | 0 | 0 | 0 | 0 | 0 | 0 | 0 | 0 | 0 | 0 | 0 | 0 | 0 | 0 | 0 | 0 | 0 | 0 | 0 | 0 | 0 | 0 | 0 | 0 | 0 | 0
F2_Industrial_Other Industrial_New_Space Heating_Natural Gas_Unit Heater_E7 | F2 | Industrial | Other Industrial | New | Space Heating | Natural Gas | Unit Heater | E7 | Participant - Cost of Operation | 0 | 0 | 0 | 0 | 0 | 0 | 0 | 0 | 0 | 0 | 0 | 0 | 0 | 0 | 0 | 0 | 0 | 0 | 0 | 0 | 0 | 0 | 0 | 0 | 0 | 0 | 0 | 0 | 0 | 0
F2_Industrial_Other Industrial_New_Space Heating_Natural Gas_Unit Heater_E8 | F2 | Industrial | Other Industrial | New | Space Heating | Natural Gas | Unit Heater | E8 | Participant - Cost of Operation | 0 | 0 | 0 | 0 | 0 | 0 | 0 | 0 | 0 | 0 | 0 | 0 | 0 | 0 | 0 | 0 | 0 | 0 | 0 | 0 | 0 | 0 | 0 | 0 | 0 | 0 | 0 | 0 | 0 | 0
F2_Industrial_Other Industrial_New_Space Heating_Natural Gas_Unit Heater_E9 | F2 | Industrial | Other Industrial | New | Space Heating | Natural Gas | Unit Heater | E9 | Participant - Cost of Operation | 0 | 0 | 0 | 0 | 0 | 0 | 0 | 0 | 0 | 0 | 0 | 0 | 0 | 0 | 0 | 0 | 0 | 0 | 0 | 0 | 0 | 0 | 0 | 0 | 0 | 0 | 0 | 0 | 0 | 0
F2_Industrial_Other Industrial_New_Space Heating_Natural Gas_Unit Heater_E10 | F2 | Industrial | Other Industrial | New | Space Heating | Natural Gas | Unit Heater | E10 | Participant - Cost of Operation | 0 | 0 | 0 | 0 | 0 | 0 | 0 | 0 | 0 | 0 | 0 | 0 | 0 | 0 | 0 | 0 | 0 | 0 | 0 | 0 | 0 | 0 | 0 | 0 | 0 | 0 | 0 | 0 | 0 | 0
F3_Industrial_Other Industrial_New_Space Heating_Natural Gas_Unit Heater_E1 | F3 | Industrial | Other Industrial | New | Space Heating | Natural Gas | Unit Heater | E1 | System - kBTUs of Conusmption | 10050.8451 | 10050.8451 | 10050.8451 | 10050.8451 | 10050.8451 | 10050.8451 | 10050.8451 | 10050.8451 | 10050.8451 | 10050.8451 | 10050.8451 | 10050.8451 | 10050.8451 | 10050.8451 | 10050.8451 | 10050.8451 | 10050.8451 | 10050.8451 | 10050.8451 | 10050.8451 | 10050.8451 | 10050.8451 | 0 | 0 | 0 | 0 | 0 | 0 | 0 | 0
F3_Industrial_Other Industrial_New_Space Heating_Natural Gas_Unit Heater_E2 | F3 | Industrial | Other Industrial | New | Space Heating | Natural Gas | Unit Heater | E2 | System - kBTUs of Conusmption | 9572.4537 | 9572.4537 | 9572.4537 | 9572.4537 | 9572.4537 | 9572.4537 | 9572.4537 | 9572.4537 | 9572.4537 | 9572.4537 | 9572.4537 | 9572.4537 | 9572.4537 | 9572.4537 | 9572.4537 | 9572.4537 | 9572.4537 | 9572.4537 | 9572.4537 | 9572.4537 | 9572.4537 | 9572.4537 | 0 | 0 | 0 | 0 | 0 | 0 | 0 | 0
F3_Industrial_Other Industrial_New_Space Heating_Natural Gas_Unit Heater_E3 | F3 | Industrial | Other Industrial | New | Space Heating | Natural Gas | Unit Heater | E3 | System - kBTUs of Conusmption | 8543.2183 | 8543.2183 | 8543.2183 | 8543.2183 | 8543.2183 | 8543.2183 | 8543.2183 | 8543.2183 | 8543.2183 | 8543.2183 | 8543.2183 | 8543.2183 | 8543.2183 | 8543.2183 | 8543.2183 | 8543.2183 | 8543.2183 | 8543.2183 | 8543.2183 | 8543.2183 | 8543.2183 | 8543.2183 | 0 | 0 | 0 | 0 | 0 | 0 | 0 | 0
F3_Industrial_Other Industrial_New_Space Heating_Natural Gas_Unit Heater_E4 | F3 | Industrial | Other Industrial | New | Space Heating | Natural Gas | Unit Heater | E4 | System - kBTUs of Conusmption | 0 | 0 | 0 | 0 | 0 | 0 | 0 | 0 | 0 | 0 | 0 | 0 | 0 | 0 | 0 | 0 | 0 | 0 | 0 | 0 | 0 | 0 | 0 | 0 | 0 | 0 | 0 | 0 | 0 | 0
F3_Industrial_Other Industrial_New_Space Heating_Natural Gas_Unit Heater_E5 | F3 | Industrial | Other Industrial | New | Space Heating | Natural Gas | Unit Heater | E5 | System - kBTUs of Conusmption | 0 | 0 | 0 | 0 | 0 | 0 | 0 | 0 | 0 | 0 | 0 | 0 | 0 | 0 | 0 | 0 | 0 | 0 | 0 | 0 | 0 | 0 | 0 | 0 | 0 | 0 | 0 | 0 | 0 | 0
F3_Industrial_Other Industrial_New_Space Heating_Natural Gas_Unit Heater_E6 | F3 | Industrial | Other Industrial | New | Space Heating | Natural Gas | Unit Heater | E6 | System - kBTUs of Conusmption | 0 | 0 | 0 | 0 | 0 | 0 | 0 | 0 | 0 | 0 | 0 | 0 | 0 | 0 | 0 | 0 | 0 | 0 | 0 | 0 | 0 | 0 | 0 | 0 | 0 | 0 | 0 | 0 | 0 | 0
F3_Industrial_Other Industrial_New_Space Heating_Natural Gas_Unit Heater_E7 | F3 | Industrial | Other Industrial | New | Space Heating | Natural Gas | Unit Heater | E7 | System - kBTUs of Conusmption | 0 | 0 | 0 | 0 | 0 | 0 | 0 | 0 | 0 | 0 | 0 | 0 | 0 | 0 | 0 | 0 | 0 | 0 | 0 | 0 | 0 | 0 | 0 | 0 | 0 | 0 | 0 | 0 | 0 | 0
F3_Industrial_Other Industrial_New_Space Heating_Natural Gas_Unit Heater_E8 | F3 | Industrial | Other Industrial | New | Space Heating | Natural Gas | Unit Heater | E8 | System - kBTUs of Conusmption | 0 | 0 | 0 | 0 | 0 | 0 | 0 | 0 | 0 | 0 | 0 | 0 | 0 | 0 | 0 | 0 | 0 | 0 | 0 | 0 | 0 | 0 | 0 | 0 | 0 | 0 | 0 | 0 | 0 | 0
F3_Industrial_Other Industrial_New_Space Heating_Natural Gas_Unit Heater_E9 | F3 | Industrial | Other Industrial | New | Space Heating | Natural Gas | Unit Heater | E9 | System - kBTUs of Conusmption | 0 | 0 | 0 | 0 | 0 | 0 | 0 | 0 | 0 | 0 | 0 | 0 | 0 | 0 | 0 | 0 | 0 | 0 | 0 | 0 | 0 | 0 | 0 | 0 | 0 | 0 | 0 | 0 | 0 | 0
F3_Industrial_Other Industrial_New_Space Heating_Natural Gas_Unit Heater_E10 | F3 | Industrial | Other Industrial | New | Space Heating | Natural Gas | Unit Heater | E10 | System - kBTUs of Conusmption | 0 | 0 | 0 | 0 | 0 | 0 | 0 | 0 | 0 | 0 | 0 | 0 | 0 | 0 | 0 | 0 | 0 | 0 | 0 | 0 | 0 | 0 | 0 | 0 | 0 | 0 | 0 | 0 | 0 | 0
F4_Industrial_Other Industrial_New_Space Heating_Natural Gas_Unit Heater_E1 | F4 | Industrial | Other Industrial | New | Space Heating | Natural Gas | Unit Heater | E1 | Utility - Cost of Equipment | 7.647 | 7.647 | 7.647 | 7.647 | 7.647 | 7.647 | 7.647 | 7.647 | 7.647 | 7.647 | 7.647 | 7.647 | 7.647 | 7.647 | 7.647 | 7.647 | 7.647 | 7.647 | 7.647 | 7.647 | 7.647 | 7.647 | 0 | 0 | 0 | 0 | 0 | 0 | 0 | 0
F4_Industrial_Other Industrial_New_Space Heating_Natural Gas_Unit Heater_E2 | F4 | Industrial | Other Industrial | New | Space Heating | Natural Gas | Unit Heater | E2 | Utility - Cost of Equipment | 16.7711 | 16.7711 | 16.7711 | 16.7711 | 16.7711 | 16.7711 | 16.7711 | 16.7711 | 16.7711 | 16.7711 | 16.7711 | 16.7711 | 16.7711 | 16.7711 | 16.7711 | 16.7711 | 16.7711 | 16.7711 | 16.7711 | 16.7711 | 16.7711 | 16.7711 | 0 | 0 | 0 | 0 | 0 | 0 | 0 | 0
F4_Industrial_Other Industrial_New_Space Heating_Natural Gas_Unit Heater_E3 | F4 | Industrial | Other Industrial | New | Space Heating | Natural Gas | Unit Heater | E3 | Utility - Cost of Equipment | 8.9403 | 8.9403 | 8.9403 | 8.9403 | 8.9403 | 8.9403 | 8.9403 | 8.9403 | 8.9403 | 8.9403 | 8.9403 | 8.9403 | 8.9403 | 8.9403 | 8.9403 | 8.9403 | 8.9403 | 8.9403 | 8.9403 | 8.9403 | 8.9403 | 8.9403 | 0 | 0 | 0 | 0 | 0 | 0 | 0 | 0
F4_Industrial_Other Industrial_New_Space Heating_Natural Gas_Unit Heater_E4 | F4 | Industrial | Other Industrial | New | Space Heating | Natural Gas | Unit Heater | E4 | Utility - Cost of Equipment | 0 | 0 | 0 | 0 | 0 | 0 | 0 | 0 | 0 | 0 | 0 | 0 | 0 | 0 | 0 | 0 | 0 | 0 | 0 | 0 | 0 | 0 | 0 | 0 | 0 | 0 | 0 | 0 | 0 | 0
F4_Industrial_Other Industrial_New_Space Heating_Natural Gas_Unit Heater_E5 | F4 | Industrial | Other Industrial | New | Space Heating | Natural Gas | Unit Heater | E5 | Utility - Cost of Equipment | 0 | 0 | 0 | 0 | 0 | 0 | 0 | 0 | 0 | 0 | 0 | 0 | 0 | 0 | 0 | 0 | 0 | 0 | 0 | 0 | 0 | 0 | 0 | 0 | 0 | 0 | 0 | 0 | 0 | 0
F4_Industrial_Other Industrial_New_Space Heating_Natural Gas_Unit Heater_E6 | F4 | Industrial | Other Industrial | New | Space Heating | Natural Gas | Unit Heater | E6 | Utility - Cost of Equipment | 0 | 0 | 0 | 0 | 0 | 0 | 0 | 0 | 0 | 0 | 0 | 0 | 0 | 0 | 0 | 0 | 0 | 0 | 0 | 0 | 0 | 0 | 0 | 0 | 0 | 0 | 0 | 0 | 0 | 0
F4_Industrial_Other Industrial_New_Space Heating_Natural Gas_Unit Heater_E7 | F4 | Industrial | Other Industrial | New | Space Heating | Natural Gas | Unit Heater | E7 | Utility - Cost of Equipment | 0 | 0 | 0 | 0 | 0 | 0 | 0 | 0 | 0 | 0 | 0 | 0 | 0 | 0 | 0 | 0 | 0 | 0 | 0 | 0 | 0 | 0 | 0 | 0 | 0 | 0 | 0 | 0 | 0 | 0
F4_Industrial_Other Industrial_New_Space Heating_Natural Gas_Unit Heater_E8 | F4 | Industrial | Other Industrial | New | Space Heating | Natural Gas | Unit Heater | E8 | Utility - Cost of Equipment | 0 | 0 | 0 | 0 | 0 | 0 | 0 | 0 | 0 | 0 | 0 | 0 | 0 | 0 | 0 | 0 | 0 | 0 | 0 | 0 | 0 | 0 | 0 | 0 | 0 | 0 | 0 | 0 | 0 | 0
F4_Industrial_Other Industrial_New_Space Heating_Natural Gas_Unit Heater_E9 | F4 | Industrial | Other Industrial | New | Space Heating | Natural Gas | Unit Heater | E9 | Utility - Cost of Equipment | 0 | 0 | 0 | 0 | 0 | 0 | 0 | 0 | 0 | 0 | 0 | 0 | 0 | 0 | 0 | 0 | 0 | 0 | 0 | 0 | 0 | 0 | 0 | 0 | 0 | 0 | 0 | 0 | 0 | 0
F4_Industrial_Other Industrial_New_Space Heating_Natural Gas_Unit Heater_E10 | F4 | Industrial | Other Industrial | New | Space Heating | Natural Gas | Unit Heater | E10 | Utility - Cost of Equipment | 0 | 0 | 0 | 0 | 0 | 0 | 0 | 0 | 0 | 0 | 0 | 0 | 0 | 0 | 0 | 0 | 0 | 0 | 0 | 0 | 0 | 0 | 0 | 0 | 0 | 0 | 0 | 0 | 0 | 0
F5_Industrial_Other Industrial_New_Space Heating_Natural Gas_Unit Heater_E1 | F5 | Industrial | Other Industrial | New | Space Heating | Natural Gas | Unit Heater | E1 | Utility - Cost of Operation | 55.5459 | 57.1514 | 56.5029 | 55.8876 | 54.3457 | 52.8022 | 51.2203 | 49.8031 | 48.3764 | 47.1789 | 45.9718 | 44.8008 | 43.6517 | 42.5541 | 41.4772 | 40.42 | 39.4009 | 38.4304 | 37.4786 | 36.5934 | 35.7419 | 34.9102 | 0 | 0 | 0 | 0 | 0 | 0 | 0 | 0
F5_Industrial_Other Industrial_New_Space Heating_Natural Gas_Unit Heater_E2 | F5 | Industrial | Other Industrial | New | Space Heating | Natural Gas | Unit Heater | E2 | Utility - Cost of Operation | 52.9021 | 54.4311 | 53.8135 | 53.2275 | 51.759 | 50.289 | 48.7824 | 47.4326 | 46.0738 | 44.9333 | 43.7837 | 42.6684 | 41.574 | 40.5286 | 39.503 | 38.4962 | 37.5255 | 36.6012 | 35.6947 | 34.8516 | 34.0406 | 33.2486 | 0 | 0 | 0 | 0 | 0 | 0 | 0 | 0
F5_Industrial_Other Industrial_New_Space Heating_Natural Gas_Unit Heater_E3 | F5 | Industrial | Other Industrial | New | Space Heating | Natural Gas | Unit Heater | E3 | Utility - Cost of Operation | 46.0019 | 46.9794 | 46.3523 | 45.754 | 44.4973 | 43.2452 | 41.974 | 40.8282 | 39.6809 | 38.7051 | 37.7266 | 36.7766 | 35.8449 | 34.9525 | 34.0774 | 33.219 | 32.39 | 31.5981 | 30.8218 | 30.0953 | 29.395 | 28.711 | 0 | 0 | 0 | 0 | 0 | 0 | 0 | 0
F5_Industrial_Other Industrial_New_Space Heating_Natural Gas_Unit Heater_E4 | F5 | Industrial | Other Industrial | New | Space Heating | Natural Gas | Unit Heater | E4 | Utility - Cost of Operation | 0 | 0 | 0 | 0 | 0 | 0 | 0 | 0 | 0 | 0 | 0 | 0 | 0 | 0 | 0 | 0 | 0 | 0 | 0 | 0 | 0 | 0 | 0 | 0 | 0 | 0 | 0 | 0 | 0 | 0
F5_Industrial_Other Industrial_New_Space Heating_Natural Gas_Unit Heater_E5 | F5 | Industrial | Other Industrial | New | Space Heating | Natural Gas | Unit Heater | E5 | Utility - Cost of Operation | 0 | 0 | 0 | 0 | 0 | 0 | 0 | 0 | 0 | 0 | 0 | 0 | 0 | 0 | 0 | 0 | 0 | 0 | 0 | 0 | 0 | 0 | 0 | 0 | 0 | 0 | 0 | 0 | 0 | 0
F5_Industrial_Other Industrial_New_Space Heating_Natural Gas_Unit Heater_E6 | F5 | Industrial | Other Industrial | New | Space Heating | Natural Gas | Unit Heater | E6 | Utility - Cost of Operation | 0 | 0 | 0 | 0 | 0 | 0 | 0 | 0 | 0 | 0 | 0 | 0 | 0 | 0 | 0 | 0 | 0 | 0 | 0 | 0 | 0 | 0 | 0 | 0 | 0 | 0 | 0 | 0 | 0 | 0
F5_Industrial_Other Industrial_New_Space Heating_Natural Gas_Unit Heater_E7 | F5 | Industrial | Other Industrial | New | Space Heating | Natural Gas | Unit Heater | E7 | Utility - Cost of Operation | 0 | 0 | 0 | 0 | 0 | 0 | 0 | 0 | 0 | 0 | 0 | 0 | 0 | 0 | 0 | 0 | 0 | 0 | 0 | 0 | 0 | 0 | 0 | 0 | 0 | 0 | 0 | 0 | 0 | 0
F5_Industrial_Other Industrial_New_Space Heating_Natural Gas_Unit Heater_E8 | F5 | Industrial | Other Industrial | New | Space Heating | Natural Gas | Unit Heater | E8 | Utility - Cost of Operation | 0 | 0 | 0 | 0 | 0 | 0 | 0 | 0 | 0 | 0 | 0 | 0 | 0 | 0 | 0 | 0 | 0 | 0 | 0 | 0 | 0 | 0 | 0 | 0 | 0 | 0 | 0 | 0 | 0 | 0
F5_Industrial_Other Industrial_New_Space Heating_Natural Gas_Unit Heater_E9 | F5 | Industrial | Other Industrial | New | Space Heating | Natural Gas | Unit Heater | E9 | Utility - Cost of Operation | 0 | 0 | 0 | 0 | 0 | 0 | 0 | 0 | 0 | 0 | 0 | 0 | 0 | 0 | 0 | 0 | 0 | 0 | 0 | 0 | 0 | 0 | 0 | 0 | 0 | 0 | 0 | 0 | 0 | 0
F5_Industrial_Other Industrial_New_Space Heating_Natural Gas_Unit Heater_E10 | F5 | Industrial | Other Industrial | New | Space Heating | Natural Gas | Unit Heater | E10 | Utility - Cost of Operation | 0 | 0 | 0 | 0 | 0 | 0 | 0 | 0 | 0 | 0 | 0 | 0 | 0 | 0 | 0 | 0 | 0 | 0 | 0 | 0 | 0 | 0 | 0 | 0 | 0 | 0 | 0 | 0 | 0 | 0
F6_Industrial_Other Industrial_New_Space Heating_Natural Gas_Unit Heater_E1 | F6 | Industrial | Other Industrial | New | Space Heating | Natural Gas | Unit Heater | E1 | Utility - Value of Sales | 66.5476 | 68.4711 | 67.6941 | 66.957 | 65.1097 | 63.2605 | 61.3653 | 59.6674 | 57.958 | 56.5234 | 55.0772 | 53.6743 | 52.2976 | 50.9826 | 49.6924 | 48.4258 | 47.2048 | 46.0421 | 44.9017 | 43.8412 | 42.8211 | 41.8247 | 0 | 0 | 0 | 0 | 0 | 0 | 0 | 0
F6_Industrial_Other Industrial_New_Space Heating_Natural Gas_Unit Heater_E2 | F6 | Industrial | Other Industrial | New | Space Heating | Natural Gas | Unit Heater | E2 | Utility - Value of Sales | 63.3801 | 65.212 | 64.4721 | 63.77 | 62.0107 | 60.2495 | 58.4445 | 56.8274 | 55.1994 | 53.8331 | 52.4557 | 51.1195 | 49.8084 | 48.5559 | 47.3271 | 46.1209 | 44.958 | 43.8506 | 42.7646 | 41.7545 | 40.7829 | 39.8339 | 0 | 0 | 0 | 0 | 0 | 0 | 0 | 0
F6_Industrial_Other Industrial_New_Space Heating_Natural Gas_Unit Heater_E3 | F6 | Industrial | Other Industrial | New | Space Heating | Natural Gas | Unit Heater | E3 | Utility - Value of Sales | 55.1132 | 56.2843 | 55.5331 | 54.8162 | 53.3106 | 51.8106 | 50.2876 | 48.9149 | 47.5403 | 46.3713 | 45.199 | 44.0608 | 42.9445 | 41.8754 | 40.827 | 39.7985 | 38.8053 | 37.8565 | 36.9265 | 36.0561 | 35.2171 | 34.3976 | 0 | 0 | 0 | 0 | 0 | 0 | 0 | 0
F6_Industrial_Other Industrial_New_Space Heating_Natural Gas_Unit Heater_E4 | F6 | Industrial | Other Industrial | New | Space Heating | Natural Gas | Unit Heater | E4 | Utility - Value of Sales | 0 | 0 | 0 | 0 | 0 | 0 | 0 | 0 | 0 | 0 | 0 | 0 | 0 | 0 | 0 | 0 | 0 | 0 | 0 | 0 | 0 | 0 | 0 | 0 | 0 | 0 | 0 | 0 | 0 | 0
F6_Industrial_Other Industrial_New_Space Heating_Natural Gas_Unit Heater_E5 | F6 | Industrial | Other Industrial | New | Space Heating | Natural Gas | Unit Heater | E5 | Utility - Value of Sales | 0 | 0 | 0 | 0 | 0 | 0 | 0 | 0 | 0 | 0 | 0 | 0 | 0 | 0 | 0 | 0 | 0 | 0 | 0 | 0 | 0 | 0 | 0 | 0 | 0 | 0 | 0 | 0 | 0 | 0
F6_Industrial_Other Industrial_New_Space Heating_Natural Gas_Unit Heater_E6 | F6 | Industrial | Other Industrial | New | Space Heating | Natural Gas | Unit Heater | E6 | Utility - Value of Sales | 0 | 0 | 0 | 0 | 0 | 0 | 0 | 0 | 0 | 0 | 0 | 0 | 0 | 0 | 0 | 0 | 0 | 0 | 0 | 0 | 0 | 0 | 0 | 0 | 0 | 0 | 0 | 0 | 0 | 0
F6_Industrial_Other Industrial_New_Space Heating_Natural Gas_Unit Heater_E7 | F6 | Industrial | Other Industrial | New | Space Heating | Natural Gas | Unit Heater | E7 | Utility - Value of Sales | 0 | 0 | 0 | 0 | 0 | 0 | 0 | 0 | 0 | 0 | 0 | 0 | 0 | 0 | 0 | 0 | 0 | 0 | 0 | 0 | 0 | 0 | 0 | 0 | 0 | 0 | 0 | 0 | 0 | 0
F6_Industrial_Other Industrial_New_Space Heating_Natural Gas_Unit Heater_E8 | F6 | Industrial | Other Industrial | New | Space Heating | Natural Gas | Unit Heater | E8 | Utility - Value of Sales | 0 | 0 | 0 | 0 | 0 | 0 | 0 | 0 | 0 | 0 | 0 | 0 | 0 | 0 | 0 | 0 | 0 | 0 | 0 | 0 | 0 | 0 | 0 | 0 | 0 | 0 | 0 | 0 | 0 | 0
F6_Industrial_Other Industrial_New_Space Heating_Natural Gas_Unit Heater_E9 | F6 | Industrial | Other Industrial | New | Space Heating | Natural Gas | Unit Heater | E9 | Utility - Value of Sales | 0 | 0 | 0 | 0 | 0 | 0 | 0 | 0 | 0 | 0 | 0 | 0 | 0 | 0 | 0 | 0 | 0 | 0 | 0 | 0 | 0 | 0 | 0 | 0 | 0 | 0 | 0 | 0 | 0 | 0
F6_Industrial_Other Industrial_New_Space Heating_Natural Gas_Unit Heater_E10 | F6 | Industrial | Other Industrial | New | Space Heating | Natural Gas | Unit Heater | E10 | Utility - Value of Sales | 0 | 0 | 0 | 0 | 0 | 0 | 0 | 0 | 0 | 0 | 0 | 0 | 0 | 0 | 0 | 0 | 0 | 0 | 0 | 0 | 0 | 0 | 0 | 0 | 0 | 0 | 0 | 0 | 0 | 0
F1_Industrial_Other Industrial_New_Process_Natural Gas_Process Boiler_E1 | F1 | Industrial | Other Industrial | New | Process | Natural Gas | Process Boiler | E1 | Participant - Cost of Equipment | 3149.3732 | 3149.3732 | 3149.3732 | 3149.3732 | 3149.3732 | 3149.3732 | 3149.3732 | 3149.3732 | 3149.3732 | 3149.3732 | 3149.3732 | 3149.3732 | 3149.3732 | 3149.3732 | 3149.3732 | 3149.3732 | 3149.3732 | 3149.3732 | 3149.3732 | 3149.3732 | 3149.3732 | 3149.3732 | 0 | 0 | 0 | 0 | 0 | 0 | 0 | 0
F1_Industrial_Other Industrial_New_Process_Natural Gas_Process Boiler_E2 | F1 | Industrial | Other Industrial | New | Process | Natural Gas | Process Boiler | E2 | Participant - Cost of Equipment | 0 | 0 | 0 | 0 | 0 | 0 | 0 | 0 | 0 | 0 | 0 | 0 | 0 | 0 | 0 | 0 | 0 | 0 | 0 | 0 | 0 | 0 | 0 | 0 | 0 | 0 | 0 | 0 | 0 | 0
F1_Industrial_Other Industrial_New_Process_Natural Gas_Process Boiler_E3 | F1 | Industrial | Other Industrial | New | Process | Natural Gas | Process Boiler | E3 | Participant - Cost of Equipment | 0 | 0 | 0 | 0 | 0 | 0 | 0 | 0 | 0 | 0 | 0 | 0 | 0 | 0 | 0 | 0 | 0 | 0 | 0 | 0 | 0 | 0 | 0 | 0 | 0 | 0 | 0 | 0 | 0 | 0
F1_Industrial_Other Industrial_New_Process_Natural Gas_Process Boiler_E4 | F1 | Industrial | Other Industrial | New | Process | Natural Gas | Process Boiler | E4 | Participant - Cost of Equipment | 0 | 0 | 0 | 0 | 0 | 0 | 0 | 0 | 0 | 0 | 0 | 0 | 0 | 0 | 0 | 0 | 0 | 0 | 0 | 0 | 0 | 0 | 0 | 0 | 0 | 0 | 0 | 0 | 0 | 0
F1_Industrial_Other Industrial_New_Process_Natural Gas_Process Boiler_E5 | F1 | Industrial | Other Industrial | New | Process | Natural Gas | Process Boiler | E5 | Participant - Cost of Equipment | 0 | 0 | 0 | 0 | 0 | 0 | 0 | 0 | 0 | 0 | 0 | 0 | 0 | 0 | 0 | 0 | 0 | 0 | 0 | 0 | 0 | 0 | 0 | 0 | 0 | 0 | 0 | 0 | 0 | 0
F1_Industrial_Other Industrial_New_Process_Natural Gas_Process Boiler_E6 | F1 | Industrial | Other Industrial | New | Process | Natural Gas | Process Boiler | E6 | Participant - Cost of Equipment | 0 | 0 | 0 | 0 | 0 | 0 | 0 | 0 | 0 | 0 | 0 | 0 | 0 | 0 | 0 | 0 | 0 | 0 | 0 | 0 | 0 | 0 | 0 | 0 | 0 | 0 | 0 | 0 | 0 | 0
F1_Industrial_Other Industrial_New_Process_Natural Gas_Process Boiler_E7 | F1 | Industrial | Other Industrial | New | Process | Natural Gas | Process Boiler | E7 | Participant - Cost of Equipment | 0 | 0 | 0 | 0 | 0 | 0 | 0 | 0 | 0 | 0 | 0 | 0 | 0 | 0 | 0 | 0 | 0 | 0 | 0 | 0 | 0 | 0 | 0 | 0 | 0 | 0 | 0 | 0 | 0 | 0
F1_Industrial_Other Industrial_New_Process_Natural Gas_Process Boiler_E8 | F1 | Industrial | Other Industrial | New | Process | Natural Gas | Process Boiler | E8 | Participant - Cost of Equipment | 0 | 0 | 0 | 0 | 0 | 0 | 0 | 0 | 0 | 0 | 0 | 0 | 0 | 0 | 0 | 0 | 0 | 0 | 0 | 0 | 0 | 0 | 0 | 0 | 0 | 0 | 0 | 0 | 0 | 0
F1_Industrial_Other Industrial_New_Process_Natural Gas_Process Boiler_E9 | F1 | Industrial | Other Industrial | New | Process | Natural Gas | Process Boiler | E9 | Participant - Cost of Equipment | 0 | 0 | 0 | 0 | 0 | 0 | 0 | 0 | 0 | 0 | 0 | 0 | 0 | 0 | 0 | 0 | 0 | 0 | 0 | 0 | 0 | 0 | 0 | 0 | 0 | 0 | 0 | 0 | 0 | 0
F1_Industrial_Other Industrial_New_Process_Natural Gas_Process Boiler_E10 | F1 | Industrial | Other Industrial | New | Process | Natural Gas | Process Boiler | E10 | Participant - Cost of Equipment | 0 | 0 | 0 | 0 | 0 | 0 | 0 | 0 | 0 | 0 | 0 | 0 | 0 | 0 | 0 | 0 | 0 | 0 | 0 | 0 | 0 | 0 | 0 | 0 | 0 | 0 | 0 | 0 | 0 | 0
F2_Industrial_Other Industrial_New_Process_Natural Gas_Process Boiler_E1 | F2 | Industrial | Other Industrial | New | Process | Natural Gas | Process Boiler | E1 | Participant - Cost of Operation | 42.42 | 42.8272 | 42.1362 | 41.4737 | 40.3654 | 39.2692 | 38.1678 | 37.1603 | 36.1589 | 35.2813 | 34.4066 | 33.5562 | 32.7229 | 31.9212 | 31.1358 | 30.3661 | 29.6217 | 28.9088 | 28.2134 | 27.5601 | 26.9336 | 26.328 | 0 | 0 | 0 | 0 | 0 | 0 | 0 | 0
F2_Industrial_Other Industrial_New_Process_Natural Gas_Process Boiler_E2 | F2 | Industrial | Other Industrial | New | Process | Natural Gas | Process Boiler | E2 | Participant - Cost of Operation | 0 | 0 | 0 | 0 | 0 | 0 | 0 | 0 | 0 | 0 | 0 | 0 | 0 | 0 | 0 | 0 | 0 | 0 | 0 | 0 | 0 | 0 | 0 | 0 | 0 | 0 | 0 | 0 | 0 | 0
F2_Industrial_Other Industrial_New_Process_Natural Gas_Process Boiler_E3 | F2 | Industrial | Other Industrial | New | Process | Natural Gas | Process Boiler | E3 | Participant - Cost of Operation | 0 | 0 | 0 | 0 | 0 | 0 | 0 | 0 | 0 | 0 | 0 | 0 | 0 | 0 | 0 | 0 | 0 | 0 | 0 | 0 | 0 | 0 | 0 | 0 | 0 | 0 | 0 | 0 | 0 | 0
F2_Industrial_Other Industrial_New_Process_Natural Gas_Process Boiler_E4 | F2 | Industrial | Other Industrial | New | Process | Natural Gas | Process Boiler | E4 | Participant - Cost of Operation | 0 | 0 | 0 | 0 | 0 | 0 | 0 | 0 | 0 | 0 | 0 | 0 | 0 | 0 | 0 | 0 | 0 | 0 | 0 | 0 | 0 | 0 | 0 | 0 | 0 | 0 | 0 | 0 | 0 | 0
F2_Industrial_Other Industrial_New_Process_Natural Gas_Process Boiler_E5 | F2 | Industrial | Other Industrial | New | Process | Natural Gas | Process Boiler | E5 | Participant - Cost of Operation | 0 | 0 | 0 | 0 | 0 | 0 | 0 | 0 | 0 | 0 | 0 | 0 | 0 | 0 | 0 | 0 | 0 | 0 | 0 | 0 | 0 | 0 | 0 | 0 | 0 | 0 | 0 | 0 | 0 | 0
F2_Industrial_Other Industrial_New_Process_Natural Gas_Process Boiler_E6 | F2 | Industrial | Other Industrial | New | Process | Natural Gas | Process Boiler | E6 | Participant - Cost of Operation | 0 | 0 | 0 | 0 | 0 | 0 | 0 | 0 | 0 | 0 | 0 | 0 | 0 | 0 | 0 | 0 | 0 | 0 | 0 | 0 | 0 | 0 | 0 | 0 | 0 | 0 | 0 | 0 | 0 | 0
F2_Industrial_Other Industrial_New_Process_Natural Gas_Process Boiler_E7 | F2 | Industrial | Other Industrial | New | Process | Natural Gas | Process Boiler | E7 | Participant - Cost of Operation | 0 | 0 | 0 | 0 | 0 | 0 | 0 | 0 | 0 | 0 | 0 | 0 | 0 | 0 | 0 | 0 | 0 | 0 | 0 | 0 | 0 | 0 | 0 | 0 | 0 | 0 | 0 | 0 | 0 | 0
F2_Industrial_Other Industrial_New_Process_Natural Gas_Process Boiler_E8 | F2 | Industrial | Other Industrial | New | Process | Natural Gas | Process Boiler | E8 | Participant - Cost of Operation | 0 | 0 | 0 | 0 | 0 | 0 | 0 | 0 | 0 | 0 | 0 | 0 | 0 | 0 | 0 | 0 | 0 | 0 | 0 | 0 | 0 | 0 | 0 | 0 | 0 | 0 | 0 | 0 | 0 | 0
F2_Industrial_Other Industrial_New_Process_Natural Gas_Process Boiler_E9 | F2 | Industrial | Other Industrial | New | Process | Natural Gas | Process Boiler | E9 | Participant - Cost of Operation | 0 | 0 | 0 | 0 | 0 | 0 | 0 | 0 | 0 | 0 | 0 | 0 | 0 | 0 | 0 | 0 | 0 | 0 | 0 | 0 | 0 | 0 | 0 | 0 | 0 | 0 | 0 | 0 | 0 | 0
F2_Industrial_Other Industrial_New_Process_Natural Gas_Process Boiler_E10 | F2 | Industrial | Other Industrial | New | Process | Natural Gas | Process Boiler | E10 | Participant - Cost of Operation | 0 | 0 | 0 | 0 | 0 | 0 | 0 | 0 | 0 | 0 | 0 | 0 | 0 | 0 | 0 | 0 | 0 | 0 | 0 | 0 | 0 | 0 | 0 | 0 | 0 | 0 | 0 | 0 | 0 | 0
F3_Industrial_Other Industrial_New_Process_Natural Gas_Process Boiler_E1 | F3 | Industrial | Other Industrial | New | Process | Natural Gas | Process Boiler | E1 | System - kBTUs of Conusmption | 7072.1643 | 7072.1643 | 7072.1643 | 7072.1643 | 7072.1643 | 7072.1643 | 7072.1643 | 7072.1643 | 7072.1643 | 7072.1643 | 7072.1643 | 7072.1643 | 7072.1643 | 7072.1643 | 7072.1643 | 7072.1643 | 7072.1643 | 7072.1643 | 7072.1643 | 7072.1643 | 7072.1643 | 7072.1643 | 0 | 0 | 0 | 0 | 0 | 0 | 0 | 0
F3_Industrial_Other Industrial_New_Process_Natural Gas_Process Boiler_E2 | F3 | Industrial | Other Industrial | New | Process | Natural Gas | Process Boiler | E2 | System - kBTUs of Conusmption | 0 | 0 | 0 | 0 | 0 | 0 | 0 | 0 | 0 | 0 | 0 | 0 | 0 | 0 | 0 | 0 | 0 | 0 | 0 | 0 | 0 | 0 | 0 | 0 | 0 | 0 | 0 | 0 | 0 | 0
F3_Industrial_Other Industrial_New_Process_Natural Gas_Process Boiler_E3 | F3 | Industrial | Other Industrial | New | Process | Natural Gas | Process Boiler | E3 | System - kBTUs of Conusmption | 0 | 0 | 0 | 0 | 0 | 0 | 0 | 0 | 0 | 0 | 0 | 0 | 0 | 0 | 0 | 0 | 0 | 0 | 0 | 0 | 0 | 0 | 0 | 0 | 0 | 0 | 0 | 0 | 0 | 0
F3_Industrial_Other Industrial_New_Process_Natural Gas_Process Boiler_E4 | F3 | Industrial | Other Industrial | New | Process | Natural Gas | Process Boiler | E4 | System - kBTUs of Conusmption | 0 | 0 | 0 | 0 | 0 | 0 | 0 | 0 | 0 | 0 | 0 | 0 | 0 | 0 | 0 | 0 | 0 | 0 | 0 | 0 | 0 | 0 | 0 | 0 | 0 | 0 | 0 | 0 | 0 | 0
F3_Industrial_Other Industrial_New_Process_Natural Gas_Process Boiler_E5 | F3 | Industrial | Other Industrial | New | Process | Natural Gas | Process Boiler | E5 | System - kBTUs of Conusmption | 0 | 0 | 0 | 0 | 0 | 0 | 0 | 0 | 0 | 0 | 0 | 0 | 0 | 0 | 0 | 0 | 0 | 0 | 0 | 0 | 0 | 0 | 0 | 0 | 0 | 0 | 0 | 0 | 0 | 0
F3_Industrial_Other Industrial_New_Process_Natural Gas_Process Boiler_E6 | F3 | Industrial | Other Industrial | New | Process | Natural Gas | Process Boiler | E6 | System - kBTUs of Conusmption | 0 | 0 | 0 | 0 | 0 | 0 | 0 | 0 | 0 | 0 | 0 | 0 | 0 | 0 | 0 | 0 | 0 | 0 | 0 | 0 | 0 | 0 | 0 | 0 | 0 | 0 | 0 | 0 | 0 | 0
F3_Industrial_Other Industrial_New_Process_Natural Gas_Process Boiler_E7 | F3 | Industrial | Other Industrial | New | Process | Natural Gas | Process Boiler | E7 | System - kBTUs of Conusmption | 0 | 0 | 0 | 0 | 0 | 0 | 0 | 0 | 0 | 0 | 0 | 0 | 0 | 0 | 0 | 0 | 0 | 0 | 0 | 0 | 0 | 0 | 0 | 0 | 0 | 0 | 0 | 0 | 0 | 0
F3_Industrial_Other Industrial_New_Process_Natural Gas_Process Boiler_E8 | F3 | Industrial | Other Industrial | New | Process | Natural Gas | Process Boiler | E8 | System - kBTUs of Conusmption | 0 | 0 | 0 | 0 | 0 | 0 | 0 | 0 | 0 | 0 | 0 | 0 | 0 | 0 | 0 | 0 | 0 | 0 | 0 | 0 | 0 | 0 | 0 | 0 | 0 | 0 | 0 | 0 | 0 | 0
F3_Industrial_Other Industrial_New_Process_Natural Gas_Process Boiler_E9 | F3 | Industrial | Other Industrial | New | Process | Natural Gas | Process Boiler | E9 | System - kBTUs of Conusmption | 0 | 0 | 0 | 0 | 0 | 0 | 0 | 0 | 0 | 0 | 0 | 0 | 0 | 0 | 0 | 0 | 0 | 0 | 0 | 0 | 0 | 0 | 0 | 0 | 0 | 0 | 0 | 0 | 0 | 0
F3_Industrial_Other Industrial_New_Process_Natural Gas_Process Boiler_E10 | F3 | Industrial | Other Industrial | New | Process | Natural Gas | Process Boiler | E10 | System - kBTUs of Conusmption | 0 | 0 | 0 | 0 | 0 | 0 | 0 | 0 | 0 | 0 | 0 | 0 | 0 | 0 | 0 | 0 | 0 | 0 | 0 | 0 | 0 | 0 | 0 | 0 | 0 | 0 | 0 | 0 | 0 | 0
F4_Industrial_Other Industrial_New_Process_Natural Gas_Process Boiler_E1 | F4 | Industrial | Other Industrial | New | Process | Natural Gas | Process Boiler | E1 | Utility - Cost of Equipment | 3149.3732 | 3149.3732 | 3149.3732 | 3149.3732 | 3149.3732 | 3149.3732 | 3149.3732 | 3149.3732 | 3149.3732 | 3149.3732 | 3149.3732 | 3149.3732 | 3149.3732 | 3149.3732 | 3149.3732 | 3149.3732 | 3149.3732 | 3149.3732 | 3149.3732 | 3149.3732 | 3149.3732 | 3149.3732 | 0 | 0 | 0 | 0 | 0 | 0 | 0 | 0
F4_Industrial_Other Industrial_New_Process_Natural Gas_Process Boiler_E2 | F4 | Industrial | Other Industrial | New | Process | Natural Gas | Process Boiler | E2 | Utility - Cost of Equipment | 0 | 0 | 0 | 0 | 0 | 0 | 0 | 0 | 0 | 0 | 0 | 0 | 0 | 0 | 0 | 0 | 0 | 0 | 0 | 0 | 0 | 0 | 0 | 0 | 0 | 0 | 0 | 0 | 0 | 0
F4_Industrial_Other Industrial_New_Process_Natural Gas_Process Boiler_E3 | F4 | Industrial | Other Industrial | New | Process | Natural Gas | Process Boiler | E3 | Utility - Cost of Equipment | 0 | 0 | 0 | 0 | 0 | 0 | 0 | 0 | 0 | 0 | 0 | 0 | 0 | 0 | 0 | 0 | 0 | 0 | 0 | 0 | 0 | 0 | 0 | 0 | 0 | 0 | 0 | 0 | 0 | 0
F4_Industrial_Other Industrial_New_Process_Natural Gas_Process Boiler_E4 | F4 | Industrial | Other Industrial | New | Process | Natural Gas | Process Boiler | E4 | Utility - Cost of Equipment | 0 | 0 | 0 | 0 | 0 | 0 | 0 | 0 | 0 | 0 | 0 | 0 | 0 | 0 | 0 | 0 | 0 | 0 | 0 | 0 | 0 | 0 | 0 | 0 | 0 | 0 | 0 | 0 | 0 | 0
F4_Industrial_Other Industrial_New_Process_Natural Gas_Process Boiler_E5 | F4 | Industrial | Other Industrial | New | Process | Natural Gas | Process Boiler | E5 | Utility - Cost of Equipment | 0 | 0 | 0 | 0 | 0 | 0 | 0 | 0 | 0 | 0 | 0 | 0 | 0 | 0 | 0 | 0 | 0 | 0 | 0 | 0 | 0 | 0 | 0 | 0 | 0 | 0 | 0 | 0 | 0 | 0
F4_Industrial_Other Industrial_New_Process_Natural Gas_Process Boiler_E6 | F4 | Industrial | Other Industrial | New | Process | Natural Gas | Process Boiler | E6 | Utility - Cost of Equipment | 0 | 0 | 0 | 0 | 0 | 0 | 0 | 0 | 0 | 0 | 0 | 0 | 0 | 0 | 0 | 0 | 0 | 0 | 0 | 0 | 0 | 0 | 0 | 0 | 0 | 0 | 0 | 0 | 0 | 0
F4_Industrial_Other Industrial_New_Process_Natural Gas_Process Boiler_E7 | F4 | Industrial | Other Industrial | New | Process | Natural Gas | Process Boiler | E7 | Utility - Cost of Equipment | 0 | 0 | 0 | 0 | 0 | 0 | 0 | 0 | 0 | 0 | 0 | 0 | 0 | 0 | 0 | 0 | 0 | 0 | 0 | 0 | 0 | 0 | 0 | 0 | 0 | 0 | 0 | 0 | 0 | 0
F4_Industrial_Other Industrial_New_Process_Natural Gas_Process Boiler_E8 | F4 | Industrial | Other Industrial | New | Process | Natural Gas | Process Boiler | E8 | Utility - Cost of Equipment | 0 | 0 | 0 | 0 | 0 | 0 | 0 | 0 | 0 | 0 | 0 | 0 | 0 | 0 | 0 | 0 | 0 | 0 | 0 | 0 | 0 | 0 | 0 | 0 | 0 | 0 | 0 | 0 | 0 | 0
F4_Industrial_Other Industrial_New_Process_Natural Gas_Process Boiler_E9 | F4 | Industrial | Other Industrial | New | Process | Natural Gas | Process Boiler | E9 | Utility - Cost of Equipment | 0 | 0 | 0 | 0 | 0 | 0 | 0 | 0 | 0 | 0 | 0 | 0 | 0 | 0 | 0 | 0 | 0 | 0 | 0 | 0 | 0 | 0 | 0 | 0 | 0 | 0 | 0 | 0 | 0 | 0
F4_Industrial_Other Industrial_New_Process_Natural Gas_Process Boiler_E10 | F4 | Industrial | Other Industrial | New | Process | Natural Gas | Process Boiler | E10 | Utility - Cost of Equipment | 0 | 0 | 0 | 0 | 0 | 0 | 0 | 0 | 0 | 0 | 0 | 0 | 0 | 0 | 0 | 0 | 0 | 0 | 0 | 0 | 0 | 0 | 0 | 0 | 0 | 0 | 0 | 0 | 0 | 0
F5_Industrial_Other Industrial_New_Process_Natural Gas_Process Boiler_E1 | F5 | Industrial | Other Industrial | New | Process | Natural Gas | Process Boiler | E1 | Utility - Cost of Operation | 35.4071 | 35.747 | 35.1702 | 34.6173 | 33.6922 | 32.7771 | 31.8579 | 31.017 | 30.1811 | 29.4486 | 28.7185 | 28.0087 | 27.3131 | 26.644 | 25.9884 | 25.3459 | 24.7246 | 24.1296 | 23.5492 | 23.0038 | 22.4809 | 21.9754 | 0 | 0 | 0 | 0 | 0 | 0 | 0 | 0
F5_Industrial_Other Industrial_New_Process_Natural Gas_Process Boiler_E2 | F5 | Industrial | Other Industrial | New | Process | Natural Gas | Process Boiler | E2 | Utility - Cost of Operation | 0 | 0 | 0 | 0 | 0 | 0 | 0 | 0 | 0 | 0 | 0 | 0 | 0 | 0 | 0 | 0 | 0 | 0 | 0 | 0 | 0 | 0 | 0 | 0 | 0 | 0 | 0 | 0 | 0 | 0
F5_Industrial_Other Industrial_New_Process_Natural Gas_Process Boiler_E3 | F5 | Industrial | Other Industrial | New | Process | Natural Gas | Process Boiler | E3 | Utility - Cost of Operation | 0 | 0 | 0 | 0 | 0 | 0 | 0 | 0 | 0 | 0 | 0 | 0 | 0 | 0 | 0 | 0 | 0 | 0 | 0 | 0 | 0 | 0 | 0 | 0 | 0 | 0 | 0 | 0 | 0 | 0
F5_Industrial_Other Industrial_New_Process_Natural Gas_Process Boiler_E4 | F5 | Industrial | Other Industrial | New | Process | Natural Gas | Process Boiler | E4 | Utility - Cost of Operation | 0 | 0 | 0 | 0 | 0 | 0 | 0 | 0 | 0 | 0 | 0 | 0 | 0 | 0 | 0 | 0 | 0 | 0 | 0 | 0 | 0 | 0 | 0 | 0 | 0 | 0 | 0 | 0 | 0 | 0
F5_Industrial_Other Industrial_New_Process_Natural Gas_Process Boiler_E5 | F5 | Industrial | Other Industrial | New | Process | Natural Gas | Process Boiler | E5 | Utility - Cost of Operation | 0 | 0 | 0 | 0 | 0 | 0 | 0 | 0 | 0 | 0 | 0 | 0 | 0 | 0 | 0 | 0 | 0 | 0 | 0 | 0 | 0 | 0 | 0 | 0 | 0 | 0 | 0 | 0 | 0 | 0
F5_Industrial_Other Industrial_New_Process_Natural Gas_Process Boiler_E6 | F5 | Industrial | Other Industrial | New | Process | Natural Gas | Process Boiler | E6 | Utility - Cost of Operation | 0 | 0 | 0 | 0 | 0 | 0 | 0 | 0 | 0 | 0 | 0 | 0 | 0 | 0 | 0 | 0 | 0 | 0 | 0 | 0 | 0 | 0 | 0 | 0 | 0 | 0 | 0 | 0 | 0 | 0
F5_Industrial_Other Industrial_New_Process_Natural Gas_Process Boiler_E7 | F5 | Industrial | Other Industrial | New | Process | Natural Gas | Process Boiler | E7 | Utility - Cost of Operation | 0 | 0 | 0 | 0 | 0 | 0 | 0 | 0 | 0 | 0 | 0 | 0 | 0 | 0 | 0 | 0 | 0 | 0 | 0 | 0 | 0 | 0 | 0 | 0 | 0 | 0 | 0 | 0 | 0 | 0
F5_Industrial_Other Industrial_New_Process_Natural Gas_Process Boiler_E8 | F5 | Industrial | Other Industrial | New | Process | Natural Gas | Process Boiler | E8 | Utility - Cost of Operation | 0 | 0 | 0 | 0 | 0 | 0 | 0 | 0 | 0 | 0 | 0 | 0 | 0 | 0 | 0 | 0 | 0 | 0 | 0 | 0 | 0 | 0 | 0 | 0 | 0 | 0 | 0 | 0 | 0 | 0
F5_Industrial_Other Industrial_New_Process_Natural Gas_Process Boiler_E9 | F5 | Industrial | Other Industrial | New | Process | Natural Gas | Process Boiler | E9 | Utility - Cost of Operation | 0 | 0 | 0 | 0 | 0 | 0 | 0 | 0 | 0 | 0 | 0 | 0 | 0 | 0 | 0 | 0 | 0 | 0 | 0 | 0 | 0 | 0 | 0 | 0 | 0 | 0 | 0 | 0 | 0 | 0
F5_Industrial_Other Industrial_New_Process_Natural Gas_Process Boiler_E10 | F5 | Industrial | Other Industrial | New | Process | Natural Gas | Process Boiler | E10 | Utility - Cost of Operation | 0 | 0 | 0 | 0 | 0 | 0 | 0 | 0 | 0 | 0 | 0 | 0 | 0 | 0 | 0 | 0 | 0 | 0 | 0 | 0 | 0 | 0 | 0 | 0 | 0 | 0 | 0 | 0 | 0 | 0
F6_Industrial_Other Industrial_New_Process_Natural Gas_Process Boiler_E1 | F6 | Industrial | Other Industrial | New | Process | Natural Gas | Process Boiler | E1 | Utility - Value of Sales | 42.42 | 42.8272 | 42.1362 | 41.4737 | 40.3654 | 39.2692 | 38.1678 | 37.1603 | 36.1589 | 35.2813 | 34.4066 | 33.5562 | 32.7229 | 31.9212 | 31.1358 | 30.3661 | 29.6217 | 28.9088 | 28.2134 | 27.5601 | 26.9336 | 26.328 | 0 | 0 | 0 | 0 | 0 | 0 | 0 | 0
F6_Industrial_Other Industrial_New_Process_Natural Gas_Process Boiler_E2 | F6 | Industrial | Other Industrial | New | Process | Natural Gas | Process Boiler | E2 | Utility - Value of Sales | 0 | 0 | 0 | 0 | 0 | 0 | 0 | 0 | 0 | 0 | 0 | 0 | 0 | 0 | 0 | 0 | 0 | 0 | 0 | 0 | 0 | 0 | 0 | 0 | 0 | 0 | 0 | 0 | 0 | 0
F6_Industrial_Other Industrial_New_Process_Natural Gas_Process Boiler_E3 | F6 | Industrial | Other Industrial | New | Process | Natural Gas | Process Boiler | E3 | Utility - Value of Sales | 0 | 0 | 0 | 0 | 0 | 0 | 0 | 0 | 0 | 0 | 0 | 0 | 0 | 0 | 0 | 0 | 0 | 0 | 0 | 0 | 0 | 0 | 0 | 0 | 0 | 0 | 0 | 0 | 0 | 0
F6_Industrial_Other Industrial_New_Process_Natural Gas_Process Boiler_E4 | F6 | Industrial | Other Industrial | New | Process | Natural Gas | Process Boiler | E4 | Utility - Value of Sales | 0 | 0 | 0 | 0 | 0 | 0 | 0 | 0 | 0 | 0 | 0 | 0 | 0 | 0 | 0 | 0 | 0 | 0 | 0 | 0 | 0 | 0 | 0 | 0 | 0 | 0 | 0 | 0 | 0 | 0
F6_Industrial_Other Industrial_New_Process_Natural Gas_Process Boiler_E5 | F6 | Industrial | Other Industrial | New | Process | Natural Gas | Process Boiler | E5 | Utility - Value of Sales | 0 | 0 | 0 | 0 | 0 | 0 | 0 | 0 | 0 | 0 | 0 | 0 | 0 | 0 | 0 | 0 | 0 | 0 | 0 | 0 | 0 | 0 | 0 | 0 | 0 | 0 | 0 | 0 | 0 | 0
F6_Industrial_Other Industrial_New_Process_Natural Gas_Process Boiler_E6 | F6 | Industrial | Other Industrial | New | Process | Natural Gas | Process Boiler | E6 | Utility - Value of Sales | 0 | 0 | 0 | 0 | 0 | 0 | 0 | 0 | 0 | 0 | 0 | 0 | 0 | 0 | 0 | 0 | 0 | 0 | 0 | 0 | 0 | 0 | 0 | 0 | 0 | 0 | 0 | 0 | 0 | 0
F6_Industrial_Other Industrial_New_Process_Natural Gas_Process Boiler_E7 | F6 | Industrial | Other Industrial | New | Process | Natural Gas | Process Boiler | E7 | Utility - Value of Sales | 0 | 0 | 0 | 0 | 0 | 0 | 0 | 0 | 0 | 0 | 0 | 0 | 0 | 0 | 0 | 0 | 0 | 0 | 0 | 0 | 0 | 0 | 0 | 0 | 0 | 0 | 0 | 0 | 0 | 0
F6_Industrial_Other Industrial_New_Process_Natural Gas_Process Boiler_E8 | F6 | Industrial | Other Industrial | New | Process | Natural Gas | Process Boiler | E8 | Utility - Value of Sales | 0 | 0 | 0 | 0 | 0 | 0 | 0 | 0 | 0 | 0 | 0 | 0 | 0 | 0 | 0 | 0 | 0 | 0 | 0 | 0 | 0 | 0 | 0 | 0 | 0 | 0 | 0 | 0 | 0 | 0
F6_Industrial_Other Industrial_New_Process_Natural Gas_Process Boiler_E9 | F6 | Industrial | Other Industrial | New | Process | Natural Gas | Process Boiler | E9 | Utility - Value of Sales | 0 | 0 | 0 | 0 | 0 | 0 | 0 | 0 | 0 | 0 | 0 | 0 | 0 | 0 | 0 | 0 | 0 | 0 | 0 | 0 | 0 | 0 | 0 | 0 | 0 | 0 | 0 | 0 | 0 | 0
F6_Industrial_Other Industrial_New_Process_Natural Gas_Process Boiler_E10 | F6 | Industrial | Other Industrial | New | Process | Natural Gas | Process Boiler | E10 | Utility - Value of Sales | 0 | 0 | 0 | 0 | 0 | 0 | 0 | 0 | 0 | 0 | 0 | 0 | 0 | 0 | 0 | 0 | 0 | 0 | 0 | 0 | 0 | 0 | 0 | 0 | 0 | 0 | 0 | 0 | 0 | 0
F1_Industrial_Other Industrial_New_Process_Natural Gas_Process Heating_E1 | F1 | Industrial | Other Industrial | New | Process | Natural Gas | Process Heating | E1 | Participant - Cost of Equipment | 0.22938 | 0.22938 | 0.22938 | 0.22938 | 0.22938 | 0.22938 | 0.22938 | 0.22938 | 0.22938 | 0.22938 | 0.22938 | 0.22938 | 0.22938 | 0.22938 | 0.22938 | 0.22938 | 0.22938 | 0.22938 | 0.22938 | 0.22938 | 0.22938 | 0.22938 | 0 | 0 | 0 | 0 | 0 | 0 | 0 | 0
F1_Industrial_Other Industrial_New_Process_Natural Gas_Process Heating_E2 | F1 | Industrial | Other Industrial | New | Process | Natural Gas | Process Heating | E2 | Participant - Cost of Equipment | 0 | 0 | 0 | 0 | 0 | 0 | 0 | 0 | 0 | 0 | 0 | 0 | 0 | 0 | 0 | 0 | 0 | 0 | 0 | 0 | 0 | 0 | 0 | 0 | 0 | 0 | 0 | 0 | 0 | 0
F1_Industrial_Other Industrial_New_Process_Natural Gas_Process Heating_E3 | F1 | Industrial | Other Industrial | New | Process | Natural Gas | Process Heating | E3 | Participant - Cost of Equipment | 0 | 0 | 0 | 0 | 0 | 0 | 0 | 0 | 0 | 0 | 0 | 0 | 0 | 0 | 0 | 0 | 0 | 0 | 0 | 0 | 0 | 0 | 0 | 0 | 0 | 0 | 0 | 0 | 0 | 0
F1_Industrial_Other Industrial_New_Process_Natural Gas_Process Heating_E4 | F1 | Industrial | Other Industrial | New | Process | Natural Gas | Process Heating | E4 | Participant - Cost of Equipment | 0 | 0 | 0 | 0 | 0 | 0 | 0 | 0 | 0 | 0 | 0 | 0 | 0 | 0 | 0 | 0 | 0 | 0 | 0 | 0 | 0 | 0 | 0 | 0 | 0 | 0 | 0 | 0 | 0 | 0
F1_Industrial_Other Industrial_New_Process_Natural Gas_Process Heating_E5 | F1 | Industrial | Other Industrial | New | Process | Natural Gas | Process Heating | E5 | Participant - Cost of Equipment | 0 | 0 | 0 | 0 | 0 | 0 | 0 | 0 | 0 | 0 | 0 | 0 | 0 | 0 | 0 | 0 | 0 | 0 | 0 | 0 | 0 | 0 | 0 | 0 | 0 | 0 | 0 | 0 | 0 | 0
F1_Industrial_Other Industrial_New_Process_Natural Gas_Process Heating_E6 | F1 | Industrial | Other Industrial | New | Process | Natural Gas | Process Heating | E6 | Participant - Cost of Equipment | 0 | 0 | 0 | 0 | 0 | 0 | 0 | 0 | 0 | 0 | 0 | 0 | 0 | 0 | 0 | 0 | 0 | 0 | 0 | 0 | 0 | 0 | 0 | 0 | 0 | 0 | 0 | 0 | 0 | 0
F1_Industrial_Other Industrial_New_Process_Natural Gas_Process Heating_E7 | F1 | Industrial | Other Industrial | New | Process | Natural Gas | Process Heating | E7 | Participant - Cost of Equipment | 0 | 0 | 0 | 0 | 0 | 0 | 0 | 0 | 0 | 0 | 0 | 0 | 0 | 0 | 0 | 0 | 0 | 0 | 0 | 0 | 0 | 0 | 0 | 0 | 0 | 0 | 0 | 0 | 0 | 0
F1_Industrial_Other Industrial_New_Process_Natural Gas_Process Heating_E8 | F1 | Industrial | Other Industrial | New | Process | Natural Gas | Process Heating | E8 | Participant - Cost of Equipment | 0 | 0 | 0 | 0 | 0 | 0 | 0 | 0 | 0 | 0 | 0 | 0 | 0 | 0 | 0 | 0 | 0 | 0 | 0 | 0 | 0 | 0 | 0 | 0 | 0 | 0 | 0 | 0 | 0 | 0
F1_Industrial_Other Industrial_New_Process_Natural Gas_Process Heating_E9 | F1 | Industrial | Other Industrial | New | Process | Natural Gas | Process Heating | E9 | Participant - Cost of Equipment | 0 | 0 | 0 | 0 | 0 | 0 | 0 | 0 | 0 | 0 | 0 | 0 | 0 | 0 | 0 | 0 | 0 | 0 | 0 | 0 | 0 | 0 | 0 | 0 | 0 | 0 | 0 | 0 | 0 | 0
F1_Industrial_Other Industrial_New_Process_Natural Gas_Process Heating_E10 | F1 | Industrial | Other Industrial | New | Process | Natural Gas | Process Heating | E10 | Participant - Cost of Equipment | 0 | 0 | 0 | 0 | 0 | 0 | 0 | 0 | 0 | 0 | 0 | 0 | 0 | 0 | 0 | 0 | 0 | 0 | 0 | 0 | 0 | 0 | 0 | 0 | 0 | 0 | 0 | 0 | 0 | 0
F2_Industrial_Other Industrial_New_Process_Natural Gas_Process Heating_E1 | F2 | Industrial | Other Industrial | New | Process | Natural Gas | Process Heating | E1 | Participant - Cost of Operation | 36.8932 | 40.3322 | 40.6089 | 40.8837 | 39.7432 | 38.5325 | 37.2301 | 36.1243 | 34.9945 | 34.18 | 33.3248 | 32.4851 | 31.6435 | 30.8426 | 30.0365 | 29.2269 | 28.4456 | 27.7078 | 26.9789 | 26.3319 | 25.7192 | 25.1208 | 0 | 0 | 0 | 0 | 0 | 0 | 0 | 0
F2_Industrial_Other Industrial_New_Process_Natural Gas_Process Heating_E2 | F2 | Industrial | Other Industrial | New | Process | Natural Gas | Process Heating | E2 | Participant - Cost of Operation | 0 | 0 | 0 | 0 | 0 | 0 | 0 | 0 | 0 | 0 | 0 | 0 | 0 | 0 | 0 | 0 | 0 | 0 | 0 | 0 | 0 | 0 | 0 | 0 | 0 | 0 | 0 | 0 | 0 | 0
F2_Industrial_Other Industrial_New_Process_Natural Gas_Process Heating_E3 | F2 | Industrial | Other Industrial | New | Process | Natural Gas | Process Heating | E3 | Participant - Cost of Operation | 0 | 0 | 0 | 0 | 0 | 0 | 0 | 0 | 0 | 0 | 0 | 0 | 0 | 0 | 0 | 0 | 0 | 0 | 0 | 0 | 0 | 0 | 0 | 0 | 0 | 0 | 0 | 0 | 0 | 0
F2_Industrial_Other Industrial_New_Process_Natural Gas_Process Heating_E4 | F2 | Industrial | Other Industrial | New | Process | Natural Gas | Process Heating | E4 | Participant - Cost of Operation | 0 | 0 | 0 | 0 | 0 | 0 | 0 | 0 | 0 | 0 | 0 | 0 | 0 | 0 | 0 | 0 | 0 | 0 | 0 | 0 | 0 | 0 | 0 | 0 | 0 | 0 | 0 | 0 | 0 | 0
F2_Industrial_Other Industrial_New_Process_Natural Gas_Process Heating_E5 | F2 | Industrial | Other Industrial | New | Process | Natural Gas | Process Heating | E5 | Participant - Cost of Operation | 0 | 0 | 0 | 0 | 0 | 0 | 0 | 0 | 0 | 0 | 0 | 0 | 0 | 0 | 0 | 0 | 0 | 0 | 0 | 0 | 0 | 0 | 0 | 0 | 0 | 0 | 0 | 0 | 0 | 0
F2_Industrial_Other Industrial_New_Process_Natural Gas_Process Heating_E6 | F2 | Industrial | Other Industrial | New | Process | Natural Gas | Process Heating | E6 | Participant - Cost of Operation | 0 | 0 | 0 | 0 | 0 | 0 | 0 | 0 | 0 | 0 | 0 | 0 | 0 | 0 | 0 | 0 | 0 | 0 | 0 | 0 | 0 | 0 | 0 | 0 | 0 | 0 | 0 | 0 | 0 | 0
F2_Industrial_Other Industrial_New_Process_Natural Gas_Process Heating_E7 | F2 | Industrial | Other Industrial | New | Process | Natural Gas | Process Heating | E7 | Participant - Cost of Operation | 0 | 0 | 0 | 0 | 0 | 0 | 0 | 0 | 0 | 0 | 0 | 0 | 0 | 0 | 0 | 0 | 0 | 0 | 0 | 0 | 0 | 0 | 0 | 0 | 0 | 0 | 0 | 0 | 0 | 0
F2_Industrial_Other Industrial_New_Process_Natural Gas_Process Heating_E8 | F2 | Industrial | Other Industrial | New | Process | Natural Gas | Process Heating | E8 | Participant - Cost of Operation | 0 | 0 | 0 | 0 | 0 | 0 | 0 | 0 | 0 | 0 | 0 | 0 | 0 | 0 | 0 | 0 | 0 | 0 | 0 | 0 | 0 | 0 | 0 | 0 | 0 | 0 | 0 | 0 | 0 | 0
F2_Industrial_Other Industrial_New_Process_Natural Gas_Process Heating_E9 | F2 | Industrial | Other Industrial | New | Process | Natural Gas | Process Heating | E9 | Participant - Cost of Operation | 0 | 0 | 0 | 0 | 0 | 0 | 0 | 0 | 0 | 0 | 0 | 0 | 0 | 0 | 0 | 0 | 0 | 0 | 0 | 0 | 0 | 0 | 0 | 0 | 0 | 0 | 0 | 0 | 0 | 0
F2_Industrial_Other Industrial_New_Process_Natural Gas_Process Heating_E10 | F2 | Industrial | Other Industrial | New | Process | Natural Gas | Process Heating | E10 | Participant - Cost of Operation | 0 | 0 | 0 | 0 | 0 | 0 | 0 | 0 | 0 | 0 | 0 | 0 | 0 | 0 | 0 | 0 | 0 | 0 | 0 | 0 | 0 | 0 | 0 | 0 | 0 | 0 | 0 | 0 | 0 | 0
F3_Industrial_Other Industrial_New_Process_Natural Gas_Process Heating_E1 | F3 | Industrial | Other Industrial | New | Process | Natural Gas | Process Heating | E1 | System - kBTUs of Conusmption | 5711.9909 | 5711.9909 | 5711.9909 | 5711.9909 | 5711.9909 | 5711.9909 | 5711.9909 | 5711.9909 | 5711.9909 | 5711.9909 | 5711.9909 | 5711.9909 | 5711.9909 | 5711.9909 | 5711.9909 | 5711.9909 | 5711.9909 | 5711.9909 | 5711.9909 | 5711.9909 | 5711.9909 | 5711.9909 | 0 | 0 | 0 | 0 | 0 | 0 | 0 | 0
F3_Industrial_Other Industrial_New_Process_Natural Gas_Process Heating_E2 | F3 | Industrial | Other Industrial | New | Process | Natural Gas | Process Heating | E2 | System - kBTUs of Conusmption | 0 | 0 | 0 | 0 | 0 | 0 | 0 | 0 | 0 | 0 | 0 | 0 | 0 | 0 | 0 | 0 | 0 | 0 | 0 | 0 | 0 | 0 | 0 | 0 | 0 | 0 | 0 | 0 | 0 | 0
F3_Industrial_Other Industrial_New_Process_Natural Gas_Process Heating_E3 | F3 | Industrial | Other Industrial | New | Process | Natural Gas | Process Heating | E3 | System - kBTUs of Conusmption | 0 | 0 | 0 | 0 | 0 | 0 | 0 | 0 | 0 | 0 | 0 | 0 | 0 | 0 | 0 | 0 | 0 | 0 | 0 | 0 | 0 | 0 | 0 | 0 | 0 | 0 | 0 | 0 | 0 | 0
F3_Industrial_Other Industrial_New_Process_Natural Gas_Process Heating_E4 | F3 | Industrial | Other Industrial | New | Process | Natural Gas | Process Heating | E4 | System - kBTUs of Conusmption | 0 | 0 | 0 | 0 | 0 | 0 | 0 | 0 | 0 | 0 | 0 | 0 | 0 | 0 | 0 | 0 | 0 | 0 | 0 | 0 | 0 | 0 | 0 | 0 | 0 | 0 | 0 | 0 | 0 | 0
F3_Industrial_Other Industrial_New_Process_Natural Gas_Process Heating_E5 | F3 | Industrial | Other Industrial | New | Process | Natural Gas | Process Heating | E5 | System - kBTUs of Conusmption | 0 | 0 | 0 | 0 | 0 | 0 | 0 | 0 | 0 | 0 | 0 | 0 | 0 | 0 | 0 | 0 | 0 | 0 | 0 | 0 | 0 | 0 | 0 | 0 | 0 | 0 | 0 | 0 | 0 | 0
F3_Industrial_Other Industrial_New_Process_Natural Gas_Process Heating_E6 | F3 | Industrial | Other Industrial | New | Process | Natural Gas | Process Heating | E6 | System - kBTUs of Conusmption | 0 | 0 | 0 | 0 | 0 | 0 | 0 | 0 | 0 | 0 | 0 | 0 | 0 | 0 | 0 | 0 | 0 | 0 | 0 | 0 | 0 | 0 | 0 | 0 | 0 | 0 | 0 | 0 | 0 | 0
F3_Industrial_Other Industrial_New_Process_Natural Gas_Process Heating_E7 | F3 | Industrial | Other Industrial | New | Process | Natural Gas | Process Heating | E7 | System - kBTUs of Conusmption | 0 | 0 | 0 | 0 | 0 | 0 | 0 | 0 | 0 | 0 | 0 | 0 | 0 | 0 | 0 | 0 | 0 | 0 | 0 | 0 | 0 | 0 | 0 | 0 | 0 | 0 | 0 | 0 | 0 | 0
F3_Industrial_Other Industrial_New_Process_Natural Gas_Process Heating_E8 | F3 | Industrial | Other Industrial | New | Process | Natural Gas | Process Heating | E8 | System - kBTUs of Conusmption | 0 | 0 | 0 | 0 | 0 | 0 | 0 | 0 | 0 | 0 | 0 | 0 | 0 | 0 | 0 | 0 | 0 | 0 | 0 | 0 | 0 | 0 | 0 | 0 | 0 | 0 | 0 | 0 | 0 | 0
F3_Industrial_Other Industrial_New_Process_Natural Gas_Process Heating_E9 | F3 | Industrial | Other Industrial | New | Process | Natural Gas | Process Heating | E9 | System - kBTUs of Conusmption | 0 | 0 | 0 | 0 | 0 | 0 | 0 | 0 | 0 | 0 | 0 | 0 | 0 | 0 | 0 | 0 | 0 | 0 | 0 | 0 | 0 | 0 | 0 | 0 | 0 | 0 | 0 | 0 | 0 | 0
F3_Industrial_Other Industrial_New_Process_Natural Gas_Process Heating_E10 | F3 | Industrial | Other Industrial | New | Process | Natural Gas | Process Heating | E10 | System - kBTUs of Conusmption | 0 | 0 | 0 | 0 | 0 | 0 | 0 | 0 | 0 | 0 | 0 | 0 | 0 | 0 | 0 | 0 | 0 | 0 | 0 | 0 | 0 | 0 | 0 | 0 | 0 | 0 | 0 | 0 | 0 | 0
F4_Industrial_Other Industrial_New_Process_Natural Gas_Process Heating_E1 | F4 | Industrial | Other Industrial | New | Process | Natural Gas | Process Heating | E1 | Utility - Cost of Equipment | 0.22938 | 0.22938 | 0.22938 | 0.22938 | 0.22938 | 0.22938 | 0.22938 | 0.22938 | 0.22938 | 0.22938 | 0.22938 | 0.22938 | 0.22938 | 0.22938 | 0.22938 | 0.22938 | 0.22938 | 0.22938 | 0.22938 | 0.22938 | 0.22938 | 0.22938 | 0 | 0 | 0 | 0 | 0 | 0 | 0 | 0
F4_Industrial_Other Industrial_New_Process_Natural Gas_Process Heating_E2 | F4 | Industrial | Other Industrial | New | Process | Natural Gas | Process Heating | E2 | Utility - Cost of Equipment | 0 | 0 | 0 | 0 | 0 | 0 | 0 | 0 | 0 | 0 | 0 | 0 | 0 | 0 | 0 | 0 | 0 | 0 | 0 | 0 | 0 | 0 | 0 | 0 | 0 | 0 | 0 | 0 | 0 | 0
F4_Industrial_Other Industrial_New_Process_Natural Gas_Process Heating_E3 | F4 | Industrial | Other Industrial | New | Process | Natural Gas | Process Heating | E3 | Utility - Cost of Equipment | 0 | 0 | 0 | 0 | 0 | 0 | 0 | 0 | 0 | 0 | 0 | 0 | 0 | 0 | 0 | 0 | 0 | 0 | 0 | 0 | 0 | 0 | 0 | 0 | 0 | 0 | 0 | 0 | 0 | 0
F4_Industrial_Other Industrial_New_Process_Natural Gas_Process Heating_E4 | F4 | Industrial | Other Industrial | New | Process | Natural Gas | Process Heating | E4 | Utility - Cost of Equipment | 0 | 0 | 0 | 0 | 0 | 0 | 0 | 0 | 0 | 0 | 0 | 0 | 0 | 0 | 0 | 0 | 0 | 0 | 0 | 0 | 0 | 0 | 0 | 0 | 0 | 0 | 0 | 0 | 0 | 0
F4_Industrial_Other Industrial_New_Process_Natural Gas_Process Heating_E5 | F4 | Industrial | Other Industrial | New | Process | Natural Gas | Process Heating | E5 | Utility - Cost of Equipment | 0 | 0 | 0 | 0 | 0 | 0 | 0 | 0 | 0 | 0 | 0 | 0 | 0 | 0 | 0 | 0 | 0 | 0 | 0 | 0 | 0 | 0 | 0 | 0 | 0 | 0 | 0 | 0 | 0 | 0
F4_Industrial_Other Industrial_New_Process_Natural Gas_Process Heating_E6 | F4 | Industrial | Other Industrial | New | Process | Natural Gas | Process Heating | E6 | Utility - Cost of Equipment | 0 | 0 | 0 | 0 | 0 | 0 | 0 | 0 | 0 | 0 | 0 | 0 | 0 | 0 | 0 | 0 | 0 | 0 | 0 | 0 | 0 | 0 | 0 | 0 | 0 | 0 | 0 | 0 | 0 | 0
F4_Industrial_Other Industrial_New_Process_Natural Gas_Process Heating_E7 | F4 | Industrial | Other Industrial | New | Process | Natural Gas | Process Heating | E7 | Utility - Cost of Equipment | 0 | 0 | 0 | 0 | 0 | 0 | 0 | 0 | 0 | 0 | 0 | 0 | 0 | 0 | 0 | 0 | 0 | 0 | 0 | 0 | 0 | 0 | 0 | 0 | 0 | 0 | 0 | 0 | 0 | 0
F4_Industrial_Other Industrial_New_Process_Natural Gas_Process Heating_E8 | F4 | Industrial | Other Industrial | New | Process | Natural Gas | Process Heating | E8 | Utility - Cost of Equipment | 0 | 0 | 0 | 0 | 0 | 0 | 0 | 0 | 0 | 0 | 0 | 0 | 0 | 0 | 0 | 0 | 0 | 0 | 0 | 0 | 0 | 0 | 0 | 0 | 0 | 0 | 0 | 0 | 0 | 0
F4_Industrial_Other Industrial_New_Process_Natural Gas_Process Heating_E9 | F4 | Industrial | Other Industrial | New | Process | Natural Gas | Process Heating | E9 | Utility - Cost of Equipment | 0 | 0 | 0 | 0 | 0 | 0 | 0 | 0 | 0 | 0 | 0 | 0 | 0 | 0 | 0 | 0 | 0 | 0 | 0 | 0 | 0 | 0 | 0 | 0 | 0 | 0 | 0 | 0 | 0 | 0
F4_Industrial_Other Industrial_New_Process_Natural Gas_Process Heating_E10 | F4 | Industrial | Other Industrial | New | Process | Natural Gas | Process Heating | E10 | Utility - Cost of Equipment | 0 | 0 | 0 | 0 | 0 | 0 | 0 | 0 | 0 | 0 | 0 | 0 | 0 | 0 | 0 | 0 | 0 | 0 | 0 | 0 | 0 | 0 | 0 | 0 | 0 | 0 | 0 | 0 | 0 | 0
F5_Industrial_Other Industrial_New_Process_Natural Gas_Process Heating_E1 | F5 | Industrial | Other Industrial | New | Process | Natural Gas | Process Heating | E1 | Utility - Cost of Operation | 30.794 | 33.6645 | 33.8954 | 34.1248 | 33.1728 | 32.1622 | 31.0752 | 30.1522 | 29.2092 | 28.5294 | 27.8155 | 27.1147 | 26.4122 | 25.7437 | 25.0708 | 24.3951 | 23.743 | 23.1271 | 22.5187 | 21.9787 | 21.4673 | 20.9678 | 0 | 0 | 0 | 0 | 0 | 0 | 0 | 0
F5_Industrial_Other Industrial_New_Process_Natural Gas_Process Heating_E2 | F5 | Industrial | Other Industrial | New | Process | Natural Gas | Process Heating | E2 | Utility - Cost of Operation | 0 | 0 | 0 | 0 | 0 | 0 | 0 | 0 | 0 | 0 | 0 | 0 | 0 | 0 | 0 | 0 | 0 | 0 | 0 | 0 | 0 | 0 | 0 | 0 | 0 | 0 | 0 | 0 | 0 | 0
F5_Industrial_Other Industrial_New_Process_Natural Gas_Process Heating_E3 | F5 | Industrial | Other Industrial | New | Process | Natural Gas | Process Heating | E3 | Utility - Cost of Operation | 0 | 0 | 0 | 0 | 0 | 0 | 0 | 0 | 0 | 0 | 0 | 0 | 0 | 0 | 0 | 0 | 0 | 0 | 0 | 0 | 0 | 0 | 0 | 0 | 0 | 0 | 0 | 0 | 0 | 0
F5_Industrial_Other Industrial_New_Process_Natural Gas_Process Heating_E4 | F5 | Industrial | Other Industrial | New | Process | Natural Gas | Process Heating | E4 | Utility - Cost of Operation | 0 | 0 | 0 | 0 | 0 | 0 | 0 | 0 | 0 | 0 | 0 | 0 | 0 | 0 | 0 | 0 | 0 | 0 | 0 | 0 | 0 | 0 | 0 | 0 | 0 | 0 | 0 | 0 | 0 | 0
F5_Industrial_Other Industrial_New_Process_Natural Gas_Process Heating_E5 | F5 | Industrial | Other Industrial | New | Process | Natural Gas | Process Heating | E5 | Utility - Cost of Operation | 0 | 0 | 0 | 0 | 0 | 0 | 0 | 0 | 0 | 0 | 0 | 0 | 0 | 0 | 0 | 0 | 0 | 0 | 0 | 0 | 0 | 0 | 0 | 0 | 0 | 0 | 0 | 0 | 0 | 0
F5_Industrial_Other Industrial_New_Process_Natural Gas_Process Heating_E6 | F5 | Industrial | Other Industrial | New | Process | Natural Gas | Process Heating | E6 | Utility - Cost of Operation | 0 | 0 | 0 | 0 | 0 | 0 | 0 | 0 | 0 | 0 | 0 | 0 | 0 | 0 | 0 | 0 | 0 | 0 | 0 | 0 | 0 | 0 | 0 | 0 | 0 | 0 | 0 | 0 | 0 | 0
F5_Industrial_Other Industrial_New_Process_Natural Gas_Process Heating_E7 | F5 | Industrial | Other Industrial | New | Process | Natural Gas | Process Heating | E7 | Utility - Cost of Operation | 0 | 0 | 0 | 0 | 0 | 0 | 0 | 0 | 0 | 0 | 0 | 0 | 0 | 0 | 0 | 0 | 0 | 0 | 0 | 0 | 0 | 0 | 0 | 0 | 0 | 0 | 0 | 0 | 0 | 0
F5_Industrial_Other Industrial_New_Process_Natural Gas_Process Heating_E8 | F5 | Industrial | Other Industrial | New | Process | Natural Gas | Process Heating | E8 | Utility - Cost of Operation | 0 | 0 | 0 | 0 | 0 | 0 | 0 | 0 | 0 | 0 | 0 | 0 | 0 | 0 | 0 | 0 | 0 | 0 | 0 | 0 | 0 | 0 | 0 | 0 | 0 | 0 | 0 | 0 | 0 | 0
F5_Industrial_Other Industrial_New_Process_Natural Gas_Process Heating_E9 | F5 | Industrial | Other Industrial | New | Process | Natural Gas | Process Heating | E9 | Utility - Cost of Operation | 0 | 0 | 0 | 0 | 0 | 0 | 0 | 0 | 0 | 0 | 0 | 0 | 0 | 0 | 0 | 0 | 0 | 0 | 0 | 0 | 0 | 0 | 0 | 0 | 0 | 0 | 0 | 0 | 0 | 0
F5_Industrial_Other Industrial_New_Process_Natural Gas_Process Heating_E10 | F5 | Industrial | Other Industrial | New | Process | Natural Gas | Process Heating | E10 | Utility - Cost of Operation | 0 | 0 | 0 | 0 | 0 | 0 | 0 | 0 | 0 | 0 | 0 | 0 | 0 | 0 | 0 | 0 | 0 | 0 | 0 | 0 | 0 | 0 | 0 | 0 | 0 | 0 | 0 | 0 | 0 | 0
F6_Industrial_Other Industrial_New_Process_Natural Gas_Process Heating_E1 | F6 | Industrial | Other Industrial | New | Process | Natural Gas | Process Heating | E1 | Utility - Value of Sales | 36.8932 | 40.3322 | 40.6089 | 40.8837 | 39.7432 | 38.5325 | 37.2301 | 36.1243 | 34.9945 | 34.18 | 33.3248 | 32.4851 | 31.6435 | 30.8426 | 30.0365 | 29.2269 | 28.4456 | 27.7078 | 26.9789 | 26.3319 | 25.7192 | 25.1208 | 0 | 0 | 0 | 0 | 0 | 0 | 0 | 0
F6_Industrial_Other Industrial_New_Process_Natural Gas_Process Heating_E2 | F6 | Industrial | Other Industrial | New | Process | Natural Gas | Process Heating | E2 | Utility - Value of Sales | 0 | 0 | 0 | 0 | 0 | 0 | 0 | 0 | 0 | 0 | 0 | 0 | 0 | 0 | 0 | 0 | 0 | 0 | 0 | 0 | 0 | 0 | 0 | 0 | 0 | 0 | 0 | 0 | 0 | 0
F6_Industrial_Other Industrial_New_Process_Natural Gas_Process Heating_E3 | F6 | Industrial | Other Industrial | New | Process | Natural Gas | Process Heating | E3 | Utility - Value of Sales | 0 | 0 | 0 | 0 | 0 | 0 | 0 | 0 | 0 | 0 | 0 | 0 | 0 | 0 | 0 | 0 | 0 | 0 | 0 | 0 | 0 | 0 | 0 | 0 | 0 | 0 | 0 | 0 | 0 | 0
F6_Industrial_Other Industrial_New_Process_Natural Gas_Process Heating_E4 | F6 | Industrial | Other Industrial | New | Process | Natural Gas | Process Heating | E4 | Utility - Value of Sales | 0 | 0 | 0 | 0 | 0 | 0 | 0 | 0 | 0 | 0 | 0 | 0 | 0 | 0 | 0 | 0 | 0 | 0 | 0 | 0 | 0 | 0 | 0 | 0 | 0 | 0 | 0 | 0 | 0 | 0
F6_Industrial_Other Industrial_New_Process_Natural Gas_Process Heating_E5 | F6 | Industrial | Other Industrial | New | Process | Natural Gas | Process Heating | E5 | Utility - Value of Sales | 0 | 0 | 0 | 0 | 0 | 0 | 0 | 0 | 0 | 0 | 0 | 0 | 0 | 0 | 0 | 0 | 0 | 0 | 0 | 0 | 0 | 0 | 0 | 0 | 0 | 0 | 0 | 0 | 0 | 0
F6_Industrial_Other Industrial_New_Process_Natural Gas_Process Heating_E6 | F6 | Industrial | Other Industrial | New | Process | Natural Gas | Process Heating | E6 | Utility - Value of Sales | 0 | 0 | 0 | 0 | 0 | 0 | 0 | 0 | 0 | 0 | 0 | 0 | 0 | 0 | 0 | 0 | 0 | 0 | 0 | 0 | 0 | 0 | 0 | 0 | 0 | 0 | 0 | 0 | 0 | 0
F6_Industrial_Other Industrial_New_Process_Natural Gas_Process Heating_E7 | F6 | Industrial | Other Industrial | New | Process | Natural Gas | Process Heating | E7 | Utility - Value of Sales | 0 | 0 | 0 | 0 | 0 | 0 | 0 | 0 | 0 | 0 | 0 | 0 | 0 | 0 | 0 | 0 | 0 | 0 | 0 | 0 | 0 | 0 | 0 | 0 | 0 | 0 | 0 | 0 | 0 | 0
F6_Industrial_Other Industrial_New_Process_Natural Gas_Process Heating_E8 | F6 | Industrial | Other Industrial | New | Process | Natural Gas | Process Heating | E8 | Utility - Value of Sales | 0 | 0 | 0 | 0 | 0 | 0 | 0 | 0 | 0 | 0 | 0 | 0 | 0 | 0 | 0 | 0 | 0 | 0 | 0 | 0 | 0 | 0 | 0 | 0 | 0 | 0 | 0 | 0 | 0 | 0
F6_Industrial_Other Industrial_New_Process_Natural Gas_Process Heating_E9 | F6 | Industrial | Other Industrial | New | Process | Natural Gas | Process Heating | E9 | Utility - Value of Sales | 0 | 0 | 0 | 0 | 0 | 0 | 0 | 0 | 0 | 0 | 0 | 0 | 0 | 0 | 0 | 0 | 0 | 0 | 0 | 0 | 0 | 0 | 0 | 0 | 0 | 0 | 0 | 0 | 0 | 0
F6_Industrial_Other Industrial_New_Process_Natural Gas_Process Heating_E10 | F6 | Industrial | Other Industrial | New | Process | Natural Gas | Process Heating | E10 | Utility - Value of Sales | 0 | 0 | 0 | 0 | 0 | 0 | 0 | 0 | 0 | 0 | 0 | 0 | 0 | 0 | 0 | 0 | 0 | 0 | 0 | 0 | 0 | 0 | 0 | 0 | 0 | 0 | 0 | 0 | 0 | 0
F1_Industrial_Other Industrial_New_Process_Natural Gas_Process Cooling_E1 | F1 | Industrial | Other Industrial | New | Process | Natural Gas | Process Cooling | E1 | Participant - Cost of Equipment | 0.22938 | 0.22938 | 0.22938 | 0.22938 | 0.22938 | 0.22938 | 0.22938 | 0.22938 | 0.22938 | 0.22938 | 0.22938 | 0.22938 | 0.22938 | 0.22938 | 0.22938 | 0.22938 | 0.22938 | 0.22938 | 0.22938 | 0.22938 | 0.22938 | 0.22938 | 0 | 0 | 0 | 0 | 0 | 0 | 0 | 0
F1_Industrial_Other Industrial_New_Process_Natural Gas_Process Cooling_E2 | F1 | Industrial | Other Industrial | New | Process | Natural Gas | Process Cooling | E2 | Participant - Cost of Equipment | 0 | 0 | 0 | 0 | 0 | 0 | 0 | 0 | 0 | 0 | 0 | 0 | 0 | 0 | 0 | 0 | 0 | 0 | 0 | 0 | 0 | 0 | 0 | 0 | 0 | 0 | 0 | 0 | 0 | 0
F1_Industrial_Other Industrial_New_Process_Natural Gas_Process Cooling_E3 | F1 | Industrial | Other Industrial | New | Process | Natural Gas | Process Cooling | E3 | Participant - Cost of Equipment | 0 | 0 | 0 | 0 | 0 | 0 | 0 | 0 | 0 | 0 | 0 | 0 | 0 | 0 | 0 | 0 | 0 | 0 | 0 | 0 | 0 | 0 | 0 | 0 | 0 | 0 | 0 | 0 | 0 | 0
F1_Industrial_Other Industrial_New_Process_Natural Gas_Process Cooling_E4 | F1 | Industrial | Other Industrial | New | Process | Natural Gas | Process Cooling | E4 | Participant - Cost of Equipment | 0 | 0 | 0 | 0 | 0 | 0 | 0 | 0 | 0 | 0 | 0 | 0 | 0 | 0 | 0 | 0 | 0 | 0 | 0 | 0 | 0 | 0 | 0 | 0 | 0 | 0 | 0 | 0 | 0 | 0
F1_Industrial_Other Industrial_New_Process_Natural Gas_Process Cooling_E5 | F1 | Industrial | Other Industrial | New | Process | Natural Gas | Process Cooling | E5 | Participant - Cost of Equipment | 0 | 0 | 0 | 0 | 0 | 0 | 0 | 0 | 0 | 0 | 0 | 0 | 0 | 0 | 0 | 0 | 0 | 0 | 0 | 0 | 0 | 0 | 0 | 0 | 0 | 0 | 0 | 0 | 0 | 0
F1_Industrial_Other Industrial_New_Process_Natural Gas_Process Cooling_E6 | F1 | Industrial | Other Industrial | New | Process | Natural Gas | Process Cooling | E6 | Participant - Cost of Equipment | 0 | 0 | 0 | 0 | 0 | 0 | 0 | 0 | 0 | 0 | 0 | 0 | 0 | 0 | 0 | 0 | 0 | 0 | 0 | 0 | 0 | 0 | 0 | 0 | 0 | 0 | 0 | 0 | 0 | 0
F1_Industrial_Other Industrial_New_Process_Natural Gas_Process Cooling_E7 | F1 | Industrial | Other Industrial | New | Process | Natural Gas | Process Cooling | E7 | Participant - Cost of Equipment | 0 | 0 | 0 | 0 | 0 | 0 | 0 | 0 | 0 | 0 | 0 | 0 | 0 | 0 | 0 | 0 | 0 | 0 | 0 | 0 | 0 | 0 | 0 | 0 | 0 | 0 | 0 | 0 | 0 | 0
F1_Industrial_Other Industrial_New_Process_Natural Gas_Process Cooling_E8 | F1 | Industrial | Other Industrial | New | Process | Natural Gas | Process Cooling | E8 | Participant - Cost of Equipment | 0 | 0 | 0 | 0 | 0 | 0 | 0 | 0 | 0 | 0 | 0 | 0 | 0 | 0 | 0 | 0 | 0 | 0 | 0 | 0 | 0 | 0 | 0 | 0 | 0 | 0 | 0 | 0 | 0 | 0
F1_Industrial_Other Industrial_New_Process_Natural Gas_Process Cooling_E9 | F1 | Industrial | Other Industrial | New | Process | Natural Gas | Process Cooling | E9 | Participant - Cost of Equipment | 0 | 0 | 0 | 0 | 0 | 0 | 0 | 0 | 0 | 0 | 0 | 0 | 0 | 0 | 0 | 0 | 0 | 0 | 0 | 0 | 0 | 0 | 0 | 0 | 0 | 0 | 0 | 0 | 0 | 0
F1_Industrial_Other Industrial_New_Process_Natural Gas_Process Cooling_E10 | F1 | Industrial | Other Industrial | New | Process | Natural Gas | Process Cooling | E10 | Participant - Cost of Equipment | 0 | 0 | 0 | 0 | 0 | 0 | 0 | 0 | 0 | 0 | 0 | 0 | 0 | 0 | 0 | 0 | 0 | 0 | 0 | 0 | 0 | 0 | 0 | 0 | 0 | 0 | 0 | 0 | 0 | 0
F2_Industrial_Other Industrial_New_Process_Natural Gas_Process Cooling_E1 | F2 | Industrial | Other Industrial | New | Process | Natural Gas | Process Cooling | E1 | Participant - Cost of Operation | 0.098917 | 0.10814 | 0.10888 | 0.10962 | 0.10656 | 0.10331 | 0.09982 | 0.096856 | 0.093826 | 0.091643 | 0.08935 | 0.087098 | 0.084842 | 0.082694 | 0.080533 | 0.078362 | 0.076268 | 0.074289 | 0.072335 | 0.070601 | 0.068958 | 0.067353 | 0 | 0 | 0 | 0 | 0 | 0 | 0 | 0
F2_Industrial_Other Industrial_New_Process_Natural Gas_Process Cooling_E2 | F2 | Industrial | Other Industrial | New | Process | Natural Gas | Process Cooling | E2 | Participant - Cost of Operation | 0 | 0 | 0 | 0 | 0 | 0 | 0 | 0 | 0 | 0 | 0 | 0 | 0 | 0 | 0 | 0 | 0 | 0 | 0 | 0 | 0 | 0 | 0 | 0 | 0 | 0 | 0 | 0 | 0 | 0
F2_Industrial_Other Industrial_New_Process_Natural Gas_Process Cooling_E3 | F2 | Industrial | Other Industrial | New | Process | Natural Gas | Process Cooling | E3 | Participant - Cost of Operation | 0 | 0 | 0 | 0 | 0 | 0 | 0 | 0 | 0 | 0 | 0 | 0 | 0 | 0 | 0 | 0 | 0 | 0 | 0 | 0 | 0 | 0 | 0 | 0 | 0 | 0 | 0 | 0 | 0 | 0
F2_Industrial_Other Industrial_New_Process_Natural Gas_Process Cooling_E4 | F2 | Industrial | Other Industrial | New | Process | Natural Gas | Process Cooling | E4 | Participant - Cost of Operation | 0 | 0 | 0 | 0 | 0 | 0 | 0 | 0 | 0 | 0 | 0 | 0 | 0 | 0 | 0 | 0 | 0 | 0 | 0 | 0 | 0 | 0 | 0 | 0 | 0 | 0 | 0 | 0 | 0 | 0
F2_Industrial_Other Industrial_New_Process_Natural Gas_Process Cooling_E5 | F2 | Industrial | Other Industrial | New | Process | Natural Gas | Process Cooling | E5 | Participant - Cost of Operation | 0 | 0 | 0 | 0 | 0 | 0 | 0 | 0 | 0 | 0 | 0 | 0 | 0 | 0 | 0 | 0 | 0 | 0 | 0 | 0 | 0 | 0 | 0 | 0 | 0 | 0 | 0 | 0 | 0 | 0
F2_Industrial_Other Industrial_New_Process_Natural Gas_Process Cooling_E6 | F2 | Industrial | Other Industrial | New | Process | Natural Gas | Process Cooling | E6 | Participant - Cost of Operation | 0 | 0 | 0 | 0 | 0 | 0 | 0 | 0 | 0 | 0 | 0 | 0 | 0 | 0 | 0 | 0 | 0 | 0 | 0 | 0 | 0 | 0 | 0 | 0 | 0 | 0 | 0 | 0 | 0 | 0
F2_Industrial_Other Industrial_New_Process_Natural Gas_Process Cooling_E7 | F2 | Industrial | Other Industrial | New | Process | Natural Gas | Process Cooling | E7 | Participant - Cost of Operation | 0 | 0 | 0 | 0 | 0 | 0 | 0 | 0 | 0 | 0 | 0 | 0 | 0 | 0 | 0 | 0 | 0 | 0 | 0 | 0 | 0 | 0 | 0 | 0 | 0 | 0 | 0 | 0 | 0 | 0
F2_Industrial_Other Industrial_New_Process_Natural Gas_Process Cooling_E8 | F2 | Industrial | Other Industrial | New | Process | Natural Gas | Process Cooling | E8 | Participant - Cost of Operation | 0 | 0 | 0 | 0 | 0 | 0 | 0 | 0 | 0 | 0 | 0 | 0 | 0 | 0 | 0 | 0 | 0 | 0 | 0 | 0 | 0 | 0 | 0 | 0 | 0 | 0 | 0 | 0 | 0 | 0
F2_Industrial_Other Industrial_New_Process_Natural Gas_Process Cooling_E9 | F2 | Industrial | Other Industrial | New | Process | Natural Gas | Process Cooling | E9 | Participant - Cost of Operation | 0 | 0 | 0 | 0 | 0 | 0 | 0 | 0 | 0 | 0 | 0 | 0 | 0 | 0 | 0 | 0 | 0 | 0 | 0 | 0 | 0 | 0 | 0 | 0 | 0 | 0 | 0 | 0 | 0 | 0
F2_Industrial_Other Industrial_New_Process_Natural Gas_Process Cooling_E10 | F2 | Industrial | Other Industrial | New | Process | Natural Gas | Process Cooling | E10 | Participant - Cost of Operation | 0 | 0 | 0 | 0 | 0 | 0 | 0 | 0 | 0 | 0 | 0 | 0 | 0 | 0 | 0 | 0 | 0 | 0 | 0 | 0 | 0 | 0 | 0 | 0 | 0 | 0 | 0 | 0 | 0 | 0
F3_Industrial_Other Industrial_New_Process_Natural Gas_Process Cooling_E1 | F3 | Industrial | Other Industrial | New | Process | Natural Gas | Process Cooling | E1 | System - kBTUs of Conusmption | 15.3148 | 15.3148 | 15.3148 | 15.3148 | 15.3148 | 15.3148 | 15.3148 | 15.3148 | 15.3148 | 15.3148 | 15.3148 | 15.3148 | 15.3148 | 15.3148 | 15.3148 | 15.3148 | 15.3148 | 15.3148 | 15.3148 | 15.3148 | 15.3148 | 15.3148 | 0 | 0 | 0 | 0 | 0 | 0 | 0 | 0
F3_Industrial_Other Industrial_New_Process_Natural Gas_Process Cooling_E2 | F3 | Industrial | Other Industrial | New | Process | Natural Gas | Process Cooling | E2 | System - kBTUs of Conusmption | 0 | 0 | 0 | 0 | 0 | 0 | 0 | 0 | 0 | 0 | 0 | 0 | 0 | 0 | 0 | 0 | 0 | 0 | 0 | 0 | 0 | 0 | 0 | 0 | 0 | 0 | 0 | 0 | 0 | 0
F3_Industrial_Other Industrial_New_Process_Natural Gas_Process Cooling_E3 | F3 | Industrial | Other Industrial | New | Process | Natural Gas | Process Cooling | E3 | System - kBTUs of Conusmption | 0 | 0 | 0 | 0 | 0 | 0 | 0 | 0 | 0 | 0 | 0 | 0 | 0 | 0 | 0 | 0 | 0 | 0 | 0 | 0 | 0 | 0 | 0 | 0 | 0 | 0 | 0 | 0 | 0 | 0
F3_Industrial_Other Industrial_New_Process_Natural Gas_Process Cooling_E4 | F3 | Industrial | Other Industrial | New | Process | Natural Gas | Process Cooling | E4 | System - kBTUs of Conusmption | 0 | 0 | 0 | 0 | 0 | 0 | 0 | 0 | 0 | 0 | 0 | 0 | 0 | 0 | 0 | 0 | 0 | 0 | 0 | 0 | 0 | 0 | 0 | 0 | 0 | 0 | 0 | 0 | 0 | 0
F3_Industrial_Other Industrial_New_Process_Natural Gas_Process Cooling_E5 | F3 | Industrial | Other Industrial | New | Process | Natural Gas | Process Cooling | E5 | System - kBTUs of Conusmption | 0 | 0 | 0 | 0 | 0 | 0 | 0 | 0 | 0 | 0 | 0 | 0 | 0 | 0 | 0 | 0 | 0 | 0 | 0 | 0 | 0 | 0 | 0 | 0 | 0 | 0 | 0 | 0 | 0 | 0
F3_Industrial_Other Industrial_New_Process_Natural Gas_Process Cooling_E6 | F3 | Industrial | Other Industrial | New | Process | Natural Gas | Process Cooling | E6 | System - kBTUs of Conusmption | 0 | 0 | 0 | 0 | 0 | 0 | 0 | 0 | 0 | 0 | 0 | 0 | 0 | 0 | 0 | 0 | 0 | 0 | 0 | 0 | 0 | 0 | 0 | 0 | 0 | 0 | 0 | 0 | 0 | 0
F3_Industrial_Other Industrial_New_Process_Natural Gas_Process Cooling_E7 | F3 | Industrial | Other Industrial | New | Process | Natural Gas | Process Cooling | E7 | System - kBTUs of Conusmption | 0 | 0 | 0 | 0 | 0 | 0 | 0 | 0 | 0 | 0 | 0 | 0 | 0 | 0 | 0 | 0 | 0 | 0 | 0 | 0 | 0 | 0 | 0 | 0 | 0 | 0 | 0 | 0 | 0 | 0
F3_Industrial_Other Industrial_New_Process_Natural Gas_Process Cooling_E8 | F3 | Industrial | Other Industrial | New | Process | Natural Gas | Process Cooling | E8 | System - kBTUs of Conusmption | 0 | 0 | 0 | 0 | 0 | 0 | 0 | 0 | 0 | 0 | 0 | 0 | 0 | 0 | 0 | 0 | 0 | 0 | 0 | 0 | 0 | 0 | 0 | 0 | 0 | 0 | 0 | 0 | 0 | 0
F3_Industrial_Other Industrial_New_Process_Natural Gas_Process Cooling_E9 | F3 | Industrial | Other Industrial | New | Process | Natural Gas | Process Cooling | E9 | System - kBTUs of Conusmption | 0 | 0 | 0 | 0 | 0 | 0 | 0 | 0 | 0 | 0 | 0 | 0 | 0 | 0 | 0 | 0 | 0 | 0 | 0 | 0 | 0 | 0 | 0 | 0 | 0 | 0 | 0 | 0 | 0 | 0
F3_Industrial_Other Industrial_New_Process_Natural Gas_Process Cooling_E10 | F3 | Industrial | Other Industrial | New | Process | Natural Gas | Process Cooling | E10 | System - kBTUs of Conusmption | 0 | 0 | 0 | 0 | 0 | 0 | 0 | 0 | 0 | 0 | 0 | 0 | 0 | 0 | 0 | 0 | 0 | 0 | 0 | 0 | 0 | 0 | 0 | 0 | 0 | 0 | 0 | 0 | 0 | 0
F4_Industrial_Other Industrial_New_Process_Natural Gas_Process Cooling_E1 | F4 | Industrial | Other Industrial | New | Process | Natural Gas | Process Cooling | E1 | Utility - Cost of Equipment | 0.22938 | 0.22938 | 0.22938 | 0.22938 | 0.22938 | 0.22938 | 0.22938 | 0.22938 | 0.22938 | 0.22938 | 0.22938 | 0.22938 | 0.22938 | 0.22938 | 0.22938 | 0.22938 | 0.22938 | 0.22938 | 0.22938 | 0.22938 | 0.22938 | 0.22938 | 0 | 0 | 0 | 0 | 0 | 0 | 0 | 0
F4_Industrial_Other Industrial_New_Process_Natural Gas_Process Cooling_E2 | F4 | Industrial | Other Industrial | New | Process | Natural Gas | Process Cooling | E2 | Utility - Cost of Equipment | 0 | 0 | 0 | 0 | 0 | 0 | 0 | 0 | 0 | 0 | 0 | 0 | 0 | 0 | 0 | 0 | 0 | 0 | 0 | 0 | 0 | 0 | 0 | 0 | 0 | 0 | 0 | 0 | 0 | 0
F4_Industrial_Other Industrial_New_Process_Natural Gas_Process Cooling_E3 | F4 | Industrial | Other Industrial | New | Process | Natural Gas | Process Cooling | E3 | Utility - Cost of Equipment | 0 | 0 | 0 | 0 | 0 | 0 | 0 | 0 | 0 | 0 | 0 | 0 | 0 | 0 | 0 | 0 | 0 | 0 | 0 | 0 | 0 | 0 | 0 | 0 | 0 | 0 | 0 | 0 | 0 | 0
F4_Industrial_Other Industrial_New_Process_Natural Gas_Process Cooling_E4 | F4 | Industrial | Other Industrial | New | Process | Natural Gas | Process Cooling | E4 | Utility - Cost of Equipment | 0 | 0 | 0 | 0 | 0 | 0 | 0 | 0 | 0 | 0 | 0 | 0 | 0 | 0 | 0 | 0 | 0 | 0 | 0 | 0 | 0 | 0 | 0 | 0 | 0 | 0 | 0 | 0 | 0 | 0
F4_Industrial_Other Industrial_New_Process_Natural Gas_Process Cooling_E5 | F4 | Industrial | Other Industrial | New | Process | Natural Gas | Process Cooling | E5 | Utility - Cost of Equipment | 0 | 0 | 0 | 0 | 0 | 0 | 0 | 0 | 0 | 0 | 0 | 0 | 0 | 0 | 0 | 0 | 0 | 0 | 0 | 0 | 0 | 0 | 0 | 0 | 0 | 0 | 0 | 0 | 0 | 0
F4_Industrial_Other Industrial_New_Process_Natural Gas_Process Cooling_E6 | F4 | Industrial | Other Industrial | New | Process | Natural Gas | Process Cooling | E6 | Utility - Cost of Equipment | 0 | 0 | 0 | 0 | 0 | 0 | 0 | 0 | 0 | 0 | 0 | 0 | 0 | 0 | 0 | 0 | 0 | 0 | 0 | 0 | 0 | 0 | 0 | 0 | 0 | 0 | 0 | 0 | 0 | 0
F4_Industrial_Other Industrial_New_Process_Natural Gas_Process Cooling_E7 | F4 | Industrial | Other Industrial | New | Process | Natural Gas | Process Cooling | E7 | Utility - Cost of Equipment | 0 | 0 | 0 | 0 | 0 | 0 | 0 | 0 | 0 | 0 | 0 | 0 | 0 | 0 | 0 | 0 | 0 | 0 | 0 | 0 | 0 | 0 | 0 | 0 | 0 | 0 | 0 | 0 | 0 | 0
F4_Industrial_Other Industrial_New_Process_Natural Gas_Process Cooling_E8 | F4 | Industrial | Other Industrial | New | Process | Natural Gas | Process Cooling | E8 | Utility - Cost of Equipment | 0 | 0 | 0 | 0 | 0 | 0 | 0 | 0 | 0 | 0 | 0 | 0 | 0 | 0 | 0 | 0 | 0 | 0 | 0 | 0 | 0 | 0 | 0 | 0 | 0 | 0 | 0 | 0 | 0 | 0
F4_Industrial_Other Industrial_New_Process_Natural Gas_Process Cooling_E9 | F4 | Industrial | Other Industrial | New | Process | Natural Gas | Process Cooling | E9 | Utility - Cost of Equipment | 0 | 0 | 0 | 0 | 0 | 0 | 0 | 0 | 0 | 0 | 0 | 0 | 0 | 0 | 0 | 0 | 0 | 0 | 0 | 0 | 0 | 0 | 0 | 0 | 0 | 0 | 0 | 0 | 0 | 0
F4_Industrial_Other Industrial_New_Process_Natural Gas_Process Cooling_E10 | F4 | Industrial | Other Industrial | New | Process | Natural Gas | Process Cooling | E10 | Utility - Cost of Equipment | 0 | 0 | 0 | 0 | 0 | 0 | 0 | 0 | 0 | 0 | 0 | 0 | 0 | 0 | 0 | 0 | 0 | 0 | 0 | 0 | 0 | 0 | 0 | 0 | 0 | 0 | 0 | 0 | 0 | 0
F5_Industrial_Other Industrial_New_Process_Natural Gas_Process Cooling_E1 | F5 | Industrial | Other Industrial | New | Process | Natural Gas | Process Cooling | E1 | Utility - Cost of Operation | 0.082564 | 0.09026 | 0.09088 | 0.091495 | 0.088942 | 0.086233 | 0.083318 | 0.080843 | 0.078315 | 0.076492 | 0.074578 | 0.072699 | 0.070816 | 0.069023 | 0.067219 | 0.065407 | 0.063659 | 0.062008 | 0.060377 | 0.058929 | 0.057558 | 0.056218 | 0 | 0 | 0 | 0 | 0 | 0 | 0 | 0
F5_Industrial_Other Industrial_New_Process_Natural Gas_Process Cooling_E2 | F5 | Industrial | Other Industrial | New | Process | Natural Gas | Process Cooling | E2 | Utility - Cost of Operation | 0 | 0 | 0 | 0 | 0 | 0 | 0 | 0 | 0 | 0 | 0 | 0 | 0 | 0 | 0 | 0 | 0 | 0 | 0 | 0 | 0 | 0 | 0 | 0 | 0 | 0 | 0 | 0 | 0 | 0
F5_Industrial_Other Industrial_New_Process_Natural Gas_Process Cooling_E3 | F5 | Industrial | Other Industrial | New | Process | Natural Gas | Process Cooling | E3 | Utility - Cost of Operation | 0 | 0 | 0 | 0 | 0 | 0 | 0 | 0 | 0 | 0 | 0 | 0 | 0 | 0 | 0 | 0 | 0 | 0 | 0 | 0 | 0 | 0 | 0 | 0 | 0 | 0 | 0 | 0 | 0 | 0
F5_Industrial_Other Industrial_New_Process_Natural Gas_Process Cooling_E4 | F5 | Industrial | Other Industrial | New | Process | Natural Gas | Process Cooling | E4 | Utility - Cost of Operation | 0 | 0 | 0 | 0 | 0 | 0 | 0 | 0 | 0 | 0 | 0 | 0 | 0 | 0 | 0 | 0 | 0 | 0 | 0 | 0 | 0 | 0 | 0 | 0 | 0 | 0 | 0 | 0 | 0 | 0
F5_Industrial_Other Industrial_New_Process_Natural Gas_Process Cooling_E5 | F5 | Industrial | Other Industrial | New | Process | Natural Gas | Process Cooling | E5 | Utility - Cost of Operation | 0 | 0 | 0 | 0 | 0 | 0 | 0 | 0 | 0 | 0 | 0 | 0 | 0 | 0 | 0 | 0 | 0 | 0 | 0 | 0 | 0 | 0 | 0 | 0 | 0 | 0 | 0 | 0 | 0 | 0
F5_Industrial_Other Industrial_New_Process_Natural Gas_Process Cooling_E6 | F5 | Industrial | Other Industrial | New | Process | Natural Gas | Process Cooling | E6 | Utility - Cost of Operation | 0 | 0 | 0 | 0 | 0 | 0 | 0 | 0 | 0 | 0 | 0 | 0 | 0 | 0 | 0 | 0 | 0 | 0 | 0 | 0 | 0 | 0 | 0 | 0 | 0 | 0 | 0 | 0 | 0 | 0
F5_Industrial_Other Industrial_New_Process_Natural Gas_Process Cooling_E7 | F5 | Industrial | Other Industrial | New | Process | Natural Gas | Process Cooling | E7 | Utility - Cost of Operation | 0 | 0 | 0 | 0 | 0 | 0 | 0 | 0 | 0 | 0 | 0 | 0 | 0 | 0 | 0 | 0 | 0 | 0 | 0 | 0 | 0 | 0 | 0 | 0 | 0 | 0 | 0 | 0 | 0 | 0
F5_Industrial_Other Industrial_New_Process_Natural Gas_Process Cooling_E8 | F5 | Industrial | Other Industrial | New | Process | Natural Gas | Process Cooling | E8 | Utility - Cost of Operation | 0 | 0 | 0 | 0 | 0 | 0 | 0 | 0 | 0 | 0 | 0 | 0 | 0 | 0 | 0 | 0 | 0 | 0 | 0 | 0 | 0 | 0 | 0 | 0 | 0 | 0 | 0 | 0 | 0 | 0
F5_Industrial_Other Industrial_New_Process_Natural Gas_Process Cooling_E9 | F5 | Industrial | Other Industrial | New | Process | Natural Gas | Process Cooling | E9 | Utility - Cost of Operation | 0 | 0 | 0 | 0 | 0 | 0 | 0 | 0 | 0 | 0 | 0 | 0 | 0 | 0 | 0 | 0 | 0 | 0 | 0 | 0 | 0 | 0 | 0 | 0 | 0 | 0 | 0 | 0 | 0 | 0
F5_Industrial_Other Industrial_New_Process_Natural Gas_Process Cooling_E10 | F5 | Industrial | Other Industrial | New | Process | Natural Gas | Process Cooling | E10 | Utility - Cost of Operation | 0 | 0 | 0 | 0 | 0 | 0 | 0 | 0 | 0 | 0 | 0 | 0 | 0 | 0 | 0 | 0 | 0 | 0 | 0 | 0 | 0 | 0 | 0 | 0 | 0 | 0 | 0 | 0 | 0 | 0
F6_Industrial_Other Industrial_New_Process_Natural Gas_Process Cooling_E1 | F6 | Industrial | Other Industrial | New | Process | Natural Gas | Process Cooling | E1 | Utility - Value of Sales | 0.098917 | 0.10814 | 0.10888 | 0.10962 | 0.10656 | 0.10331 | 0.09982 | 0.096856 | 0.093826 | 0.091643 | 0.08935 | 0.087098 | 0.084842 | 0.082694 | 0.080533 | 0.078362 | 0.076268 | 0.074289 | 0.072335 | 0.070601 | 0.068958 | 0.067353 | 0 | 0 | 0 | 0 | 0 | 0 | 0 | 0
F6_Industrial_Other Industrial_New_Process_Natural Gas_Process Cooling_E2 | F6 | Industrial | Other Industrial | New | Process | Natural Gas | Process Cooling | E2 | Utility - Value of Sales | 0 | 0 | 0 | 0 | 0 | 0 | 0 | 0 | 0 | 0 | 0 | 0 | 0 | 0 | 0 | 0 | 0 | 0 | 0 | 0 | 0 | 0 | 0 | 0 | 0 | 0 | 0 | 0 | 0 | 0
F6_Industrial_Other Industrial_New_Process_Natural Gas_Process Cooling_E3 | F6 | Industrial | Other Industrial | New | Process | Natural Gas | Process Cooling | E3 | Utility - Value of Sales | 0 | 0 | 0 | 0 | 0 | 0 | 0 | 0 | 0 | 0 | 0 | 0 | 0 | 0 | 0 | 0 | 0 | 0 | 0 | 0 | 0 | 0 | 0 | 0 | 0 | 0 | 0 | 0 | 0 | 0
F6_Industrial_Other Industrial_New_Process_Natural Gas_Process Cooling_E4 | F6 | Industrial | Other Industrial | New | Process | Natural Gas | Process Cooling | E4 | Utility - Value of Sales | 0 | 0 | 0 | 0 | 0 | 0 | 0 | 0 | 0 | 0 | 0 | 0 | 0 | 0 | 0 | 0 | 0 | 0 | 0 | 0 | 0 | 0 | 0 | 0 | 0 | 0 | 0 | 0 | 0 | 0
F6_Industrial_Other Industrial_New_Process_Natural Gas_Process Cooling_E5 | F6 | Industrial | Other Industrial | New | Process | Natural Gas | Process Cooling | E5 | Utility - Value of Sales | 0 | 0 | 0 | 0 | 0 | 0 | 0 | 0 | 0 | 0 | 0 | 0 | 0 | 0 | 0 | 0 | 0 | 0 | 0 | 0 | 0 | 0 | 0 | 0 | 0 | 0 | 0 | 0 | 0 | 0
F6_Industrial_Other Industrial_New_Process_Natural Gas_Process Cooling_E6 | F6 | Industrial | Other Industrial | New | Process | Natural Gas | Process Cooling | E6 | Utility - Value of Sales | 0 | 0 | 0 | 0 | 0 | 0 | 0 | 0 | 0 | 0 | 0 | 0 | 0 | 0 | 0 | 0 | 0 | 0 | 0 | 0 | 0 | 0 | 0 | 0 | 0 | 0 | 0 | 0 | 0 | 0
F6_Industrial_Other Industrial_New_Process_Natural Gas_Process Cooling_E7 | F6 | Industrial | Other Industrial | New | Process | Natural Gas | Process Cooling | E7 | Utility - Value of Sales | 0 | 0 | 0 | 0 | 0 | 0 | 0 | 0 | 0 | 0 | 0 | 0 | 0 | 0 | 0 | 0 | 0 | 0 | 0 | 0 | 0 | 0 | 0 | 0 | 0 | 0 | 0 | 0 | 0 | 0
F6_Industrial_Other Industrial_New_Process_Natural Gas_Process Cooling_E8 | F6 | Industrial | Other Industrial | New | Process | Natural Gas | Process Cooling | E8 | Utility - Value of Sales | 0 | 0 | 0 | 0 | 0 | 0 | 0 | 0 | 0 | 0 | 0 | 0 | 0 | 0 | 0 | 0 | 0 | 0 | 0 | 0 | 0 | 0 | 0 | 0 | 0 | 0 | 0 | 0 | 0 | 0
F6_Industrial_Other Industrial_New_Process_Natural Gas_Process Cooling_E9 | F6 | Industrial | Other Industrial | New | Process | Natural Gas | Process Cooling | E9 | Utility - Value of Sales | 0 | 0 | 0 | 0 | 0 | 0 | 0 | 0 | 0 | 0 | 0 | 0 | 0 | 0 | 0 | 0 | 0 | 0 | 0 | 0 | 0 | 0 | 0 | 0 | 0 | 0 | 0 | 0 | 0 | 0
F6_Industrial_Other Industrial_New_Process_Natural Gas_Process Cooling_E10 | F6 | Industrial | Other Industrial | New | Process | Natural Gas | Process Cooling | E10 | Utility - Value of Sales | 0 | 0 | 0 | 0 | 0 | 0 | 0 | 0 | 0 | 0 | 0 | 0 | 0 | 0 | 0 | 0 | 0 | 0 | 0 | 0 | 0 | 0 | 0 | 0 | 0 | 0 | 0 | 0 | 0 | 0
F1_Industrial_Other Industrial_New_Process_Natural Gas_Other Process_E1 | F1 | Industrial | Other Industrial | New | Process | Natural Gas | Other Process | E1 | Participant - Cost of Equipment | 0.22938 | 0.22938 | 0.22938 | 0.22938 | 0.22938 | 0.22938 | 0.22938 | 0.22938 | 0.22938 | 0.22938 | 0.22938 | 0.22938 | 0.22938 | 0.22938 | 0.22938 | 0.22938 | 0.22938 | 0.22938 | 0.22938 | 0.22938 | 0.22938 | 0.22938 | 0 | 0 | 0 | 0 | 0 | 0 | 0 | 0
F1_Industrial_Other Industrial_New_Process_Natural Gas_Other Process_E2 | F1 | Industrial | Other Industrial | New | Process | Natural Gas | Other Process | E2 | Participant - Cost of Equipment | 0 | 0 | 0 | 0 | 0 | 0 | 0 | 0 | 0 | 0 | 0 | 0 | 0 | 0 | 0 | 0 | 0 | 0 | 0 | 0 | 0 | 0 | 0 | 0 | 0 | 0 | 0 | 0 | 0 | 0
F1_Industrial_Other Industrial_New_Process_Natural Gas_Other Process_E3 | F1 | Industrial | Other Industrial | New | Process | Natural Gas | Other Process | E3 | Participant - Cost of Equipment | 0 | 0 | 0 | 0 | 0 | 0 | 0 | 0 | 0 | 0 | 0 | 0 | 0 | 0 | 0 | 0 | 0 | 0 | 0 | 0 | 0 | 0 | 0 | 0 | 0 | 0 | 0 | 0 | 0 | 0
F1_Industrial_Other Industrial_New_Process_Natural Gas_Other Process_E4 | F1 | Industrial | Other Industrial | New | Process | Natural Gas | Other Process | E4 | Participant - Cost of Equipment | 0 | 0 | 0 | 0 | 0 | 0 | 0 | 0 | 0 | 0 | 0 | 0 | 0 | 0 | 0 | 0 | 0 | 0 | 0 | 0 | 0 | 0 | 0 | 0 | 0 | 0 | 0 | 0 | 0 | 0
F1_Industrial_Other Industrial_New_Process_Natural Gas_Other Process_E5 | F1 | Industrial | Other Industrial | New | Process | Natural Gas | Other Process | E5 | Participant - Cost of Equipment | 0 | 0 | 0 | 0 | 0 | 0 | 0 | 0 | 0 | 0 | 0 | 0 | 0 | 0 | 0 | 0 | 0 | 0 | 0 | 0 | 0 | 0 | 0 | 0 | 0 | 0 | 0 | 0 | 0 | 0
F1_Industrial_Other Industrial_New_Process_Natural Gas_Other Process_E6 | F1 | Industrial | Other Industrial | New | Process | Natural Gas | Other Process | E6 | Participant - Cost of Equipment | 0 | 0 | 0 | 0 | 0 | 0 | 0 | 0 | 0 | 0 | 0 | 0 | 0 | 0 | 0 | 0 | 0 | 0 | 0 | 0 | 0 | 0 | 0 | 0 | 0 | 0 | 0 | 0 | 0 | 0
F1_Industrial_Other Industrial_New_Process_Natural Gas_Other Process_E7 | F1 | Industrial | Other Industrial | New | Process | Natural Gas | Other Process | E7 | Participant - Cost of Equipment | 0 | 0 | 0 | 0 | 0 | 0 | 0 | 0 | 0 | 0 | 0 | 0 | 0 | 0 | 0 | 0 | 0 | 0 | 0 | 0 | 0 | 0 | 0 | 0 | 0 | 0 | 0 | 0 | 0 | 0
F1_Industrial_Other Industrial_New_Process_Natural Gas_Other Process_E8 | F1 | Industrial | Other Industrial | New | Process | Natural Gas | Other Process | E8 | Participant - Cost of Equipment | 0 | 0 | 0 | 0 | 0 | 0 | 0 | 0 | 0 | 0 | 0 | 0 | 0 | 0 | 0 | 0 | 0 | 0 | 0 | 0 | 0 | 0 | 0 | 0 | 0 | 0 | 0 | 0 | 0 | 0
F1_Industrial_Other Industrial_New_Process_Natural Gas_Other Process_E9 | F1 | Industrial | Other Industrial | New | Process | Natural Gas | Other Process | E9 | Participant - Cost of Equipment | 0 | 0 | 0 | 0 | 0 | 0 | 0 | 0 | 0 | 0 | 0 | 0 | 0 | 0 | 0 | 0 | 0 | 0 | 0 | 0 | 0 | 0 | 0 | 0 | 0 | 0 | 0 | 0 | 0 | 0
F1_Industrial_Other Industrial_New_Process_Natural Gas_Other Process_E10 | F1 | Industrial | Other Industrial | New | Process | Natural Gas | Other Process | E10 | Participant - Cost of Equipment | 0 | 0 | 0 | 0 | 0 | 0 | 0 | 0 | 0 | 0 | 0 | 0 | 0 | 0 | 0 | 0 | 0 | 0 | 0 | 0 | 0 | 0 | 0 | 0 | 0 | 0 | 0 | 0 | 0 | 0
F2_Industrial_Other Industrial_New_Process_Natural Gas_Other Process_E1 | F2 | Industrial | Other Industrial | New | Process | Natural Gas | Other Process | E1 | Participant - Cost of Operation | 1.8395 | 2.0109 | 2.0247 | 2.0384 | 1.9816 | 1.9212 | 1.8563 | 1.8011 | 1.7448 | 1.7042 | 1.6615 | 1.6197 | 1.5777 | 1.5378 | 1.4976 | 1.4572 | 1.4183 | 1.3815 | 1.3451 | 1.3129 | 1.2823 | 1.2525 | 0 | 0 | 0 | 0 | 0 | 0 | 0 | 0
F2_Industrial_Other Industrial_New_Process_Natural Gas_Other Process_E2 | F2 | Industrial | Other Industrial | New | Process | Natural Gas | Other Process | E2 | Participant - Cost of Operation | 0 | 0 | 0 | 0 | 0 | 0 | 0 | 0 | 0 | 0 | 0 | 0 | 0 | 0 | 0 | 0 | 0 | 0 | 0 | 0 | 0 | 0 | 0 | 0 | 0 | 0 | 0 | 0 | 0 | 0
F2_Industrial_Other Industrial_New_Process_Natural Gas_Other Process_E3 | F2 | Industrial | Other Industrial | New | Process | Natural Gas | Other Process | E3 | Participant - Cost of Operation | 0 | 0 | 0 | 0 | 0 | 0 | 0 | 0 | 0 | 0 | 0 | 0 | 0 | 0 | 0 | 0 | 0 | 0 | 0 | 0 | 0 | 0 | 0 | 0 | 0 | 0 | 0 | 0 | 0 | 0
F2_Industrial_Other Industrial_New_Process_Natural Gas_Other Process_E4 | F2 | Industrial | Other Industrial | New | Process | Natural Gas | Other Process | E4 | Participant - Cost of Operation | 0 | 0 | 0 | 0 | 0 | 0 | 0 | 0 | 0 | 0 | 0 | 0 | 0 | 0 | 0 | 0 | 0 | 0 | 0 | 0 | 0 | 0 | 0 | 0 | 0 | 0 | 0 | 0 | 0 | 0
F2_Industrial_Other Industrial_New_Process_Natural Gas_Other Process_E5 | F2 | Industrial | Other Industrial | New | Process | Natural Gas | Other Process | E5 | Participant - Cost of Operation | 0 | 0 | 0 | 0 | 0 | 0 | 0 | 0 | 0 | 0 | 0 | 0 | 0 | 0 | 0 | 0 | 0 | 0 | 0 | 0 | 0 | 0 | 0 | 0 | 0 | 0 | 0 | 0 | 0 | 0
F2_Industrial_Other Industrial_New_Process_Natural Gas_Other Process_E6 | F2 | Industrial | Other Industrial | New | Process | Natural Gas | Other Process | E6 | Participant - Cost of Operation | 0 | 0 | 0 | 0 | 0 | 0 | 0 | 0 | 0 | 0 | 0 | 0 | 0 | 0 | 0 | 0 | 0 | 0 | 0 | 0 | 0 | 0 | 0 | 0 | 0 | 0 | 0 | 0 | 0 | 0
F2_Industrial_Other Industrial_New_Process_Natural Gas_Other Process_E7 | F2 | Industrial | Other Industrial | New | Process | Natural Gas | Other Process | E7 | Participant - Cost of Operation | 0 | 0 | 0 | 0 | 0 | 0 | 0 | 0 | 0 | 0 | 0 | 0 | 0 | 0 | 0 | 0 | 0 | 0 | 0 | 0 | 0 | 0 | 0 | 0 | 0 | 0 | 0 | 0 | 0 | 0
F2_Industrial_Other Industrial_New_Process_Natural Gas_Other Process_E8 | F2 | Industrial | Other Industrial | New | Process | Natural Gas | Other Process | E8 | Participant - Cost of Operation | 0 | 0 | 0 | 0 | 0 | 0 | 0 | 0 | 0 | 0 | 0 | 0 | 0 | 0 | 0 | 0 | 0 | 0 | 0 | 0 | 0 | 0 | 0 | 0 | 0 | 0 | 0 | 0 | 0 | 0
F2_Industrial_Other Industrial_New_Process_Natural Gas_Other Process_E9 | F2 | Industrial | Other Industrial | New | Process | Natural Gas | Other Process | E9 | Participant - Cost of Operation | 0 | 0 | 0 | 0 | 0 | 0 | 0 | 0 | 0 | 0 | 0 | 0 | 0 | 0 | 0 | 0 | 0 | 0 | 0 | 0 | 0 | 0 | 0 | 0 | 0 | 0 | 0 | 0 | 0 | 0
F2_Industrial_Other Industrial_New_Process_Natural Gas_Other Process_E10 | F2 | Industrial | Other Industrial | New | Process | Natural Gas | Other Process | E10 | Participant - Cost of Operation | 0 | 0 | 0 | 0 | 0 | 0 | 0 | 0 | 0 | 0 | 0 | 0 | 0 | 0 | 0 | 0 | 0 | 0 | 0 | 0 | 0 | 0 | 0 | 0 | 0 | 0 | 0 | 0 | 0 | 0
F3_Industrial_Other Industrial_New_Process_Natural Gas_Other Process_E1 | F3 | Industrial | Other Industrial | New | Process | Natural Gas | Other Process | E1 | System - kBTUs of Conusmption | 284.7944 | 284.7944 | 284.7944 | 284.7944 | 284.7944 | 284.7944 | 284.7944 | 284.7944 | 284.7944 | 284.7944 | 284.7944 | 284.7944 | 284.7944 | 284.7944 | 284.7944 | 284.7944 | 284.7944 | 284.7944 | 284.7944 | 284.7944 | 284.7944 | 284.7944 | 0 | 0 | 0 | 0 | 0 | 0 | 0 | 0
F3_Industrial_Other Industrial_New_Process_Natural Gas_Other Process_E2 | F3 | Industrial | Other Industrial | New | Process | Natural Gas | Other Process | E2 | System - kBTUs of Conusmption | 0 | 0 | 0 | 0 | 0 | 0 | 0 | 0 | 0 | 0 | 0 | 0 | 0 | 0 | 0 | 0 | 0 | 0 | 0 | 0 | 0 | 0 | 0 | 0 | 0 | 0 | 0 | 0 | 0 | 0
F3_Industrial_Other Industrial_New_Process_Natural Gas_Other Process_E3 | F3 | Industrial | Other Industrial | New | Process | Natural Gas | Other Process | E3 | System - kBTUs of Conusmption | 0 | 0 | 0 | 0 | 0 | 0 | 0 | 0 | 0 | 0 | 0 | 0 | 0 | 0 | 0 | 0 | 0 | 0 | 0 | 0 | 0 | 0 | 0 | 0 | 0 | 0 | 0 | 0 | 0 | 0
F3_Industrial_Other Industrial_New_Process_Natural Gas_Other Process_E4 | F3 | Industrial | Other Industrial | New | Process | Natural Gas | Other Process | E4 | System - kBTUs of Conusmption | 0 | 0 | 0 | 0 | 0 | 0 | 0 | 0 | 0 | 0 | 0 | 0 | 0 | 0 | 0 | 0 | 0 | 0 | 0 | 0 | 0 | 0 | 0 | 0 | 0 | 0 | 0 | 0 | 0 | 0
F3_Industrial_Other Industrial_New_Process_Natural Gas_Other Process_E5 | F3 | Industrial | Other Industrial | New | Process | Natural Gas | Other Process | E5 | System - kBTUs of Conusmption | 0 | 0 | 0 | 0 | 0 | 0 | 0 | 0 | 0 | 0 | 0 | 0 | 0 | 0 | 0 | 0 | 0 | 0 | 0 | 0 | 0 | 0 | 0 | 0 | 0 | 0 | 0 | 0 | 0 | 0
F3_Industrial_Other Industrial_New_Process_Natural Gas_Other Process_E6 | F3 | Industrial | Other Industrial | New | Process | Natural Gas | Other Process | E6 | System - kBTUs of Conusmption | 0 | 0 | 0 | 0 | 0 | 0 | 0 | 0 | 0 | 0 | 0 | 0 | 0 | 0 | 0 | 0 | 0 | 0 | 0 | 0 | 0 | 0 | 0 | 0 | 0 | 0 | 0 | 0 | 0 | 0
F3_Industrial_Other Industrial_New_Process_Natural Gas_Other Process_E7 | F3 | Industrial | Other Industrial | New | Process | Natural Gas | Other Process | E7 | System - kBTUs of Conusmption | 0 | 0 | 0 | 0 | 0 | 0 | 0 | 0 | 0 | 0 | 0 | 0 | 0 | 0 | 0 | 0 | 0 | 0 | 0 | 0 | 0 | 0 | 0 | 0 | 0 | 0 | 0 | 0 | 0 | 0
F3_Industrial_Other Industrial_New_Process_Natural Gas_Other Process_E8 | F3 | Industrial | Other Industrial | New | Process | Natural Gas | Other Process | E8 | System - kBTUs of Conusmption | 0 | 0 | 0 | 0 | 0 | 0 | 0 | 0 | 0 | 0 | 0 | 0 | 0 | 0 | 0 | 0 | 0 | 0 | 0 | 0 | 0 | 0 | 0 | 0 | 0 | 0 | 0 | 0 | 0 | 0
F3_Industrial_Other Industrial_New_Process_Natural Gas_Other Process_E9 | F3 | Industrial | Other Industrial | New | Process | Natural Gas | Other Process | E9 | System - kBTUs of Conusmption | 0 | 0 | 0 | 0 | 0 | 0 | 0 | 0 | 0 | 0 | 0 | 0 | 0 | 0 | 0 | 0 | 0 | 0 | 0 | 0 | 0 | 0 | 0 | 0 | 0 | 0 | 0 | 0 | 0 | 0
F3_Industrial_Other Industrial_New_Process_Natural Gas_Other Process_E10 | F3 | Industrial | Other Industrial | New | Process | Natural Gas | Other Process | E10 | System - kBTUs of Conusmption | 0 | 0 | 0 | 0 | 0 | 0 | 0 | 0 | 0 | 0 | 0 | 0 | 0 | 0 | 0 | 0 | 0 | 0 | 0 | 0 | 0 | 0 | 0 | 0 | 0 | 0 | 0 | 0 | 0 | 0
F4_Industrial_Other Industrial_New_Process_Natural Gas_Other Process_E1 | F4 | Industrial | Other Industrial | New | Process | Natural Gas | Other Process | E1 | Utility - Cost of Equipment | 0.22938 | 0.22938 | 0.22938 | 0.22938 | 0.22938 | 0.22938 | 0.22938 | 0.22938 | 0.22938 | 0.22938 | 0.22938 | 0.22938 | 0.22938 | 0.22938 | 0.22938 | 0.22938 | 0.22938 | 0.22938 | 0.22938 | 0.22938 | 0.22938 | 0.22938 | 0 | 0 | 0 | 0 | 0 | 0 | 0 | 0
F4_Industrial_Other Industrial_New_Process_Natural Gas_Other Process_E2 | F4 | Industrial | Other Industrial | New | Process | Natural Gas | Other Process | E2 | Utility - Cost of Equipment | 0 | 0 | 0 | 0 | 0 | 0 | 0 | 0 | 0 | 0 | 0 | 0 | 0 | 0 | 0 | 0 | 0 | 0 | 0 | 0 | 0 | 0 | 0 | 0 | 0 | 0 | 0 | 0 | 0 | 0
F4_Industrial_Other Industrial_New_Process_Natural Gas_Other Process_E3 | F4 | Industrial | Other Industrial | New | Process | Natural Gas | Other Process | E3 | Utility - Cost of Equipment | 0 | 0 | 0 | 0 | 0 | 0 | 0 | 0 | 0 | 0 | 0 | 0 | 0 | 0 | 0 | 0 | 0 | 0 | 0 | 0 | 0 | 0 | 0 | 0 | 0 | 0 | 0 | 0 | 0 | 0
F4_Industrial_Other Industrial_New_Process_Natural Gas_Other Process_E4 | F4 | Industrial | Other Industrial | New | Process | Natural Gas | Other Process | E4 | Utility - Cost of Equipment | 0 | 0 | 0 | 0 | 0 | 0 | 0 | 0 | 0 | 0 | 0 | 0 | 0 | 0 | 0 | 0 | 0 | 0 | 0 | 0 | 0 | 0 | 0 | 0 | 0 | 0 | 0 | 0 | 0 | 0
F4_Industrial_Other Industrial_New_Process_Natural Gas_Other Process_E5 | F4 | Industrial | Other Industrial | New | Process | Natural Gas | Other Process | E5 | Utility - Cost of Equipment | 0 | 0 | 0 | 0 | 0 | 0 | 0 | 0 | 0 | 0 | 0 | 0 | 0 | 0 | 0 | 0 | 0 | 0 | 0 | 0 | 0 | 0 | 0 | 0 | 0 | 0 | 0 | 0 | 0 | 0
F4_Industrial_Other Industrial_New_Process_Natural Gas_Other Process_E6 | F4 | Industrial | Other Industrial | New | Process | Natural Gas | Other Process | E6 | Utility - Cost of Equipment | 0 | 0 | 0 | 0 | 0 | 0 | 0 | 0 | 0 | 0 | 0 | 0 | 0 | 0 | 0 | 0 | 0 | 0 | 0 | 0 | 0 | 0 | 0 | 0 | 0 | 0 | 0 | 0 | 0 | 0
F4_Industrial_Other Industrial_New_Process_Natural Gas_Other Process_E7 | F4 | Industrial | Other Industrial | New | Process | Natural Gas | Other Process | E7 | Utility - Cost of Equipment | 0 | 0 | 0 | 0 | 0 | 0 | 0 | 0 | 0 | 0 | 0 | 0 | 0 | 0 | 0 | 0 | 0 | 0 | 0 | 0 | 0 | 0 | 0 | 0 | 0 | 0 | 0 | 0 | 0 | 0
F4_Industrial_Other Industrial_New_Process_Natural Gas_Other Process_E8 | F4 | Industrial | Other Industrial | New | Process | Natural Gas | Other Process | E8 | Utility - Cost of Equipment | 0 | 0 | 0 | 0 | 0 | 0 | 0 | 0 | 0 | 0 | 0 | 0 | 0 | 0 | 0 | 0 | 0 | 0 | 0 | 0 | 0 | 0 | 0 | 0 | 0 | 0 | 0 | 0 | 0 | 0
F4_Industrial_Other Industrial_New_Process_Natural Gas_Other Process_E9 | F4 | Industrial | Other Industrial | New | Process | Natural Gas | Other Process | E9 | Utility - Cost of Equipment | 0 | 0 | 0 | 0 | 0 | 0 | 0 | 0 | 0 | 0 | 0 | 0 | 0 | 0 | 0 | 0 | 0 | 0 | 0 | 0 | 0 | 0 | 0 | 0 | 0 | 0 | 0 | 0 | 0 | 0
F4_Industrial_Other Industrial_New_Process_Natural Gas_Other Process_E10 | F4 | Industrial | Other Industrial | New | Process | Natural Gas | Other Process | E10 | Utility - Cost of Equipment | 0 | 0 | 0 | 0 | 0 | 0 | 0 | 0 | 0 | 0 | 0 | 0 | 0 | 0 | 0 | 0 | 0 | 0 | 0 | 0 | 0 | 0 | 0 | 0 | 0 | 0 | 0 | 0 | 0 | 0
F5_Industrial_Other Industrial_New_Process_Natural Gas_Other Process_E1 | F5 | Industrial | Other Industrial | New | Process | Natural Gas | Other Process | E1 | Utility - Cost of Operation | 1.5354 | 1.6785 | 1.69 | 1.7014 | 1.654 | 1.6036 | 1.5494 | 1.5034 | 1.4563 | 1.4224 | 1.3869 | 1.3519 | 1.3169 | 1.2836 | 1.25 | 1.2163 | 1.1838 | 1.1531 | 1.1228 | 1.0958 | 1.0703 | 1.0454 | 0 | 0 | 0 | 0 | 0 | 0 | 0 | 0
F5_Industrial_Other Industrial_New_Process_Natural Gas_Other Process_E2 | F5 | Industrial | Other Industrial | New | Process | Natural Gas | Other Process | E2 | Utility - Cost of Operation | 0 | 0 | 0 | 0 | 0 | 0 | 0 | 0 | 0 | 0 | 0 | 0 | 0 | 0 | 0 | 0 | 0 | 0 | 0 | 0 | 0 | 0 | 0 | 0 | 0 | 0 | 0 | 0 | 0 | 0
F5_Industrial_Other Industrial_New_Process_Natural Gas_Other Process_E3 | F5 | Industrial | Other Industrial | New | Process | Natural Gas | Other Process | E3 | Utility - Cost of Operation | 0 | 0 | 0 | 0 | 0 | 0 | 0 | 0 | 0 | 0 | 0 | 0 | 0 | 0 | 0 | 0 | 0 | 0 | 0 | 0 | 0 | 0 | 0 | 0 | 0 | 0 | 0 | 0 | 0 | 0
F5_Industrial_Other Industrial_New_Process_Natural Gas_Other Process_E4 | F5 | Industrial | Other Industrial | New | Process | Natural Gas | Other Process | E4 | Utility - Cost of Operation | 0 | 0 | 0 | 0 | 0 | 0 | 0 | 0 | 0 | 0 | 0 | 0 | 0 | 0 | 0 | 0 | 0 | 0 | 0 | 0 | 0 | 0 | 0 | 0 | 0 | 0 | 0 | 0 | 0 | 0
F5_Industrial_Other Industrial_New_Process_Natural Gas_Other Process_E5 | F5 | Industrial | Other Industrial | New | Process | Natural Gas | Other Process | E5 | Utility - Cost of Operation | 0 | 0 | 0 | 0 | 0 | 0 | 0 | 0 | 0 | 0 | 0 | 0 | 0 | 0 | 0 | 0 | 0 | 0 | 0 | 0 | 0 | 0 | 0 | 0 | 0 | 0 | 0 | 0 | 0 | 0
F5_Industrial_Other Industrial_New_Process_Natural Gas_Other Process_E6 | F5 | Industrial | Other Industrial | New | Process | Natural Gas | Other Process | E6 | Utility - Cost of Operation | 0 | 0 | 0 | 0 | 0 | 0 | 0 | 0 | 0 | 0 | 0 | 0 | 0 | 0 | 0 | 0 | 0 | 0 | 0 | 0 | 0 | 0 | 0 | 0 | 0 | 0 | 0 | 0 | 0 | 0
F5_Industrial_Other Industrial_New_Process_Natural Gas_Other Process_E7 | F5 | Industrial | Other Industrial | New | Process | Natural Gas | Other Process | E7 | Utility - Cost of Operation | 0 | 0 | 0 | 0 | 0 | 0 | 0 | 0 | 0 | 0 | 0 | 0 | 0 | 0 | 0 | 0 | 0 | 0 | 0 | 0 | 0 | 0 | 0 | 0 | 0 | 0 | 0 | 0 | 0 | 0
F5_Industrial_Other Industrial_New_Process_Natural Gas_Other Process_E8 | F5 | Industrial | Other Industrial | New | Process | Natural Gas | Other Process | E8 | Utility - Cost of Operation | 0 | 0 | 0 | 0 | 0 | 0 | 0 | 0 | 0 | 0 | 0 | 0 | 0 | 0 | 0 | 0 | 0 | 0 | 0 | 0 | 0 | 0 | 0 | 0 | 0 | 0 | 0 | 0 | 0 | 0
F5_Industrial_Other Industrial_New_Process_Natural Gas_Other Process_E9 | F5 | Industrial | Other Industrial | New | Process | Natural Gas | Other Process | E9 | Utility - Cost of Operation | 0 | 0 | 0 | 0 | 0 | 0 | 0 | 0 | 0 | 0 | 0 | 0 | 0 | 0 | 0 | 0 | 0 | 0 | 0 | 0 | 0 | 0 | 0 | 0 | 0 | 0 | 0 | 0 | 0 | 0
F5_Industrial_Other Industrial_New_Process_Natural Gas_Other Process_E10 | F5 | Industrial | Other Industrial | New | Process | Natural Gas | Other Process | E10 | Utility - Cost of Operation | 0 | 0 | 0 | 0 | 0 | 0 | 0 | 0 | 0 | 0 | 0 | 0 | 0 | 0 | 0 | 0 | 0 | 0 | 0 | 0 | 0 | 0 | 0 | 0 | 0 | 0 | 0 | 0 | 0 | 0
F6_Industrial_Other Industrial_New_Process_Natural Gas_Other Process_E1 | F6 | Industrial | Other Industrial | New | Process | Natural Gas | Other Process | E1 | Utility - Value of Sales | 1.8395 | 2.0109 | 2.0247 | 2.0384 | 1.9816 | 1.9212 | 1.8563 | 1.8011 | 1.7448 | 1.7042 | 1.6615 | 1.6197 | 1.5777 | 1.5378 | 1.4976 | 1.4572 | 1.4183 | 1.3815 | 1.3451 | 1.3129 | 1.2823 | 1.2525 | 0 | 0 | 0 | 0 | 0 | 0 | 0 | 0
F6_Industrial_Other Industrial_New_Process_Natural Gas_Other Process_E2 | F6 | Industrial | Other Industrial | New | Process | Natural Gas | Other Process | E2 | Utility - Value of Sales | 0 | 0 | 0 | 0 | 0 | 0 | 0 | 0 | 0 | 0 | 0 | 0 | 0 | 0 | 0 | 0 | 0 | 0 | 0 | 0 | 0 | 0 | 0 | 0 | 0 | 0 | 0 | 0 | 0 | 0
F6_Industrial_Other Industrial_New_Process_Natural Gas_Other Process_E3 | F6 | Industrial | Other Industrial | New | Process | Natural Gas | Other Process | E3 | Utility - Value of Sales | 0 | 0 | 0 | 0 | 0 | 0 | 0 | 0 | 0 | 0 | 0 | 0 | 0 | 0 | 0 | 0 | 0 | 0 | 0 | 0 | 0 | 0 | 0 | 0 | 0 | 0 | 0 | 0 | 0 | 0
F6_Industrial_Other Industrial_New_Process_Natural Gas_Other Process_E4 | F6 | Industrial | Other Industrial | New | Process | Natural Gas | Other Process | E4 | Utility - Value of Sales | 0 | 0 | 0 | 0 | 0 | 0 | 0 | 0 | 0 | 0 | 0 | 0 | 0 | 0 | 0 | 0 | 0 | 0 | 0 | 0 | 0 | 0 | 0 | 0 | 0 | 0 | 0 | 0 | 0 | 0
F6_Industrial_Other Industrial_New_Process_Natural Gas_Other Process_E5 | F6 | Industrial | Other Industrial | New | Process | Natural Gas | Other Process | E5 | Utility - Value of Sales | 0 | 0 | 0 | 0 | 0 | 0 | 0 | 0 | 0 | 0 | 0 | 0 | 0 | 0 | 0 | 0 | 0 | 0 | 0 | 0 | 0 | 0 | 0 | 0 | 0 | 0 | 0 | 0 | 0 | 0
F6_Industrial_Other Industrial_New_Process_Natural Gas_Other Process_E6 | F6 | Industrial | Other Industrial | New | Process | Natural Gas | Other Process | E6 | Utility - Value of Sales | 0 | 0 | 0 | 0 | 0 | 0 | 0 | 0 | 0 | 0 | 0 | 0 | 0 | 0 | 0 | 0 | 0 | 0 | 0 | 0 | 0 | 0 | 0 | 0 | 0 | 0 | 0 | 0 | 0 | 0
F6_Industrial_Other Industrial_New_Process_Natural Gas_Other Process_E7 | F6 | Industrial | Other Industrial | New | Process | Natural Gas | Other Process | E7 | Utility - Value of Sales | 0 | 0 | 0 | 0 | 0 | 0 | 0 | 0 | 0 | 0 | 0 | 0 | 0 | 0 | 0 | 0 | 0 | 0 | 0 | 0 | 0 | 0 | 0 | 0 | 0 | 0 | 0 | 0 | 0 | 0
F6_Industrial_Other Industrial_New_Process_Natural Gas_Other Process_E8 | F6 | Industrial | Other Industrial | New | Process | Natural Gas | Other Process | E8 | Utility - Value of Sales | 0 | 0 | 0 | 0 | 0 | 0 | 0 | 0 | 0 | 0 | 0 | 0 | 0 | 0 | 0 | 0 | 0 | 0 | 0 | 0 | 0 | 0 | 0 | 0 | 0 | 0 | 0 | 0 | 0 | 0
F6_Industrial_Other Industrial_New_Process_Natural Gas_Other Process_E9 | F6 | Industrial | Other Industrial | New | Process | Natural Gas | Other Process | E9 | Utility - Value of Sales | 0 | 0 | 0 | 0 | 0 | 0 | 0 | 0 | 0 | 0 | 0 | 0 | 0 | 0 | 0 | 0 | 0 | 0 | 0 | 0 | 0 | 0 | 0 | 0 | 0 | 0 | 0 | 0 | 0 | 0
F6_Industrial_Other Industrial_New_Process_Natural Gas_Other Process_E10 | F6 | Industrial | Other Industrial | New | Process | Natural Gas | Other Process | E10 | Utility - Value of Sales | 0 | 0 | 0 | 0 | 0 | 0 | 0 | 0 | 0 | 0 | 0 | 0 | 0 | 0 | 0 | 0 | 0 | 0 | 0 | 0 | 0 | 0 | 0 | 0 | 0 | 0 | 0 | 0 | 0 | 0
F1_Industrial_Other Industrial_New_Miscellaneous_Natural Gas_Miscellaneous_E1 | F1 | Industrial | Other Industrial | New | Miscellaneous | Natural Gas | Miscellaneous | E1 | Participant - Cost of Equipment | 0.22938 | 0.22938 | 0.22938 | 0.22938 | 0.22938 | 0.22938 | 0.22938 | 0.22938 | 0.22938 | 0.22938 | 0.22938 | 0.22938 | 0.22938 | 0.22938 | 0.22938 | 0.22938 | 0.22938 | 0.22938 | 0.22938 | 0.22938 | 0.22938 | 0.22938 | 0 | 0 | 0 | 0 | 0 | 0 | 0 | 0
F1_Industrial_Other Industrial_New_Miscellaneous_Natural Gas_Miscellaneous_E2 | F1 | Industrial | Other Industrial | New | Miscellaneous | Natural Gas | Miscellaneous | E2 | Participant - Cost of Equipment | 0 | 0 | 0 | 0 | 0 | 0 | 0 | 0 | 0 | 0 | 0 | 0 | 0 | 0 | 0 | 0 | 0 | 0 | 0 | 0 | 0 | 0 | 0 | 0 | 0 | 0 | 0 | 0 | 0 | 0
F1_Industrial_Other Industrial_New_Miscellaneous_Natural Gas_Miscellaneous_E3 | F1 | Industrial | Other Industrial | New | Miscellaneous | Natural Gas | Miscellaneous | E3 | Participant - Cost of Equipment | 0 | 0 | 0 | 0 | 0 | 0 | 0 | 0 | 0 | 0 | 0 | 0 | 0 | 0 | 0 | 0 | 0 | 0 | 0 | 0 | 0 | 0 | 0 | 0 | 0 | 0 | 0 | 0 | 0 | 0
F1_Industrial_Other Industrial_New_Miscellaneous_Natural Gas_Miscellaneous_E4 | F1 | Industrial | Other Industrial | New | Miscellaneous | Natural Gas | Miscellaneous | E4 | Participant - Cost of Equipment | 0 | 0 | 0 | 0 | 0 | 0 | 0 | 0 | 0 | 0 | 0 | 0 | 0 | 0 | 0 | 0 | 0 | 0 | 0 | 0 | 0 | 0 | 0 | 0 | 0 | 0 | 0 | 0 | 0 | 0
F1_Industrial_Other Industrial_New_Miscellaneous_Natural Gas_Miscellaneous_E5 | F1 | Industrial | Other Industrial | New | Miscellaneous | Natural Gas | Miscellaneous | E5 | Participant - Cost of Equipment | 0 | 0 | 0 | 0 | 0 | 0 | 0 | 0 | 0 | 0 | 0 | 0 | 0 | 0 | 0 | 0 | 0 | 0 | 0 | 0 | 0 | 0 | 0 | 0 | 0 | 0 | 0 | 0 | 0 | 0
F1_Industrial_Other Industrial_New_Miscellaneous_Natural Gas_Miscellaneous_E6 | F1 | Industrial | Other Industrial | New | Miscellaneous | Natural Gas | Miscellaneous | E6 | Participant - Cost of Equipment | 0 | 0 | 0 | 0 | 0 | 0 | 0 | 0 | 0 | 0 | 0 | 0 | 0 | 0 | 0 | 0 | 0 | 0 | 0 | 0 | 0 | 0 | 0 | 0 | 0 | 0 | 0 | 0 | 0 | 0
F1_Industrial_Other Industrial_New_Miscellaneous_Natural Gas_Miscellaneous_E7 | F1 | Industrial | Other Industrial | New | Miscellaneous | Natural Gas | Miscellaneous | E7 | Participant - Cost of Equipment | 0 | 0 | 0 | 0 | 0 | 0 | 0 | 0 | 0 | 0 | 0 | 0 | 0 | 0 | 0 | 0 | 0 | 0 | 0 | 0 | 0 | 0 | 0 | 0 | 0 | 0 | 0 | 0 | 0 | 0
F1_Industrial_Other Industrial_New_Miscellaneous_Natural Gas_Miscellaneous_E8 | F1 | Industrial | Other Industrial | New | Miscellaneous | Natural Gas | Miscellaneous | E8 | Participant - Cost of Equipment | 0 | 0 | 0 | 0 | 0 | 0 | 0 | 0 | 0 | 0 | 0 | 0 | 0 | 0 | 0 | 0 | 0 | 0 | 0 | 0 | 0 | 0 | 0 | 0 | 0 | 0 | 0 | 0 | 0 | 0
F1_Industrial_Other Industrial_New_Miscellaneous_Natural Gas_Miscellaneous_E9 | F1 | Industrial | Other Industrial | New | Miscellaneous | Natural Gas | Miscellaneous | E9 | Participant - Cost of Equipment | 0 | 0 | 0 | 0 | 0 | 0 | 0 | 0 | 0 | 0 | 0 | 0 | 0 | 0 | 0 | 0 | 0 | 0 | 0 | 0 | 0 | 0 | 0 | 0 | 0 | 0 | 0 | 0 | 0 | 0
F1_Industrial_Other Industrial_New_Miscellaneous_Natural Gas_Miscellaneous_E10 | F1 | Industrial | Other Industrial | New | Miscellaneous | Natural Gas | Miscellaneous | E10 | Participant - Cost of Equipment | 0 | 0 | 0 | 0 | 0 | 0 | 0 | 0 | 0 | 0 | 0 | 0 | 0 | 0 | 0 | 0 | 0 | 0 | 0 | 0 | 0 | 0 | 0 | 0 | 0 | 0 | 0 | 0 | 0 | 0
F2_Industrial_Other Industrial_New_Miscellaneous_Natural Gas_Miscellaneous_E1 | F2 | Industrial | Other Industrial | New | Miscellaneous | Natural Gas | Miscellaneous | E1 | Participant - Cost of Operation | 13.4867 | 14.7438 | 14.845 | 14.9454 | 14.5285 | 14.0859 | 13.6098 | 13.2056 | 12.7926 | 12.4948 | 12.1822 | 11.8752 | 11.5676 | 11.2748 | 10.9801 | 10.6842 | 10.3986 | 10.1288 | 9.8624 | 9.6259 | 9.4019 | 9.1831 | 0 | 0 | 0 | 0 | 0 | 0 | 0 | 0
F2_Industrial_Other Industrial_New_Miscellaneous_Natural Gas_Miscellaneous_E2 | F2 | Industrial | Other Industrial | New | Miscellaneous | Natural Gas | Miscellaneous | E2 | Participant - Cost of Operation | 0 | 0 | 0 | 0 | 0 | 0 | 0 | 0 | 0 | 0 | 0 | 0 | 0 | 0 | 0 | 0 | 0 | 0 | 0 | 0 | 0 | 0 | 0 | 0 | 0 | 0 | 0 | 0 | 0 | 0
F2_Industrial_Other Industrial_New_Miscellaneous_Natural Gas_Miscellaneous_E3 | F2 | Industrial | Other Industrial | New | Miscellaneous | Natural Gas | Miscellaneous | E3 | Participant - Cost of Operation | 0 | 0 | 0 | 0 | 0 | 0 | 0 | 0 | 0 | 0 | 0 | 0 | 0 | 0 | 0 | 0 | 0 | 0 | 0 | 0 | 0 | 0 | 0 | 0 | 0 | 0 | 0 | 0 | 0 | 0
F2_Industrial_Other Industrial_New_Miscellaneous_Natural Gas_Miscellaneous_E4 | F2 | Industrial | Other Industrial | New | Miscellaneous | Natural Gas | Miscellaneous | E4 | Participant - Cost of Operation | 0 | 0 | 0 | 0 | 0 | 0 | 0 | 0 | 0 | 0 | 0 | 0 | 0 | 0 | 0 | 0 | 0 | 0 | 0 | 0 | 0 | 0 | 0 | 0 | 0 | 0 | 0 | 0 | 0 | 0
F2_Industrial_Other Industrial_New_Miscellaneous_Natural Gas_Miscellaneous_E5 | F2 | Industrial | Other Industrial | New | Miscellaneous | Natural Gas | Miscellaneous | E5 | Participant - Cost of Operation | 0 | 0 | 0 | 0 | 0 | 0 | 0 | 0 | 0 | 0 | 0 | 0 | 0 | 0 | 0 | 0 | 0 | 0 | 0 | 0 | 0 | 0 | 0 | 0 | 0 | 0 | 0 | 0 | 0 | 0
F2_Industrial_Other Industrial_New_Miscellaneous_Natural Gas_Miscellaneous_E6 | F2 | Industrial | Other Industrial | New | Miscellaneous | Natural Gas | Miscellaneous | E6 | Participant - Cost of Operation | 0 | 0 | 0 | 0 | 0 | 0 | 0 | 0 | 0 | 0 | 0 | 0 | 0 | 0 | 0 | 0 | 0 | 0 | 0 | 0 | 0 | 0 | 0 | 0 | 0 | 0 | 0 | 0 | 0 | 0
F2_Industrial_Other Industrial_New_Miscellaneous_Natural Gas_Miscellaneous_E7 | F2 | Industrial | Other Industrial | New | Miscellaneous | Natural Gas | Miscellaneous | E7 | Participant - Cost of Operation | 0 | 0 | 0 | 0 | 0 | 0 | 0 | 0 | 0 | 0 | 0 | 0 | 0 | 0 | 0 | 0 | 0 | 0 | 0 | 0 | 0 | 0 | 0 | 0 | 0 | 0 | 0 | 0 | 0 | 0
F2_Industrial_Other Industrial_New_Miscellaneous_Natural Gas_Miscellaneous_E8 | F2 | Industrial | Other Industrial | New | Miscellaneous | Natural Gas | Miscellaneous | E8 | Participant - Cost of Operation | 0 | 0 | 0 | 0 | 0 | 0 | 0 | 0 | 0 | 0 | 0 | 0 | 0 | 0 | 0 | 0 | 0 | 0 | 0 | 0 | 0 | 0 | 0 | 0 | 0 | 0 | 0 | 0 | 0 | 0
F2_Industrial_Other Industrial_New_Miscellaneous_Natural Gas_Miscellaneous_E9 | F2 | Industrial | Other Industrial | New | Miscellaneous | Natural Gas | Miscellaneous | E9 | Participant - Cost of Operation | 0 | 0 | 0 | 0 | 0 | 0 | 0 | 0 | 0 | 0 | 0 | 0 | 0 | 0 | 0 | 0 | 0 | 0 | 0 | 0 | 0 | 0 | 0 | 0 | 0 | 0 | 0 | 0 | 0 | 0
F2_Industrial_Other Industrial_New_Miscellaneous_Natural Gas_Miscellaneous_E10 | F2 | Industrial | Other Industrial | New | Miscellaneous | Natural Gas | Miscellaneous | E10 | Participant - Cost of Operation | 0 | 0 | 0 | 0 | 0 | 0 | 0 | 0 | 0 | 0 | 0 | 0 | 0 | 0 | 0 | 0 | 0 | 0 | 0 | 0 | 0 | 0 | 0 | 0 | 0 | 0 | 0 | 0 | 0 | 0
F3_Industrial_Other Industrial_New_Miscellaneous_Natural Gas_Miscellaneous_E1 | F3 | Industrial | Other Industrial | New | Miscellaneous | Natural Gas | Miscellaneous | E1 | System - kBTUs of Conusmption | 2088.0717 | 2088.0717 | 2088.0717 | 2088.0717 | 2088.0717 | 2088.0717 | 2088.0717 | 2088.0717 | 2088.0717 | 2088.0717 | 2088.0717 | 2088.0717 | 2088.0717 | 2088.0717 | 2088.0717 | 2088.0717 | 2088.0717 | 2088.0717 | 2088.0717 | 2088.0717 | 2088.0717 | 2088.0717 | 0 | 0 | 0 | 0 | 0 | 0 | 0 | 0
F3_Industrial_Other Industrial_New_Miscellaneous_Natural Gas_Miscellaneous_E2 | F3 | Industrial | Other Industrial | New | Miscellaneous | Natural Gas | Miscellaneous | E2 | System - kBTUs of Conusmption | 0 | 0 | 0 | 0 | 0 | 0 | 0 | 0 | 0 | 0 | 0 | 0 | 0 | 0 | 0 | 0 | 0 | 0 | 0 | 0 | 0 | 0 | 0 | 0 | 0 | 0 | 0 | 0 | 0 | 0
F3_Industrial_Other Industrial_New_Miscellaneous_Natural Gas_Miscellaneous_E3 | F3 | Industrial | Other Industrial | New | Miscellaneous | Natural Gas | Miscellaneous | E3 | System - kBTUs of Conusmption | 0 | 0 | 0 | 0 | 0 | 0 | 0 | 0 | 0 | 0 | 0 | 0 | 0 | 0 | 0 | 0 | 0 | 0 | 0 | 0 | 0 | 0 | 0 | 0 | 0 | 0 | 0 | 0 | 0 | 0
F3_Industrial_Other Industrial_New_Miscellaneous_Natural Gas_Miscellaneous_E4 | F3 | Industrial | Other Industrial | New | Miscellaneous | Natural Gas | Miscellaneous | E4 | System - kBTUs of Conusmption | 0 | 0 | 0 | 0 | 0 | 0 | 0 | 0 | 0 | 0 | 0 | 0 | 0 | 0 | 0 | 0 | 0 | 0 | 0 | 0 | 0 | 0 | 0 | 0 | 0 | 0 | 0 | 0 | 0 | 0
F3_Industrial_Other Industrial_New_Miscellaneous_Natural Gas_Miscellaneous_E5 | F3 | Industrial | Other Industrial | New | Miscellaneous | Natural Gas | Miscellaneous | E5 | System - kBTUs of Conusmption | 0 | 0 | 0 | 0 | 0 | 0 | 0 | 0 | 0 | 0 | 0 | 0 | 0 | 0 | 0 | 0 | 0 | 0 | 0 | 0 | 0 | 0 | 0 | 0 | 0 | 0 | 0 | 0 | 0 | 0
F3_Industrial_Other Industrial_New_Miscellaneous_Natural Gas_Miscellaneous_E6 | F3 | Industrial | Other Industrial | New | Miscellaneous | Natural Gas | Miscellaneous | E6 | System - kBTUs of Conusmption | 0 | 0 | 0 | 0 | 0 | 0 | 0 | 0 | 0 | 0 | 0 | 0 | 0 | 0 | 0 | 0 | 0 | 0 | 0 | 0 | 0 | 0 | 0 | 0 | 0 | 0 | 0 | 0 | 0 | 0
F3_Industrial_Other Industrial_New_Miscellaneous_Natural Gas_Miscellaneous_E7 | F3 | Industrial | Other Industrial | New | Miscellaneous | Natural Gas | Miscellaneous | E7 | System - kBTUs of Conusmption | 0 | 0 | 0 | 0 | 0 | 0 | 0 | 0 | 0 | 0 | 0 | 0 | 0 | 0 | 0 | 0 | 0 | 0 | 0 | 0 | 0 | 0 | 0 | 0 | 0 | 0 | 0 | 0 | 0 | 0
F3_Industrial_Other Industrial_New_Miscellaneous_Natural Gas_Miscellaneous_E8 | F3 | Industrial | Other Industrial | New | Miscellaneous | Natural Gas | Miscellaneous | E8 | System - kBTUs of Conusmption | 0 | 0 | 0 | 0 | 0 | 0 | 0 | 0 | 0 | 0 | 0 | 0 | 0 | 0 | 0 | 0 | 0 | 0 | 0 | 0 | 0 | 0 | 0 | 0 | 0 | 0 | 0 | 0 | 0 | 0
F3_Industrial_Other Industrial_New_Miscellaneous_Natural Gas_Miscellaneous_E9 | F3 | Industrial | Other Industrial | New | Miscellaneous | Natural Gas | Miscellaneous | E9 | System - kBTUs of Conusmption | 0 | 0 | 0 | 0 | 0 | 0 | 0 | 0 | 0 | 0 | 0 | 0 | 0 | 0 | 0 | 0 | 0 | 0 | 0 | 0 | 0 | 0 | 0 | 0 | 0 | 0 | 0 | 0 | 0 | 0
F3_Industrial_Other Industrial_New_Miscellaneous_Natural Gas_Miscellaneous_E10 | F3 | Industrial | Other Industrial | New | Miscellaneous | Natural Gas | Miscellaneous | E10 | System - kBTUs of Conusmption | 0 | 0 | 0 | 0 | 0 | 0 | 0 | 0 | 0 | 0 | 0 | 0 | 0 | 0 | 0 | 0 | 0 | 0 | 0 | 0 | 0 | 0 | 0 | 0 | 0 | 0 | 0 | 0 | 0 | 0
F4_Industrial_Other Industrial_New_Miscellaneous_Natural Gas_Miscellaneous_E1 | F4 | Industrial | Other Industrial | New | Miscellaneous | Natural Gas | Miscellaneous | E1 | Utility - Cost of Equipment | 0.22938 | 0.22938 | 0.22938 | 0.22938 | 0.22938 | 0.22938 | 0.22938 | 0.22938 | 0.22938 | 0.22938 | 0.22938 | 0.22938 | 0.22938 | 0.22938 | 0.22938 | 0.22938 | 0.22938 | 0.22938 | 0.22938 | 0.22938 | 0.22938 | 0.22938 | 0 | 0 | 0 | 0 | 0 | 0 | 0 | 0
F4_Industrial_Other Industrial_New_Miscellaneous_Natural Gas_Miscellaneous_E2 | F4 | Industrial | Other Industrial | New | Miscellaneous | Natural Gas | Miscellaneous | E2 | Utility - Cost of Equipment | 0 | 0 | 0 | 0 | 0 | 0 | 0 | 0 | 0 | 0 | 0 | 0 | 0 | 0 | 0 | 0 | 0 | 0 | 0 | 0 | 0 | 0 | 0 | 0 | 0 | 0 | 0 | 0 | 0 | 0
F4_Industrial_Other Industrial_New_Miscellaneous_Natural Gas_Miscellaneous_E3 | F4 | Industrial | Other Industrial | New | Miscellaneous | Natural Gas | Miscellaneous | E3 | Utility - Cost of Equipment | 0 | 0 | 0 | 0 | 0 | 0 | 0 | 0 | 0 | 0 | 0 | 0 | 0 | 0 | 0 | 0 | 0 | 0 | 0 | 0 | 0 | 0 | 0 | 0 | 0 | 0 | 0 | 0 | 0 | 0
F4_Industrial_Other Industrial_New_Miscellaneous_Natural Gas_Miscellaneous_E4 | F4 | Industrial | Other Industrial | New | Miscellaneous | Natural Gas | Miscellaneous | E4 | Utility - Cost of Equipment | 0 | 0 | 0 | 0 | 0 | 0 | 0 | 0 | 0 | 0 | 0 | 0 | 0 | 0 | 0 | 0 | 0 | 0 | 0 | 0 | 0 | 0 | 0 | 0 | 0 | 0 | 0 | 0 | 0 | 0
F4_Industrial_Other Industrial_New_Miscellaneous_Natural Gas_Miscellaneous_E5 | F4 | Industrial | Other Industrial | New | Miscellaneous | Natural Gas | Miscellaneous | E5 | Utility - Cost of Equipment | 0 | 0 | 0 | 0 | 0 | 0 | 0 | 0 | 0 | 0 | 0 | 0 | 0 | 0 | 0 | 0 | 0 | 0 | 0 | 0 | 0 | 0 | 0 | 0 | 0 | 0 | 0 | 0 | 0 | 0
F4_Industrial_Other Industrial_New_Miscellaneous_Natural Gas_Miscellaneous_E6 | F4 | Industrial | Other Industrial | New | Miscellaneous | Natural Gas | Miscellaneous | E6 | Utility - Cost of Equipment | 0 | 0 | 0 | 0 | 0 | 0 | 0 | 0 | 0 | 0 | 0 | 0 | 0 | 0 | 0 | 0 | 0 | 0 | 0 | 0 | 0 | 0 | 0 | 0 | 0 | 0 | 0 | 0 | 0 | 0
F4_Industrial_Other Industrial_New_Miscellaneous_Natural Gas_Miscellaneous_E7 | F4 | Industrial | Other Industrial | New | Miscellaneous | Natural Gas | Miscellaneous | E7 | Utility - Cost of Equipment | 0 | 0 | 0 | 0 | 0 | 0 | 0 | 0 | 0 | 0 | 0 | 0 | 0 | 0 | 0 | 0 | 0 | 0 | 0 | 0 | 0 | 0 | 0 | 0 | 0 | 0 | 0 | 0 | 0 | 0
F4_Industrial_Other Industrial_New_Miscellaneous_Natural Gas_Miscellaneous_E8 | F4 | Industrial | Other Industrial | New | Miscellaneous | Natural Gas | Miscellaneous | E8 | Utility - Cost of Equipment | 0 | 0 | 0 | 0 | 0 | 0 | 0 | 0 | 0 | 0 | 0 | 0 | 0 | 0 | 0 | 0 | 0 | 0 | 0 | 0 | 0 | 0 | 0 | 0 | 0 | 0 | 0 | 0 | 0 | 0
F4_Industrial_Other Industrial_New_Miscellaneous_Natural Gas_Miscellaneous_E9 | F4 | Industrial | Other Industrial | New | Miscellaneous | Natural Gas | Miscellaneous | E9 | Utility - Cost of Equipment | 0 | 0 | 0 | 0 | 0 | 0 | 0 | 0 | 0 | 0 | 0 | 0 | 0 | 0 | 0 | 0 | 0 | 0 | 0 | 0 | 0 | 0 | 0 | 0 | 0 | 0 | 0 | 0 | 0 | 0
F4_Industrial_Other Industrial_New_Miscellaneous_Natural Gas_Miscellaneous_E10 | F4 | Industrial | Other Industrial | New | Miscellaneous | Natural Gas | Miscellaneous | E10 | Utility - Cost of Equipment | 0 | 0 | 0 | 0 | 0 | 0 | 0 | 0 | 0 | 0 | 0 | 0 | 0 | 0 | 0 | 0 | 0 | 0 | 0 | 0 | 0 | 0 | 0 | 0 | 0 | 0 | 0 | 0 | 0 | 0
F5_Industrial_Other Industrial_New_Miscellaneous_Natural Gas_Miscellaneous_E1 | F5 | Industrial | Other Industrial | New | Miscellaneous | Natural Gas | Miscellaneous | E1 | Utility - Cost of Operation | 11.257 | 12.3064 | 12.3908 | 12.4746 | 12.1266 | 11.7572 | 11.3598 | 11.0224 | 10.6777 | 10.4292 | 10.1682 | 9.912 | 9.6552 | 9.4108 | 9.1649 | 8.9178 | 8.6795 | 8.4543 | 8.2319 | 8.0345 | 7.8476 | 7.665 | 0 | 0 | 0 | 0 | 0 | 0 | 0 | 0
F5_Industrial_Other Industrial_New_Miscellaneous_Natural Gas_Miscellaneous_E2 | F5 | Industrial | Other Industrial | New | Miscellaneous | Natural Gas | Miscellaneous | E2 | Utility - Cost of Operation | 0 | 0 | 0 | 0 | 0 | 0 | 0 | 0 | 0 | 0 | 0 | 0 | 0 | 0 | 0 | 0 | 0 | 0 | 0 | 0 | 0 | 0 | 0 | 0 | 0 | 0 | 0 | 0 | 0 | 0
F5_Industrial_Other Industrial_New_Miscellaneous_Natural Gas_Miscellaneous_E3 | F5 | Industrial | Other Industrial | New | Miscellaneous | Natural Gas | Miscellaneous | E3 | Utility - Cost of Operation | 0 | 0 | 0 | 0 | 0 | 0 | 0 | 0 | 0 | 0 | 0 | 0 | 0 | 0 | 0 | 0 | 0 | 0 | 0 | 0 | 0 | 0 | 0 | 0 | 0 | 0 | 0 | 0 | 0 | 0
F5_Industrial_Other Industrial_New_Miscellaneous_Natural Gas_Miscellaneous_E4 | F5 | Industrial | Other Industrial | New | Miscellaneous | Natural Gas | Miscellaneous | E4 | Utility - Cost of Operation | 0 | 0 | 0 | 0 | 0 | 0 | 0 | 0 | 0 | 0 | 0 | 0 | 0 | 0 | 0 | 0 | 0 | 0 | 0 | 0 | 0 | 0 | 0 | 0 | 0 | 0 | 0 | 0 | 0 | 0
F5_Industrial_Other Industrial_New_Miscellaneous_Natural Gas_Miscellaneous_E5 | F5 | Industrial | Other Industrial | New | Miscellaneous | Natural Gas | Miscellaneous | E5 | Utility - Cost of Operation | 0 | 0 | 0 | 0 | 0 | 0 | 0 | 0 | 0 | 0 | 0 | 0 | 0 | 0 | 0 | 0 | 0 | 0 | 0 | 0 | 0 | 0 | 0 | 0 | 0 | 0 | 0 | 0 | 0 | 0
F5_Industrial_Other Industrial_New_Miscellaneous_Natural Gas_Miscellaneous_E6 | F5 | Industrial | Other Industrial | New | Miscellaneous | Natural Gas | Miscellaneous | E6 | Utility - Cost of Operation | 0 | 0 | 0 | 0 | 0 | 0 | 0 | 0 | 0 | 0 | 0 | 0 | 0 | 0 | 0 | 0 | 0 | 0 | 0 | 0 | 0 | 0 | 0 | 0 | 0 | 0 | 0 | 0 | 0 | 0
F5_Industrial_Other Industrial_New_Miscellaneous_Natural Gas_Miscellaneous_E7 | F5 | Industrial | Other Industrial | New | Miscellaneous | Natural Gas | Miscellaneous | E7 | Utility - Cost of Operation | 0 | 0 | 0 | 0 | 0 | 0 | 0 | 0 | 0 | 0 | 0 | 0 | 0 | 0 | 0 | 0 | 0 | 0 | 0 | 0 | 0 | 0 | 0 | 0 | 0 | 0 | 0 | 0 | 0 | 0
F5_Industrial_Other Industrial_New_Miscellaneous_Natural Gas_Miscellaneous_E8 | F5 | Industrial | Other Industrial | New | Miscellaneous | Natural Gas | Miscellaneous | E8 | Utility - Cost of Operation | 0 | 0 | 0 | 0 | 0 | 0 | 0 | 0 | 0 | 0 | 0 | 0 | 0 | 0 | 0 | 0 | 0 | 0 | 0 | 0 | 0 | 0 | 0 | 0 | 0 | 0 | 0 | 0 | 0 | 0
F5_Industrial_Other Industrial_New_Miscellaneous_Natural Gas_Miscellaneous_E9 | F5 | Industrial | Other Industrial | New | Miscellaneous | Natural Gas | Miscellaneous | E9 | Utility - Cost of Operation | 0 | 0 | 0 | 0 | 0 | 0 | 0 | 0 | 0 | 0 | 0 | 0 | 0 | 0 | 0 | 0 | 0 | 0 | 0 | 0 | 0 | 0 | 0 | 0 | 0 | 0 | 0 | 0 | 0 | 0
F5_Industrial_Other Industrial_New_Miscellaneous_Natural Gas_Miscellaneous_E10 | F5 | Industrial | Other Industrial | New | Miscellaneous | Natural Gas | Miscellaneous | E10 | Utility - Cost of Operation | 0 | 0 | 0 | 0 | 0 | 0 | 0 | 0 | 0 | 0 | 0 | 0 | 0 | 0 | 0 | 0 | 0 | 0 | 0 | 0 | 0 | 0 | 0 | 0 | 0 | 0 | 0 | 0 | 0 | 0
F6_Industrial_Other Industrial_New_Miscellaneous_Natural Gas_Miscellaneous_E1 | F6 | Industrial | Other Industrial | New | Miscellaneous | Natural Gas | Miscellaneous | E1 | Utility - Value of Sales | 13.4867 | 14.7438 | 14.845 | 14.9454 | 14.5285 | 14.0859 | 13.6098 | 13.2056 | 12.7926 | 12.4948 | 12.1822 | 11.8752 | 11.5676 | 11.2748 | 10.9801 | 10.6842 | 10.3986 | 10.1288 | 9.8624 | 9.6259 | 9.4019 | 9.1831 | 0 | 0 | 0 | 0 | 0 | 0 | 0 | 0
F6_Industrial_Other Industrial_New_Miscellaneous_Natural Gas_Miscellaneous_E2 | F6 | Industrial | Other Industrial | New | Miscellaneous | Natural Gas | Miscellaneous | E2 | Utility - Value of Sales | 0 | 0 | 0 | 0 | 0 | 0 | 0 | 0 | 0 | 0 | 0 | 0 | 0 | 0 | 0 | 0 | 0 | 0 | 0 | 0 | 0 | 0 | 0 | 0 | 0 | 0 | 0 | 0 | 0 | 0
F6_Industrial_Other Industrial_New_Miscellaneous_Natural Gas_Miscellaneous_E3 | F6 | Industrial | Other Industrial | New | Miscellaneous | Natural Gas | Miscellaneous | E3 | Utility - Value of Sales | 0 | 0 | 0 | 0 | 0 | 0 | 0 | 0 | 0 | 0 | 0 | 0 | 0 | 0 | 0 | 0 | 0 | 0 | 0 | 0 | 0 | 0 | 0 | 0 | 0 | 0 | 0 | 0 | 0 | 0
F6_Industrial_Other Industrial_New_Miscellaneous_Natural Gas_Miscellaneous_E4 | F6 | Industrial | Other Industrial | New | Miscellaneous | Natural Gas | Miscellaneous | E4 | Utility - Value of Sales | 0 | 0 | 0 | 0 | 0 | 0 | 0 | 0 | 0 | 0 | 0 | 0 | 0 | 0 | 0 | 0 | 0 | 0 | 0 | 0 | 0 | 0 | 0 | 0 | 0 | 0 | 0 | 0 | 0 | 0
F6_Industrial_Other Industrial_New_Miscellaneous_Natural Gas_Miscellaneous_E5 | F6 | Industrial | Other Industrial | New | Miscellaneous | Natural Gas | Miscellaneous | E5 | Utility - Value of Sales | 0 | 0 | 0 | 0 | 0 | 0 | 0 | 0 | 0 | 0 | 0 | 0 | 0 | 0 | 0 | 0 | 0 | 0 | 0 | 0 | 0 | 0 | 0 | 0 | 0 | 0 | 0 | 0 | 0 | 0
F6_Industrial_Other Industrial_New_Miscellaneous_Natural Gas_Miscellaneous_E6 | F6 | Industrial | Other Industrial | New | Miscellaneous | Natural Gas | Miscellaneous | E6 | Utility - Value of Sales | 0 | 0 | 0 | 0 | 0 | 0 | 0 | 0 | 0 | 0 | 0 | 0 | 0 | 0 | 0 | 0 | 0 | 0 | 0 | 0 | 0 | 0 | 0 | 0 | 0 | 0 | 0 | 0 | 0 | 0
F6_Industrial_Other Industrial_New_Miscellaneous_Natural Gas_Miscellaneous_E7 | F6 | Industrial | Other Industrial | New | Miscellaneous | Natural Gas | Miscellaneous | E7 | Utility - Value of Sales | 0 | 0 | 0 | 0 | 0 | 0 | 0 | 0 | 0 | 0 | 0 | 0 | 0 | 0 | 0 | 0 | 0 | 0 | 0 | 0 | 0 | 0 | 0 | 0 | 0 | 0 | 0 | 0 | 0 | 0
F6_Industrial_Other Industrial_New_Miscellaneous_Natural Gas_Miscellaneous_E8 | F6 | Industrial | Other Industrial | New | Miscellaneous | Natural Gas | Miscellaneous | E8 | Utility - Value of Sales | 0 | 0 | 0 | 0 | 0 | 0 | 0 | 0 | 0 | 0 | 0 | 0 | 0 | 0 | 0 | 0 | 0 | 0 | 0 | 0 | 0 | 0 | 0 | 0 | 0 | 0 | 0 | 0 | 0 | 0
F6_Industrial_Other Industrial_New_Miscellaneous_Natural Gas_Miscellaneous_E9 | F6 | Industrial | Other Industrial | New | Miscellaneous | Natural Gas | Miscellaneous | E9 | Utility - Value of Sales | 0 | 0 | 0 | 0 | 0 | 0 | 0 | 0 | 0 | 0 | 0 | 0 | 0 | 0 | 0 | 0 | 0 | 0 | 0 | 0 | 0 | 0 | 0 | 0 | 0 | 0 | 0 | 0 | 0 | 0
F6_Industrial_Other Industrial_New_Miscellaneous_Natural Gas_Miscellaneous_E10 | F6 | Industrial | Other Industrial | New | Miscellaneous | Natural Gas | Miscellaneous | E10 | Utility - Value of Sales | 0 | 0 | 0 | 0 | 0 | 0 | 0 | 0 | 0 | 0 | 0 | 0 | 0 | 0 | 0 | 0 | 0 | 0 | 0 | 0 | 0 | 0 | 0 | 0 | 0 | 0 | 0 | 0 | 0 | 0

## Technology Economics
Key | Field | Sector | Segment | Vintage | End Use | Fuel | Technology | Equipment | Label | 2019 | 2020 | 2021 | 2022 | 2023 | 2024 | 2025 | 2026 | 2027 | 2028 | 2029 | 2030 | 2031 | 2032 | 2033 | 2034 | 2035 | 2036 | 2037 | 2038 | 2039 | 2040 | 2041 | 2042 | 2043 | 2044 | 2045 | 2046 | 2047 | 2048
F0_Industrial_Food Products_Existing_Space Heating_Natural Gas_Furnace_E0 | F0 | Industrial | Food Products | Existing | Space Heating | Natural Gas | Furnace | E0 | Economic Unit | AFUE 96% | AFUE 96% | AFUE 96% | AFUE 96% | AFUE 96% | AFUE 96% | AFUE 96% | AFUE 96% | AFUE 96% | AFUE 96% | AFUE 96% | AFUE 96% | AFUE 96% | AFUE 96% | AFUE 96% | AFUE 96% | AFUE 96% | AFUE 96% | AFUE 96% | AFUE 96% | AFUE 96% | AFUE 96% | 0 | 0 | 0 | 0 | 0 | 0 | 0 | 0
F1_Industrial_Food Products_Existing_Space Heating_Natural Gas_Furnace_E1 | F1 | Industrial | Food Products | Existing | Space Heating | Natural Gas | Furnace | E1 | CCE | 0 | 0 | 0 | 0 | 0 | 0 | 0 | 0 | 0 | 0 | 0 | 0 | 0 | 0 | 0 | 0 | 0 | 0 | 0 | 0 | 0 | 0 | 0 | 0 | 0 | 0 | 0 | 0 | 0 | 0
F1_Industrial_Food Products_Existing_Space Heating_Natural Gas_Furnace_E2 | F1 | Industrial | Food Products | Existing | Space Heating | Natural Gas | Furnace | E2 | CCE | 0.00080022 | 0.00080022 | 0.00080022 | 0.00080022 | 0.00080022 | 0.00080022 | 0.00080022 | 0.00080022 | 0.00080022 | 0.00080022 | 0.00080022 | 0.00080022 | 0.00080022 | 0.00080022 | 0.00080022 | 0.00080022 | 0.00080022 | 0.00080022 | 0.00080022 | 0.00080022 | 0.00080022 | 0.00080022 | 0 | 0 | 0 | 0 | 0 | 0 | 0 | 0
F1_Industrial_Food Products_Existing_Space Heating_Natural Gas_Furnace_E3 | F1 | Industrial | Food Products | Existing | Space Heating | Natural Gas | Furnace | E3 | CCE | 0.0010663 | 0.0010663 | 0.0010663 | 0.0010663 | 0.0010663 | 0.0010663 | 0.0010663 | 0.0010663 | 0.0010663 | 0.0010663 | 0.0010663 | 0.0010663 | 0.0010663 | 0.0010663 | 0.0010663 | 0.0010663 | 0.0010663 | 0.0010663 | 0.0010663 | 0.0010663 | 0.0010663 | 0.0010663 | 0 | 0 | 0 | 0 | 0 | 0 | 0 | 0
F1_Industrial_Food Products_Existing_Space Heating_Natural Gas_Furnace_E4 | F1 | Industrial | Food Products | Existing | Space Heating | Natural Gas | Furnace | E4 | CCE | 0 | 0 | 0 | 0 | 0 | 0 | 0 | 0 | 0 | 0 | 0 | 0 | 0 | 0 | 0 | 0 | 0 | 0 | 0 | 0 | 0 | 0 | 0 | 0 | 0 | 0 | 0 | 0 | 0 | 0
F1_Industrial_Food Products_Existing_Space Heating_Natural Gas_Furnace_E5 | F1 | Industrial | Food Products | Existing | Space Heating | Natural Gas | Furnace | E5 | CCE | 0 | 0 | 0 | 0 | 0 | 0 | 0 | 0 | 0 | 0 | 0 | 0 | 0 | 0 | 0 | 0 | 0 | 0 | 0 | 0 | 0 | 0 | 0 | 0 | 0 | 0 | 0 | 0 | 0 | 0
F1_Industrial_Food Products_Existing_Space Heating_Natural Gas_Furnace_E6 | F1 | Industrial | Food Products | Existing | Space Heating | Natural Gas | Furnace | E6 | CCE | 0 | 0 | 0 | 0 | 0 | 0 | 0 | 0 | 0 | 0 | 0 | 0 | 0 | 0 | 0 | 0 | 0 | 0 | 0 | 0 | 0 | 0 | 0 | 0 | 0 | 0 | 0 | 0 | 0 | 0
F1_Industrial_Food Products_Existing_Space Heating_Natural Gas_Furnace_E7 | F1 | Industrial | Food Products | Existing | Space Heating | Natural Gas | Furnace | E7 | CCE | 0 | 0 | 0 | 0 | 0 | 0 | 0 | 0 | 0 | 0 | 0 | 0 | 0 | 0 | 0 | 0 | 0 | 0 | 0 | 0 | 0 | 0 | 0 | 0 | 0 | 0 | 0 | 0 | 0 | 0
F1_Industrial_Food Products_Existing_Space Heating_Natural Gas_Furnace_E8 | F1 | Industrial | Food Products | Existing | Space Heating | Natural Gas | Furnace | E8 | CCE | 0 | 0 | 0 | 0 | 0 | 0 | 0 | 0 | 0 | 0 | 0 | 0 | 0 | 0 | 0 | 0 | 0 | 0 | 0 | 0 | 0 | 0 | 0 | 0 | 0 | 0 | 0 | 0 | 0 | 0
F1_Industrial_Food Products_Existing_Space Heating_Natural Gas_Furnace_E9 | F1 | Industrial | Food Products | Existing | Space Heating | Natural Gas | Furnace | E9 | CCE | 0 | 0 | 0 | 0 | 0 | 0 | 0 | 0 | 0 | 0 | 0 | 0 | 0 | 0 | 0 | 0 | 0 | 0 | 0 | 0 | 0 | 0 | 0 | 0 | 0 | 0 | 0 | 0 | 0 | 0
F1_Industrial_Food Products_Existing_Space Heating_Natural Gas_Furnace_E10 | F1 | Industrial | Food Products | Existing | Space Heating | Natural Gas | Furnace | E10 | CCE | 0 | 0 | 0 | 0 | 0 | 0 | 0 | 0 | 0 | 0 | 0 | 0 | 0 | 0 | 0 | 0 | 0 | 0 | 0 | 0 | 0 | 0 | 0 | 0 | 0 | 0 | 0 | 0 | 0 | 0
F2_Industrial_Food Products_Existing_Space Heating_Natural Gas_Furnace_E1 | F2 | Industrial | Food Products | Existing | Space Heating | Natural Gas | Furnace | E1 | TRC BC Ratio | 0.9 | 0.9 | 0.9 | 0.9 | 0.9 | 0.9 | 0.9 | 0.9 | 0.9 | 0.9 | 0.9 | 0.9 | 0.9 | 0.9 | 0.9 | 0.9 | 0.9 | 0.9 | 0.9 | 0.9 | 0.9 | 0.9 | 0 | 0 | 0 | 0 | 0 | 0 | 0 | 0
F2_Industrial_Food Products_Existing_Space Heating_Natural Gas_Furnace_E2 | F2 | Industrial | Food Products | Existing | Space Heating | Natural Gas | Furnace | E2 | TRC BC Ratio | 6.3177 | 6.3877 | 6.2866 | 6.1898 | 6.0235 | 5.8589 | 5.6934 | 5.5424 | 5.3921 | 5.261 | 5.1303 | 5.0031 | 4.8786 | 4.7588 | 4.6414 | 4.5264 | 4.415 | 4.3083 | 4.2041 | 4.106 | 4.0118 | 3.9204 | 0 | 0 | 0 | 0 | 0 | 0 | 0 | 0
F2_Industrial_Food Products_Existing_Space Heating_Natural Gas_Furnace_E3 | F2 | Industrial | Food Products | Existing | Space Heating | Natural Gas | Furnace | E3 | TRC BC Ratio | 4.7411 | 4.7936 | 4.7177 | 4.6451 | 4.5203 | 4.3968 | 4.2726 | 4.1592 | 4.0465 | 3.9481 | 3.85 | 3.7546 | 3.6611 | 3.5712 | 3.4831 | 3.3968 | 3.3132 | 3.2332 | 3.1549 | 3.0813 | 3.0106 | 2.942 | 0 | 0 | 0 | 0 | 0 | 0 | 0 | 0
F2_Industrial_Food Products_Existing_Space Heating_Natural Gas_Furnace_E4 | F2 | Industrial | Food Products | Existing | Space Heating | Natural Gas | Furnace | E4 | TRC BC Ratio | 0 | 0 | 0 | 0 | 0 | 0 | 0 | 0 | 0 | 0 | 0 | 0 | 0 | 0 | 0 | 0 | 0 | 0 | 0 | 0 | 0 | 0 | 0 | 0 | 0 | 0 | 0 | 0 | 0 | 0
F2_Industrial_Food Products_Existing_Space Heating_Natural Gas_Furnace_E5 | F2 | Industrial | Food Products | Existing | Space Heating | Natural Gas | Furnace | E5 | TRC BC Ratio | 0 | 0 | 0 | 0 | 0 | 0 | 0 | 0 | 0 | 0 | 0 | 0 | 0 | 0 | 0 | 0 | 0 | 0 | 0 | 0 | 0 | 0 | 0 | 0 | 0 | 0 | 0 | 0 | 0 | 0
F2_Industrial_Food Products_Existing_Space Heating_Natural Gas_Furnace_E6 | F2 | Industrial | Food Products | Existing | Space Heating | Natural Gas | Furnace | E6 | TRC BC Ratio | 0 | 0 | 0 | 0 | 0 | 0 | 0 | 0 | 0 | 0 | 0 | 0 | 0 | 0 | 0 | 0 | 0 | 0 | 0 | 0 | 0 | 0 | 0 | 0 | 0 | 0 | 0 | 0 | 0 | 0
F2_Industrial_Food Products_Existing_Space Heating_Natural Gas_Furnace_E7 | F2 | Industrial | Food Products | Existing | Space Heating | Natural Gas | Furnace | E7 | TRC BC Ratio | 0 | 0 | 0 | 0 | 0 | 0 | 0 | 0 | 0 | 0 | 0 | 0 | 0 | 0 | 0 | 0 | 0 | 0 | 0 | 0 | 0 | 0 | 0 | 0 | 0 | 0 | 0 | 0 | 0 | 0
F2_Industrial_Food Products_Existing_Space Heating_Natural Gas_Furnace_E8 | F2 | Industrial | Food Products | Existing | Space Heating | Natural Gas | Furnace | E8 | TRC BC Ratio | 0 | 0 | 0 | 0 | 0 | 0 | 0 | 0 | 0 | 0 | 0 | 0 | 0 | 0 | 0 | 0 | 0 | 0 | 0 | 0 | 0 | 0 | 0 | 0 | 0 | 0 | 0 | 0 | 0 | 0
F2_Industrial_Food Products_Existing_Space Heating_Natural Gas_Furnace_E9 | F2 | Industrial | Food Products | Existing | Space Heating | Natural Gas | Furnace | E9 | TRC BC Ratio | 0 | 0 | 0 | 0 | 0 | 0 | 0 | 0 | 0 | 0 | 0 | 0 | 0 | 0 | 0 | 0 | 0 | 0 | 0 | 0 | 0 | 0 | 0 | 0 | 0 | 0 | 0 | 0 | 0 | 0
F2_Industrial_Food Products_Existing_Space Heating_Natural Gas_Furnace_E10 | F2 | Industrial | Food Products | Existing | Space Heating | Natural Gas | Furnace | E10 | TRC BC Ratio | 0 | 0 | 0 | 0 | 0 | 0 | 0 | 0 | 0 | 0 | 0 | 0 | 0 | 0 | 0 | 0 | 0 | 0 | 0 | 0 | 0 | 0 | 0 | 0 | 0 | 0 | 0 | 0 | 0 | 0
F3_Industrial_Food Products_Existing_Space Heating_Natural Gas_Furnace_E1 | F3 | Industrial | Food Products | Existing | Space Heating | Natural Gas | Furnace | E1 | PACT BC Ratio | 0.9 | 0.9 | 0.9 | 0.9 | 0.9 | 0.9 | 0.9 | 0.9 | 0.9 | 0.9 | 0.9 | 0.9 | 0.9 | 0.9 | 0.9 | 0.9 | 0.9 | 0.9 | 0.9 | 0.9 | 0.9 | 0.9 | 0 | 0 | 0 | 0 | 0 | 0 | 0 | 0
F3_Industrial_Food Products_Existing_Space Heating_Natural Gas_Furnace_E2 | F3 | Industrial | Food Products | Existing | Space Heating | Natural Gas | Furnace | E2 | PACT BC Ratio | 18.231 | 18.433 | 18.1414 | 17.8619 | 17.382 | 16.9071 | 16.4295 | 15.9937 | 15.5602 | 15.1818 | 14.8045 | 14.4376 | 14.0781 | 13.7325 | 13.3938 | 13.0619 | 12.7406 | 12.4326 | 12.1317 | 11.8487 | 11.5768 | 11.3132 | 0 | 0 | 0 | 0 | 0 | 0 | 0 | 0
F3_Industrial_Food Products_Existing_Space Heating_Natural Gas_Furnace_E3 | F3 | Industrial | Food Products | Existing | Space Heating | Natural Gas | Furnace | E3 | PACT BC Ratio | 13.6813 | 13.8329 | 13.614 | 13.4043 | 13.0442 | 12.6878 | 12.3294 | 12.0023 | 11.677 | 11.3931 | 11.1099 | 10.8346 | 10.5648 | 10.3054 | 10.0513 | 9.8022 | 9.5611 | 9.3299 | 9.1041 | 8.8918 | 8.6877 | 8.4899 | 0 | 0 | 0 | 0 | 0 | 0 | 0 | 0
F3_Industrial_Food Products_Existing_Space Heating_Natural Gas_Furnace_E4 | F3 | Industrial | Food Products | Existing | Space Heating | Natural Gas | Furnace | E4 | PACT BC Ratio | 0 | 0 | 0 | 0 | 0 | 0 | 0 | 0 | 0 | 0 | 0 | 0 | 0 | 0 | 0 | 0 | 0 | 0 | 0 | 0 | 0 | 0 | 0 | 0 | 0 | 0 | 0 | 0 | 0 | 0
F3_Industrial_Food Products_Existing_Space Heating_Natural Gas_Furnace_E5 | F3 | Industrial | Food Products | Existing | Space Heating | Natural Gas | Furnace | E5 | PACT BC Ratio | 0 | 0 | 0 | 0 | 0 | 0 | 0 | 0 | 0 | 0 | 0 | 0 | 0 | 0 | 0 | 0 | 0 | 0 | 0 | 0 | 0 | 0 | 0 | 0 | 0 | 0 | 0 | 0 | 0 | 0
F3_Industrial_Food Products_Existing_Space Heating_Natural Gas_Furnace_E6 | F3 | Industrial | Food Products | Existing | Space Heating | Natural Gas | Furnace | E6 | PACT BC Ratio | 0 | 0 | 0 | 0 | 0 | 0 | 0 | 0 | 0 | 0 | 0 | 0 | 0 | 0 | 0 | 0 | 0 | 0 | 0 | 0 | 0 | 0 | 0 | 0 | 0 | 0 | 0 | 0 | 0 | 0
F3_Industrial_Food Products_Existing_Space Heating_Natural Gas_Furnace_E7 | F3 | Industrial | Food Products | Existing | Space Heating | Natural Gas | Furnace | E7 | PACT BC Ratio | 0 | 0 | 0 | 0 | 0 | 0 | 0 | 0 | 0 | 0 | 0 | 0 | 0 | 0 | 0 | 0 | 0 | 0 | 0 | 0 | 0 | 0 | 0 | 0 | 0 | 0 | 0 | 0 | 0 | 0
F3_Industrial_Food Products_Existing_Space Heating_Natural Gas_Furnace_E8 | F3 | Industrial | Food Products | Existing | Space Heating | Natural Gas | Furnace | E8 | PACT BC Ratio | 0 | 0 | 0 | 0 | 0 | 0 | 0 | 0 | 0 | 0 | 0 | 0 | 0 | 0 | 0 | 0 | 0 | 0 | 0 | 0 | 0 | 0 | 0 | 0 | 0 | 0 | 0 | 0 | 0 | 0
F3_Industrial_Food Products_Existing_Space Heating_Natural Gas_Furnace_E9 | F3 | Industrial | Food Products | Existing | Space Heating | Natural Gas | Furnace | E9 | PACT BC Ratio | 0 | 0 | 0 | 0 | 0 | 0 | 0 | 0 | 0 | 0 | 0 | 0 | 0 | 0 | 0 | 0 | 0 | 0 | 0 | 0 | 0 | 0 | 0 | 0 | 0 | 0 | 0 | 0 | 0 | 0
F3_Industrial_Food Products_Existing_Space Heating_Natural Gas_Furnace_E10 | F3 | Industrial | Food Products | Existing | Space Heating | Natural Gas | Furnace | E10 | PACT BC Ratio | 0 | 0 | 0 | 0 | 0 | 0 | 0 | 0 | 0 | 0 | 0 | 0 | 0 | 0 | 0 | 0 | 0 | 0 | 0 | 0 | 0 | 0 | 0 | 0 | 0 | 0 | 0 | 0 | 0 | 0
F4_Industrial_Food Products_Existing_Space Heating_Natural Gas_Furnace_E1 | F4 | Industrial | Food Products | Existing | Space Heating | Natural Gas | Furnace | E1 | PCT BC Ratio | 0.9 | 0.9 | 0.9 | 0.9 | 0.9 | 0.9 | 0.9 | 0.9 | 0.9 | 0.9 | 0.9 | 0.9 | 0.9 | 0.9 | 0.9 | 0.9 | 0.9 | 0.9 | 0.9 | 0.9 | 0.9 | 0.9 | 0 | 0 | 0 | 0 | 0 | 0 | 0 | 0
F4_Industrial_Food Products_Existing_Space Heating_Natural Gas_Furnace_E2 | F4 | Industrial | Food Products | Existing | Space Heating | Natural Gas | Furnace | E2 | PCT BC Ratio | 9.4492 | 9.5517 | 9.4037 | 9.262 | 9.0185 | 8.7777 | 8.5354 | 8.3143 | 8.0944 | 7.9025 | 7.7111 | 7.525 | 7.3427 | 7.1674 | 6.9956 | 6.8272 | 6.6642 | 6.508 | 6.3554 | 6.2118 | 6.0739 | 5.9402 | 0 | 0 | 0 | 0 | 0 | 0 | 0 | 0
F4_Industrial_Food Products_Existing_Space Heating_Natural Gas_Furnace_E3 | F4 | Industrial | Food Products | Existing | Space Heating | Natural Gas | Furnace | E3 | PCT BC Ratio | 7.1414 | 7.2183 | 7.1073 | 7.0009 | 6.8182 | 6.6374 | 6.4556 | 6.2897 | 6.1247 | 5.9807 | 5.837 | 5.6974 | 5.5606 | 5.429 | 5.3001 | 5.1737 | 5.0514 | 4.9342 | 4.8196 | 4.7119 | 4.6084 | 4.5081 | 0 | 0 | 0 | 0 | 0 | 0 | 0 | 0
F4_Industrial_Food Products_Existing_Space Heating_Natural Gas_Furnace_E4 | F4 | Industrial | Food Products | Existing | Space Heating | Natural Gas | Furnace | E4 | PCT BC Ratio | 0 | 0 | 0 | 0 | 0 | 0 | 0 | 0 | 0 | 0 | 0 | 0 | 0 | 0 | 0 | 0 | 0 | 0 | 0 | 0 | 0 | 0 | 0 | 0 | 0 | 0 | 0 | 0 | 0 | 0
F4_Industrial_Food Products_Existing_Space Heating_Natural Gas_Furnace_E5 | F4 | Industrial | Food Products | Existing | Space Heating | Natural Gas | Furnace | E5 | PCT BC Ratio | 0 | 0 | 0 | 0 | 0 | 0 | 0 | 0 | 0 | 0 | 0 | 0 | 0 | 0 | 0 | 0 | 0 | 0 | 0 | 0 | 0 | 0 | 0 | 0 | 0 | 0 | 0 | 0 | 0 | 0
F4_Industrial_Food Products_Existing_Space Heating_Natural Gas_Furnace_E6 | F4 | Industrial | Food Products | Existing | Space Heating | Natural Gas | Furnace | E6 | PCT BC Ratio | 0 | 0 | 0 | 0 | 0 | 0 | 0 | 0 | 0 | 0 | 0 | 0 | 0 | 0 | 0 | 0 | 0 | 0 | 0 | 0 | 0 | 0 | 0 | 0 | 0 | 0 | 0 | 0 | 0 | 0
F4_Industrial_Food Products_Existing_Space Heating_Natural Gas_Furnace_E7 | F4 | Industrial | Food Products | Existing | Space Heating | Natural Gas | Furnace | E7 | PCT BC Ratio | 0 | 0 | 0 | 0 | 0 | 0 | 0 | 0 | 0 | 0 | 0 | 0 | 0 | 0 | 0 | 0 | 0 | 0 | 0 | 0 | 0 | 0 | 0 | 0 | 0 | 0 | 0 | 0 | 0 | 0
F4_Industrial_Food Products_Existing_Space Heating_Natural Gas_Furnace_E8 | F4 | Industrial | Food Products | Existing | Space Heating | Natural Gas | Furnace | E8 | PCT BC Ratio | 0 | 0 | 0 | 0 | 0 | 0 | 0 | 0 | 0 | 0 | 0 | 0 | 0 | 0 | 0 | 0 | 0 | 0 | 0 | 0 | 0 | 0 | 0 | 0 | 0 | 0 | 0 | 0 | 0 | 0
F4_Industrial_Food Products_Existing_Space Heating_Natural Gas_Furnace_E9 | F4 | Industrial | Food Products | Existing | Space Heating | Natural Gas | Furnace | E9 | PCT BC Ratio | 0 | 0 | 0 | 0 | 0 | 0 | 0 | 0 | 0 | 0 | 0 | 0 | 0 | 0 | 0 | 0 | 0 | 0 | 0 | 0 | 0 | 0 | 0 | 0 | 0 | 0 | 0 | 0 | 0 | 0
F4_Industrial_Food Products_Existing_Space Heating_Natural Gas_Furnace_E10 | F4 | Industrial | Food Products | Existing | Space Heating | Natural Gas | Furnace | E10 | PCT BC Ratio | 0 | 0 | 0 | 0 | 0 | 0 | 0 | 0 | 0 | 0 | 0 | 0 | 0 | 0 | 0 | 0 | 0 | 0 | 0 | 0 | 0 | 0 | 0 | 0 | 0 | 0 | 0 | 0 | 0 | 0
F5_Industrial_Food Products_Existing_Space Heating_Natural Gas_Furnace_E1 | F5 | Industrial | Food Products | Existing | Space Heating | Natural Gas | Furnace | E1 | RIM BC Ratio | 0.9 | 0.9 | 0.9 | 0.9 | 0.9 | 0.9 | 0.9 | 0.9 | 0.9 | 0.9 | 0.9 | 0.9 | 0.9 | 0.9 | 0.9 | 0.9 | 0.9 | 0.9 | 0.9 | 0.9 | 0.9 | 0.9 | 0 | 0 | 0 | 0 | 0 | 0 | 0 | 0
F5_Industrial_Food Products_Existing_Space Heating_Natural Gas_Furnace_E2 | F5 | Industrial | Food Products | Existing | Space Heating | Natural Gas | Furnace | E2 | RIM BC Ratio | 0.79814 | 0.79852 | 0.79797 | 0.79742 | 0.79643 | 0.79541 | 0.79432 | 0.79328 | 0.79218 | 0.79118 | 0.79013 | 0.78906 | 0.78796 | 0.78685 | 0.78571 | 0.78455 | 0.78336 | 0.78217 | 0.78095 | 0.77975 | 0.77855 | 0.77733 | 0 | 0 | 0 | 0 | 0 | 0 | 0 | 0
F5_Industrial_Food Products_Existing_Space Heating_Natural Gas_Furnace_E3 | F5 | Industrial | Food Products | Existing | Space Heating | Natural Gas | Furnace | E3 | RIM BC Ratio | 0.78668 | 0.78718 | 0.78646 | 0.78575 | 0.78448 | 0.78316 | 0.78176 | 0.78041 | 0.779 | 0.7777 | 0.77635 | 0.77498 | 0.77356 | 0.77214 | 0.77068 | 0.76918 | 0.76766 | 0.76614 | 0.76458 | 0.76305 | 0.76152 | 0.75996 | 0 | 0 | 0 | 0 | 0 | 0 | 0 | 0
F5_Industrial_Food Products_Existing_Space Heating_Natural Gas_Furnace_E4 | F5 | Industrial | Food Products | Existing | Space Heating | Natural Gas | Furnace | E4 | RIM BC Ratio | 0 | 0 | 0 | 0 | 0 | 0 | 0 | 0 | 0 | 0 | 0 | 0 | 0 | 0 | 0 | 0 | 0 | 0 | 0 | 0 | 0 | 0 | 0 | 0 | 0 | 0 | 0 | 0 | 0 | 0
F5_Industrial_Food Products_Existing_Space Heating_Natural Gas_Furnace_E5 | F5 | Industrial | Food Products | Existing | Space Heating | Natural Gas | Furnace | E5 | RIM BC Ratio | 0 | 0 | 0 | 0 | 0 | 0 | 0 | 0 | 0 | 0 | 0 | 0 | 0 | 0 | 0 | 0 | 0 | 0 | 0 | 0 | 0 | 0 | 0 | 0 | 0 | 0 | 0 | 0 | 0 | 0
F5_Industrial_Food Products_Existing_Space Heating_Natural Gas_Furnace_E6 | F5 | Industrial | Food Products | Existing | Space Heating | Natural Gas | Furnace | E6 | RIM BC Ratio | 0 | 0 | 0 | 0 | 0 | 0 | 0 | 0 | 0 | 0 | 0 | 0 | 0 | 0 | 0 | 0 | 0 | 0 | 0 | 0 | 0 | 0 | 0 | 0 | 0 | 0 | 0 | 0 | 0 | 0
F5_Industrial_Food Products_Existing_Space Heating_Natural Gas_Furnace_E7 | F5 | Industrial | Food Products | Existing | Space Heating | Natural Gas | Furnace | E7 | RIM BC Ratio | 0 | 0 | 0 | 0 | 0 | 0 | 0 | 0 | 0 | 0 | 0 | 0 | 0 | 0 | 0 | 0 | 0 | 0 | 0 | 0 | 0 | 0 | 0 | 0 | 0 | 0 | 0 | 0 | 0 | 0
F5_Industrial_Food Products_Existing_Space Heating_Natural Gas_Furnace_E8 | F5 | Industrial | Food Products | Existing | Space Heating | Natural Gas | Furnace | E8 | RIM BC Ratio | 0 | 0 | 0 | 0 | 0 | 0 | 0 | 0 | 0 | 0 | 0 | 0 | 0 | 0 | 0 | 0 | 0 | 0 | 0 | 0 | 0 | 0 | 0 | 0 | 0 | 0 | 0 | 0 | 0 | 0
F5_Industrial_Food Products_Existing_Space Heating_Natural Gas_Furnace_E9 | F5 | Industrial | Food Products | Existing | Space Heating | Natural Gas | Furnace | E9 | RIM BC Ratio | 0 | 0 | 0 | 0 | 0 | 0 | 0 | 0 | 0 | 0 | 0 | 0 | 0 | 0 | 0 | 0 | 0 | 0 | 0 | 0 | 0 | 0 | 0 | 0 | 0 | 0 | 0 | 0 | 0 | 0
F5_Industrial_Food Products_Existing_Space Heating_Natural Gas_Furnace_E10 | F5 | Industrial | Food Products | Existing | Space Heating | Natural Gas | Furnace | E10 | RIM BC Ratio | 0 | 0 | 0 | 0 | 0 | 0 | 0 | 0 | 0 | 0 | 0 | 0 | 0 | 0 | 0 | 0 | 0 | 0 | 0 | 0 | 0 | 0 | 0 | 0 | 0 | 0 | 0 | 0 | 0 | 0
F0_Industrial_Food Products_Existing_Space Heating_Natural Gas_Boiler_E0 | F0 | Industrial | Food Products | Existing | Space Heating | Natural Gas | Boiler | E0 | Economic Unit | AFUE 97% | AFUE 97% | AFUE 97% | AFUE 97% | AFUE 97% | AFUE 97% | AFUE 97% | AFUE 97% | AFUE 97% | AFUE 97% | AFUE 97% | AFUE 97% | AFUE 97% | AFUE 97% | AFUE 97% | AFUE 97% | AFUE 97% | AFUE 97% | AFUE 97% | AFUE 97% | AFUE 97% | AFUE 97% | 0 | 0 | 0 | 0 | 0 | 0 | 0 | 0
F1_Industrial_Food Products_Existing_Space Heating_Natural Gas_Boiler_E1 | F1 | Industrial | Food Products | Existing | Space Heating | Natural Gas | Boiler | E1 | CCE | 0 | 0 | 0 | 0 | 0 | 0 | 0 | 0 | 0 | 0 | 0 | 0 | 0 | 0 | 0 | 0 | 0 | 0 | 0 | 0 | 0 | 0 | 0 | 0 | 0 | 0 | 0 | 0 | 0 | 0
F1_Industrial_Food Products_Existing_Space Heating_Natural Gas_Boiler_E2 | F1 | Industrial | Food Products | Existing | Space Heating | Natural Gas | Boiler | E2 | CCE | 0.0028331 | 0.0028331 | 0.0028331 | 0.0028331 | 0.0028331 | 0.0028331 | 0.0028331 | 0.0028331 | 0.0028331 | 0.0028331 | 0.0028331 | 0.0028331 | 0.0028331 | 0.0028331 | 0.0028331 | 0.0028331 | 0.0028331 | 0.0028331 | 0.0028331 | 0.0028331 | 0.0028331 | 0.0028331 | 0 | 0 | 0 | 0 | 0 | 0 | 0 | 0
F1_Industrial_Food Products_Existing_Space Heating_Natural Gas_Boiler_E3 | F1 | Industrial | Food Products | Existing | Space Heating | Natural Gas | Boiler | E3 | CCE | 0.0028615 | 0.0028615 | 0.0028615 | 0.0028615 | 0.0028615 | 0.0028615 | 0.0028615 | 0.0028615 | 0.0028615 | 0.0028615 | 0.0028615 | 0.0028615 | 0.0028615 | 0.0028615 | 0.0028615 | 0.0028615 | 0.0028615 | 0.0028615 | 0.0028615 | 0.0028615 | 0.0028615 | 0.0028615 | 0 | 0 | 0 | 0 | 0 | 0 | 0 | 0
F1_Industrial_Food Products_Existing_Space Heating_Natural Gas_Boiler_E4 | F1 | Industrial | Food Products | Existing | Space Heating | Natural Gas | Boiler | E4 | CCE | 18.3165 | 18.3165 | 18.3165 | 18.3165 | 18.3165 | 18.3165 | 18.3165 | 18.3165 | 18.3165 | 18.3165 | 18.3165 | 18.3165 | 18.3165 | 18.3165 | 18.3165 | 18.3165 | 18.3165 | 18.3165 | 18.3165 | 18.3165 | 18.3165 | 18.3165 | 0 | 0 | 0 | 0 | 0 | 0 | 0 | 0
F1_Industrial_Food Products_Existing_Space Heating_Natural Gas_Boiler_E5 | F1 | Industrial | Food Products | Existing | Space Heating | Natural Gas | Boiler | E5 | CCE | 0 | 0 | 0 | 0 | 0 | 0 | 0 | 0 | 0 | 0 | 0 | 0 | 0 | 0 | 0 | 0 | 0 | 0 | 0 | 0 | 0 | 0 | 0 | 0 | 0 | 0 | 0 | 0 | 0 | 0
F1_Industrial_Food Products_Existing_Space Heating_Natural Gas_Boiler_E6 | F1 | Industrial | Food Products | Existing | Space Heating | Natural Gas | Boiler | E6 | CCE | 0 | 0 | 0 | 0 | 0 | 0 | 0 | 0 | 0 | 0 | 0 | 0 | 0 | 0 | 0 | 0 | 0 | 0 | 0 | 0 | 0 | 0 | 0 | 0 | 0 | 0 | 0 | 0 | 0 | 0
F1_Industrial_Food Products_Existing_Space Heating_Natural Gas_Boiler_E7 | F1 | Industrial | Food Products | Existing | Space Heating | Natural Gas | Boiler | E7 | CCE | 0 | 0 | 0 | 0 | 0 | 0 | 0 | 0 | 0 | 0 | 0 | 0 | 0 | 0 | 0 | 0 | 0 | 0 | 0 | 0 | 0 | 0 | 0 | 0 | 0 | 0 | 0 | 0 | 0 | 0
F1_Industrial_Food Products_Existing_Space Heating_Natural Gas_Boiler_E8 | F1 | Industrial | Food Products | Existing | Space Heating | Natural Gas | Boiler | E8 | CCE | 0 | 0 | 0 | 0 | 0 | 0 | 0 | 0 | 0 | 0 | 0 | 0 | 0 | 0 | 0 | 0 | 0 | 0 | 0 | 0 | 0 | 0 | 0 | 0 | 0 | 0 | 0 | 0 | 0 | 0
F1_Industrial_Food Products_Existing_Space Heating_Natural Gas_Boiler_E9 | F1 | Industrial | Food Products | Existing | Space Heating | Natural Gas | Boiler | E9 | CCE | 0 | 0 | 0 | 0 | 0 | 0 | 0 | 0 | 0 | 0 | 0 | 0 | 0 | 0 | 0 | 0 | 0 | 0 | 0 | 0 | 0 | 0 | 0 | 0 | 0 | 0 | 0 | 0 | 0 | 0
F1_Industrial_Food Products_Existing_Space Heating_Natural Gas_Boiler_E10 | F1 | Industrial | Food Products | Existing | Space Heating | Natural Gas | Boiler | E10 | CCE | 0 | 0 | 0 | 0 | 0 | 0 | 0 | 0 | 0 | 0 | 0 | 0 | 0 | 0 | 0 | 0 | 0 | 0 | 0 | 0 | 0 | 0 | 0 | 0 | 0 | 0 | 0 | 0 | 0 | 0
F2_Industrial_Food Products_Existing_Space Heating_Natural Gas_Boiler_E1 | F2 | Industrial | Food Products | Existing | Space Heating | Natural Gas | Boiler | E1 | TRC BC Ratio | 0.9 | 0.9 | 0.9 | 0.9 | 0.9 | 0.9 | 0.9 | 0.9 | 0.9 | 0.9 | 0.9 | 0.9 | 0.9 | 0.9 | 0.9 | 0.9 | 0.9 | 0.9 | 0.9 | 0.9 | 0.9 | 0.9 | 0 | 0 | 0 | 0 | 0 | 0 | 0 | 0
F2_Industrial_Food Products_Existing_Space Heating_Natural Gas_Boiler_E2 | F2 | Industrial | Food Products | Existing | Space Heating | Natural Gas | Boiler | E2 | TRC BC Ratio | 1.7643 | 1.7812 | 1.7525 | 1.725 | 1.6789 | 1.6333 | 1.5875 | 1.5455 | 1.5039 | 1.4674 | 1.431 | 1.3956 | 1.361 | 1.3276 | 1.295 | 1.263 | 1.232 | 1.2024 | 1.1734 | 1.1463 | 1.1202 | 1.095 | 0 | 0 | 0 | 0 | 0 | 0 | 0 | 0
F2_Industrial_Food Products_Existing_Space Heating_Natural Gas_Boiler_E3 | F2 | Industrial | Food Products | Existing | Space Heating | Natural Gas | Boiler | E3 | TRC BC Ratio | 1.7468 | 1.7636 | 1.7351 | 1.7079 | 1.6622 | 1.6171 | 1.5717 | 1.5302 | 1.489 | 1.4529 | 1.4168 | 1.3818 | 1.3475 | 1.3145 | 1.2822 | 1.2505 | 1.2198 | 1.1904 | 1.1618 | 1.1349 | 1.1091 | 1.0842 | 0 | 0 | 0 | 0 | 0 | 0 | 0 | 0
F2_Industrial_Food Products_Existing_Space Heating_Natural Gas_Boiler_E4 | F2 | Industrial | Food Products | Existing | Space Heating | Natural Gas | Boiler | E4 | TRC BC Ratio | 0.00024716 | 0.00024492 | 0.00023984 | 0.00023494 | 0.00022895 | 0.00022309 | 0.00021732 | 0.00021189 | 0.00020656 | 0.00020165 | 0.00019682 | 0.0001921 | 0.00018749 | 0.00018302 | 0.00017865 | 0.00017437 | 0.00017022 | 0.00016623 | 0.00016237 | 0.00015872 | 0.00015525 | 0.00015195 | 0 | 0 | 0 | 0 | 0 | 0 | 0 | 0
F2_Industrial_Food Products_Existing_Space Heating_Natural Gas_Boiler_E5 | F2 | Industrial | Food Products | Existing | Space Heating | Natural Gas | Boiler | E5 | TRC BC Ratio | 0 | 0 | 0 | 0 | 0 | 0 | 0 | 0 | 0 | 0 | 0 | 0 | 0 | 0 | 0 | 0 | 0 | 0 | 0 | 0 | 0 | 0 | 0 | 0 | 0 | 0 | 0 | 0 | 0 | 0
F2_Industrial_Food Products_Existing_Space Heating_Natural Gas_Boiler_E6 | F2 | Industrial | Food Products | Existing | Space Heating | Natural Gas | Boiler | E6 | TRC BC Ratio | 0 | 0 | 0 | 0 | 0 | 0 | 0 | 0 | 0 | 0 | 0 | 0 | 0 | 0 | 0 | 0 | 0 | 0 | 0 | 0 | 0 | 0 | 0 | 0 | 0 | 0 | 0 | 0 | 0 | 0
F2_Industrial_Food Products_Existing_Space Heating_Natural Gas_Boiler_E7 | F2 | Industrial | Food Products | Existing | Space Heating | Natural Gas | Boiler | E7 | TRC BC Ratio | 0 | 0 | 0 | 0 | 0 | 0 | 0 | 0 | 0 | 0 | 0 | 0 | 0 | 0 | 0 | 0 | 0 | 0 | 0 | 0 | 0 | 0 | 0 | 0 | 0 | 0 | 0 | 0 | 0 | 0
F2_Industrial_Food Products_Existing_Space Heating_Natural Gas_Boiler_E8 | F2 | Industrial | Food Products | Existing | Space Heating | Natural Gas | Boiler | E8 | TRC BC Ratio | 0 | 0 | 0 | 0 | 0 | 0 | 0 | 0 | 0 | 0 | 0 | 0 | 0 | 0 | 0 | 0 | 0 | 0 | 0 | 0 | 0 | 0 | 0 | 0 | 0 | 0 | 0 | 0 | 0 | 0
F2_Industrial_Food Products_Existing_Space Heating_Natural Gas_Boiler_E9 | F2 | Industrial | Food Products | Existing | Space Heating | Natural Gas | Boiler | E9 | TRC BC Ratio | 0 | 0 | 0 | 0 | 0 | 0 | 0 | 0 | 0 | 0 | 0 | 0 | 0 | 0 | 0 | 0 | 0 | 0 | 0 | 0 | 0 | 0 | 0 | 0 | 0 | 0 | 0 | 0 | 0 | 0
F2_Industrial_Food Products_Existing_Space Heating_Natural Gas_Boiler_E10 | F2 | Industrial | Food Products | Existing | Space Heating | Natural Gas | Boiler | E10 | TRC BC Ratio | 0 | 0 | 0 | 0 | 0 | 0 | 0 | 0 | 0 | 0 | 0 | 0 | 0 | 0 | 0 | 0 | 0 | 0 | 0 | 0 | 0 | 0 | 0 | 0 | 0 | 0 | 0 | 0 | 0 | 0
F3_Industrial_Food Products_Existing_Space Heating_Natural Gas_Boiler_E1 | F3 | Industrial | Food Products | Existing | Space Heating | Natural Gas | Boiler | E1 | PACT BC Ratio | 0.9 | 0.9 | 0.9 | 0.9 | 0.9 | 0.9 | 0.9 | 0.9 | 0.9 | 0.9 | 0.9 | 0.9 | 0.9 | 0.9 | 0.9 | 0.9 | 0.9 | 0.9 | 0.9 | 0.9 | 0.9 | 0.9 | 0 | 0 | 0 | 0 | 0 | 0 | 0 | 0
F3_Industrial_Food Products_Existing_Space Heating_Natural Gas_Boiler_E2 | F3 | Industrial | Food Products | Existing | Space Heating | Natural Gas | Boiler | E2 | PACT BC Ratio | 1.8168 | 1.8343 | 1.8047 | 1.7763 | 1.7288 | 1.6819 | 1.6347 | 1.5915 | 1.5487 | 1.5111 | 1.4736 | 1.4372 | 1.4015 | 1.3672 | 1.3335 | 1.3006 | 1.2687 | 1.2381 | 1.2084 | 1.1804 | 1.1535 | 1.1276 | 0 | 0 | 0 | 0 | 0 | 0 | 0 | 0
F3_Industrial_Food Products_Existing_Space Heating_Natural Gas_Boiler_E3 | F3 | Industrial | Food Products | Existing | Space Heating | Natural Gas | Boiler | E3 | PACT BC Ratio | 1.7988 | 1.8161 | 1.7868 | 1.7587 | 1.7117 | 1.6652 | 1.6185 | 1.5758 | 1.5333 | 1.4961 | 1.459 | 1.4229 | 1.3876 | 1.3536 | 1.3203 | 1.2877 | 1.2561 | 1.2259 | 1.1964 | 1.1687 | 1.1421 | 1.1164 | 0 | 0 | 0 | 0 | 0 | 0 | 0 | 0
F3_Industrial_Food Products_Existing_Space Heating_Natural Gas_Boiler_E4 | F3 | Industrial | Food Products | Existing | Space Heating | Natural Gas | Boiler | E4 | PACT BC Ratio | 0.00025452 | 0.00025221 | 0.00024698 | 0.00024194 | 0.00023576 | 0.00022973 | 0.00022378 | 0.0002182 | 0.00021271 | 0.00020766 | 0.00020267 | 0.00019782 | 0.00019307 | 0.00018847 | 0.00018396 | 0.00017956 | 0.00017529 | 0.00017118 | 0.0001672 | 0.00016344 | 0.00015987 | 0.00015648 | 0 | 0 | 0 | 0 | 0 | 0 | 0 | 0
F3_Industrial_Food Products_Existing_Space Heating_Natural Gas_Boiler_E5 | F3 | Industrial | Food Products | Existing | Space Heating | Natural Gas | Boiler | E5 | PACT BC Ratio | 0 | 0 | 0 | 0 | 0 | 0 | 0 | 0 | 0 | 0 | 0 | 0 | 0 | 0 | 0 | 0 | 0 | 0 | 0 | 0 | 0 | 0 | 0 | 0 | 0 | 0 | 0 | 0 | 0 | 0
F3_Industrial_Food Products_Existing_Space Heating_Natural Gas_Boiler_E6 | F3 | Industrial | Food Products | Existing | Space Heating | Natural Gas | Boiler | E6 | PACT BC Ratio | 0 | 0 | 0 | 0 | 0 | 0 | 0 | 0 | 0 | 0 | 0 | 0 | 0 | 0 | 0 | 0 | 0 | 0 | 0 | 0 | 0 | 0 | 0 | 0 | 0 | 0 | 0 | 0 | 0 | 0
F3_Industrial_Food Products_Existing_Space Heating_Natural Gas_Boiler_E7 | F3 | Industrial | Food Products | Existing | Space Heating | Natural Gas | Boiler | E7 | PACT BC Ratio | 0 | 0 | 0 | 0 | 0 | 0 | 0 | 0 | 0 | 0 | 0 | 0 | 0 | 0 | 0 | 0 | 0 | 0 | 0 | 0 | 0 | 0 | 0 | 0 | 0 | 0 | 0 | 0 | 0 | 0
F3_Industrial_Food Products_Existing_Space Heating_Natural Gas_Boiler_E8 | F3 | Industrial | Food Products | Existing | Space Heating | Natural Gas | Boiler | E8 | PACT BC Ratio | 0 | 0 | 0 | 0 | 0 | 0 | 0 | 0 | 0 | 0 | 0 | 0 | 0 | 0 | 0 | 0 | 0 | 0 | 0 | 0 | 0 | 0 | 0 | 0 | 0 | 0 | 0 | 0 | 0 | 0
F3_Industrial_Food Products_Existing_Space Heating_Natural Gas_Boiler_E9 | F3 | Industrial | Food Products | Existing | Space Heating | Natural Gas | Boiler | E9 | PACT BC Ratio | 0 | 0 | 0 | 0 | 0 | 0 | 0 | 0 | 0 | 0 | 0 | 0 | 0 | 0 | 0 | 0 | 0 | 0 | 0 | 0 | 0 | 0 | 0 | 0 | 0 | 0 | 0 | 0 | 0 | 0
F3_Industrial_Food Products_Existing_Space Heating_Natural Gas_Boiler_E10 | F3 | Industrial | Food Products | Existing | Space Heating | Natural Gas | Boiler | E10 | PACT BC Ratio | 0 | 0 | 0 | 0 | 0 | 0 | 0 | 0 | 0 | 0 | 0 | 0 | 0 | 0 | 0 | 0 | 0 | 0 | 0 | 0 | 0 | 0 | 0 | 0 | 0 | 0 | 0 | 0 | 0 | 0
F4_Industrial_Food Products_Existing_Space Heating_Natural Gas_Boiler_E1 | F4 | Industrial | Food Products | Existing | Space Heating | Natural Gas | Boiler | E1 | PCT BC Ratio | 0.9 | 0.9 | 0.9 | 0.9 | 0.9 | 0.9 | 0.9 | 0.9 | 0.9 | 0.9 | 0.9 | 0.9 | 0.9 | 0.9 | 0.9 | 0.9 | 0.9 | 0.9 | 0.9 | 0.9 | 0.9 | 0.9 | 0 | 0 | 0 | 0 | 0 | 0 | 0 | 0
F4_Industrial_Food Products_Existing_Space Heating_Natural Gas_Boiler_E2 | F4 | Industrial | Food Products | Existing | Space Heating | Natural Gas | Boiler | E2 | PCT BC Ratio | 5.2433 | 5.2846 | 5.2145 | 5.1473 | 5.0349 | 4.9237 | 4.812 | 4.7099 | 4.6083 | 4.5193 | 4.4306 | 4.3443 | 4.2598 | 4.1785 | 4.0989 | 4.0208 | 3.9453 | 3.873 | 3.8025 | 3.7362 | 3.6727 | 3.6113 | 0 | 0 | 0 | 0 | 0 | 0 | 0 | 0
F4_Industrial_Food Products_Existing_Space Heating_Natural Gas_Boiler_E3 | F4 | Industrial | Food Products | Existing | Space Heating | Natural Gas | Boiler | E3 | PCT BC Ratio | 5.2007 | 5.2416 | 5.1722 | 5.1057 | 4.9944 | 4.8843 | 4.7737 | 4.6725 | 4.572 | 4.4839 | 4.396 | 4.3106 | 4.227 | 4.1465 | 4.0676 | 3.9903 | 3.9156 | 3.844 | 3.7742 | 3.7085 | 3.6456 | 3.5848 | 0 | 0 | 0 | 0 | 0 | 0 | 0 | 0
F4_Industrial_Food Products_Existing_Space Heating_Natural Gas_Boiler_E4 | F4 | Industrial | Food Products | Existing | Space Heating | Natural Gas | Boiler | E4 | PCT BC Ratio | 0.94178 | 0.94177 | 0.94176 | 0.94175 | 0.94173 | 0.94172 | 0.94171 | 0.94169 | 0.94168 | 0.94167 | 0.94166 | 0.94164 | 0.94163 | 0.94162 | 0.94161 | 0.9416 | 0.94159 | 0.94158 | 0.94157 | 0.94156 | 0.94156 | 0.94155 | 0 | 0 | 0 | 0 | 0 | 0 | 0 | 0
F4_Industrial_Food Products_Existing_Space Heating_Natural Gas_Boiler_E5 | F4 | Industrial | Food Products | Existing | Space Heating | Natural Gas | Boiler | E5 | PCT BC Ratio | 0 | 0 | 0 | 0 | 0 | 0 | 0 | 0 | 0 | 0 | 0 | 0 | 0 | 0 | 0 | 0 | 0 | 0 | 0 | 0 | 0 | 0 | 0 | 0 | 0 | 0 | 0 | 0 | 0 | 0
F4_Industrial_Food Products_Existing_Space Heating_Natural Gas_Boiler_E6 | F4 | Industrial | Food Products | Existing | Space Heating | Natural Gas | Boiler | E6 | PCT BC Ratio | 0 | 0 | 0 | 0 | 0 | 0 | 0 | 0 | 0 | 0 | 0 | 0 | 0 | 0 | 0 | 0 | 0 | 0 | 0 | 0 | 0 | 0 | 0 | 0 | 0 | 0 | 0 | 0 | 0 | 0
F4_Industrial_Food Products_Existing_Space Heating_Natural Gas_Boiler_E7 | F4 | Industrial | Food Products | Existing | Space Heating | Natural Gas | Boiler | E7 | PCT BC Ratio | 0 | 0 | 0 | 0 | 0 | 0 | 0 | 0 | 0 | 0 | 0 | 0 | 0 | 0 | 0 | 0 | 0 | 0 | 0 | 0 | 0 | 0 | 0 | 0 | 0 | 0 | 0 | 0 | 0 | 0
F4_Industrial_Food Products_Existing_Space Heating_Natural Gas_Boiler_E8 | F4 | Industrial | Food Products | Existing | Space Heating | Natural Gas | Boiler | E8 | PCT BC Ratio | 0 | 0 | 0 | 0 | 0 | 0 | 0 | 0 | 0 | 0 | 0 | 0 | 0 | 0 | 0 | 0 | 0 | 0 | 0 | 0 | 0 | 0 | 0 | 0 | 0 | 0 | 0 | 0 | 0 | 0
F4_Industrial_Food Products_Existing_Space Heating_Natural Gas_Boiler_E9 | F4 | Industrial | Food Products | Existing | Space Heating | Natural Gas | Boiler | E9 | PCT BC Ratio | 0 | 0 | 0 | 0 | 0 | 0 | 0 | 0 | 0 | 0 | 0 | 0 | 0 | 0 | 0 | 0 | 0 | 0 | 0 | 0 | 0 | 0 | 0 | 0 | 0 | 0 | 0 | 0 | 0 | 0
F4_Industrial_Food Products_Existing_Space Heating_Natural Gas_Boiler_E10 | F4 | Industrial | Food Products | Existing | Space Heating | Natural Gas | Boiler | E10 | PCT BC Ratio | 0 | 0 | 0 | 0 | 0 | 0 | 0 | 0 | 0 | 0 | 0 | 0 | 0 | 0 | 0 | 0 | 0 | 0 | 0 | 0 | 0 | 0 | 0 | 0 | 0 | 0 | 0 | 0 | 0 | 0
F5_Industrial_Food Products_Existing_Space Heating_Natural Gas_Boiler_E1 | F5 | Industrial | Food Products | Existing | Space Heating | Natural Gas | Boiler | E1 | RIM BC Ratio | 0.9 | 0.9 | 0.9 | 0.9 | 0.9 | 0.9 | 0.9 | 0.9 | 0.9 | 0.9 | 0.9 | 0.9 | 0.9 | 0.9 | 0.9 | 0.9 | 0.9 | 0.9 | 0.9 | 0.9 | 0.9 | 0.9 | 0 | 0 | 0 | 0 | 0 | 0 | 0 | 0
F5_Industrial_Food Products_Existing_Space Heating_Natural Gas_Boiler_E2 | F5 | Industrial | Food Products | Existing | Space Heating | Natural Gas | Boiler | E2 | RIM BC Ratio | 0.57193 | 0.57364 | 0.57072 | 0.56785 | 0.56291 | 0.55784 | 0.55255 | 0.54753 | 0.54236 | 0.53768 | 0.53286 | 0.52802 | 0.52313 | 0.51827 | 0.51336 | 0.5084 | 0.50345 | 0.49857 | 0.49367 | 0.48894 | 0.48427 | 0.47964 | 0 | 0 | 0 | 0 | 0 | 0 | 0 | 0
F5_Industrial_Food Products_Existing_Space Heating_Natural Gas_Boiler_E3 | F5 | Industrial | Food Products | Existing | Space Heating | Natural Gas | Boiler | E3 | RIM BC Ratio | 0.57013 | 0.57185 | 0.56892 | 0.56604 | 0.56108 | 0.55599 | 0.55069 | 0.54565 | 0.54047 | 0.53577 | 0.53094 | 0.52609 | 0.52118 | 0.51631 | 0.51139 | 0.50642 | 0.50146 | 0.49657 | 0.49166 | 0.48692 | 0.48225 | 0.47761 | 0 | 0 | 0 | 0 | 0 | 0 | 0 | 0
F5_Industrial_Food Products_Existing_Space Heating_Natural Gas_Boiler_E4 | F5 | Industrial | Food Products | Existing | Space Heating | Natural Gas | Boiler | E4 | RIM BC Ratio | 0.00025444 | 0.00025213 | 0.0002469 | 0.00024187 | 0.0002357 | 0.00022966 | 0.00022372 | 0.00021814 | 0.00021266 | 0.0002076 | 0.00020263 | 0.00019777 | 0.00019303 | 0.00018843 | 0.00018392 | 0.00017952 | 0.00017525 | 0.00017114 | 0.00016717 | 0.00016341 | 0.00015984 | 0.00015645 | 0 | 0 | 0 | 0 | 0 | 0 | 0 | 0
F5_Industrial_Food Products_Existing_Space Heating_Natural Gas_Boiler_E5 | F5 | Industrial | Food Products | Existing | Space Heating | Natural Gas | Boiler | E5 | RIM BC Ratio | 0 | 0 | 0 | 0 | 0 | 0 | 0 | 0 | 0 | 0 | 0 | 0 | 0 | 0 | 0 | 0 | 0 | 0 | 0 | 0 | 0 | 0 | 0 | 0 | 0 | 0 | 0 | 0 | 0 | 0
F5_Industrial_Food Products_Existing_Space Heating_Natural Gas_Boiler_E6 | F5 | Industrial | Food Products | Existing | Space Heating | Natural Gas | Boiler | E6 | RIM BC Ratio | 0 | 0 | 0 | 0 | 0 | 0 | 0 | 0 | 0 | 0 | 0 | 0 | 0 | 0 | 0 | 0 | 0 | 0 | 0 | 0 | 0 | 0 | 0 | 0 | 0 | 0 | 0 | 0 | 0 | 0
F5_Industrial_Food Products_Existing_Space Heating_Natural Gas_Boiler_E7 | F5 | Industrial | Food Products | Existing | Space Heating | Natural Gas | Boiler | E7 | RIM BC Ratio | 0 | 0 | 0 | 0 | 0 | 0 | 0 | 0 | 0 | 0 | 0 | 0 | 0 | 0 | 0 | 0 | 0 | 0 | 0 | 0 | 0 | 0 | 0 | 0 | 0 | 0 | 0 | 0 | 0 | 0
F5_Industrial_Food Products_Existing_Space Heating_Natural Gas_Boiler_E8 | F5 | Industrial | Food Products | Existing | Space Heating | Natural Gas | Boiler | E8 | RIM BC Ratio | 0 | 0 | 0 | 0 | 0 | 0 | 0 | 0 | 0 | 0 | 0 | 0 | 0 | 0 | 0 | 0 | 0 | 0 | 0 | 0 | 0 | 0 | 0 | 0 | 0 | 0 | 0 | 0 | 0 | 0
F5_Industrial_Food Products_Existing_Space Heating_Natural Gas_Boiler_E9 | F5 | Industrial | Food Products | Existing | Space Heating | Natural Gas | Boiler | E9 | RIM BC Ratio | 0 | 0 | 0 | 0 | 0 | 0 | 0 | 0 | 0 | 0 | 0 | 0 | 0 | 0 | 0 | 0 | 0 | 0 | 0 | 0 | 0 | 0 | 0 | 0 | 0 | 0 | 0 | 0 | 0 | 0
F5_Industrial_Food Products_Existing_Space Heating_Natural Gas_Boiler_E10 | F5 | Industrial | Food Products | Existing | Space Heating | Natural Gas | Boiler | E10 | RIM BC Ratio | 0 | 0 | 0 | 0 | 0 | 0 | 0 | 0 | 0 | 0 | 0 | 0 | 0 | 0 | 0 | 0 | 0 | 0 | 0 | 0 | 0 | 0 | 0 | 0 | 0 | 0 | 0 | 0 | 0 | 0
F0_Industrial_Food Products_Existing_Space Heating_Natural Gas_Unit Heater_E0 | F0 | Industrial | Food Products | Existing | Space Heating | Natural Gas | Unit Heater | E0 | Economic Unit | Infrared Radiant | Infrared Radiant | Infrared Radiant | Infrared Radiant | Infrared Radiant | Infrared Radiant | Infrared Radiant | Infrared Radiant | Infrared Radiant | Infrared Radiant | Infrared Radiant | Infrared Radiant | Infrared Radiant | Infrared Radiant | Infrared Radiant | Infrared Radiant | Infrared Radiant | Infrared Radiant | Infrared Radiant | Infrared Radiant | Infrared Radiant | Infrared Radiant | 0 | 0 | 0 | 0 | 0 | 0 | 0 | 0
F1_Industrial_Food Products_Existing_Space Heating_Natural Gas_Unit Heater_E1 | F1 | Industrial | Food Products | Existing | Space Heating | Natural Gas | Unit Heater | E1 | CCE | 0 | 0 | 0 | 0 | 0 | 0 | 0 | 0 | 0 | 0 | 0 | 0 | 0 | 0 | 0 | 0 | 0 | 0 | 0 | 0 | 0 | 0 | 0 | 0 | 0 | 0 | 0 | 0 | 0 | 0
F1_Industrial_Food Products_Existing_Space Heating_Natural Gas_Unit Heater_E2 | F1 | Industrial | Food Products | Existing | Space Heating | Natural Gas | Unit Heater | E2 | CCE | 0.025298 | 0.025298 | 0.025298 | 0.025298 | 0.025298 | 0.025298 | 0.025298 | 0.025298 | 0.025298 | 0.025298 | 0.025298 | 0.025298 | 0.025298 | 0.025298 | 0.025298 | 0.025298 | 0.025298 | 0.025298 | 0.025298 | 0.025298 | 0.025298 | 0.025298 | 0 | 0 | 0 | 0 | 0 | 0 | 0 | 0
F1_Industrial_Food Products_Existing_Space Heating_Natural Gas_Unit Heater_E3 | F1 | Industrial | Food Products | Existing | Space Heating | Natural Gas | Unit Heater | E3 | CCE | 0.0011378 | 0.0011378 | 0.0011378 | 0.0011378 | 0.0011378 | 0.0011378 | 0.0011378 | 0.0011378 | 0.0011378 | 0.0011378 | 0.0011378 | 0.0011378 | 0.0011378 | 0.0011378 | 0.0011378 | 0.0011378 | 0.0011378 | 0.0011378 | 0.0011378 | 0.0011378 | 0.0011378 | 0.0011378 | 0 | 0 | 0 | 0 | 0 | 0 | 0 | 0
F1_Industrial_Food Products_Existing_Space Heating_Natural Gas_Unit Heater_E4 | F1 | Industrial | Food Products | Existing | Space Heating | Natural Gas | Unit Heater | E4 | CCE | 0 | 0 | 0 | 0 | 0 | 0 | 0 | 0 | 0 | 0 | 0 | 0 | 0 | 0 | 0 | 0 | 0 | 0 | 0 | 0 | 0 | 0 | 0 | 0 | 0 | 0 | 0 | 0 | 0 | 0
F1_Industrial_Food Products_Existing_Space Heating_Natural Gas_Unit Heater_E5 | F1 | Industrial | Food Products | Existing | Space Heating | Natural Gas | Unit Heater | E5 | CCE | 0 | 0 | 0 | 0 | 0 | 0 | 0 | 0 | 0 | 0 | 0 | 0 | 0 | 0 | 0 | 0 | 0 | 0 | 0 | 0 | 0 | 0 | 0 | 0 | 0 | 0 | 0 | 0 | 0 | 0
F1_Industrial_Food Products_Existing_Space Heating_Natural Gas_Unit Heater_E6 | F1 | Industrial | Food Products | Existing | Space Heating | Natural Gas | Unit Heater | E6 | CCE | 0 | 0 | 0 | 0 | 0 | 0 | 0 | 0 | 0 | 0 | 0 | 0 | 0 | 0 | 0 | 0 | 0 | 0 | 0 | 0 | 0 | 0 | 0 | 0 | 0 | 0 | 0 | 0 | 0 | 0
F1_Industrial_Food Products_Existing_Space Heating_Natural Gas_Unit Heater_E7 | F1 | Industrial | Food Products | Existing | Space Heating | Natural Gas | Unit Heater | E7 | CCE | 0 | 0 | 0 | 0 | 0 | 0 | 0 | 0 | 0 | 0 | 0 | 0 | 0 | 0 | 0 | 0 | 0 | 0 | 0 | 0 | 0 | 0 | 0 | 0 | 0 | 0 | 0 | 0 | 0 | 0
F1_Industrial_Food Products_Existing_Space Heating_Natural Gas_Unit Heater_E8 | F1 | Industrial | Food Products | Existing | Space Heating | Natural Gas | Unit Heater | E8 | CCE | 0 | 0 | 0 | 0 | 0 | 0 | 0 | 0 | 0 | 0 | 0 | 0 | 0 | 0 | 0 | 0 | 0 | 0 | 0 | 0 | 0 | 0 | 0 | 0 | 0 | 0 | 0 | 0 | 0 | 0
F1_Industrial_Food Products_Existing_Space Heating_Natural Gas_Unit Heater_E9 | F1 | Industrial | Food Products | Existing | Space Heating | Natural Gas | Unit Heater | E9 | CCE | 0 | 0 | 0 | 0 | 0 | 0 | 0 | 0 | 0 | 0 | 0 | 0 | 0 | 0 | 0 | 0 | 0 | 0 | 0 | 0 | 0 | 0 | 0 | 0 | 0 | 0 | 0 | 0 | 0 | 0
F1_Industrial_Food Products_Existing_Space Heating_Natural Gas_Unit Heater_E10 | F1 | Industrial | Food Products | Existing | Space Heating | Natural Gas | Unit Heater | E10 | CCE | 0 | 0 | 0 | 0 | 0 | 0 | 0 | 0 | 0 | 0 | 0 | 0 | 0 | 0 | 0 | 0 | 0 | 0 | 0 | 0 | 0 | 0 | 0 | 0 | 0 | 0 | 0 | 0 | 0 | 0
F2_Industrial_Food Products_Existing_Space Heating_Natural Gas_Unit Heater_E1 | F2 | Industrial | Food Products | Existing | Space Heating | Natural Gas | Unit Heater | E1 | TRC BC Ratio | 0.9 | 0.9 | 0.9 | 0.9 | 0.9 | 0.9 | 0.9 | 0.9 | 0.9 | 0.9 | 0.9 | 0.9 | 0.9 | 0.9 | 0.9 | 0.9 | 0.9 | 0.9 | 0.9 | 0.9 | 0.9 | 0.9 | 0 | 0 | 0 | 0 | 0 | 0 | 0 | 0
F2_Industrial_Food Products_Existing_Space Heating_Natural Gas_Unit Heater_E2 | F2 | Industrial | Food Products | Existing | Space Heating | Natural Gas | Unit Heater | E2 | TRC BC Ratio | 0.2181 | 0.22441 | 0.22186 | 0.21944 | 0.21339 | 0.20733 | 0.20112 | 0.19555 | 0.18995 | 0.18525 | 0.18051 | 0.17591 | 0.1714 | 0.16709 | 0.16286 | 0.15871 | 0.15471 | 0.1509 | 0.14716 | 0.14369 | 0.14034 | 0.13708 | 0 | 0 | 0 | 0 | 0 | 0 | 0 | 0
F2_Industrial_Food Products_Existing_Space Heating_Natural Gas_Unit Heater_E3 | F2 | Industrial | Food Products | Existing | Space Heating | Natural Gas | Unit Heater | E3 | TRC BC Ratio | 5.5546 | 5.9201 | 5.9076 | 5.8978 | 5.7318 | 5.5622 | 5.3814 | 5.2234 | 5.0607 | 4.9317 | 4.7987 | 4.6701 | 4.5435 | 4.4241 | 4.3066 | 4.191 | 4.0803 | 3.9764 | 3.8742 | 3.7819 | 3.6939 | 3.6079 | 0 | 0 | 0 | 0 | 0 | 0 | 0 | 0
F2_Industrial_Food Products_Existing_Space Heating_Natural Gas_Unit Heater_E4 | F2 | Industrial | Food Products | Existing | Space Heating | Natural Gas | Unit Heater | E4 | TRC BC Ratio | 0 | 0 | 0 | 0 | 0 | 0 | 0 | 0 | 0 | 0 | 0 | 0 | 0 | 0 | 0 | 0 | 0 | 0 | 0 | 0 | 0 | 0 | 0 | 0 | 0 | 0 | 0 | 0 | 0 | 0
F2_Industrial_Food Products_Existing_Space Heating_Natural Gas_Unit Heater_E5 | F2 | Industrial | Food Products | Existing | Space Heating | Natural Gas | Unit Heater | E5 | TRC BC Ratio | 0 | 0 | 0 | 0 | 0 | 0 | 0 | 0 | 0 | 0 | 0 | 0 | 0 | 0 | 0 | 0 | 0 | 0 | 0 | 0 | 0 | 0 | 0 | 0 | 0 | 0 | 0 | 0 | 0 | 0
F2_Industrial_Food Products_Existing_Space Heating_Natural Gas_Unit Heater_E6 | F2 | Industrial | Food Products | Existing | Space Heating | Natural Gas | Unit Heater | E6 | TRC BC Ratio | 0 | 0 | 0 | 0 | 0 | 0 | 0 | 0 | 0 | 0 | 0 | 0 | 0 | 0 | 0 | 0 | 0 | 0 | 0 | 0 | 0 | 0 | 0 | 0 | 0 | 0 | 0 | 0 | 0 | 0
F2_Industrial_Food Products_Existing_Space Heating_Natural Gas_Unit Heater_E7 | F2 | Industrial | Food Products | Existing | Space Heating | Natural Gas | Unit Heater | E7 | TRC BC Ratio | 0 | 0 | 0 | 0 | 0 | 0 | 0 | 0 | 0 | 0 | 0 | 0 | 0 | 0 | 0 | 0 | 0 | 0 | 0 | 0 | 0 | 0 | 0 | 0 | 0 | 0 | 0 | 0 | 0 | 0
F2_Industrial_Food Products_Existing_Space Heating_Natural Gas_Unit Heater_E8 | F2 | Industrial | Food Products | Existing | Space Heating | Natural Gas | Unit Heater | E8 | TRC BC Ratio | 0 | 0 | 0 | 0 | 0 | 0 | 0 | 0 | 0 | 0 | 0 | 0 | 0 | 0 | 0 | 0 | 0 | 0 | 0 | 0 | 0 | 0 | 0 | 0 | 0 | 0 | 0 | 0 | 0 | 0
F2_Industrial_Food Products_Existing_Space Heating_Natural Gas_Unit Heater_E9 | F2 | Industrial | Food Products | Existing | Space Heating | Natural Gas | Unit Heater | E9 | TRC BC Ratio | 0 | 0 | 0 | 0 | 0 | 0 | 0 | 0 | 0 | 0 | 0 | 0 | 0 | 0 | 0 | 0 | 0 | 0 | 0 | 0 | 0 | 0 | 0 | 0 | 0 | 0 | 0 | 0 | 0 | 0
F2_Industrial_Food Products_Existing_Space Heating_Natural Gas_Unit Heater_E10 | F2 | Industrial | Food Products | Existing | Space Heating | Natural Gas | Unit Heater | E10 | TRC BC Ratio | 0 | 0 | 0 | 0 | 0 | 0 | 0 | 0 | 0 | 0 | 0 | 0 | 0 | 0 | 0 | 0 | 0 | 0 | 0 | 0 | 0 | 0 | 0 | 0 | 0 | 0 | 0 | 0 | 0 | 0
F3_Industrial_Food Products_Existing_Space Heating_Natural Gas_Unit Heater_E1 | F3 | Industrial | Food Products | Existing | Space Heating | Natural Gas | Unit Heater | E1 | PACT BC Ratio | 0.9 | 0.9 | 0.9 | 0.9 | 0.9 | 0.9 | 0.9 | 0.9 | 0.9 | 0.9 | 0.9 | 0.9 | 0.9 | 0.9 | 0.9 | 0.9 | 0.9 | 0.9 | 0.9 | 0.9 | 0.9 | 0.9 | 0 | 0 | 0 | 0 | 0 | 0 | 0 | 0
F3_Industrial_Food Products_Existing_Space Heating_Natural Gas_Unit Heater_E2 | F3 | Industrial | Food Products | Existing | Space Heating | Natural Gas | Unit Heater | E2 | PACT BC Ratio | 0.46195 | 0.47531 | 0.46991 | 0.4648 | 0.45197 | 0.43914 | 0.42598 | 0.41419 | 0.40233 | 0.39237 | 0.38233 | 0.37259 | 0.36303 | 0.35391 | 0.34495 | 0.33616 | 0.32768 | 0.31961 | 0.31169 | 0.30433 | 0.29725 | 0.29033 | 0 | 0 | 0 | 0 | 0 | 0 | 0 | 0
F3_Industrial_Food Products_Existing_Space Heating_Natural Gas_Unit Heater_E3 | F3 | Industrial | Food Products | Existing | Space Heating | Natural Gas | Unit Heater | E3 | PACT BC Ratio | 11.765 | 12.5391 | 12.5126 | 12.4918 | 12.1402 | 11.781 | 11.398 | 11.0634 | 10.7189 | 10.4457 | 10.1639 | 9.8914 | 9.6234 | 9.3705 | 9.1217 | 8.8768 | 8.6424 | 8.4222 | 8.2058 | 8.0102 | 7.8238 | 7.6418 | 0 | 0 | 0 | 0 | 0 | 0 | 0 | 0
F3_Industrial_Food Products_Existing_Space Heating_Natural Gas_Unit Heater_E4 | F3 | Industrial | Food Products | Existing | Space Heating | Natural Gas | Unit Heater | E4 | PACT BC Ratio | 0 | 0 | 0 | 0 | 0 | 0 | 0 | 0 | 0 | 0 | 0 | 0 | 0 | 0 | 0 | 0 | 0 | 0 | 0 | 0 | 0 | 0 | 0 | 0 | 0 | 0 | 0 | 0 | 0 | 0
F3_Industrial_Food Products_Existing_Space Heating_Natural Gas_Unit Heater_E5 | F3 | Industrial | Food Products | Existing | Space Heating | Natural Gas | Unit Heater | E5 | PACT BC Ratio | 0 | 0 | 0 | 0 | 0 | 0 | 0 | 0 | 0 | 0 | 0 | 0 | 0 | 0 | 0 | 0 | 0 | 0 | 0 | 0 | 0 | 0 | 0 | 0 | 0 | 0 | 0 | 0 | 0 | 0
F3_Industrial_Food Products_Existing_Space Heating_Natural Gas_Unit Heater_E6 | F3 | Industrial | Food Products | Existing | Space Heating | Natural Gas | Unit Heater | E6 | PACT BC Ratio | 0 | 0 | 0 | 0 | 0 | 0 | 0 | 0 | 0 | 0 | 0 | 0 | 0 | 0 | 0 | 0 | 0 | 0 | 0 | 0 | 0 | 0 | 0 | 0 | 0 | 0 | 0 | 0 | 0 | 0
F3_Industrial_Food Products_Existing_Space Heating_Natural Gas_Unit Heater_E7 | F3 | Industrial | Food Products | Existing | Space Heating | Natural Gas | Unit Heater | E7 | PACT BC Ratio | 0 | 0 | 0 | 0 | 0 | 0 | 0 | 0 | 0 | 0 | 0 | 0 | 0 | 0 | 0 | 0 | 0 | 0 | 0 | 0 | 0 | 0 | 0 | 0 | 0 | 0 | 0 | 0 | 0 | 0
F3_Industrial_Food Products_Existing_Space Heating_Natural Gas_Unit Heater_E8 | F3 | Industrial | Food Products | Existing | Space Heating | Natural Gas | Unit Heater | E8 | PACT BC Ratio | 0 | 0 | 0 | 0 | 0 | 0 | 0 | 0 | 0 | 0 | 0 | 0 | 0 | 0 | 0 | 0 | 0 | 0 | 0 | 0 | 0 | 0 | 0 | 0 | 0 | 0 | 0 | 0 | 0 | 0
F3_Industrial_Food Products_Existing_Space Heating_Natural Gas_Unit Heater_E9 | F3 | Industrial | Food Products | Existing | Space Heating | Natural Gas | Unit Heater | E9 | PACT BC Ratio | 0 | 0 | 0 | 0 | 0 | 0 | 0 | 0 | 0 | 0 | 0 | 0 | 0 | 0 | 0 | 0 | 0 | 0 | 0 | 0 | 0 | 0 | 0 | 0 | 0 | 0 | 0 | 0 | 0 | 0
F3_Industrial_Food Products_Existing_Space Heating_Natural Gas_Unit Heater_E10 | F3 | Industrial | Food Products | Existing | Space Heating | Natural Gas | Unit Heater | E10 | PACT BC Ratio | 0 | 0 | 0 | 0 | 0 | 0 | 0 | 0 | 0 | 0 | 0 | 0 | 0 | 0 | 0 | 0 | 0 | 0 | 0 | 0 | 0 | 0 | 0 | 0 | 0 | 0 | 0 | 0 | 0 | 0
F4_Industrial_Food Products_Existing_Space Heating_Natural Gas_Unit Heater_E1 | F4 | Industrial | Food Products | Existing | Space Heating | Natural Gas | Unit Heater | E1 | PCT BC Ratio | 0.9 | 0.9 | 0.9 | 0.9 | 0.9 | 0.9 | 0.9 | 0.9 | 0.9 | 0.9 | 0.9 | 0.9 | 0.9 | 0.9 | 0.9 | 0.9 | 0.9 | 0.9 | 0.9 | 0.9 | 0.9 | 0.9 | 0 | 0 | 0 | 0 | 0 | 0 | 0 | 0
F4_Industrial_Food Products_Existing_Space Heating_Natural Gas_Unit Heater_E2 | F4 | Industrial | Food Products | Existing | Space Heating | Natural Gas | Unit Heater | E2 | PCT BC Ratio | 0.64585 | 0.65588 | 0.65183 | 0.64799 | 0.63835 | 0.6287 | 0.61882 | 0.60996 | 0.60104 | 0.59356 | 0.58601 | 0.57869 | 0.57151 | 0.56465 | 0.55792 | 0.55132 | 0.54495 | 0.53888 | 0.53293 | 0.5274 | 0.52208 | 0.51688 | 0 | 0 | 0 | 0 | 0 | 0 | 0 | 0
F4_Industrial_Food Products_Existing_Space Heating_Natural Gas_Unit Heater_E3 | F4 | Industrial | Food Products | Existing | Space Heating | Natural Gas | Unit Heater | E3 | PCT BC Ratio | 9.14 | 9.7218 | 9.7019 | 9.6862 | 9.422 | 9.152 | 8.8642 | 8.6128 | 8.3539 | 8.1486 | 7.9368 | 7.7321 | 7.5307 | 7.3406 | 7.1536 | 6.9696 | 6.7934 | 6.628 | 6.4653 | 6.3184 | 6.1783 | 6.0415 | 0 | 0 | 0 | 0 | 0 | 0 | 0 | 0
F4_Industrial_Food Products_Existing_Space Heating_Natural Gas_Unit Heater_E4 | F4 | Industrial | Food Products | Existing | Space Heating | Natural Gas | Unit Heater | E4 | PCT BC Ratio | 0 | 0 | 0 | 0 | 0 | 0 | 0 | 0 | 0 | 0 | 0 | 0 | 0 | 0 | 0 | 0 | 0 | 0 | 0 | 0 | 0 | 0 | 0 | 0 | 0 | 0 | 0 | 0 | 0 | 0
F4_Industrial_Food Products_Existing_Space Heating_Natural Gas_Unit Heater_E5 | F4 | Industrial | Food Products | Existing | Space Heating | Natural Gas | Unit Heater | E5 | PCT BC Ratio | 0 | 0 | 0 | 0 | 0 | 0 | 0 | 0 | 0 | 0 | 0 | 0 | 0 | 0 | 0 | 0 | 0 | 0 | 0 | 0 | 0 | 0 | 0 | 0 | 0 | 0 | 0 | 0 | 0 | 0
F4_Industrial_Food Products_Existing_Space Heating_Natural Gas_Unit Heater_E6 | F4 | Industrial | Food Products | Existing | Space Heating | Natural Gas | Unit Heater | E6 | PCT BC Ratio | 0 | 0 | 0 | 0 | 0 | 0 | 0 | 0 | 0 | 0 | 0 | 0 | 0 | 0 | 0 | 0 | 0 | 0 | 0 | 0 | 0 | 0 | 0 | 0 | 0 | 0 | 0 | 0 | 0 | 0
F4_Industrial_Food Products_Existing_Space Heating_Natural Gas_Unit Heater_E7 | F4 | Industrial | Food Products | Existing | Space Heating | Natural Gas | Unit Heater | E7 | PCT BC Ratio | 0 | 0 | 0 | 0 | 0 | 0 | 0 | 0 | 0 | 0 | 0 | 0 | 0 | 0 | 0 | 0 | 0 | 0 | 0 | 0 | 0 | 0 | 0 | 0 | 0 | 0 | 0 | 0 | 0 | 0
F4_Industrial_Food Products_Existing_Space Heating_Natural Gas_Unit Heater_E8 | F4 | Industrial | Food Products | Existing | Space Heating | Natural Gas | Unit Heater | E8 | PCT BC Ratio | 0 | 0 | 0 | 0 | 0 | 0 | 0 | 0 | 0 | 0 | 0 | 0 | 0 | 0 | 0 | 0 | 0 | 0 | 0 | 0 | 0 | 0 | 0 | 0 | 0 | 0 | 0 | 0 | 0 | 0
F4_Industrial_Food Products_Existing_Space Heating_Natural Gas_Unit Heater_E9 | F4 | Industrial | Food Products | Existing | Space Heating | Natural Gas | Unit Heater | E9 | PCT BC Ratio | 0 | 0 | 0 | 0 | 0 | 0 | 0 | 0 | 0 | 0 | 0 | 0 | 0 | 0 | 0 | 0 | 0 | 0 | 0 | 0 | 0 | 0 | 0 | 0 | 0 | 0 | 0 | 0 | 0 | 0
F4_Industrial_Food Products_Existing_Space Heating_Natural Gas_Unit Heater_E10 | F4 | Industrial | Food Products | Existing | Space Heating | Natural Gas | Unit Heater | E10 | PCT BC Ratio | 0 | 0 | 0 | 0 | 0 | 0 | 0 | 0 | 0 | 0 | 0 | 0 | 0 | 0 | 0 | 0 | 0 | 0 | 0 | 0 | 0 | 0 | 0 | 0 | 0 | 0 | 0 | 0 | 0 | 0
F5_Industrial_Food Products_Existing_Space Heating_Natural Gas_Unit Heater_E1 | F5 | Industrial | Food Products | Existing | Space Heating | Natural Gas | Unit Heater | E1 | RIM BC Ratio | 0.9 | 0.9 | 0.9 | 0.9 | 0.9 | 0.9 | 0.9 | 0.9 | 0.9 | 0.9 | 0.9 | 0.9 | 0.9 | 0.9 | 0.9 | 0.9 | 0.9 | 0.9 | 0.9 | 0.9 | 0.9 | 0.9 | 0 | 0 | 0 | 0 | 0 | 0 | 0 | 0
F5_Industrial_Food Products_Existing_Space Heating_Natural Gas_Unit Heater_E2 | F5 | Industrial | Food Products | Existing | Space Heating | Natural Gas | Unit Heater | E2 | RIM BC Ratio | 0.29737 | 0.30285 | 0.30065 | 0.29855 | 0.2932 | 0.28775 | 0.28204 | 0.27682 | 0.27147 | 0.2669 | 0.26222 | 0.2576 | 0.253 | 0.24853 | 0.24408 | 0.23964 | 0.2353 | 0.23111 | 0.22695 | 0.22302 | 0.21919 | 0.21541 | 0 | 0 | 0 | 0 | 0 | 0 | 0 | 0
F5_Industrial_Food Products_Existing_Space Heating_Natural Gas_Unit Heater_E3 | F5 | Industrial | Food Products | Existing | Space Heating | Natural Gas | Unit Heater | E3 | RIM BC Ratio | 0.77938 | 0.78259 | 0.78248 | 0.7824 | 0.78098 | 0.77945 | 0.77773 | 0.77612 | 0.77438 | 0.77292 | 0.77134 | 0.76973 | 0.76806 | 0.76641 | 0.7647 | 0.76294 | 0.76117 | 0.75942 | 0.75762 | 0.75591 | 0.75422 | 0.75249 | 0 | 0 | 0 | 0 | 0 | 0 | 0 | 0
F5_Industrial_Food Products_Existing_Space Heating_Natural Gas_Unit Heater_E4 | F5 | Industrial | Food Products | Existing | Space Heating | Natural Gas | Unit Heater | E4 | RIM BC Ratio | 0 | 0 | 0 | 0 | 0 | 0 | 0 | 0 | 0 | 0 | 0 | 0 | 0 | 0 | 0 | 0 | 0 | 0 | 0 | 0 | 0 | 0 | 0 | 0 | 0 | 0 | 0 | 0 | 0 | 0
F5_Industrial_Food Products_Existing_Space Heating_Natural Gas_Unit Heater_E5 | F5 | Industrial | Food Products | Existing | Space Heating | Natural Gas | Unit Heater | E5 | RIM BC Ratio | 0 | 0 | 0 | 0 | 0 | 0 | 0 | 0 | 0 | 0 | 0 | 0 | 0 | 0 | 0 | 0 | 0 | 0 | 0 | 0 | 0 | 0 | 0 | 0 | 0 | 0 | 0 | 0 | 0 | 0
F5_Industrial_Food Products_Existing_Space Heating_Natural Gas_Unit Heater_E6 | F5 | Industrial | Food Products | Existing | Space Heating | Natural Gas | Unit Heater | E6 | RIM BC Ratio | 0 | 0 | 0 | 0 | 0 | 0 | 0 | 0 | 0 | 0 | 0 | 0 | 0 | 0 | 0 | 0 | 0 | 0 | 0 | 0 | 0 | 0 | 0 | 0 | 0 | 0 | 0 | 0 | 0 | 0
F5_Industrial_Food Products_Existing_Space Heating_Natural Gas_Unit Heater_E7 | F5 | Industrial | Food Products | Existing | Space Heating | Natural Gas | Unit Heater | E7 | RIM BC Ratio | 0 | 0 | 0 | 0 | 0 | 0 | 0 | 0 | 0 | 0 | 0 | 0 | 0 | 0 | 0 | 0 | 0 | 0 | 0 | 0 | 0 | 0 | 0 | 0 | 0 | 0 | 0 | 0 | 0 | 0
F5_Industrial_Food Products_Existing_Space Heating_Natural Gas_Unit Heater_E8 | F5 | Industrial | Food Products | Existing | Space Heating | Natural Gas | Unit Heater | E8 | RIM BC Ratio | 0 | 0 | 0 | 0 | 0 | 0 | 0 | 0 | 0 | 0 | 0 | 0 | 0 | 0 | 0 | 0 | 0 | 0 | 0 | 0 | 0 | 0 | 0 | 0 | 0 | 0 | 0 | 0 | 0 | 0
F5_Industrial_Food Products_Existing_Space Heating_Natural Gas_Unit Heater_E9 | F5 | Industrial | Food Products | Existing | Space Heating | Natural Gas | Unit Heater | E9 | RIM BC Ratio | 0 | 0 | 0 | 0 | 0 | 0 | 0 | 0 | 0 | 0 | 0 | 0 | 0 | 0 | 0 | 0 | 0 | 0 | 0 | 0 | 0 | 0 | 0 | 0 | 0 | 0 | 0 | 0 | 0 | 0
F5_Industrial_Food Products_Existing_Space Heating_Natural Gas_Unit Heater_E10 | F5 | Industrial | Food Products | Existing | Space Heating | Natural Gas | Unit Heater | E10 | RIM BC Ratio | 0 | 0 | 0 | 0 | 0 | 0 | 0 | 0 | 0 | 0 | 0 | 0 | 0 | 0 | 0 | 0 | 0 | 0 | 0 | 0 | 0 | 0 | 0 | 0 | 0 | 0 | 0 | 0 | 0 | 0
F0_Industrial_Food Products_Existing_Process_Natural Gas_Process Boiler_E0 | F0 | Industrial | Food Products | Existing | Process | Natural Gas | Process Boiler | E0 | Economic Unit | EF .80 | EF .80 | EF .80 | EF .80 | EF .80 | EF .80 | EF .80 | EF .80 | EF .80 | EF .80 | EF .80 | EF .80 | EF .80 | EF .80 | EF .80 | EF .80 | EF .80 | EF .80 | EF .80 | EF .80 | EF .80 | EF .80 | 0 | 0 | 0 | 0 | 0 | 0 | 0 | 0
F1_Industrial_Food Products_Existing_Process_Natural Gas_Process Boiler_E1 | F1 | Industrial | Food Products | Existing | Process | Natural Gas | Process Boiler | E1 | CCE | 0 | 0 | 0 | 0 | 0 | 0 | 0 | 0 | 0 | 0 | 0 | 0 | 0 | 0 | 0 | 0 | 0 | 0 | 0 | 0 | 0 | 0 | 0 | 0 | 0 | 0 | 0 | 0 | 0 | 0
F1_Industrial_Food Products_Existing_Process_Natural Gas_Process Boiler_E2 | F1 | Industrial | Food Products | Existing | Process | Natural Gas | Process Boiler | E2 | CCE | 0 | 0 | 0 | 0 | 0 | 0 | 0 | 0 | 0 | 0 | 0 | 0 | 0 | 0 | 0 | 0 | 0 | 0 | 0 | 0 | 0 | 0 | 0 | 0 | 0 | 0 | 0 | 0 | 0 | 0
F1_Industrial_Food Products_Existing_Process_Natural Gas_Process Boiler_E3 | F1 | Industrial | Food Products | Existing | Process | Natural Gas | Process Boiler | E3 | CCE | 0 | 0 | 0 | 0 | 0 | 0 | 0 | 0 | 0 | 0 | 0 | 0 | 0 | 0 | 0 | 0 | 0 | 0 | 0 | 0 | 0 | 0 | 0 | 0 | 0 | 0 | 0 | 0 | 0 | 0
F1_Industrial_Food Products_Existing_Process_Natural Gas_Process Boiler_E4 | F1 | Industrial | Food Products | Existing | Process | Natural Gas | Process Boiler | E4 | CCE | 0 | 0 | 0 | 0 | 0 | 0 | 0 | 0 | 0 | 0 | 0 | 0 | 0 | 0 | 0 | 0 | 0 | 0 | 0 | 0 | 0 | 0 | 0 | 0 | 0 | 0 | 0 | 0 | 0 | 0
F1_Industrial_Food Products_Existing_Process_Natural Gas_Process Boiler_E5 | F1 | Industrial | Food Products | Existing | Process | Natural Gas | Process Boiler | E5 | CCE | 0 | 0 | 0 | 0 | 0 | 0 | 0 | 0 | 0 | 0 | 0 | 0 | 0 | 0 | 0 | 0 | 0 | 0 | 0 | 0 | 0 | 0 | 0 | 0 | 0 | 0 | 0 | 0 | 0 | 0
F1_Industrial_Food Products_Existing_Process_Natural Gas_Process Boiler_E6 | F1 | Industrial | Food Products | Existing | Process | Natural Gas | Process Boiler | E6 | CCE | 0 | 0 | 0 | 0 | 0 | 0 | 0 | 0 | 0 | 0 | 0 | 0 | 0 | 0 | 0 | 0 | 0 | 0 | 0 | 0 | 0 | 0 | 0 | 0 | 0 | 0 | 0 | 0 | 0 | 0
F1_Industrial_Food Products_Existing_Process_Natural Gas_Process Boiler_E7 | F1 | Industrial | Food Products | Existing | Process | Natural Gas | Process Boiler | E7 | CCE | 0 | 0 | 0 | 0 | 0 | 0 | 0 | 0 | 0 | 0 | 0 | 0 | 0 | 0 | 0 | 0 | 0 | 0 | 0 | 0 | 0 | 0 | 0 | 0 | 0 | 0 | 0 | 0 | 0 | 0
F1_Industrial_Food Products_Existing_Process_Natural Gas_Process Boiler_E8 | F1 | Industrial | Food Products | Existing | Process | Natural Gas | Process Boiler | E8 | CCE | 0 | 0 | 0 | 0 | 0 | 0 | 0 | 0 | 0 | 0 | 0 | 0 | 0 | 0 | 0 | 0 | 0 | 0 | 0 | 0 | 0 | 0 | 0 | 0 | 0 | 0 | 0 | 0 | 0 | 0
F1_Industrial_Food Products_Existing_Process_Natural Gas_Process Boiler_E9 | F1 | Industrial | Food Products | Existing | Process | Natural Gas | Process Boiler | E9 | CCE | 0 | 0 | 0 | 0 | 0 | 0 | 0 | 0 | 0 | 0 | 0 | 0 | 0 | 0 | 0 | 0 | 0 | 0 | 0 | 0 | 0 | 0 | 0 | 0 | 0 | 0 | 0 | 0 | 0 | 0
F1_Industrial_Food Products_Existing_Process_Natural Gas_Process Boiler_E10 | F1 | Industrial | Food Products | Existing | Process | Natural Gas | Process Boiler | E10 | CCE | 0 | 0 | 0 | 0 | 0 | 0 | 0 | 0 | 0 | 0 | 0 | 0 | 0 | 0 | 0 | 0 | 0 | 0 | 0 | 0 | 0 | 0 | 0 | 0 | 0 | 0 | 0 | 0 | 0 | 0
F2_Industrial_Food Products_Existing_Process_Natural Gas_Process Boiler_E1 | F2 | Industrial | Food Products | Existing | Process | Natural Gas | Process Boiler | E1 | TRC BC Ratio | 0.9 | 0.9 | 0.9 | 0.9 | 0.9 | 0.9 | 0.9 | 0.9 | 0.9 | 0.9 | 0.9 | 0.9 | 0.9 | 0.9 | 0.9 | 0.9 | 0.9 | 0.9 | 0.9 | 0.9 | 0.9 | 0.9 | 0 | 0 | 0 | 0 | 0 | 0 | 0 | 0
F2_Industrial_Food Products_Existing_Process_Natural Gas_Process Boiler_E2 | F2 | Industrial | Food Products | Existing | Process | Natural Gas | Process Boiler | E2 | TRC BC Ratio | 0 | 0 | 0 | 0 | 0 | 0 | 0 | 0 | 0 | 0 | 0 | 0 | 0 | 0 | 0 | 0 | 0 | 0 | 0 | 0 | 0 | 0 | 0 | 0 | 0 | 0 | 0 | 0 | 0 | 0
F2_Industrial_Food Products_Existing_Process_Natural Gas_Process Boiler_E3 | F2 | Industrial | Food Products | Existing | Process | Natural Gas | Process Boiler | E3 | TRC BC Ratio | 0 | 0 | 0 | 0 | 0 | 0 | 0 | 0 | 0 | 0 | 0 | 0 | 0 | 0 | 0 | 0 | 0 | 0 | 0 | 0 | 0 | 0 | 0 | 0 | 0 | 0 | 0 | 0 | 0 | 0
F2_Industrial_Food Products_Existing_Process_Natural Gas_Process Boiler_E4 | F2 | Industrial | Food Products | Existing | Process | Natural Gas | Process Boiler | E4 | TRC BC Ratio | 0 | 0 | 0 | 0 | 0 | 0 | 0 | 0 | 0 | 0 | 0 | 0 | 0 | 0 | 0 | 0 | 0 | 0 | 0 | 0 | 0 | 0 | 0 | 0 | 0 | 0 | 0 | 0 | 0 | 0
F2_Industrial_Food Products_Existing_Process_Natural Gas_Process Boiler_E5 | F2 | Industrial | Food Products | Existing | Process | Natural Gas | Process Boiler | E5 | TRC BC Ratio | 0 | 0 | 0 | 0 | 0 | 0 | 0 | 0 | 0 | 0 | 0 | 0 | 0 | 0 | 0 | 0 | 0 | 0 | 0 | 0 | 0 | 0 | 0 | 0 | 0 | 0 | 0 | 0 | 0 | 0
F2_Industrial_Food Products_Existing_Process_Natural Gas_Process Boiler_E6 | F2 | Industrial | Food Products | Existing | Process | Natural Gas | Process Boiler | E6 | TRC BC Ratio | 0 | 0 | 0 | 0 | 0 | 0 | 0 | 0 | 0 | 0 | 0 | 0 | 0 | 0 | 0 | 0 | 0 | 0 | 0 | 0 | 0 | 0 | 0 | 0 | 0 | 0 | 0 | 0 | 0 | 0
F2_Industrial_Food Products_Existing_Process_Natural Gas_Process Boiler_E7 | F2 | Industrial | Food Products | Existing | Process | Natural Gas | Process Boiler | E7 | TRC BC Ratio | 0 | 0 | 0 | 0 | 0 | 0 | 0 | 0 | 0 | 0 | 0 | 0 | 0 | 0 | 0 | 0 | 0 | 0 | 0 | 0 | 0 | 0 | 0 | 0 | 0 | 0 | 0 | 0 | 0 | 0
F2_Industrial_Food Products_Existing_Process_Natural Gas_Process Boiler_E8 | F2 | Industrial | Food Products | Existing | Process | Natural Gas | Process Boiler | E8 | TRC BC Ratio | 0 | 0 | 0 | 0 | 0 | 0 | 0 | 0 | 0 | 0 | 0 | 0 | 0 | 0 | 0 | 0 | 0 | 0 | 0 | 0 | 0 | 0 | 0 | 0 | 0 | 0 | 0 | 0 | 0 | 0
F2_Industrial_Food Products_Existing_Process_Natural Gas_Process Boiler_E9 | F2 | Industrial | Food Products | Existing | Process | Natural Gas | Process Boiler | E9 | TRC BC Ratio | 0 | 0 | 0 | 0 | 0 | 0 | 0 | 0 | 0 | 0 | 0 | 0 | 0 | 0 | 0 | 0 | 0 | 0 | 0 | 0 | 0 | 0 | 0 | 0 | 0 | 0 | 0 | 0 | 0 | 0
F2_Industrial_Food Products_Existing_Process_Natural Gas_Process Boiler_E10 | F2 | Industrial | Food Products | Existing | Process | Natural Gas | Process Boiler | E10 | TRC BC Ratio | 0 | 0 | 0 | 0 | 0 | 0 | 0 | 0 | 0 | 0 | 0 | 0 | 0 | 0 | 0 | 0 | 0 | 0 | 0 | 0 | 0 | 0 | 0 | 0 | 0 | 0 | 0 | 0 | 0 | 0
F3_Industrial_Food Products_Existing_Process_Natural Gas_Process Boiler_E1 | F3 | Industrial | Food Products | Existing | Process | Natural Gas | Process Boiler | E1 | PACT BC Ratio | 0.9 | 0.9 | 0.9 | 0.9 | 0.9 | 0.9 | 0.9 | 0.9 | 0.9 | 0.9 | 0.9 | 0.9 | 0.9 | 0.9 | 0.9 | 0.9 | 0.9 | 0.9 | 0.9 | 0.9 | 0.9 | 0.9 | 0 | 0 | 0 | 0 | 0 | 0 | 0 | 0
F3_Industrial_Food Products_Existing_Process_Natural Gas_Process Boiler_E2 | F3 | Industrial | Food Products | Existing | Process | Natural Gas | Process Boiler | E2 | PACT BC Ratio | 0 | 0 | 0 | 0 | 0 | 0 | 0 | 0 | 0 | 0 | 0 | 0 | 0 | 0 | 0 | 0 | 0 | 0 | 0 | 0 | 0 | 0 | 0 | 0 | 0 | 0 | 0 | 0 | 0 | 0
F3_Industrial_Food Products_Existing_Process_Natural Gas_Process Boiler_E3 | F3 | Industrial | Food Products | Existing | Process | Natural Gas | Process Boiler | E3 | PACT BC Ratio | 0 | 0 | 0 | 0 | 0 | 0 | 0 | 0 | 0 | 0 | 0 | 0 | 0 | 0 | 0 | 0 | 0 | 0 | 0 | 0 | 0 | 0 | 0 | 0 | 0 | 0 | 0 | 0 | 0 | 0
F3_Industrial_Food Products_Existing_Process_Natural Gas_Process Boiler_E4 | F3 | Industrial | Food Products | Existing | Process | Natural Gas | Process Boiler | E4 | PACT BC Ratio | 0 | 0 | 0 | 0 | 0 | 0 | 0 | 0 | 0 | 0 | 0 | 0 | 0 | 0 | 0 | 0 | 0 | 0 | 0 | 0 | 0 | 0 | 0 | 0 | 0 | 0 | 0 | 0 | 0 | 0
F3_Industrial_Food Products_Existing_Process_Natural Gas_Process Boiler_E5 | F3 | Industrial | Food Products | Existing | Process | Natural Gas | Process Boiler | E5 | PACT BC Ratio | 0 | 0 | 0 | 0 | 0 | 0 | 0 | 0 | 0 | 0 | 0 | 0 | 0 | 0 | 0 | 0 | 0 | 0 | 0 | 0 | 0 | 0 | 0 | 0 | 0 | 0 | 0 | 0 | 0 | 0
F3_Industrial_Food Products_Existing_Process_Natural Gas_Process Boiler_E6 | F3 | Industrial | Food Products | Existing | Process | Natural Gas | Process Boiler | E6 | PACT BC Ratio | 0 | 0 | 0 | 0 | 0 | 0 | 0 | 0 | 0 | 0 | 0 | 0 | 0 | 0 | 0 | 0 | 0 | 0 | 0 | 0 | 0 | 0 | 0 | 0 | 0 | 0 | 0 | 0 | 0 | 0
F3_Industrial_Food Products_Existing_Process_Natural Gas_Process Boiler_E7 | F3 | Industrial | Food Products | Existing | Process | Natural Gas | Process Boiler | E7 | PACT BC Ratio | 0 | 0 | 0 | 0 | 0 | 0 | 0 | 0 | 0 | 0 | 0 | 0 | 0 | 0 | 0 | 0 | 0 | 0 | 0 | 0 | 0 | 0 | 0 | 0 | 0 | 0 | 0 | 0 | 0 | 0
F3_Industrial_Food Products_Existing_Process_Natural Gas_Process Boiler_E8 | F3 | Industrial | Food Products | Existing | Process | Natural Gas | Process Boiler | E8 | PACT BC Ratio | 0 | 0 | 0 | 0 | 0 | 0 | 0 | 0 | 0 | 0 | 0 | 0 | 0 | 0 | 0 | 0 | 0 | 0 | 0 | 0 | 0 | 0 | 0 | 0 | 0 | 0 | 0 | 0 | 0 | 0
F3_Industrial_Food Products_Existing_Process_Natural Gas_Process Boiler_E9 | F3 | Industrial | Food Products | Existing | Process | Natural Gas | Process Boiler | E9 | PACT BC Ratio | 0 | 0 | 0 | 0 | 0 | 0 | 0 | 0 | 0 | 0 | 0 | 0 | 0 | 0 | 0 | 0 | 0 | 0 | 0 | 0 | 0 | 0 | 0 | 0 | 0 | 0 | 0 | 0 | 0 | 0
F3_Industrial_Food Products_Existing_Process_Natural Gas_Process Boiler_E10 | F3 | Industrial | Food Products | Existing | Process | Natural Gas | Process Boiler | E10 | PACT BC Ratio | 0 | 0 | 0 | 0 | 0 | 0 | 0 | 0 | 0 | 0 | 0 | 0 | 0 | 0 | 0 | 0 | 0 | 0 | 0 | 0 | 0 | 0 | 0 | 0 | 0 | 0 | 0 | 0 | 0 | 0
F4_Industrial_Food Products_Existing_Process_Natural Gas_Process Boiler_E1 | F4 | Industrial | Food Products | Existing | Process | Natural Gas | Process Boiler | E1 | PCT BC Ratio | 0.9 | 0.9 | 0.9 | 0.9 | 0.9 | 0.9 | 0.9 | 0.9 | 0.9 | 0.9 | 0.9 | 0.9 | 0.9 | 0.9 | 0.9 | 0.9 | 0.9 | 0.9 | 0.9 | 0.9 | 0.9 | 0.9 | 0 | 0 | 0 | 0 | 0 | 0 | 0 | 0
F4_Industrial_Food Products_Existing_Process_Natural Gas_Process Boiler_E2 | F4 | Industrial | Food Products | Existing | Process | Natural Gas | Process Boiler | E2 | PCT BC Ratio | 0 | 0 | 0 | 0 | 0 | 0 | 0 | 0 | 0 | 0 | 0 | 0 | 0 | 0 | 0 | 0 | 0 | 0 | 0 | 0 | 0 | 0 | 0 | 0 | 0 | 0 | 0 | 0 | 0 | 0
F4_Industrial_Food Products_Existing_Process_Natural Gas_Process Boiler_E3 | F4 | Industrial | Food Products | Existing | Process | Natural Gas | Process Boiler | E3 | PCT BC Ratio | 0 | 0 | 0 | 0 | 0 | 0 | 0 | 0 | 0 | 0 | 0 | 0 | 0 | 0 | 0 | 0 | 0 | 0 | 0 | 0 | 0 | 0 | 0 | 0 | 0 | 0 | 0 | 0 | 0 | 0
F4_Industrial_Food Products_Existing_Process_Natural Gas_Process Boiler_E4 | F4 | Industrial | Food Products | Existing | Process | Natural Gas | Process Boiler | E4 | PCT BC Ratio | 0 | 0 | 0 | 0 | 0 | 0 | 0 | 0 | 0 | 0 | 0 | 0 | 0 | 0 | 0 | 0 | 0 | 0 | 0 | 0 | 0 | 0 | 0 | 0 | 0 | 0 | 0 | 0 | 0 | 0
F4_Industrial_Food Products_Existing_Process_Natural Gas_Process Boiler_E5 | F4 | Industrial | Food Products | Existing | Process | Natural Gas | Process Boiler | E5 | PCT BC Ratio | 0 | 0 | 0 | 0 | 0 | 0 | 0 | 0 | 0 | 0 | 0 | 0 | 0 | 0 | 0 | 0 | 0 | 0 | 0 | 0 | 0 | 0 | 0 | 0 | 0 | 0 | 0 | 0 | 0 | 0
F4_Industrial_Food Products_Existing_Process_Natural Gas_Process Boiler_E6 | F4 | Industrial | Food Products | Existing | Process | Natural Gas | Process Boiler | E6 | PCT BC Ratio | 0 | 0 | 0 | 0 | 0 | 0 | 0 | 0 | 0 | 0 | 0 | 0 | 0 | 0 | 0 | 0 | 0 | 0 | 0 | 0 | 0 | 0 | 0 | 0 | 0 | 0 | 0 | 0 | 0 | 0
F4_Industrial_Food Products_Existing_Process_Natural Gas_Process Boiler_E7 | F4 | Industrial | Food Products | Existing | Process | Natural Gas | Process Boiler | E7 | PCT BC Ratio | 0 | 0 | 0 | 0 | 0 | 0 | 0 | 0 | 0 | 0 | 0 | 0 | 0 | 0 | 0 | 0 | 0 | 0 | 0 | 0 | 0 | 0 | 0 | 0 | 0 | 0 | 0 | 0 | 0 | 0
F4_Industrial_Food Products_Existing_Process_Natural Gas_Process Boiler_E8 | F4 | Industrial | Food Products | Existing | Process | Natural Gas | Process Boiler | E8 | PCT BC Ratio | 0 | 0 | 0 | 0 | 0 | 0 | 0 | 0 | 0 | 0 | 0 | 0 | 0 | 0 | 0 | 0 | 0 | 0 | 0 | 0 | 0 | 0 | 0 | 0 | 0 | 0 | 0 | 0 | 0 | 0
F4_Industrial_Food Products_Existing_Process_Natural Gas_Process Boiler_E9 | F4 | Industrial | Food Products | Existing | Process | Natural Gas | Process Boiler | E9 | PCT BC Ratio | 0 | 0 | 0 | 0 | 0 | 0 | 0 | 0 | 0 | 0 | 0 | 0 | 0 | 0 | 0 | 0 | 0 | 0 | 0 | 0 | 0 | 0 | 0 | 0 | 0 | 0 | 0 | 0 | 0 | 0
F4_Industrial_Food Products_Existing_Process_Natural Gas_Process Boiler_E10 | F4 | Industrial | Food Products | Existing | Process | Natural Gas | Process Boiler | E10 | PCT BC Ratio | 0 | 0 | 0 | 0 | 0 | 0 | 0 | 0 | 0 | 0 | 0 | 0 | 0 | 0 | 0 | 0 | 0 | 0 | 0 | 0 | 0 | 0 | 0 | 0 | 0 | 0 | 0 | 0 | 0 | 0
F5_Industrial_Food Products_Existing_Process_Natural Gas_Process Boiler_E1 | F5 | Industrial | Food Products | Existing | Process | Natural Gas | Process Boiler | E1 | RIM BC Ratio | 0.9 | 0.9 | 0.9 | 0.9 | 0.9 | 0.9 | 0.9 | 0.9 | 0.9 | 0.9 | 0.9 | 0.9 | 0.9 | 0.9 | 0.9 | 0.9 | 0.9 | 0.9 | 0.9 | 0.9 | 0.9 | 0.9 | 0 | 0 | 0 | 0 | 0 | 0 | 0 | 0
F5_Industrial_Food Products_Existing_Process_Natural Gas_Process Boiler_E2 | F5 | Industrial | Food Products | Existing | Process | Natural Gas | Process Boiler | E2 | RIM BC Ratio | 0 | 0 | 0 | 0 | 0 | 0 | 0 | 0 | 0 | 0 | 0 | 0 | 0 | 0 | 0 | 0 | 0 | 0 | 0 | 0 | 0 | 0 | 0 | 0 | 0 | 0 | 0 | 0 | 0 | 0
F5_Industrial_Food Products_Existing_Process_Natural Gas_Process Boiler_E3 | F5 | Industrial | Food Products | Existing | Process | Natural Gas | Process Boiler | E3 | RIM BC Ratio | 0 | 0 | 0 | 0 | 0 | 0 | 0 | 0 | 0 | 0 | 0 | 0 | 0 | 0 | 0 | 0 | 0 | 0 | 0 | 0 | 0 | 0 | 0 | 0 | 0 | 0 | 0 | 0 | 0 | 0
F5_Industrial_Food Products_Existing_Process_Natural Gas_Process Boiler_E4 | F5 | Industrial | Food Products | Existing | Process | Natural Gas | Process Boiler | E4 | RIM BC Ratio | 0 | 0 | 0 | 0 | 0 | 0 | 0 | 0 | 0 | 0 | 0 | 0 | 0 | 0 | 0 | 0 | 0 | 0 | 0 | 0 | 0 | 0 | 0 | 0 | 0 | 0 | 0 | 0 | 0 | 0
F5_Industrial_Food Products_Existing_Process_Natural Gas_Process Boiler_E5 | F5 | Industrial | Food Products | Existing | Process | Natural Gas | Process Boiler | E5 | RIM BC Ratio | 0 | 0 | 0 | 0 | 0 | 0 | 0 | 0 | 0 | 0 | 0 | 0 | 0 | 0 | 0 | 0 | 0 | 0 | 0 | 0 | 0 | 0 | 0 | 0 | 0 | 0 | 0 | 0 | 0 | 0
F5_Industrial_Food Products_Existing_Process_Natural Gas_Process Boiler_E6 | F5 | Industrial | Food Products | Existing | Process | Natural Gas | Process Boiler | E6 | RIM BC Ratio | 0 | 0 | 0 | 0 | 0 | 0 | 0 | 0 | 0 | 0 | 0 | 0 | 0 | 0 | 0 | 0 | 0 | 0 | 0 | 0 | 0 | 0 | 0 | 0 | 0 | 0 | 0 | 0 | 0 | 0
F5_Industrial_Food Products_Existing_Process_Natural Gas_Process Boiler_E7 | F5 | Industrial | Food Products | Existing | Process | Natural Gas | Process Boiler | E7 | RIM BC Ratio | 0 | 0 | 0 | 0 | 0 | 0 | 0 | 0 | 0 | 0 | 0 | 0 | 0 | 0 | 0 | 0 | 0 | 0 | 0 | 0 | 0 | 0 | 0 | 0 | 0 | 0 | 0 | 0 | 0 | 0
F5_Industrial_Food Products_Existing_Process_Natural Gas_Process Boiler_E8 | F5 | Industrial | Food Products | Existing | Process | Natural Gas | Process Boiler | E8 | RIM BC Ratio | 0 | 0 | 0 | 0 | 0 | 0 | 0 | 0 | 0 | 0 | 0 | 0 | 0 | 0 | 0 | 0 | 0 | 0 | 0 | 0 | 0 | 0 | 0 | 0 | 0 | 0 | 0 | 0 | 0 | 0
F5_Industrial_Food Products_Existing_Process_Natural Gas_Process Boiler_E9 | F5 | Industrial | Food Products | Existing | Process | Natural Gas | Process Boiler | E9 | RIM BC Ratio | 0 | 0 | 0 | 0 | 0 | 0 | 0 | 0 | 0 | 0 | 0 | 0 | 0 | 0 | 0 | 0 | 0 | 0 | 0 | 0 | 0 | 0 | 0 | 0 | 0 | 0 | 0 | 0 | 0 | 0
F5_Industrial_Food Products_Existing_Process_Natural Gas_Process Boiler_E10 | F5 | Industrial | Food Products | Existing | Process | Natural Gas | Process Boiler | E10 | RIM BC Ratio | 0 | 0 | 0 | 0 | 0 | 0 | 0 | 0 | 0 | 0 | 0 | 0 | 0 | 0 | 0 | 0 | 0 | 0 | 0 | 0 | 0 | 0 | 0 | 0 | 0 | 0 | 0 | 0 | 0 | 0
F0_Industrial_Food Products_Existing_Process_Natural Gas_Process Heating_E0 | F0 | Industrial | Food Products | Existing | Process | Natural Gas | Process Heating | E0 | Economic Unit | Standard | Standard | Standard | Standard | Standard | Standard | Standard | Standard | Standard | Standard | Standard | Standard | Standard | Standard | Standard | Standard | Standard | Standard | Standard | Standard | Standard | Standard | 0 | 0 | 0 | 0 | 0 | 0 | 0 | 0
F1_Industrial_Food Products_Existing_Process_Natural Gas_Process Heating_E1 | F1 | Industrial | Food Products | Existing | Process | Natural Gas | Process Heating | E1 | CCE | 0 | 0 | 0 | 0 | 0 | 0 | 0 | 0 | 0 | 0 | 0 | 0 | 0 | 0 | 0 | 0 | 0 | 0 | 0 | 0 | 0 | 0 | 0 | 0 | 0 | 0 | 0 | 0 | 0 | 0
F1_Industrial_Food Products_Existing_Process_Natural Gas_Process Heating_E2 | F1 | Industrial | Food Products | Existing | Process | Natural Gas | Process Heating | E2 | CCE | 0 | 0 | 0 | 0 | 0 | 0 | 0 | 0 | 0 | 0 | 0 | 0 | 0 | 0 | 0 | 0 | 0 | 0 | 0 | 0 | 0 | 0 | 0 | 0 | 0 | 0 | 0 | 0 | 0 | 0
F1_Industrial_Food Products_Existing_Process_Natural Gas_Process Heating_E3 | F1 | Industrial | Food Products | Existing | Process | Natural Gas | Process Heating | E3 | CCE | 0 | 0 | 0 | 0 | 0 | 0 | 0 | 0 | 0 | 0 | 0 | 0 | 0 | 0 | 0 | 0 | 0 | 0 | 0 | 0 | 0 | 0 | 0 | 0 | 0 | 0 | 0 | 0 | 0 | 0
F1_Industrial_Food Products_Existing_Process_Natural Gas_Process Heating_E4 | F1 | Industrial | Food Products | Existing | Process | Natural Gas | Process Heating | E4 | CCE | 0 | 0 | 0 | 0 | 0 | 0 | 0 | 0 | 0 | 0 | 0 | 0 | 0 | 0 | 0 | 0 | 0 | 0 | 0 | 0 | 0 | 0 | 0 | 0 | 0 | 0 | 0 | 0 | 0 | 0
F1_Industrial_Food Products_Existing_Process_Natural Gas_Process Heating_E5 | F1 | Industrial | Food Products | Existing | Process | Natural Gas | Process Heating | E5 | CCE | 0 | 0 | 0 | 0 | 0 | 0 | 0 | 0 | 0 | 0 | 0 | 0 | 0 | 0 | 0 | 0 | 0 | 0 | 0 | 0 | 0 | 0 | 0 | 0 | 0 | 0 | 0 | 0 | 0 | 0
F1_Industrial_Food Products_Existing_Process_Natural Gas_Process Heating_E6 | F1 | Industrial | Food Products | Existing | Process | Natural Gas | Process Heating | E6 | CCE | 0 | 0 | 0 | 0 | 0 | 0 | 0 | 0 | 0 | 0 | 0 | 0 | 0 | 0 | 0 | 0 | 0 | 0 | 0 | 0 | 0 | 0 | 0 | 0 | 0 | 0 | 0 | 0 | 0 | 0
F1_Industrial_Food Products_Existing_Process_Natural Gas_Process Heating_E7 | F1 | Industrial | Food Products | Existing | Process | Natural Gas | Process Heating | E7 | CCE | 0 | 0 | 0 | 0 | 0 | 0 | 0 | 0 | 0 | 0 | 0 | 0 | 0 | 0 | 0 | 0 | 0 | 0 | 0 | 0 | 0 | 0 | 0 | 0 | 0 | 0 | 0 | 0 | 0 | 0
F1_Industrial_Food Products_Existing_Process_Natural Gas_Process Heating_E8 | F1 | Industrial | Food Products | Existing | Process | Natural Gas | Process Heating | E8 | CCE | 0 | 0 | 0 | 0 | 0 | 0 | 0 | 0 | 0 | 0 | 0 | 0 | 0 | 0 | 0 | 0 | 0 | 0 | 0 | 0 | 0 | 0 | 0 | 0 | 0 | 0 | 0 | 0 | 0 | 0
F1_Industrial_Food Products_Existing_Process_Natural Gas_Process Heating_E9 | F1 | Industrial | Food Products | Existing | Process | Natural Gas | Process Heating | E9 | CCE | 0 | 0 | 0 | 0 | 0 | 0 | 0 | 0 | 0 | 0 | 0 | 0 | 0 | 0 | 0 | 0 | 0 | 0 | 0 | 0 | 0 | 0 | 0 | 0 | 0 | 0 | 0 | 0 | 0 | 0
F1_Industrial_Food Products_Existing_Process_Natural Gas_Process Heating_E10 | F1 | Industrial | Food Products | Existing | Process | Natural Gas | Process Heating | E10 | CCE | 0 | 0 | 0 | 0 | 0 | 0 | 0 | 0 | 0 | 0 | 0 | 0 | 0 | 0 | 0 | 0 | 0 | 0 | 0 | 0 | 0 | 0 | 0 | 0 | 0 | 0 | 0 | 0 | 0 | 0
F2_Industrial_Food Products_Existing_Process_Natural Gas_Process Heating_E1 | F2 | Industrial | Food Products | Existing | Process | Natural Gas | Process Heating | E1 | TRC BC Ratio | 0.9 | 0.9 | 0.9 | 0.9 | 0.9 | 0.9 | 0.9 | 0.9 | 0.9 | 0.9 | 0.9 | 0.9 | 0.9 | 0.9 | 0.9 | 0.9 | 0.9 | 0.9 | 0.9 | 0.9 | 0.9 | 0.9 | 0 | 0 | 0 | 0 | 0 | 0 | 0 | 0
F2_Industrial_Food Products_Existing_Process_Natural Gas_Process Heating_E2 | F2 | Industrial | Food Products | Existing | Process | Natural Gas | Process Heating | E2 | TRC BC Ratio | 0 | 0 | 0 | 0 | 0 | 0 | 0 | 0 | 0 | 0 | 0 | 0 | 0 | 0 | 0 | 0 | 0 | 0 | 0 | 0 | 0 | 0 | 0 | 0 | 0 | 0 | 0 | 0 | 0 | 0
F2_Industrial_Food Products_Existing_Process_Natural Gas_Process Heating_E3 | F2 | Industrial | Food Products | Existing | Process | Natural Gas | Process Heating | E3 | TRC BC Ratio | 0 | 0 | 0 | 0 | 0 | 0 | 0 | 0 | 0 | 0 | 0 | 0 | 0 | 0 | 0 | 0 | 0 | 0 | 0 | 0 | 0 | 0 | 0 | 0 | 0 | 0 | 0 | 0 | 0 | 0
F2_Industrial_Food Products_Existing_Process_Natural Gas_Process Heating_E4 | F2 | Industrial | Food Products | Existing | Process | Natural Gas | Process Heating | E4 | TRC BC Ratio | 0 | 0 | 0 | 0 | 0 | 0 | 0 | 0 | 0 | 0 | 0 | 0 | 0 | 0 | 0 | 0 | 0 | 0 | 0 | 0 | 0 | 0 | 0 | 0 | 0 | 0 | 0 | 0 | 0 | 0
F2_Industrial_Food Products_Existing_Process_Natural Gas_Process Heating_E5 | F2 | Industrial | Food Products | Existing | Process | Natural Gas | Process Heating | E5 | TRC BC Ratio | 0 | 0 | 0 | 0 | 0 | 0 | 0 | 0 | 0 | 0 | 0 | 0 | 0 | 0 | 0 | 0 | 0 | 0 | 0 | 0 | 0 | 0 | 0 | 0 | 0 | 0 | 0 | 0 | 0 | 0
F2_Industrial_Food Products_Existing_Process_Natural Gas_Process Heating_E6 | F2 | Industrial | Food Products | Existing | Process | Natural Gas | Process Heating | E6 | TRC BC Ratio | 0 | 0 | 0 | 0 | 0 | 0 | 0 | 0 | 0 | 0 | 0 | 0 | 0 | 0 | 0 | 0 | 0 | 0 | 0 | 0 | 0 | 0 | 0 | 0 | 0 | 0 | 0 | 0 | 0 | 0
F2_Industrial_Food Products_Existing_Process_Natural Gas_Process Heating_E7 | F2 | Industrial | Food Products | Existing | Process | Natural Gas | Process Heating | E7 | TRC BC Ratio | 0 | 0 | 0 | 0 | 0 | 0 | 0 | 0 | 0 | 0 | 0 | 0 | 0 | 0 | 0 | 0 | 0 | 0 | 0 | 0 | 0 | 0 | 0 | 0 | 0 | 0 | 0 | 0 | 0 | 0
F2_Industrial_Food Products_Existing_Process_Natural Gas_Process Heating_E8 | F2 | Industrial | Food Products | Existing | Process | Natural Gas | Process Heating | E8 | TRC BC Ratio | 0 | 0 | 0 | 0 | 0 | 0 | 0 | 0 | 0 | 0 | 0 | 0 | 0 | 0 | 0 | 0 | 0 | 0 | 0 | 0 | 0 | 0 | 0 | 0 | 0 | 0 | 0 | 0 | 0 | 0
F2_Industrial_Food Products_Existing_Process_Natural Gas_Process Heating_E9 | F2 | Industrial | Food Products | Existing | Process | Natural Gas | Process Heating | E9 | TRC BC Ratio | 0 | 0 | 0 | 0 | 0 | 0 | 0 | 0 | 0 | 0 | 0 | 0 | 0 | 0 | 0 | 0 | 0 | 0 | 0 | 0 | 0 | 0 | 0 | 0 | 0 | 0 | 0 | 0 | 0 | 0
F2_Industrial_Food Products_Existing_Process_Natural Gas_Process Heating_E10 | F2 | Industrial | Food Products | Existing | Process | Natural Gas | Process Heating | E10 | TRC BC Ratio | 0 | 0 | 0 | 0 | 0 | 0 | 0 | 0 | 0 | 0 | 0 | 0 | 0 | 0 | 0 | 0 | 0 | 0 | 0 | 0 | 0 | 0 | 0 | 0 | 0 | 0 | 0 | 0 | 0 | 0
F3_Industrial_Food Products_Existing_Process_Natural Gas_Process Heating_E1 | F3 | Industrial | Food Products | Existing | Process | Natural Gas | Process Heating | E1 | PACT BC Ratio | 0.9 | 0.9 | 0.9 | 0.9 | 0.9 | 0.9 | 0.9 | 0.9 | 0.9 | 0.9 | 0.9 | 0.9 | 0.9 | 0.9 | 0.9 | 0.9 | 0.9 | 0.9 | 0.9 | 0.9 | 0.9 | 0.9 | 0 | 0 | 0 | 0 | 0 | 0 | 0 | 0
F3_Industrial_Food Products_Existing_Process_Natural Gas_Process Heating_E2 | F3 | Industrial | Food Products | Existing | Process | Natural Gas | Process Heating | E2 | PACT BC Ratio | 0 | 0 | 0 | 0 | 0 | 0 | 0 | 0 | 0 | 0 | 0 | 0 | 0 | 0 | 0 | 0 | 0 | 0 | 0 | 0 | 0 | 0 | 0 | 0 | 0 | 0 | 0 | 0 | 0 | 0
F3_Industrial_Food Products_Existing_Process_Natural Gas_Process Heating_E3 | F3 | Industrial | Food Products | Existing | Process | Natural Gas | Process Heating | E3 | PACT BC Ratio | 0 | 0 | 0 | 0 | 0 | 0 | 0 | 0 | 0 | 0 | 0 | 0 | 0 | 0 | 0 | 0 | 0 | 0 | 0 | 0 | 0 | 0 | 0 | 0 | 0 | 0 | 0 | 0 | 0 | 0
F3_Industrial_Food Products_Existing_Process_Natural Gas_Process Heating_E4 | F3 | Industrial | Food Products | Existing | Process | Natural Gas | Process Heating | E4 | PACT BC Ratio | 0 | 0 | 0 | 0 | 0 | 0 | 0 | 0 | 0 | 0 | 0 | 0 | 0 | 0 | 0 | 0 | 0 | 0 | 0 | 0 | 0 | 0 | 0 | 0 | 0 | 0 | 0 | 0 | 0 | 0
F3_Industrial_Food Products_Existing_Process_Natural Gas_Process Heating_E5 | F3 | Industrial | Food Products | Existing | Process | Natural Gas | Process Heating | E5 | PACT BC Ratio | 0 | 0 | 0 | 0 | 0 | 0 | 0 | 0 | 0 | 0 | 0 | 0 | 0 | 0 | 0 | 0 | 0 | 0 | 0 | 0 | 0 | 0 | 0 | 0 | 0 | 0 | 0 | 0 | 0 | 0
F3_Industrial_Food Products_Existing_Process_Natural Gas_Process Heating_E6 | F3 | Industrial | Food Products | Existing | Process | Natural Gas | Process Heating | E6 | PACT BC Ratio | 0 | 0 | 0 | 0 | 0 | 0 | 0 | 0 | 0 | 0 | 0 | 0 | 0 | 0 | 0 | 0 | 0 | 0 | 0 | 0 | 0 | 0 | 0 | 0 | 0 | 0 | 0 | 0 | 0 | 0
F3_Industrial_Food Products_Existing_Process_Natural Gas_Process Heating_E7 | F3 | Industrial | Food Products | Existing | Process | Natural Gas | Process Heating | E7 | PACT BC Ratio | 0 | 0 | 0 | 0 | 0 | 0 | 0 | 0 | 0 | 0 | 0 | 0 | 0 | 0 | 0 | 0 | 0 | 0 | 0 | 0 | 0 | 0 | 0 | 0 | 0 | 0 | 0 | 0 | 0 | 0
F3_Industrial_Food Products_Existing_Process_Natural Gas_Process Heating_E8 | F3 | Industrial | Food Products | Existing | Process | Natural Gas | Process Heating | E8 | PACT BC Ratio | 0 | 0 | 0 | 0 | 0 | 0 | 0 | 0 | 0 | 0 | 0 | 0 | 0 | 0 | 0 | 0 | 0 | 0 | 0 | 0 | 0 | 0 | 0 | 0 | 0 | 0 | 0 | 0 | 0 | 0
F3_Industrial_Food Products_Existing_Process_Natural Gas_Process Heating_E9 | F3 | Industrial | Food Products | Existing | Process | Natural Gas | Process Heating | E9 | PACT BC Ratio | 0 | 0 | 0 | 0 | 0 | 0 | 0 | 0 | 0 | 0 | 0 | 0 | 0 | 0 | 0 | 0 | 0 | 0 | 0 | 0 | 0 | 0 | 0 | 0 | 0 | 0 | 0 | 0 | 0 | 0
F3_Industrial_Food Products_Existing_Process_Natural Gas_Process Heating_E10 | F3 | Industrial | Food Products | Existing | Process | Natural Gas | Process Heating | E10 | PACT BC Ratio | 0 | 0 | 0 | 0 | 0 | 0 | 0 | 0 | 0 | 0 | 0 | 0 | 0 | 0 | 0 | 0 | 0 | 0 | 0 | 0 | 0 | 0 | 0 | 0 | 0 | 0 | 0 | 0 | 0 | 0
F4_Industrial_Food Products_Existing_Process_Natural Gas_Process Heating_E1 | F4 | Industrial | Food Products | Existing | Process | Natural Gas | Process Heating | E1 | PCT BC Ratio | 0.9 | 0.9 | 0.9 | 0.9 | 0.9 | 0.9 | 0.9 | 0.9 | 0.9 | 0.9 | 0.9 | 0.9 | 0.9 | 0.9 | 0.9 | 0.9 | 0.9 | 0.9 | 0.9 | 0.9 | 0.9 | 0.9 | 0 | 0 | 0 | 0 | 0 | 0 | 0 | 0
F4_Industrial_Food Products_Existing_Process_Natural Gas_Process Heating_E2 | F4 | Industrial | Food Products | Existing | Process | Natural Gas | Process Heating | E2 | PCT BC Ratio | 0 | 0 | 0 | 0 | 0 | 0 | 0 | 0 | 0 | 0 | 0 | 0 | 0 | 0 | 0 | 0 | 0 | 0 | 0 | 0 | 0 | 0 | 0 | 0 | 0 | 0 | 0 | 0 | 0 | 0
F4_Industrial_Food Products_Existing_Process_Natural Gas_Process Heating_E3 | F4 | Industrial | Food Products | Existing | Process | Natural Gas | Process Heating | E3 | PCT BC Ratio | 0 | 0 | 0 | 0 | 0 | 0 | 0 | 0 | 0 | 0 | 0 | 0 | 0 | 0 | 0 | 0 | 0 | 0 | 0 | 0 | 0 | 0 | 0 | 0 | 0 | 0 | 0 | 0 | 0 | 0
F4_Industrial_Food Products_Existing_Process_Natural Gas_Process Heating_E4 | F4 | Industrial | Food Products | Existing | Process | Natural Gas | Process Heating | E4 | PCT BC Ratio | 0 | 0 | 0 | 0 | 0 | 0 | 0 | 0 | 0 | 0 | 0 | 0 | 0 | 0 | 0 | 0 | 0 | 0 | 0 | 0 | 0 | 0 | 0 | 0 | 0 | 0 | 0 | 0 | 0 | 0
F4_Industrial_Food Products_Existing_Process_Natural Gas_Process Heating_E5 | F4 | Industrial | Food Products | Existing | Process | Natural Gas | Process Heating | E5 | PCT BC Ratio | 0 | 0 | 0 | 0 | 0 | 0 | 0 | 0 | 0 | 0 | 0 | 0 | 0 | 0 | 0 | 0 | 0 | 0 | 0 | 0 | 0 | 0 | 0 | 0 | 0 | 0 | 0 | 0 | 0 | 0
F4_Industrial_Food Products_Existing_Process_Natural Gas_Process Heating_E6 | F4 | Industrial | Food Products | Existing | Process | Natural Gas | Process Heating | E6 | PCT BC Ratio | 0 | 0 | 0 | 0 | 0 | 0 | 0 | 0 | 0 | 0 | 0 | 0 | 0 | 0 | 0 | 0 | 0 | 0 | 0 | 0 | 0 | 0 | 0 | 0 | 0 | 0 | 0 | 0 | 0 | 0
F4_Industrial_Food Products_Existing_Process_Natural Gas_Process Heating_E7 | F4 | Industrial | Food Products | Existing | Process | Natural Gas | Process Heating | E7 | PCT BC Ratio | 0 | 0 | 0 | 0 | 0 | 0 | 0 | 0 | 0 | 0 | 0 | 0 | 0 | 0 | 0 | 0 | 0 | 0 | 0 | 0 | 0 | 0 | 0 | 0 | 0 | 0 | 0 | 0 | 0 | 0
F4_Industrial_Food Products_Existing_Process_Natural Gas_Process Heating_E8 | F4 | Industrial | Food Products | Existing | Process | Natural Gas | Process Heating | E8 | PCT BC Ratio | 0 | 0 | 0 | 0 | 0 | 0 | 0 | 0 | 0 | 0 | 0 | 0 | 0 | 0 | 0 | 0 | 0 | 0 | 0 | 0 | 0 | 0 | 0 | 0 | 0 | 0 | 0 | 0 | 0 | 0
F4_Industrial_Food Products_Existing_Process_Natural Gas_Process Heating_E9 | F4 | Industrial | Food Products | Existing | Process | Natural Gas | Process Heating | E9 | PCT BC Ratio | 0 | 0 | 0 | 0 | 0 | 0 | 0 | 0 | 0 | 0 | 0 | 0 | 0 | 0 | 0 | 0 | 0 | 0 | 0 | 0 | 0 | 0 | 0 | 0 | 0 | 0 | 0 | 0 | 0 | 0
F4_Industrial_Food Products_Existing_Process_Natural Gas_Process Heating_E10 | F4 | Industrial | Food Products | Existing | Process | Natural Gas | Process Heating | E10 | PCT BC Ratio | 0 | 0 | 0 | 0 | 0 | 0 | 0 | 0 | 0 | 0 | 0 | 0 | 0 | 0 | 0 | 0 | 0 | 0 | 0 | 0 | 0 | 0 | 0 | 0 | 0 | 0 | 0 | 0 | 0 | 0
F5_Industrial_Food Products_Existing_Process_Natural Gas_Process Heating_E1 | F5 | Industrial | Food Products | Existing | Process | Natural Gas | Process Heating | E1 | RIM BC Ratio | 0.9 | 0.9 | 0.9 | 0.9 | 0.9 | 0.9 | 0.9 | 0.9 | 0.9 | 0.9 | 0.9 | 0.9 | 0.9 | 0.9 | 0.9 | 0.9 | 0.9 | 0.9 | 0.9 | 0.9 | 0.9 | 0.9 | 0 | 0 | 0 | 0 | 0 | 0 | 0 | 0
F5_Industrial_Food Products_Existing_Process_Natural Gas_Process Heating_E2 | F5 | Industrial | Food Products | Existing | Process | Natural Gas | Process Heating | E2 | RIM BC Ratio | 0 | 0 | 0 | 0 | 0 | 0 | 0 | 0 | 0 | 0 | 0 | 0 | 0 | 0 | 0 | 0 | 0 | 0 | 0 | 0 | 0 | 0 | 0 | 0 | 0 | 0 | 0 | 0 | 0 | 0
F5_Industrial_Food Products_Existing_Process_Natural Gas_Process Heating_E3 | F5 | Industrial | Food Products | Existing | Process | Natural Gas | Process Heating | E3 | RIM BC Ratio | 0 | 0 | 0 | 0 | 0 | 0 | 0 | 0 | 0 | 0 | 0 | 0 | 0 | 0 | 0 | 0 | 0 | 0 | 0 | 0 | 0 | 0 | 0 | 0 | 0 | 0 | 0 | 0 | 0 | 0
F5_Industrial_Food Products_Existing_Process_Natural Gas_Process Heating_E4 | F5 | Industrial | Food Products | Existing | Process | Natural Gas | Process Heating | E4 | RIM BC Ratio | 0 | 0 | 0 | 0 | 0 | 0 | 0 | 0 | 0 | 0 | 0 | 0 | 0 | 0 | 0 | 0 | 0 | 0 | 0 | 0 | 0 | 0 | 0 | 0 | 0 | 0 | 0 | 0 | 0 | 0
F5_Industrial_Food Products_Existing_Process_Natural Gas_Process Heating_E5 | F5 | Industrial | Food Products | Existing | Process | Natural Gas | Process Heating | E5 | RIM BC Ratio | 0 | 0 | 0 | 0 | 0 | 0 | 0 | 0 | 0 | 0 | 0 | 0 | 0 | 0 | 0 | 0 | 0 | 0 | 0 | 0 | 0 | 0 | 0 | 0 | 0 | 0 | 0 | 0 | 0 | 0
F5_Industrial_Food Products_Existing_Process_Natural Gas_Process Heating_E6 | F5 | Industrial | Food Products | Existing | Process | Natural Gas | Process Heating | E6 | RIM BC Ratio | 0 | 0 | 0 | 0 | 0 | 0 | 0 | 0 | 0 | 0 | 0 | 0 | 0 | 0 | 0 | 0 | 0 | 0 | 0 | 0 | 0 | 0 | 0 | 0 | 0 | 0 | 0 | 0 | 0 | 0
F5_Industrial_Food Products_Existing_Process_Natural Gas_Process Heating_E7 | F5 | Industrial | Food Products | Existing | Process | Natural Gas | Process Heating | E7 | RIM BC Ratio | 0 | 0 | 0 | 0 | 0 | 0 | 0 | 0 | 0 | 0 | 0 | 0 | 0 | 0 | 0 | 0 | 0 | 0 | 0 | 0 | 0 | 0 | 0 | 0 | 0 | 0 | 0 | 0 | 0 | 0
F5_Industrial_Food Products_Existing_Process_Natural Gas_Process Heating_E8 | F5 | Industrial | Food Products | Existing | Process | Natural Gas | Process Heating | E8 | RIM BC Ratio | 0 | 0 | 0 | 0 | 0 | 0 | 0 | 0 | 0 | 0 | 0 | 0 | 0 | 0 | 0 | 0 | 0 | 0 | 0 | 0 | 0 | 0 | 0 | 0 | 0 | 0 | 0 | 0 | 0 | 0
F5_Industrial_Food Products_Existing_Process_Natural Gas_Process Heating_E9 | F5 | Industrial | Food Products | Existing | Process | Natural Gas | Process Heating | E9 | RIM BC Ratio | 0 | 0 | 0 | 0 | 0 | 0 | 0 | 0 | 0 | 0 | 0 | 0 | 0 | 0 | 0 | 0 | 0 | 0 | 0 | 0 | 0 | 0 | 0 | 0 | 0 | 0 | 0 | 0 | 0 | 0
F5_Industrial_Food Products_Existing_Process_Natural Gas_Process Heating_E10 | F5 | Industrial | Food Products | Existing | Process | Natural Gas | Process Heating | E10 | RIM BC Ratio | 0 | 0 | 0 | 0 | 0 | 0 | 0 | 0 | 0 | 0 | 0 | 0 | 0 | 0 | 0 | 0 | 0 | 0 | 0 | 0 | 0 | 0 | 0 | 0 | 0 | 0 | 0 | 0 | 0 | 0
F0_Industrial_Food Products_Existing_Process_Natural Gas_Process Cooling_E0 | F0 | Industrial | Food Products | Existing | Process | Natural Gas | Process Cooling | E0 | Economic Unit | Standard | Standard | Standard | Standard | Standard | Standard | Standard | Standard | Standard | Standard | Standard | Standard | Standard | Standard | Standard | Standard | Standard | Standard | Standard | Standard | Standard | Standard | 0 | 0 | 0 | 0 | 0 | 0 | 0 | 0
F1_Industrial_Food Products_Existing_Process_Natural Gas_Process Cooling_E1 | F1 | Industrial | Food Products | Existing | Process | Natural Gas | Process Cooling | E1 | CCE | 0 | 0 | 0 | 0 | 0 | 0 | 0 | 0 | 0 | 0 | 0 | 0 | 0 | 0 | 0 | 0 | 0 | 0 | 0 | 0 | 0 | 0 | 0 | 0 | 0 | 0 | 0 | 0 | 0 | 0
F1_Industrial_Food Products_Existing_Process_Natural Gas_Process Cooling_E2 | F1 | Industrial | Food Products | Existing | Process | Natural Gas | Process Cooling | E2 | CCE | 0 | 0 | 0 | 0 | 0 | 0 | 0 | 0 | 0 | 0 | 0 | 0 | 0 | 0 | 0 | 0 | 0 | 0 | 0 | 0 | 0 | 0 | 0 | 0 | 0 | 0 | 0 | 0 | 0 | 0
F1_Industrial_Food Products_Existing_Process_Natural Gas_Process Cooling_E3 | F1 | Industrial | Food Products | Existing | Process | Natural Gas | Process Cooling | E3 | CCE | 0 | 0 | 0 | 0 | 0 | 0 | 0 | 0 | 0 | 0 | 0 | 0 | 0 | 0 | 0 | 0 | 0 | 0 | 0 | 0 | 0 | 0 | 0 | 0 | 0 | 0 | 0 | 0 | 0 | 0
F1_Industrial_Food Products_Existing_Process_Natural Gas_Process Cooling_E4 | F1 | Industrial | Food Products | Existing | Process | Natural Gas | Process Cooling | E4 | CCE | 0 | 0 | 0 | 0 | 0 | 0 | 0 | 0 | 0 | 0 | 0 | 0 | 0 | 0 | 0 | 0 | 0 | 0 | 0 | 0 | 0 | 0 | 0 | 0 | 0 | 0 | 0 | 0 | 0 | 0
F1_Industrial_Food Products_Existing_Process_Natural Gas_Process Cooling_E5 | F1 | Industrial | Food Products | Existing | Process | Natural Gas | Process Cooling | E5 | CCE | 0 | 0 | 0 | 0 | 0 | 0 | 0 | 0 | 0 | 0 | 0 | 0 | 0 | 0 | 0 | 0 | 0 | 0 | 0 | 0 | 0 | 0 | 0 | 0 | 0 | 0 | 0 | 0 | 0 | 0
F1_Industrial_Food Products_Existing_Process_Natural Gas_Process Cooling_E6 | F1 | Industrial | Food Products | Existing | Process | Natural Gas | Process Cooling | E6 | CCE | 0 | 0 | 0 | 0 | 0 | 0 | 0 | 0 | 0 | 0 | 0 | 0 | 0 | 0 | 0 | 0 | 0 | 0 | 0 | 0 | 0 | 0 | 0 | 0 | 0 | 0 | 0 | 0 | 0 | 0
F1_Industrial_Food Products_Existing_Process_Natural Gas_Process Cooling_E7 | F1 | Industrial | Food Products | Existing | Process | Natural Gas | Process Cooling | E7 | CCE | 0 | 0 | 0 | 0 | 0 | 0 | 0 | 0 | 0 | 0 | 0 | 0 | 0 | 0 | 0 | 0 | 0 | 0 | 0 | 0 | 0 | 0 | 0 | 0 | 0 | 0 | 0 | 0 | 0 | 0
F1_Industrial_Food Products_Existing_Process_Natural Gas_Process Cooling_E8 | F1 | Industrial | Food Products | Existing | Process | Natural Gas | Process Cooling | E8 | CCE | 0 | 0 | 0 | 0 | 0 | 0 | 0 | 0 | 0 | 0 | 0 | 0 | 0 | 0 | 0 | 0 | 0 | 0 | 0 | 0 | 0 | 0 | 0 | 0 | 0 | 0 | 0 | 0 | 0 | 0
F1_Industrial_Food Products_Existing_Process_Natural Gas_Process Cooling_E9 | F1 | Industrial | Food Products | Existing | Process | Natural Gas | Process Cooling | E9 | CCE | 0 | 0 | 0 | 0 | 0 | 0 | 0 | 0 | 0 | 0 | 0 | 0 | 0 | 0 | 0 | 0 | 0 | 0 | 0 | 0 | 0 | 0 | 0 | 0 | 0 | 0 | 0 | 0 | 0 | 0
F1_Industrial_Food Products_Existing_Process_Natural Gas_Process Cooling_E10 | F1 | Industrial | Food Products | Existing | Process | Natural Gas | Process Cooling | E10 | CCE | 0 | 0 | 0 | 0 | 0 | 0 | 0 | 0 | 0 | 0 | 0 | 0 | 0 | 0 | 0 | 0 | 0 | 0 | 0 | 0 | 0 | 0 | 0 | 0 | 0 | 0 | 0 | 0 | 0 | 0
F2_Industrial_Food Products_Existing_Process_Natural Gas_Process Cooling_E1 | F2 | Industrial | Food Products | Existing | Process | Natural Gas | Process Cooling | E1 | TRC BC Ratio | 0.9 | 0.9 | 0.9 | 0.9 | 0.9 | 0.9 | 0.9 | 0.9 | 0.9 | 0.9 | 0.9 | 0.9 | 0.9 | 0.9 | 0.9 | 0.9 | 0.9 | 0.9 | 0.9 | 0.9 | 0.9 | 0.9 | 0 | 0 | 0 | 0 | 0 | 0 | 0 | 0
F2_Industrial_Food Products_Existing_Process_Natural Gas_Process Cooling_E2 | F2 | Industrial | Food Products | Existing | Process | Natural Gas | Process Cooling | E2 | TRC BC Ratio | 0 | 0 | 0 | 0 | 0 | 0 | 0 | 0 | 0 | 0 | 0 | 0 | 0 | 0 | 0 | 0 | 0 | 0 | 0 | 0 | 0 | 0 | 0 | 0 | 0 | 0 | 0 | 0 | 0 | 0
F2_Industrial_Food Products_Existing_Process_Natural Gas_Process Cooling_E3 | F2 | Industrial | Food Products | Existing | Process | Natural Gas | Process Cooling | E3 | TRC BC Ratio | 0 | 0 | 0 | 0 | 0 | 0 | 0 | 0 | 0 | 0 | 0 | 0 | 0 | 0 | 0 | 0 | 0 | 0 | 0 | 0 | 0 | 0 | 0 | 0 | 0 | 0 | 0 | 0 | 0 | 0
F2_Industrial_Food Products_Existing_Process_Natural Gas_Process Cooling_E4 | F2 | Industrial | Food Products | Existing | Process | Natural Gas | Process Cooling | E4 | TRC BC Ratio | 0 | 0 | 0 | 0 | 0 | 0 | 0 | 0 | 0 | 0 | 0 | 0 | 0 | 0 | 0 | 0 | 0 | 0 | 0 | 0 | 0 | 0 | 0 | 0 | 0 | 0 | 0 | 0 | 0 | 0
F2_Industrial_Food Products_Existing_Process_Natural Gas_Process Cooling_E5 | F2 | Industrial | Food Products | Existing | Process | Natural Gas | Process Cooling | E5 | TRC BC Ratio | 0 | 0 | 0 | 0 | 0 | 0 | 0 | 0 | 0 | 0 | 0 | 0 | 0 | 0 | 0 | 0 | 0 | 0 | 0 | 0 | 0 | 0 | 0 | 0 | 0 | 0 | 0 | 0 | 0 | 0
F2_Industrial_Food Products_Existing_Process_Natural Gas_Process Cooling_E6 | F2 | Industrial | Food Products | Existing | Process | Natural Gas | Process Cooling | E6 | TRC BC Ratio | 0 | 0 | 0 | 0 | 0 | 0 | 0 | 0 | 0 | 0 | 0 | 0 | 0 | 0 | 0 | 0 | 0 | 0 | 0 | 0 | 0 | 0 | 0 | 0 | 0 | 0 | 0 | 0 | 0 | 0
F2_Industrial_Food Products_Existing_Process_Natural Gas_Process Cooling_E7 | F2 | Industrial | Food Products | Existing | Process | Natural Gas | Process Cooling | E7 | TRC BC Ratio | 0 | 0 | 0 | 0 | 0 | 0 | 0 | 0 | 0 | 0 | 0 | 0 | 0 | 0 | 0 | 0 | 0 | 0 | 0 | 0 | 0 | 0 | 0 | 0 | 0 | 0 | 0 | 0 | 0 | 0
F2_Industrial_Food Products_Existing_Process_Natural Gas_Process Cooling_E8 | F2 | Industrial | Food Products | Existing | Process | Natural Gas | Process Cooling | E8 | TRC BC Ratio | 0 | 0 | 0 | 0 | 0 | 0 | 0 | 0 | 0 | 0 | 0 | 0 | 0 | 0 | 0 | 0 | 0 | 0 | 0 | 0 | 0 | 0 | 0 | 0 | 0 | 0 | 0 | 0 | 0 | 0
F2_Industrial_Food Products_Existing_Process_Natural Gas_Process Cooling_E9 | F2 | Industrial | Food Products | Existing | Process | Natural Gas | Process Cooling | E9 | TRC BC Ratio | 0 | 0 | 0 | 0 | 0 | 0 | 0 | 0 | 0 | 0 | 0 | 0 | 0 | 0 | 0 | 0 | 0 | 0 | 0 | 0 | 0 | 0 | 0 | 0 | 0 | 0 | 0 | 0 | 0 | 0
F2_Industrial_Food Products_Existing_Process_Natural Gas_Process Cooling_E10 | F2 | Industrial | Food Products | Existing | Process | Natural Gas | Process Cooling | E10 | TRC BC Ratio | 0 | 0 | 0 | 0 | 0 | 0 | 0 | 0 | 0 | 0 | 0 | 0 | 0 | 0 | 0 | 0 | 0 | 0 | 0 | 0 | 0 | 0 | 0 | 0 | 0 | 0 | 0 | 0 | 0 | 0
F3_Industrial_Food Products_Existing_Process_Natural Gas_Process Cooling_E1 | F3 | Industrial | Food Products | Existing | Process | Natural Gas | Process Cooling | E1 | PACT BC Ratio | 0.9 | 0.9 | 0.9 | 0.9 | 0.9 | 0.9 | 0.9 | 0.9 | 0.9 | 0.9 | 0.9 | 0.9 | 0.9 | 0.9 | 0.9 | 0.9 | 0.9 | 0.9 | 0.9 | 0.9 | 0.9 | 0.9 | 0 | 0 | 0 | 0 | 0 | 0 | 0 | 0
F3_Industrial_Food Products_Existing_Process_Natural Gas_Process Cooling_E2 | F3 | Industrial | Food Products | Existing | Process | Natural Gas | Process Cooling | E2 | PACT BC Ratio | 0 | 0 | 0 | 0 | 0 | 0 | 0 | 0 | 0 | 0 | 0 | 0 | 0 | 0 | 0 | 0 | 0 | 0 | 0 | 0 | 0 | 0 | 0 | 0 | 0 | 0 | 0 | 0 | 0 | 0
F3_Industrial_Food Products_Existing_Process_Natural Gas_Process Cooling_E3 | F3 | Industrial | Food Products | Existing | Process | Natural Gas | Process Cooling | E3 | PACT BC Ratio | 0 | 0 | 0 | 0 | 0 | 0 | 0 | 0 | 0 | 0 | 0 | 0 | 0 | 0 | 0 | 0 | 0 | 0 | 0 | 0 | 0 | 0 | 0 | 0 | 0 | 0 | 0 | 0 | 0 | 0
F3_Industrial_Food Products_Existing_Process_Natural Gas_Process Cooling_E4 | F3 | Industrial | Food Products | Existing | Process | Natural Gas | Process Cooling | E4 | PACT BC Ratio | 0 | 0 | 0 | 0 | 0 | 0 | 0 | 0 | 0 | 0 | 0 | 0 | 0 | 0 | 0 | 0 | 0 | 0 | 0 | 0 | 0 | 0 | 0 | 0 | 0 | 0 | 0 | 0 | 0 | 0
F3_Industrial_Food Products_Existing_Process_Natural Gas_Process Cooling_E5 | F3 | Industrial | Food Products | Existing | Process | Natural Gas | Process Cooling | E5 | PACT BC Ratio | 0 | 0 | 0 | 0 | 0 | 0 | 0 | 0 | 0 | 0 | 0 | 0 | 0 | 0 | 0 | 0 | 0 | 0 | 0 | 0 | 0 | 0 | 0 | 0 | 0 | 0 | 0 | 0 | 0 | 0
F3_Industrial_Food Products_Existing_Process_Natural Gas_Process Cooling_E6 | F3 | Industrial | Food Products | Existing | Process | Natural Gas | Process Cooling | E6 | PACT BC Ratio | 0 | 0 | 0 | 0 | 0 | 0 | 0 | 0 | 0 | 0 | 0 | 0 | 0 | 0 | 0 | 0 | 0 | 0 | 0 | 0 | 0 | 0 | 0 | 0 | 0 | 0 | 0 | 0 | 0 | 0
F3_Industrial_Food Products_Existing_Process_Natural Gas_Process Cooling_E7 | F3 | Industrial | Food Products | Existing | Process | Natural Gas | Process Cooling | E7 | PACT BC Ratio | 0 | 0 | 0 | 0 | 0 | 0 | 0 | 0 | 0 | 0 | 0 | 0 | 0 | 0 | 0 | 0 | 0 | 0 | 0 | 0 | 0 | 0 | 0 | 0 | 0 | 0 | 0 | 0 | 0 | 0
F3_Industrial_Food Products_Existing_Process_Natural Gas_Process Cooling_E8 | F3 | Industrial | Food Products | Existing | Process | Natural Gas | Process Cooling | E8 | PACT BC Ratio | 0 | 0 | 0 | 0 | 0 | 0 | 0 | 0 | 0 | 0 | 0 | 0 | 0 | 0 | 0 | 0 | 0 | 0 | 0 | 0 | 0 | 0 | 0 | 0 | 0 | 0 | 0 | 0 | 0 | 0
F3_Industrial_Food Products_Existing_Process_Natural Gas_Process Cooling_E9 | F3 | Industrial | Food Products | Existing | Process | Natural Gas | Process Cooling | E9 | PACT BC Ratio | 0 | 0 | 0 | 0 | 0 | 0 | 0 | 0 | 0 | 0 | 0 | 0 | 0 | 0 | 0 | 0 | 0 | 0 | 0 | 0 | 0 | 0 | 0 | 0 | 0 | 0 | 0 | 0 | 0 | 0
F3_Industrial_Food Products_Existing_Process_Natural Gas_Process Cooling_E10 | F3 | Industrial | Food Products | Existing | Process | Natural Gas | Process Cooling | E10 | PACT BC Ratio | 0 | 0 | 0 | 0 | 0 | 0 | 0 | 0 | 0 | 0 | 0 | 0 | 0 | 0 | 0 | 0 | 0 | 0 | 0 | 0 | 0 | 0 | 0 | 0 | 0 | 0 | 0 | 0 | 0 | 0
F4_Industrial_Food Products_Existing_Process_Natural Gas_Process Cooling_E1 | F4 | Industrial | Food Products | Existing | Process | Natural Gas | Process Cooling | E1 | PCT BC Ratio | 0.9 | 0.9 | 0.9 | 0.9 | 0.9 | 0.9 | 0.9 | 0.9 | 0.9 | 0.9 | 0.9 | 0.9 | 0.9 | 0.9 | 0.9 | 0.9 | 0.9 | 0.9 | 0.9 | 0.9 | 0.9 | 0.9 | 0 | 0 | 0 | 0 | 0 | 0 | 0 | 0
F4_Industrial_Food Products_Existing_Process_Natural Gas_Process Cooling_E2 | F4 | Industrial | Food Products | Existing | Process | Natural Gas | Process Cooling | E2 | PCT BC Ratio | 0 | 0 | 0 | 0 | 0 | 0 | 0 | 0 | 0 | 0 | 0 | 0 | 0 | 0 | 0 | 0 | 0 | 0 | 0 | 0 | 0 | 0 | 0 | 0 | 0 | 0 | 0 | 0 | 0 | 0
F4_Industrial_Food Products_Existing_Process_Natural Gas_Process Cooling_E3 | F4 | Industrial | Food Products | Existing | Process | Natural Gas | Process Cooling | E3 | PCT BC Ratio | 0 | 0 | 0 | 0 | 0 | 0 | 0 | 0 | 0 | 0 | 0 | 0 | 0 | 0 | 0 | 0 | 0 | 0 | 0 | 0 | 0 | 0 | 0 | 0 | 0 | 0 | 0 | 0 | 0 | 0
F4_Industrial_Food Products_Existing_Process_Natural Gas_Process Cooling_E4 | F4 | Industrial | Food Products | Existing | Process | Natural Gas | Process Cooling | E4 | PCT BC Ratio | 0 | 0 | 0 | 0 | 0 | 0 | 0 | 0 | 0 | 0 | 0 | 0 | 0 | 0 | 0 | 0 | 0 | 0 | 0 | 0 | 0 | 0 | 0 | 0 | 0 | 0 | 0 | 0 | 0 | 0
F4_Industrial_Food Products_Existing_Process_Natural Gas_Process Cooling_E5 | F4 | Industrial | Food Products | Existing | Process | Natural Gas | Process Cooling | E5 | PCT BC Ratio | 0 | 0 | 0 | 0 | 0 | 0 | 0 | 0 | 0 | 0 | 0 | 0 | 0 | 0 | 0 | 0 | 0 | 0 | 0 | 0 | 0 | 0 | 0 | 0 | 0 | 0 | 0 | 0 | 0 | 0
F4_Industrial_Food Products_Existing_Process_Natural Gas_Process Cooling_E6 | F4 | Industrial | Food Products | Existing | Process | Natural Gas | Process Cooling | E6 | PCT BC Ratio | 0 | 0 | 0 | 0 | 0 | 0 | 0 | 0 | 0 | 0 | 0 | 0 | 0 | 0 | 0 | 0 | 0 | 0 | 0 | 0 | 0 | 0 | 0 | 0 | 0 | 0 | 0 | 0 | 0 | 0
F4_Industrial_Food Products_Existing_Process_Natural Gas_Process Cooling_E7 | F4 | Industrial | Food Products | Existing | Process | Natural Gas | Process Cooling | E7 | PCT BC Ratio | 0 | 0 | 0 | 0 | 0 | 0 | 0 | 0 | 0 | 0 | 0 | 0 | 0 | 0 | 0 | 0 | 0 | 0 | 0 | 0 | 0 | 0 | 0 | 0 | 0 | 0 | 0 | 0 | 0 | 0
F4_Industrial_Food Products_Existing_Process_Natural Gas_Process Cooling_E8 | F4 | Industrial | Food Products | Existing | Process | Natural Gas | Process Cooling | E8 | PCT BC Ratio | 0 | 0 | 0 | 0 | 0 | 0 | 0 | 0 | 0 | 0 | 0 | 0 | 0 | 0 | 0 | 0 | 0 | 0 | 0 | 0 | 0 | 0 | 0 | 0 | 0 | 0 | 0 | 0 | 0 | 0
F4_Industrial_Food Products_Existing_Process_Natural Gas_Process Cooling_E9 | F4 | Industrial | Food Products | Existing | Process | Natural Gas | Process Cooling | E9 | PCT BC Ratio | 0 | 0 | 0 | 0 | 0 | 0 | 0 | 0 | 0 | 0 | 0 | 0 | 0 | 0 | 0 | 0 | 0 | 0 | 0 | 0 | 0 | 0 | 0 | 0 | 0 | 0 | 0 | 0 | 0 | 0
F4_Industrial_Food Products_Existing_Process_Natural Gas_Process Cooling_E10 | F4 | Industrial | Food Products | Existing | Process | Natural Gas | Process Cooling | E10 | PCT BC Ratio | 0 | 0 | 0 | 0 | 0 | 0 | 0 | 0 | 0 | 0 | 0 | 0 | 0 | 0 | 0 | 0 | 0 | 0 | 0 | 0 | 0 | 0 | 0 | 0 | 0 | 0 | 0 | 0 | 0 | 0
F5_Industrial_Food Products_Existing_Process_Natural Gas_Process Cooling_E1 | F5 | Industrial | Food Products | Existing | Process | Natural Gas | Process Cooling | E1 | RIM BC Ratio | 0.9 | 0.9 | 0.9 | 0.9 | 0.9 | 0.9 | 0.9 | 0.9 | 0.9 | 0.9 | 0.9 | 0.9 | 0.9 | 0.9 | 0.9 | 0.9 | 0.9 | 0.9 | 0.9 | 0.9 | 0.9 | 0.9 | 0 | 0 | 0 | 0 | 0 | 0 | 0 | 0
F5_Industrial_Food Products_Existing_Process_Natural Gas_Process Cooling_E2 | F5 | Industrial | Food Products | Existing | Process | Natural Gas | Process Cooling | E2 | RIM BC Ratio | 0 | 0 | 0 | 0 | 0 | 0 | 0 | 0 | 0 | 0 | 0 | 0 | 0 | 0 | 0 | 0 | 0 | 0 | 0 | 0 | 0 | 0 | 0 | 0 | 0 | 0 | 0 | 0 | 0 | 0
F5_Industrial_Food Products_Existing_Process_Natural Gas_Process Cooling_E3 | F5 | Industrial | Food Products | Existing | Process | Natural Gas | Process Cooling | E3 | RIM BC Ratio | 0 | 0 | 0 | 0 | 0 | 0 | 0 | 0 | 0 | 0 | 0 | 0 | 0 | 0 | 0 | 0 | 0 | 0 | 0 | 0 | 0 | 0 | 0 | 0 | 0 | 0 | 0 | 0 | 0 | 0
F5_Industrial_Food Products_Existing_Process_Natural Gas_Process Cooling_E4 | F5 | Industrial | Food Products | Existing | Process | Natural Gas | Process Cooling | E4 | RIM BC Ratio | 0 | 0 | 0 | 0 | 0 | 0 | 0 | 0 | 0 | 0 | 0 | 0 | 0 | 0 | 0 | 0 | 0 | 0 | 0 | 0 | 0 | 0 | 0 | 0 | 0 | 0 | 0 | 0 | 0 | 0
F5_Industrial_Food Products_Existing_Process_Natural Gas_Process Cooling_E5 | F5 | Industrial | Food Products | Existing | Process | Natural Gas | Process Cooling | E5 | RIM BC Ratio | 0 | 0 | 0 | 0 | 0 | 0 | 0 | 0 | 0 | 0 | 0 | 0 | 0 | 0 | 0 | 0 | 0 | 0 | 0 | 0 | 0 | 0 | 0 | 0 | 0 | 0 | 0 | 0 | 0 | 0
F5_Industrial_Food Products_Existing_Process_Natural Gas_Process Cooling_E6 | F5 | Industrial | Food Products | Existing | Process | Natural Gas | Process Cooling | E6 | RIM BC Ratio | 0 | 0 | 0 | 0 | 0 | 0 | 0 | 0 | 0 | 0 | 0 | 0 | 0 | 0 | 0 | 0 | 0 | 0 | 0 | 0 | 0 | 0 | 0 | 0 | 0 | 0 | 0 | 0 | 0 | 0
F5_Industrial_Food Products_Existing_Process_Natural Gas_Process Cooling_E7 | F5 | Industrial | Food Products | Existing | Process | Natural Gas | Process Cooling | E7 | RIM BC Ratio | 0 | 0 | 0 | 0 | 0 | 0 | 0 | 0 | 0 | 0 | 0 | 0 | 0 | 0 | 0 | 0 | 0 | 0 | 0 | 0 | 0 | 0 | 0 | 0 | 0 | 0 | 0 | 0 | 0 | 0
F5_Industrial_Food Products_Existing_Process_Natural Gas_Process Cooling_E8 | F5 | Industrial | Food Products | Existing | Process | Natural Gas | Process Cooling | E8 | RIM BC Ratio | 0 | 0 | 0 | 0 | 0 | 0 | 0 | 0 | 0 | 0 | 0 | 0 | 0 | 0 | 0 | 0 | 0 | 0 | 0 | 0 | 0 | 0 | 0 | 0 | 0 | 0 | 0 | 0 | 0 | 0
F5_Industrial_Food Products_Existing_Process_Natural Gas_Process Cooling_E9 | F5 | Industrial | Food Products | Existing | Process | Natural Gas | Process Cooling | E9 | RIM BC Ratio | 0 | 0 | 0 | 0 | 0 | 0 | 0 | 0 | 0 | 0 | 0 | 0 | 0 | 0 | 0 | 0 | 0 | 0 | 0 | 0 | 0 | 0 | 0 | 0 | 0 | 0 | 0 | 0 | 0 | 0
F5_Industrial_Food Products_Existing_Process_Natural Gas_Process Cooling_E10 | F5 | Industrial | Food Products | Existing | Process | Natural Gas | Process Cooling | E10 | RIM BC Ratio | 0 | 0 | 0 | 0 | 0 | 0 | 0 | 0 | 0 | 0 | 0 | 0 | 0 | 0 | 0 | 0 | 0 | 0 | 0 | 0 | 0 | 0 | 0 | 0 | 0 | 0 | 0 | 0 | 0 | 0
F0_Industrial_Food Products_Existing_Process_Natural Gas_Other Process_E0 | F0 | Industrial | Food Products | Existing | Process | Natural Gas | Other Process | E0 | Economic Unit | Standard | Standard | Standard | Standard | Standard | Standard | Standard | Standard | Standard | Standard | Standard | Standard | Standard | Standard | Standard | Standard | Standard | Standard | Standard | Standard | Standard | Standard | 0 | 0 | 0 | 0 | 0 | 0 | 0 | 0
F1_Industrial_Food Products_Existing_Process_Natural Gas_Other Process_E1 | F1 | Industrial | Food Products | Existing | Process | Natural Gas | Other Process | E1 | CCE | 0 | 0 | 0 | 0 | 0 | 0 | 0 | 0 | 0 | 0 | 0 | 0 | 0 | 0 | 0 | 0 | 0 | 0 | 0 | 0 | 0 | 0 | 0 | 0 | 0 | 0 | 0 | 0 | 0 | 0
F1_Industrial_Food Products_Existing_Process_Natural Gas_Other Process_E2 | F1 | Industrial | Food Products | Existing | Process | Natural Gas | Other Process | E2 | CCE | 0 | 0 | 0 | 0 | 0 | 0 | 0 | 0 | 0 | 0 | 0 | 0 | 0 | 0 | 0 | 0 | 0 | 0 | 0 | 0 | 0 | 0 | 0 | 0 | 0 | 0 | 0 | 0 | 0 | 0
F1_Industrial_Food Products_Existing_Process_Natural Gas_Other Process_E3 | F1 | Industrial | Food Products | Existing | Process | Natural Gas | Other Process | E3 | CCE | 0 | 0 | 0 | 0 | 0 | 0 | 0 | 0 | 0 | 0 | 0 | 0 | 0 | 0 | 0 | 0 | 0 | 0 | 0 | 0 | 0 | 0 | 0 | 0 | 0 | 0 | 0 | 0 | 0 | 0
F1_Industrial_Food Products_Existing_Process_Natural Gas_Other Process_E4 | F1 | Industrial | Food Products | Existing | Process | Natural Gas | Other Process | E4 | CCE | 0 | 0 | 0 | 0 | 0 | 0 | 0 | 0 | 0 | 0 | 0 | 0 | 0 | 0 | 0 | 0 | 0 | 0 | 0 | 0 | 0 | 0 | 0 | 0 | 0 | 0 | 0 | 0 | 0 | 0
F1_Industrial_Food Products_Existing_Process_Natural Gas_Other Process_E5 | F1 | Industrial | Food Products | Existing | Process | Natural Gas | Other Process | E5 | CCE | 0 | 0 | 0 | 0 | 0 | 0 | 0 | 0 | 0 | 0 | 0 | 0 | 0 | 0 | 0 | 0 | 0 | 0 | 0 | 0 | 0 | 0 | 0 | 0 | 0 | 0 | 0 | 0 | 0 | 0
F1_Industrial_Food Products_Existing_Process_Natural Gas_Other Process_E6 | F1 | Industrial | Food Products | Existing | Process | Natural Gas | Other Process | E6 | CCE | 0 | 0 | 0 | 0 | 0 | 0 | 0 | 0 | 0 | 0 | 0 | 0 | 0 | 0 | 0 | 0 | 0 | 0 | 0 | 0 | 0 | 0 | 0 | 0 | 0 | 0 | 0 | 0 | 0 | 0
F1_Industrial_Food Products_Existing_Process_Natural Gas_Other Process_E7 | F1 | Industrial | Food Products | Existing | Process | Natural Gas | Other Process | E7 | CCE | 0 | 0 | 0 | 0 | 0 | 0 | 0 | 0 | 0 | 0 | 0 | 0 | 0 | 0 | 0 | 0 | 0 | 0 | 0 | 0 | 0 | 0 | 0 | 0 | 0 | 0 | 0 | 0 | 0 | 0
F1_Industrial_Food Products_Existing_Process_Natural Gas_Other Process_E8 | F1 | Industrial | Food Products | Existing | Process | Natural Gas | Other Process | E8 | CCE | 0 | 0 | 0 | 0 | 0 | 0 | 0 | 0 | 0 | 0 | 0 | 0 | 0 | 0 | 0 | 0 | 0 | 0 | 0 | 0 | 0 | 0 | 0 | 0 | 0 | 0 | 0 | 0 | 0 | 0
F1_Industrial_Food Products_Existing_Process_Natural Gas_Other Process_E9 | F1 | Industrial | Food Products | Existing | Process | Natural Gas | Other Process | E9 | CCE | 0 | 0 | 0 | 0 | 0 | 0 | 0 | 0 | 0 | 0 | 0 | 0 | 0 | 0 | 0 | 0 | 0 | 0 | 0 | 0 | 0 | 0 | 0 | 0 | 0 | 0 | 0 | 0 | 0 | 0
F1_Industrial_Food Products_Existing_Process_Natural Gas_Other Process_E10 | F1 | Industrial | Food Products | Existing | Process | Natural Gas | Other Process | E10 | CCE | 0 | 0 | 0 | 0 | 0 | 0 | 0 | 0 | 0 | 0 | 0 | 0 | 0 | 0 | 0 | 0 | 0 | 0 | 0 | 0 | 0 | 0 | 0 | 0 | 0 | 0 | 0 | 0 | 0 | 0
F2_Industrial_Food Products_Existing_Process_Natural Gas_Other Process_E1 | F2 | Industrial | Food Products | Existing | Process | Natural Gas | Other Process | E1 | TRC BC Ratio | 0.9 | 0.9 | 0.9 | 0.9 | 0.9 | 0.9 | 0.9 | 0.9 | 0.9 | 0.9 | 0.9 | 0.9 | 0.9 | 0.9 | 0.9 | 0.9 | 0.9 | 0.9 | 0.9 | 0.9 | 0.9 | 0.9 | 0 | 0 | 0 | 0 | 0 | 0 | 0 | 0
F2_Industrial_Food Products_Existing_Process_Natural Gas_Other Process_E2 | F2 | Industrial | Food Products | Existing | Process | Natural Gas | Other Process | E2 | TRC BC Ratio | 0 | 0 | 0 | 0 | 0 | 0 | 0 | 0 | 0 | 0 | 0 | 0 | 0 | 0 | 0 | 0 | 0 | 0 | 0 | 0 | 0 | 0 | 0 | 0 | 0 | 0 | 0 | 0 | 0 | 0
F2_Industrial_Food Products_Existing_Process_Natural Gas_Other Process_E3 | F2 | Industrial | Food Products | Existing | Process | Natural Gas | Other Process | E3 | TRC BC Ratio | 0 | 0 | 0 | 0 | 0 | 0 | 0 | 0 | 0 | 0 | 0 | 0 | 0 | 0 | 0 | 0 | 0 | 0 | 0 | 0 | 0 | 0 | 0 | 0 | 0 | 0 | 0 | 0 | 0 | 0
F2_Industrial_Food Products_Existing_Process_Natural Gas_Other Process_E4 | F2 | Industrial | Food Products | Existing | Process | Natural Gas | Other Process | E4 | TRC BC Ratio | 0 | 0 | 0 | 0 | 0 | 0 | 0 | 0 | 0 | 0 | 0 | 0 | 0 | 0 | 0 | 0 | 0 | 0 | 0 | 0 | 0 | 0 | 0 | 0 | 0 | 0 | 0 | 0 | 0 | 0
F2_Industrial_Food Products_Existing_Process_Natural Gas_Other Process_E5 | F2 | Industrial | Food Products | Existing | Process | Natural Gas | Other Process | E5 | TRC BC Ratio | 0 | 0 | 0 | 0 | 0 | 0 | 0 | 0 | 0 | 0 | 0 | 0 | 0 | 0 | 0 | 0 | 0 | 0 | 0 | 0 | 0 | 0 | 0 | 0 | 0 | 0 | 0 | 0 | 0 | 0
F2_Industrial_Food Products_Existing_Process_Natural Gas_Other Process_E6 | F2 | Industrial | Food Products | Existing | Process | Natural Gas | Other Process | E6 | TRC BC Ratio | 0 | 0 | 0 | 0 | 0 | 0 | 0 | 0 | 0 | 0 | 0 | 0 | 0 | 0 | 0 | 0 | 0 | 0 | 0 | 0 | 0 | 0 | 0 | 0 | 0 | 0 | 0 | 0 | 0 | 0
F2_Industrial_Food Products_Existing_Process_Natural Gas_Other Process_E7 | F2 | Industrial | Food Products | Existing | Process | Natural Gas | Other Process | E7 | TRC BC Ratio | 0 | 0 | 0 | 0 | 0 | 0 | 0 | 0 | 0 | 0 | 0 | 0 | 0 | 0 | 0 | 0 | 0 | 0 | 0 | 0 | 0 | 0 | 0 | 0 | 0 | 0 | 0 | 0 | 0 | 0
F2_Industrial_Food Products_Existing_Process_Natural Gas_Other Process_E8 | F2 | Industrial | Food Products | Existing | Process | Natural Gas | Other Process | E8 | TRC BC Ratio | 0 | 0 | 0 | 0 | 0 | 0 | 0 | 0 | 0 | 0 | 0 | 0 | 0 | 0 | 0 | 0 | 0 | 0 | 0 | 0 | 0 | 0 | 0 | 0 | 0 | 0 | 0 | 0 | 0 | 0
F2_Industrial_Food Products_Existing_Process_Natural Gas_Other Process_E9 | F2 | Industrial | Food Products | Existing | Process | Natural Gas | Other Process | E9 | TRC BC Ratio | 0 | 0 | 0 | 0 | 0 | 0 | 0 | 0 | 0 | 0 | 0 | 0 | 0 | 0 | 0 | 0 | 0 | 0 | 0 | 0 | 0 | 0 | 0 | 0 | 0 | 0 | 0 | 0 | 0 | 0
F2_Industrial_Food Products_Existing_Process_Natural Gas_Other Process_E10 | F2 | Industrial | Food Products | Existing | Process | Natural Gas | Other Process | E10 | TRC BC Ratio | 0 | 0 | 0 | 0 | 0 | 0 | 0 | 0 | 0 | 0 | 0 | 0 | 0 | 0 | 0 | 0 | 0 | 0 | 0 | 0 | 0 | 0 | 0 | 0 | 0 | 0 | 0 | 0 | 0 | 0
F3_Industrial_Food Products_Existing_Process_Natural Gas_Other Process_E1 | F3 | Industrial | Food Products | Existing | Process | Natural Gas | Other Process | E1 | PACT BC Ratio | 0.9 | 0.9 | 0.9 | 0.9 | 0.9 | 0.9 | 0.9 | 0.9 | 0.9 | 0.9 | 0.9 | 0.9 | 0.9 | 0.9 | 0.9 | 0.9 | 0.9 | 0.9 | 0.9 | 0.9 | 0.9 | 0.9 | 0 | 0 | 0 | 0 | 0 | 0 | 0 | 0
F3_Industrial_Food Products_Existing_Process_Natural Gas_Other Process_E2 | F3 | Industrial | Food Products | Existing | Process | Natural Gas | Other Process | E2 | PACT BC Ratio | 0 | 0 | 0 | 0 | 0 | 0 | 0 | 0 | 0 | 0 | 0 | 0 | 0 | 0 | 0 | 0 | 0 | 0 | 0 | 0 | 0 | 0 | 0 | 0 | 0 | 0 | 0 | 0 | 0 | 0
F3_Industrial_Food Products_Existing_Process_Natural Gas_Other Process_E3 | F3 | Industrial | Food Products | Existing | Process | Natural Gas | Other Process | E3 | PACT BC Ratio | 0 | 0 | 0 | 0 | 0 | 0 | 0 | 0 | 0 | 0 | 0 | 0 | 0 | 0 | 0 | 0 | 0 | 0 | 0 | 0 | 0 | 0 | 0 | 0 | 0 | 0 | 0 | 0 | 0 | 0
F3_Industrial_Food Products_Existing_Process_Natural Gas_Other Process_E4 | F3 | Industrial | Food Products | Existing | Process | Natural Gas | Other Process | E4 | PACT BC Ratio | 0 | 0 | 0 | 0 | 0 | 0 | 0 | 0 | 0 | 0 | 0 | 0 | 0 | 0 | 0 | 0 | 0 | 0 | 0 | 0 | 0 | 0 | 0 | 0 | 0 | 0 | 0 | 0 | 0 | 0
F3_Industrial_Food Products_Existing_Process_Natural Gas_Other Process_E5 | F3 | Industrial | Food Products | Existing | Process | Natural Gas | Other Process | E5 | PACT BC Ratio | 0 | 0 | 0 | 0 | 0 | 0 | 0 | 0 | 0 | 0 | 0 | 0 | 0 | 0 | 0 | 0 | 0 | 0 | 0 | 0 | 0 | 0 | 0 | 0 | 0 | 0 | 0 | 0 | 0 | 0
F3_Industrial_Food Products_Existing_Process_Natural Gas_Other Process_E6 | F3 | Industrial | Food Products | Existing | Process | Natural Gas | Other Process | E6 | PACT BC Ratio | 0 | 0 | 0 | 0 | 0 | 0 | 0 | 0 | 0 | 0 | 0 | 0 | 0 | 0 | 0 | 0 | 0 | 0 | 0 | 0 | 0 | 0 | 0 | 0 | 0 | 0 | 0 | 0 | 0 | 0
F3_Industrial_Food Products_Existing_Process_Natural Gas_Other Process_E7 | F3 | Industrial | Food Products | Existing | Process | Natural Gas | Other Process | E7 | PACT BC Ratio | 0 | 0 | 0 | 0 | 0 | 0 | 0 | 0 | 0 | 0 | 0 | 0 | 0 | 0 | 0 | 0 | 0 | 0 | 0 | 0 | 0 | 0 | 0 | 0 | 0 | 0 | 0 | 0 | 0 | 0
F3_Industrial_Food Products_Existing_Process_Natural Gas_Other Process_E8 | F3 | Industrial | Food Products | Existing | Process | Natural Gas | Other Process | E8 | PACT BC Ratio | 0 | 0 | 0 | 0 | 0 | 0 | 0 | 0 | 0 | 0 | 0 | 0 | 0 | 0 | 0 | 0 | 0 | 0 | 0 | 0 | 0 | 0 | 0 | 0 | 0 | 0 | 0 | 0 | 0 | 0
F3_Industrial_Food Products_Existing_Process_Natural Gas_Other Process_E9 | F3 | Industrial | Food Products | Existing | Process | Natural Gas | Other Process | E9 | PACT BC Ratio | 0 | 0 | 0 | 0 | 0 | 0 | 0 | 0 | 0 | 0 | 0 | 0 | 0 | 0 | 0 | 0 | 0 | 0 | 0 | 0 | 0 | 0 | 0 | 0 | 0 | 0 | 0 | 0 | 0 | 0
F3_Industrial_Food Products_Existing_Process_Natural Gas_Other Process_E10 | F3 | Industrial | Food Products | Existing | Process | Natural Gas | Other Process | E10 | PACT BC Ratio | 0 | 0 | 0 | 0 | 0 | 0 | 0 | 0 | 0 | 0 | 0 | 0 | 0 | 0 | 0 | 0 | 0 | 0 | 0 | 0 | 0 | 0 | 0 | 0 | 0 | 0 | 0 | 0 | 0 | 0
F4_Industrial_Food Products_Existing_Process_Natural Gas_Other Process_E1 | F4 | Industrial | Food Products | Existing | Process | Natural Gas | Other Process | E1 | PCT BC Ratio | 0.9 | 0.9 | 0.9 | 0.9 | 0.9 | 0.9 | 0.9 | 0.9 | 0.9 | 0.9 | 0.9 | 0.9 | 0.9 | 0.9 | 0.9 | 0.9 | 0.9 | 0.9 | 0.9 | 0.9 | 0.9 | 0.9 | 0 | 0 | 0 | 0 | 0 | 0 | 0 | 0
F4_Industrial_Food Products_Existing_Process_Natural Gas_Other Process_E2 | F4 | Industrial | Food Products | Existing | Process | Natural Gas | Other Process | E2 | PCT BC Ratio | 0 | 0 | 0 | 0 | 0 | 0 | 0 | 0 | 0 | 0 | 0 | 0 | 0 | 0 | 0 | 0 | 0 | 0 | 0 | 0 | 0 | 0 | 0 | 0 | 0 | 0 | 0 | 0 | 0 | 0
F4_Industrial_Food Products_Existing_Process_Natural Gas_Other Process_E3 | F4 | Industrial | Food Products | Existing | Process | Natural Gas | Other Process | E3 | PCT BC Ratio | 0 | 0 | 0 | 0 | 0 | 0 | 0 | 0 | 0 | 0 | 0 | 0 | 0 | 0 | 0 | 0 | 0 | 0 | 0 | 0 | 0 | 0 | 0 | 0 | 0 | 0 | 0 | 0 | 0 | 0
F4_Industrial_Food Products_Existing_Process_Natural Gas_Other Process_E4 | F4 | Industrial | Food Products | Existing | Process | Natural Gas | Other Process | E4 | PCT BC Ratio | 0 | 0 | 0 | 0 | 0 | 0 | 0 | 0 | 0 | 0 | 0 | 0 | 0 | 0 | 0 | 0 | 0 | 0 | 0 | 0 | 0 | 0 | 0 | 0 | 0 | 0 | 0 | 0 | 0 | 0
F4_Industrial_Food Products_Existing_Process_Natural Gas_Other Process_E5 | F4 | Industrial | Food Products | Existing | Process | Natural Gas | Other Process | E5 | PCT BC Ratio | 0 | 0 | 0 | 0 | 0 | 0 | 0 | 0 | 0 | 0 | 0 | 0 | 0 | 0 | 0 | 0 | 0 | 0 | 0 | 0 | 0 | 0 | 0 | 0 | 0 | 0 | 0 | 0 | 0 | 0
F4_Industrial_Food Products_Existing_Process_Natural Gas_Other Process_E6 | F4 | Industrial | Food Products | Existing | Process | Natural Gas | Other Process | E6 | PCT BC Ratio | 0 | 0 | 0 | 0 | 0 | 0 | 0 | 0 | 0 | 0 | 0 | 0 | 0 | 0 | 0 | 0 | 0 | 0 | 0 | 0 | 0 | 0 | 0 | 0 | 0 | 0 | 0 | 0 | 0 | 0
F4_Industrial_Food Products_Existing_Process_Natural Gas_Other Process_E7 | F4 | Industrial | Food Products | Existing | Process | Natural Gas | Other Process | E7 | PCT BC Ratio | 0 | 0 | 0 | 0 | 0 | 0 | 0 | 0 | 0 | 0 | 0 | 0 | 0 | 0 | 0 | 0 | 0 | 0 | 0 | 0 | 0 | 0 | 0 | 0 | 0 | 0 | 0 | 0 | 0 | 0
F4_Industrial_Food Products_Existing_Process_Natural Gas_Other Process_E8 | F4 | Industrial | Food Products | Existing | Process | Natural Gas | Other Process | E8 | PCT BC Ratio | 0 | 0 | 0 | 0 | 0 | 0 | 0 | 0 | 0 | 0 | 0 | 0 | 0 | 0 | 0 | 0 | 0 | 0 | 0 | 0 | 0 | 0 | 0 | 0 | 0 | 0 | 0 | 0 | 0 | 0
F4_Industrial_Food Products_Existing_Process_Natural Gas_Other Process_E9 | F4 | Industrial | Food Products | Existing | Process | Natural Gas | Other Process | E9 | PCT BC Ratio | 0 | 0 | 0 | 0 | 0 | 0 | 0 | 0 | 0 | 0 | 0 | 0 | 0 | 0 | 0 | 0 | 0 | 0 | 0 | 0 | 0 | 0 | 0 | 0 | 0 | 0 | 0 | 0 | 0 | 0
F4_Industrial_Food Products_Existing_Process_Natural Gas_Other Process_E10 | F4 | Industrial | Food Products | Existing | Process | Natural Gas | Other Process | E10 | PCT BC Ratio | 0 | 0 | 0 | 0 | 0 | 0 | 0 | 0 | 0 | 0 | 0 | 0 | 0 | 0 | 0 | 0 | 0 | 0 | 0 | 0 | 0 | 0 | 0 | 0 | 0 | 0 | 0 | 0 | 0 | 0
F5_Industrial_Food Products_Existing_Process_Natural Gas_Other Process_E1 | F5 | Industrial | Food Products | Existing | Process | Natural Gas | Other Process | E1 | RIM BC Ratio | 0.9 | 0.9 | 0.9 | 0.9 | 0.9 | 0.9 | 0.9 | 0.9 | 0.9 | 0.9 | 0.9 | 0.9 | 0.9 | 0.9 | 0.9 | 0.9 | 0.9 | 0.9 | 0.9 | 0.9 | 0.9 | 0.9 | 0 | 0 | 0 | 0 | 0 | 0 | 0 | 0
F5_Industrial_Food Products_Existing_Process_Natural Gas_Other Process_E2 | F5 | Industrial | Food Products | Existing | Process | Natural Gas | Other Process | E2 | RIM BC Ratio | 0 | 0 | 0 | 0 | 0 | 0 | 0 | 0 | 0 | 0 | 0 | 0 | 0 | 0 | 0 | 0 | 0 | 0 | 0 | 0 | 0 | 0 | 0 | 0 | 0 | 0 | 0 | 0 | 0 | 0
F5_Industrial_Food Products_Existing_Process_Natural Gas_Other Process_E3 | F5 | Industrial | Food Products | Existing | Process | Natural Gas | Other Process | E3 | RIM BC Ratio | 0 | 0 | 0 | 0 | 0 | 0 | 0 | 0 | 0 | 0 | 0 | 0 | 0 | 0 | 0 | 0 | 0 | 0 | 0 | 0 | 0 | 0 | 0 | 0 | 0 | 0 | 0 | 0 | 0 | 0
F5_Industrial_Food Products_Existing_Process_Natural Gas_Other Process_E4 | F5 | Industrial | Food Products | Existing | Process | Natural Gas | Other Process | E4 | RIM BC Ratio | 0 | 0 | 0 | 0 | 0 | 0 | 0 | 0 | 0 | 0 | 0 | 0 | 0 | 0 | 0 | 0 | 0 | 0 | 0 | 0 | 0 | 0 | 0 | 0 | 0 | 0 | 0 | 0 | 0 | 0
F5_Industrial_Food Products_Existing_Process_Natural Gas_Other Process_E5 | F5 | Industrial | Food Products | Existing | Process | Natural Gas | Other Process | E5 | RIM BC Ratio | 0 | 0 | 0 | 0 | 0 | 0 | 0 | 0 | 0 | 0 | 0 | 0 | 0 | 0 | 0 | 0 | 0 | 0 | 0 | 0 | 0 | 0 | 0 | 0 | 0 | 0 | 0 | 0 | 0 | 0
F5_Industrial_Food Products_Existing_Process_Natural Gas_Other Process_E6 | F5 | Industrial | Food Products | Existing | Process | Natural Gas | Other Process | E6 | RIM BC Ratio | 0 | 0 | 0 | 0 | 0 | 0 | 0 | 0 | 0 | 0 | 0 | 0 | 0 | 0 | 0 | 0 | 0 | 0 | 0 | 0 | 0 | 0 | 0 | 0 | 0 | 0 | 0 | 0 | 0 | 0
F5_Industrial_Food Products_Existing_Process_Natural Gas_Other Process_E7 | F5 | Industrial | Food Products | Existing | Process | Natural Gas | Other Process | E7 | RIM BC Ratio | 0 | 0 | 0 | 0 | 0 | 0 | 0 | 0 | 0 | 0 | 0 | 0 | 0 | 0 | 0 | 0 | 0 | 0 | 0 | 0 | 0 | 0 | 0 | 0 | 0 | 0 | 0 | 0 | 0 | 0
F5_Industrial_Food Products_Existing_Process_Natural Gas_Other Process_E8 | F5 | Industrial | Food Products | Existing | Process | Natural Gas | Other Process | E8 | RIM BC Ratio | 0 | 0 | 0 | 0 | 0 | 0 | 0 | 0 | 0 | 0 | 0 | 0 | 0 | 0 | 0 | 0 | 0 | 0 | 0 | 0 | 0 | 0 | 0 | 0 | 0 | 0 | 0 | 0 | 0 | 0
F5_Industrial_Food Products_Existing_Process_Natural Gas_Other Process_E9 | F5 | Industrial | Food Products | Existing | Process | Natural Gas | Other Process | E9 | RIM BC Ratio | 0 | 0 | 0 | 0 | 0 | 0 | 0 | 0 | 0 | 0 | 0 | 0 | 0 | 0 | 0 | 0 | 0 | 0 | 0 | 0 | 0 | 0 | 0 | 0 | 0 | 0 | 0 | 0 | 0 | 0
F5_Industrial_Food Products_Existing_Process_Natural Gas_Other Process_E10 | F5 | Industrial | Food Products | Existing | Process | Natural Gas | Other Process | E10 | RIM BC Ratio | 0 | 0 | 0 | 0 | 0 | 0 | 0 | 0 | 0 | 0 | 0 | 0 | 0 | 0 | 0 | 0 | 0 | 0 | 0 | 0 | 0 | 0 | 0 | 0 | 0 | 0 | 0 | 0 | 0 | 0
F0_Industrial_Food Products_Existing_Miscellaneous_Natural Gas_Miscellaneous_E0 | F0 | Industrial | Food Products | Existing | Miscellaneous | Natural Gas | Miscellaneous | E0 | Economic Unit | Standard | Standard | Standard | Standard | Standard | Standard | Standard | Standard | Standard | Standard | Standard | Standard | Standard | Standard | Standard | Standard | Standard | Standard | Standard | Standard | Standard | Standard | 0 | 0 | 0 | 0 | 0 | 0 | 0 | 0
F1_Industrial_Food Products_Existing_Miscellaneous_Natural Gas_Miscellaneous_E1 | F1 | Industrial | Food Products | Existing | Miscellaneous | Natural Gas | Miscellaneous | E1 | CCE | 0 | 0 | 0 | 0 | 0 | 0 | 0 | 0 | 0 | 0 | 0 | 0 | 0 | 0 | 0 | 0 | 0 | 0 | 0 | 0 | 0 | 0 | 0 | 0 | 0 | 0 | 0 | 0 | 0 | 0
F1_Industrial_Food Products_Existing_Miscellaneous_Natural Gas_Miscellaneous_E2 | F1 | Industrial | Food Products | Existing | Miscellaneous | Natural Gas | Miscellaneous | E2 | CCE | 0 | 0 | 0 | 0 | 0 | 0 | 0 | 0 | 0 | 0 | 0 | 0 | 0 | 0 | 0 | 0 | 0 | 0 | 0 | 0 | 0 | 0 | 0 | 0 | 0 | 0 | 0 | 0 | 0 | 0
F1_Industrial_Food Products_Existing_Miscellaneous_Natural Gas_Miscellaneous_E3 | F1 | Industrial | Food Products | Existing | Miscellaneous | Natural Gas | Miscellaneous | E3 | CCE | 0 | 0 | 0 | 0 | 0 | 0 | 0 | 0 | 0 | 0 | 0 | 0 | 0 | 0 | 0 | 0 | 0 | 0 | 0 | 0 | 0 | 0 | 0 | 0 | 0 | 0 | 0 | 0 | 0 | 0
F1_Industrial_Food Products_Existing_Miscellaneous_Natural Gas_Miscellaneous_E4 | F1 | Industrial | Food Products | Existing | Miscellaneous | Natural Gas | Miscellaneous | E4 | CCE | 0 | 0 | 0 | 0 | 0 | 0 | 0 | 0 | 0 | 0 | 0 | 0 | 0 | 0 | 0 | 0 | 0 | 0 | 0 | 0 | 0 | 0 | 0 | 0 | 0 | 0 | 0 | 0 | 0 | 0
F1_Industrial_Food Products_Existing_Miscellaneous_Natural Gas_Miscellaneous_E5 | F1 | Industrial | Food Products | Existing | Miscellaneous | Natural Gas | Miscellaneous | E5 | CCE | 0 | 0 | 0 | 0 | 0 | 0 | 0 | 0 | 0 | 0 | 0 | 0 | 0 | 0 | 0 | 0 | 0 | 0 | 0 | 0 | 0 | 0 | 0 | 0 | 0 | 0 | 0 | 0 | 0 | 0
F1_Industrial_Food Products_Existing_Miscellaneous_Natural Gas_Miscellaneous_E6 | F1 | Industrial | Food Products | Existing | Miscellaneous | Natural Gas | Miscellaneous | E6 | CCE | 0 | 0 | 0 | 0 | 0 | 0 | 0 | 0 | 0 | 0 | 0 | 0 | 0 | 0 | 0 | 0 | 0 | 0 | 0 | 0 | 0 | 0 | 0 | 0 | 0 | 0 | 0 | 0 | 0 | 0
F1_Industrial_Food Products_Existing_Miscellaneous_Natural Gas_Miscellaneous_E7 | F1 | Industrial | Food Products | Existing | Miscellaneous | Natural Gas | Miscellaneous | E7 | CCE | 0 | 0 | 0 | 0 | 0 | 0 | 0 | 0 | 0 | 0 | 0 | 0 | 0 | 0 | 0 | 0 | 0 | 0 | 0 | 0 | 0 | 0 | 0 | 0 | 0 | 0 | 0 | 0 | 0 | 0
F1_Industrial_Food Products_Existing_Miscellaneous_Natural Gas_Miscellaneous_E8 | F1 | Industrial | Food Products | Existing | Miscellaneous | Natural Gas | Miscellaneous | E8 | CCE | 0 | 0 | 0 | 0 | 0 | 0 | 0 | 0 | 0 | 0 | 0 | 0 | 0 | 0 | 0 | 0 | 0 | 0 | 0 | 0 | 0 | 0 | 0 | 0 | 0 | 0 | 0 | 0 | 0 | 0
F1_Industrial_Food Products_Existing_Miscellaneous_Natural Gas_Miscellaneous_E9 | F1 | Industrial | Food Products | Existing | Miscellaneous | Natural Gas | Miscellaneous | E9 | CCE | 0 | 0 | 0 | 0 | 0 | 0 | 0 | 0 | 0 | 0 | 0 | 0 | 0 | 0 | 0 | 0 | 0 | 0 | 0 | 0 | 0 | 0 | 0 | 0 | 0 | 0 | 0 | 0 | 0 | 0
F1_Industrial_Food Products_Existing_Miscellaneous_Natural Gas_Miscellaneous_E10 | F1 | Industrial | Food Products | Existing | Miscellaneous | Natural Gas | Miscellaneous | E10 | CCE | 0 | 0 | 0 | 0 | 0 | 0 | 0 | 0 | 0 | 0 | 0 | 0 | 0 | 0 | 0 | 0 | 0 | 0 | 0 | 0 | 0 | 0 | 0 | 0 | 0 | 0 | 0 | 0 | 0 | 0
F2_Industrial_Food Products_Existing_Miscellaneous_Natural Gas_Miscellaneous_E1 | F2 | Industrial | Food Products | Existing | Miscellaneous | Natural Gas | Miscellaneous | E1 | TRC BC Ratio | 0.9 | 0.9 | 0.9 | 0.9 | 0.9 | 0.9 | 0.9 | 0.9 | 0.9 | 0.9 | 0.9 | 0.9 | 0.9 | 0.9 | 0.9 | 0.9 | 0.9 | 0.9 | 0.9 | 0.9 | 0.9 | 0.9 | 0 | 0 | 0 | 0 | 0 | 0 | 0 | 0
F2_Industrial_Food Products_Existing_Miscellaneous_Natural Gas_Miscellaneous_E2 | F2 | Industrial | Food Products | Existing | Miscellaneous | Natural Gas | Miscellaneous | E2 | TRC BC Ratio | 0 | 0 | 0 | 0 | 0 | 0 | 0 | 0 | 0 | 0 | 0 | 0 | 0 | 0 | 0 | 0 | 0 | 0 | 0 | 0 | 0 | 0 | 0 | 0 | 0 | 0 | 0 | 0 | 0 | 0
F2_Industrial_Food Products_Existing_Miscellaneous_Natural Gas_Miscellaneous_E3 | F2 | Industrial | Food Products | Existing | Miscellaneous | Natural Gas | Miscellaneous | E3 | TRC BC Ratio | 0 | 0 | 0 | 0 | 0 | 0 | 0 | 0 | 0 | 0 | 0 | 0 | 0 | 0 | 0 | 0 | 0 | 0 | 0 | 0 | 0 | 0 | 0 | 0 | 0 | 0 | 0 | 0 | 0 | 0
F2_Industrial_Food Products_Existing_Miscellaneous_Natural Gas_Miscellaneous_E4 | F2 | Industrial | Food Products | Existing | Miscellaneous | Natural Gas | Miscellaneous | E4 | TRC BC Ratio | 0 | 0 | 0 | 0 | 0 | 0 | 0 | 0 | 0 | 0 | 0 | 0 | 0 | 0 | 0 | 0 | 0 | 0 | 0 | 0 | 0 | 0 | 0 | 0 | 0 | 0 | 0 | 0 | 0 | 0
F2_Industrial_Food Products_Existing_Miscellaneous_Natural Gas_Miscellaneous_E5 | F2 | Industrial | Food Products | Existing | Miscellaneous | Natural Gas | Miscellaneous | E5 | TRC BC Ratio | 0 | 0 | 0 | 0 | 0 | 0 | 0 | 0 | 0 | 0 | 0 | 0 | 0 | 0 | 0 | 0 | 0 | 0 | 0 | 0 | 0 | 0 | 0 | 0 | 0 | 0 | 0 | 0 | 0 | 0
F2_Industrial_Food Products_Existing_Miscellaneous_Natural Gas_Miscellaneous_E6 | F2 | Industrial | Food Products | Existing | Miscellaneous | Natural Gas | Miscellaneous | E6 | TRC BC Ratio | 0 | 0 | 0 | 0 | 0 | 0 | 0 | 0 | 0 | 0 | 0 | 0 | 0 | 0 | 0 | 0 | 0 | 0 | 0 | 0 | 0 | 0 | 0 | 0 | 0 | 0 | 0 | 0 | 0 | 0
F2_Industrial_Food Products_Existing_Miscellaneous_Natural Gas_Miscellaneous_E7 | F2 | Industrial | Food Products | Existing | Miscellaneous | Natural Gas | Miscellaneous | E7 | TRC BC Ratio | 0 | 0 | 0 | 0 | 0 | 0 | 0 | 0 | 0 | 0 | 0 | 0 | 0 | 0 | 0 | 0 | 0 | 0 | 0 | 0 | 0 | 0 | 0 | 0 | 0 | 0 | 0 | 0 | 0 | 0
F2_Industrial_Food Products_Existing_Miscellaneous_Natural Gas_Miscellaneous_E8 | F2 | Industrial | Food Products | Existing | Miscellaneous | Natural Gas | Miscellaneous | E8 | TRC BC Ratio | 0 | 0 | 0 | 0 | 0 | 0 | 0 | 0 | 0 | 0 | 0 | 0 | 0 | 0 | 0 | 0 | 0 | 0 | 0 | 0 | 0 | 0 | 0 | 0 | 0 | 0 | 0 | 0 | 0 | 0
F2_Industrial_Food Products_Existing_Miscellaneous_Natural Gas_Miscellaneous_E9 | F2 | Industrial | Food Products | Existing | Miscellaneous | Natural Gas | Miscellaneous | E9 | TRC BC Ratio | 0 | 0 | 0 | 0 | 0 | 0 | 0 | 0 | 0 | 0 | 0 | 0 | 0 | 0 | 0 | 0 | 0 | 0 | 0 | 0 | 0 | 0 | 0 | 0 | 0 | 0 | 0 | 0 | 0 | 0
F2_Industrial_Food Products_Existing_Miscellaneous_Natural Gas_Miscellaneous_E10 | F2 | Industrial | Food Products | Existing | Miscellaneous | Natural Gas | Miscellaneous | E10 | TRC BC Ratio | 0 | 0 | 0 | 0 | 0 | 0 | 0 | 0 | 0 | 0 | 0 | 0 | 0 | 0 | 0 | 0 | 0 | 0 | 0 | 0 | 0 | 0 | 0 | 0 | 0 | 0 | 0 | 0 | 0 | 0
F3_Industrial_Food Products_Existing_Miscellaneous_Natural Gas_Miscellaneous_E1 | F3 | Industrial | Food Products | Existing | Miscellaneous | Natural Gas | Miscellaneous | E1 | PACT BC Ratio | 0.9 | 0.9 | 0.9 | 0.9 | 0.9 | 0.9 | 0.9 | 0.9 | 0.9 | 0.9 | 0.9 | 0.9 | 0.9 | 0.9 | 0.9 | 0.9 | 0.9 | 0.9 | 0.9 | 0.9 | 0.9 | 0.9 | 0 | 0 | 0 | 0 | 0 | 0 | 0 | 0
F3_Industrial_Food Products_Existing_Miscellaneous_Natural Gas_Miscellaneous_E2 | F3 | Industrial | Food Products | Existing | Miscellaneous | Natural Gas | Miscellaneous | E2 | PACT BC Ratio | 0 | 0 | 0 | 0 | 0 | 0 | 0 | 0 | 0 | 0 | 0 | 0 | 0 | 0 | 0 | 0 | 0 | 0 | 0 | 0 | 0 | 0 | 0 | 0 | 0 | 0 | 0 | 0 | 0 | 0
F3_Industrial_Food Products_Existing_Miscellaneous_Natural Gas_Miscellaneous_E3 | F3 | Industrial | Food Products | Existing | Miscellaneous | Natural Gas | Miscellaneous | E3 | PACT BC Ratio | 0 | 0 | 0 | 0 | 0 | 0 | 0 | 0 | 0 | 0 | 0 | 0 | 0 | 0 | 0 | 0 | 0 | 0 | 0 | 0 | 0 | 0 | 0 | 0 | 0 | 0 | 0 | 0 | 0 | 0
F3_Industrial_Food Products_Existing_Miscellaneous_Natural Gas_Miscellaneous_E4 | F3 | Industrial | Food Products | Existing | Miscellaneous | Natural Gas | Miscellaneous | E4 | PACT BC Ratio | 0 | 0 | 0 | 0 | 0 | 0 | 0 | 0 | 0 | 0 | 0 | 0 | 0 | 0 | 0 | 0 | 0 | 0 | 0 | 0 | 0 | 0 | 0 | 0 | 0 | 0 | 0 | 0 | 0 | 0
F3_Industrial_Food Products_Existing_Miscellaneous_Natural Gas_Miscellaneous_E5 | F3 | Industrial | Food Products | Existing | Miscellaneous | Natural Gas | Miscellaneous | E5 | PACT BC Ratio | 0 | 0 | 0 | 0 | 0 | 0 | 0 | 0 | 0 | 0 | 0 | 0 | 0 | 0 | 0 | 0 | 0 | 0 | 0 | 0 | 0 | 0 | 0 | 0 | 0 | 0 | 0 | 0 | 0 | 0
F3_Industrial_Food Products_Existing_Miscellaneous_Natural Gas_Miscellaneous_E6 | F3 | Industrial | Food Products | Existing | Miscellaneous | Natural Gas | Miscellaneous | E6 | PACT BC Ratio | 0 | 0 | 0 | 0 | 0 | 0 | 0 | 0 | 0 | 0 | 0 | 0 | 0 | 0 | 0 | 0 | 0 | 0 | 0 | 0 | 0 | 0 | 0 | 0 | 0 | 0 | 0 | 0 | 0 | 0
F3_Industrial_Food Products_Existing_Miscellaneous_Natural Gas_Miscellaneous_E7 | F3 | Industrial | Food Products | Existing | Miscellaneous | Natural Gas | Miscellaneous | E7 | PACT BC Ratio | 0 | 0 | 0 | 0 | 0 | 0 | 0 | 0 | 0 | 0 | 0 | 0 | 0 | 0 | 0 | 0 | 0 | 0 | 0 | 0 | 0 | 0 | 0 | 0 | 0 | 0 | 0 | 0 | 0 | 0
F3_Industrial_Food Products_Existing_Miscellaneous_Natural Gas_Miscellaneous_E8 | F3 | Industrial | Food Products | Existing | Miscellaneous | Natural Gas | Miscellaneous | E8 | PACT BC Ratio | 0 | 0 | 0 | 0 | 0 | 0 | 0 | 0 | 0 | 0 | 0 | 0 | 0 | 0 | 0 | 0 | 0 | 0 | 0 | 0 | 0 | 0 | 0 | 0 | 0 | 0 | 0 | 0 | 0 | 0
F3_Industrial_Food Products_Existing_Miscellaneous_Natural Gas_Miscellaneous_E9 | F3 | Industrial | Food Products | Existing | Miscellaneous | Natural Gas | Miscellaneous | E9 | PACT BC Ratio | 0 | 0 | 0 | 0 | 0 | 0 | 0 | 0 | 0 | 0 | 0 | 0 | 0 | 0 | 0 | 0 | 0 | 0 | 0 | 0 | 0 | 0 | 0 | 0 | 0 | 0 | 0 | 0 | 0 | 0
F3_Industrial_Food Products_Existing_Miscellaneous_Natural Gas_Miscellaneous_E10 | F3 | Industrial | Food Products | Existing | Miscellaneous | Natural Gas | Miscellaneous | E10 | PACT BC Ratio | 0 | 0 | 0 | 0 | 0 | 0 | 0 | 0 | 0 | 0 | 0 | 0 | 0 | 0 | 0 | 0 | 0 | 0 | 0 | 0 | 0 | 0 | 0 | 0 | 0 | 0 | 0 | 0 | 0 | 0
F4_Industrial_Food Products_Existing_Miscellaneous_Natural Gas_Miscellaneous_E1 | F4 | Industrial | Food Products | Existing | Miscellaneous | Natural Gas | Miscellaneous | E1 | PCT BC Ratio | 0.9 | 0.9 | 0.9 | 0.9 | 0.9 | 0.9 | 0.9 | 0.9 | 0.9 | 0.9 | 0.9 | 0.9 | 0.9 | 0.9 | 0.9 | 0.9 | 0.9 | 0.9 | 0.9 | 0.9 | 0.9 | 0.9 | 0 | 0 | 0 | 0 | 0 | 0 | 0 | 0
F4_Industrial_Food Products_Existing_Miscellaneous_Natural Gas_Miscellaneous_E2 | F4 | Industrial | Food Products | Existing | Miscellaneous | Natural Gas | Miscellaneous | E2 | PCT BC Ratio | 0 | 0 | 0 | 0 | 0 | 0 | 0 | 0 | 0 | 0 | 0 | 0 | 0 | 0 | 0 | 0 | 0 | 0 | 0 | 0 | 0 | 0 | 0 | 0 | 0 | 0 | 0 | 0 | 0 | 0
F4_Industrial_Food Products_Existing_Miscellaneous_Natural Gas_Miscellaneous_E3 | F4 | Industrial | Food Products | Existing | Miscellaneous | Natural Gas | Miscellaneous | E3 | PCT BC Ratio | 0 | 0 | 0 | 0 | 0 | 0 | 0 | 0 | 0 | 0 | 0 | 0 | 0 | 0 | 0 | 0 | 0 | 0 | 0 | 0 | 0 | 0 | 0 | 0 | 0 | 0 | 0 | 0 | 0 | 0
F4_Industrial_Food Products_Existing_Miscellaneous_Natural Gas_Miscellaneous_E4 | F4 | Industrial | Food Products | Existing | Miscellaneous | Natural Gas | Miscellaneous | E4 | PCT BC Ratio | 0 | 0 | 0 | 0 | 0 | 0 | 0 | 0 | 0 | 0 | 0 | 0 | 0 | 0 | 0 | 0 | 0 | 0 | 0 | 0 | 0 | 0 | 0 | 0 | 0 | 0 | 0 | 0 | 0 | 0
F4_Industrial_Food Products_Existing_Miscellaneous_Natural Gas_Miscellaneous_E5 | F4 | Industrial | Food Products | Existing | Miscellaneous | Natural Gas | Miscellaneous | E5 | PCT BC Ratio | 0 | 0 | 0 | 0 | 0 | 0 | 0 | 0 | 0 | 0 | 0 | 0 | 0 | 0 | 0 | 0 | 0 | 0 | 0 | 0 | 0 | 0 | 0 | 0 | 0 | 0 | 0 | 0 | 0 | 0
F4_Industrial_Food Products_Existing_Miscellaneous_Natural Gas_Miscellaneous_E6 | F4 | Industrial | Food Products | Existing | Miscellaneous | Natural Gas | Miscellaneous | E6 | PCT BC Ratio | 0 | 0 | 0 | 0 | 0 | 0 | 0 | 0 | 0 | 0 | 0 | 0 | 0 | 0 | 0 | 0 | 0 | 0 | 0 | 0 | 0 | 0 | 0 | 0 | 0 | 0 | 0 | 0 | 0 | 0
F4_Industrial_Food Products_Existing_Miscellaneous_Natural Gas_Miscellaneous_E7 | F4 | Industrial | Food Products | Existing | Miscellaneous | Natural Gas | Miscellaneous | E7 | PCT BC Ratio | 0 | 0 | 0 | 0 | 0 | 0 | 0 | 0 | 0 | 0 | 0 | 0 | 0 | 0 | 0 | 0 | 0 | 0 | 0 | 0 | 0 | 0 | 0 | 0 | 0 | 0 | 0 | 0 | 0 | 0
F4_Industrial_Food Products_Existing_Miscellaneous_Natural Gas_Miscellaneous_E8 | F4 | Industrial | Food Products | Existing | Miscellaneous | Natural Gas | Miscellaneous | E8 | PCT BC Ratio | 0 | 0 | 0 | 0 | 0 | 0 | 0 | 0 | 0 | 0 | 0 | 0 | 0 | 0 | 0 | 0 | 0 | 0 | 0 | 0 | 0 | 0 | 0 | 0 | 0 | 0 | 0 | 0 | 0 | 0
F4_Industrial_Food Products_Existing_Miscellaneous_Natural Gas_Miscellaneous_E9 | F4 | Industrial | Food Products | Existing | Miscellaneous | Natural Gas | Miscellaneous | E9 | PCT BC Ratio | 0 | 0 | 0 | 0 | 0 | 0 | 0 | 0 | 0 | 0 | 0 | 0 | 0 | 0 | 0 | 0 | 0 | 0 | 0 | 0 | 0 | 0 | 0 | 0 | 0 | 0 | 0 | 0 | 0 | 0
F4_Industrial_Food Products_Existing_Miscellaneous_Natural Gas_Miscellaneous_E10 | F4 | Industrial | Food Products | Existing | Miscellaneous | Natural Gas | Miscellaneous | E10 | PCT BC Ratio | 0 | 0 | 0 | 0 | 0 | 0 | 0 | 0 | 0 | 0 | 0 | 0 | 0 | 0 | 0 | 0 | 0 | 0 | 0 | 0 | 0 | 0 | 0 | 0 | 0 | 0 | 0 | 0 | 0 | 0
F5_Industrial_Food Products_Existing_Miscellaneous_Natural Gas_Miscellaneous_E1 | F5 | Industrial | Food Products | Existing | Miscellaneous | Natural Gas | Miscellaneous | E1 | RIM BC Ratio | 0.9 | 0.9 | 0.9 | 0.9 | 0.9 | 0.9 | 0.9 | 0.9 | 0.9 | 0.9 | 0.9 | 0.9 | 0.9 | 0.9 | 0.9 | 0.9 | 0.9 | 0.9 | 0.9 | 0.9 | 0.9 | 0.9 | 0 | 0 | 0 | 0 | 0 | 0 | 0 | 0
F5_Industrial_Food Products_Existing_Miscellaneous_Natural Gas_Miscellaneous_E2 | F5 | Industrial | Food Products | Existing | Miscellaneous | Natural Gas | Miscellaneous | E2 | RIM BC Ratio | 0 | 0 | 0 | 0 | 0 | 0 | 0 | 0 | 0 | 0 | 0 | 0 | 0 | 0 | 0 | 0 | 0 | 0 | 0 | 0 | 0 | 0 | 0 | 0 | 0 | 0 | 0 | 0 | 0 | 0
F5_Industrial_Food Products_Existing_Miscellaneous_Natural Gas_Miscellaneous_E3 | F5 | Industrial | Food Products | Existing | Miscellaneous | Natural Gas | Miscellaneous | E3 | RIM BC Ratio | 0 | 0 | 0 | 0 | 0 | 0 | 0 | 0 | 0 | 0 | 0 | 0 | 0 | 0 | 0 | 0 | 0 | 0 | 0 | 0 | 0 | 0 | 0 | 0 | 0 | 0 | 0 | 0 | 0 | 0
F5_Industrial_Food Products_Existing_Miscellaneous_Natural Gas_Miscellaneous_E4 | F5 | Industrial | Food Products | Existing | Miscellaneous | Natural Gas | Miscellaneous | E4 | RIM BC Ratio | 0 | 0 | 0 | 0 | 0 | 0 | 0 | 0 | 0 | 0 | 0 | 0 | 0 | 0 | 0 | 0 | 0 | 0 | 0 | 0 | 0 | 0 | 0 | 0 | 0 | 0 | 0 | 0 | 0 | 0
F5_Industrial_Food Products_Existing_Miscellaneous_Natural Gas_Miscellaneous_E5 | F5 | Industrial | Food Products | Existing | Miscellaneous | Natural Gas | Miscellaneous | E5 | RIM BC Ratio | 0 | 0 | 0 | 0 | 0 | 0 | 0 | 0 | 0 | 0 | 0 | 0 | 0 | 0 | 0 | 0 | 0 | 0 | 0 | 0 | 0 | 0 | 0 | 0 | 0 | 0 | 0 | 0 | 0 | 0
F5_Industrial_Food Products_Existing_Miscellaneous_Natural Gas_Miscellaneous_E6 | F5 | Industrial | Food Products | Existing | Miscellaneous | Natural Gas | Miscellaneous | E6 | RIM BC Ratio | 0 | 0 | 0 | 0 | 0 | 0 | 0 | 0 | 0 | 0 | 0 | 0 | 0 | 0 | 0 | 0 | 0 | 0 | 0 | 0 | 0 | 0 | 0 | 0 | 0 | 0 | 0 | 0 | 0 | 0
F5_Industrial_Food Products_Existing_Miscellaneous_Natural Gas_Miscellaneous_E7 | F5 | Industrial | Food Products | Existing | Miscellaneous | Natural Gas | Miscellaneous | E7 | RIM BC Ratio | 0 | 0 | 0 | 0 | 0 | 0 | 0 | 0 | 0 | 0 | 0 | 0 | 0 | 0 | 0 | 0 | 0 | 0 | 0 | 0 | 0 | 0 | 0 | 0 | 0 | 0 | 0 | 0 | 0 | 0
F5_Industrial_Food Products_Existing_Miscellaneous_Natural Gas_Miscellaneous_E8 | F5 | Industrial | Food Products | Existing | Miscellaneous | Natural Gas | Miscellaneous | E8 | RIM BC Ratio | 0 | 0 | 0 | 0 | 0 | 0 | 0 | 0 | 0 | 0 | 0 | 0 | 0 | 0 | 0 | 0 | 0 | 0 | 0 | 0 | 0 | 0 | 0 | 0 | 0 | 0 | 0 | 0 | 0 | 0
F5_Industrial_Food Products_Existing_Miscellaneous_Natural Gas_Miscellaneous_E9 | F5 | Industrial | Food Products | Existing | Miscellaneous | Natural Gas | Miscellaneous | E9 | RIM BC Ratio | 0 | 0 | 0 | 0 | 0 | 0 | 0 | 0 | 0 | 0 | 0 | 0 | 0 | 0 | 0 | 0 | 0 | 0 | 0 | 0 | 0 | 0 | 0 | 0 | 0 | 0 | 0 | 0 | 0 | 0
F5_Industrial_Food Products_Existing_Miscellaneous_Natural Gas_Miscellaneous_E10 | F5 | Industrial | Food Products | Existing | Miscellaneous | Natural Gas | Miscellaneous | E10 | RIM BC Ratio | 0 | 0 | 0 | 0 | 0 | 0 | 0 | 0 | 0 | 0 | 0 | 0 | 0 | 0 | 0 | 0 | 0 | 0 | 0 | 0 | 0 | 0 | 0 | 0 | 0 | 0 | 0 | 0 | 0 | 0
F0_Industrial_Food Products_New_Space Heating_Natural Gas_Furnace_E0 | F0 | Industrial | Food Products | New | Space Heating | Natural Gas | Furnace | E0 | Economic Unit | AFUE 96% | AFUE 96% | AFUE 96% | AFUE 96% | AFUE 96% | AFUE 96% | AFUE 96% | AFUE 96% | AFUE 96% | AFUE 96% | AFUE 96% | AFUE 96% | AFUE 96% | AFUE 96% | AFUE 96% | AFUE 96% | AFUE 96% | AFUE 96% | AFUE 96% | AFUE 96% | AFUE 96% | AFUE 96% | 0 | 0 | 0 | 0 | 0 | 0 | 0 | 0
F1_Industrial_Food Products_New_Space Heating_Natural Gas_Furnace_E1 | F1 | Industrial | Food Products | New | Space Heating | Natural Gas | Furnace | E1 | CCE | 0 | 0 | 0 | 0 | 0 | 0 | 0 | 0 | 0 | 0 | 0 | 0 | 0 | 0 | 0 | 0 | 0 | 0 | 0 | 0 | 0 | 0 | 0 | 0 | 0 | 0 | 0 | 0 | 0 | 0
F1_Industrial_Food Products_New_Space Heating_Natural Gas_Furnace_E2 | F1 | Industrial | Food Products | New | Space Heating | Natural Gas | Furnace | E2 | CCE | 0.00079977 | 0.00079977 | 0.00079977 | 0.00079977 | 0.00079977 | 0.00079977 | 0.00079977 | 0.00079977 | 0.00079977 | 0.00079977 | 0.00079977 | 0.00079977 | 0.00079977 | 0.00079977 | 0.00079977 | 0.00079977 | 0.00079977 | 0.00079977 | 0.00079977 | 0.00079977 | 0.00079977 | 0.00079977 | 0 | 0 | 0 | 0 | 0 | 0 | 0 | 0
F1_Industrial_Food Products_New_Space Heating_Natural Gas_Furnace_E3 | F1 | Industrial | Food Products | New | Space Heating | Natural Gas | Furnace | E3 | CCE | 0.0010664 | 0.0010664 | 0.0010664 | 0.0010664 | 0.0010664 | 0.0010664 | 0.0010664 | 0.0010664 | 0.0010664 | 0.0010664 | 0.0010664 | 0.0010664 | 0.0010664 | 0.0010664 | 0.0010664 | 0.0010664 | 0.0010664 | 0.0010664 | 0.0010664 | 0.0010664 | 0.0010664 | 0.0010664 | 0 | 0 | 0 | 0 | 0 | 0 | 0 | 0
F1_Industrial_Food Products_New_Space Heating_Natural Gas_Furnace_E4 | F1 | Industrial | Food Products | New | Space Heating | Natural Gas | Furnace | E4 | CCE | 0 | 0 | 0 | 0 | 0 | 0 | 0 | 0 | 0 | 0 | 0 | 0 | 0 | 0 | 0 | 0 | 0 | 0 | 0 | 0 | 0 | 0 | 0 | 0 | 0 | 0 | 0 | 0 | 0 | 0
F1_Industrial_Food Products_New_Space Heating_Natural Gas_Furnace_E5 | F1 | Industrial | Food Products | New | Space Heating | Natural Gas | Furnace | E5 | CCE | 0 | 0 | 0 | 0 | 0 | 0 | 0 | 0 | 0 | 0 | 0 | 0 | 0 | 0 | 0 | 0 | 0 | 0 | 0 | 0 | 0 | 0 | 0 | 0 | 0 | 0 | 0 | 0 | 0 | 0
F1_Industrial_Food Products_New_Space Heating_Natural Gas_Furnace_E6 | F1 | Industrial | Food Products | New | Space Heating | Natural Gas | Furnace | E6 | CCE | 0 | 0 | 0 | 0 | 0 | 0 | 0 | 0 | 0 | 0 | 0 | 0 | 0 | 0 | 0 | 0 | 0 | 0 | 0 | 0 | 0 | 0 | 0 | 0 | 0 | 0 | 0 | 0 | 0 | 0
F1_Industrial_Food Products_New_Space Heating_Natural Gas_Furnace_E7 | F1 | Industrial | Food Products | New | Space Heating | Natural Gas | Furnace | E7 | CCE | 0 | 0 | 0 | 0 | 0 | 0 | 0 | 0 | 0 | 0 | 0 | 0 | 0 | 0 | 0 | 0 | 0 | 0 | 0 | 0 | 0 | 0 | 0 | 0 | 0 | 0 | 0 | 0 | 0 | 0
F1_Industrial_Food Products_New_Space Heating_Natural Gas_Furnace_E8 | F1 | Industrial | Food Products | New | Space Heating | Natural Gas | Furnace | E8 | CCE | 0 | 0 | 0 | 0 | 0 | 0 | 0 | 0 | 0 | 0 | 0 | 0 | 0 | 0 | 0 | 0 | 0 | 0 | 0 | 0 | 0 | 0 | 0 | 0 | 0 | 0 | 0 | 0 | 0 | 0
F1_Industrial_Food Products_New_Space Heating_Natural Gas_Furnace_E9 | F1 | Industrial | Food Products | New | Space Heating | Natural Gas | Furnace | E9 | CCE | 0 | 0 | 0 | 0 | 0 | 0 | 0 | 0 | 0 | 0 | 0 | 0 | 0 | 0 | 0 | 0 | 0 | 0 | 0 | 0 | 0 | 0 | 0 | 0 | 0 | 0 | 0 | 0 | 0 | 0
F1_Industrial_Food Products_New_Space Heating_Natural Gas_Furnace_E10 | F1 | Industrial | Food Products | New | Space Heating | Natural Gas | Furnace | E10 | CCE | 0 | 0 | 0 | 0 | 0 | 0 | 0 | 0 | 0 | 0 | 0 | 0 | 0 | 0 | 0 | 0 | 0 | 0 | 0 | 0 | 0 | 0 | 0 | 0 | 0 | 0 | 0 | 0 | 0 | 0
F2_Industrial_Food Products_New_Space Heating_Natural Gas_Furnace_E1 | F2 | Industrial | Food Products | New | Space Heating | Natural Gas | Furnace | E1 | TRC BC Ratio | 0.9 | 0.9 | 0.9 | 0.9 | 0.9 | 0.9 | 0.9 | 0.9 | 0.9 | 0.9 | 0.9 | 0.9 | 0.9 | 0.9 | 0.9 | 0.9 | 0.9 | 0.9 | 0.9 | 0.9 | 0.9 | 0.9 | 0 | 0 | 0 | 0 | 0 | 0 | 0 | 0
F2_Industrial_Food Products_New_Space Heating_Natural Gas_Furnace_E2 | F2 | Industrial | Food Products | New | Space Heating | Natural Gas | Furnace | E2 | TRC BC Ratio | 6.3212 | 6.3913 | 6.2901 | 6.1932 | 6.0268 | 5.8622 | 5.6966 | 5.5455 | 5.3952 | 5.264 | 5.1331 | 5.0059 | 4.8813 | 4.7615 | 4.644 | 4.5289 | 4.4175 | 4.3108 | 4.2064 | 4.1083 | 4.014 | 3.9226 | 0 | 0 | 0 | 0 | 0 | 0 | 0 | 0
F2_Industrial_Food Products_New_Space Heating_Natural Gas_Furnace_E3 | F2 | Industrial | Food Products | New | Space Heating | Natural Gas | Furnace | E3 | TRC BC Ratio | 4.7409 | 4.7935 | 4.7176 | 4.6449 | 4.5201 | 4.3966 | 4.2724 | 4.1591 | 4.0464 | 3.948 | 3.8499 | 3.7545 | 3.661 | 3.5711 | 3.483 | 3.3967 | 3.3131 | 3.2331 | 3.1548 | 3.0812 | 3.0105 | 2.942 | 0 | 0 | 0 | 0 | 0 | 0 | 0 | 0
F2_Industrial_Food Products_New_Space Heating_Natural Gas_Furnace_E4 | F2 | Industrial | Food Products | New | Space Heating | Natural Gas | Furnace | E4 | TRC BC Ratio | 0 | 0 | 0 | 0 | 0 | 0 | 0 | 0 | 0 | 0 | 0 | 0 | 0 | 0 | 0 | 0 | 0 | 0 | 0 | 0 | 0 | 0 | 0 | 0 | 0 | 0 | 0 | 0 | 0 | 0
F2_Industrial_Food Products_New_Space Heating_Natural Gas_Furnace_E5 | F2 | Industrial | Food Products | New | Space Heating | Natural Gas | Furnace | E5 | TRC BC Ratio | 0 | 0 | 0 | 0 | 0 | 0 | 0 | 0 | 0 | 0 | 0 | 0 | 0 | 0 | 0 | 0 | 0 | 0 | 0 | 0 | 0 | 0 | 0 | 0 | 0 | 0 | 0 | 0 | 0 | 0
F2_Industrial_Food Products_New_Space Heating_Natural Gas_Furnace_E6 | F2 | Industrial | Food Products | New | Space Heating | Natural Gas | Furnace | E6 | TRC BC Ratio | 0 | 0 | 0 | 0 | 0 | 0 | 0 | 0 | 0 | 0 | 0 | 0 | 0 | 0 | 0 | 0 | 0 | 0 | 0 | 0 | 0 | 0 | 0 | 0 | 0 | 0 | 0 | 0 | 0 | 0
F2_Industrial_Food Products_New_Space Heating_Natural Gas_Furnace_E7 | F2 | Industrial | Food Products | New | Space Heating | Natural Gas | Furnace | E7 | TRC BC Ratio | 0 | 0 | 0 | 0 | 0 | 0 | 0 | 0 | 0 | 0 | 0 | 0 | 0 | 0 | 0 | 0 | 0 | 0 | 0 | 0 | 0 | 0 | 0 | 0 | 0 | 0 | 0 | 0 | 0 | 0
F2_Industrial_Food Products_New_Space Heating_Natural Gas_Furnace_E8 | F2 | Industrial | Food Products | New | Space Heating | Natural Gas | Furnace | E8 | TRC BC Ratio | 0 | 0 | 0 | 0 | 0 | 0 | 0 | 0 | 0 | 0 | 0 | 0 | 0 | 0 | 0 | 0 | 0 | 0 | 0 | 0 | 0 | 0 | 0 | 0 | 0 | 0 | 0 | 0 | 0 | 0
F2_Industrial_Food Products_New_Space Heating_Natural Gas_Furnace_E9 | F2 | Industrial | Food Products | New | Space Heating | Natural Gas | Furnace | E9 | TRC BC Ratio | 0 | 0 | 0 | 0 | 0 | 0 | 0 | 0 | 0 | 0 | 0 | 0 | 0 | 0 | 0 | 0 | 0 | 0 | 0 | 0 | 0 | 0 | 0 | 0 | 0 | 0 | 0 | 0 | 0 | 0
F2_Industrial_Food Products_New_Space Heating_Natural Gas_Furnace_E10 | F2 | Industrial | Food Products | New | Space Heating | Natural Gas | Furnace | E10 | TRC BC Ratio | 0 | 0 | 0 | 0 | 0 | 0 | 0 | 0 | 0 | 0 | 0 | 0 | 0 | 0 | 0 | 0 | 0 | 0 | 0 | 0 | 0 | 0 | 0 | 0 | 0 | 0 | 0 | 0 | 0 | 0
F3_Industrial_Food Products_New_Space Heating_Natural Gas_Furnace_E1 | F3 | Industrial | Food Products | New | Space Heating | Natural Gas | Furnace | E1 | PACT BC Ratio | 0.9 | 0.9 | 0.9 | 0.9 | 0.9 | 0.9 | 0.9 | 0.9 | 0.9 | 0.9 | 0.9 | 0.9 | 0.9 | 0.9 | 0.9 | 0.9 | 0.9 | 0.9 | 0.9 | 0.9 | 0.9 | 0.9 | 0 | 0 | 0 | 0 | 0 | 0 | 0 | 0
F3_Industrial_Food Products_New_Space Heating_Natural Gas_Furnace_E2 | F3 | Industrial | Food Products | New | Space Heating | Natural Gas | Furnace | E2 | PACT BC Ratio | 18.2413 | 18.4434 | 18.1516 | 17.8719 | 17.3918 | 16.9166 | 16.4388 | 16.0026 | 15.5689 | 15.1904 | 14.8128 | 14.4457 | 14.0861 | 13.7402 | 13.4013 | 13.0692 | 12.7477 | 12.4396 | 12.1385 | 11.8554 | 11.5833 | 11.3196 | 0 | 0 | 0 | 0 | 0 | 0 | 0 | 0
F3_Industrial_Food Products_New_Space Heating_Natural Gas_Furnace_E3 | F3 | Industrial | Food Products | New | Space Heating | Natural Gas | Furnace | E3 | PACT BC Ratio | 13.681 | 13.8325 | 13.6137 | 13.4039 | 13.0438 | 12.6874 | 12.3291 | 12.002 | 11.6767 | 11.3928 | 11.1096 | 10.8343 | 10.5645 | 10.3052 | 10.051 | 9.8019 | 9.5608 | 9.3297 | 9.1039 | 8.8915 | 8.6875 | 8.4897 | 0 | 0 | 0 | 0 | 0 | 0 | 0 | 0
F3_Industrial_Food Products_New_Space Heating_Natural Gas_Furnace_E4 | F3 | Industrial | Food Products | New | Space Heating | Natural Gas | Furnace | E4 | PACT BC Ratio | 0 | 0 | 0 | 0 | 0 | 0 | 0 | 0 | 0 | 0 | 0 | 0 | 0 | 0 | 0 | 0 | 0 | 0 | 0 | 0 | 0 | 0 | 0 | 0 | 0 | 0 | 0 | 0 | 0 | 0
F3_Industrial_Food Products_New_Space Heating_Natural Gas_Furnace_E5 | F3 | Industrial | Food Products | New | Space Heating | Natural Gas | Furnace | E5 | PACT BC Ratio | 0 | 0 | 0 | 0 | 0 | 0 | 0 | 0 | 0 | 0 | 0 | 0 | 0 | 0 | 0 | 0 | 0 | 0 | 0 | 0 | 0 | 0 | 0 | 0 | 0 | 0 | 0 | 0 | 0 | 0
F3_Industrial_Food Products_New_Space Heating_Natural Gas_Furnace_E6 | F3 | Industrial | Food Products | New | Space Heating | Natural Gas | Furnace | E6 | PACT BC Ratio | 0 | 0 | 0 | 0 | 0 | 0 | 0 | 0 | 0 | 0 | 0 | 0 | 0 | 0 | 0 | 0 | 0 | 0 | 0 | 0 | 0 | 0 | 0 | 0 | 0 | 0 | 0 | 0 | 0 | 0
F3_Industrial_Food Products_New_Space Heating_Natural Gas_Furnace_E7 | F3 | Industrial | Food Products | New | Space Heating | Natural Gas | Furnace | E7 | PACT BC Ratio | 0 | 0 | 0 | 0 | 0 | 0 | 0 | 0 | 0 | 0 | 0 | 0 | 0 | 0 | 0 | 0 | 0 | 0 | 0 | 0 | 0 | 0 | 0 | 0 | 0 | 0 | 0 | 0 | 0 | 0
F3_Industrial_Food Products_New_Space Heating_Natural Gas_Furnace_E8 | F3 | Industrial | Food Products | New | Space Heating | Natural Gas | Furnace | E8 | PACT BC Ratio | 0 | 0 | 0 | 0 | 0 | 0 | 0 | 0 | 0 | 0 | 0 | 0 | 0 | 0 | 0 | 0 | 0 | 0 | 0 | 0 | 0 | 0 | 0 | 0 | 0 | 0 | 0 | 0 | 0 | 0
F3_Industrial_Food Products_New_Space Heating_Natural Gas_Furnace_E9 | F3 | Industrial | Food Products | New | Space Heating | Natural Gas | Furnace | E9 | PACT BC Ratio | 0 | 0 | 0 | 0 | 0 | 0 | 0 | 0 | 0 | 0 | 0 | 0 | 0 | 0 | 0 | 0 | 0 | 0 | 0 | 0 | 0 | 0 | 0 | 0 | 0 | 0 | 0 | 0 | 0 | 0
F3_Industrial_Food Products_New_Space Heating_Natural Gas_Furnace_E10 | F3 | Industrial | Food Products | New | Space Heating | Natural Gas | Furnace | E10 | PACT BC Ratio | 0 | 0 | 0 | 0 | 0 | 0 | 0 | 0 | 0 | 0 | 0 | 0 | 0 | 0 | 0 | 0 | 0 | 0 | 0 | 0 | 0 | 0 | 0 | 0 | 0 | 0 | 0 | 0 | 0 | 0
F4_Industrial_Food Products_New_Space Heating_Natural Gas_Furnace_E1 | F4 | Industrial | Food Products | New | Space Heating | Natural Gas | Furnace | E1 | PCT BC Ratio | 0.9 | 0.9 | 0.9 | 0.9 | 0.9 | 0.9 | 0.9 | 0.9 | 0.9 | 0.9 | 0.9 | 0.9 | 0.9 | 0.9 | 0.9 | 0.9 | 0.9 | 0.9 | 0.9 | 0.9 | 0.9 | 0.9 | 0 | 0 | 0 | 0 | 0 | 0 | 0 | 0
F4_Industrial_Food Products_New_Space Heating_Natural Gas_Furnace_E2 | F4 | Industrial | Food Products | New | Space Heating | Natural Gas | Furnace | E2 | PCT BC Ratio | 9.4544 | 9.5569 | 9.4089 | 9.2671 | 9.0235 | 8.7825 | 8.5401 | 8.3189 | 8.0989 | 7.9069 | 7.7153 | 7.5291 | 7.3467 | 7.1713 | 6.9994 | 6.8309 | 6.6678 | 6.5115 | 6.3588 | 6.2152 | 6.0772 | 5.9434 | 0 | 0 | 0 | 0 | 0 | 0 | 0 | 0
F4_Industrial_Food Products_New_Space Heating_Natural Gas_Furnace_E3 | F4 | Industrial | Food Products | New | Space Heating | Natural Gas | Furnace | E3 | PCT BC Ratio | 7.1412 | 7.2181 | 7.1071 | 7.0007 | 6.818 | 6.6373 | 6.4555 | 6.2896 | 6.1246 | 5.9805 | 5.8369 | 5.6973 | 5.5604 | 5.4289 | 5.2999 | 5.1736 | 5.0513 | 4.9341 | 4.8195 | 4.7118 | 4.6083 | 4.508 | 0 | 0 | 0 | 0 | 0 | 0 | 0 | 0
F4_Industrial_Food Products_New_Space Heating_Natural Gas_Furnace_E4 | F4 | Industrial | Food Products | New | Space Heating | Natural Gas | Furnace | E4 | PCT BC Ratio | 0 | 0 | 0 | 0 | 0 | 0 | 0 | 0 | 0 | 0 | 0 | 0 | 0 | 0 | 0 | 0 | 0 | 0 | 0 | 0 | 0 | 0 | 0 | 0 | 0 | 0 | 0 | 0 | 0 | 0
F4_Industrial_Food Products_New_Space Heating_Natural Gas_Furnace_E5 | F4 | Industrial | Food Products | New | Space Heating | Natural Gas | Furnace | E5 | PCT BC Ratio | 0 | 0 | 0 | 0 | 0 | 0 | 0 | 0 | 0 | 0 | 0 | 0 | 0 | 0 | 0 | 0 | 0 | 0 | 0 | 0 | 0 | 0 | 0 | 0 | 0 | 0 | 0 | 0 | 0 | 0
F4_Industrial_Food Products_New_Space Heating_Natural Gas_Furnace_E6 | F4 | Industrial | Food Products | New | Space Heating | Natural Gas | Furnace | E6 | PCT BC Ratio | 0 | 0 | 0 | 0 | 0 | 0 | 0 | 0 | 0 | 0 | 0 | 0 | 0 | 0 | 0 | 0 | 0 | 0 | 0 | 0 | 0 | 0 | 0 | 0 | 0 | 0 | 0 | 0 | 0 | 0
F4_Industrial_Food Products_New_Space Heating_Natural Gas_Furnace_E7 | F4 | Industrial | Food Products | New | Space Heating | Natural Gas | Furnace | E7 | PCT BC Ratio | 0 | 0 | 0 | 0 | 0 | 0 | 0 | 0 | 0 | 0 | 0 | 0 | 0 | 0 | 0 | 0 | 0 | 0 | 0 | 0 | 0 | 0 | 0 | 0 | 0 | 0 | 0 | 0 | 0 | 0
F4_Industrial_Food Products_New_Space Heating_Natural Gas_Furnace_E8 | F4 | Industrial | Food Products | New | Space Heating | Natural Gas | Furnace | E8 | PCT BC Ratio | 0 | 0 | 0 | 0 | 0 | 0 | 0 | 0 | 0 | 0 | 0 | 0 | 0 | 0 | 0 | 0 | 0 | 0 | 0 | 0 | 0 | 0 | 0 | 0 | 0 | 0 | 0 | 0 | 0 | 0
F4_Industrial_Food Products_New_Space Heating_Natural Gas_Furnace_E9 | F4 | Industrial | Food Products | New | Space Heating | Natural Gas | Furnace | E9 | PCT BC Ratio | 0 | 0 | 0 | 0 | 0 | 0 | 0 | 0 | 0 | 0 | 0 | 0 | 0 | 0 | 0 | 0 | 0 | 0 | 0 | 0 | 0 | 0 | 0 | 0 | 0 | 0 | 0 | 0 | 0 | 0
F4_Industrial_Food Products_New_Space Heating_Natural Gas_Furnace_E10 | F4 | Industrial | Food Products | New | Space Heating | Natural Gas | Furnace | E10 | PCT BC Ratio | 0 | 0 | 0 | 0 | 0 | 0 | 0 | 0 | 0 | 0 | 0 | 0 | 0 | 0 | 0 | 0 | 0 | 0 | 0 | 0 | 0 | 0 | 0 | 0 | 0 | 0 | 0 | 0 | 0 | 0
F5_Industrial_Food Products_New_Space Heating_Natural Gas_Furnace_E1 | F5 | Industrial | Food Products | New | Space Heating | Natural Gas | Furnace | E1 | RIM BC Ratio | 0.9 | 0.9 | 0.9 | 0.9 | 0.9 | 0.9 | 0.9 | 0.9 | 0.9 | 0.9 | 0.9 | 0.9 | 0.9 | 0.9 | 0.9 | 0.9 | 0.9 | 0.9 | 0.9 | 0.9 | 0.9 | 0.9 | 0 | 0 | 0 | 0 | 0 | 0 | 0 | 0
F5_Industrial_Food Products_New_Space Heating_Natural Gas_Furnace_E2 | F5 | Industrial | Food Products | New | Space Heating | Natural Gas | Furnace | E2 | RIM BC Ratio | 0.79816 | 0.79854 | 0.79798 | 0.79744 | 0.79646 | 0.79543 | 0.79435 | 0.7933 | 0.79221 | 0.7912 | 0.79016 | 0.78909 | 0.78799 | 0.78688 | 0.78574 | 0.78457 | 0.78339 | 0.7822 | 0.78098 | 0.77978 | 0.77858 | 0.77736 | 0 | 0 | 0 | 0 | 0 | 0 | 0 | 0
F5_Industrial_Food Products_New_Space Heating_Natural Gas_Furnace_E3 | F5 | Industrial | Food Products | New | Space Heating | Natural Gas | Furnace | E3 | RIM BC Ratio | 0.78668 | 0.78718 | 0.78646 | 0.78575 | 0.78448 | 0.78316 | 0.78175 | 0.78041 | 0.77899 | 0.7777 | 0.77635 | 0.77497 | 0.77356 | 0.77214 | 0.77068 | 0.76918 | 0.76766 | 0.76614 | 0.76458 | 0.76305 | 0.76151 | 0.75996 | 0 | 0 | 0 | 0 | 0 | 0 | 0 | 0
F5_Industrial_Food Products_New_Space Heating_Natural Gas_Furnace_E4 | F5 | Industrial | Food Products | New | Space Heating | Natural Gas | Furnace | E4 | RIM BC Ratio | 0 | 0 | 0 | 0 | 0 | 0 | 0 | 0 | 0 | 0 | 0 | 0 | 0 | 0 | 0 | 0 | 0 | 0 | 0 | 0 | 0 | 0 | 0 | 0 | 0 | 0 | 0 | 0 | 0 | 0
F5_Industrial_Food Products_New_Space Heating_Natural Gas_Furnace_E5 | F5 | Industrial | Food Products | New | Space Heating | Natural Gas | Furnace | E5 | RIM BC Ratio | 0 | 0 | 0 | 0 | 0 | 0 | 0 | 0 | 0 | 0 | 0 | 0 | 0 | 0 | 0 | 0 | 0 | 0 | 0 | 0 | 0 | 0 | 0 | 0 | 0 | 0 | 0 | 0 | 0 | 0
F5_Industrial_Food Products_New_Space Heating_Natural Gas_Furnace_E6 | F5 | Industrial | Food Products | New | Space Heating | Natural Gas | Furnace | E6 | RIM BC Ratio | 0 | 0 | 0 | 0 | 0 | 0 | 0 | 0 | 0 | 0 | 0 | 0 | 0 | 0 | 0 | 0 | 0 | 0 | 0 | 0 | 0 | 0 | 0 | 0 | 0 | 0 | 0 | 0 | 0 | 0
F5_Industrial_Food Products_New_Space Heating_Natural Gas_Furnace_E7 | F5 | Industrial | Food Products | New | Space Heating | Natural Gas | Furnace | E7 | RIM BC Ratio | 0 | 0 | 0 | 0 | 0 | 0 | 0 | 0 | 0 | 0 | 0 | 0 | 0 | 0 | 0 | 0 | 0 | 0 | 0 | 0 | 0 | 0 | 0 | 0 | 0 | 0 | 0 | 0 | 0 | 0
F5_Industrial_Food Products_New_Space Heating_Natural Gas_Furnace_E8 | F5 | Industrial | Food Products | New | Space Heating | Natural Gas | Furnace | E8 | RIM BC Ratio | 0 | 0 | 0 | 0 | 0 | 0 | 0 | 0 | 0 | 0 | 0 | 0 | 0 | 0 | 0 | 0 | 0 | 0 | 0 | 0 | 0 | 0 | 0 | 0 | 0 | 0 | 0 | 0 | 0 | 0
F5_Industrial_Food Products_New_Space Heating_Natural Gas_Furnace_E9 | F5 | Industrial | Food Products | New | Space Heating | Natural Gas | Furnace | E9 | RIM BC Ratio | 0 | 0 | 0 | 0 | 0 | 0 | 0 | 0 | 0 | 0 | 0 | 0 | 0 | 0 | 0 | 0 | 0 | 0 | 0 | 0 | 0 | 0 | 0 | 0 | 0 | 0 | 0 | 0 | 0 | 0
F5_Industrial_Food Products_New_Space Heating_Natural Gas_Furnace_E10 | F5 | Industrial | Food Products | New | Space Heating | Natural Gas | Furnace | E10 | RIM BC Ratio | 0 | 0 | 0 | 0 | 0 | 0 | 0 | 0 | 0 | 0 | 0 | 0 | 0 | 0 | 0 | 0 | 0 | 0 | 0 | 0 | 0 | 0 | 0 | 0 | 0 | 0 | 0 | 0 | 0 | 0
F0_Industrial_Food Products_New_Space Heating_Natural Gas_Boiler_E0 | F0 | Industrial | Food Products | New | Space Heating | Natural Gas | Boiler | E0 | Economic Unit | AFUE 97% | AFUE 97% | AFUE 97% | AFUE 97% | AFUE 97% | AFUE 97% | AFUE 97% | AFUE 97% | AFUE 97% | AFUE 97% | AFUE 97% | AFUE 97% | AFUE 97% | AFUE 97% | AFUE 97% | AFUE 97% | AFUE 97% | AFUE 97% | AFUE 97% | AFUE 97% | AFUE 97% | AFUE 97% | 0 | 0 | 0 | 0 | 0 | 0 | 0 | 0
F1_Industrial_Food Products_New_Space Heating_Natural Gas_Boiler_E1 | F1 | Industrial | Food Products | New | Space Heating | Natural Gas | Boiler | E1 | CCE | 0 | 0 | 0 | 0 | 0 | 0 | 0 | 0 | 0 | 0 | 0 | 0 | 0 | 0 | 0 | 0 | 0 | 0 | 0 | 0 | 0 | 0 | 0 | 0 | 0 | 0 | 0 | 0 | 0 | 0
F1_Industrial_Food Products_New_Space Heating_Natural Gas_Boiler_E2 | F1 | Industrial | Food Products | New | Space Heating | Natural Gas | Boiler | E2 | CCE | 0.0028349 | 0.0028349 | 0.0028349 | 0.0028349 | 0.0028349 | 0.0028349 | 0.0028349 | 0.0028349 | 0.0028349 | 0.0028349 | 0.0028349 | 0.0028349 | 0.0028349 | 0.0028349 | 0.0028349 | 0.0028349 | 0.0028349 | 0.0028349 | 0.0028349 | 0.0028349 | 0.0028349 | 0.0028349 | 0 | 0 | 0 | 0 | 0 | 0 | 0 | 0
F1_Industrial_Food Products_New_Space Heating_Natural Gas_Boiler_E3 | F1 | Industrial | Food Products | New | Space Heating | Natural Gas | Boiler | E3 | CCE | 0.0028632 | 0.0028632 | 0.0028632 | 0.0028632 | 0.0028632 | 0.0028632 | 0.0028632 | 0.0028632 | 0.0028632 | 0.0028632 | 0.0028632 | 0.0028632 | 0.0028632 | 0.0028632 | 0.0028632 | 0.0028632 | 0.0028632 | 0.0028632 | 0.0028632 | 0.0028632 | 0.0028632 | 0.0028632 | 0 | 0 | 0 | 0 | 0 | 0 | 0 | 0
F1_Industrial_Food Products_New_Space Heating_Natural Gas_Boiler_E4 | F1 | Industrial | Food Products | New | Space Heating | Natural Gas | Boiler | E4 | CCE | 18.3182 | 18.3182 | 18.3182 | 18.3182 | 18.3182 | 18.3182 | 18.3182 | 18.3182 | 18.3182 | 18.3182 | 18.3182 | 18.3182 | 18.3182 | 18.3182 | 18.3182 | 18.3182 | 18.3182 | 18.3182 | 18.3182 | 18.3182 | 18.3182 | 18.3182 | 0 | 0 | 0 | 0 | 0 | 0 | 0 | 0
F1_Industrial_Food Products_New_Space Heating_Natural Gas_Boiler_E5 | F1 | Industrial | Food Products | New | Space Heating | Natural Gas | Boiler | E5 | CCE | 0 | 0 | 0 | 0 | 0 | 0 | 0 | 0 | 0 | 0 | 0 | 0 | 0 | 0 | 0 | 0 | 0 | 0 | 0 | 0 | 0 | 0 | 0 | 0 | 0 | 0 | 0 | 0 | 0 | 0
F1_Industrial_Food Products_New_Space Heating_Natural Gas_Boiler_E6 | F1 | Industrial | Food Products | New | Space Heating | Natural Gas | Boiler | E6 | CCE | 0 | 0 | 0 | 0 | 0 | 0 | 0 | 0 | 0 | 0 | 0 | 0 | 0 | 0 | 0 | 0 | 0 | 0 | 0 | 0 | 0 | 0 | 0 | 0 | 0 | 0 | 0 | 0 | 0 | 0
F1_Industrial_Food Products_New_Space Heating_Natural Gas_Boiler_E7 | F1 | Industrial | Food Products | New | Space Heating | Natural Gas | Boiler | E7 | CCE | 0 | 0 | 0 | 0 | 0 | 0 | 0 | 0 | 0 | 0 | 0 | 0 | 0 | 0 | 0 | 0 | 0 | 0 | 0 | 0 | 0 | 0 | 0 | 0 | 0 | 0 | 0 | 0 | 0 | 0
F1_Industrial_Food Products_New_Space Heating_Natural Gas_Boiler_E8 | F1 | Industrial | Food Products | New | Space Heating | Natural Gas | Boiler | E8 | CCE | 0 | 0 | 0 | 0 | 0 | 0 | 0 | 0 | 0 | 0 | 0 | 0 | 0 | 0 | 0 | 0 | 0 | 0 | 0 | 0 | 0 | 0 | 0 | 0 | 0 | 0 | 0 | 0 | 0 | 0
F1_Industrial_Food Products_New_Space Heating_Natural Gas_Boiler_E9 | F1 | Industrial | Food Products | New | Space Heating | Natural Gas | Boiler | E9 | CCE | 0 | 0 | 0 | 0 | 0 | 0 | 0 | 0 | 0 | 0 | 0 | 0 | 0 | 0 | 0 | 0 | 0 | 0 | 0 | 0 | 0 | 0 | 0 | 0 | 0 | 0 | 0 | 0 | 0 | 0
F1_Industrial_Food Products_New_Space Heating_Natural Gas_Boiler_E10 | F1 | Industrial | Food Products | New | Space Heating | Natural Gas | Boiler | E10 | CCE | 0 | 0 | 0 | 0 | 0 | 0 | 0 | 0 | 0 | 0 | 0 | 0 | 0 | 0 | 0 | 0 | 0 | 0 | 0 | 0 | 0 | 0 | 0 | 0 | 0 | 0 | 0 | 0 | 0 | 0
F2_Industrial_Food Products_New_Space Heating_Natural Gas_Boiler_E1 | F2 | Industrial | Food Products | New | Space Heating | Natural Gas | Boiler | E1 | TRC BC Ratio | 0.9 | 0.9 | 0.9 | 0.9 | 0.9 | 0.9 | 0.9 | 0.9 | 0.9 | 0.9 | 0.9 | 0.9 | 0.9 | 0.9 | 0.9 | 0.9 | 0.9 | 0.9 | 0.9 | 0.9 | 0.9 | 0.9 | 0 | 0 | 0 | 0 | 0 | 0 | 0 | 0
F2_Industrial_Food Products_New_Space Heating_Natural Gas_Boiler_E2 | F2 | Industrial | Food Products | New | Space Heating | Natural Gas | Boiler | E2 | TRC BC Ratio | 1.7632 | 1.7801 | 1.7514 | 1.7239 | 1.6778 | 1.6322 | 1.5864 | 1.5446 | 1.5029 | 1.4665 | 1.4301 | 1.3948 | 1.3601 | 1.3268 | 1.2942 | 1.2622 | 1.2312 | 1.2016 | 1.1727 | 1.1455 | 1.1195 | 1.0943 | 0 | 0 | 0 | 0 | 0 | 0 | 0 | 0
F2_Industrial_Food Products_New_Space Heating_Natural Gas_Boiler_E3 | F2 | Industrial | Food Products | New | Space Heating | Natural Gas | Boiler | E3 | TRC BC Ratio | 1.7458 | 1.7625 | 1.7341 | 1.7068 | 1.6612 | 1.6161 | 1.5708 | 1.5293 | 1.4881 | 1.452 | 1.416 | 1.381 | 1.3467 | 1.3137 | 1.2814 | 1.2497 | 1.2191 | 1.1897 | 1.1611 | 1.1342 | 1.1084 | 1.0835 | 0 | 0 | 0 | 0 | 0 | 0 | 0 | 0
F2_Industrial_Food Products_New_Space Heating_Natural Gas_Boiler_E4 | F2 | Industrial | Food Products | New | Space Heating | Natural Gas | Boiler | E4 | TRC BC Ratio | 0.00024714 | 0.0002449 | 0.00023981 | 0.00023492 | 0.00022893 | 0.00022307 | 0.00021729 | 0.00021187 | 0.00020654 | 0.00020163 | 0.0001968 | 0.00019208 | 0.00018747 | 0.000183 | 0.00017863 | 0.00017435 | 0.0001702 | 0.00016621 | 0.00016236 | 0.0001587 | 0.00015523 | 0.00015194 | 0 | 0 | 0 | 0 | 0 | 0 | 0 | 0
F2_Industrial_Food Products_New_Space Heating_Natural Gas_Boiler_E5 | F2 | Industrial | Food Products | New | Space Heating | Natural Gas | Boiler | E5 | TRC BC Ratio | 0 | 0 | 0 | 0 | 0 | 0 | 0 | 0 | 0 | 0 | 0 | 0 | 0 | 0 | 0 | 0 | 0 | 0 | 0 | 0 | 0 | 0 | 0 | 0 | 0 | 0 | 0 | 0 | 0 | 0
F2_Industrial_Food Products_New_Space Heating_Natural Gas_Boiler_E6 | F2 | Industrial | Food Products | New | Space Heating | Natural Gas | Boiler | E6 | TRC BC Ratio | 0 | 0 | 0 | 0 | 0 | 0 | 0 | 0 | 0 | 0 | 0 | 0 | 0 | 0 | 0 | 0 | 0 | 0 | 0 | 0 | 0 | 0 | 0 | 0 | 0 | 0 | 0 | 0 | 0 | 0
F2_Industrial_Food Products_New_Space Heating_Natural Gas_Boiler_E7 | F2 | Industrial | Food Products | New | Space Heating | Natural Gas | Boiler | E7 | TRC BC Ratio | 0 | 0 | 0 | 0 | 0 | 0 | 0 | 0 | 0 | 0 | 0 | 0 | 0 | 0 | 0 | 0 | 0 | 0 | 0 | 0 | 0 | 0 | 0 | 0 | 0 | 0 | 0 | 0 | 0 | 0
F2_Industrial_Food Products_New_Space Heating_Natural Gas_Boiler_E8 | F2 | Industrial | Food Products | New | Space Heating | Natural Gas | Boiler | E8 | TRC BC Ratio | 0 | 0 | 0 | 0 | 0 | 0 | 0 | 0 | 0 | 0 | 0 | 0 | 0 | 0 | 0 | 0 | 0 | 0 | 0 | 0 | 0 | 0 | 0 | 0 | 0 | 0 | 0 | 0 | 0 | 0
F2_Industrial_Food Products_New_Space Heating_Natural Gas_Boiler_E9 | F2 | Industrial | Food Products | New | Space Heating | Natural Gas | Boiler | E9 | TRC BC Ratio | 0 | 0 | 0 | 0 | 0 | 0 | 0 | 0 | 0 | 0 | 0 | 0 | 0 | 0 | 0 | 0 | 0 | 0 | 0 | 0 | 0 | 0 | 0 | 0 | 0 | 0 | 0 | 0 | 0 | 0
F2_Industrial_Food Products_New_Space Heating_Natural Gas_Boiler_E10 | F2 | Industrial | Food Products | New | Space Heating | Natural Gas | Boiler | E10 | TRC BC Ratio | 0 | 0 | 0 | 0 | 0 | 0 | 0 | 0 | 0 | 0 | 0 | 0 | 0 | 0 | 0 | 0 | 0 | 0 | 0 | 0 | 0 | 0 | 0 | 0 | 0 | 0 | 0 | 0 | 0 | 0
F3_Industrial_Food Products_New_Space Heating_Natural Gas_Boiler_E1 | F3 | Industrial | Food Products | New | Space Heating | Natural Gas | Boiler | E1 | PACT BC Ratio | 0.9 | 0.9 | 0.9 | 0.9 | 0.9 | 0.9 | 0.9 | 0.9 | 0.9 | 0.9 | 0.9 | 0.9 | 0.9 | 0.9 | 0.9 | 0.9 | 0.9 | 0.9 | 0.9 | 0.9 | 0.9 | 0.9 | 0 | 0 | 0 | 0 | 0 | 0 | 0 | 0
F3_Industrial_Food Products_New_Space Heating_Natural Gas_Boiler_E2 | F3 | Industrial | Food Products | New | Space Heating | Natural Gas | Boiler | E2 | PACT BC Ratio | 1.8157 | 1.8331 | 1.8035 | 1.7752 | 1.7277 | 1.6808 | 1.6337 | 1.5905 | 1.5477 | 1.5101 | 1.4727 | 1.4363 | 1.4006 | 1.3663 | 1.3327 | 1.2997 | 1.2679 | 1.2374 | 1.2076 | 1.1796 | 1.1528 | 1.1269 | 0 | 0 | 0 | 0 | 0 | 0 | 0 | 0
F3_Industrial_Food Products_New_Space Heating_Natural Gas_Boiler_E3 | F3 | Industrial | Food Products | New | Space Heating | Natural Gas | Boiler | E3 | PACT BC Ratio | 1.7977 | 1.815 | 1.7857 | 1.7576 | 1.7107 | 1.6642 | 1.6175 | 1.5748 | 1.5324 | 1.4952 | 1.4581 | 1.4221 | 1.3868 | 1.3528 | 1.3195 | 1.2869 | 1.2554 | 1.2251 | 1.1957 | 1.168 | 1.1414 | 1.1158 | 0 | 0 | 0 | 0 | 0 | 0 | 0 | 0
F3_Industrial_Food Products_New_Space Heating_Natural Gas_Boiler_E4 | F3 | Industrial | Food Products | New | Space Heating | Natural Gas | Boiler | E4 | PACT BC Ratio | 0.00025449 | 0.00025219 | 0.00024695 | 0.00024191 | 0.00023574 | 0.00022971 | 0.00022376 | 0.00021817 | 0.00021269 | 0.00020764 | 0.00020266 | 0.0001978 | 0.00019305 | 0.00018845 | 0.00018395 | 0.00017954 | 0.00017527 | 0.00017116 | 0.00016719 | 0.00016343 | 0.00015985 | 0.00015646 | 0 | 0 | 0 | 0 | 0 | 0 | 0 | 0
F3_Industrial_Food Products_New_Space Heating_Natural Gas_Boiler_E5 | F3 | Industrial | Food Products | New | Space Heating | Natural Gas | Boiler | E5 | PACT BC Ratio | 0 | 0 | 0 | 0 | 0 | 0 | 0 | 0 | 0 | 0 | 0 | 0 | 0 | 0 | 0 | 0 | 0 | 0 | 0 | 0 | 0 | 0 | 0 | 0 | 0 | 0 | 0 | 0 | 0 | 0
F3_Industrial_Food Products_New_Space Heating_Natural Gas_Boiler_E6 | F3 | Industrial | Food Products | New | Space Heating | Natural Gas | Boiler | E6 | PACT BC Ratio | 0 | 0 | 0 | 0 | 0 | 0 | 0 | 0 | 0 | 0 | 0 | 0 | 0 | 0 | 0 | 0 | 0 | 0 | 0 | 0 | 0 | 0 | 0 | 0 | 0 | 0 | 0 | 0 | 0 | 0
F3_Industrial_Food Products_New_Space Heating_Natural Gas_Boiler_E7 | F3 | Industrial | Food Products | New | Space Heating | Natural Gas | Boiler | E7 | PACT BC Ratio | 0 | 0 | 0 | 0 | 0 | 0 | 0 | 0 | 0 | 0 | 0 | 0 | 0 | 0 | 0 | 0 | 0 | 0 | 0 | 0 | 0 | 0 | 0 | 0 | 0 | 0 | 0 | 0 | 0 | 0
F3_Industrial_Food Products_New_Space Heating_Natural Gas_Boiler_E8 | F3 | Industrial | Food Products | New | Space Heating | Natural Gas | Boiler | E8 | PACT BC Ratio | 0 | 0 | 0 | 0 | 0 | 0 | 0 | 0 | 0 | 0 | 0 | 0 | 0 | 0 | 0 | 0 | 0 | 0 | 0 | 0 | 0 | 0 | 0 | 0 | 0 | 0 | 0 | 0 | 0 | 0
F3_Industrial_Food Products_New_Space Heating_Natural Gas_Boiler_E9 | F3 | Industrial | Food Products | New | Space Heating | Natural Gas | Boiler | E9 | PACT BC Ratio | 0 | 0 | 0 | 0 | 0 | 0 | 0 | 0 | 0 | 0 | 0 | 0 | 0 | 0 | 0 | 0 | 0 | 0 | 0 | 0 | 0 | 0 | 0 | 0 | 0 | 0 | 0 | 0 | 0 | 0
F3_Industrial_Food Products_New_Space Heating_Natural Gas_Boiler_E10 | F3 | Industrial | Food Products | New | Space Heating | Natural Gas | Boiler | E10 | PACT BC Ratio | 0 | 0 | 0 | 0 | 0 | 0 | 0 | 0 | 0 | 0 | 0 | 0 | 0 | 0 | 0 | 0 | 0 | 0 | 0 | 0 | 0 | 0 | 0 | 0 | 0 | 0 | 0 | 0 | 0 | 0
F4_Industrial_Food Products_New_Space Heating_Natural Gas_Boiler_E1 | F4 | Industrial | Food Products | New | Space Heating | Natural Gas | Boiler | E1 | PCT BC Ratio | 0.9 | 0.9 | 0.9 | 0.9 | 0.9 | 0.9 | 0.9 | 0.9 | 0.9 | 0.9 | 0.9 | 0.9 | 0.9 | 0.9 | 0.9 | 0.9 | 0.9 | 0.9 | 0.9 | 0.9 | 0.9 | 0.9 | 0 | 0 | 0 | 0 | 0 | 0 | 0 | 0
F4_Industrial_Food Products_New_Space Heating_Natural Gas_Boiler_E2 | F4 | Industrial | Food Products | New | Space Heating | Natural Gas | Boiler | E2 | PCT BC Ratio | 5.2405 | 5.2818 | 5.2118 | 5.1446 | 5.0323 | 4.9212 | 4.8096 | 4.7075 | 4.606 | 4.517 | 4.4284 | 4.3422 | 4.2577 | 4.1765 | 4.0969 | 4.0189 | 3.9434 | 3.8712 | 3.8007 | 3.7345 | 3.671 | 3.6096 | 0 | 0 | 0 | 0 | 0 | 0 | 0 | 0
F4_Industrial_Food Products_New_Space Heating_Natural Gas_Boiler_E3 | F4 | Industrial | Food Products | New | Space Heating | Natural Gas | Boiler | E3 | PCT BC Ratio | 5.1981 | 5.239 | 5.1696 | 5.1032 | 4.9919 | 4.8819 | 4.7714 | 4.6703 | 4.5698 | 4.4817 | 4.3939 | 4.3086 | 4.225 | 4.1445 | 4.0657 | 3.9885 | 3.9138 | 3.8422 | 3.7725 | 3.7069 | 3.644 | 3.5832 | 0 | 0 | 0 | 0 | 0 | 0 | 0 | 0
F4_Industrial_Food Products_New_Space Heating_Natural Gas_Boiler_E4 | F4 | Industrial | Food Products | New | Space Heating | Natural Gas | Boiler | E4 | PCT BC Ratio | 0.94178 | 0.94177 | 0.94176 | 0.94175 | 0.94173 | 0.94172 | 0.94171 | 0.94169 | 0.94168 | 0.94167 | 0.94166 | 0.94164 | 0.94163 | 0.94162 | 0.94161 | 0.9416 | 0.94159 | 0.94158 | 0.94157 | 0.94156 | 0.94155 | 0.94155 | 0 | 0 | 0 | 0 | 0 | 0 | 0 | 0
F4_Industrial_Food Products_New_Space Heating_Natural Gas_Boiler_E5 | F4 | Industrial | Food Products | New | Space Heating | Natural Gas | Boiler | E5 | PCT BC Ratio | 0 | 0 | 0 | 0 | 0 | 0 | 0 | 0 | 0 | 0 | 0 | 0 | 0 | 0 | 0 | 0 | 0 | 0 | 0 | 0 | 0 | 0 | 0 | 0 | 0 | 0 | 0 | 0 | 0 | 0
F4_Industrial_Food Products_New_Space Heating_Natural Gas_Boiler_E6 | F4 | Industrial | Food Products | New | Space Heating | Natural Gas | Boiler | E6 | PCT BC Ratio | 0 | 0 | 0 | 0 | 0 | 0 | 0 | 0 | 0 | 0 | 0 | 0 | 0 | 0 | 0 | 0 | 0 | 0 | 0 | 0 | 0 | 0 | 0 | 0 | 0 | 0 | 0 | 0 | 0 | 0
F4_Industrial_Food Products_New_Space Heating_Natural Gas_Boiler_E7 | F4 | Industrial | Food Products | New | Space Heating | Natural Gas | Boiler | E7 | PCT BC Ratio | 0 | 0 | 0 | 0 | 0 | 0 | 0 | 0 | 0 | 0 | 0 | 0 | 0 | 0 | 0 | 0 | 0 | 0 | 0 | 0 | 0 | 0 | 0 | 0 | 0 | 0 | 0 | 0 | 0 | 0
F4_Industrial_Food Products_New_Space Heating_Natural Gas_Boiler_E8 | F4 | Industrial | Food Products | New | Space Heating | Natural Gas | Boiler | E8 | PCT BC Ratio | 0 | 0 | 0 | 0 | 0 | 0 | 0 | 0 | 0 | 0 | 0 | 0 | 0 | 0 | 0 | 0 | 0 | 0 | 0 | 0 | 0 | 0 | 0 | 0 | 0 | 0 | 0 | 0 | 0 | 0
F4_Industrial_Food Products_New_Space Heating_Natural Gas_Boiler_E9 | F4 | Industrial | Food Products | New | Space Heating | Natural Gas | Boiler | E9 | PCT BC Ratio | 0 | 0 | 0 | 0 | 0 | 0 | 0 | 0 | 0 | 0 | 0 | 0 | 0 | 0 | 0 | 0 | 0 | 0 | 0 | 0 | 0 | 0 | 0 | 0 | 0 | 0 | 0 | 0 | 0 | 0
F4_Industrial_Food Products_New_Space Heating_Natural Gas_Boiler_E10 | F4 | Industrial | Food Products | New | Space Heating | Natural Gas | Boiler | E10 | PCT BC Ratio | 0 | 0 | 0 | 0 | 0 | 0 | 0 | 0 | 0 | 0 | 0 | 0 | 0 | 0 | 0 | 0 | 0 | 0 | 0 | 0 | 0 | 0 | 0 | 0 | 0 | 0 | 0 | 0 | 0 | 0
F5_Industrial_Food Products_New_Space Heating_Natural Gas_Boiler_E1 | F5 | Industrial | Food Products | New | Space Heating | Natural Gas | Boiler | E1 | RIM BC Ratio | 0.9 | 0.9 | 0.9 | 0.9 | 0.9 | 0.9 | 0.9 | 0.9 | 0.9 | 0.9 | 0.9 | 0.9 | 0.9 | 0.9 | 0.9 | 0.9 | 0.9 | 0.9 | 0.9 | 0.9 | 0.9 | 0.9 | 0 | 0 | 0 | 0 | 0 | 0 | 0 | 0
F5_Industrial_Food Products_New_Space Heating_Natural Gas_Boiler_E2 | F5 | Industrial | Food Products | New | Space Heating | Natural Gas | Boiler | E2 | RIM BC Ratio | 0.57181 | 0.57353 | 0.5706 | 0.56773 | 0.56279 | 0.55772 | 0.55243 | 0.54741 | 0.54224 | 0.53756 | 0.53274 | 0.5279 | 0.523 | 0.51814 | 0.51323 | 0.50827 | 0.50332 | 0.49844 | 0.49354 | 0.48881 | 0.48414 | 0.47951 | 0 | 0 | 0 | 0 | 0 | 0 | 0 | 0
F5_Industrial_Food Products_New_Space Heating_Natural Gas_Boiler_E3 | F5 | Industrial | Food Products | New | Space Heating | Natural Gas | Boiler | E3 | RIM BC Ratio | 0.57002 | 0.57174 | 0.56881 | 0.56593 | 0.56097 | 0.55588 | 0.55057 | 0.54554 | 0.54035 | 0.53566 | 0.53082 | 0.52597 | 0.52106 | 0.51619 | 0.51127 | 0.5063 | 0.50134 | 0.49645 | 0.49154 | 0.4868 | 0.48212 | 0.47748 | 0 | 0 | 0 | 0 | 0 | 0 | 0 | 0
F5_Industrial_Food Products_New_Space Heating_Natural Gas_Boiler_E4 | F5 | Industrial | Food Products | New | Space Heating | Natural Gas | Boiler | E4 | RIM BC Ratio | 0.00025441 | 0.00025211 | 0.00024688 | 0.00024184 | 0.00023567 | 0.00022964 | 0.0002237 | 0.00021812 | 0.00021264 | 0.00020758 | 0.00020261 | 0.00019775 | 0.00019301 | 0.00018841 | 0.00018391 | 0.0001795 | 0.00017523 | 0.00017113 | 0.00016715 | 0.0001634 | 0.00015982 | 0.00015643 | 0 | 0 | 0 | 0 | 0 | 0 | 0 | 0
F5_Industrial_Food Products_New_Space Heating_Natural Gas_Boiler_E5 | F5 | Industrial | Food Products | New | Space Heating | Natural Gas | Boiler | E5 | RIM BC Ratio | 0 | 0 | 0 | 0 | 0 | 0 | 0 | 0 | 0 | 0 | 0 | 0 | 0 | 0 | 0 | 0 | 0 | 0 | 0 | 0 | 0 | 0 | 0 | 0 | 0 | 0 | 0 | 0 | 0 | 0
F5_Industrial_Food Products_New_Space Heating_Natural Gas_Boiler_E6 | F5 | Industrial | Food Products | New | Space Heating | Natural Gas | Boiler | E6 | RIM BC Ratio | 0 | 0 | 0 | 0 | 0 | 0 | 0 | 0 | 0 | 0 | 0 | 0 | 0 | 0 | 0 | 0 | 0 | 0 | 0 | 0 | 0 | 0 | 0 | 0 | 0 | 0 | 0 | 0 | 0 | 0
F5_Industrial_Food Products_New_Space Heating_Natural Gas_Boiler_E7 | F5 | Industrial | Food Products | New | Space Heating | Natural Gas | Boiler | E7 | RIM BC Ratio | 0 | 0 | 0 | 0 | 0 | 0 | 0 | 0 | 0 | 0 | 0 | 0 | 0 | 0 | 0 | 0 | 0 | 0 | 0 | 0 | 0 | 0 | 0 | 0 | 0 | 0 | 0 | 0 | 0 | 0
F5_Industrial_Food Products_New_Space Heating_Natural Gas_Boiler_E8 | F5 | Industrial | Food Products | New | Space Heating | Natural Gas | Boiler | E8 | RIM BC Ratio | 0 | 0 | 0 | 0 | 0 | 0 | 0 | 0 | 0 | 0 | 0 | 0 | 0 | 0 | 0 | 0 | 0 | 0 | 0 | 0 | 0 | 0 | 0 | 0 | 0 | 0 | 0 | 0 | 0 | 0
F5_Industrial_Food Products_New_Space Heating_Natural Gas_Boiler_E9 | F5 | Industrial | Food Products | New | Space Heating | Natural Gas | Boiler | E9 | RIM BC Ratio | 0 | 0 | 0 | 0 | 0 | 0 | 0 | 0 | 0 | 0 | 0 | 0 | 0 | 0 | 0 | 0 | 0 | 0 | 0 | 0 | 0 | 0 | 0 | 0 | 0 | 0 | 0 | 0 | 0 | 0
F5_Industrial_Food Products_New_Space Heating_Natural Gas_Boiler_E10 | F5 | Industrial | Food Products | New | Space Heating | Natural Gas | Boiler | E10 | RIM BC Ratio | 0 | 0 | 0 | 0 | 0 | 0 | 0 | 0 | 0 | 0 | 0 | 0 | 0 | 0 | 0 | 0 | 0 | 0 | 0 | 0 | 0 | 0 | 0 | 0 | 0 | 0 | 0 | 0 | 0 | 0
F0_Industrial_Food Products_New_Space Heating_Natural Gas_Unit Heater_E0 | F0 | Industrial | Food Products | New | Space Heating | Natural Gas | Unit Heater | E0 | Economic Unit | Infrared Radiant | Infrared Radiant | Infrared Radiant | Infrared Radiant | Infrared Radiant | Infrared Radiant | Infrared Radiant | Infrared Radiant | Infrared Radiant | Infrared Radiant | Infrared Radiant | Infrared Radiant | Infrared Radiant | Infrared Radiant | Infrared Radiant | Infrared Radiant | Infrared Radiant | Infrared Radiant | Infrared Radiant | Infrared Radiant | Infrared Radiant | Infrared Radiant | 0 | 0 | 0 | 0 | 0 | 0 | 0 | 0
F1_Industrial_Food Products_New_Space Heating_Natural Gas_Unit Heater_E1 | F1 | Industrial | Food Products | New | Space Heating | Natural Gas | Unit Heater | E1 | CCE | 0 | 0 | 0 | 0 | 0 | 0 | 0 | 0 | 0 | 0 | 0 | 0 | 0 | 0 | 0 | 0 | 0 | 0 | 0 | 0 | 0 | 0 | 0 | 0 | 0 | 0 | 0 | 0 | 0 | 0
F1_Industrial_Food Products_New_Space Heating_Natural Gas_Unit Heater_E2 | F1 | Industrial | Food Products | New | Space Heating | Natural Gas | Unit Heater | E2 | CCE | 0.025298 | 0.025298 | 0.025298 | 0.025298 | 0.025298 | 0.025298 | 0.025298 | 0.025298 | 0.025298 | 0.025298 | 0.025298 | 0.025298 | 0.025298 | 0.025298 | 0.025298 | 0.025298 | 0.025298 | 0.025298 | 0.025298 | 0.025298 | 0.025298 | 0.025298 | 0 | 0 | 0 | 0 | 0 | 0 | 0 | 0
F1_Industrial_Food Products_New_Space Heating_Natural Gas_Unit Heater_E3 | F1 | Industrial | Food Products | New | Space Heating | Natural Gas | Unit Heater | E3 | CCE | 0.0011378 | 0.0011378 | 0.0011378 | 0.0011378 | 0.0011378 | 0.0011378 | 0.0011378 | 0.0011378 | 0.0011378 | 0.0011378 | 0.0011378 | 0.0011378 | 0.0011378 | 0.0011378 | 0.0011378 | 0.0011378 | 0.0011378 | 0.0011378 | 0.0011378 | 0.0011378 | 0.0011378 | 0.0011378 | 0 | 0 | 0 | 0 | 0 | 0 | 0 | 0
F1_Industrial_Food Products_New_Space Heating_Natural Gas_Unit Heater_E4 | F1 | Industrial | Food Products | New | Space Heating | Natural Gas | Unit Heater | E4 | CCE | 0 | 0 | 0 | 0 | 0 | 0 | 0 | 0 | 0 | 0 | 0 | 0 | 0 | 0 | 0 | 0 | 0 | 0 | 0 | 0 | 0 | 0 | 0 | 0 | 0 | 0 | 0 | 0 | 0 | 0
F1_Industrial_Food Products_New_Space Heating_Natural Gas_Unit Heater_E5 | F1 | Industrial | Food Products | New | Space Heating | Natural Gas | Unit Heater | E5 | CCE | 0 | 0 | 0 | 0 | 0 | 0 | 0 | 0 | 0 | 0 | 0 | 0 | 0 | 0 | 0 | 0 | 0 | 0 | 0 | 0 | 0 | 0 | 0 | 0 | 0 | 0 | 0 | 0 | 0 | 0
F1_Industrial_Food Products_New_Space Heating_Natural Gas_Unit Heater_E6 | F1 | Industrial | Food Products | New | Space Heating | Natural Gas | Unit Heater | E6 | CCE | 0 | 0 | 0 | 0 | 0 | 0 | 0 | 0 | 0 | 0 | 0 | 0 | 0 | 0 | 0 | 0 | 0 | 0 | 0 | 0 | 0 | 0 | 0 | 0 | 0 | 0 | 0 | 0 | 0 | 0
F1_Industrial_Food Products_New_Space Heating_Natural Gas_Unit Heater_E7 | F1 | Industrial | Food Products | New | Space Heating | Natural Gas | Unit Heater | E7 | CCE | 0 | 0 | 0 | 0 | 0 | 0 | 0 | 0 | 0 | 0 | 0 | 0 | 0 | 0 | 0 | 0 | 0 | 0 | 0 | 0 | 0 | 0 | 0 | 0 | 0 | 0 | 0 | 0 | 0 | 0
F1_Industrial_Food Products_New_Space Heating_Natural Gas_Unit Heater_E8 | F1 | Industrial | Food Products | New | Space Heating | Natural Gas | Unit Heater | E8 | CCE | 0 | 0 | 0 | 0 | 0 | 0 | 0 | 0 | 0 | 0 | 0 | 0 | 0 | 0 | 0 | 0 | 0 | 0 | 0 | 0 | 0 | 0 | 0 | 0 | 0 | 0 | 0 | 0 | 0 | 0
F1_Industrial_Food Products_New_Space Heating_Natural Gas_Unit Heater_E9 | F1 | Industrial | Food Products | New | Space Heating | Natural Gas | Unit Heater | E9 | CCE | 0 | 0 | 0 | 0 | 0 | 0 | 0 | 0 | 0 | 0 | 0 | 0 | 0 | 0 | 0 | 0 | 0 | 0 | 0 | 0 | 0 | 0 | 0 | 0 | 0 | 0 | 0 | 0 | 0 | 0
F1_Industrial_Food Products_New_Space Heating_Natural Gas_Unit Heater_E10 | F1 | Industrial | Food Products | New | Space Heating | Natural Gas | Unit Heater | E10 | CCE | 0 | 0 | 0 | 0 | 0 | 0 | 0 | 0 | 0 | 0 | 0 | 0 | 0 | 0 | 0 | 0 | 0 | 0 | 0 | 0 | 0 | 0 | 0 | 0 | 0 | 0 | 0 | 0 | 0 | 0
F2_Industrial_Food Products_New_Space Heating_Natural Gas_Unit Heater_E1 | F2 | Industrial | Food Products | New | Space Heating | Natural Gas | Unit Heater | E1 | TRC BC Ratio | 0.9 | 0.9 | 0.9 | 0.9 | 0.9 | 0.9 | 0.9 | 0.9 | 0.9 | 0.9 | 0.9 | 0.9 | 0.9 | 0.9 | 0.9 | 0.9 | 0.9 | 0.9 | 0.9 | 0.9 | 0.9 | 0.9 | 0 | 0 | 0 | 0 | 0 | 0 | 0 | 0
F2_Industrial_Food Products_New_Space Heating_Natural Gas_Unit Heater_E2 | F2 | Industrial | Food Products | New | Space Heating | Natural Gas | Unit Heater | E2 | TRC BC Ratio | 0.2181 | 0.22441 | 0.22186 | 0.21944 | 0.21339 | 0.20733 | 0.20112 | 0.19555 | 0.18995 | 0.18525 | 0.18051 | 0.17591 | 0.1714 | 0.16709 | 0.16286 | 0.15871 | 0.15471 | 0.1509 | 0.14716 | 0.14369 | 0.14034 | 0.13708 | 0 | 0 | 0 | 0 | 0 | 0 | 0 | 0
F2_Industrial_Food Products_New_Space Heating_Natural Gas_Unit Heater_E3 | F2 | Industrial | Food Products | New | Space Heating | Natural Gas | Unit Heater | E3 | TRC BC Ratio | 5.5546 | 5.9201 | 5.9076 | 5.8978 | 5.7318 | 5.5622 | 5.3814 | 5.2234 | 5.0607 | 4.9317 | 4.7987 | 4.6701 | 4.5435 | 4.4241 | 4.3066 | 4.191 | 4.0803 | 3.9764 | 3.8742 | 3.7819 | 3.6939 | 3.6079 | 0 | 0 | 0 | 0 | 0 | 0 | 0 | 0
F2_Industrial_Food Products_New_Space Heating_Natural Gas_Unit Heater_E4 | F2 | Industrial | Food Products | New | Space Heating | Natural Gas | Unit Heater | E4 | TRC BC Ratio | 0 | 0 | 0 | 0 | 0 | 0 | 0 | 0 | 0 | 0 | 0 | 0 | 0 | 0 | 0 | 0 | 0 | 0 | 0 | 0 | 0 | 0 | 0 | 0 | 0 | 0 | 0 | 0 | 0 | 0
F2_Industrial_Food Products_New_Space Heating_Natural Gas_Unit Heater_E5 | F2 | Industrial | Food Products | New | Space Heating | Natural Gas | Unit Heater | E5 | TRC BC Ratio | 0 | 0 | 0 | 0 | 0 | 0 | 0 | 0 | 0 | 0 | 0 | 0 | 0 | 0 | 0 | 0 | 0 | 0 | 0 | 0 | 0 | 0 | 0 | 0 | 0 | 0 | 0 | 0 | 0 | 0
F2_Industrial_Food Products_New_Space Heating_Natural Gas_Unit Heater_E6 | F2 | Industrial | Food Products | New | Space Heating | Natural Gas | Unit Heater | E6 | TRC BC Ratio | 0 | 0 | 0 | 0 | 0 | 0 | 0 | 0 | 0 | 0 | 0 | 0 | 0 | 0 | 0 | 0 | 0 | 0 | 0 | 0 | 0 | 0 | 0 | 0 | 0 | 0 | 0 | 0 | 0 | 0
F2_Industrial_Food Products_New_Space Heating_Natural Gas_Unit Heater_E7 | F2 | Industrial | Food Products | New | Space Heating | Natural Gas | Unit Heater | E7 | TRC BC Ratio | 0 | 0 | 0 | 0 | 0 | 0 | 0 | 0 | 0 | 0 | 0 | 0 | 0 | 0 | 0 | 0 | 0 | 0 | 0 | 0 | 0 | 0 | 0 | 0 | 0 | 0 | 0 | 0 | 0 | 0
F2_Industrial_Food Products_New_Space Heating_Natural Gas_Unit Heater_E8 | F2 | Industrial | Food Products | New | Space Heating | Natural Gas | Unit Heater | E8 | TRC BC Ratio | 0 | 0 | 0 | 0 | 0 | 0 | 0 | 0 | 0 | 0 | 0 | 0 | 0 | 0 | 0 | 0 | 0 | 0 | 0 | 0 | 0 | 0 | 0 | 0 | 0 | 0 | 0 | 0 | 0 | 0
F2_Industrial_Food Products_New_Space Heating_Natural Gas_Unit Heater_E9 | F2 | Industrial | Food Products | New | Space Heating | Natural Gas | Unit Heater | E9 | TRC BC Ratio | 0 | 0 | 0 | 0 | 0 | 0 | 0 | 0 | 0 | 0 | 0 | 0 | 0 | 0 | 0 | 0 | 0 | 0 | 0 | 0 | 0 | 0 | 0 | 0 | 0 | 0 | 0 | 0 | 0 | 0
F2_Industrial_Food Products_New_Space Heating_Natural Gas_Unit Heater_E10 | F2 | Industrial | Food Products | New | Space Heating | Natural Gas | Unit Heater | E10 | TRC BC Ratio | 0 | 0 | 0 | 0 | 0 | 0 | 0 | 0 | 0 | 0 | 0 | 0 | 0 | 0 | 0 | 0 | 0 | 0 | 0 | 0 | 0 | 0 | 0 | 0 | 0 | 0 | 0 | 0 | 0 | 0
F3_Industrial_Food Products_New_Space Heating_Natural Gas_Unit Heater_E1 | F3 | Industrial | Food Products | New | Space Heating | Natural Gas | Unit Heater | E1 | PACT BC Ratio | 0.9 | 0.9 | 0.9 | 0.9 | 0.9 | 0.9 | 0.9 | 0.9 | 0.9 | 0.9 | 0.9 | 0.9 | 0.9 | 0.9 | 0.9 | 0.9 | 0.9 | 0.9 | 0.9 | 0.9 | 0.9 | 0.9 | 0 | 0 | 0 | 0 | 0 | 0 | 0 | 0
F3_Industrial_Food Products_New_Space Heating_Natural Gas_Unit Heater_E2 | F3 | Industrial | Food Products | New | Space Heating | Natural Gas | Unit Heater | E2 | PACT BC Ratio | 0.46195 | 0.47531 | 0.46991 | 0.4648 | 0.45197 | 0.43914 | 0.42598 | 0.41419 | 0.40233 | 0.39237 | 0.38233 | 0.37259 | 0.36303 | 0.35391 | 0.34495 | 0.33616 | 0.32768 | 0.31961 | 0.31169 | 0.30433 | 0.29725 | 0.29033 | 0 | 0 | 0 | 0 | 0 | 0 | 0 | 0
F3_Industrial_Food Products_New_Space Heating_Natural Gas_Unit Heater_E3 | F3 | Industrial | Food Products | New | Space Heating | Natural Gas | Unit Heater | E3 | PACT BC Ratio | 11.765 | 12.5391 | 12.5126 | 12.4918 | 12.1402 | 11.781 | 11.398 | 11.0634 | 10.7189 | 10.4457 | 10.1639 | 9.8914 | 9.6234 | 9.3705 | 9.1217 | 8.8768 | 8.6424 | 8.4222 | 8.2058 | 8.0102 | 7.8238 | 7.6418 | 0 | 0 | 0 | 0 | 0 | 0 | 0 | 0
F3_Industrial_Food Products_New_Space Heating_Natural Gas_Unit Heater_E4 | F3 | Industrial | Food Products | New | Space Heating | Natural Gas | Unit Heater | E4 | PACT BC Ratio | 0 | 0 | 0 | 0 | 0 | 0 | 0 | 0 | 0 | 0 | 0 | 0 | 0 | 0 | 0 | 0 | 0 | 0 | 0 | 0 | 0 | 0 | 0 | 0 | 0 | 0 | 0 | 0 | 0 | 0
F3_Industrial_Food Products_New_Space Heating_Natural Gas_Unit Heater_E5 | F3 | Industrial | Food Products | New | Space Heating | Natural Gas | Unit Heater | E5 | PACT BC Ratio | 0 | 0 | 0 | 0 | 0 | 0 | 0 | 0 | 0 | 0 | 0 | 0 | 0 | 0 | 0 | 0 | 0 | 0 | 0 | 0 | 0 | 0 | 0 | 0 | 0 | 0 | 0 | 0 | 0 | 0
F3_Industrial_Food Products_New_Space Heating_Natural Gas_Unit Heater_E6 | F3 | Industrial | Food Products | New | Space Heating | Natural Gas | Unit Heater | E6 | PACT BC Ratio | 0 | 0 | 0 | 0 | 0 | 0 | 0 | 0 | 0 | 0 | 0 | 0 | 0 | 0 | 0 | 0 | 0 | 0 | 0 | 0 | 0 | 0 | 0 | 0 | 0 | 0 | 0 | 0 | 0 | 0
F3_Industrial_Food Products_New_Space Heating_Natural Gas_Unit Heater_E7 | F3 | Industrial | Food Products | New | Space Heating | Natural Gas | Unit Heater | E7 | PACT BC Ratio | 0 | 0 | 0 | 0 | 0 | 0 | 0 | 0 | 0 | 0 | 0 | 0 | 0 | 0 | 0 | 0 | 0 | 0 | 0 | 0 | 0 | 0 | 0 | 0 | 0 | 0 | 0 | 0 | 0 | 0
F3_Industrial_Food Products_New_Space Heating_Natural Gas_Unit Heater_E8 | F3 | Industrial | Food Products | New | Space Heating | Natural Gas | Unit Heater | E8 | PACT BC Ratio | 0 | 0 | 0 | 0 | 0 | 0 | 0 | 0 | 0 | 0 | 0 | 0 | 0 | 0 | 0 | 0 | 0 | 0 | 0 | 0 | 0 | 0 | 0 | 0 | 0 | 0 | 0 | 0 | 0 | 0
F3_Industrial_Food Products_New_Space Heating_Natural Gas_Unit Heater_E9 | F3 | Industrial | Food Products | New | Space Heating | Natural Gas | Unit Heater | E9 | PACT BC Ratio | 0 | 0 | 0 | 0 | 0 | 0 | 0 | 0 | 0 | 0 | 0 | 0 | 0 | 0 | 0 | 0 | 0 | 0 | 0 | 0 | 0 | 0 | 0 | 0 | 0 | 0 | 0 | 0 | 0 | 0
F3_Industrial_Food Products_New_Space Heating_Natural Gas_Unit Heater_E10 | F3 | Industrial | Food Products | New | Space Heating | Natural Gas | Unit Heater | E10 | PACT BC Ratio | 0 | 0 | 0 | 0 | 0 | 0 | 0 | 0 | 0 | 0 | 0 | 0 | 0 | 0 | 0 | 0 | 0 | 0 | 0 | 0 | 0 | 0 | 0 | 0 | 0 | 0 | 0 | 0 | 0 | 0
F4_Industrial_Food Products_New_Space Heating_Natural Gas_Unit Heater_E1 | F4 | Industrial | Food Products | New | Space Heating | Natural Gas | Unit Heater | E1 | PCT BC Ratio | 0.9 | 0.9 | 0.9 | 0.9 | 0.9 | 0.9 | 0.9 | 0.9 | 0.9 | 0.9 | 0.9 | 0.9 | 0.9 | 0.9 | 0.9 | 0.9 | 0.9 | 0.9 | 0.9 | 0.9 | 0.9 | 0.9 | 0 | 0 | 0 | 0 | 0 | 0 | 0 | 0
F4_Industrial_Food Products_New_Space Heating_Natural Gas_Unit Heater_E2 | F4 | Industrial | Food Products | New | Space Heating | Natural Gas | Unit Heater | E2 | PCT BC Ratio | 0.64585 | 0.65588 | 0.65183 | 0.64799 | 0.63835 | 0.6287 | 0.61882 | 0.60996 | 0.60104 | 0.59356 | 0.58601 | 0.57869 | 0.57151 | 0.56465 | 0.55792 | 0.55132 | 0.54495 | 0.53888 | 0.53293 | 0.5274 | 0.52208 | 0.51688 | 0 | 0 | 0 | 0 | 0 | 0 | 0 | 0
F4_Industrial_Food Products_New_Space Heating_Natural Gas_Unit Heater_E3 | F4 | Industrial | Food Products | New | Space Heating | Natural Gas | Unit Heater | E3 | PCT BC Ratio | 9.14 | 9.7218 | 9.7019 | 9.6862 | 9.422 | 9.152 | 8.8642 | 8.6128 | 8.3539 | 8.1486 | 7.9368 | 7.7321 | 7.5307 | 7.3406 | 7.1536 | 6.9696 | 6.7934 | 6.628 | 6.4653 | 6.3184 | 6.1783 | 6.0415 | 0 | 0 | 0 | 0 | 0 | 0 | 0 | 0
F4_Industrial_Food Products_New_Space Heating_Natural Gas_Unit Heater_E4 | F4 | Industrial | Food Products | New | Space Heating | Natural Gas | Unit Heater | E4 | PCT BC Ratio | 0 | 0 | 0 | 0 | 0 | 0 | 0 | 0 | 0 | 0 | 0 | 0 | 0 | 0 | 0 | 0 | 0 | 0 | 0 | 0 | 0 | 0 | 0 | 0 | 0 | 0 | 0 | 0 | 0 | 0
F4_Industrial_Food Products_New_Space Heating_Natural Gas_Unit Heater_E5 | F4 | Industrial | Food Products | New | Space Heating | Natural Gas | Unit Heater | E5 | PCT BC Ratio | 0 | 0 | 0 | 0 | 0 | 0 | 0 | 0 | 0 | 0 | 0 | 0 | 0 | 0 | 0 | 0 | 0 | 0 | 0 | 0 | 0 | 0 | 0 | 0 | 0 | 0 | 0 | 0 | 0 | 0
F4_Industrial_Food Products_New_Space Heating_Natural Gas_Unit Heater_E6 | F4 | Industrial | Food Products | New | Space Heating | Natural Gas | Unit Heater | E6 | PCT BC Ratio | 0 | 0 | 0 | 0 | 0 | 0 | 0 | 0 | 0 | 0 | 0 | 0 | 0 | 0 | 0 | 0 | 0 | 0 | 0 | 0 | 0 | 0 | 0 | 0 | 0 | 0 | 0 | 0 | 0 | 0
F4_Industrial_Food Products_New_Space Heating_Natural Gas_Unit Heater_E7 | F4 | Industrial | Food Products | New | Space Heating | Natural Gas | Unit Heater | E7 | PCT BC Ratio | 0 | 0 | 0 | 0 | 0 | 0 | 0 | 0 | 0 | 0 | 0 | 0 | 0 | 0 | 0 | 0 | 0 | 0 | 0 | 0 | 0 | 0 | 0 | 0 | 0 | 0 | 0 | 0 | 0 | 0
F4_Industrial_Food Products_New_Space Heating_Natural Gas_Unit Heater_E8 | F4 | Industrial | Food Products | New | Space Heating | Natural Gas | Unit Heater | E8 | PCT BC Ratio | 0 | 0 | 0 | 0 | 0 | 0 | 0 | 0 | 0 | 0 | 0 | 0 | 0 | 0 | 0 | 0 | 0 | 0 | 0 | 0 | 0 | 0 | 0 | 0 | 0 | 0 | 0 | 0 | 0 | 0
F4_Industrial_Food Products_New_Space Heating_Natural Gas_Unit Heater_E9 | F4 | Industrial | Food Products | New | Space Heating | Natural Gas | Unit Heater | E9 | PCT BC Ratio | 0 | 0 | 0 | 0 | 0 | 0 | 0 | 0 | 0 | 0 | 0 | 0 | 0 | 0 | 0 | 0 | 0 | 0 | 0 | 0 | 0 | 0 | 0 | 0 | 0 | 0 | 0 | 0 | 0 | 0
F4_Industrial_Food Products_New_Space Heating_Natural Gas_Unit Heater_E10 | F4 | Industrial | Food Products | New | Space Heating | Natural Gas | Unit Heater | E10 | PCT BC Ratio | 0 | 0 | 0 | 0 | 0 | 0 | 0 | 0 | 0 | 0 | 0 | 0 | 0 | 0 | 0 | 0 | 0 | 0 | 0 | 0 | 0 | 0 | 0 | 0 | 0 | 0 | 0 | 0 | 0 | 0
F5_Industrial_Food Products_New_Space Heating_Natural Gas_Unit Heater_E1 | F5 | Industrial | Food Products | New | Space Heating | Natural Gas | Unit Heater | E1 | RIM BC Ratio | 0.9 | 0.9 | 0.9 | 0.9 | 0.9 | 0.9 | 0.9 | 0.9 | 0.9 | 0.9 | 0.9 | 0.9 | 0.9 | 0.9 | 0.9 | 0.9 | 0.9 | 0.9 | 0.9 | 0.9 | 0.9 | 0.9 | 0 | 0 | 0 | 0 | 0 | 0 | 0 | 0
F5_Industrial_Food Products_New_Space Heating_Natural Gas_Unit Heater_E2 | F5 | Industrial | Food Products | New | Space Heating | Natural Gas | Unit Heater | E2 | RIM BC Ratio | 0.29737 | 0.30285 | 0.30065 | 0.29855 | 0.2932 | 0.28775 | 0.28204 | 0.27682 | 0.27147 | 0.2669 | 0.26222 | 0.2576 | 0.253 | 0.24853 | 0.24408 | 0.23964 | 0.2353 | 0.23111 | 0.22695 | 0.22302 | 0.21919 | 0.21541 | 0 | 0 | 0 | 0 | 0 | 0 | 0 | 0
F5_Industrial_Food Products_New_Space Heating_Natural Gas_Unit Heater_E3 | F5 | Industrial | Food Products | New | Space Heating | Natural Gas | Unit Heater | E3 | RIM BC Ratio | 0.77938 | 0.78259 | 0.78248 | 0.7824 | 0.78098 | 0.77945 | 0.77773 | 0.77612 | 0.77438 | 0.77292 | 0.77134 | 0.76973 | 0.76806 | 0.76641 | 0.7647 | 0.76294 | 0.76117 | 0.75942 | 0.75762 | 0.75591 | 0.75422 | 0.75249 | 0 | 0 | 0 | 0 | 0 | 0 | 0 | 0
F5_Industrial_Food Products_New_Space Heating_Natural Gas_Unit Heater_E4 | F5 | Industrial | Food Products | New | Space Heating | Natural Gas | Unit Heater | E4 | RIM BC Ratio | 0 | 0 | 0 | 0 | 0 | 0 | 0 | 0 | 0 | 0 | 0 | 0 | 0 | 0 | 0 | 0 | 0 | 0 | 0 | 0 | 0 | 0 | 0 | 0 | 0 | 0 | 0 | 0 | 0 | 0
F5_Industrial_Food Products_New_Space Heating_Natural Gas_Unit Heater_E5 | F5 | Industrial | Food Products | New | Space Heating | Natural Gas | Unit Heater | E5 | RIM BC Ratio | 0 | 0 | 0 | 0 | 0 | 0 | 0 | 0 | 0 | 0 | 0 | 0 | 0 | 0 | 0 | 0 | 0 | 0 | 0 | 0 | 0 | 0 | 0 | 0 | 0 | 0 | 0 | 0 | 0 | 0
F5_Industrial_Food Products_New_Space Heating_Natural Gas_Unit Heater_E6 | F5 | Industrial | Food Products | New | Space Heating | Natural Gas | Unit Heater | E6 | RIM BC Ratio | 0 | 0 | 0 | 0 | 0 | 0 | 0 | 0 | 0 | 0 | 0 | 0 | 0 | 0 | 0 | 0 | 0 | 0 | 0 | 0 | 0 | 0 | 0 | 0 | 0 | 0 | 0 | 0 | 0 | 0
F5_Industrial_Food Products_New_Space Heating_Natural Gas_Unit Heater_E7 | F5 | Industrial | Food Products | New | Space Heating | Natural Gas | Unit Heater | E7 | RIM BC Ratio | 0 | 0 | 0 | 0 | 0 | 0 | 0 | 0 | 0 | 0 | 0 | 0 | 0 | 0 | 0 | 0 | 0 | 0 | 0 | 0 | 0 | 0 | 0 | 0 | 0 | 0 | 0 | 0 | 0 | 0
F5_Industrial_Food Products_New_Space Heating_Natural Gas_Unit Heater_E8 | F5 | Industrial | Food Products | New | Space Heating | Natural Gas | Unit Heater | E8 | RIM BC Ratio | 0 | 0 | 0 | 0 | 0 | 0 | 0 | 0 | 0 | 0 | 0 | 0 | 0 | 0 | 0 | 0 | 0 | 0 | 0 | 0 | 0 | 0 | 0 | 0 | 0 | 0 | 0 | 0 | 0 | 0
F5_Industrial_Food Products_New_Space Heating_Natural Gas_Unit Heater_E9 | F5 | Industrial | Food Products | New | Space Heating | Natural Gas | Unit Heater | E9 | RIM BC Ratio | 0 | 0 | 0 | 0 | 0 | 0 | 0 | 0 | 0 | 0 | 0 | 0 | 0 | 0 | 0 | 0 | 0 | 0 | 0 | 0 | 0 | 0 | 0 | 0 | 0 | 0 | 0 | 0 | 0 | 0
F5_Industrial_Food Products_New_Space Heating_Natural Gas_Unit Heater_E10 | F5 | Industrial | Food Products | New | Space Heating | Natural Gas | Unit Heater | E10 | RIM BC Ratio | 0 | 0 | 0 | 0 | 0 | 0 | 0 | 0 | 0 | 0 | 0 | 0 | 0 | 0 | 0 | 0 | 0 | 0 | 0 | 0 | 0 | 0 | 0 | 0 | 0 | 0 | 0 | 0 | 0 | 0
F0_Industrial_Food Products_New_Process_Natural Gas_Process Boiler_E0 | F0 | Industrial | Food Products | New | Process | Natural Gas | Process Boiler | E0 | Economic Unit | EF .80 | EF .80 | EF .80 | EF .80 | EF .80 | EF .80 | EF .80 | EF .80 | EF .80 | EF .80 | EF .80 | EF .80 | EF .80 | EF .80 | EF .80 | EF .80 | EF .80 | EF .80 | EF .80 | EF .80 | EF .80 | EF .80 | 0 | 0 | 0 | 0 | 0 | 0 | 0 | 0
F1_Industrial_Food Products_New_Process_Natural Gas_Process Boiler_E1 | F1 | Industrial | Food Products | New | Process | Natural Gas | Process Boiler | E1 | CCE | 0 | 0 | 0 | 0 | 0 | 0 | 0 | 0 | 0 | 0 | 0 | 0 | 0 | 0 | 0 | 0 | 0 | 0 | 0 | 0 | 0 | 0 | 0 | 0 | 0 | 0 | 0 | 0 | 0 | 0
F1_Industrial_Food Products_New_Process_Natural Gas_Process Boiler_E2 | F1 | Industrial | Food Products | New | Process | Natural Gas | Process Boiler | E2 | CCE | 0 | 0 | 0 | 0 | 0 | 0 | 0 | 0 | 0 | 0 | 0 | 0 | 0 | 0 | 0 | 0 | 0 | 0 | 0 | 0 | 0 | 0 | 0 | 0 | 0 | 0 | 0 | 0 | 0 | 0
F1_Industrial_Food Products_New_Process_Natural Gas_Process Boiler_E3 | F1 | Industrial | Food Products | New | Process | Natural Gas | Process Boiler | E3 | CCE | 0 | 0 | 0 | 0 | 0 | 0 | 0 | 0 | 0 | 0 | 0 | 0 | 0 | 0 | 0 | 0 | 0 | 0 | 0 | 0 | 0 | 0 | 0 | 0 | 0 | 0 | 0 | 0 | 0 | 0
F1_Industrial_Food Products_New_Process_Natural Gas_Process Boiler_E4 | F1 | Industrial | Food Products | New | Process | Natural Gas | Process Boiler | E4 | CCE | 0 | 0 | 0 | 0 | 0 | 0 | 0 | 0 | 0 | 0 | 0 | 0 | 0 | 0 | 0 | 0 | 0 | 0 | 0 | 0 | 0 | 0 | 0 | 0 | 0 | 0 | 0 | 0 | 0 | 0
F1_Industrial_Food Products_New_Process_Natural Gas_Process Boiler_E5 | F1 | Industrial | Food Products | New | Process | Natural Gas | Process Boiler | E5 | CCE | 0 | 0 | 0 | 0 | 0 | 0 | 0 | 0 | 0 | 0 | 0 | 0 | 0 | 0 | 0 | 0 | 0 | 0 | 0 | 0 | 0 | 0 | 0 | 0 | 0 | 0 | 0 | 0 | 0 | 0
F1_Industrial_Food Products_New_Process_Natural Gas_Process Boiler_E6 | F1 | Industrial | Food Products | New | Process | Natural Gas | Process Boiler | E6 | CCE | 0 | 0 | 0 | 0 | 0 | 0 | 0 | 0 | 0 | 0 | 0 | 0 | 0 | 0 | 0 | 0 | 0 | 0 | 0 | 0 | 0 | 0 | 0 | 0 | 0 | 0 | 0 | 0 | 0 | 0
F1_Industrial_Food Products_New_Process_Natural Gas_Process Boiler_E7 | F1 | Industrial | Food Products | New | Process | Natural Gas | Process Boiler | E7 | CCE | 0 | 0 | 0 | 0 | 0 | 0 | 0 | 0 | 0 | 0 | 0 | 0 | 0 | 0 | 0 | 0 | 0 | 0 | 0 | 0 | 0 | 0 | 0 | 0 | 0 | 0 | 0 | 0 | 0 | 0
F1_Industrial_Food Products_New_Process_Natural Gas_Process Boiler_E8 | F1 | Industrial | Food Products | New | Process | Natural Gas | Process Boiler | E8 | CCE | 0 | 0 | 0 | 0 | 0 | 0 | 0 | 0 | 0 | 0 | 0 | 0 | 0 | 0 | 0 | 0 | 0 | 0 | 0 | 0 | 0 | 0 | 0 | 0 | 0 | 0 | 0 | 0 | 0 | 0
F1_Industrial_Food Products_New_Process_Natural Gas_Process Boiler_E9 | F1 | Industrial | Food Products | New | Process | Natural Gas | Process Boiler | E9 | CCE | 0 | 0 | 0 | 0 | 0 | 0 | 0 | 0 | 0 | 0 | 0 | 0 | 0 | 0 | 0 | 0 | 0 | 0 | 0 | 0 | 0 | 0 | 0 | 0 | 0 | 0 | 0 | 0 | 0 | 0
F1_Industrial_Food Products_New_Process_Natural Gas_Process Boiler_E10 | F1 | Industrial | Food Products | New | Process | Natural Gas | Process Boiler | E10 | CCE | 0 | 0 | 0 | 0 | 0 | 0 | 0 | 0 | 0 | 0 | 0 | 0 | 0 | 0 | 0 | 0 | 0 | 0 | 0 | 0 | 0 | 0 | 0 | 0 | 0 | 0 | 0 | 0 | 0 | 0
F2_Industrial_Food Products_New_Process_Natural Gas_Process Boiler_E1 | F2 | Industrial | Food Products | New | Process | Natural Gas | Process Boiler | E1 | TRC BC Ratio | 0.9 | 0.9 | 0.9 | 0.9 | 0.9 | 0.9 | 0.9 | 0.9 | 0.9 | 0.9 | 0.9 | 0.9 | 0.9 | 0.9 | 0.9 | 0.9 | 0.9 | 0.9 | 0.9 | 0.9 | 0.9 | 0.9 | 0 | 0 | 0 | 0 | 0 | 0 | 0 | 0
F2_Industrial_Food Products_New_Process_Natural Gas_Process Boiler_E2 | F2 | Industrial | Food Products | New | Process | Natural Gas | Process Boiler | E2 | TRC BC Ratio | 0 | 0 | 0 | 0 | 0 | 0 | 0 | 0 | 0 | 0 | 0 | 0 | 0 | 0 | 0 | 0 | 0 | 0 | 0 | 0 | 0 | 0 | 0 | 0 | 0 | 0 | 0 | 0 | 0 | 0
F2_Industrial_Food Products_New_Process_Natural Gas_Process Boiler_E3 | F2 | Industrial | Food Products | New | Process | Natural Gas | Process Boiler | E3 | TRC BC Ratio | 0 | 0 | 0 | 0 | 0 | 0 | 0 | 0 | 0 | 0 | 0 | 0 | 0 | 0 | 0 | 0 | 0 | 0 | 0 | 0 | 0 | 0 | 0 | 0 | 0 | 0 | 0 | 0 | 0 | 0
F2_Industrial_Food Products_New_Process_Natural Gas_Process Boiler_E4 | F2 | Industrial | Food Products | New | Process | Natural Gas | Process Boiler | E4 | TRC BC Ratio | 0 | 0 | 0 | 0 | 0 | 0 | 0 | 0 | 0 | 0 | 0 | 0 | 0 | 0 | 0 | 0 | 0 | 0 | 0 | 0 | 0 | 0 | 0 | 0 | 0 | 0 | 0 | 0 | 0 | 0
F2_Industrial_Food Products_New_Process_Natural Gas_Process Boiler_E5 | F2 | Industrial | Food Products | New | Process | Natural Gas | Process Boiler | E5 | TRC BC Ratio | 0 | 0 | 0 | 0 | 0 | 0 | 0 | 0 | 0 | 0 | 0 | 0 | 0 | 0 | 0 | 0 | 0 | 0 | 0 | 0 | 0 | 0 | 0 | 0 | 0 | 0 | 0 | 0 | 0 | 0
F2_Industrial_Food Products_New_Process_Natural Gas_Process Boiler_E6 | F2 | Industrial | Food Products | New | Process | Natural Gas | Process Boiler | E6 | TRC BC Ratio | 0 | 0 | 0 | 0 | 0 | 0 | 0 | 0 | 0 | 0 | 0 | 0 | 0 | 0 | 0 | 0 | 0 | 0 | 0 | 0 | 0 | 0 | 0 | 0 | 0 | 0 | 0 | 0 | 0 | 0
F2_Industrial_Food Products_New_Process_Natural Gas_Process Boiler_E7 | F2 | Industrial | Food Products | New | Process | Natural Gas | Process Boiler | E7 | TRC BC Ratio | 0 | 0 | 0 | 0 | 0 | 0 | 0 | 0 | 0 | 0 | 0 | 0 | 0 | 0 | 0 | 0 | 0 | 0 | 0 | 0 | 0 | 0 | 0 | 0 | 0 | 0 | 0 | 0 | 0 | 0
F2_Industrial_Food Products_New_Process_Natural Gas_Process Boiler_E8 | F2 | Industrial | Food Products | New | Process | Natural Gas | Process Boiler | E8 | TRC BC Ratio | 0 | 0 | 0 | 0 | 0 | 0 | 0 | 0 | 0 | 0 | 0 | 0 | 0 | 0 | 0 | 0 | 0 | 0 | 0 | 0 | 0 | 0 | 0 | 0 | 0 | 0 | 0 | 0 | 0 | 0
F2_Industrial_Food Products_New_Process_Natural Gas_Process Boiler_E9 | F2 | Industrial | Food Products | New | Process | Natural Gas | Process Boiler | E9 | TRC BC Ratio | 0 | 0 | 0 | 0 | 0 | 0 | 0 | 0 | 0 | 0 | 0 | 0 | 0 | 0 | 0 | 0 | 0 | 0 | 0 | 0 | 0 | 0 | 0 | 0 | 0 | 0 | 0 | 0 | 0 | 0
F2_Industrial_Food Products_New_Process_Natural Gas_Process Boiler_E10 | F2 | Industrial | Food Products | New | Process | Natural Gas | Process Boiler | E10 | TRC BC Ratio | 0 | 0 | 0 | 0 | 0 | 0 | 0 | 0 | 0 | 0 | 0 | 0 | 0 | 0 | 0 | 0 | 0 | 0 | 0 | 0 | 0 | 0 | 0 | 0 | 0 | 0 | 0 | 0 | 0 | 0
F3_Industrial_Food Products_New_Process_Natural Gas_Process Boiler_E1 | F3 | Industrial | Food Products | New | Process | Natural Gas | Process Boiler | E1 | PACT BC Ratio | 0.9 | 0.9 | 0.9 | 0.9 | 0.9 | 0.9 | 0.9 | 0.9 | 0.9 | 0.9 | 0.9 | 0.9 | 0.9 | 0.9 | 0.9 | 0.9 | 0.9 | 0.9 | 0.9 | 0.9 | 0.9 | 0.9 | 0 | 0 | 0 | 0 | 0 | 0 | 0 | 0
F3_Industrial_Food Products_New_Process_Natural Gas_Process Boiler_E2 | F3 | Industrial | Food Products | New | Process | Natural Gas | Process Boiler | E2 | PACT BC Ratio | 0 | 0 | 0 | 0 | 0 | 0 | 0 | 0 | 0 | 0 | 0 | 0 | 0 | 0 | 0 | 0 | 0 | 0 | 0 | 0 | 0 | 0 | 0 | 0 | 0 | 0 | 0 | 0 | 0 | 0
F3_Industrial_Food Products_New_Process_Natural Gas_Process Boiler_E3 | F3 | Industrial | Food Products | New | Process | Natural Gas | Process Boiler | E3 | PACT BC Ratio | 0 | 0 | 0 | 0 | 0 | 0 | 0 | 0 | 0 | 0 | 0 | 0 | 0 | 0 | 0 | 0 | 0 | 0 | 0 | 0 | 0 | 0 | 0 | 0 | 0 | 0 | 0 | 0 | 0 | 0
F3_Industrial_Food Products_New_Process_Natural Gas_Process Boiler_E4 | F3 | Industrial | Food Products | New | Process | Natural Gas | Process Boiler | E4 | PACT BC Ratio | 0 | 0 | 0 | 0 | 0 | 0 | 0 | 0 | 0 | 0 | 0 | 0 | 0 | 0 | 0 | 0 | 0 | 0 | 0 | 0 | 0 | 0 | 0 | 0 | 0 | 0 | 0 | 0 | 0 | 0
F3_Industrial_Food Products_New_Process_Natural Gas_Process Boiler_E5 | F3 | Industrial | Food Products | New | Process | Natural Gas | Process Boiler | E5 | PACT BC Ratio | 0 | 0 | 0 | 0 | 0 | 0 | 0 | 0 | 0 | 0 | 0 | 0 | 0 | 0 | 0 | 0 | 0 | 0 | 0 | 0 | 0 | 0 | 0 | 0 | 0 | 0 | 0 | 0 | 0 | 0
F3_Industrial_Food Products_New_Process_Natural Gas_Process Boiler_E6 | F3 | Industrial | Food Products | New | Process | Natural Gas | Process Boiler | E6 | PACT BC Ratio | 0 | 0 | 0 | 0 | 0 | 0 | 0 | 0 | 0 | 0 | 0 | 0 | 0 | 0 | 0 | 0 | 0 | 0 | 0 | 0 | 0 | 0 | 0 | 0 | 0 | 0 | 0 | 0 | 0 | 0
F3_Industrial_Food Products_New_Process_Natural Gas_Process Boiler_E7 | F3 | Industrial | Food Products | New | Process | Natural Gas | Process Boiler | E7 | PACT BC Ratio | 0 | 0 | 0 | 0 | 0 | 0 | 0 | 0 | 0 | 0 | 0 | 0 | 0 | 0 | 0 | 0 | 0 | 0 | 0 | 0 | 0 | 0 | 0 | 0 | 0 | 0 | 0 | 0 | 0 | 0
F3_Industrial_Food Products_New_Process_Natural Gas_Process Boiler_E8 | F3 | Industrial | Food Products | New | Process | Natural Gas | Process Boiler | E8 | PACT BC Ratio | 0 | 0 | 0 | 0 | 0 | 0 | 0 | 0 | 0 | 0 | 0 | 0 | 0 | 0 | 0 | 0 | 0 | 0 | 0 | 0 | 0 | 0 | 0 | 0 | 0 | 0 | 0 | 0 | 0 | 0
F3_Industrial_Food Products_New_Process_Natural Gas_Process Boiler_E9 | F3 | Industrial | Food Products | New | Process | Natural Gas | Process Boiler | E9 | PACT BC Ratio | 0 | 0 | 0 | 0 | 0 | 0 | 0 | 0 | 0 | 0 | 0 | 0 | 0 | 0 | 0 | 0 | 0 | 0 | 0 | 0 | 0 | 0 | 0 | 0 | 0 | 0 | 0 | 0 | 0 | 0
F3_Industrial_Food Products_New_Process_Natural Gas_Process Boiler_E10 | F3 | Industrial | Food Products | New | Process | Natural Gas | Process Boiler | E10 | PACT BC Ratio | 0 | 0 | 0 | 0 | 0 | 0 | 0 | 0 | 0 | 0 | 0 | 0 | 0 | 0 | 0 | 0 | 0 | 0 | 0 | 0 | 0 | 0 | 0 | 0 | 0 | 0 | 0 | 0 | 0 | 0
F4_Industrial_Food Products_New_Process_Natural Gas_Process Boiler_E1 | F4 | Industrial | Food Products | New | Process | Natural Gas | Process Boiler | E1 | PCT BC Ratio | 0.9 | 0.9 | 0.9 | 0.9 | 0.9 | 0.9 | 0.9 | 0.9 | 0.9 | 0.9 | 0.9 | 0.9 | 0.9 | 0.9 | 0.9 | 0.9 | 0.9 | 0.9 | 0.9 | 0.9 | 0.9 | 0.9 | 0 | 0 | 0 | 0 | 0 | 0 | 0 | 0
F4_Industrial_Food Products_New_Process_Natural Gas_Process Boiler_E2 | F4 | Industrial | Food Products | New | Process | Natural Gas | Process Boiler | E2 | PCT BC Ratio | 0 | 0 | 0 | 0 | 0 | 0 | 0 | 0 | 0 | 0 | 0 | 0 | 0 | 0 | 0 | 0 | 0 | 0 | 0 | 0 | 0 | 0 | 0 | 0 | 0 | 0 | 0 | 0 | 0 | 0
F4_Industrial_Food Products_New_Process_Natural Gas_Process Boiler_E3 | F4 | Industrial | Food Products | New | Process | Natural Gas | Process Boiler | E3 | PCT BC Ratio | 0 | 0 | 0 | 0 | 0 | 0 | 0 | 0 | 0 | 0 | 0 | 0 | 0 | 0 | 0 | 0 | 0 | 0 | 0 | 0 | 0 | 0 | 0 | 0 | 0 | 0 | 0 | 0 | 0 | 0
F4_Industrial_Food Products_New_Process_Natural Gas_Process Boiler_E4 | F4 | Industrial | Food Products | New | Process | Natural Gas | Process Boiler | E4 | PCT BC Ratio | 0 | 0 | 0 | 0 | 0 | 0 | 0 | 0 | 0 | 0 | 0 | 0 | 0 | 0 | 0 | 0 | 0 | 0 | 0 | 0 | 0 | 0 | 0 | 0 | 0 | 0 | 0 | 0 | 0 | 0
F4_Industrial_Food Products_New_Process_Natural Gas_Process Boiler_E5 | F4 | Industrial | Food Products | New | Process | Natural Gas | Process Boiler | E5 | PCT BC Ratio | 0 | 0 | 0 | 0 | 0 | 0 | 0 | 0 | 0 | 0 | 0 | 0 | 0 | 0 | 0 | 0 | 0 | 0 | 0 | 0 | 0 | 0 | 0 | 0 | 0 | 0 | 0 | 0 | 0 | 0
F4_Industrial_Food Products_New_Process_Natural Gas_Process Boiler_E6 | F4 | Industrial | Food Products | New | Process | Natural Gas | Process Boiler | E6 | PCT BC Ratio | 0 | 0 | 0 | 0 | 0 | 0 | 0 | 0 | 0 | 0 | 0 | 0 | 0 | 0 | 0 | 0 | 0 | 0 | 0 | 0 | 0 | 0 | 0 | 0 | 0 | 0 | 0 | 0 | 0 | 0
F4_Industrial_Food Products_New_Process_Natural Gas_Process Boiler_E7 | F4 | Industrial | Food Products | New | Process | Natural Gas | Process Boiler | E7 | PCT BC Ratio | 0 | 0 | 0 | 0 | 0 | 0 | 0 | 0 | 0 | 0 | 0 | 0 | 0 | 0 | 0 | 0 | 0 | 0 | 0 | 0 | 0 | 0 | 0 | 0 | 0 | 0 | 0 | 0 | 0 | 0
F4_Industrial_Food Products_New_Process_Natural Gas_Process Boiler_E8 | F4 | Industrial | Food Products | New | Process | Natural Gas | Process Boiler | E8 | PCT BC Ratio | 0 | 0 | 0 | 0 | 0 | 0 | 0 | 0 | 0 | 0 | 0 | 0 | 0 | 0 | 0 | 0 | 0 | 0 | 0 | 0 | 0 | 0 | 0 | 0 | 0 | 0 | 0 | 0 | 0 | 0
F4_Industrial_Food Products_New_Process_Natural Gas_Process Boiler_E9 | F4 | Industrial | Food Products | New | Process | Natural Gas | Process Boiler | E9 | PCT BC Ratio | 0 | 0 | 0 | 0 | 0 | 0 | 0 | 0 | 0 | 0 | 0 | 0 | 0 | 0 | 0 | 0 | 0 | 0 | 0 | 0 | 0 | 0 | 0 | 0 | 0 | 0 | 0 | 0 | 0 | 0
F4_Industrial_Food Products_New_Process_Natural Gas_Process Boiler_E10 | F4 | Industrial | Food Products | New | Process | Natural Gas | Process Boiler | E10 | PCT BC Ratio | 0 | 0 | 0 | 0 | 0 | 0 | 0 | 0 | 0 | 0 | 0 | 0 | 0 | 0 | 0 | 0 | 0 | 0 | 0 | 0 | 0 | 0 | 0 | 0 | 0 | 0 | 0 | 0 | 0 | 0
F5_Industrial_Food Products_New_Process_Natural Gas_Process Boiler_E1 | F5 | Industrial | Food Products | New | Process | Natural Gas | Process Boiler | E1 | RIM BC Ratio | 0.9 | 0.9 | 0.9 | 0.9 | 0.9 | 0.9 | 0.9 | 0.9 | 0.9 | 0.9 | 0.9 | 0.9 | 0.9 | 0.9 | 0.9 | 0.9 | 0.9 | 0.9 | 0.9 | 0.9 | 0.9 | 0.9 | 0 | 0 | 0 | 0 | 0 | 0 | 0 | 0
F5_Industrial_Food Products_New_Process_Natural Gas_Process Boiler_E2 | F5 | Industrial | Food Products | New | Process | Natural Gas | Process Boiler | E2 | RIM BC Ratio | 0 | 0 | 0 | 0 | 0 | 0 | 0 | 0 | 0 | 0 | 0 | 0 | 0 | 0 | 0 | 0 | 0 | 0 | 0 | 0 | 0 | 0 | 0 | 0 | 0 | 0 | 0 | 0 | 0 | 0
F5_Industrial_Food Products_New_Process_Natural Gas_Process Boiler_E3 | F5 | Industrial | Food Products | New | Process | Natural Gas | Process Boiler | E3 | RIM BC Ratio | 0 | 0 | 0 | 0 | 0 | 0 | 0 | 0 | 0 | 0 | 0 | 0 | 0 | 0 | 0 | 0 | 0 | 0 | 0 | 0 | 0 | 0 | 0 | 0 | 0 | 0 | 0 | 0 | 0 | 0
F5_Industrial_Food Products_New_Process_Natural Gas_Process Boiler_E4 | F5 | Industrial | Food Products | New | Process | Natural Gas | Process Boiler | E4 | RIM BC Ratio | 0 | 0 | 0 | 0 | 0 | 0 | 0 | 0 | 0 | 0 | 0 | 0 | 0 | 0 | 0 | 0 | 0 | 0 | 0 | 0 | 0 | 0 | 0 | 0 | 0 | 0 | 0 | 0 | 0 | 0
F5_Industrial_Food Products_New_Process_Natural Gas_Process Boiler_E5 | F5 | Industrial | Food Products | New | Process | Natural Gas | Process Boiler | E5 | RIM BC Ratio | 0 | 0 | 0 | 0 | 0 | 0 | 0 | 0 | 0 | 0 | 0 | 0 | 0 | 0 | 0 | 0 | 0 | 0 | 0 | 0 | 0 | 0 | 0 | 0 | 0 | 0 | 0 | 0 | 0 | 0
F5_Industrial_Food Products_New_Process_Natural Gas_Process Boiler_E6 | F5 | Industrial | Food Products | New | Process | Natural Gas | Process Boiler | E6 | RIM BC Ratio | 0 | 0 | 0 | 0 | 0 | 0 | 0 | 0 | 0 | 0 | 0 | 0 | 0 | 0 | 0 | 0 | 0 | 0 | 0 | 0 | 0 | 0 | 0 | 0 | 0 | 0 | 0 | 0 | 0 | 0
F5_Industrial_Food Products_New_Process_Natural Gas_Process Boiler_E7 | F5 | Industrial | Food Products | New | Process | Natural Gas | Process Boiler | E7 | RIM BC Ratio | 0 | 0 | 0 | 0 | 0 | 0 | 0 | 0 | 0 | 0 | 0 | 0 | 0 | 0 | 0 | 0 | 0 | 0 | 0 | 0 | 0 | 0 | 0 | 0 | 0 | 0 | 0 | 0 | 0 | 0
F5_Industrial_Food Products_New_Process_Natural Gas_Process Boiler_E8 | F5 | Industrial | Food Products | New | Process | Natural Gas | Process Boiler | E8 | RIM BC Ratio | 0 | 0 | 0 | 0 | 0 | 0 | 0 | 0 | 0 | 0 | 0 | 0 | 0 | 0 | 0 | 0 | 0 | 0 | 0 | 0 | 0 | 0 | 0 | 0 | 0 | 0 | 0 | 0 | 0 | 0
F5_Industrial_Food Products_New_Process_Natural Gas_Process Boiler_E9 | F5 | Industrial | Food Products | New | Process | Natural Gas | Process Boiler | E9 | RIM BC Ratio | 0 | 0 | 0 | 0 | 0 | 0 | 0 | 0 | 0 | 0 | 0 | 0 | 0 | 0 | 0 | 0 | 0 | 0 | 0 | 0 | 0 | 0 | 0 | 0 | 0 | 0 | 0 | 0 | 0 | 0
F5_Industrial_Food Products_New_Process_Natural Gas_Process Boiler_E10 | F5 | Industrial | Food Products | New | Process | Natural Gas | Process Boiler | E10 | RIM BC Ratio | 0 | 0 | 0 | 0 | 0 | 0 | 0 | 0 | 0 | 0 | 0 | 0 | 0 | 0 | 0 | 0 | 0 | 0 | 0 | 0 | 0 | 0 | 0 | 0 | 0 | 0 | 0 | 0 | 0 | 0
F0_Industrial_Food Products_New_Process_Natural Gas_Process Heating_E0 | F0 | Industrial | Food Products | New | Process | Natural Gas | Process Heating | E0 | Economic Unit | Standard | Standard | Standard | Standard | Standard | Standard | Standard | Standard | Standard | Standard | Standard | Standard | Standard | Standard | Standard | Standard | Standard | Standard | Standard | Standard | Standard | Standard | 0 | 0 | 0 | 0 | 0 | 0 | 0 | 0
F1_Industrial_Food Products_New_Process_Natural Gas_Process Heating_E1 | F1 | Industrial | Food Products | New | Process | Natural Gas | Process Heating | E1 | CCE | 0 | 0 | 0 | 0 | 0 | 0 | 0 | 0 | 0 | 0 | 0 | 0 | 0 | 0 | 0 | 0 | 0 | 0 | 0 | 0 | 0 | 0 | 0 | 0 | 0 | 0 | 0 | 0 | 0 | 0
F1_Industrial_Food Products_New_Process_Natural Gas_Process Heating_E2 | F1 | Industrial | Food Products | New | Process | Natural Gas | Process Heating | E2 | CCE | 0 | 0 | 0 | 0 | 0 | 0 | 0 | 0 | 0 | 0 | 0 | 0 | 0 | 0 | 0 | 0 | 0 | 0 | 0 | 0 | 0 | 0 | 0 | 0 | 0 | 0 | 0 | 0 | 0 | 0
F1_Industrial_Food Products_New_Process_Natural Gas_Process Heating_E3 | F1 | Industrial | Food Products | New | Process | Natural Gas | Process Heating | E3 | CCE | 0 | 0 | 0 | 0 | 0 | 0 | 0 | 0 | 0 | 0 | 0 | 0 | 0 | 0 | 0 | 0 | 0 | 0 | 0 | 0 | 0 | 0 | 0 | 0 | 0 | 0 | 0 | 0 | 0 | 0
F1_Industrial_Food Products_New_Process_Natural Gas_Process Heating_E4 | F1 | Industrial | Food Products | New | Process | Natural Gas | Process Heating | E4 | CCE | 0 | 0 | 0 | 0 | 0 | 0 | 0 | 0 | 0 | 0 | 0 | 0 | 0 | 0 | 0 | 0 | 0 | 0 | 0 | 0 | 0 | 0 | 0 | 0 | 0 | 0 | 0 | 0 | 0 | 0
F1_Industrial_Food Products_New_Process_Natural Gas_Process Heating_E5 | F1 | Industrial | Food Products | New | Process | Natural Gas | Process Heating | E5 | CCE | 0 | 0 | 0 | 0 | 0 | 0 | 0 | 0 | 0 | 0 | 0 | 0 | 0 | 0 | 0 | 0 | 0 | 0 | 0 | 0 | 0 | 0 | 0 | 0 | 0 | 0 | 0 | 0 | 0 | 0
F1_Industrial_Food Products_New_Process_Natural Gas_Process Heating_E6 | F1 | Industrial | Food Products | New | Process | Natural Gas | Process Heating | E6 | CCE | 0 | 0 | 0 | 0 | 0 | 0 | 0 | 0 | 0 | 0 | 0 | 0 | 0 | 0 | 0 | 0 | 0 | 0 | 0 | 0 | 0 | 0 | 0 | 0 | 0 | 0 | 0 | 0 | 0 | 0
F1_Industrial_Food Products_New_Process_Natural Gas_Process Heating_E7 | F1 | Industrial | Food Products | New | Process | Natural Gas | Process Heating | E7 | CCE | 0 | 0 | 0 | 0 | 0 | 0 | 0 | 0 | 0 | 0 | 0 | 0 | 0 | 0 | 0 | 0 | 0 | 0 | 0 | 0 | 0 | 0 | 0 | 0 | 0 | 0 | 0 | 0 | 0 | 0
F1_Industrial_Food Products_New_Process_Natural Gas_Process Heating_E8 | F1 | Industrial | Food Products | New | Process | Natural Gas | Process Heating | E8 | CCE | 0 | 0 | 0 | 0 | 0 | 0 | 0 | 0 | 0 | 0 | 0 | 0 | 0 | 0 | 0 | 0 | 0 | 0 | 0 | 0 | 0 | 0 | 0 | 0 | 0 | 0 | 0 | 0 | 0 | 0
F1_Industrial_Food Products_New_Process_Natural Gas_Process Heating_E9 | F1 | Industrial | Food Products | New | Process | Natural Gas | Process Heating | E9 | CCE | 0 | 0 | 0 | 0 | 0 | 0 | 0 | 0 | 0 | 0 | 0 | 0 | 0 | 0 | 0 | 0 | 0 | 0 | 0 | 0 | 0 | 0 | 0 | 0 | 0 | 0 | 0 | 0 | 0 | 0
F1_Industrial_Food Products_New_Process_Natural Gas_Process Heating_E10 | F1 | Industrial | Food Products | New | Process | Natural Gas | Process Heating | E10 | CCE | 0 | 0 | 0 | 0 | 0 | 0 | 0 | 0 | 0 | 0 | 0 | 0 | 0 | 0 | 0 | 0 | 0 | 0 | 0 | 0 | 0 | 0 | 0 | 0 | 0 | 0 | 0 | 0 | 0 | 0
F2_Industrial_Food Products_New_Process_Natural Gas_Process Heating_E1 | F2 | Industrial | Food Products | New | Process | Natural Gas | Process Heating | E1 | TRC BC Ratio | 0.9 | 0.9 | 0.9 | 0.9 | 0.9 | 0.9 | 0.9 | 0.9 | 0.9 | 0.9 | 0.9 | 0.9 | 0.9 | 0.9 | 0.9 | 0.9 | 0.9 | 0.9 | 0.9 | 0.9 | 0.9 | 0.9 | 0 | 0 | 0 | 0 | 0 | 0 | 0 | 0
F2_Industrial_Food Products_New_Process_Natural Gas_Process Heating_E2 | F2 | Industrial | Food Products | New | Process | Natural Gas | Process Heating | E2 | TRC BC Ratio | 0 | 0 | 0 | 0 | 0 | 0 | 0 | 0 | 0 | 0 | 0 | 0 | 0 | 0 | 0 | 0 | 0 | 0 | 0 | 0 | 0 | 0 | 0 | 0 | 0 | 0 | 0 | 0 | 0 | 0
F2_Industrial_Food Products_New_Process_Natural Gas_Process Heating_E3 | F2 | Industrial | Food Products | New | Process | Natural Gas | Process Heating | E3 | TRC BC Ratio | 0 | 0 | 0 | 0 | 0 | 0 | 0 | 0 | 0 | 0 | 0 | 0 | 0 | 0 | 0 | 0 | 0 | 0 | 0 | 0 | 0 | 0 | 0 | 0 | 0 | 0 | 0 | 0 | 0 | 0
F2_Industrial_Food Products_New_Process_Natural Gas_Process Heating_E4 | F2 | Industrial | Food Products | New | Process | Natural Gas | Process Heating | E4 | TRC BC Ratio | 0 | 0 | 0 | 0 | 0 | 0 | 0 | 0 | 0 | 0 | 0 | 0 | 0 | 0 | 0 | 0 | 0 | 0 | 0 | 0 | 0 | 0 | 0 | 0 | 0 | 0 | 0 | 0 | 0 | 0
F2_Industrial_Food Products_New_Process_Natural Gas_Process Heating_E5 | F2 | Industrial | Food Products | New | Process | Natural Gas | Process Heating | E5 | TRC BC Ratio | 0 | 0 | 0 | 0 | 0 | 0 | 0 | 0 | 0 | 0 | 0 | 0 | 0 | 0 | 0 | 0 | 0 | 0 | 0 | 0 | 0 | 0 | 0 | 0 | 0 | 0 | 0 | 0 | 0 | 0
F2_Industrial_Food Products_New_Process_Natural Gas_Process Heating_E6 | F2 | Industrial | Food Products | New | Process | Natural Gas | Process Heating | E6 | TRC BC Ratio | 0 | 0 | 0 | 0 | 0 | 0 | 0 | 0 | 0 | 0 | 0 | 0 | 0 | 0 | 0 | 0 | 0 | 0 | 0 | 0 | 0 | 0 | 0 | 0 | 0 | 0 | 0 | 0 | 0 | 0
F2_Industrial_Food Products_New_Process_Natural Gas_Process Heating_E7 | F2 | Industrial | Food Products | New | Process | Natural Gas | Process Heating | E7 | TRC BC Ratio | 0 | 0 | 0 | 0 | 0 | 0 | 0 | 0 | 0 | 0 | 0 | 0 | 0 | 0 | 0 | 0 | 0 | 0 | 0 | 0 | 0 | 0 | 0 | 0 | 0 | 0 | 0 | 0 | 0 | 0
F2_Industrial_Food Products_New_Process_Natural Gas_Process Heating_E8 | F2 | Industrial | Food Products | New | Process | Natural Gas | Process Heating | E8 | TRC BC Ratio | 0 | 0 | 0 | 0 | 0 | 0 | 0 | 0 | 0 | 0 | 0 | 0 | 0 | 0 | 0 | 0 | 0 | 0 | 0 | 0 | 0 | 0 | 0 | 0 | 0 | 0 | 0 | 0 | 0 | 0
F2_Industrial_Food Products_New_Process_Natural Gas_Process Heating_E9 | F2 | Industrial | Food Products | New | Process | Natural Gas | Process Heating | E9 | TRC BC Ratio | 0 | 0 | 0 | 0 | 0 | 0 | 0 | 0 | 0 | 0 | 0 | 0 | 0 | 0 | 0 | 0 | 0 | 0 | 0 | 0 | 0 | 0 | 0 | 0 | 0 | 0 | 0 | 0 | 0 | 0
F2_Industrial_Food Products_New_Process_Natural Gas_Process Heating_E10 | F2 | Industrial | Food Products | New | Process | Natural Gas | Process Heating | E10 | TRC BC Ratio | 0 | 0 | 0 | 0 | 0 | 0 | 0 | 0 | 0 | 0 | 0 | 0 | 0 | 0 | 0 | 0 | 0 | 0 | 0 | 0 | 0 | 0 | 0 | 0 | 0 | 0 | 0 | 0 | 0 | 0
F3_Industrial_Food Products_New_Process_Natural Gas_Process Heating_E1 | F3 | Industrial | Food Products | New | Process | Natural Gas | Process Heating | E1 | PACT BC Ratio | 0.9 | 0.9 | 0.9 | 0.9 | 0.9 | 0.9 | 0.9 | 0.9 | 0.9 | 0.9 | 0.9 | 0.9 | 0.9 | 0.9 | 0.9 | 0.9 | 0.9 | 0.9 | 0.9 | 0.9 | 0.9 | 0.9 | 0 | 0 | 0 | 0 | 0 | 0 | 0 | 0
F3_Industrial_Food Products_New_Process_Natural Gas_Process Heating_E2 | F3 | Industrial | Food Products | New | Process | Natural Gas | Process Heating | E2 | PACT BC Ratio | 0 | 0 | 0 | 0 | 0 | 0 | 0 | 0 | 0 | 0 | 0 | 0 | 0 | 0 | 0 | 0 | 0 | 0 | 0 | 0 | 0 | 0 | 0 | 0 | 0 | 0 | 0 | 0 | 0 | 0
F3_Industrial_Food Products_New_Process_Natural Gas_Process Heating_E3 | F3 | Industrial | Food Products | New | Process | Natural Gas | Process Heating | E3 | PACT BC Ratio | 0 | 0 | 0 | 0 | 0 | 0 | 0 | 0 | 0 | 0 | 0 | 0 | 0 | 0 | 0 | 0 | 0 | 0 | 0 | 0 | 0 | 0 | 0 | 0 | 0 | 0 | 0 | 0 | 0 | 0
F3_Industrial_Food Products_New_Process_Natural Gas_Process Heating_E4 | F3 | Industrial | Food Products | New | Process | Natural Gas | Process Heating | E4 | PACT BC Ratio | 0 | 0 | 0 | 0 | 0 | 0 | 0 | 0 | 0 | 0 | 0 | 0 | 0 | 0 | 0 | 0 | 0 | 0 | 0 | 0 | 0 | 0 | 0 | 0 | 0 | 0 | 0 | 0 | 0 | 0
F3_Industrial_Food Products_New_Process_Natural Gas_Process Heating_E5 | F3 | Industrial | Food Products | New | Process | Natural Gas | Process Heating | E5 | PACT BC Ratio | 0 | 0 | 0 | 0 | 0 | 0 | 0 | 0 | 0 | 0 | 0 | 0 | 0 | 0 | 0 | 0 | 0 | 0 | 0 | 0 | 0 | 0 | 0 | 0 | 0 | 0 | 0 | 0 | 0 | 0
F3_Industrial_Food Products_New_Process_Natural Gas_Process Heating_E6 | F3 | Industrial | Food Products | New | Process | Natural Gas | Process Heating | E6 | PACT BC Ratio | 0 | 0 | 0 | 0 | 0 | 0 | 0 | 0 | 0 | 0 | 0 | 0 | 0 | 0 | 0 | 0 | 0 | 0 | 0 | 0 | 0 | 0 | 0 | 0 | 0 | 0 | 0 | 0 | 0 | 0
F3_Industrial_Food Products_New_Process_Natural Gas_Process Heating_E7 | F3 | Industrial | Food Products | New | Process | Natural Gas | Process Heating | E7 | PACT BC Ratio | 0 | 0 | 0 | 0 | 0 | 0 | 0 | 0 | 0 | 0 | 0 | 0 | 0 | 0 | 0 | 0 | 0 | 0 | 0 | 0 | 0 | 0 | 0 | 0 | 0 | 0 | 0 | 0 | 0 | 0
F3_Industrial_Food Products_New_Process_Natural Gas_Process Heating_E8 | F3 | Industrial | Food Products | New | Process | Natural Gas | Process Heating | E8 | PACT BC Ratio | 0 | 0 | 0 | 0 | 0 | 0 | 0 | 0 | 0 | 0 | 0 | 0 | 0 | 0 | 0 | 0 | 0 | 0 | 0 | 0 | 0 | 0 | 0 | 0 | 0 | 0 | 0 | 0 | 0 | 0
F3_Industrial_Food Products_New_Process_Natural Gas_Process Heating_E9 | F3 | Industrial | Food Products | New | Process | Natural Gas | Process Heating | E9 | PACT BC Ratio | 0 | 0 | 0 | 0 | 0 | 0 | 0 | 0 | 0 | 0 | 0 | 0 | 0 | 0 | 0 | 0 | 0 | 0 | 0 | 0 | 0 | 0 | 0 | 0 | 0 | 0 | 0 | 0 | 0 | 0
F3_Industrial_Food Products_New_Process_Natural Gas_Process Heating_E10 | F3 | Industrial | Food Products | New | Process | Natural Gas | Process Heating | E10 | PACT BC Ratio | 0 | 0 | 0 | 0 | 0 | 0 | 0 | 0 | 0 | 0 | 0 | 0 | 0 | 0 | 0 | 0 | 0 | 0 | 0 | 0 | 0 | 0 | 0 | 0 | 0 | 0 | 0 | 0 | 0 | 0
F4_Industrial_Food Products_New_Process_Natural Gas_Process Heating_E1 | F4 | Industrial | Food Products | New | Process | Natural Gas | Process Heating | E1 | PCT BC Ratio | 0.9 | 0.9 | 0.9 | 0.9 | 0.9 | 0.9 | 0.9 | 0.9 | 0.9 | 0.9 | 0.9 | 0.9 | 0.9 | 0.9 | 0.9 | 0.9 | 0.9 | 0.9 | 0.9 | 0.9 | 0.9 | 0.9 | 0 | 0 | 0 | 0 | 0 | 0 | 0 | 0
F4_Industrial_Food Products_New_Process_Natural Gas_Process Heating_E2 | F4 | Industrial | Food Products | New | Process | Natural Gas | Process Heating | E2 | PCT BC Ratio | 0 | 0 | 0 | 0 | 0 | 0 | 0 | 0 | 0 | 0 | 0 | 0 | 0 | 0 | 0 | 0 | 0 | 0 | 0 | 0 | 0 | 0 | 0 | 0 | 0 | 0 | 0 | 0 | 0 | 0
F4_Industrial_Food Products_New_Process_Natural Gas_Process Heating_E3 | F4 | Industrial | Food Products | New | Process | Natural Gas | Process Heating | E3 | PCT BC Ratio | 0 | 0 | 0 | 0 | 0 | 0 | 0 | 0 | 0 | 0 | 0 | 0 | 0 | 0 | 0 | 0 | 0 | 0 | 0 | 0 | 0 | 0 | 0 | 0 | 0 | 0 | 0 | 0 | 0 | 0
F4_Industrial_Food Products_New_Process_Natural Gas_Process Heating_E4 | F4 | Industrial | Food Products | New | Process | Natural Gas | Process Heating | E4 | PCT BC Ratio | 0 | 0 | 0 | 0 | 0 | 0 | 0 | 0 | 0 | 0 | 0 | 0 | 0 | 0 | 0 | 0 | 0 | 0 | 0 | 0 | 0 | 0 | 0 | 0 | 0 | 0 | 0 | 0 | 0 | 0
F4_Industrial_Food Products_New_Process_Natural Gas_Process Heating_E5 | F4 | Industrial | Food Products | New | Process | Natural Gas | Process Heating | E5 | PCT BC Ratio | 0 | 0 | 0 | 0 | 0 | 0 | 0 | 0 | 0 | 0 | 0 | 0 | 0 | 0 | 0 | 0 | 0 | 0 | 0 | 0 | 0 | 0 | 0 | 0 | 0 | 0 | 0 | 0 | 0 | 0
F4_Industrial_Food Products_New_Process_Natural Gas_Process Heating_E6 | F4 | Industrial | Food Products | New | Process | Natural Gas | Process Heating | E6 | PCT BC Ratio | 0 | 0 | 0 | 0 | 0 | 0 | 0 | 0 | 0 | 0 | 0 | 0 | 0 | 0 | 0 | 0 | 0 | 0 | 0 | 0 | 0 | 0 | 0 | 0 | 0 | 0 | 0 | 0 | 0 | 0
F4_Industrial_Food Products_New_Process_Natural Gas_Process Heating_E7 | F4 | Industrial | Food Products | New | Process | Natural Gas | Process Heating | E7 | PCT BC Ratio | 0 | 0 | 0 | 0 | 0 | 0 | 0 | 0 | 0 | 0 | 0 | 0 | 0 | 0 | 0 | 0 | 0 | 0 | 0 | 0 | 0 | 0 | 0 | 0 | 0 | 0 | 0 | 0 | 0 | 0
F4_Industrial_Food Products_New_Process_Natural Gas_Process Heating_E8 | F4 | Industrial | Food Products | New | Process | Natural Gas | Process Heating | E8 | PCT BC Ratio | 0 | 0 | 0 | 0 | 0 | 0 | 0 | 0 | 0 | 0 | 0 | 0 | 0 | 0 | 0 | 0 | 0 | 0 | 0 | 0 | 0 | 0 | 0 | 0 | 0 | 0 | 0 | 0 | 0 | 0
F4_Industrial_Food Products_New_Process_Natural Gas_Process Heating_E9 | F4 | Industrial | Food Products | New | Process | Natural Gas | Process Heating | E9 | PCT BC Ratio | 0 | 0 | 0 | 0 | 0 | 0 | 0 | 0 | 0 | 0 | 0 | 0 | 0 | 0 | 0 | 0 | 0 | 0 | 0 | 0 | 0 | 0 | 0 | 0 | 0 | 0 | 0 | 0 | 0 | 0
F4_Industrial_Food Products_New_Process_Natural Gas_Process Heating_E10 | F4 | Industrial | Food Products | New | Process | Natural Gas | Process Heating | E10 | PCT BC Ratio | 0 | 0 | 0 | 0 | 0 | 0 | 0 | 0 | 0 | 0 | 0 | 0 | 0 | 0 | 0 | 0 | 0 | 0 | 0 | 0 | 0 | 0 | 0 | 0 | 0 | 0 | 0 | 0 | 0 | 0
F5_Industrial_Food Products_New_Process_Natural Gas_Process Heating_E1 | F5 | Industrial | Food Products | New | Process | Natural Gas | Process Heating | E1 | RIM BC Ratio | 0.9 | 0.9 | 0.9 | 0.9 | 0.9 | 0.9 | 0.9 | 0.9 | 0.9 | 0.9 | 0.9 | 0.9 | 0.9 | 0.9 | 0.9 | 0.9 | 0.9 | 0.9 | 0.9 | 0.9 | 0.9 | 0.9 | 0 | 0 | 0 | 0 | 0 | 0 | 0 | 0
F5_Industrial_Food Products_New_Process_Natural Gas_Process Heating_E2 | F5 | Industrial | Food Products | New | Process | Natural Gas | Process Heating | E2 | RIM BC Ratio | 0 | 0 | 0 | 0 | 0 | 0 | 0 | 0 | 0 | 0 | 0 | 0 | 0 | 0 | 0 | 0 | 0 | 0 | 0 | 0 | 0 | 0 | 0 | 0 | 0 | 0 | 0 | 0 | 0 | 0
F5_Industrial_Food Products_New_Process_Natural Gas_Process Heating_E3 | F5 | Industrial | Food Products | New | Process | Natural Gas | Process Heating | E3 | RIM BC Ratio | 0 | 0 | 0 | 0 | 0 | 0 | 0 | 0 | 0 | 0 | 0 | 0 | 0 | 0 | 0 | 0 | 0 | 0 | 0 | 0 | 0 | 0 | 0 | 0 | 0 | 0 | 0 | 0 | 0 | 0
F5_Industrial_Food Products_New_Process_Natural Gas_Process Heating_E4 | F5 | Industrial | Food Products | New | Process | Natural Gas | Process Heating | E4 | RIM BC Ratio | 0 | 0 | 0 | 0 | 0 | 0 | 0 | 0 | 0 | 0 | 0 | 0 | 0 | 0 | 0 | 0 | 0 | 0 | 0 | 0 | 0 | 0 | 0 | 0 | 0 | 0 | 0 | 0 | 0 | 0
F5_Industrial_Food Products_New_Process_Natural Gas_Process Heating_E5 | F5 | Industrial | Food Products | New | Process | Natural Gas | Process Heating | E5 | RIM BC Ratio | 0 | 0 | 0 | 0 | 0 | 0 | 0 | 0 | 0 | 0 | 0 | 0 | 0 | 0 | 0 | 0 | 0 | 0 | 0 | 0 | 0 | 0 | 0 | 0 | 0 | 0 | 0 | 0 | 0 | 0
F5_Industrial_Food Products_New_Process_Natural Gas_Process Heating_E6 | F5 | Industrial | Food Products | New | Process | Natural Gas | Process Heating | E6 | RIM BC Ratio | 0 | 0 | 0 | 0 | 0 | 0 | 0 | 0 | 0 | 0 | 0 | 0 | 0 | 0 | 0 | 0 | 0 | 0 | 0 | 0 | 0 | 0 | 0 | 0 | 0 | 0 | 0 | 0 | 0 | 0
F5_Industrial_Food Products_New_Process_Natural Gas_Process Heating_E7 | F5 | Industrial | Food Products | New | Process | Natural Gas | Process Heating | E7 | RIM BC Ratio | 0 | 0 | 0 | 0 | 0 | 0 | 0 | 0 | 0 | 0 | 0 | 0 | 0 | 0 | 0 | 0 | 0 | 0 | 0 | 0 | 0 | 0 | 0 | 0 | 0 | 0 | 0 | 0 | 0 | 0
F5_Industrial_Food Products_New_Process_Natural Gas_Process Heating_E8 | F5 | Industrial | Food Products | New | Process | Natural Gas | Process Heating | E8 | RIM BC Ratio | 0 | 0 | 0 | 0 | 0 | 0 | 0 | 0 | 0 | 0 | 0 | 0 | 0 | 0 | 0 | 0 | 0 | 0 | 0 | 0 | 0 | 0 | 0 | 0 | 0 | 0 | 0 | 0 | 0 | 0
F5_Industrial_Food Products_New_Process_Natural Gas_Process Heating_E9 | F5 | Industrial | Food Products | New | Process | Natural Gas | Process Heating | E9 | RIM BC Ratio | 0 | 0 | 0 | 0 | 0 | 0 | 0 | 0 | 0 | 0 | 0 | 0 | 0 | 0 | 0 | 0 | 0 | 0 | 0 | 0 | 0 | 0 | 0 | 0 | 0 | 0 | 0 | 0 | 0 | 0
F5_Industrial_Food Products_New_Process_Natural Gas_Process Heating_E10 | F5 | Industrial | Food Products | New | Process | Natural Gas | Process Heating | E10 | RIM BC Ratio | 0 | 0 | 0 | 0 | 0 | 0 | 0 | 0 | 0 | 0 | 0 | 0 | 0 | 0 | 0 | 0 | 0 | 0 | 0 | 0 | 0 | 0 | 0 | 0 | 0 | 0 | 0 | 0 | 0 | 0
F0_Industrial_Food Products_New_Process_Natural Gas_Process Cooling_E0 | F0 | Industrial | Food Products | New | Process | Natural Gas | Process Cooling | E0 | Economic Unit | Standard | Standard | Standard | Standard | Standard | Standard | Standard | Standard | Standard | Standard | Standard | Standard | Standard | Standard | Standard | Standard | Standard | Standard | Standard | Standard | Standard | Standard | 0 | 0 | 0 | 0 | 0 | 0 | 0 | 0
F1_Industrial_Food Products_New_Process_Natural Gas_Process Cooling_E1 | F1 | Industrial | Food Products | New | Process | Natural Gas | Process Cooling | E1 | CCE | 0 | 0 | 0 | 0 | 0 | 0 | 0 | 0 | 0 | 0 | 0 | 0 | 0 | 0 | 0 | 0 | 0 | 0 | 0 | 0 | 0 | 0 | 0 | 0 | 0 | 0 | 0 | 0 | 0 | 0
F1_Industrial_Food Products_New_Process_Natural Gas_Process Cooling_E2 | F1 | Industrial | Food Products | New | Process | Natural Gas | Process Cooling | E2 | CCE | 0 | 0 | 0 | 0 | 0 | 0 | 0 | 0 | 0 | 0 | 0 | 0 | 0 | 0 | 0 | 0 | 0 | 0 | 0 | 0 | 0 | 0 | 0 | 0 | 0 | 0 | 0 | 0 | 0 | 0
F1_Industrial_Food Products_New_Process_Natural Gas_Process Cooling_E3 | F1 | Industrial | Food Products | New | Process | Natural Gas | Process Cooling | E3 | CCE | 0 | 0 | 0 | 0 | 0 | 0 | 0 | 0 | 0 | 0 | 0 | 0 | 0 | 0 | 0 | 0 | 0 | 0 | 0 | 0 | 0 | 0 | 0 | 0 | 0 | 0 | 0 | 0 | 0 | 0
F1_Industrial_Food Products_New_Process_Natural Gas_Process Cooling_E4 | F1 | Industrial | Food Products | New | Process | Natural Gas | Process Cooling | E4 | CCE | 0 | 0 | 0 | 0 | 0 | 0 | 0 | 0 | 0 | 0 | 0 | 0 | 0 | 0 | 0 | 0 | 0 | 0 | 0 | 0 | 0 | 0 | 0 | 0 | 0 | 0 | 0 | 0 | 0 | 0
F1_Industrial_Food Products_New_Process_Natural Gas_Process Cooling_E5 | F1 | Industrial | Food Products | New | Process | Natural Gas | Process Cooling | E5 | CCE | 0 | 0 | 0 | 0 | 0 | 0 | 0 | 0 | 0 | 0 | 0 | 0 | 0 | 0 | 0 | 0 | 0 | 0 | 0 | 0 | 0 | 0 | 0 | 0 | 0 | 0 | 0 | 0 | 0 | 0
F1_Industrial_Food Products_New_Process_Natural Gas_Process Cooling_E6 | F1 | Industrial | Food Products | New | Process | Natural Gas | Process Cooling | E6 | CCE | 0 | 0 | 0 | 0 | 0 | 0 | 0 | 0 | 0 | 0 | 0 | 0 | 0 | 0 | 0 | 0 | 0 | 0 | 0 | 0 | 0 | 0 | 0 | 0 | 0 | 0 | 0 | 0 | 0 | 0
F1_Industrial_Food Products_New_Process_Natural Gas_Process Cooling_E7 | F1 | Industrial | Food Products | New | Process | Natural Gas | Process Cooling | E7 | CCE | 0 | 0 | 0 | 0 | 0 | 0 | 0 | 0 | 0 | 0 | 0 | 0 | 0 | 0 | 0 | 0 | 0 | 0 | 0 | 0 | 0 | 0 | 0 | 0 | 0 | 0 | 0 | 0 | 0 | 0
F1_Industrial_Food Products_New_Process_Natural Gas_Process Cooling_E8 | F1 | Industrial | Food Products | New | Process | Natural Gas | Process Cooling | E8 | CCE | 0 | 0 | 0 | 0 | 0 | 0 | 0 | 0 | 0 | 0 | 0 | 0 | 0 | 0 | 0 | 0 | 0 | 0 | 0 | 0 | 0 | 0 | 0 | 0 | 0 | 0 | 0 | 0 | 0 | 0
F1_Industrial_Food Products_New_Process_Natural Gas_Process Cooling_E9 | F1 | Industrial | Food Products | New | Process | Natural Gas | Process Cooling | E9 | CCE | 0 | 0 | 0 | 0 | 0 | 0 | 0 | 0 | 0 | 0 | 0 | 0 | 0 | 0 | 0 | 0 | 0 | 0 | 0 | 0 | 0 | 0 | 0 | 0 | 0 | 0 | 0 | 0 | 0 | 0
F1_Industrial_Food Products_New_Process_Natural Gas_Process Cooling_E10 | F1 | Industrial | Food Products | New | Process | Natural Gas | Process Cooling | E10 | CCE | 0 | 0 | 0 | 0 | 0 | 0 | 0 | 0 | 0 | 0 | 0 | 0 | 0 | 0 | 0 | 0 | 0 | 0 | 0 | 0 | 0 | 0 | 0 | 0 | 0 | 0 | 0 | 0 | 0 | 0
F2_Industrial_Food Products_New_Process_Natural Gas_Process Cooling_E1 | F2 | Industrial | Food Products | New | Process | Natural Gas | Process Cooling | E1 | TRC BC Ratio | 0.9 | 0.9 | 0.9 | 0.9 | 0.9 | 0.9 | 0.9 | 0.9 | 0.9 | 0.9 | 0.9 | 0.9 | 0.9 | 0.9 | 0.9 | 0.9 | 0.9 | 0.9 | 0.9 | 0.9 | 0.9 | 0.9 | 0 | 0 | 0 | 0 | 0 | 0 | 0 | 0
F2_Industrial_Food Products_New_Process_Natural Gas_Process Cooling_E2 | F2 | Industrial | Food Products | New | Process | Natural Gas | Process Cooling | E2 | TRC BC Ratio | 0 | 0 | 0 | 0 | 0 | 0 | 0 | 0 | 0 | 0 | 0 | 0 | 0 | 0 | 0 | 0 | 0 | 0 | 0 | 0 | 0 | 0 | 0 | 0 | 0 | 0 | 0 | 0 | 0 | 0
F2_Industrial_Food Products_New_Process_Natural Gas_Process Cooling_E3 | F2 | Industrial | Food Products | New | Process | Natural Gas | Process Cooling | E3 | TRC BC Ratio | 0 | 0 | 0 | 0 | 0 | 0 | 0 | 0 | 0 | 0 | 0 | 0 | 0 | 0 | 0 | 0 | 0 | 0 | 0 | 0 | 0 | 0 | 0 | 0 | 0 | 0 | 0 | 0 | 0 | 0
F2_Industrial_Food Products_New_Process_Natural Gas_Process Cooling_E4 | F2 | Industrial | Food Products | New | Process | Natural Gas | Process Cooling | E4 | TRC BC Ratio | 0 | 0 | 0 | 0 | 0 | 0 | 0 | 0 | 0 | 0 | 0 | 0 | 0 | 0 | 0 | 0 | 0 | 0 | 0 | 0 | 0 | 0 | 0 | 0 | 0 | 0 | 0 | 0 | 0 | 0
F2_Industrial_Food Products_New_Process_Natural Gas_Process Cooling_E5 | F2 | Industrial | Food Products | New | Process | Natural Gas | Process Cooling | E5 | TRC BC Ratio | 0 | 0 | 0 | 0 | 0 | 0 | 0 | 0 | 0 | 0 | 0 | 0 | 0 | 0 | 0 | 0 | 0 | 0 | 0 | 0 | 0 | 0 | 0 | 0 | 0 | 0 | 0 | 0 | 0 | 0
F2_Industrial_Food Products_New_Process_Natural Gas_Process Cooling_E6 | F2 | Industrial | Food Products | New | Process | Natural Gas | Process Cooling | E6 | TRC BC Ratio | 0 | 0 | 0 | 0 | 0 | 0 | 0 | 0 | 0 | 0 | 0 | 0 | 0 | 0 | 0 | 0 | 0 | 0 | 0 | 0 | 0 | 0 | 0 | 0 | 0 | 0 | 0 | 0 | 0 | 0
F2_Industrial_Food Products_New_Process_Natural Gas_Process Cooling_E7 | F2 | Industrial | Food Products | New | Process | Natural Gas | Process Cooling | E7 | TRC BC Ratio | 0 | 0 | 0 | 0 | 0 | 0 | 0 | 0 | 0 | 0 | 0 | 0 | 0 | 0 | 0 | 0 | 0 | 0 | 0 | 0 | 0 | 0 | 0 | 0 | 0 | 0 | 0 | 0 | 0 | 0
F2_Industrial_Food Products_New_Process_Natural Gas_Process Cooling_E8 | F2 | Industrial | Food Products | New | Process | Natural Gas | Process Cooling | E8 | TRC BC Ratio | 0 | 0 | 0 | 0 | 0 | 0 | 0 | 0 | 0 | 0 | 0 | 0 | 0 | 0 | 0 | 0 | 0 | 0 | 0 | 0 | 0 | 0 | 0 | 0 | 0 | 0 | 0 | 0 | 0 | 0
F2_Industrial_Food Products_New_Process_Natural Gas_Process Cooling_E9 | F2 | Industrial | Food Products | New | Process | Natural Gas | Process Cooling | E9 | TRC BC Ratio | 0 | 0 | 0 | 0 | 0 | 0 | 0 | 0 | 0 | 0 | 0 | 0 | 0 | 0 | 0 | 0 | 0 | 0 | 0 | 0 | 0 | 0 | 0 | 0 | 0 | 0 | 0 | 0 | 0 | 0
F2_Industrial_Food Products_New_Process_Natural Gas_Process Cooling_E10 | F2 | Industrial | Food Products | New | Process | Natural Gas | Process Cooling | E10 | TRC BC Ratio | 0 | 0 | 0 | 0 | 0 | 0 | 0 | 0 | 0 | 0 | 0 | 0 | 0 | 0 | 0 | 0 | 0 | 0 | 0 | 0 | 0 | 0 | 0 | 0 | 0 | 0 | 0 | 0 | 0 | 0
F3_Industrial_Food Products_New_Process_Natural Gas_Process Cooling_E1 | F3 | Industrial | Food Products | New | Process | Natural Gas | Process Cooling | E1 | PACT BC Ratio | 0.9 | 0.9 | 0.9 | 0.9 | 0.9 | 0.9 | 0.9 | 0.9 | 0.9 | 0.9 | 0.9 | 0.9 | 0.9 | 0.9 | 0.9 | 0.9 | 0.9 | 0.9 | 0.9 | 0.9 | 0.9 | 0.9 | 0 | 0 | 0 | 0 | 0 | 0 | 0 | 0
F3_Industrial_Food Products_New_Process_Natural Gas_Process Cooling_E2 | F3 | Industrial | Food Products | New | Process | Natural Gas | Process Cooling | E2 | PACT BC Ratio | 0 | 0 | 0 | 0 | 0 | 0 | 0 | 0 | 0 | 0 | 0 | 0 | 0 | 0 | 0 | 0 | 0 | 0 | 0 | 0 | 0 | 0 | 0 | 0 | 0 | 0 | 0 | 0 | 0 | 0
F3_Industrial_Food Products_New_Process_Natural Gas_Process Cooling_E3 | F3 | Industrial | Food Products | New | Process | Natural Gas | Process Cooling | E3 | PACT BC Ratio | 0 | 0 | 0 | 0 | 0 | 0 | 0 | 0 | 0 | 0 | 0 | 0 | 0 | 0 | 0 | 0 | 0 | 0 | 0 | 0 | 0 | 0 | 0 | 0 | 0 | 0 | 0 | 0 | 0 | 0
F3_Industrial_Food Products_New_Process_Natural Gas_Process Cooling_E4 | F3 | Industrial | Food Products | New | Process | Natural Gas | Process Cooling | E4 | PACT BC Ratio | 0 | 0 | 0 | 0 | 0 | 0 | 0 | 0 | 0 | 0 | 0 | 0 | 0 | 0 | 0 | 0 | 0 | 0 | 0 | 0 | 0 | 0 | 0 | 0 | 0 | 0 | 0 | 0 | 0 | 0
F3_Industrial_Food Products_New_Process_Natural Gas_Process Cooling_E5 | F3 | Industrial | Food Products | New | Process | Natural Gas | Process Cooling | E5 | PACT BC Ratio | 0 | 0 | 0 | 0 | 0 | 0 | 0 | 0 | 0 | 0 | 0 | 0 | 0 | 0 | 0 | 0 | 0 | 0 | 0 | 0 | 0 | 0 | 0 | 0 | 0 | 0 | 0 | 0 | 0 | 0
F3_Industrial_Food Products_New_Process_Natural Gas_Process Cooling_E6 | F3 | Industrial | Food Products | New | Process | Natural Gas | Process Cooling | E6 | PACT BC Ratio | 0 | 0 | 0 | 0 | 0 | 0 | 0 | 0 | 0 | 0 | 0 | 0 | 0 | 0 | 0 | 0 | 0 | 0 | 0 | 0 | 0 | 0 | 0 | 0 | 0 | 0 | 0 | 0 | 0 | 0
F3_Industrial_Food Products_New_Process_Natural Gas_Process Cooling_E7 | F3 | Industrial | Food Products | New | Process | Natural Gas | Process Cooling | E7 | PACT BC Ratio | 0 | 0 | 0 | 0 | 0 | 0 | 0 | 0 | 0 | 0 | 0 | 0 | 0 | 0 | 0 | 0 | 0 | 0 | 0 | 0 | 0 | 0 | 0 | 0 | 0 | 0 | 0 | 0 | 0 | 0
F3_Industrial_Food Products_New_Process_Natural Gas_Process Cooling_E8 | F3 | Industrial | Food Products | New | Process | Natural Gas | Process Cooling | E8 | PACT BC Ratio | 0 | 0 | 0 | 0 | 0 | 0 | 0 | 0 | 0 | 0 | 0 | 0 | 0 | 0 | 0 | 0 | 0 | 0 | 0 | 0 | 0 | 0 | 0 | 0 | 0 | 0 | 0 | 0 | 0 | 0
F3_Industrial_Food Products_New_Process_Natural Gas_Process Cooling_E9 | F3 | Industrial | Food Products | New | Process | Natural Gas | Process Cooling | E9 | PACT BC Ratio | 0 | 0 | 0 | 0 | 0 | 0 | 0 | 0 | 0 | 0 | 0 | 0 | 0 | 0 | 0 | 0 | 0 | 0 | 0 | 0 | 0 | 0 | 0 | 0 | 0 | 0 | 0 | 0 | 0 | 0
F3_Industrial_Food Products_New_Process_Natural Gas_Process Cooling_E10 | F3 | Industrial | Food Products | New | Process | Natural Gas | Process Cooling | E10 | PACT BC Ratio | 0 | 0 | 0 | 0 | 0 | 0 | 0 | 0 | 0 | 0 | 0 | 0 | 0 | 0 | 0 | 0 | 0 | 0 | 0 | 0 | 0 | 0 | 0 | 0 | 0 | 0 | 0 | 0 | 0 | 0
F4_Industrial_Food Products_New_Process_Natural Gas_Process Cooling_E1 | F4 | Industrial | Food Products | New | Process | Natural Gas | Process Cooling | E1 | PCT BC Ratio | 0.9 | 0.9 | 0.9 | 0.9 | 0.9 | 0.9 | 0.9 | 0.9 | 0.9 | 0.9 | 0.9 | 0.9 | 0.9 | 0.9 | 0.9 | 0.9 | 0.9 | 0.9 | 0.9 | 0.9 | 0.9 | 0.9 | 0 | 0 | 0 | 0 | 0 | 0 | 0 | 0
F4_Industrial_Food Products_New_Process_Natural Gas_Process Cooling_E2 | F4 | Industrial | Food Products | New | Process | Natural Gas | Process Cooling | E2 | PCT BC Ratio | 0 | 0 | 0 | 0 | 0 | 0 | 0 | 0 | 0 | 0 | 0 | 0 | 0 | 0 | 0 | 0 | 0 | 0 | 0 | 0 | 0 | 0 | 0 | 0 | 0 | 0 | 0 | 0 | 0 | 0
F4_Industrial_Food Products_New_Process_Natural Gas_Process Cooling_E3 | F4 | Industrial | Food Products | New | Process | Natural Gas | Process Cooling | E3 | PCT BC Ratio | 0 | 0 | 0 | 0 | 0 | 0 | 0 | 0 | 0 | 0 | 0 | 0 | 0 | 0 | 0 | 0 | 0 | 0 | 0 | 0 | 0 | 0 | 0 | 0 | 0 | 0 | 0 | 0 | 0 | 0
F4_Industrial_Food Products_New_Process_Natural Gas_Process Cooling_E4 | F4 | Industrial | Food Products | New | Process | Natural Gas | Process Cooling | E4 | PCT BC Ratio | 0 | 0 | 0 | 0 | 0 | 0 | 0 | 0 | 0 | 0 | 0 | 0 | 0 | 0 | 0 | 0 | 0 | 0 | 0 | 0 | 0 | 0 | 0 | 0 | 0 | 0 | 0 | 0 | 0 | 0
F4_Industrial_Food Products_New_Process_Natural Gas_Process Cooling_E5 | F4 | Industrial | Food Products | New | Process | Natural Gas | Process Cooling | E5 | PCT BC Ratio | 0 | 0 | 0 | 0 | 0 | 0 | 0 | 0 | 0 | 0 | 0 | 0 | 0 | 0 | 0 | 0 | 0 | 0 | 0 | 0 | 0 | 0 | 0 | 0 | 0 | 0 | 0 | 0 | 0 | 0
F4_Industrial_Food Products_New_Process_Natural Gas_Process Cooling_E6 | F4 | Industrial | Food Products | New | Process | Natural Gas | Process Cooling | E6 | PCT BC Ratio | 0 | 0 | 0 | 0 | 0 | 0 | 0 | 0 | 0 | 0 | 0 | 0 | 0 | 0 | 0 | 0 | 0 | 0 | 0 | 0 | 0 | 0 | 0 | 0 | 0 | 0 | 0 | 0 | 0 | 0
F4_Industrial_Food Products_New_Process_Natural Gas_Process Cooling_E7 | F4 | Industrial | Food Products | New | Process | Natural Gas | Process Cooling | E7 | PCT BC Ratio | 0 | 0 | 0 | 0 | 0 | 0 | 0 | 0 | 0 | 0 | 0 | 0 | 0 | 0 | 0 | 0 | 0 | 0 | 0 | 0 | 0 | 0 | 0 | 0 | 0 | 0 | 0 | 0 | 0 | 0
F4_Industrial_Food Products_New_Process_Natural Gas_Process Cooling_E8 | F4 | Industrial | Food Products | New | Process | Natural Gas | Process Cooling | E8 | PCT BC Ratio | 0 | 0 | 0 | 0 | 0 | 0 | 0 | 0 | 0 | 0 | 0 | 0 | 0 | 0 | 0 | 0 | 0 | 0 | 0 | 0 | 0 | 0 | 0 | 0 | 0 | 0 | 0 | 0 | 0 | 0
F4_Industrial_Food Products_New_Process_Natural Gas_Process Cooling_E9 | F4 | Industrial | Food Products | New | Process | Natural Gas | Process Cooling | E9 | PCT BC Ratio | 0 | 0 | 0 | 0 | 0 | 0 | 0 | 0 | 0 | 0 | 0 | 0 | 0 | 0 | 0 | 0 | 0 | 0 | 0 | 0 | 0 | 0 | 0 | 0 | 0 | 0 | 0 | 0 | 0 | 0
F4_Industrial_Food Products_New_Process_Natural Gas_Process Cooling_E10 | F4 | Industrial | Food Products | New | Process | Natural Gas | Process Cooling | E10 | PCT BC Ratio | 0 | 0 | 0 | 0 | 0 | 0 | 0 | 0 | 0 | 0 | 0 | 0 | 0 | 0 | 0 | 0 | 0 | 0 | 0 | 0 | 0 | 0 | 0 | 0 | 0 | 0 | 0 | 0 | 0 | 0
F5_Industrial_Food Products_New_Process_Natural Gas_Process Cooling_E1 | F5 | Industrial | Food Products | New | Process | Natural Gas | Process Cooling | E1 | RIM BC Ratio | 0.9 | 0.9 | 0.9 | 0.9 | 0.9 | 0.9 | 0.9 | 0.9 | 0.9 | 0.9 | 0.9 | 0.9 | 0.9 | 0.9 | 0.9 | 0.9 | 0.9 | 0.9 | 0.9 | 0.9 | 0.9 | 0.9 | 0 | 0 | 0 | 0 | 0 | 0 | 0 | 0
F5_Industrial_Food Products_New_Process_Natural Gas_Process Cooling_E2 | F5 | Industrial | Food Products | New | Process | Natural Gas | Process Cooling | E2 | RIM BC Ratio | 0 | 0 | 0 | 0 | 0 | 0 | 0 | 0 | 0 | 0 | 0 | 0 | 0 | 0 | 0 | 0 | 0 | 0 | 0 | 0 | 0 | 0 | 0 | 0 | 0 | 0 | 0 | 0 | 0 | 0
F5_Industrial_Food Products_New_Process_Natural Gas_Process Cooling_E3 | F5 | Industrial | Food Products | New | Process | Natural Gas | Process Cooling | E3 | RIM BC Ratio | 0 | 0 | 0 | 0 | 0 | 0 | 0 | 0 | 0 | 0 | 0 | 0 | 0 | 0 | 0 | 0 | 0 | 0 | 0 | 0 | 0 | 0 | 0 | 0 | 0 | 0 | 0 | 0 | 0 | 0
F5_Industrial_Food Products_New_Process_Natural Gas_Process Cooling_E4 | F5 | Industrial | Food Products | New | Process | Natural Gas | Process Cooling | E4 | RIM BC Ratio | 0 | 0 | 0 | 0 | 0 | 0 | 0 | 0 | 0 | 0 | 0 | 0 | 0 | 0 | 0 | 0 | 0 | 0 | 0 | 0 | 0 | 0 | 0 | 0 | 0 | 0 | 0 | 0 | 0 | 0
F5_Industrial_Food Products_New_Process_Natural Gas_Process Cooling_E5 | F5 | Industrial | Food Products | New | Process | Natural Gas | Process Cooling | E5 | RIM BC Ratio | 0 | 0 | 0 | 0 | 0 | 0 | 0 | 0 | 0 | 0 | 0 | 0 | 0 | 0 | 0 | 0 | 0 | 0 | 0 | 0 | 0 | 0 | 0 | 0 | 0 | 0 | 0 | 0 | 0 | 0
F5_Industrial_Food Products_New_Process_Natural Gas_Process Cooling_E6 | F5 | Industrial | Food Products | New | Process | Natural Gas | Process Cooling | E6 | RIM BC Ratio | 0 | 0 | 0 | 0 | 0 | 0 | 0 | 0 | 0 | 0 | 0 | 0 | 0 | 0 | 0 | 0 | 0 | 0 | 0 | 0 | 0 | 0 | 0 | 0 | 0 | 0 | 0 | 0 | 0 | 0
F5_Industrial_Food Products_New_Process_Natural Gas_Process Cooling_E7 | F5 | Industrial | Food Products | New | Process | Natural Gas | Process Cooling | E7 | RIM BC Ratio | 0 | 0 | 0 | 0 | 0 | 0 | 0 | 0 | 0 | 0 | 0 | 0 | 0 | 0 | 0 | 0 | 0 | 0 | 0 | 0 | 0 | 0 | 0 | 0 | 0 | 0 | 0 | 0 | 0 | 0
F5_Industrial_Food Products_New_Process_Natural Gas_Process Cooling_E8 | F5 | Industrial | Food Products | New | Process | Natural Gas | Process Cooling | E8 | RIM BC Ratio | 0 | 0 | 0 | 0 | 0 | 0 | 0 | 0 | 0 | 0 | 0 | 0 | 0 | 0 | 0 | 0 | 0 | 0 | 0 | 0 | 0 | 0 | 0 | 0 | 0 | 0 | 0 | 0 | 0 | 0
F5_Industrial_Food Products_New_Process_Natural Gas_Process Cooling_E9 | F5 | Industrial | Food Products | New | Process | Natural Gas | Process Cooling | E9 | RIM BC Ratio | 0 | 0 | 0 | 0 | 0 | 0 | 0 | 0 | 0 | 0 | 0 | 0 | 0 | 0 | 0 | 0 | 0 | 0 | 0 | 0 | 0 | 0 | 0 | 0 | 0 | 0 | 0 | 0 | 0 | 0
F5_Industrial_Food Products_New_Process_Natural Gas_Process Cooling_E10 | F5 | Industrial | Food Products | New | Process | Natural Gas | Process Cooling | E10 | RIM BC Ratio | 0 | 0 | 0 | 0 | 0 | 0 | 0 | 0 | 0 | 0 | 0 | 0 | 0 | 0 | 0 | 0 | 0 | 0 | 0 | 0 | 0 | 0 | 0 | 0 | 0 | 0 | 0 | 0 | 0 | 0
F0_Industrial_Food Products_New_Process_Natural Gas_Other Process_E0 | F0 | Industrial | Food Products | New | Process | Natural Gas | Other Process | E0 | Economic Unit | Standard | Standard | Standard | Standard | Standard | Standard | Standard | Standard | Standard | Standard | Standard | Standard | Standard | Standard | Standard | Standard | Standard | Standard | Standard | Standard | Standard | Standard | 0 | 0 | 0 | 0 | 0 | 0 | 0 | 0
F1_Industrial_Food Products_New_Process_Natural Gas_Other Process_E1 | F1 | Industrial | Food Products | New | Process | Natural Gas | Other Process | E1 | CCE | 0 | 0 | 0 | 0 | 0 | 0 | 0 | 0 | 0 | 0 | 0 | 0 | 0 | 0 | 0 | 0 | 0 | 0 | 0 | 0 | 0 | 0 | 0 | 0 | 0 | 0 | 0 | 0 | 0 | 0
F1_Industrial_Food Products_New_Process_Natural Gas_Other Process_E2 | F1 | Industrial | Food Products | New | Process | Natural Gas | Other Process | E2 | CCE | 0 | 0 | 0 | 0 | 0 | 0 | 0 | 0 | 0 | 0 | 0 | 0 | 0 | 0 | 0 | 0 | 0 | 0 | 0 | 0 | 0 | 0 | 0 | 0 | 0 | 0 | 0 | 0 | 0 | 0
F1_Industrial_Food Products_New_Process_Natural Gas_Other Process_E3 | F1 | Industrial | Food Products | New | Process | Natural Gas | Other Process | E3 | CCE | 0 | 0 | 0 | 0 | 0 | 0 | 0 | 0 | 0 | 0 | 0 | 0 | 0 | 0 | 0 | 0 | 0 | 0 | 0 | 0 | 0 | 0 | 0 | 0 | 0 | 0 | 0 | 0 | 0 | 0
F1_Industrial_Food Products_New_Process_Natural Gas_Other Process_E4 | F1 | Industrial | Food Products | New | Process | Natural Gas | Other Process | E4 | CCE | 0 | 0 | 0 | 0 | 0 | 0 | 0 | 0 | 0 | 0 | 0 | 0 | 0 | 0 | 0 | 0 | 0 | 0 | 0 | 0 | 0 | 0 | 0 | 0 | 0 | 0 | 0 | 0 | 0 | 0
F1_Industrial_Food Products_New_Process_Natural Gas_Other Process_E5 | F1 | Industrial | Food Products | New | Process | Natural Gas | Other Process | E5 | CCE | 0 | 0 | 0 | 0 | 0 | 0 | 0 | 0 | 0 | 0 | 0 | 0 | 0 | 0 | 0 | 0 | 0 | 0 | 0 | 0 | 0 | 0 | 0 | 0 | 0 | 0 | 0 | 0 | 0 | 0
F1_Industrial_Food Products_New_Process_Natural Gas_Other Process_E6 | F1 | Industrial | Food Products | New | Process | Natural Gas | Other Process | E6 | CCE | 0 | 0 | 0 | 0 | 0 | 0 | 0 | 0 | 0 | 0 | 0 | 0 | 0 | 0 | 0 | 0 | 0 | 0 | 0 | 0 | 0 | 0 | 0 | 0 | 0 | 0 | 0 | 0 | 0 | 0
F1_Industrial_Food Products_New_Process_Natural Gas_Other Process_E7 | F1 | Industrial | Food Products | New | Process | Natural Gas | Other Process | E7 | CCE | 0 | 0 | 0 | 0 | 0 | 0 | 0 | 0 | 0 | 0 | 0 | 0 | 0 | 0 | 0 | 0 | 0 | 0 | 0 | 0 | 0 | 0 | 0 | 0 | 0 | 0 | 0 | 0 | 0 | 0
F1_Industrial_Food Products_New_Process_Natural Gas_Other Process_E8 | F1 | Industrial | Food Products | New | Process | Natural Gas | Other Process | E8 | CCE | 0 | 0 | 0 | 0 | 0 | 0 | 0 | 0 | 0 | 0 | 0 | 0 | 0 | 0 | 0 | 0 | 0 | 0 | 0 | 0 | 0 | 0 | 0 | 0 | 0 | 0 | 0 | 0 | 0 | 0
F1_Industrial_Food Products_New_Process_Natural Gas_Other Process_E9 | F1 | Industrial | Food Products | New | Process | Natural Gas | Other Process | E9 | CCE | 0 | 0 | 0 | 0 | 0 | 0 | 0 | 0 | 0 | 0 | 0 | 0 | 0 | 0 | 0 | 0 | 0 | 0 | 0 | 0 | 0 | 0 | 0 | 0 | 0 | 0 | 0 | 0 | 0 | 0
F1_Industrial_Food Products_New_Process_Natural Gas_Other Process_E10 | F1 | Industrial | Food Products | New | Process | Natural Gas | Other Process | E10 | CCE | 0 | 0 | 0 | 0 | 0 | 0 | 0 | 0 | 0 | 0 | 0 | 0 | 0 | 0 | 0 | 0 | 0 | 0 | 0 | 0 | 0 | 0 | 0 | 0 | 0 | 0 | 0 | 0 | 0 | 0
F2_Industrial_Food Products_New_Process_Natural Gas_Other Process_E1 | F2 | Industrial | Food Products | New | Process | Natural Gas | Other Process | E1 | TRC BC Ratio | 0.9 | 0.9 | 0.9 | 0.9 | 0.9 | 0.9 | 0.9 | 0.9 | 0.9 | 0.9 | 0.9 | 0.9 | 0.9 | 0.9 | 0.9 | 0.9 | 0.9 | 0.9 | 0.9 | 0.9 | 0.9 | 0.9 | 0 | 0 | 0 | 0 | 0 | 0 | 0 | 0
F2_Industrial_Food Products_New_Process_Natural Gas_Other Process_E2 | F2 | Industrial | Food Products | New | Process | Natural Gas | Other Process | E2 | TRC BC Ratio | 0 | 0 | 0 | 0 | 0 | 0 | 0 | 0 | 0 | 0 | 0 | 0 | 0 | 0 | 0 | 0 | 0 | 0 | 0 | 0 | 0 | 0 | 0 | 0 | 0 | 0 | 0 | 0 | 0 | 0
F2_Industrial_Food Products_New_Process_Natural Gas_Other Process_E3 | F2 | Industrial | Food Products | New | Process | Natural Gas | Other Process | E3 | TRC BC Ratio | 0 | 0 | 0 | 0 | 0 | 0 | 0 | 0 | 0 | 0 | 0 | 0 | 0 | 0 | 0 | 0 | 0 | 0 | 0 | 0 | 0 | 0 | 0 | 0 | 0 | 0 | 0 | 0 | 0 | 0
F2_Industrial_Food Products_New_Process_Natural Gas_Other Process_E4 | F2 | Industrial | Food Products | New | Process | Natural Gas | Other Process | E4 | TRC BC Ratio | 0 | 0 | 0 | 0 | 0 | 0 | 0 | 0 | 0 | 0 | 0 | 0 | 0 | 0 | 0 | 0 | 0 | 0 | 0 | 0 | 0 | 0 | 0 | 0 | 0 | 0 | 0 | 0 | 0 | 0
F2_Industrial_Food Products_New_Process_Natural Gas_Other Process_E5 | F2 | Industrial | Food Products | New | Process | Natural Gas | Other Process | E5 | TRC BC Ratio | 0 | 0 | 0 | 0 | 0 | 0 | 0 | 0 | 0 | 0 | 0 | 0 | 0 | 0 | 0 | 0 | 0 | 0 | 0 | 0 | 0 | 0 | 0 | 0 | 0 | 0 | 0 | 0 | 0 | 0
F2_Industrial_Food Products_New_Process_Natural Gas_Other Process_E6 | F2 | Industrial | Food Products | New | Process | Natural Gas | Other Process | E6 | TRC BC Ratio | 0 | 0 | 0 | 0 | 0 | 0 | 0 | 0 | 0 | 0 | 0 | 0 | 0 | 0 | 0 | 0 | 0 | 0 | 0 | 0 | 0 | 0 | 0 | 0 | 0 | 0 | 0 | 0 | 0 | 0
F2_Industrial_Food Products_New_Process_Natural Gas_Other Process_E7 | F2 | Industrial | Food Products | New | Process | Natural Gas | Other Process | E7 | TRC BC Ratio | 0 | 0 | 0 | 0 | 0 | 0 | 0 | 0 | 0 | 0 | 0 | 0 | 0 | 0 | 0 | 0 | 0 | 0 | 0 | 0 | 0 | 0 | 0 | 0 | 0 | 0 | 0 | 0 | 0 | 0
F2_Industrial_Food Products_New_Process_Natural Gas_Other Process_E8 | F2 | Industrial | Food Products | New | Process | Natural Gas | Other Process | E8 | TRC BC Ratio | 0 | 0 | 0 | 0 | 0 | 0 | 0 | 0 | 0 | 0 | 0 | 0 | 0 | 0 | 0 | 0 | 0 | 0 | 0 | 0 | 0 | 0 | 0 | 0 | 0 | 0 | 0 | 0 | 0 | 0
F2_Industrial_Food Products_New_Process_Natural Gas_Other Process_E9 | F2 | Industrial | Food Products | New | Process | Natural Gas | Other Process | E9 | TRC BC Ratio | 0 | 0 | 0 | 0 | 0 | 0 | 0 | 0 | 0 | 0 | 0 | 0 | 0 | 0 | 0 | 0 | 0 | 0 | 0 | 0 | 0 | 0 | 0 | 0 | 0 | 0 | 0 | 0 | 0 | 0
F2_Industrial_Food Products_New_Process_Natural Gas_Other Process_E10 | F2 | Industrial | Food Products | New | Process | Natural Gas | Other Process | E10 | TRC BC Ratio | 0 | 0 | 0 | 0 | 0 | 0 | 0 | 0 | 0 | 0 | 0 | 0 | 0 | 0 | 0 | 0 | 0 | 0 | 0 | 0 | 0 | 0 | 0 | 0 | 0 | 0 | 0 | 0 | 0 | 0
F3_Industrial_Food Products_New_Process_Natural Gas_Other Process_E1 | F3 | Industrial | Food Products | New | Process | Natural Gas | Other Process | E1 | PACT BC Ratio | 0.9 | 0.9 | 0.9 | 0.9 | 0.9 | 0.9 | 0.9 | 0.9 | 0.9 | 0.9 | 0.9 | 0.9 | 0.9 | 0.9 | 0.9 | 0.9 | 0.9 | 0.9 | 0.9 | 0.9 | 0.9 | 0.9 | 0 | 0 | 0 | 0 | 0 | 0 | 0 | 0
F3_Industrial_Food Products_New_Process_Natural Gas_Other Process_E2 | F3 | Industrial | Food Products | New | Process | Natural Gas | Other Process | E2 | PACT BC Ratio | 0 | 0 | 0 | 0 | 0 | 0 | 0 | 0 | 0 | 0 | 0 | 0 | 0 | 0 | 0 | 0 | 0 | 0 | 0 | 0 | 0 | 0 | 0 | 0 | 0 | 0 | 0 | 0 | 0 | 0
F3_Industrial_Food Products_New_Process_Natural Gas_Other Process_E3 | F3 | Industrial | Food Products | New | Process | Natural Gas | Other Process | E3 | PACT BC Ratio | 0 | 0 | 0 | 0 | 0 | 0 | 0 | 0 | 0 | 0 | 0 | 0 | 0 | 0 | 0 | 0 | 0 | 0 | 0 | 0 | 0 | 0 | 0 | 0 | 0 | 0 | 0 | 0 | 0 | 0
F3_Industrial_Food Products_New_Process_Natural Gas_Other Process_E4 | F3 | Industrial | Food Products | New | Process | Natural Gas | Other Process | E4 | PACT BC Ratio | 0 | 0 | 0 | 0 | 0 | 0 | 0 | 0 | 0 | 0 | 0 | 0 | 0 | 0 | 0 | 0 | 0 | 0 | 0 | 0 | 0 | 0 | 0 | 0 | 0 | 0 | 0 | 0 | 0 | 0
F3_Industrial_Food Products_New_Process_Natural Gas_Other Process_E5 | F3 | Industrial | Food Products | New | Process | Natural Gas | Other Process | E5 | PACT BC Ratio | 0 | 0 | 0 | 0 | 0 | 0 | 0 | 0 | 0 | 0 | 0 | 0 | 0 | 0 | 0 | 0 | 0 | 0 | 0 | 0 | 0 | 0 | 0 | 0 | 0 | 0 | 0 | 0 | 0 | 0
F3_Industrial_Food Products_New_Process_Natural Gas_Other Process_E6 | F3 | Industrial | Food Products | New | Process | Natural Gas | Other Process | E6 | PACT BC Ratio | 0 | 0 | 0 | 0 | 0 | 0 | 0 | 0 | 0 | 0 | 0 | 0 | 0 | 0 | 0 | 0 | 0 | 0 | 0 | 0 | 0 | 0 | 0 | 0 | 0 | 0 | 0 | 0 | 0 | 0
F3_Industrial_Food Products_New_Process_Natural Gas_Other Process_E7 | F3 | Industrial | Food Products | New | Process | Natural Gas | Other Process | E7 | PACT BC Ratio | 0 | 0 | 0 | 0 | 0 | 0 | 0 | 0 | 0 | 0 | 0 | 0 | 0 | 0 | 0 | 0 | 0 | 0 | 0 | 0 | 0 | 0 | 0 | 0 | 0 | 0 | 0 | 0 | 0 | 0
F3_Industrial_Food Products_New_Process_Natural Gas_Other Process_E8 | F3 | Industrial | Food Products | New | Process | Natural Gas | Other Process | E8 | PACT BC Ratio | 0 | 0 | 0 | 0 | 0 | 0 | 0 | 0 | 0 | 0 | 0 | 0 | 0 | 0 | 0 | 0 | 0 | 0 | 0 | 0 | 0 | 0 | 0 | 0 | 0 | 0 | 0 | 0 | 0 | 0
F3_Industrial_Food Products_New_Process_Natural Gas_Other Process_E9 | F3 | Industrial | Food Products | New | Process | Natural Gas | Other Process | E9 | PACT BC Ratio | 0 | 0 | 0 | 0 | 0 | 0 | 0 | 0 | 0 | 0 | 0 | 0 | 0 | 0 | 0 | 0 | 0 | 0 | 0 | 0 | 0 | 0 | 0 | 0 | 0 | 0 | 0 | 0 | 0 | 0
F3_Industrial_Food Products_New_Process_Natural Gas_Other Process_E10 | F3 | Industrial | Food Products | New | Process | Natural Gas | Other Process | E10 | PACT BC Ratio | 0 | 0 | 0 | 0 | 0 | 0 | 0 | 0 | 0 | 0 | 0 | 0 | 0 | 0 | 0 | 0 | 0 | 0 | 0 | 0 | 0 | 0 | 0 | 0 | 0 | 0 | 0 | 0 | 0 | 0
F4_Industrial_Food Products_New_Process_Natural Gas_Other Process_E1 | F4 | Industrial | Food Products | New | Process | Natural Gas | Other Process | E1 | PCT BC Ratio | 0.9 | 0.9 | 0.9 | 0.9 | 0.9 | 0.9 | 0.9 | 0.9 | 0.9 | 0.9 | 0.9 | 0.9 | 0.9 | 0.9 | 0.9 | 0.9 | 0.9 | 0.9 | 0.9 | 0.9 | 0.9 | 0.9 | 0 | 0 | 0 | 0 | 0 | 0 | 0 | 0
F4_Industrial_Food Products_New_Process_Natural Gas_Other Process_E2 | F4 | Industrial | Food Products | New | Process | Natural Gas | Other Process | E2 | PCT BC Ratio | 0 | 0 | 0 | 0 | 0 | 0 | 0 | 0 | 0 | 0 | 0 | 0 | 0 | 0 | 0 | 0 | 0 | 0 | 0 | 0 | 0 | 0 | 0 | 0 | 0 | 0 | 0 | 0 | 0 | 0
F4_Industrial_Food Products_New_Process_Natural Gas_Other Process_E3 | F4 | Industrial | Food Products | New | Process | Natural Gas | Other Process | E3 | PCT BC Ratio | 0 | 0 | 0 | 0 | 0 | 0 | 0 | 0 | 0 | 0 | 0 | 0 | 0 | 0 | 0 | 0 | 0 | 0 | 0 | 0 | 0 | 0 | 0 | 0 | 0 | 0 | 0 | 0 | 0 | 0
F4_Industrial_Food Products_New_Process_Natural Gas_Other Process_E4 | F4 | Industrial | Food Products | New | Process | Natural Gas | Other Process | E4 | PCT BC Ratio | 0 | 0 | 0 | 0 | 0 | 0 | 0 | 0 | 0 | 0 | 0 | 0 | 0 | 0 | 0 | 0 | 0 | 0 | 0 | 0 | 0 | 0 | 0 | 0 | 0 | 0 | 0 | 0 | 0 | 0
F4_Industrial_Food Products_New_Process_Natural Gas_Other Process_E5 | F4 | Industrial | Food Products | New | Process | Natural Gas | Other Process | E5 | PCT BC Ratio | 0 | 0 | 0 | 0 | 0 | 0 | 0 | 0 | 0 | 0 | 0 | 0 | 0 | 0 | 0 | 0 | 0 | 0 | 0 | 0 | 0 | 0 | 0 | 0 | 0 | 0 | 0 | 0 | 0 | 0
F4_Industrial_Food Products_New_Process_Natural Gas_Other Process_E6 | F4 | Industrial | Food Products | New | Process | Natural Gas | Other Process | E6 | PCT BC Ratio | 0 | 0 | 0 | 0 | 0 | 0 | 0 | 0 | 0 | 0 | 0 | 0 | 0 | 0 | 0 | 0 | 0 | 0 | 0 | 0 | 0 | 0 | 0 | 0 | 0 | 0 | 0 | 0 | 0 | 0
F4_Industrial_Food Products_New_Process_Natural Gas_Other Process_E7 | F4 | Industrial | Food Products | New | Process | Natural Gas | Other Process | E7 | PCT BC Ratio | 0 | 0 | 0 | 0 | 0 | 0 | 0 | 0 | 0 | 0 | 0 | 0 | 0 | 0 | 0 | 0 | 0 | 0 | 0 | 0 | 0 | 0 | 0 | 0 | 0 | 0 | 0 | 0 | 0 | 0
F4_Industrial_Food Products_New_Process_Natural Gas_Other Process_E8 | F4 | Industrial | Food Products | New | Process | Natural Gas | Other Process | E8 | PCT BC Ratio | 0 | 0 | 0 | 0 | 0 | 0 | 0 | 0 | 0 | 0 | 0 | 0 | 0 | 0 | 0 | 0 | 0 | 0 | 0 | 0 | 0 | 0 | 0 | 0 | 0 | 0 | 0 | 0 | 0 | 0
F4_Industrial_Food Products_New_Process_Natural Gas_Other Process_E9 | F4 | Industrial | Food Products | New | Process | Natural Gas | Other Process | E9 | PCT BC Ratio | 0 | 0 | 0 | 0 | 0 | 0 | 0 | 0 | 0 | 0 | 0 | 0 | 0 | 0 | 0 | 0 | 0 | 0 | 0 | 0 | 0 | 0 | 0 | 0 | 0 | 0 | 0 | 0 | 0 | 0
F4_Industrial_Food Products_New_Process_Natural Gas_Other Process_E10 | F4 | Industrial | Food Products | New | Process | Natural Gas | Other Process | E10 | PCT BC Ratio | 0 | 0 | 0 | 0 | 0 | 0 | 0 | 0 | 0 | 0 | 0 | 0 | 0 | 0 | 0 | 0 | 0 | 0 | 0 | 0 | 0 | 0 | 0 | 0 | 0 | 0 | 0 | 0 | 0 | 0
F5_Industrial_Food Products_New_Process_Natural Gas_Other Process_E1 | F5 | Industrial | Food Products | New | Process | Natural Gas | Other Process | E1 | RIM BC Ratio | 0.9 | 0.9 | 0.9 | 0.9 | 0.9 | 0.9 | 0.9 | 0.9 | 0.9 | 0.9 | 0.9 | 0.9 | 0.9 | 0.9 | 0.9 | 0.9 | 0.9 | 0.9 | 0.9 | 0.9 | 0.9 | 0.9 | 0 | 0 | 0 | 0 | 0 | 0 | 0 | 0
F5_Industrial_Food Products_New_Process_Natural Gas_Other Process_E2 | F5 | Industrial | Food Products | New | Process | Natural Gas | Other Process | E2 | RIM BC Ratio | 0 | 0 | 0 | 0 | 0 | 0 | 0 | 0 | 0 | 0 | 0 | 0 | 0 | 0 | 0 | 0 | 0 | 0 | 0 | 0 | 0 | 0 | 0 | 0 | 0 | 0 | 0 | 0 | 0 | 0
F5_Industrial_Food Products_New_Process_Natural Gas_Other Process_E3 | F5 | Industrial | Food Products | New | Process | Natural Gas | Other Process | E3 | RIM BC Ratio | 0 | 0 | 0 | 0 | 0 | 0 | 0 | 0 | 0 | 0 | 0 | 0 | 0 | 0 | 0 | 0 | 0 | 0 | 0 | 0 | 0 | 0 | 0 | 0 | 0 | 0 | 0 | 0 | 0 | 0
F5_Industrial_Food Products_New_Process_Natural Gas_Other Process_E4 | F5 | Industrial | Food Products | New | Process | Natural Gas | Other Process | E4 | RIM BC Ratio | 0 | 0 | 0 | 0 | 0 | 0 | 0 | 0 | 0 | 0 | 0 | 0 | 0 | 0 | 0 | 0 | 0 | 0 | 0 | 0 | 0 | 0 | 0 | 0 | 0 | 0 | 0 | 0 | 0 | 0
F5_Industrial_Food Products_New_Process_Natural Gas_Other Process_E5 | F5 | Industrial | Food Products | New | Process | Natural Gas | Other Process | E5 | RIM BC Ratio | 0 | 0 | 0 | 0 | 0 | 0 | 0 | 0 | 0 | 0 | 0 | 0 | 0 | 0 | 0 | 0 | 0 | 0 | 0 | 0 | 0 | 0 | 0 | 0 | 0 | 0 | 0 | 0 | 0 | 0
F5_Industrial_Food Products_New_Process_Natural Gas_Other Process_E6 | F5 | Industrial | Food Products | New | Process | Natural Gas | Other Process | E6 | RIM BC Ratio | 0 | 0 | 0 | 0 | 0 | 0 | 0 | 0 | 0 | 0 | 0 | 0 | 0 | 0 | 0 | 0 | 0 | 0 | 0 | 0 | 0 | 0 | 0 | 0 | 0 | 0 | 0 | 0 | 0 | 0
F5_Industrial_Food Products_New_Process_Natural Gas_Other Process_E7 | F5 | Industrial | Food Products | New | Process | Natural Gas | Other Process | E7 | RIM BC Ratio | 0 | 0 | 0 | 0 | 0 | 0 | 0 | 0 | 0 | 0 | 0 | 0 | 0 | 0 | 0 | 0 | 0 | 0 | 0 | 0 | 0 | 0 | 0 | 0 | 0 | 0 | 0 | 0 | 0 | 0
F5_Industrial_Food Products_New_Process_Natural Gas_Other Process_E8 | F5 | Industrial | Food Products | New | Process | Natural Gas | Other Process | E8 | RIM BC Ratio | 0 | 0 | 0 | 0 | 0 | 0 | 0 | 0 | 0 | 0 | 0 | 0 | 0 | 0 | 0 | 0 | 0 | 0 | 0 | 0 | 0 | 0 | 0 | 0 | 0 | 0 | 0 | 0 | 0 | 0
F5_Industrial_Food Products_New_Process_Natural Gas_Other Process_E9 | F5 | Industrial | Food Products | New | Process | Natural Gas | Other Process | E9 | RIM BC Ratio | 0 | 0 | 0 | 0 | 0 | 0 | 0 | 0 | 0 | 0 | 0 | 0 | 0 | 0 | 0 | 0 | 0 | 0 | 0 | 0 | 0 | 0 | 0 | 0 | 0 | 0 | 0 | 0 | 0 | 0
F5_Industrial_Food Products_New_Process_Natural Gas_Other Process_E10 | F5 | Industrial | Food Products | New | Process | Natural Gas | Other Process | E10 | RIM BC Ratio | 0 | 0 | 0 | 0 | 0 | 0 | 0 | 0 | 0 | 0 | 0 | 0 | 0 | 0 | 0 | 0 | 0 | 0 | 0 | 0 | 0 | 0 | 0 | 0 | 0 | 0 | 0 | 0 | 0 | 0
F0_Industrial_Food Products_New_Miscellaneous_Natural Gas_Miscellaneous_E0 | F0 | Industrial | Food Products | New | Miscellaneous | Natural Gas | Miscellaneous | E0 | Economic Unit | Standard | Standard | Standard | Standard | Standard | Standard | Standard | Standard | Standard | Standard | Standard | Standard | Standard | Standard | Standard | Standard | Standard | Standard | Standard | Standard | Standard | Standard | 0 | 0 | 0 | 0 | 0 | 0 | 0 | 0
F1_Industrial_Food Products_New_Miscellaneous_Natural Gas_Miscellaneous_E1 | F1 | Industrial | Food Products | New | Miscellaneous | Natural Gas | Miscellaneous | E1 | CCE | 0 | 0 | 0 | 0 | 0 | 0 | 0 | 0 | 0 | 0 | 0 | 0 | 0 | 0 | 0 | 0 | 0 | 0 | 0 | 0 | 0 | 0 | 0 | 0 | 0 | 0 | 0 | 0 | 0 | 0
F1_Industrial_Food Products_New_Miscellaneous_Natural Gas_Miscellaneous_E2 | F1 | Industrial | Food Products | New | Miscellaneous | Natural Gas | Miscellaneous | E2 | CCE | 0 | 0 | 0 | 0 | 0 | 0 | 0 | 0 | 0 | 0 | 0 | 0 | 0 | 0 | 0 | 0 | 0 | 0 | 0 | 0 | 0 | 0 | 0 | 0 | 0 | 0 | 0 | 0 | 0 | 0
F1_Industrial_Food Products_New_Miscellaneous_Natural Gas_Miscellaneous_E3 | F1 | Industrial | Food Products | New | Miscellaneous | Natural Gas | Miscellaneous | E3 | CCE | 0 | 0 | 0 | 0 | 0 | 0 | 0 | 0 | 0 | 0 | 0 | 0 | 0 | 0 | 0 | 0 | 0 | 0 | 0 | 0 | 0 | 0 | 0 | 0 | 0 | 0 | 0 | 0 | 0 | 0
F1_Industrial_Food Products_New_Miscellaneous_Natural Gas_Miscellaneous_E4 | F1 | Industrial | Food Products | New | Miscellaneous | Natural Gas | Miscellaneous | E4 | CCE | 0 | 0 | 0 | 0 | 0 | 0 | 0 | 0 | 0 | 0 | 0 | 0 | 0 | 0 | 0 | 0 | 0 | 0 | 0 | 0 | 0 | 0 | 0 | 0 | 0 | 0 | 0 | 0 | 0 | 0
F1_Industrial_Food Products_New_Miscellaneous_Natural Gas_Miscellaneous_E5 | F1 | Industrial | Food Products | New | Miscellaneous | Natural Gas | Miscellaneous | E5 | CCE | 0 | 0 | 0 | 0 | 0 | 0 | 0 | 0 | 0 | 0 | 0 | 0 | 0 | 0 | 0 | 0 | 0 | 0 | 0 | 0 | 0 | 0 | 0 | 0 | 0 | 0 | 0 | 0 | 0 | 0
F1_Industrial_Food Products_New_Miscellaneous_Natural Gas_Miscellaneous_E6 | F1 | Industrial | Food Products | New | Miscellaneous | Natural Gas | Miscellaneous | E6 | CCE | 0 | 0 | 0 | 0 | 0 | 0 | 0 | 0 | 0 | 0 | 0 | 0 | 0 | 0 | 0 | 0 | 0 | 0 | 0 | 0 | 0 | 0 | 0 | 0 | 0 | 0 | 0 | 0 | 0 | 0
F1_Industrial_Food Products_New_Miscellaneous_Natural Gas_Miscellaneous_E7 | F1 | Industrial | Food Products | New | Miscellaneous | Natural Gas | Miscellaneous | E7 | CCE | 0 | 0 | 0 | 0 | 0 | 0 | 0 | 0 | 0 | 0 | 0 | 0 | 0 | 0 | 0 | 0 | 0 | 0 | 0 | 0 | 0 | 0 | 0 | 0 | 0 | 0 | 0 | 0 | 0 | 0
F1_Industrial_Food Products_New_Miscellaneous_Natural Gas_Miscellaneous_E8 | F1 | Industrial | Food Products | New | Miscellaneous | Natural Gas | Miscellaneous | E8 | CCE | 0 | 0 | 0 | 0 | 0 | 0 | 0 | 0 | 0 | 0 | 0 | 0 | 0 | 0 | 0 | 0 | 0 | 0 | 0 | 0 | 0 | 0 | 0 | 0 | 0 | 0 | 0 | 0 | 0 | 0
F1_Industrial_Food Products_New_Miscellaneous_Natural Gas_Miscellaneous_E9 | F1 | Industrial | Food Products | New | Miscellaneous | Natural Gas | Miscellaneous | E9 | CCE | 0 | 0 | 0 | 0 | 0 | 0 | 0 | 0 | 0 | 0 | 0 | 0 | 0 | 0 | 0 | 0 | 0 | 0 | 0 | 0 | 0 | 0 | 0 | 0 | 0 | 0 | 0 | 0 | 0 | 0
F1_Industrial_Food Products_New_Miscellaneous_Natural Gas_Miscellaneous_E10 | F1 | Industrial | Food Products | New | Miscellaneous | Natural Gas | Miscellaneous | E10 | CCE | 0 | 0 | 0 | 0 | 0 | 0 | 0 | 0 | 0 | 0 | 0 | 0 | 0 | 0 | 0 | 0 | 0 | 0 | 0 | 0 | 0 | 0 | 0 | 0 | 0 | 0 | 0 | 0 | 0 | 0
F2_Industrial_Food Products_New_Miscellaneous_Natural Gas_Miscellaneous_E1 | F2 | Industrial | Food Products | New | Miscellaneous | Natural Gas | Miscellaneous | E1 | TRC BC Ratio | 0.9 | 0.9 | 0.9 | 0.9 | 0.9 | 0.9 | 0.9 | 0.9 | 0.9 | 0.9 | 0.9 | 0.9 | 0.9 | 0.9 | 0.9 | 0.9 | 0.9 | 0.9 | 0.9 | 0.9 | 0.9 | 0.9 | 0 | 0 | 0 | 0 | 0 | 0 | 0 | 0
F2_Industrial_Food Products_New_Miscellaneous_Natural Gas_Miscellaneous_E2 | F2 | Industrial | Food Products | New | Miscellaneous | Natural Gas | Miscellaneous | E2 | TRC BC Ratio | 0 | 0 | 0 | 0 | 0 | 0 | 0 | 0 | 0 | 0 | 0 | 0 | 0 | 0 | 0 | 0 | 0 | 0 | 0 | 0 | 0 | 0 | 0 | 0 | 0 | 0 | 0 | 0 | 0 | 0
F2_Industrial_Food Products_New_Miscellaneous_Natural Gas_Miscellaneous_E3 | F2 | Industrial | Food Products | New | Miscellaneous | Natural Gas | Miscellaneous | E3 | TRC BC Ratio | 0 | 0 | 0 | 0 | 0 | 0 | 0 | 0 | 0 | 0 | 0 | 0 | 0 | 0 | 0 | 0 | 0 | 0 | 0 | 0 | 0 | 0 | 0 | 0 | 0 | 0 | 0 | 0 | 0 | 0
F2_Industrial_Food Products_New_Miscellaneous_Natural Gas_Miscellaneous_E4 | F2 | Industrial | Food Products | New | Miscellaneous | Natural Gas | Miscellaneous | E4 | TRC BC Ratio | 0 | 0 | 0 | 0 | 0 | 0 | 0 | 0 | 0 | 0 | 0 | 0 | 0 | 0 | 0 | 0 | 0 | 0 | 0 | 0 | 0 | 0 | 0 | 0 | 0 | 0 | 0 | 0 | 0 | 0
F2_Industrial_Food Products_New_Miscellaneous_Natural Gas_Miscellaneous_E5 | F2 | Industrial | Food Products | New | Miscellaneous | Natural Gas | Miscellaneous | E5 | TRC BC Ratio | 0 | 0 | 0 | 0 | 0 | 0 | 0 | 0 | 0 | 0 | 0 | 0 | 0 | 0 | 0 | 0 | 0 | 0 | 0 | 0 | 0 | 0 | 0 | 0 | 0 | 0 | 0 | 0 | 0 | 0
F2_Industrial_Food Products_New_Miscellaneous_Natural Gas_Miscellaneous_E6 | F2 | Industrial | Food Products | New | Miscellaneous | Natural Gas | Miscellaneous | E6 | TRC BC Ratio | 0 | 0 | 0 | 0 | 0 | 0 | 0 | 0 | 0 | 0 | 0 | 0 | 0 | 0 | 0 | 0 | 0 | 0 | 0 | 0 | 0 | 0 | 0 | 0 | 0 | 0 | 0 | 0 | 0 | 0
F2_Industrial_Food Products_New_Miscellaneous_Natural Gas_Miscellaneous_E7 | F2 | Industrial | Food Products | New | Miscellaneous | Natural Gas | Miscellaneous | E7 | TRC BC Ratio | 0 | 0 | 0 | 0 | 0 | 0 | 0 | 0 | 0 | 0 | 0 | 0 | 0 | 0 | 0 | 0 | 0 | 0 | 0 | 0 | 0 | 0 | 0 | 0 | 0 | 0 | 0 | 0 | 0 | 0
F2_Industrial_Food Products_New_Miscellaneous_Natural Gas_Miscellaneous_E8 | F2 | Industrial | Food Products | New | Miscellaneous | Natural Gas | Miscellaneous | E8 | TRC BC Ratio | 0 | 0 | 0 | 0 | 0 | 0 | 0 | 0 | 0 | 0 | 0 | 0 | 0 | 0 | 0 | 0 | 0 | 0 | 0 | 0 | 0 | 0 | 0 | 0 | 0 | 0 | 0 | 0 | 0 | 0
F2_Industrial_Food Products_New_Miscellaneous_Natural Gas_Miscellaneous_E9 | F2 | Industrial | Food Products | New | Miscellaneous | Natural Gas | Miscellaneous | E9 | TRC BC Ratio | 0 | 0 | 0 | 0 | 0 | 0 | 0 | 0 | 0 | 0 | 0 | 0 | 0 | 0 | 0 | 0 | 0 | 0 | 0 | 0 | 0 | 0 | 0 | 0 | 0 | 0 | 0 | 0 | 0 | 0
F2_Industrial_Food Products_New_Miscellaneous_Natural Gas_Miscellaneous_E10 | F2 | Industrial | Food Products | New | Miscellaneous | Natural Gas | Miscellaneous | E10 | TRC BC Ratio | 0 | 0 | 0 | 0 | 0 | 0 | 0 | 0 | 0 | 0 | 0 | 0 | 0 | 0 | 0 | 0 | 0 | 0 | 0 | 0 | 0 | 0 | 0 | 0 | 0 | 0 | 0 | 0 | 0 | 0
F3_Industrial_Food Products_New_Miscellaneous_Natural Gas_Miscellaneous_E1 | F3 | Industrial | Food Products | New | Miscellaneous | Natural Gas | Miscellaneous | E1 | PACT BC Ratio | 0.9 | 0.9 | 0.9 | 0.9 | 0.9 | 0.9 | 0.9 | 0.9 | 0.9 | 0.9 | 0.9 | 0.9 | 0.9 | 0.9 | 0.9 | 0.9 | 0.9 | 0.9 | 0.9 | 0.9 | 0.9 | 0.9 | 0 | 0 | 0 | 0 | 0 | 0 | 0 | 0
F3_Industrial_Food Products_New_Miscellaneous_Natural Gas_Miscellaneous_E2 | F3 | Industrial | Food Products | New | Miscellaneous | Natural Gas | Miscellaneous | E2 | PACT BC Ratio | 0 | 0 | 0 | 0 | 0 | 0 | 0 | 0 | 0 | 0 | 0 | 0 | 0 | 0 | 0 | 0 | 0 | 0 | 0 | 0 | 0 | 0 | 0 | 0 | 0 | 0 | 0 | 0 | 0 | 0
F3_Industrial_Food Products_New_Miscellaneous_Natural Gas_Miscellaneous_E3 | F3 | Industrial | Food Products | New | Miscellaneous | Natural Gas | Miscellaneous | E3 | PACT BC Ratio | 0 | 0 | 0 | 0 | 0 | 0 | 0 | 0 | 0 | 0 | 0 | 0 | 0 | 0 | 0 | 0 | 0 | 0 | 0 | 0 | 0 | 0 | 0 | 0 | 0 | 0 | 0 | 0 | 0 | 0
F3_Industrial_Food Products_New_Miscellaneous_Natural Gas_Miscellaneous_E4 | F3 | Industrial | Food Products | New | Miscellaneous | Natural Gas | Miscellaneous | E4 | PACT BC Ratio | 0 | 0 | 0 | 0 | 0 | 0 | 0 | 0 | 0 | 0 | 0 | 0 | 0 | 0 | 0 | 0 | 0 | 0 | 0 | 0 | 0 | 0 | 0 | 0 | 0 | 0 | 0 | 0 | 0 | 0
F3_Industrial_Food Products_New_Miscellaneous_Natural Gas_Miscellaneous_E5 | F3 | Industrial | Food Products | New | Miscellaneous | Natural Gas | Miscellaneous | E5 | PACT BC Ratio | 0 | 0 | 0 | 0 | 0 | 0 | 0 | 0 | 0 | 0 | 0 | 0 | 0 | 0 | 0 | 0 | 0 | 0 | 0 | 0 | 0 | 0 | 0 | 0 | 0 | 0 | 0 | 0 | 0 | 0
F3_Industrial_Food Products_New_Miscellaneous_Natural Gas_Miscellaneous_E6 | F3 | Industrial | Food Products | New | Miscellaneous | Natural Gas | Miscellaneous | E6 | PACT BC Ratio | 0 | 0 | 0 | 0 | 0 | 0 | 0 | 0 | 0 | 0 | 0 | 0 | 0 | 0 | 0 | 0 | 0 | 0 | 0 | 0 | 0 | 0 | 0 | 0 | 0 | 0 | 0 | 0 | 0 | 0
F3_Industrial_Food Products_New_Miscellaneous_Natural Gas_Miscellaneous_E7 | F3 | Industrial | Food Products | New | Miscellaneous | Natural Gas | Miscellaneous | E7 | PACT BC Ratio | 0 | 0 | 0 | 0 | 0 | 0 | 0 | 0 | 0 | 0 | 0 | 0 | 0 | 0 | 0 | 0 | 0 | 0 | 0 | 0 | 0 | 0 | 0 | 0 | 0 | 0 | 0 | 0 | 0 | 0
F3_Industrial_Food Products_New_Miscellaneous_Natural Gas_Miscellaneous_E8 | F3 | Industrial | Food Products | New | Miscellaneous | Natural Gas | Miscellaneous | E8 | PACT BC Ratio | 0 | 0 | 0 | 0 | 0 | 0 | 0 | 0 | 0 | 0 | 0 | 0 | 0 | 0 | 0 | 0 | 0 | 0 | 0 | 0 | 0 | 0 | 0 | 0 | 0 | 0 | 0 | 0 | 0 | 0
F3_Industrial_Food Products_New_Miscellaneous_Natural Gas_Miscellaneous_E9 | F3 | Industrial | Food Products | New | Miscellaneous | Natural Gas | Miscellaneous | E9 | PACT BC Ratio | 0 | 0 | 0 | 0 | 0 | 0 | 0 | 0 | 0 | 0 | 0 | 0 | 0 | 0 | 0 | 0 | 0 | 0 | 0 | 0 | 0 | 0 | 0 | 0 | 0 | 0 | 0 | 0 | 0 | 0
F3_Industrial_Food Products_New_Miscellaneous_Natural Gas_Miscellaneous_E10 | F3 | Industrial | Food Products | New | Miscellaneous | Natural Gas | Miscellaneous | E10 | PACT BC Ratio | 0 | 0 | 0 | 0 | 0 | 0 | 0 | 0 | 0 | 0 | 0 | 0 | 0 | 0 | 0 | 0 | 0 | 0 | 0 | 0 | 0 | 0 | 0 | 0 | 0 | 0 | 0 | 0 | 0 | 0
F4_Industrial_Food Products_New_Miscellaneous_Natural Gas_Miscellaneous_E1 | F4 | Industrial | Food Products | New | Miscellaneous | Natural Gas | Miscellaneous | E1 | PCT BC Ratio | 0.9 | 0.9 | 0.9 | 0.9 | 0.9 | 0.9 | 0.9 | 0.9 | 0.9 | 0.9 | 0.9 | 0.9 | 0.9 | 0.9 | 0.9 | 0.9 | 0.9 | 0.9 | 0.9 | 0.9 | 0.9 | 0.9 | 0 | 0 | 0 | 0 | 0 | 0 | 0 | 0
F4_Industrial_Food Products_New_Miscellaneous_Natural Gas_Miscellaneous_E2 | F4 | Industrial | Food Products | New | Miscellaneous | Natural Gas | Miscellaneous | E2 | PCT BC Ratio | 0 | 0 | 0 | 0 | 0 | 0 | 0 | 0 | 0 | 0 | 0 | 0 | 0 | 0 | 0 | 0 | 0 | 0 | 0 | 0 | 0 | 0 | 0 | 0 | 0 | 0 | 0 | 0 | 0 | 0
F4_Industrial_Food Products_New_Miscellaneous_Natural Gas_Miscellaneous_E3 | F4 | Industrial | Food Products | New | Miscellaneous | Natural Gas | Miscellaneous | E3 | PCT BC Ratio | 0 | 0 | 0 | 0 | 0 | 0 | 0 | 0 | 0 | 0 | 0 | 0 | 0 | 0 | 0 | 0 | 0 | 0 | 0 | 0 | 0 | 0 | 0 | 0 | 0 | 0 | 0 | 0 | 0 | 0
F4_Industrial_Food Products_New_Miscellaneous_Natural Gas_Miscellaneous_E4 | F4 | Industrial | Food Products | New | Miscellaneous | Natural Gas | Miscellaneous | E4 | PCT BC Ratio | 0 | 0 | 0 | 0 | 0 | 0 | 0 | 0 | 0 | 0 | 0 | 0 | 0 | 0 | 0 | 0 | 0 | 0 | 0 | 0 | 0 | 0 | 0 | 0 | 0 | 0 | 0 | 0 | 0 | 0
F4_Industrial_Food Products_New_Miscellaneous_Natural Gas_Miscellaneous_E5 | F4 | Industrial | Food Products | New | Miscellaneous | Natural Gas | Miscellaneous | E5 | PCT BC Ratio | 0 | 0 | 0 | 0 | 0 | 0 | 0 | 0 | 0 | 0 | 0 | 0 | 0 | 0 | 0 | 0 | 0 | 0 | 0 | 0 | 0 | 0 | 0 | 0 | 0 | 0 | 0 | 0 | 0 | 0
F4_Industrial_Food Products_New_Miscellaneous_Natural Gas_Miscellaneous_E6 | F4 | Industrial | Food Products | New | Miscellaneous | Natural Gas | Miscellaneous | E6 | PCT BC Ratio | 0 | 0 | 0 | 0 | 0 | 0 | 0 | 0 | 0 | 0 | 0 | 0 | 0 | 0 | 0 | 0 | 0 | 0 | 0 | 0 | 0 | 0 | 0 | 0 | 0 | 0 | 0 | 0 | 0 | 0
F4_Industrial_Food Products_New_Miscellaneous_Natural Gas_Miscellaneous_E7 | F4 | Industrial | Food Products | New | Miscellaneous | Natural Gas | Miscellaneous | E7 | PCT BC Ratio | 0 | 0 | 0 | 0 | 0 | 0 | 0 | 0 | 0 | 0 | 0 | 0 | 0 | 0 | 0 | 0 | 0 | 0 | 0 | 0 | 0 | 0 | 0 | 0 | 0 | 0 | 0 | 0 | 0 | 0
F4_Industrial_Food Products_New_Miscellaneous_Natural Gas_Miscellaneous_E8 | F4 | Industrial | Food Products | New | Miscellaneous | Natural Gas | Miscellaneous | E8 | PCT BC Ratio | 0 | 0 | 0 | 0 | 0 | 0 | 0 | 0 | 0 | 0 | 0 | 0 | 0 | 0 | 0 | 0 | 0 | 0 | 0 | 0 | 0 | 0 | 0 | 0 | 0 | 0 | 0 | 0 | 0 | 0
F4_Industrial_Food Products_New_Miscellaneous_Natural Gas_Miscellaneous_E9 | F4 | Industrial | Food Products | New | Miscellaneous | Natural Gas | Miscellaneous | E9 | PCT BC Ratio | 0 | 0 | 0 | 0 | 0 | 0 | 0 | 0 | 0 | 0 | 0 | 0 | 0 | 0 | 0 | 0 | 0 | 0 | 0 | 0 | 0 | 0 | 0 | 0 | 0 | 0 | 0 | 0 | 0 | 0
F4_Industrial_Food Products_New_Miscellaneous_Natural Gas_Miscellaneous_E10 | F4 | Industrial | Food Products | New | Miscellaneous | Natural Gas | Miscellaneous | E10 | PCT BC Ratio | 0 | 0 | 0 | 0 | 0 | 0 | 0 | 0 | 0 | 0 | 0 | 0 | 0 | 0 | 0 | 0 | 0 | 0 | 0 | 0 | 0 | 0 | 0 | 0 | 0 | 0 | 0 | 0 | 0 | 0
F5_Industrial_Food Products_New_Miscellaneous_Natural Gas_Miscellaneous_E1 | F5 | Industrial | Food Products | New | Miscellaneous | Natural Gas | Miscellaneous | E1 | RIM BC Ratio | 0.9 | 0.9 | 0.9 | 0.9 | 0.9 | 0.9 | 0.9 | 0.9 | 0.9 | 0.9 | 0.9 | 0.9 | 0.9 | 0.9 | 0.9 | 0.9 | 0.9 | 0.9 | 0.9 | 0.9 | 0.9 | 0.9 | 0 | 0 | 0 | 0 | 0 | 0 | 0 | 0
F5_Industrial_Food Products_New_Miscellaneous_Natural Gas_Miscellaneous_E2 | F5 | Industrial | Food Products | New | Miscellaneous | Natural Gas | Miscellaneous | E2 | RIM BC Ratio | 0 | 0 | 0 | 0 | 0 | 0 | 0 | 0 | 0 | 0 | 0 | 0 | 0 | 0 | 0 | 0 | 0 | 0 | 0 | 0 | 0 | 0 | 0 | 0 | 0 | 0 | 0 | 0 | 0 | 0
F5_Industrial_Food Products_New_Miscellaneous_Natural Gas_Miscellaneous_E3 | F5 | Industrial | Food Products | New | Miscellaneous | Natural Gas | Miscellaneous | E3 | RIM BC Ratio | 0 | 0 | 0 | 0 | 0 | 0 | 0 | 0 | 0 | 0 | 0 | 0 | 0 | 0 | 0 | 0 | 0 | 0 | 0 | 0 | 0 | 0 | 0 | 0 | 0 | 0 | 0 | 0 | 0 | 0
F5_Industrial_Food Products_New_Miscellaneous_Natural Gas_Miscellaneous_E4 | F5 | Industrial | Food Products | New | Miscellaneous | Natural Gas | Miscellaneous | E4 | RIM BC Ratio | 0 | 0 | 0 | 0 | 0 | 0 | 0 | 0 | 0 | 0 | 0 | 0 | 0 | 0 | 0 | 0 | 0 | 0 | 0 | 0 | 0 | 0 | 0 | 0 | 0 | 0 | 0 | 0 | 0 | 0
F5_Industrial_Food Products_New_Miscellaneous_Natural Gas_Miscellaneous_E5 | F5 | Industrial | Food Products | New | Miscellaneous | Natural Gas | Miscellaneous | E5 | RIM BC Ratio | 0 | 0 | 0 | 0 | 0 | 0 | 0 | 0 | 0 | 0 | 0 | 0 | 0 | 0 | 0 | 0 | 0 | 0 | 0 | 0 | 0 | 0 | 0 | 0 | 0 | 0 | 0 | 0 | 0 | 0
F5_Industrial_Food Products_New_Miscellaneous_Natural Gas_Miscellaneous_E6 | F5 | Industrial | Food Products | New | Miscellaneous | Natural Gas | Miscellaneous | E6 | RIM BC Ratio | 0 | 0 | 0 | 0 | 0 | 0 | 0 | 0 | 0 | 0 | 0 | 0 | 0 | 0 | 0 | 0 | 0 | 0 | 0 | 0 | 0 | 0 | 0 | 0 | 0 | 0 | 0 | 0 | 0 | 0
F5_Industrial_Food Products_New_Miscellaneous_Natural Gas_Miscellaneous_E7 | F5 | Industrial | Food Products | New | Miscellaneous | Natural Gas | Miscellaneous | E7 | RIM BC Ratio | 0 | 0 | 0 | 0 | 0 | 0 | 0 | 0 | 0 | 0 | 0 | 0 | 0 | 0 | 0 | 0 | 0 | 0 | 0 | 0 | 0 | 0 | 0 | 0 | 0 | 0 | 0 | 0 | 0 | 0
F5_Industrial_Food Products_New_Miscellaneous_Natural Gas_Miscellaneous_E8 | F5 | Industrial | Food Products | New | Miscellaneous | Natural Gas | Miscellaneous | E8 | RIM BC Ratio | 0 | 0 | 0 | 0 | 0 | 0 | 0 | 0 | 0 | 0 | 0 | 0 | 0 | 0 | 0 | 0 | 0 | 0 | 0 | 0 | 0 | 0 | 0 | 0 | 0 | 0 | 0 | 0 | 0 | 0
F5_Industrial_Food Products_New_Miscellaneous_Natural Gas_Miscellaneous_E9 | F5 | Industrial | Food Products | New | Miscellaneous | Natural Gas | Miscellaneous | E9 | RIM BC Ratio | 0 | 0 | 0 | 0 | 0 | 0 | 0 | 0 | 0 | 0 | 0 | 0 | 0 | 0 | 0 | 0 | 0 | 0 | 0 | 0 | 0 | 0 | 0 | 0 | 0 | 0 | 0 | 0 | 0 | 0
F5_Industrial_Food Products_New_Miscellaneous_Natural Gas_Miscellaneous_E10 | F5 | Industrial | Food Products | New | Miscellaneous | Natural Gas | Miscellaneous | E10 | RIM BC Ratio | 0 | 0 | 0 | 0 | 0 | 0 | 0 | 0 | 0 | 0 | 0 | 0 | 0 | 0 | 0 | 0 | 0 | 0 | 0 | 0 | 0 | 0 | 0 | 0 | 0 | 0 | 0 | 0 | 0 | 0
F0_Industrial_Agriculture_Existing_Space Heating_Natural Gas_Furnace_E0 | F0 | Industrial | Agriculture | Existing | Space Heating | Natural Gas | Furnace | E0 | Economic Unit | AFUE 96% | AFUE 96% | AFUE 96% | AFUE 96% | AFUE 96% | AFUE 96% | AFUE 96% | AFUE 96% | AFUE 96% | AFUE 96% | AFUE 96% | AFUE 96% | AFUE 96% | AFUE 96% | AFUE 96% | AFUE 96% | AFUE 96% | AFUE 96% | AFUE 96% | AFUE 96% | AFUE 96% | AFUE 96% | 0 | 0 | 0 | 0 | 0 | 0 | 0 | 0
F1_Industrial_Agriculture_Existing_Space Heating_Natural Gas_Furnace_E1 | F1 | Industrial | Agriculture | Existing | Space Heating | Natural Gas | Furnace | E1 | CCE | 0 | 0 | 0 | 0 | 0 | 0 | 0 | 0 | 0 | 0 | 0 | 0 | 0 | 0 | 0 | 0 | 0 | 0 | 0 | 0 | 0 | 0 | 0 | 0 | 0 | 0 | 0 | 0 | 0 | 0
F1_Industrial_Agriculture_Existing_Space Heating_Natural Gas_Furnace_E2 | F1 | Industrial | Agriculture | Existing | Space Heating | Natural Gas | Furnace | E2 | CCE | 0.00080022 | 0.00080022 | 0.00080022 | 0.00080022 | 0.00080022 | 0.00080022 | 0.00080022 | 0.00080022 | 0.00080022 | 0.00080022 | 0.00080022 | 0.00080022 | 0.00080022 | 0.00080022 | 0.00080022 | 0.00080022 | 0.00080022 | 0.00080022 | 0.00080022 | 0.00080022 | 0.00080022 | 0.00080022 | 0 | 0 | 0 | 0 | 0 | 0 | 0 | 0
F1_Industrial_Agriculture_Existing_Space Heating_Natural Gas_Furnace_E3 | F1 | Industrial | Agriculture | Existing | Space Heating | Natural Gas | Furnace | E3 | CCE | 0.0010663 | 0.0010663 | 0.0010663 | 0.0010663 | 0.0010663 | 0.0010663 | 0.0010663 | 0.0010663 | 0.0010663 | 0.0010663 | 0.0010663 | 0.0010663 | 0.0010663 | 0.0010663 | 0.0010663 | 0.0010663 | 0.0010663 | 0.0010663 | 0.0010663 | 0.0010663 | 0.0010663 | 0.0010663 | 0 | 0 | 0 | 0 | 0 | 0 | 0 | 0
F1_Industrial_Agriculture_Existing_Space Heating_Natural Gas_Furnace_E4 | F1 | Industrial | Agriculture | Existing | Space Heating | Natural Gas | Furnace | E4 | CCE | 0 | 0 | 0 | 0 | 0 | 0 | 0 | 0 | 0 | 0 | 0 | 0 | 0 | 0 | 0 | 0 | 0 | 0 | 0 | 0 | 0 | 0 | 0 | 0 | 0 | 0 | 0 | 0 | 0 | 0
F1_Industrial_Agriculture_Existing_Space Heating_Natural Gas_Furnace_E5 | F1 | Industrial | Agriculture | Existing | Space Heating | Natural Gas | Furnace | E5 | CCE | 0 | 0 | 0 | 0 | 0 | 0 | 0 | 0 | 0 | 0 | 0 | 0 | 0 | 0 | 0 | 0 | 0 | 0 | 0 | 0 | 0 | 0 | 0 | 0 | 0 | 0 | 0 | 0 | 0 | 0
F1_Industrial_Agriculture_Existing_Space Heating_Natural Gas_Furnace_E6 | F1 | Industrial | Agriculture | Existing | Space Heating | Natural Gas | Furnace | E6 | CCE | 0 | 0 | 0 | 0 | 0 | 0 | 0 | 0 | 0 | 0 | 0 | 0 | 0 | 0 | 0 | 0 | 0 | 0 | 0 | 0 | 0 | 0 | 0 | 0 | 0 | 0 | 0 | 0 | 0 | 0
F1_Industrial_Agriculture_Existing_Space Heating_Natural Gas_Furnace_E7 | F1 | Industrial | Agriculture | Existing | Space Heating | Natural Gas | Furnace | E7 | CCE | 0 | 0 | 0 | 0 | 0 | 0 | 0 | 0 | 0 | 0 | 0 | 0 | 0 | 0 | 0 | 0 | 0 | 0 | 0 | 0 | 0 | 0 | 0 | 0 | 0 | 0 | 0 | 0 | 0 | 0
F1_Industrial_Agriculture_Existing_Space Heating_Natural Gas_Furnace_E8 | F1 | Industrial | Agriculture | Existing | Space Heating | Natural Gas | Furnace | E8 | CCE | 0 | 0 | 0 | 0 | 0 | 0 | 0 | 0 | 0 | 0 | 0 | 0 | 0 | 0 | 0 | 0 | 0 | 0 | 0 | 0 | 0 | 0 | 0 | 0 | 0 | 0 | 0 | 0 | 0 | 0
F1_Industrial_Agriculture_Existing_Space Heating_Natural Gas_Furnace_E9 | F1 | Industrial | Agriculture | Existing | Space Heating | Natural Gas | Furnace | E9 | CCE | 0 | 0 | 0 | 0 | 0 | 0 | 0 | 0 | 0 | 0 | 0 | 0 | 0 | 0 | 0 | 0 | 0 | 0 | 0 | 0 | 0 | 0 | 0 | 0 | 0 | 0 | 0 | 0 | 0 | 0
F1_Industrial_Agriculture_Existing_Space Heating_Natural Gas_Furnace_E10 | F1 | Industrial | Agriculture | Existing | Space Heating | Natural Gas | Furnace | E10 | CCE | 0 | 0 | 0 | 0 | 0 | 0 | 0 | 0 | 0 | 0 | 0 | 0 | 0 | 0 | 0 | 0 | 0 | 0 | 0 | 0 | 0 | 0 | 0 | 0 | 0 | 0 | 0 | 0 | 0 | 0
F2_Industrial_Agriculture_Existing_Space Heating_Natural Gas_Furnace_E1 | F2 | Industrial | Agriculture | Existing | Space Heating | Natural Gas | Furnace | E1 | TRC BC Ratio | 0.9 | 0.9 | 0.9 | 0.9 | 0.9 | 0.9 | 0.9 | 0.9 | 0.9 | 0.9 | 0.9 | 0.9 | 0.9 | 0.9 | 0.9 | 0.9 | 0.9 | 0.9 | 0.9 | 0.9 | 0.9 | 0.9 | 0 | 0 | 0 | 0 | 0 | 0 | 0 | 0
F2_Industrial_Agriculture_Existing_Space Heating_Natural Gas_Furnace_E2 | F2 | Industrial | Agriculture | Existing | Space Heating | Natural Gas | Furnace | E2 | TRC BC Ratio | 6.3177 | 6.3877 | 6.2866 | 6.1898 | 6.0235 | 5.8589 | 5.6934 | 5.5424 | 5.3921 | 5.261 | 5.1303 | 5.0031 | 4.8786 | 4.7588 | 4.6414 | 4.5264 | 4.415 | 4.3083 | 4.2041 | 4.106 | 4.0118 | 3.9204 | 0 | 0 | 0 | 0 | 0 | 0 | 0 | 0
F2_Industrial_Agriculture_Existing_Space Heating_Natural Gas_Furnace_E3 | F2 | Industrial | Agriculture | Existing | Space Heating | Natural Gas | Furnace | E3 | TRC BC Ratio | 4.7411 | 4.7936 | 4.7177 | 4.6451 | 4.5203 | 4.3968 | 4.2726 | 4.1592 | 4.0465 | 3.9481 | 3.85 | 3.7546 | 3.6611 | 3.5712 | 3.4831 | 3.3968 | 3.3132 | 3.2332 | 3.1549 | 3.0813 | 3.0106 | 2.942 | 0 | 0 | 0 | 0 | 0 | 0 | 0 | 0
F2_Industrial_Agriculture_Existing_Space Heating_Natural Gas_Furnace_E4 | F2 | Industrial | Agriculture | Existing | Space Heating | Natural Gas | Furnace | E4 | TRC BC Ratio | 0 | 0 | 0 | 0 | 0 | 0 | 0 | 0 | 0 | 0 | 0 | 0 | 0 | 0 | 0 | 0 | 0 | 0 | 0 | 0 | 0 | 0 | 0 | 0 | 0 | 0 | 0 | 0 | 0 | 0
F2_Industrial_Agriculture_Existing_Space Heating_Natural Gas_Furnace_E5 | F2 | Industrial | Agriculture | Existing | Space Heating | Natural Gas | Furnace | E5 | TRC BC Ratio | 0 | 0 | 0 | 0 | 0 | 0 | 0 | 0 | 0 | 0 | 0 | 0 | 0 | 0 | 0 | 0 | 0 | 0 | 0 | 0 | 0 | 0 | 0 | 0 | 0 | 0 | 0 | 0 | 0 | 0
F2_Industrial_Agriculture_Existing_Space Heating_Natural Gas_Furnace_E6 | F2 | Industrial | Agriculture | Existing | Space Heating | Natural Gas | Furnace | E6 | TRC BC Ratio | 0 | 0 | 0 | 0 | 0 | 0 | 0 | 0 | 0 | 0 | 0 | 0 | 0 | 0 | 0 | 0 | 0 | 0 | 0 | 0 | 0 | 0 | 0 | 0 | 0 | 0 | 0 | 0 | 0 | 0
F2_Industrial_Agriculture_Existing_Space Heating_Natural Gas_Furnace_E7 | F2 | Industrial | Agriculture | Existing | Space Heating | Natural Gas | Furnace | E7 | TRC BC Ratio | 0 | 0 | 0 | 0 | 0 | 0 | 0 | 0 | 0 | 0 | 0 | 0 | 0 | 0 | 0 | 0 | 0 | 0 | 0 | 0 | 0 | 0 | 0 | 0 | 0 | 0 | 0 | 0 | 0 | 0
F2_Industrial_Agriculture_Existing_Space Heating_Natural Gas_Furnace_E8 | F2 | Industrial | Agriculture | Existing | Space Heating | Natural Gas | Furnace | E8 | TRC BC Ratio | 0 | 0 | 0 | 0 | 0 | 0 | 0 | 0 | 0 | 0 | 0 | 0 | 0 | 0 | 0 | 0 | 0 | 0 | 0 | 0 | 0 | 0 | 0 | 0 | 0 | 0 | 0 | 0 | 0 | 0
F2_Industrial_Agriculture_Existing_Space Heating_Natural Gas_Furnace_E9 | F2 | Industrial | Agriculture | Existing | Space Heating | Natural Gas | Furnace | E9 | TRC BC Ratio | 0 | 0 | 0 | 0 | 0 | 0 | 0 | 0 | 0 | 0 | 0 | 0 | 0 | 0 | 0 | 0 | 0 | 0 | 0 | 0 | 0 | 0 | 0 | 0 | 0 | 0 | 0 | 0 | 0 | 0
F2_Industrial_Agriculture_Existing_Space Heating_Natural Gas_Furnace_E10 | F2 | Industrial | Agriculture | Existing | Space Heating | Natural Gas | Furnace | E10 | TRC BC Ratio | 0 | 0 | 0 | 0 | 0 | 0 | 0 | 0 | 0 | 0 | 0 | 0 | 0 | 0 | 0 | 0 | 0 | 0 | 0 | 0 | 0 | 0 | 0 | 0 | 0 | 0 | 0 | 0 | 0 | 0
F3_Industrial_Agriculture_Existing_Space Heating_Natural Gas_Furnace_E1 | F3 | Industrial | Agriculture | Existing | Space Heating | Natural Gas | Furnace | E1 | PACT BC Ratio | 0.9 | 0.9 | 0.9 | 0.9 | 0.9 | 0.9 | 0.9 | 0.9 | 0.9 | 0.9 | 0.9 | 0.9 | 0.9 | 0.9 | 0.9 | 0.9 | 0.9 | 0.9 | 0.9 | 0.9 | 0.9 | 0.9 | 0 | 0 | 0 | 0 | 0 | 0 | 0 | 0
F3_Industrial_Agriculture_Existing_Space Heating_Natural Gas_Furnace_E2 | F3 | Industrial | Agriculture | Existing | Space Heating | Natural Gas | Furnace | E2 | PACT BC Ratio | 18.231 | 18.433 | 18.1414 | 17.8619 | 17.382 | 16.9071 | 16.4295 | 15.9937 | 15.5602 | 15.1818 | 14.8045 | 14.4376 | 14.0781 | 13.7325 | 13.3938 | 13.0619 | 12.7406 | 12.4326 | 12.1317 | 11.8487 | 11.5768 | 11.3132 | 0 | 0 | 0 | 0 | 0 | 0 | 0 | 0
F3_Industrial_Agriculture_Existing_Space Heating_Natural Gas_Furnace_E3 | F3 | Industrial | Agriculture | Existing | Space Heating | Natural Gas | Furnace | E3 | PACT BC Ratio | 13.6813 | 13.8329 | 13.614 | 13.4043 | 13.0442 | 12.6878 | 12.3294 | 12.0023 | 11.677 | 11.3931 | 11.1099 | 10.8346 | 10.5648 | 10.3054 | 10.0513 | 9.8022 | 9.5611 | 9.3299 | 9.1041 | 8.8918 | 8.6877 | 8.4899 | 0 | 0 | 0 | 0 | 0 | 0 | 0 | 0
F3_Industrial_Agriculture_Existing_Space Heating_Natural Gas_Furnace_E4 | F3 | Industrial | Agriculture | Existing | Space Heating | Natural Gas | Furnace | E4 | PACT BC Ratio | 0 | 0 | 0 | 0 | 0 | 0 | 0 | 0 | 0 | 0 | 0 | 0 | 0 | 0 | 0 | 0 | 0 | 0 | 0 | 0 | 0 | 0 | 0 | 0 | 0 | 0 | 0 | 0 | 0 | 0
F3_Industrial_Agriculture_Existing_Space Heating_Natural Gas_Furnace_E5 | F3 | Industrial | Agriculture | Existing | Space Heating | Natural Gas | Furnace | E5 | PACT BC Ratio | 0 | 0 | 0 | 0 | 0 | 0 | 0 | 0 | 0 | 0 | 0 | 0 | 0 | 0 | 0 | 0 | 0 | 0 | 0 | 0 | 0 | 0 | 0 | 0 | 0 | 0 | 0 | 0 | 0 | 0
F3_Industrial_Agriculture_Existing_Space Heating_Natural Gas_Furnace_E6 | F3 | Industrial | Agriculture | Existing | Space Heating | Natural Gas | Furnace | E6 | PACT BC Ratio | 0 | 0 | 0 | 0 | 0 | 0 | 0 | 0 | 0 | 0 | 0 | 0 | 0 | 0 | 0 | 0 | 0 | 0 | 0 | 0 | 0 | 0 | 0 | 0 | 0 | 0 | 0 | 0 | 0 | 0
F3_Industrial_Agriculture_Existing_Space Heating_Natural Gas_Furnace_E7 | F3 | Industrial | Agriculture | Existing | Space Heating | Natural Gas | Furnace | E7 | PACT BC Ratio | 0 | 0 | 0 | 0 | 0 | 0 | 0 | 0 | 0 | 0 | 0 | 0 | 0 | 0 | 0 | 0 | 0 | 0 | 0 | 0 | 0 | 0 | 0 | 0 | 0 | 0 | 0 | 0 | 0 | 0
F3_Industrial_Agriculture_Existing_Space Heating_Natural Gas_Furnace_E8 | F3 | Industrial | Agriculture | Existing | Space Heating | Natural Gas | Furnace | E8 | PACT BC Ratio | 0 | 0 | 0 | 0 | 0 | 0 | 0 | 0 | 0 | 0 | 0 | 0 | 0 | 0 | 0 | 0 | 0 | 0 | 0 | 0 | 0 | 0 | 0 | 0 | 0 | 0 | 0 | 0 | 0 | 0
F3_Industrial_Agriculture_Existing_Space Heating_Natural Gas_Furnace_E9 | F3 | Industrial | Agriculture | Existing | Space Heating | Natural Gas | Furnace | E9 | PACT BC Ratio | 0 | 0 | 0 | 0 | 0 | 0 | 0 | 0 | 0 | 0 | 0 | 0 | 0 | 0 | 0 | 0 | 0 | 0 | 0 | 0 | 0 | 0 | 0 | 0 | 0 | 0 | 0 | 0 | 0 | 0
F3_Industrial_Agriculture_Existing_Space Heating_Natural Gas_Furnace_E10 | F3 | Industrial | Agriculture | Existing | Space Heating | Natural Gas | Furnace | E10 | PACT BC Ratio | 0 | 0 | 0 | 0 | 0 | 0 | 0 | 0 | 0 | 0 | 0 | 0 | 0 | 0 | 0 | 0 | 0 | 0 | 0 | 0 | 0 | 0 | 0 | 0 | 0 | 0 | 0 | 0 | 0 | 0
F4_Industrial_Agriculture_Existing_Space Heating_Natural Gas_Furnace_E1 | F4 | Industrial | Agriculture | Existing | Space Heating | Natural Gas | Furnace | E1 | PCT BC Ratio | 0.9 | 0.9 | 0.9 | 0.9 | 0.9 | 0.9 | 0.9 | 0.9 | 0.9 | 0.9 | 0.9 | 0.9 | 0.9 | 0.9 | 0.9 | 0.9 | 0.9 | 0.9 | 0.9 | 0.9 | 0.9 | 0.9 | 0 | 0 | 0 | 0 | 0 | 0 | 0 | 0
F4_Industrial_Agriculture_Existing_Space Heating_Natural Gas_Furnace_E2 | F4 | Industrial | Agriculture | Existing | Space Heating | Natural Gas | Furnace | E2 | PCT BC Ratio | 9.4492 | 9.5517 | 9.4037 | 9.262 | 9.0185 | 8.7777 | 8.5354 | 8.3143 | 8.0944 | 7.9025 | 7.7111 | 7.525 | 7.3427 | 7.1674 | 6.9956 | 6.8272 | 6.6642 | 6.508 | 6.3554 | 6.2118 | 6.0739 | 5.9402 | 0 | 0 | 0 | 0 | 0 | 0 | 0 | 0
F4_Industrial_Agriculture_Existing_Space Heating_Natural Gas_Furnace_E3 | F4 | Industrial | Agriculture | Existing | Space Heating | Natural Gas | Furnace | E3 | PCT BC Ratio | 7.1414 | 7.2183 | 7.1073 | 7.0009 | 6.8182 | 6.6374 | 6.4556 | 6.2897 | 6.1247 | 5.9807 | 5.837 | 5.6974 | 5.5606 | 5.429 | 5.3001 | 5.1737 | 5.0514 | 4.9342 | 4.8196 | 4.7119 | 4.6084 | 4.5081 | 0 | 0 | 0 | 0 | 0 | 0 | 0 | 0
F4_Industrial_Agriculture_Existing_Space Heating_Natural Gas_Furnace_E4 | F4 | Industrial | Agriculture | Existing | Space Heating | Natural Gas | Furnace | E4 | PCT BC Ratio | 0 | 0 | 0 | 0 | 0 | 0 | 0 | 0 | 0 | 0 | 0 | 0 | 0 | 0 | 0 | 0 | 0 | 0 | 0 | 0 | 0 | 0 | 0 | 0 | 0 | 0 | 0 | 0 | 0 | 0
F4_Industrial_Agriculture_Existing_Space Heating_Natural Gas_Furnace_E5 | F4 | Industrial | Agriculture | Existing | Space Heating | Natural Gas | Furnace | E5 | PCT BC Ratio | 0 | 0 | 0 | 0 | 0 | 0 | 0 | 0 | 0 | 0 | 0 | 0 | 0 | 0 | 0 | 0 | 0 | 0 | 0 | 0 | 0 | 0 | 0 | 0 | 0 | 0 | 0 | 0 | 0 | 0
F4_Industrial_Agriculture_Existing_Space Heating_Natural Gas_Furnace_E6 | F4 | Industrial | Agriculture | Existing | Space Heating | Natural Gas | Furnace | E6 | PCT BC Ratio | 0 | 0 | 0 | 0 | 0 | 0 | 0 | 0 | 0 | 0 | 0 | 0 | 0 | 0 | 0 | 0 | 0 | 0 | 0 | 0 | 0 | 0 | 0 | 0 | 0 | 0 | 0 | 0 | 0 | 0
F4_Industrial_Agriculture_Existing_Space Heating_Natural Gas_Furnace_E7 | F4 | Industrial | Agriculture | Existing | Space Heating | Natural Gas | Furnace | E7 | PCT BC Ratio | 0 | 0 | 0 | 0 | 0 | 0 | 0 | 0 | 0 | 0 | 0 | 0 | 0 | 0 | 0 | 0 | 0 | 0 | 0 | 0 | 0 | 0 | 0 | 0 | 0 | 0 | 0 | 0 | 0 | 0
F4_Industrial_Agriculture_Existing_Space Heating_Natural Gas_Furnace_E8 | F4 | Industrial | Agriculture | Existing | Space Heating | Natural Gas | Furnace | E8 | PCT BC Ratio | 0 | 0 | 0 | 0 | 0 | 0 | 0 | 0 | 0 | 0 | 0 | 0 | 0 | 0 | 0 | 0 | 0 | 0 | 0 | 0 | 0 | 0 | 0 | 0 | 0 | 0 | 0 | 0 | 0 | 0
F4_Industrial_Agriculture_Existing_Space Heating_Natural Gas_Furnace_E9 | F4 | Industrial | Agriculture | Existing | Space Heating | Natural Gas | Furnace | E9 | PCT BC Ratio | 0 | 0 | 0 | 0 | 0 | 0 | 0 | 0 | 0 | 0 | 0 | 0 | 0 | 0 | 0 | 0 | 0 | 0 | 0 | 0 | 0 | 0 | 0 | 0 | 0 | 0 | 0 | 0 | 0 | 0
F4_Industrial_Agriculture_Existing_Space Heating_Natural Gas_Furnace_E10 | F4 | Industrial | Agriculture | Existing | Space Heating | Natural Gas | Furnace | E10 | PCT BC Ratio | 0 | 0 | 0 | 0 | 0 | 0 | 0 | 0 | 0 | 0 | 0 | 0 | 0 | 0 | 0 | 0 | 0 | 0 | 0 | 0 | 0 | 0 | 0 | 0 | 0 | 0 | 0 | 0 | 0 | 0
F5_Industrial_Agriculture_Existing_Space Heating_Natural Gas_Furnace_E1 | F5 | Industrial | Agriculture | Existing | Space Heating | Natural Gas | Furnace | E1 | RIM BC Ratio | 0.9 | 0.9 | 0.9 | 0.9 | 0.9 | 0.9 | 0.9 | 0.9 | 0.9 | 0.9 | 0.9 | 0.9 | 0.9 | 0.9 | 0.9 | 0.9 | 0.9 | 0.9 | 0.9 | 0.9 | 0.9 | 0.9 | 0 | 0 | 0 | 0 | 0 | 0 | 0 | 0
F5_Industrial_Agriculture_Existing_Space Heating_Natural Gas_Furnace_E2 | F5 | Industrial | Agriculture | Existing | Space Heating | Natural Gas | Furnace | E2 | RIM BC Ratio | 0.79814 | 0.79852 | 0.79797 | 0.79742 | 0.79643 | 0.79541 | 0.79432 | 0.79328 | 0.79218 | 0.79118 | 0.79013 | 0.78906 | 0.78796 | 0.78685 | 0.78571 | 0.78455 | 0.78336 | 0.78217 | 0.78095 | 0.77975 | 0.77855 | 0.77733 | 0 | 0 | 0 | 0 | 0 | 0 | 0 | 0
F5_Industrial_Agriculture_Existing_Space Heating_Natural Gas_Furnace_E3 | F5 | Industrial | Agriculture | Existing | Space Heating | Natural Gas | Furnace | E3 | RIM BC Ratio | 0.78668 | 0.78718 | 0.78646 | 0.78575 | 0.78448 | 0.78316 | 0.78176 | 0.78041 | 0.779 | 0.7777 | 0.77635 | 0.77498 | 0.77356 | 0.77214 | 0.77068 | 0.76918 | 0.76766 | 0.76614 | 0.76458 | 0.76305 | 0.76152 | 0.75996 | 0 | 0 | 0 | 0 | 0 | 0 | 0 | 0
F5_Industrial_Agriculture_Existing_Space Heating_Natural Gas_Furnace_E4 | F5 | Industrial | Agriculture | Existing | Space Heating | Natural Gas | Furnace | E4 | RIM BC Ratio | 0 | 0 | 0 | 0 | 0 | 0 | 0 | 0 | 0 | 0 | 0 | 0 | 0 | 0 | 0 | 0 | 0 | 0 | 0 | 0 | 0 | 0 | 0 | 0 | 0 | 0 | 0 | 0 | 0 | 0
F5_Industrial_Agriculture_Existing_Space Heating_Natural Gas_Furnace_E5 | F5 | Industrial | Agriculture | Existing | Space Heating | Natural Gas | Furnace | E5 | RIM BC Ratio | 0 | 0 | 0 | 0 | 0 | 0 | 0 | 0 | 0 | 0 | 0 | 0 | 0 | 0 | 0 | 0 | 0 | 0 | 0 | 0 | 0 | 0 | 0 | 0 | 0 | 0 | 0 | 0 | 0 | 0
F5_Industrial_Agriculture_Existing_Space Heating_Natural Gas_Furnace_E6 | F5 | Industrial | Agriculture | Existing | Space Heating | Natural Gas | Furnace | E6 | RIM BC Ratio | 0 | 0 | 0 | 0 | 0 | 0 | 0 | 0 | 0 | 0 | 0 | 0 | 0 | 0 | 0 | 0 | 0 | 0 | 0 | 0 | 0 | 0 | 0 | 0 | 0 | 0 | 0 | 0 | 0 | 0
F5_Industrial_Agriculture_Existing_Space Heating_Natural Gas_Furnace_E7 | F5 | Industrial | Agriculture | Existing | Space Heating | Natural Gas | Furnace | E7 | RIM BC Ratio | 0 | 0 | 0 | 0 | 0 | 0 | 0 | 0 | 0 | 0 | 0 | 0 | 0 | 0 | 0 | 0 | 0 | 0 | 0 | 0 | 0 | 0 | 0 | 0 | 0 | 0 | 0 | 0 | 0 | 0
F5_Industrial_Agriculture_Existing_Space Heating_Natural Gas_Furnace_E8 | F5 | Industrial | Agriculture | Existing | Space Heating | Natural Gas | Furnace | E8 | RIM BC Ratio | 0 | 0 | 0 | 0 | 0 | 0 | 0 | 0 | 0 | 0 | 0 | 0 | 0 | 0 | 0 | 0 | 0 | 0 | 0 | 0 | 0 | 0 | 0 | 0 | 0 | 0 | 0 | 0 | 0 | 0
F5_Industrial_Agriculture_Existing_Space Heating_Natural Gas_Furnace_E9 | F5 | Industrial | Agriculture | Existing | Space Heating | Natural Gas | Furnace | E9 | RIM BC Ratio | 0 | 0 | 0 | 0 | 0 | 0 | 0 | 0 | 0 | 0 | 0 | 0 | 0 | 0 | 0 | 0 | 0 | 0 | 0 | 0 | 0 | 0 | 0 | 0 | 0 | 0 | 0 | 0 | 0 | 0
F5_Industrial_Agriculture_Existing_Space Heating_Natural Gas_Furnace_E10 | F5 | Industrial | Agriculture | Existing | Space Heating | Natural Gas | Furnace | E10 | RIM BC Ratio | 0 | 0 | 0 | 0 | 0 | 0 | 0 | 0 | 0 | 0 | 0 | 0 | 0 | 0 | 0 | 0 | 0 | 0 | 0 | 0 | 0 | 0 | 0 | 0 | 0 | 0 | 0 | 0 | 0 | 0
F0_Industrial_Agriculture_Existing_Space Heating_Natural Gas_Boiler_E0 | F0 | Industrial | Agriculture | Existing | Space Heating | Natural Gas | Boiler | E0 | Economic Unit | AFUE 97% | AFUE 97% | AFUE 97% | AFUE 97% | AFUE 97% | AFUE 97% | AFUE 97% | AFUE 97% | AFUE 97% | AFUE 97% | AFUE 97% | AFUE 97% | AFUE 97% | AFUE 97% | AFUE 97% | AFUE 97% | AFUE 97% | AFUE 97% | AFUE 97% | AFUE 97% | AFUE 97% | AFUE 97% | 0 | 0 | 0 | 0 | 0 | 0 | 0 | 0
F1_Industrial_Agriculture_Existing_Space Heating_Natural Gas_Boiler_E1 | F1 | Industrial | Agriculture | Existing | Space Heating | Natural Gas | Boiler | E1 | CCE | 0 | 0 | 0 | 0 | 0 | 0 | 0 | 0 | 0 | 0 | 0 | 0 | 0 | 0 | 0 | 0 | 0 | 0 | 0 | 0 | 0 | 0 | 0 | 0 | 0 | 0 | 0 | 0 | 0 | 0
F1_Industrial_Agriculture_Existing_Space Heating_Natural Gas_Boiler_E2 | F1 | Industrial | Agriculture | Existing | Space Heating | Natural Gas | Boiler | E2 | CCE | 0.0028331 | 0.0028331 | 0.0028331 | 0.0028331 | 0.0028331 | 0.0028331 | 0.0028331 | 0.0028331 | 0.0028331 | 0.0028331 | 0.0028331 | 0.0028331 | 0.0028331 | 0.0028331 | 0.0028331 | 0.0028331 | 0.0028331 | 0.0028331 | 0.0028331 | 0.0028331 | 0.0028331 | 0.0028331 | 0 | 0 | 0 | 0 | 0 | 0 | 0 | 0
F1_Industrial_Agriculture_Existing_Space Heating_Natural Gas_Boiler_E3 | F1 | Industrial | Agriculture | Existing | Space Heating | Natural Gas | Boiler | E3 | CCE | 0.0028615 | 0.0028615 | 0.0028615 | 0.0028615 | 0.0028615 | 0.0028615 | 0.0028615 | 0.0028615 | 0.0028615 | 0.0028615 | 0.0028615 | 0.0028615 | 0.0028615 | 0.0028615 | 0.0028615 | 0.0028615 | 0.0028615 | 0.0028615 | 0.0028615 | 0.0028615 | 0.0028615 | 0.0028615 | 0 | 0 | 0 | 0 | 0 | 0 | 0 | 0
F1_Industrial_Agriculture_Existing_Space Heating_Natural Gas_Boiler_E4 | F1 | Industrial | Agriculture | Existing | Space Heating | Natural Gas | Boiler | E4 | CCE | 18.3165 | 18.3165 | 18.3165 | 18.3165 | 18.3165 | 18.3165 | 18.3165 | 18.3165 | 18.3165 | 18.3165 | 18.3165 | 18.3165 | 18.3165 | 18.3165 | 18.3165 | 18.3165 | 18.3165 | 18.3165 | 18.3165 | 18.3165 | 18.3165 | 18.3165 | 0 | 0 | 0 | 0 | 0 | 0 | 0 | 0
F1_Industrial_Agriculture_Existing_Space Heating_Natural Gas_Boiler_E5 | F1 | Industrial | Agriculture | Existing | Space Heating | Natural Gas | Boiler | E5 | CCE | 0 | 0 | 0 | 0 | 0 | 0 | 0 | 0 | 0 | 0 | 0 | 0 | 0 | 0 | 0 | 0 | 0 | 0 | 0 | 0 | 0 | 0 | 0 | 0 | 0 | 0 | 0 | 0 | 0 | 0
F1_Industrial_Agriculture_Existing_Space Heating_Natural Gas_Boiler_E6 | F1 | Industrial | Agriculture | Existing | Space Heating | Natural Gas | Boiler | E6 | CCE | 0 | 0 | 0 | 0 | 0 | 0 | 0 | 0 | 0 | 0 | 0 | 0 | 0 | 0 | 0 | 0 | 0 | 0 | 0 | 0 | 0 | 0 | 0 | 0 | 0 | 0 | 0 | 0 | 0 | 0
F1_Industrial_Agriculture_Existing_Space Heating_Natural Gas_Boiler_E7 | F1 | Industrial | Agriculture | Existing | Space Heating | Natural Gas | Boiler | E7 | CCE | 0 | 0 | 0 | 0 | 0 | 0 | 0 | 0 | 0 | 0 | 0 | 0 | 0 | 0 | 0 | 0 | 0 | 0 | 0 | 0 | 0 | 0 | 0 | 0 | 0 | 0 | 0 | 0 | 0 | 0
F1_Industrial_Agriculture_Existing_Space Heating_Natural Gas_Boiler_E8 | F1 | Industrial | Agriculture | Existing | Space Heating | Natural Gas | Boiler | E8 | CCE | 0 | 0 | 0 | 0 | 0 | 0 | 0 | 0 | 0 | 0 | 0 | 0 | 0 | 0 | 0 | 0 | 0 | 0 | 0 | 0 | 0 | 0 | 0 | 0 | 0 | 0 | 0 | 0 | 0 | 0
F1_Industrial_Agriculture_Existing_Space Heating_Natural Gas_Boiler_E9 | F1 | Industrial | Agriculture | Existing | Space Heating | Natural Gas | Boiler | E9 | CCE | 0 | 0 | 0 | 0 | 0 | 0 | 0 | 0 | 0 | 0 | 0 | 0 | 0 | 0 | 0 | 0 | 0 | 0 | 0 | 0 | 0 | 0 | 0 | 0 | 0 | 0 | 0 | 0 | 0 | 0
F1_Industrial_Agriculture_Existing_Space Heating_Natural Gas_Boiler_E10 | F1 | Industrial | Agriculture | Existing | Space Heating | Natural Gas | Boiler | E10 | CCE | 0 | 0 | 0 | 0 | 0 | 0 | 0 | 0 | 0 | 0 | 0 | 0 | 0 | 0 | 0 | 0 | 0 | 0 | 0 | 0 | 0 | 0 | 0 | 0 | 0 | 0 | 0 | 0 | 0 | 0
F2_Industrial_Agriculture_Existing_Space Heating_Natural Gas_Boiler_E1 | F2 | Industrial | Agriculture | Existing | Space Heating | Natural Gas | Boiler | E1 | TRC BC Ratio | 0.9 | 0.9 | 0.9 | 0.9 | 0.9 | 0.9 | 0.9 | 0.9 | 0.9 | 0.9 | 0.9 | 0.9 | 0.9 | 0.9 | 0.9 | 0.9 | 0.9 | 0.9 | 0.9 | 0.9 | 0.9 | 0.9 | 0 | 0 | 0 | 0 | 0 | 0 | 0 | 0
F2_Industrial_Agriculture_Existing_Space Heating_Natural Gas_Boiler_E2 | F2 | Industrial | Agriculture | Existing | Space Heating | Natural Gas | Boiler | E2 | TRC BC Ratio | 1.7643 | 1.7812 | 1.7525 | 1.725 | 1.6789 | 1.6333 | 1.5875 | 1.5455 | 1.5039 | 1.4674 | 1.431 | 1.3956 | 1.361 | 1.3276 | 1.295 | 1.263 | 1.232 | 1.2024 | 1.1734 | 1.1463 | 1.1202 | 1.095 | 0 | 0 | 0 | 0 | 0 | 0 | 0 | 0
F2_Industrial_Agriculture_Existing_Space Heating_Natural Gas_Boiler_E3 | F2 | Industrial | Agriculture | Existing | Space Heating | Natural Gas | Boiler | E3 | TRC BC Ratio | 1.7468 | 1.7636 | 1.7351 | 1.7079 | 1.6622 | 1.6171 | 1.5717 | 1.5302 | 1.489 | 1.4529 | 1.4168 | 1.3818 | 1.3475 | 1.3145 | 1.2822 | 1.2505 | 1.2198 | 1.1904 | 1.1618 | 1.1349 | 1.1091 | 1.0842 | 0 | 0 | 0 | 0 | 0 | 0 | 0 | 0
F2_Industrial_Agriculture_Existing_Space Heating_Natural Gas_Boiler_E4 | F2 | Industrial | Agriculture | Existing | Space Heating | Natural Gas | Boiler | E4 | TRC BC Ratio | 0.00024716 | 0.00024492 | 0.00023984 | 0.00023494 | 0.00022895 | 0.00022309 | 0.00021732 | 0.00021189 | 0.00020656 | 0.00020165 | 0.00019682 | 0.0001921 | 0.00018749 | 0.00018302 | 0.00017865 | 0.00017437 | 0.00017022 | 0.00016623 | 0.00016237 | 0.00015872 | 0.00015525 | 0.00015195 | 0 | 0 | 0 | 0 | 0 | 0 | 0 | 0
F2_Industrial_Agriculture_Existing_Space Heating_Natural Gas_Boiler_E5 | F2 | Industrial | Agriculture | Existing | Space Heating | Natural Gas | Boiler | E5 | TRC BC Ratio | 0 | 0 | 0 | 0 | 0 | 0 | 0 | 0 | 0 | 0 | 0 | 0 | 0 | 0 | 0 | 0 | 0 | 0 | 0 | 0 | 0 | 0 | 0 | 0 | 0 | 0 | 0 | 0 | 0 | 0
F2_Industrial_Agriculture_Existing_Space Heating_Natural Gas_Boiler_E6 | F2 | Industrial | Agriculture | Existing | Space Heating | Natural Gas | Boiler | E6 | TRC BC Ratio | 0 | 0 | 0 | 0 | 0 | 0 | 0 | 0 | 0 | 0 | 0 | 0 | 0 | 0 | 0 | 0 | 0 | 0 | 0 | 0 | 0 | 0 | 0 | 0 | 0 | 0 | 0 | 0 | 0 | 0
F2_Industrial_Agriculture_Existing_Space Heating_Natural Gas_Boiler_E7 | F2 | Industrial | Agriculture | Existing | Space Heating | Natural Gas | Boiler | E7 | TRC BC Ratio | 0 | 0 | 0 | 0 | 0 | 0 | 0 | 0 | 0 | 0 | 0 | 0 | 0 | 0 | 0 | 0 | 0 | 0 | 0 | 0 | 0 | 0 | 0 | 0 | 0 | 0 | 0 | 0 | 0 | 0
F2_Industrial_Agriculture_Existing_Space Heating_Natural Gas_Boiler_E8 | F2 | Industrial | Agriculture | Existing | Space Heating | Natural Gas | Boiler | E8 | TRC BC Ratio | 0 | 0 | 0 | 0 | 0 | 0 | 0 | 0 | 0 | 0 | 0 | 0 | 0 | 0 | 0 | 0 | 0 | 0 | 0 | 0 | 0 | 0 | 0 | 0 | 0 | 0 | 0 | 0 | 0 | 0
F2_Industrial_Agriculture_Existing_Space Heating_Natural Gas_Boiler_E9 | F2 | Industrial | Agriculture | Existing | Space Heating | Natural Gas | Boiler | E9 | TRC BC Ratio | 0 | 0 | 0 | 0 | 0 | 0 | 0 | 0 | 0 | 0 | 0 | 0 | 0 | 0 | 0 | 0 | 0 | 0 | 0 | 0 | 0 | 0 | 0 | 0 | 0 | 0 | 0 | 0 | 0 | 0
F2_Industrial_Agriculture_Existing_Space Heating_Natural Gas_Boiler_E10 | F2 | Industrial | Agriculture | Existing | Space Heating | Natural Gas | Boiler | E10 | TRC BC Ratio | 0 | 0 | 0 | 0 | 0 | 0 | 0 | 0 | 0 | 0 | 0 | 0 | 0 | 0 | 0 | 0 | 0 | 0 | 0 | 0 | 0 | 0 | 0 | 0 | 0 | 0 | 0 | 0 | 0 | 0
F3_Industrial_Agriculture_Existing_Space Heating_Natural Gas_Boiler_E1 | F3 | Industrial | Agriculture | Existing | Space Heating | Natural Gas | Boiler | E1 | PACT BC Ratio | 0.9 | 0.9 | 0.9 | 0.9 | 0.9 | 0.9 | 0.9 | 0.9 | 0.9 | 0.9 | 0.9 | 0.9 | 0.9 | 0.9 | 0.9 | 0.9 | 0.9 | 0.9 | 0.9 | 0.9 | 0.9 | 0.9 | 0 | 0 | 0 | 0 | 0 | 0 | 0 | 0
F3_Industrial_Agriculture_Existing_Space Heating_Natural Gas_Boiler_E2 | F3 | Industrial | Agriculture | Existing | Space Heating | Natural Gas | Boiler | E2 | PACT BC Ratio | 1.8168 | 1.8343 | 1.8047 | 1.7763 | 1.7288 | 1.6819 | 1.6347 | 1.5915 | 1.5487 | 1.5111 | 1.4736 | 1.4372 | 1.4015 | 1.3672 | 1.3335 | 1.3006 | 1.2687 | 1.2381 | 1.2084 | 1.1804 | 1.1535 | 1.1276 | 0 | 0 | 0 | 0 | 0 | 0 | 0 | 0
F3_Industrial_Agriculture_Existing_Space Heating_Natural Gas_Boiler_E3 | F3 | Industrial | Agriculture | Existing | Space Heating | Natural Gas | Boiler | E3 | PACT BC Ratio | 1.7988 | 1.8161 | 1.7868 | 1.7587 | 1.7117 | 1.6652 | 1.6185 | 1.5758 | 1.5333 | 1.4961 | 1.459 | 1.4229 | 1.3876 | 1.3536 | 1.3203 | 1.2877 | 1.2561 | 1.2259 | 1.1964 | 1.1687 | 1.1421 | 1.1164 | 0 | 0 | 0 | 0 | 0 | 0 | 0 | 0
F3_Industrial_Agriculture_Existing_Space Heating_Natural Gas_Boiler_E4 | F3 | Industrial | Agriculture | Existing | Space Heating | Natural Gas | Boiler | E4 | PACT BC Ratio | 0.00025452 | 0.00025221 | 0.00024698 | 0.00024194 | 0.00023576 | 0.00022973 | 0.00022378 | 0.0002182 | 0.00021271 | 0.00020766 | 0.00020267 | 0.00019782 | 0.00019307 | 0.00018847 | 0.00018396 | 0.00017956 | 0.00017529 | 0.00017118 | 0.0001672 | 0.00016344 | 0.00015987 | 0.00015648 | 0 | 0 | 0 | 0 | 0 | 0 | 0 | 0
F3_Industrial_Agriculture_Existing_Space Heating_Natural Gas_Boiler_E5 | F3 | Industrial | Agriculture | Existing | Space Heating | Natural Gas | Boiler | E5 | PACT BC Ratio | 0 | 0 | 0 | 0 | 0 | 0 | 0 | 0 | 0 | 0 | 0 | 0 | 0 | 0 | 0 | 0 | 0 | 0 | 0 | 0 | 0 | 0 | 0 | 0 | 0 | 0 | 0 | 0 | 0 | 0
F3_Industrial_Agriculture_Existing_Space Heating_Natural Gas_Boiler_E6 | F3 | Industrial | Agriculture | Existing | Space Heating | Natural Gas | Boiler | E6 | PACT BC Ratio | 0 | 0 | 0 | 0 | 0 | 0 | 0 | 0 | 0 | 0 | 0 | 0 | 0 | 0 | 0 | 0 | 0 | 0 | 0 | 0 | 0 | 0 | 0 | 0 | 0 | 0 | 0 | 0 | 0 | 0
F3_Industrial_Agriculture_Existing_Space Heating_Natural Gas_Boiler_E7 | F3 | Industrial | Agriculture | Existing | Space Heating | Natural Gas | Boiler | E7 | PACT BC Ratio | 0 | 0 | 0 | 0 | 0 | 0 | 0 | 0 | 0 | 0 | 0 | 0 | 0 | 0 | 0 | 0 | 0 | 0 | 0 | 0 | 0 | 0 | 0 | 0 | 0 | 0 | 0 | 0 | 0 | 0
F3_Industrial_Agriculture_Existing_Space Heating_Natural Gas_Boiler_E8 | F3 | Industrial | Agriculture | Existing | Space Heating | Natural Gas | Boiler | E8 | PACT BC Ratio | 0 | 0 | 0 | 0 | 0 | 0 | 0 | 0 | 0 | 0 | 0 | 0 | 0 | 0 | 0 | 0 | 0 | 0 | 0 | 0 | 0 | 0 | 0 | 0 | 0 | 0 | 0 | 0 | 0 | 0
F3_Industrial_Agriculture_Existing_Space Heating_Natural Gas_Boiler_E9 | F3 | Industrial | Agriculture | Existing | Space Heating | Natural Gas | Boiler | E9 | PACT BC Ratio | 0 | 0 | 0 | 0 | 0 | 0 | 0 | 0 | 0 | 0 | 0 | 0 | 0 | 0 | 0 | 0 | 0 | 0 | 0 | 0 | 0 | 0 | 0 | 0 | 0 | 0 | 0 | 0 | 0 | 0
F3_Industrial_Agriculture_Existing_Space Heating_Natural Gas_Boiler_E10 | F3 | Industrial | Agriculture | Existing | Space Heating | Natural Gas | Boiler | E10 | PACT BC Ratio | 0 | 0 | 0 | 0 | 0 | 0 | 0 | 0 | 0 | 0 | 0 | 0 | 0 | 0 | 0 | 0 | 0 | 0 | 0 | 0 | 0 | 0 | 0 | 0 | 0 | 0 | 0 | 0 | 0 | 0
F4_Industrial_Agriculture_Existing_Space Heating_Natural Gas_Boiler_E1 | F4 | Industrial | Agriculture | Existing | Space Heating | Natural Gas | Boiler | E1 | PCT BC Ratio | 0.9 | 0.9 | 0.9 | 0.9 | 0.9 | 0.9 | 0.9 | 0.9 | 0.9 | 0.9 | 0.9 | 0.9 | 0.9 | 0.9 | 0.9 | 0.9 | 0.9 | 0.9 | 0.9 | 0.9 | 0.9 | 0.9 | 0 | 0 | 0 | 0 | 0 | 0 | 0 | 0
F4_Industrial_Agriculture_Existing_Space Heating_Natural Gas_Boiler_E2 | F4 | Industrial | Agriculture | Existing | Space Heating | Natural Gas | Boiler | E2 | PCT BC Ratio | 5.2433 | 5.2846 | 5.2145 | 5.1473 | 5.0349 | 4.9237 | 4.812 | 4.7099 | 4.6083 | 4.5193 | 4.4306 | 4.3443 | 4.2598 | 4.1785 | 4.0989 | 4.0208 | 3.9453 | 3.873 | 3.8025 | 3.7362 | 3.6727 | 3.6113 | 0 | 0 | 0 | 0 | 0 | 0 | 0 | 0
F4_Industrial_Agriculture_Existing_Space Heating_Natural Gas_Boiler_E3 | F4 | Industrial | Agriculture | Existing | Space Heating | Natural Gas | Boiler | E3 | PCT BC Ratio | 5.2007 | 5.2416 | 5.1722 | 5.1057 | 4.9944 | 4.8843 | 4.7737 | 4.6725 | 4.572 | 4.4839 | 4.396 | 4.3106 | 4.227 | 4.1465 | 4.0676 | 3.9903 | 3.9156 | 3.844 | 3.7742 | 3.7085 | 3.6456 | 3.5848 | 0 | 0 | 0 | 0 | 0 | 0 | 0 | 0
F4_Industrial_Agriculture_Existing_Space Heating_Natural Gas_Boiler_E4 | F4 | Industrial | Agriculture | Existing | Space Heating | Natural Gas | Boiler | E4 | PCT BC Ratio | 0.94178 | 0.94177 | 0.94176 | 0.94175 | 0.94173 | 0.94172 | 0.94171 | 0.94169 | 0.94168 | 0.94167 | 0.94166 | 0.94164 | 0.94163 | 0.94162 | 0.94161 | 0.9416 | 0.94159 | 0.94158 | 0.94157 | 0.94156 | 0.94156 | 0.94155 | 0 | 0 | 0 | 0 | 0 | 0 | 0 | 0
F4_Industrial_Agriculture_Existing_Space Heating_Natural Gas_Boiler_E5 | F4 | Industrial | Agriculture | Existing | Space Heating | Natural Gas | Boiler | E5 | PCT BC Ratio | 0 | 0 | 0 | 0 | 0 | 0 | 0 | 0 | 0 | 0 | 0 | 0 | 0 | 0 | 0 | 0 | 0 | 0 | 0 | 0 | 0 | 0 | 0 | 0 | 0 | 0 | 0 | 0 | 0 | 0
F4_Industrial_Agriculture_Existing_Space Heating_Natural Gas_Boiler_E6 | F4 | Industrial | Agriculture | Existing | Space Heating | Natural Gas | Boiler | E6 | PCT BC Ratio | 0 | 0 | 0 | 0 | 0 | 0 | 0 | 0 | 0 | 0 | 0 | 0 | 0 | 0 | 0 | 0 | 0 | 0 | 0 | 0 | 0 | 0 | 0 | 0 | 0 | 0 | 0 | 0 | 0 | 0
F4_Industrial_Agriculture_Existing_Space Heating_Natural Gas_Boiler_E7 | F4 | Industrial | Agriculture | Existing | Space Heating | Natural Gas | Boiler | E7 | PCT BC Ratio | 0 | 0 | 0 | 0 | 0 | 0 | 0 | 0 | 0 | 0 | 0 | 0 | 0 | 0 | 0 | 0 | 0 | 0 | 0 | 0 | 0 | 0 | 0 | 0 | 0 | 0 | 0 | 0 | 0 | 0
F4_Industrial_Agriculture_Existing_Space Heating_Natural Gas_Boiler_E8 | F4 | Industrial | Agriculture | Existing | Space Heating | Natural Gas | Boiler | E8 | PCT BC Ratio | 0 | 0 | 0 | 0 | 0 | 0 | 0 | 0 | 0 | 0 | 0 | 0 | 0 | 0 | 0 | 0 | 0 | 0 | 0 | 0 | 0 | 0 | 0 | 0 | 0 | 0 | 0 | 0 | 0 | 0
F4_Industrial_Agriculture_Existing_Space Heating_Natural Gas_Boiler_E9 | F4 | Industrial | Agriculture | Existing | Space Heating | Natural Gas | Boiler | E9 | PCT BC Ratio | 0 | 0 | 0 | 0 | 0 | 0 | 0 | 0 | 0 | 0 | 0 | 0 | 0 | 0 | 0 | 0 | 0 | 0 | 0 | 0 | 0 | 0 | 0 | 0 | 0 | 0 | 0 | 0 | 0 | 0
F4_Industrial_Agriculture_Existing_Space Heating_Natural Gas_Boiler_E10 | F4 | Industrial | Agriculture | Existing | Space Heating | Natural Gas | Boiler | E10 | PCT BC Ratio | 0 | 0 | 0 | 0 | 0 | 0 | 0 | 0 | 0 | 0 | 0 | 0 | 0 | 0 | 0 | 0 | 0 | 0 | 0 | 0 | 0 | 0 | 0 | 0 | 0 | 0 | 0 | 0 | 0 | 0
F5_Industrial_Agriculture_Existing_Space Heating_Natural Gas_Boiler_E1 | F5 | Industrial | Agriculture | Existing | Space Heating | Natural Gas | Boiler | E1 | RIM BC Ratio | 0.9 | 0.9 | 0.9 | 0.9 | 0.9 | 0.9 | 0.9 | 0.9 | 0.9 | 0.9 | 0.9 | 0.9 | 0.9 | 0.9 | 0.9 | 0.9 | 0.9 | 0.9 | 0.9 | 0.9 | 0.9 | 0.9 | 0 | 0 | 0 | 0 | 0 | 0 | 0 | 0
F5_Industrial_Agriculture_Existing_Space Heating_Natural Gas_Boiler_E2 | F5 | Industrial | Agriculture | Existing | Space Heating | Natural Gas | Boiler | E2 | RIM BC Ratio | 0.57193 | 0.57364 | 0.57072 | 0.56785 | 0.56291 | 0.55784 | 0.55255 | 0.54753 | 0.54236 | 0.53768 | 0.53286 | 0.52802 | 0.52313 | 0.51827 | 0.51336 | 0.5084 | 0.50345 | 0.49857 | 0.49367 | 0.48894 | 0.48427 | 0.47964 | 0 | 0 | 0 | 0 | 0 | 0 | 0 | 0
F5_Industrial_Agriculture_Existing_Space Heating_Natural Gas_Boiler_E3 | F5 | Industrial | Agriculture | Existing | Space Heating | Natural Gas | Boiler | E3 | RIM BC Ratio | 0.57013 | 0.57185 | 0.56892 | 0.56604 | 0.56108 | 0.55599 | 0.55069 | 0.54565 | 0.54047 | 0.53577 | 0.53094 | 0.52609 | 0.52118 | 0.51631 | 0.51139 | 0.50642 | 0.50146 | 0.49657 | 0.49166 | 0.48692 | 0.48225 | 0.47761 | 0 | 0 | 0 | 0 | 0 | 0 | 0 | 0
F5_Industrial_Agriculture_Existing_Space Heating_Natural Gas_Boiler_E4 | F5 | Industrial | Agriculture | Existing | Space Heating | Natural Gas | Boiler | E4 | RIM BC Ratio | 0.00025444 | 0.00025213 | 0.0002469 | 0.00024187 | 0.0002357 | 0.00022966 | 0.00022372 | 0.00021814 | 0.00021266 | 0.0002076 | 0.00020263 | 0.00019777 | 0.00019303 | 0.00018843 | 0.00018392 | 0.00017952 | 0.00017525 | 0.00017114 | 0.00016717 | 0.00016341 | 0.00015984 | 0.00015645 | 0 | 0 | 0 | 0 | 0 | 0 | 0 | 0
F5_Industrial_Agriculture_Existing_Space Heating_Natural Gas_Boiler_E5 | F5 | Industrial | Agriculture | Existing | Space Heating | Natural Gas | Boiler | E5 | RIM BC Ratio | 0 | 0 | 0 | 0 | 0 | 0 | 0 | 0 | 0 | 0 | 0 | 0 | 0 | 0 | 0 | 0 | 0 | 0 | 0 | 0 | 0 | 0 | 0 | 0 | 0 | 0 | 0 | 0 | 0 | 0
F5_Industrial_Agriculture_Existing_Space Heating_Natural Gas_Boiler_E6 | F5 | Industrial | Agriculture | Existing | Space Heating | Natural Gas | Boiler | E6 | RIM BC Ratio | 0 | 0 | 0 | 0 | 0 | 0 | 0 | 0 | 0 | 0 | 0 | 0 | 0 | 0 | 0 | 0 | 0 | 0 | 0 | 0 | 0 | 0 | 0 | 0 | 0 | 0 | 0 | 0 | 0 | 0
F5_Industrial_Agriculture_Existing_Space Heating_Natural Gas_Boiler_E7 | F5 | Industrial | Agriculture | Existing | Space Heating | Natural Gas | Boiler | E7 | RIM BC Ratio | 0 | 0 | 0 | 0 | 0 | 0 | 0 | 0 | 0 | 0 | 0 | 0 | 0 | 0 | 0 | 0 | 0 | 0 | 0 | 0 | 0 | 0 | 0 | 0 | 0 | 0 | 0 | 0 | 0 | 0
F5_Industrial_Agriculture_Existing_Space Heating_Natural Gas_Boiler_E8 | F5 | Industrial | Agriculture | Existing | Space Heating | Natural Gas | Boiler | E8 | RIM BC Ratio | 0 | 0 | 0 | 0 | 0 | 0 | 0 | 0 | 0 | 0 | 0 | 0 | 0 | 0 | 0 | 0 | 0 | 0 | 0 | 0 | 0 | 0 | 0 | 0 | 0 | 0 | 0 | 0 | 0 | 0
F5_Industrial_Agriculture_Existing_Space Heating_Natural Gas_Boiler_E9 | F5 | Industrial | Agriculture | Existing | Space Heating | Natural Gas | Boiler | E9 | RIM BC Ratio | 0 | 0 | 0 | 0 | 0 | 0 | 0 | 0 | 0 | 0 | 0 | 0 | 0 | 0 | 0 | 0 | 0 | 0 | 0 | 0 | 0 | 0 | 0 | 0 | 0 | 0 | 0 | 0 | 0 | 0
F5_Industrial_Agriculture_Existing_Space Heating_Natural Gas_Boiler_E10 | F5 | Industrial | Agriculture | Existing | Space Heating | Natural Gas | Boiler | E10 | RIM BC Ratio | 0 | 0 | 0 | 0 | 0 | 0 | 0 | 0 | 0 | 0 | 0 | 0 | 0 | 0 | 0 | 0 | 0 | 0 | 0 | 0 | 0 | 0 | 0 | 0 | 0 | 0 | 0 | 0 | 0 | 0
F0_Industrial_Agriculture_Existing_Space Heating_Natural Gas_Unit Heater_E0 | F0 | Industrial | Agriculture | Existing | Space Heating | Natural Gas | Unit Heater | E0 | Economic Unit | Infrared Radiant | Infrared Radiant | Infrared Radiant | Infrared Radiant | Infrared Radiant | Infrared Radiant | Infrared Radiant | Infrared Radiant | Infrared Radiant | Infrared Radiant | Infrared Radiant | Infrared Radiant | Infrared Radiant | Infrared Radiant | Infrared Radiant | Infrared Radiant | Infrared Radiant | Infrared Radiant | Infrared Radiant | Infrared Radiant | Infrared Radiant | Infrared Radiant | 0 | 0 | 0 | 0 | 0 | 0 | 0 | 0
F1_Industrial_Agriculture_Existing_Space Heating_Natural Gas_Unit Heater_E1 | F1 | Industrial | Agriculture | Existing | Space Heating | Natural Gas | Unit Heater | E1 | CCE | 0 | 0 | 0 | 0 | 0 | 0 | 0 | 0 | 0 | 0 | 0 | 0 | 0 | 0 | 0 | 0 | 0 | 0 | 0 | 0 | 0 | 0 | 0 | 0 | 0 | 0 | 0 | 0 | 0 | 0
F1_Industrial_Agriculture_Existing_Space Heating_Natural Gas_Unit Heater_E2 | F1 | Industrial | Agriculture | Existing | Space Heating | Natural Gas | Unit Heater | E2 | CCE | 0.025298 | 0.025298 | 0.025298 | 0.025298 | 0.025298 | 0.025298 | 0.025298 | 0.025298 | 0.025298 | 0.025298 | 0.025298 | 0.025298 | 0.025298 | 0.025298 | 0.025298 | 0.025298 | 0.025298 | 0.025298 | 0.025298 | 0.025298 | 0.025298 | 0.025298 | 0 | 0 | 0 | 0 | 0 | 0 | 0 | 0
F1_Industrial_Agriculture_Existing_Space Heating_Natural Gas_Unit Heater_E3 | F1 | Industrial | Agriculture | Existing | Space Heating | Natural Gas | Unit Heater | E3 | CCE | 0.0011378 | 0.0011378 | 0.0011378 | 0.0011378 | 0.0011378 | 0.0011378 | 0.0011378 | 0.0011378 | 0.0011378 | 0.0011378 | 0.0011378 | 0.0011378 | 0.0011378 | 0.0011378 | 0.0011378 | 0.0011378 | 0.0011378 | 0.0011378 | 0.0011378 | 0.0011378 | 0.0011378 | 0.0011378 | 0 | 0 | 0 | 0 | 0 | 0 | 0 | 0
F1_Industrial_Agriculture_Existing_Space Heating_Natural Gas_Unit Heater_E4 | F1 | Industrial | Agriculture | Existing | Space Heating | Natural Gas | Unit Heater | E4 | CCE | 0 | 0 | 0 | 0 | 0 | 0 | 0 | 0 | 0 | 0 | 0 | 0 | 0 | 0 | 0 | 0 | 0 | 0 | 0 | 0 | 0 | 0 | 0 | 0 | 0 | 0 | 0 | 0 | 0 | 0
F1_Industrial_Agriculture_Existing_Space Heating_Natural Gas_Unit Heater_E5 | F1 | Industrial | Agriculture | Existing | Space Heating | Natural Gas | Unit Heater | E5 | CCE | 0 | 0 | 0 | 0 | 0 | 0 | 0 | 0 | 0 | 0 | 0 | 0 | 0 | 0 | 0 | 0 | 0 | 0 | 0 | 0 | 0 | 0 | 0 | 0 | 0 | 0 | 0 | 0 | 0 | 0
F1_Industrial_Agriculture_Existing_Space Heating_Natural Gas_Unit Heater_E6 | F1 | Industrial | Agriculture | Existing | Space Heating | Natural Gas | Unit Heater | E6 | CCE | 0 | 0 | 0 | 0 | 0 | 0 | 0 | 0 | 0 | 0 | 0 | 0 | 0 | 0 | 0 | 0 | 0 | 0 | 0 | 0 | 0 | 0 | 0 | 0 | 0 | 0 | 0 | 0 | 0 | 0
F1_Industrial_Agriculture_Existing_Space Heating_Natural Gas_Unit Heater_E7 | F1 | Industrial | Agriculture | Existing | Space Heating | Natural Gas | Unit Heater | E7 | CCE | 0 | 0 | 0 | 0 | 0 | 0 | 0 | 0 | 0 | 0 | 0 | 0 | 0 | 0 | 0 | 0 | 0 | 0 | 0 | 0 | 0 | 0 | 0 | 0 | 0 | 0 | 0 | 0 | 0 | 0
F1_Industrial_Agriculture_Existing_Space Heating_Natural Gas_Unit Heater_E8 | F1 | Industrial | Agriculture | Existing | Space Heating | Natural Gas | Unit Heater | E8 | CCE | 0 | 0 | 0 | 0 | 0 | 0 | 0 | 0 | 0 | 0 | 0 | 0 | 0 | 0 | 0 | 0 | 0 | 0 | 0 | 0 | 0 | 0 | 0 | 0 | 0 | 0 | 0 | 0 | 0 | 0
F1_Industrial_Agriculture_Existing_Space Heating_Natural Gas_Unit Heater_E9 | F1 | Industrial | Agriculture | Existing | Space Heating | Natural Gas | Unit Heater | E9 | CCE | 0 | 0 | 0 | 0 | 0 | 0 | 0 | 0 | 0 | 0 | 0 | 0 | 0 | 0 | 0 | 0 | 0 | 0 | 0 | 0 | 0 | 0 | 0 | 0 | 0 | 0 | 0 | 0 | 0 | 0
F1_Industrial_Agriculture_Existing_Space Heating_Natural Gas_Unit Heater_E10 | F1 | Industrial | Agriculture | Existing | Space Heating | Natural Gas | Unit Heater | E10 | CCE | 0 | 0 | 0 | 0 | 0 | 0 | 0 | 0 | 0 | 0 | 0 | 0 | 0 | 0 | 0 | 0 | 0 | 0 | 0 | 0 | 0 | 0 | 0 | 0 | 0 | 0 | 0 | 0 | 0 | 0
F2_Industrial_Agriculture_Existing_Space Heating_Natural Gas_Unit Heater_E1 | F2 | Industrial | Agriculture | Existing | Space Heating | Natural Gas | Unit Heater | E1 | TRC BC Ratio | 0.9 | 0.9 | 0.9 | 0.9 | 0.9 | 0.9 | 0.9 | 0.9 | 0.9 | 0.9 | 0.9 | 0.9 | 0.9 | 0.9 | 0.9 | 0.9 | 0.9 | 0.9 | 0.9 | 0.9 | 0.9 | 0.9 | 0 | 0 | 0 | 0 | 0 | 0 | 0 | 0
F2_Industrial_Agriculture_Existing_Space Heating_Natural Gas_Unit Heater_E2 | F2 | Industrial | Agriculture | Existing | Space Heating | Natural Gas | Unit Heater | E2 | TRC BC Ratio | 0.2181 | 0.22441 | 0.22186 | 0.21944 | 0.21339 | 0.20733 | 0.20112 | 0.19555 | 0.18995 | 0.18525 | 0.18051 | 0.17591 | 0.1714 | 0.16709 | 0.16286 | 0.15871 | 0.15471 | 0.1509 | 0.14716 | 0.14369 | 0.14034 | 0.13708 | 0 | 0 | 0 | 0 | 0 | 0 | 0 | 0
F2_Industrial_Agriculture_Existing_Space Heating_Natural Gas_Unit Heater_E3 | F2 | Industrial | Agriculture | Existing | Space Heating | Natural Gas | Unit Heater | E3 | TRC BC Ratio | 5.5546 | 5.9201 | 5.9076 | 5.8978 | 5.7318 | 5.5622 | 5.3814 | 5.2234 | 5.0607 | 4.9317 | 4.7987 | 4.6701 | 4.5435 | 4.4241 | 4.3066 | 4.191 | 4.0803 | 3.9764 | 3.8742 | 3.7819 | 3.6939 | 3.6079 | 0 | 0 | 0 | 0 | 0 | 0 | 0 | 0
F2_Industrial_Agriculture_Existing_Space Heating_Natural Gas_Unit Heater_E4 | F2 | Industrial | Agriculture | Existing | Space Heating | Natural Gas | Unit Heater | E4 | TRC BC Ratio | 0 | 0 | 0 | 0 | 0 | 0 | 0 | 0 | 0 | 0 | 0 | 0 | 0 | 0 | 0 | 0 | 0 | 0 | 0 | 0 | 0 | 0 | 0 | 0 | 0 | 0 | 0 | 0 | 0 | 0
F2_Industrial_Agriculture_Existing_Space Heating_Natural Gas_Unit Heater_E5 | F2 | Industrial | Agriculture | Existing | Space Heating | Natural Gas | Unit Heater | E5 | TRC BC Ratio | 0 | 0 | 0 | 0 | 0 | 0 | 0 | 0 | 0 | 0 | 0 | 0 | 0 | 0 | 0 | 0 | 0 | 0 | 0 | 0 | 0 | 0 | 0 | 0 | 0 | 0 | 0 | 0 | 0 | 0
F2_Industrial_Agriculture_Existing_Space Heating_Natural Gas_Unit Heater_E6 | F2 | Industrial | Agriculture | Existing | Space Heating | Natural Gas | Unit Heater | E6 | TRC BC Ratio | 0 | 0 | 0 | 0 | 0 | 0 | 0 | 0 | 0 | 0 | 0 | 0 | 0 | 0 | 0 | 0 | 0 | 0 | 0 | 0 | 0 | 0 | 0 | 0 | 0 | 0 | 0 | 0 | 0 | 0
F2_Industrial_Agriculture_Existing_Space Heating_Natural Gas_Unit Heater_E7 | F2 | Industrial | Agriculture | Existing | Space Heating | Natural Gas | Unit Heater | E7 | TRC BC Ratio | 0 | 0 | 0 | 0 | 0 | 0 | 0 | 0 | 0 | 0 | 0 | 0 | 0 | 0 | 0 | 0 | 0 | 0 | 0 | 0 | 0 | 0 | 0 | 0 | 0 | 0 | 0 | 0 | 0 | 0
F2_Industrial_Agriculture_Existing_Space Heating_Natural Gas_Unit Heater_E8 | F2 | Industrial | Agriculture | Existing | Space Heating | Natural Gas | Unit Heater | E8 | TRC BC Ratio | 0 | 0 | 0 | 0 | 0 | 0 | 0 | 0 | 0 | 0 | 0 | 0 | 0 | 0 | 0 | 0 | 0 | 0 | 0 | 0 | 0 | 0 | 0 | 0 | 0 | 0 | 0 | 0 | 0 | 0
F2_Industrial_Agriculture_Existing_Space Heating_Natural Gas_Unit Heater_E9 | F2 | Industrial | Agriculture | Existing | Space Heating | Natural Gas | Unit Heater | E9 | TRC BC Ratio | 0 | 0 | 0 | 0 | 0 | 0 | 0 | 0 | 0 | 0 | 0 | 0 | 0 | 0 | 0 | 0 | 0 | 0 | 0 | 0 | 0 | 0 | 0 | 0 | 0 | 0 | 0 | 0 | 0 | 0
F2_Industrial_Agriculture_Existing_Space Heating_Natural Gas_Unit Heater_E10 | F2 | Industrial | Agriculture | Existing | Space Heating | Natural Gas | Unit Heater | E10 | TRC BC Ratio | 0 | 0 | 0 | 0 | 0 | 0 | 0 | 0 | 0 | 0 | 0 | 0 | 0 | 0 | 0 | 0 | 0 | 0 | 0 | 0 | 0 | 0 | 0 | 0 | 0 | 0 | 0 | 0 | 0 | 0
F3_Industrial_Agriculture_Existing_Space Heating_Natural Gas_Unit Heater_E1 | F3 | Industrial | Agriculture | Existing | Space Heating | Natural Gas | Unit Heater | E1 | PACT BC Ratio | 0.9 | 0.9 | 0.9 | 0.9 | 0.9 | 0.9 | 0.9 | 0.9 | 0.9 | 0.9 | 0.9 | 0.9 | 0.9 | 0.9 | 0.9 | 0.9 | 0.9 | 0.9 | 0.9 | 0.9 | 0.9 | 0.9 | 0 | 0 | 0 | 0 | 0 | 0 | 0 | 0
F3_Industrial_Agriculture_Existing_Space Heating_Natural Gas_Unit Heater_E2 | F3 | Industrial | Agriculture | Existing | Space Heating | Natural Gas | Unit Heater | E2 | PACT BC Ratio | 0.46195 | 0.47531 | 0.46991 | 0.4648 | 0.45197 | 0.43914 | 0.42598 | 0.41419 | 0.40233 | 0.39237 | 0.38233 | 0.37259 | 0.36303 | 0.35391 | 0.34495 | 0.33616 | 0.32768 | 0.31961 | 0.31169 | 0.30433 | 0.29725 | 0.29033 | 0 | 0 | 0 | 0 | 0 | 0 | 0 | 0
F3_Industrial_Agriculture_Existing_Space Heating_Natural Gas_Unit Heater_E3 | F3 | Industrial | Agriculture | Existing | Space Heating | Natural Gas | Unit Heater | E3 | PACT BC Ratio | 11.765 | 12.5391 | 12.5126 | 12.4918 | 12.1402 | 11.781 | 11.398 | 11.0634 | 10.7189 | 10.4457 | 10.1639 | 9.8914 | 9.6234 | 9.3705 | 9.1217 | 8.8768 | 8.6424 | 8.4222 | 8.2058 | 8.0102 | 7.8238 | 7.6418 | 0 | 0 | 0 | 0 | 0 | 0 | 0 | 0
F3_Industrial_Agriculture_Existing_Space Heating_Natural Gas_Unit Heater_E4 | F3 | Industrial | Agriculture | Existing | Space Heating | Natural Gas | Unit Heater | E4 | PACT BC Ratio | 0 | 0 | 0 | 0 | 0 | 0 | 0 | 0 | 0 | 0 | 0 | 0 | 0 | 0 | 0 | 0 | 0 | 0 | 0 | 0 | 0 | 0 | 0 | 0 | 0 | 0 | 0 | 0 | 0 | 0
F3_Industrial_Agriculture_Existing_Space Heating_Natural Gas_Unit Heater_E5 | F3 | Industrial | Agriculture | Existing | Space Heating | Natural Gas | Unit Heater | E5 | PACT BC Ratio | 0 | 0 | 0 | 0 | 0 | 0 | 0 | 0 | 0 | 0 | 0 | 0 | 0 | 0 | 0 | 0 | 0 | 0 | 0 | 0 | 0 | 0 | 0 | 0 | 0 | 0 | 0 | 0 | 0 | 0
F3_Industrial_Agriculture_Existing_Space Heating_Natural Gas_Unit Heater_E6 | F3 | Industrial | Agriculture | Existing | Space Heating | Natural Gas | Unit Heater | E6 | PACT BC Ratio | 0 | 0 | 0 | 0 | 0 | 0 | 0 | 0 | 0 | 0 | 0 | 0 | 0 | 0 | 0 | 0 | 0 | 0 | 0 | 0 | 0 | 0 | 0 | 0 | 0 | 0 | 0 | 0 | 0 | 0
F3_Industrial_Agriculture_Existing_Space Heating_Natural Gas_Unit Heater_E7 | F3 | Industrial | Agriculture | Existing | Space Heating | Natural Gas | Unit Heater | E7 | PACT BC Ratio | 0 | 0 | 0 | 0 | 0 | 0 | 0 | 0 | 0 | 0 | 0 | 0 | 0 | 0 | 0 | 0 | 0 | 0 | 0 | 0 | 0 | 0 | 0 | 0 | 0 | 0 | 0 | 0 | 0 | 0
F3_Industrial_Agriculture_Existing_Space Heating_Natural Gas_Unit Heater_E8 | F3 | Industrial | Agriculture | Existing | Space Heating | Natural Gas | Unit Heater | E8 | PACT BC Ratio | 0 | 0 | 0 | 0 | 0 | 0 | 0 | 0 | 0 | 0 | 0 | 0 | 0 | 0 | 0 | 0 | 0 | 0 | 0 | 0 | 0 | 0 | 0 | 0 | 0 | 0 | 0 | 0 | 0 | 0
F3_Industrial_Agriculture_Existing_Space Heating_Natural Gas_Unit Heater_E9 | F3 | Industrial | Agriculture | Existing | Space Heating | Natural Gas | Unit Heater | E9 | PACT BC Ratio | 0 | 0 | 0 | 0 | 0 | 0 | 0 | 0 | 0 | 0 | 0 | 0 | 0 | 0 | 0 | 0 | 0 | 0 | 0 | 0 | 0 | 0 | 0 | 0 | 0 | 0 | 0 | 0 | 0 | 0
F3_Industrial_Agriculture_Existing_Space Heating_Natural Gas_Unit Heater_E10 | F3 | Industrial | Agriculture | Existing | Space Heating | Natural Gas | Unit Heater | E10 | PACT BC Ratio | 0 | 0 | 0 | 0 | 0 | 0 | 0 | 0 | 0 | 0 | 0 | 0 | 0 | 0 | 0 | 0 | 0 | 0 | 0 | 0 | 0 | 0 | 0 | 0 | 0 | 0 | 0 | 0 | 0 | 0
F4_Industrial_Agriculture_Existing_Space Heating_Natural Gas_Unit Heater_E1 | F4 | Industrial | Agriculture | Existing | Space Heating | Natural Gas | Unit Heater | E1 | PCT BC Ratio | 0.9 | 0.9 | 0.9 | 0.9 | 0.9 | 0.9 | 0.9 | 0.9 | 0.9 | 0.9 | 0.9 | 0.9 | 0.9 | 0.9 | 0.9 | 0.9 | 0.9 | 0.9 | 0.9 | 0.9 | 0.9 | 0.9 | 0 | 0 | 0 | 0 | 0 | 0 | 0 | 0
F4_Industrial_Agriculture_Existing_Space Heating_Natural Gas_Unit Heater_E2 | F4 | Industrial | Agriculture | Existing | Space Heating | Natural Gas | Unit Heater | E2 | PCT BC Ratio | 0.64585 | 0.65588 | 0.65183 | 0.64799 | 0.63835 | 0.6287 | 0.61882 | 0.60996 | 0.60104 | 0.59356 | 0.58601 | 0.57869 | 0.57151 | 0.56465 | 0.55792 | 0.55132 | 0.54495 | 0.53888 | 0.53293 | 0.5274 | 0.52208 | 0.51688 | 0 | 0 | 0 | 0 | 0 | 0 | 0 | 0
F4_Industrial_Agriculture_Existing_Space Heating_Natural Gas_Unit Heater_E3 | F4 | Industrial | Agriculture | Existing | Space Heating | Natural Gas | Unit Heater | E3 | PCT BC Ratio | 9.14 | 9.7218 | 9.7019 | 9.6862 | 9.422 | 9.152 | 8.8642 | 8.6128 | 8.3539 | 8.1486 | 7.9368 | 7.7321 | 7.5307 | 7.3406 | 7.1536 | 6.9696 | 6.7934 | 6.628 | 6.4653 | 6.3184 | 6.1783 | 6.0415 | 0 | 0 | 0 | 0 | 0 | 0 | 0 | 0
F4_Industrial_Agriculture_Existing_Space Heating_Natural Gas_Unit Heater_E4 | F4 | Industrial | Agriculture | Existing | Space Heating | Natural Gas | Unit Heater | E4 | PCT BC Ratio | 0 | 0 | 0 | 0 | 0 | 0 | 0 | 0 | 0 | 0 | 0 | 0 | 0 | 0 | 0 | 0 | 0 | 0 | 0 | 0 | 0 | 0 | 0 | 0 | 0 | 0 | 0 | 0 | 0 | 0
F4_Industrial_Agriculture_Existing_Space Heating_Natural Gas_Unit Heater_E5 | F4 | Industrial | Agriculture | Existing | Space Heating | Natural Gas | Unit Heater | E5 | PCT BC Ratio | 0 | 0 | 0 | 0 | 0 | 0 | 0 | 0 | 0 | 0 | 0 | 0 | 0 | 0 | 0 | 0 | 0 | 0 | 0 | 0 | 0 | 0 | 0 | 0 | 0 | 0 | 0 | 0 | 0 | 0
F4_Industrial_Agriculture_Existing_Space Heating_Natural Gas_Unit Heater_E6 | F4 | Industrial | Agriculture | Existing | Space Heating | Natural Gas | Unit Heater | E6 | PCT BC Ratio | 0 | 0 | 0 | 0 | 0 | 0 | 0 | 0 | 0 | 0 | 0 | 0 | 0 | 0 | 0 | 0 | 0 | 0 | 0 | 0 | 0 | 0 | 0 | 0 | 0 | 0 | 0 | 0 | 0 | 0
F4_Industrial_Agriculture_Existing_Space Heating_Natural Gas_Unit Heater_E7 | F4 | Industrial | Agriculture | Existing | Space Heating | Natural Gas | Unit Heater | E7 | PCT BC Ratio | 0 | 0 | 0 | 0 | 0 | 0 | 0 | 0 | 0 | 0 | 0 | 0 | 0 | 0 | 0 | 0 | 0 | 0 | 0 | 0 | 0 | 0 | 0 | 0 | 0 | 0 | 0 | 0 | 0 | 0
F4_Industrial_Agriculture_Existing_Space Heating_Natural Gas_Unit Heater_E8 | F4 | Industrial | Agriculture | Existing | Space Heating | Natural Gas | Unit Heater | E8 | PCT BC Ratio | 0 | 0 | 0 | 0 | 0 | 0 | 0 | 0 | 0 | 0 | 0 | 0 | 0 | 0 | 0 | 0 | 0 | 0 | 0 | 0 | 0 | 0 | 0 | 0 | 0 | 0 | 0 | 0 | 0 | 0
F4_Industrial_Agriculture_Existing_Space Heating_Natural Gas_Unit Heater_E9 | F4 | Industrial | Agriculture | Existing | Space Heating | Natural Gas | Unit Heater | E9 | PCT BC Ratio | 0 | 0 | 0 | 0 | 0 | 0 | 0 | 0 | 0 | 0 | 0 | 0 | 0 | 0 | 0 | 0 | 0 | 0 | 0 | 0 | 0 | 0 | 0 | 0 | 0 | 0 | 0 | 0 | 0 | 0
F4_Industrial_Agriculture_Existing_Space Heating_Natural Gas_Unit Heater_E10 | F4 | Industrial | Agriculture | Existing | Space Heating | Natural Gas | Unit Heater | E10 | PCT BC Ratio | 0 | 0 | 0 | 0 | 0 | 0 | 0 | 0 | 0 | 0 | 0 | 0 | 0 | 0 | 0 | 0 | 0 | 0 | 0 | 0 | 0 | 0 | 0 | 0 | 0 | 0 | 0 | 0 | 0 | 0
F5_Industrial_Agriculture_Existing_Space Heating_Natural Gas_Unit Heater_E1 | F5 | Industrial | Agriculture | Existing | Space Heating | Natural Gas | Unit Heater | E1 | RIM BC Ratio | 0.9 | 0.9 | 0.9 | 0.9 | 0.9 | 0.9 | 0.9 | 0.9 | 0.9 | 0.9 | 0.9 | 0.9 | 0.9 | 0.9 | 0.9 | 0.9 | 0.9 | 0.9 | 0.9 | 0.9 | 0.9 | 0.9 | 0 | 0 | 0 | 0 | 0 | 0 | 0 | 0
F5_Industrial_Agriculture_Existing_Space Heating_Natural Gas_Unit Heater_E2 | F5 | Industrial | Agriculture | Existing | Space Heating | Natural Gas | Unit Heater | E2 | RIM BC Ratio | 0.29737 | 0.30285 | 0.30065 | 0.29855 | 0.2932 | 0.28775 | 0.28204 | 0.27682 | 0.27147 | 0.2669 | 0.26222 | 0.2576 | 0.253 | 0.24853 | 0.24408 | 0.23964 | 0.2353 | 0.23111 | 0.22695 | 0.22302 | 0.21919 | 0.21541 | 0 | 0 | 0 | 0 | 0 | 0 | 0 | 0
F5_Industrial_Agriculture_Existing_Space Heating_Natural Gas_Unit Heater_E3 | F5 | Industrial | Agriculture | Existing | Space Heating | Natural Gas | Unit Heater | E3 | RIM BC Ratio | 0.77938 | 0.78259 | 0.78248 | 0.7824 | 0.78098 | 0.77945 | 0.77773 | 0.77612 | 0.77438 | 0.77292 | 0.77134 | 0.76973 | 0.76806 | 0.76641 | 0.7647 | 0.76294 | 0.76117 | 0.75942 | 0.75762 | 0.75591 | 0.75422 | 0.75249 | 0 | 0 | 0 | 0 | 0 | 0 | 0 | 0
F5_Industrial_Agriculture_Existing_Space Heating_Natural Gas_Unit Heater_E4 | F5 | Industrial | Agriculture | Existing | Space Heating | Natural Gas | Unit Heater | E4 | RIM BC Ratio | 0 | 0 | 0 | 0 | 0 | 0 | 0 | 0 | 0 | 0 | 0 | 0 | 0 | 0 | 0 | 0 | 0 | 0 | 0 | 0 | 0 | 0 | 0 | 0 | 0 | 0 | 0 | 0 | 0 | 0
F5_Industrial_Agriculture_Existing_Space Heating_Natural Gas_Unit Heater_E5 | F5 | Industrial | Agriculture | Existing | Space Heating | Natural Gas | Unit Heater | E5 | RIM BC Ratio | 0 | 0 | 0 | 0 | 0 | 0 | 0 | 0 | 0 | 0 | 0 | 0 | 0 | 0 | 0 | 0 | 0 | 0 | 0 | 0 | 0 | 0 | 0 | 0 | 0 | 0 | 0 | 0 | 0 | 0
F5_Industrial_Agriculture_Existing_Space Heating_Natural Gas_Unit Heater_E6 | F5 | Industrial | Agriculture | Existing | Space Heating | Natural Gas | Unit Heater | E6 | RIM BC Ratio | 0 | 0 | 0 | 0 | 0 | 0 | 0 | 0 | 0 | 0 | 0 | 0 | 0 | 0 | 0 | 0 | 0 | 0 | 0 | 0 | 0 | 0 | 0 | 0 | 0 | 0 | 0 | 0 | 0 | 0
F5_Industrial_Agriculture_Existing_Space Heating_Natural Gas_Unit Heater_E7 | F5 | Industrial | Agriculture | Existing | Space Heating | Natural Gas | Unit Heater | E7 | RIM BC Ratio | 0 | 0 | 0 | 0 | 0 | 0 | 0 | 0 | 0 | 0 | 0 | 0 | 0 | 0 | 0 | 0 | 0 | 0 | 0 | 0 | 0 | 0 | 0 | 0 | 0 | 0 | 0 | 0 | 0 | 0
F5_Industrial_Agriculture_Existing_Space Heating_Natural Gas_Unit Heater_E8 | F5 | Industrial | Agriculture | Existing | Space Heating | Natural Gas | Unit Heater | E8 | RIM BC Ratio | 0 | 0 | 0 | 0 | 0 | 0 | 0 | 0 | 0 | 0 | 0 | 0 | 0 | 0 | 0 | 0 | 0 | 0 | 0 | 0 | 0 | 0 | 0 | 0 | 0 | 0 | 0 | 0 | 0 | 0
F5_Industrial_Agriculture_Existing_Space Heating_Natural Gas_Unit Heater_E9 | F5 | Industrial | Agriculture | Existing | Space Heating | Natural Gas | Unit Heater | E9 | RIM BC Ratio | 0 | 0 | 0 | 0 | 0 | 0 | 0 | 0 | 0 | 0 | 0 | 0 | 0 | 0 | 0 | 0 | 0 | 0 | 0 | 0 | 0 | 0 | 0 | 0 | 0 | 0 | 0 | 0 | 0 | 0
F5_Industrial_Agriculture_Existing_Space Heating_Natural Gas_Unit Heater_E10 | F5 | Industrial | Agriculture | Existing | Space Heating | Natural Gas | Unit Heater | E10 | RIM BC Ratio | 0 | 0 | 0 | 0 | 0 | 0 | 0 | 0 | 0 | 0 | 0 | 0 | 0 | 0 | 0 | 0 | 0 | 0 | 0 | 0 | 0 | 0 | 0 | 0 | 0 | 0 | 0 | 0 | 0 | 0
F0_Industrial_Agriculture_Existing_Process_Natural Gas_Process Boiler_E0 | F0 | Industrial | Agriculture | Existing | Process | Natural Gas | Process Boiler | E0 | Economic Unit | EF .80 | EF .80 | EF .80 | EF .80 | EF .80 | EF .80 | EF .80 | EF .80 | EF .80 | EF .80 | EF .80 | EF .80 | EF .80 | EF .80 | EF .80 | EF .80 | EF .80 | EF .80 | EF .80 | EF .80 | EF .80 | EF .80 | 0 | 0 | 0 | 0 | 0 | 0 | 0 | 0
F1_Industrial_Agriculture_Existing_Process_Natural Gas_Process Boiler_E1 | F1 | Industrial | Agriculture | Existing | Process | Natural Gas | Process Boiler | E1 | CCE | 0 | 0 | 0 | 0 | 0 | 0 | 0 | 0 | 0 | 0 | 0 | 0 | 0 | 0 | 0 | 0 | 0 | 0 | 0 | 0 | 0 | 0 | 0 | 0 | 0 | 0 | 0 | 0 | 0 | 0
F1_Industrial_Agriculture_Existing_Process_Natural Gas_Process Boiler_E2 | F1 | Industrial | Agriculture | Existing | Process | Natural Gas | Process Boiler | E2 | CCE | 0 | 0 | 0 | 0 | 0 | 0 | 0 | 0 | 0 | 0 | 0 | 0 | 0 | 0 | 0 | 0 | 0 | 0 | 0 | 0 | 0 | 0 | 0 | 0 | 0 | 0 | 0 | 0 | 0 | 0
F1_Industrial_Agriculture_Existing_Process_Natural Gas_Process Boiler_E3 | F1 | Industrial | Agriculture | Existing | Process | Natural Gas | Process Boiler | E3 | CCE | 0 | 0 | 0 | 0 | 0 | 0 | 0 | 0 | 0 | 0 | 0 | 0 | 0 | 0 | 0 | 0 | 0 | 0 | 0 | 0 | 0 | 0 | 0 | 0 | 0 | 0 | 0 | 0 | 0 | 0
F1_Industrial_Agriculture_Existing_Process_Natural Gas_Process Boiler_E4 | F1 | Industrial | Agriculture | Existing | Process | Natural Gas | Process Boiler | E4 | CCE | 0 | 0 | 0 | 0 | 0 | 0 | 0 | 0 | 0 | 0 | 0 | 0 | 0 | 0 | 0 | 0 | 0 | 0 | 0 | 0 | 0 | 0 | 0 | 0 | 0 | 0 | 0 | 0 | 0 | 0
F1_Industrial_Agriculture_Existing_Process_Natural Gas_Process Boiler_E5 | F1 | Industrial | Agriculture | Existing | Process | Natural Gas | Process Boiler | E5 | CCE | 0 | 0 | 0 | 0 | 0 | 0 | 0 | 0 | 0 | 0 | 0 | 0 | 0 | 0 | 0 | 0 | 0 | 0 | 0 | 0 | 0 | 0 | 0 | 0 | 0 | 0 | 0 | 0 | 0 | 0
F1_Industrial_Agriculture_Existing_Process_Natural Gas_Process Boiler_E6 | F1 | Industrial | Agriculture | Existing | Process | Natural Gas | Process Boiler | E6 | CCE | 0 | 0 | 0 | 0 | 0 | 0 | 0 | 0 | 0 | 0 | 0 | 0 | 0 | 0 | 0 | 0 | 0 | 0 | 0 | 0 | 0 | 0 | 0 | 0 | 0 | 0 | 0 | 0 | 0 | 0
F1_Industrial_Agriculture_Existing_Process_Natural Gas_Process Boiler_E7 | F1 | Industrial | Agriculture | Existing | Process | Natural Gas | Process Boiler | E7 | CCE | 0 | 0 | 0 | 0 | 0 | 0 | 0 | 0 | 0 | 0 | 0 | 0 | 0 | 0 | 0 | 0 | 0 | 0 | 0 | 0 | 0 | 0 | 0 | 0 | 0 | 0 | 0 | 0 | 0 | 0
F1_Industrial_Agriculture_Existing_Process_Natural Gas_Process Boiler_E8 | F1 | Industrial | Agriculture | Existing | Process | Natural Gas | Process Boiler | E8 | CCE | 0 | 0 | 0 | 0 | 0 | 0 | 0 | 0 | 0 | 0 | 0 | 0 | 0 | 0 | 0 | 0 | 0 | 0 | 0 | 0 | 0 | 0 | 0 | 0 | 0 | 0 | 0 | 0 | 0 | 0
F1_Industrial_Agriculture_Existing_Process_Natural Gas_Process Boiler_E9 | F1 | Industrial | Agriculture | Existing | Process | Natural Gas | Process Boiler | E9 | CCE | 0 | 0 | 0 | 0 | 0 | 0 | 0 | 0 | 0 | 0 | 0 | 0 | 0 | 0 | 0 | 0 | 0 | 0 | 0 | 0 | 0 | 0 | 0 | 0 | 0 | 0 | 0 | 0 | 0 | 0
F1_Industrial_Agriculture_Existing_Process_Natural Gas_Process Boiler_E10 | F1 | Industrial | Agriculture | Existing | Process | Natural Gas | Process Boiler | E10 | CCE | 0 | 0 | 0 | 0 | 0 | 0 | 0 | 0 | 0 | 0 | 0 | 0 | 0 | 0 | 0 | 0 | 0 | 0 | 0 | 0 | 0 | 0 | 0 | 0 | 0 | 0 | 0 | 0 | 0 | 0
F2_Industrial_Agriculture_Existing_Process_Natural Gas_Process Boiler_E1 | F2 | Industrial | Agriculture | Existing | Process | Natural Gas | Process Boiler | E1 | TRC BC Ratio | 0.9 | 0.9 | 0.9 | 0.9 | 0.9 | 0.9 | 0.9 | 0.9 | 0.9 | 0.9 | 0.9 | 0.9 | 0.9 | 0.9 | 0.9 | 0.9 | 0.9 | 0.9 | 0.9 | 0.9 | 0.9 | 0.9 | 0 | 0 | 0 | 0 | 0 | 0 | 0 | 0
F2_Industrial_Agriculture_Existing_Process_Natural Gas_Process Boiler_E2 | F2 | Industrial | Agriculture | Existing | Process | Natural Gas | Process Boiler | E2 | TRC BC Ratio | 0 | 0 | 0 | 0 | 0 | 0 | 0 | 0 | 0 | 0 | 0 | 0 | 0 | 0 | 0 | 0 | 0 | 0 | 0 | 0 | 0 | 0 | 0 | 0 | 0 | 0 | 0 | 0 | 0 | 0
F2_Industrial_Agriculture_Existing_Process_Natural Gas_Process Boiler_E3 | F2 | Industrial | Agriculture | Existing | Process | Natural Gas | Process Boiler | E3 | TRC BC Ratio | 0 | 0 | 0 | 0 | 0 | 0 | 0 | 0 | 0 | 0 | 0 | 0 | 0 | 0 | 0 | 0 | 0 | 0 | 0 | 0 | 0 | 0 | 0 | 0 | 0 | 0 | 0 | 0 | 0 | 0
F2_Industrial_Agriculture_Existing_Process_Natural Gas_Process Boiler_E4 | F2 | Industrial | Agriculture | Existing | Process | Natural Gas | Process Boiler | E4 | TRC BC Ratio | 0 | 0 | 0 | 0 | 0 | 0 | 0 | 0 | 0 | 0 | 0 | 0 | 0 | 0 | 0 | 0 | 0 | 0 | 0 | 0 | 0 | 0 | 0 | 0 | 0 | 0 | 0 | 0 | 0 | 0
F2_Industrial_Agriculture_Existing_Process_Natural Gas_Process Boiler_E5 | F2 | Industrial | Agriculture | Existing | Process | Natural Gas | Process Boiler | E5 | TRC BC Ratio | 0 | 0 | 0 | 0 | 0 | 0 | 0 | 0 | 0 | 0 | 0 | 0 | 0 | 0 | 0 | 0 | 0 | 0 | 0 | 0 | 0 | 0 | 0 | 0 | 0 | 0 | 0 | 0 | 0 | 0
F2_Industrial_Agriculture_Existing_Process_Natural Gas_Process Boiler_E6 | F2 | Industrial | Agriculture | Existing | Process | Natural Gas | Process Boiler | E6 | TRC BC Ratio | 0 | 0 | 0 | 0 | 0 | 0 | 0 | 0 | 0 | 0 | 0 | 0 | 0 | 0 | 0 | 0 | 0 | 0 | 0 | 0 | 0 | 0 | 0 | 0 | 0 | 0 | 0 | 0 | 0 | 0
F2_Industrial_Agriculture_Existing_Process_Natural Gas_Process Boiler_E7 | F2 | Industrial | Agriculture | Existing | Process | Natural Gas | Process Boiler | E7 | TRC BC Ratio | 0 | 0 | 0 | 0 | 0 | 0 | 0 | 0 | 0 | 0 | 0 | 0 | 0 | 0 | 0 | 0 | 0 | 0 | 0 | 0 | 0 | 0 | 0 | 0 | 0 | 0 | 0 | 0 | 0 | 0
F2_Industrial_Agriculture_Existing_Process_Natural Gas_Process Boiler_E8 | F2 | Industrial | Agriculture | Existing | Process | Natural Gas | Process Boiler | E8 | TRC BC Ratio | 0 | 0 | 0 | 0 | 0 | 0 | 0 | 0 | 0 | 0 | 0 | 0 | 0 | 0 | 0 | 0 | 0 | 0 | 0 | 0 | 0 | 0 | 0 | 0 | 0 | 0 | 0 | 0 | 0 | 0
F2_Industrial_Agriculture_Existing_Process_Natural Gas_Process Boiler_E9 | F2 | Industrial | Agriculture | Existing | Process | Natural Gas | Process Boiler | E9 | TRC BC Ratio | 0 | 0 | 0 | 0 | 0 | 0 | 0 | 0 | 0 | 0 | 0 | 0 | 0 | 0 | 0 | 0 | 0 | 0 | 0 | 0 | 0 | 0 | 0 | 0 | 0 | 0 | 0 | 0 | 0 | 0
F2_Industrial_Agriculture_Existing_Process_Natural Gas_Process Boiler_E10 | F2 | Industrial | Agriculture | Existing | Process | Natural Gas | Process Boiler | E10 | TRC BC Ratio | 0 | 0 | 0 | 0 | 0 | 0 | 0 | 0 | 0 | 0 | 0 | 0 | 0 | 0 | 0 | 0 | 0 | 0 | 0 | 0 | 0 | 0 | 0 | 0 | 0 | 0 | 0 | 0 | 0 | 0
F3_Industrial_Agriculture_Existing_Process_Natural Gas_Process Boiler_E1 | F3 | Industrial | Agriculture | Existing | Process | Natural Gas | Process Boiler | E1 | PACT BC Ratio | 0.9 | 0.9 | 0.9 | 0.9 | 0.9 | 0.9 | 0.9 | 0.9 | 0.9 | 0.9 | 0.9 | 0.9 | 0.9 | 0.9 | 0.9 | 0.9 | 0.9 | 0.9 | 0.9 | 0.9 | 0.9 | 0.9 | 0 | 0 | 0 | 0 | 0 | 0 | 0 | 0
F3_Industrial_Agriculture_Existing_Process_Natural Gas_Process Boiler_E2 | F3 | Industrial | Agriculture | Existing | Process | Natural Gas | Process Boiler | E2 | PACT BC Ratio | 0 | 0 | 0 | 0 | 0 | 0 | 0 | 0 | 0 | 0 | 0 | 0 | 0 | 0 | 0 | 0 | 0 | 0 | 0 | 0 | 0 | 0 | 0 | 0 | 0 | 0 | 0 | 0 | 0 | 0
F3_Industrial_Agriculture_Existing_Process_Natural Gas_Process Boiler_E3 | F3 | Industrial | Agriculture | Existing | Process | Natural Gas | Process Boiler | E3 | PACT BC Ratio | 0 | 0 | 0 | 0 | 0 | 0 | 0 | 0 | 0 | 0 | 0 | 0 | 0 | 0 | 0 | 0 | 0 | 0 | 0 | 0 | 0 | 0 | 0 | 0 | 0 | 0 | 0 | 0 | 0 | 0
F3_Industrial_Agriculture_Existing_Process_Natural Gas_Process Boiler_E4 | F3 | Industrial | Agriculture | Existing | Process | Natural Gas | Process Boiler | E4 | PACT BC Ratio | 0 | 0 | 0 | 0 | 0 | 0 | 0 | 0 | 0 | 0 | 0 | 0 | 0 | 0 | 0 | 0 | 0 | 0 | 0 | 0 | 0 | 0 | 0 | 0 | 0 | 0 | 0 | 0 | 0 | 0
F3_Industrial_Agriculture_Existing_Process_Natural Gas_Process Boiler_E5 | F3 | Industrial | Agriculture | Existing | Process | Natural Gas | Process Boiler | E5 | PACT BC Ratio | 0 | 0 | 0 | 0 | 0 | 0 | 0 | 0 | 0 | 0 | 0 | 0 | 0 | 0 | 0 | 0 | 0 | 0 | 0 | 0 | 0 | 0 | 0 | 0 | 0 | 0 | 0 | 0 | 0 | 0
F3_Industrial_Agriculture_Existing_Process_Natural Gas_Process Boiler_E6 | F3 | Industrial | Agriculture | Existing | Process | Natural Gas | Process Boiler | E6 | PACT BC Ratio | 0 | 0 | 0 | 0 | 0 | 0 | 0 | 0 | 0 | 0 | 0 | 0 | 0 | 0 | 0 | 0 | 0 | 0 | 0 | 0 | 0 | 0 | 0 | 0 | 0 | 0 | 0 | 0 | 0 | 0
F3_Industrial_Agriculture_Existing_Process_Natural Gas_Process Boiler_E7 | F3 | Industrial | Agriculture | Existing | Process | Natural Gas | Process Boiler | E7 | PACT BC Ratio | 0 | 0 | 0 | 0 | 0 | 0 | 0 | 0 | 0 | 0 | 0 | 0 | 0 | 0 | 0 | 0 | 0 | 0 | 0 | 0 | 0 | 0 | 0 | 0 | 0 | 0 | 0 | 0 | 0 | 0
F3_Industrial_Agriculture_Existing_Process_Natural Gas_Process Boiler_E8 | F3 | Industrial | Agriculture | Existing | Process | Natural Gas | Process Boiler | E8 | PACT BC Ratio | 0 | 0 | 0 | 0 | 0 | 0 | 0 | 0 | 0 | 0 | 0 | 0 | 0 | 0 | 0 | 0 | 0 | 0 | 0 | 0 | 0 | 0 | 0 | 0 | 0 | 0 | 0 | 0 | 0 | 0
F3_Industrial_Agriculture_Existing_Process_Natural Gas_Process Boiler_E9 | F3 | Industrial | Agriculture | Existing | Process | Natural Gas | Process Boiler | E9 | PACT BC Ratio | 0 | 0 | 0 | 0 | 0 | 0 | 0 | 0 | 0 | 0 | 0 | 0 | 0 | 0 | 0 | 0 | 0 | 0 | 0 | 0 | 0 | 0 | 0 | 0 | 0 | 0 | 0 | 0 | 0 | 0
F3_Industrial_Agriculture_Existing_Process_Natural Gas_Process Boiler_E10 | F3 | Industrial | Agriculture | Existing | Process | Natural Gas | Process Boiler | E10 | PACT BC Ratio | 0 | 0 | 0 | 0 | 0 | 0 | 0 | 0 | 0 | 0 | 0 | 0 | 0 | 0 | 0 | 0 | 0 | 0 | 0 | 0 | 0 | 0 | 0 | 0 | 0 | 0 | 0 | 0 | 0 | 0
F4_Industrial_Agriculture_Existing_Process_Natural Gas_Process Boiler_E1 | F4 | Industrial | Agriculture | Existing | Process | Natural Gas | Process Boiler | E1 | PCT BC Ratio | 0.9 | 0.9 | 0.9 | 0.9 | 0.9 | 0.9 | 0.9 | 0.9 | 0.9 | 0.9 | 0.9 | 0.9 | 0.9 | 0.9 | 0.9 | 0.9 | 0.9 | 0.9 | 0.9 | 0.9 | 0.9 | 0.9 | 0 | 0 | 0 | 0 | 0 | 0 | 0 | 0
F4_Industrial_Agriculture_Existing_Process_Natural Gas_Process Boiler_E2 | F4 | Industrial | Agriculture | Existing | Process | Natural Gas | Process Boiler | E2 | PCT BC Ratio | 0 | 0 | 0 | 0 | 0 | 0 | 0 | 0 | 0 | 0 | 0 | 0 | 0 | 0 | 0 | 0 | 0 | 0 | 0 | 0 | 0 | 0 | 0 | 0 | 0 | 0 | 0 | 0 | 0 | 0
F4_Industrial_Agriculture_Existing_Process_Natural Gas_Process Boiler_E3 | F4 | Industrial | Agriculture | Existing | Process | Natural Gas | Process Boiler | E3 | PCT BC Ratio | 0 | 0 | 0 | 0 | 0 | 0 | 0 | 0 | 0 | 0 | 0 | 0 | 0 | 0 | 0 | 0 | 0 | 0 | 0 | 0 | 0 | 0 | 0 | 0 | 0 | 0 | 0 | 0 | 0 | 0
F4_Industrial_Agriculture_Existing_Process_Natural Gas_Process Boiler_E4 | F4 | Industrial | Agriculture | Existing | Process | Natural Gas | Process Boiler | E4 | PCT BC Ratio | 0 | 0 | 0 | 0 | 0 | 0 | 0 | 0 | 0 | 0 | 0 | 0 | 0 | 0 | 0 | 0 | 0 | 0 | 0 | 0 | 0 | 0 | 0 | 0 | 0 | 0 | 0 | 0 | 0 | 0
F4_Industrial_Agriculture_Existing_Process_Natural Gas_Process Boiler_E5 | F4 | Industrial | Agriculture | Existing | Process | Natural Gas | Process Boiler | E5 | PCT BC Ratio | 0 | 0 | 0 | 0 | 0 | 0 | 0 | 0 | 0 | 0 | 0 | 0 | 0 | 0 | 0 | 0 | 0 | 0 | 0 | 0 | 0 | 0 | 0 | 0 | 0 | 0 | 0 | 0 | 0 | 0
F4_Industrial_Agriculture_Existing_Process_Natural Gas_Process Boiler_E6 | F4 | Industrial | Agriculture | Existing | Process | Natural Gas | Process Boiler | E6 | PCT BC Ratio | 0 | 0 | 0 | 0 | 0 | 0 | 0 | 0 | 0 | 0 | 0 | 0 | 0 | 0 | 0 | 0 | 0 | 0 | 0 | 0 | 0 | 0 | 0 | 0 | 0 | 0 | 0 | 0 | 0 | 0
F4_Industrial_Agriculture_Existing_Process_Natural Gas_Process Boiler_E7 | F4 | Industrial | Agriculture | Existing | Process | Natural Gas | Process Boiler | E7 | PCT BC Ratio | 0 | 0 | 0 | 0 | 0 | 0 | 0 | 0 | 0 | 0 | 0 | 0 | 0 | 0 | 0 | 0 | 0 | 0 | 0 | 0 | 0 | 0 | 0 | 0 | 0 | 0 | 0 | 0 | 0 | 0
F4_Industrial_Agriculture_Existing_Process_Natural Gas_Process Boiler_E8 | F4 | Industrial | Agriculture | Existing | Process | Natural Gas | Process Boiler | E8 | PCT BC Ratio | 0 | 0 | 0 | 0 | 0 | 0 | 0 | 0 | 0 | 0 | 0 | 0 | 0 | 0 | 0 | 0 | 0 | 0 | 0 | 0 | 0 | 0 | 0 | 0 | 0 | 0 | 0 | 0 | 0 | 0
F4_Industrial_Agriculture_Existing_Process_Natural Gas_Process Boiler_E9 | F4 | Industrial | Agriculture | Existing | Process | Natural Gas | Process Boiler | E9 | PCT BC Ratio | 0 | 0 | 0 | 0 | 0 | 0 | 0 | 0 | 0 | 0 | 0 | 0 | 0 | 0 | 0 | 0 | 0 | 0 | 0 | 0 | 0 | 0 | 0 | 0 | 0 | 0 | 0 | 0 | 0 | 0
F4_Industrial_Agriculture_Existing_Process_Natural Gas_Process Boiler_E10 | F4 | Industrial | Agriculture | Existing | Process | Natural Gas | Process Boiler | E10 | PCT BC Ratio | 0 | 0 | 0 | 0 | 0 | 0 | 0 | 0 | 0 | 0 | 0 | 0 | 0 | 0 | 0 | 0 | 0 | 0 | 0 | 0 | 0 | 0 | 0 | 0 | 0 | 0 | 0 | 0 | 0 | 0
F5_Industrial_Agriculture_Existing_Process_Natural Gas_Process Boiler_E1 | F5 | Industrial | Agriculture | Existing | Process | Natural Gas | Process Boiler | E1 | RIM BC Ratio | 0.9 | 0.9 | 0.9 | 0.9 | 0.9 | 0.9 | 0.9 | 0.9 | 0.9 | 0.9 | 0.9 | 0.9 | 0.9 | 0.9 | 0.9 | 0.9 | 0.9 | 0.9 | 0.9 | 0.9 | 0.9 | 0.9 | 0 | 0 | 0 | 0 | 0 | 0 | 0 | 0
F5_Industrial_Agriculture_Existing_Process_Natural Gas_Process Boiler_E2 | F5 | Industrial | Agriculture | Existing | Process | Natural Gas | Process Boiler | E2 | RIM BC Ratio | 0 | 0 | 0 | 0 | 0 | 0 | 0 | 0 | 0 | 0 | 0 | 0 | 0 | 0 | 0 | 0 | 0 | 0 | 0 | 0 | 0 | 0 | 0 | 0 | 0 | 0 | 0 | 0 | 0 | 0
F5_Industrial_Agriculture_Existing_Process_Natural Gas_Process Boiler_E3 | F5 | Industrial | Agriculture | Existing | Process | Natural Gas | Process Boiler | E3 | RIM BC Ratio | 0 | 0 | 0 | 0 | 0 | 0 | 0 | 0 | 0 | 0 | 0 | 0 | 0 | 0 | 0 | 0 | 0 | 0 | 0 | 0 | 0 | 0 | 0 | 0 | 0 | 0 | 0 | 0 | 0 | 0
F5_Industrial_Agriculture_Existing_Process_Natural Gas_Process Boiler_E4 | F5 | Industrial | Agriculture | Existing | Process | Natural Gas | Process Boiler | E4 | RIM BC Ratio | 0 | 0 | 0 | 0 | 0 | 0 | 0 | 0 | 0 | 0 | 0 | 0 | 0 | 0 | 0 | 0 | 0 | 0 | 0 | 0 | 0 | 0 | 0 | 0 | 0 | 0 | 0 | 0 | 0 | 0
F5_Industrial_Agriculture_Existing_Process_Natural Gas_Process Boiler_E5 | F5 | Industrial | Agriculture | Existing | Process | Natural Gas | Process Boiler | E5 | RIM BC Ratio | 0 | 0 | 0 | 0 | 0 | 0 | 0 | 0 | 0 | 0 | 0 | 0 | 0 | 0 | 0 | 0 | 0 | 0 | 0 | 0 | 0 | 0 | 0 | 0 | 0 | 0 | 0 | 0 | 0 | 0
F5_Industrial_Agriculture_Existing_Process_Natural Gas_Process Boiler_E6 | F5 | Industrial | Agriculture | Existing | Process | Natural Gas | Process Boiler | E6 | RIM BC Ratio | 0 | 0 | 0 | 0 | 0 | 0 | 0 | 0 | 0 | 0 | 0 | 0 | 0 | 0 | 0 | 0 | 0 | 0 | 0 | 0 | 0 | 0 | 0 | 0 | 0 | 0 | 0 | 0 | 0 | 0
F5_Industrial_Agriculture_Existing_Process_Natural Gas_Process Boiler_E7 | F5 | Industrial | Agriculture | Existing | Process | Natural Gas | Process Boiler | E7 | RIM BC Ratio | 0 | 0 | 0 | 0 | 0 | 0 | 0 | 0 | 0 | 0 | 0 | 0 | 0 | 0 | 0 | 0 | 0 | 0 | 0 | 0 | 0 | 0 | 0 | 0 | 0 | 0 | 0 | 0 | 0 | 0
F5_Industrial_Agriculture_Existing_Process_Natural Gas_Process Boiler_E8 | F5 | Industrial | Agriculture | Existing | Process | Natural Gas | Process Boiler | E8 | RIM BC Ratio | 0 | 0 | 0 | 0 | 0 | 0 | 0 | 0 | 0 | 0 | 0 | 0 | 0 | 0 | 0 | 0 | 0 | 0 | 0 | 0 | 0 | 0 | 0 | 0 | 0 | 0 | 0 | 0 | 0 | 0
F5_Industrial_Agriculture_Existing_Process_Natural Gas_Process Boiler_E9 | F5 | Industrial | Agriculture | Existing | Process | Natural Gas | Process Boiler | E9 | RIM BC Ratio | 0 | 0 | 0 | 0 | 0 | 0 | 0 | 0 | 0 | 0 | 0 | 0 | 0 | 0 | 0 | 0 | 0 | 0 | 0 | 0 | 0 | 0 | 0 | 0 | 0 | 0 | 0 | 0 | 0 | 0
F5_Industrial_Agriculture_Existing_Process_Natural Gas_Process Boiler_E10 | F5 | Industrial | Agriculture | Existing | Process | Natural Gas | Process Boiler | E10 | RIM BC Ratio | 0 | 0 | 0 | 0 | 0 | 0 | 0 | 0 | 0 | 0 | 0 | 0 | 0 | 0 | 0 | 0 | 0 | 0 | 0 | 0 | 0 | 0 | 0 | 0 | 0 | 0 | 0 | 0 | 0 | 0
F0_Industrial_Agriculture_Existing_Process_Natural Gas_Process Heating_E0 | F0 | Industrial | Agriculture | Existing | Process | Natural Gas | Process Heating | E0 | Economic Unit | Standard | Standard | Standard | Standard | Standard | Standard | Standard | Standard | Standard | Standard | Standard | Standard | Standard | Standard | Standard | Standard | Standard | Standard | Standard | Standard | Standard | Standard | 0 | 0 | 0 | 0 | 0 | 0 | 0 | 0
F1_Industrial_Agriculture_Existing_Process_Natural Gas_Process Heating_E1 | F1 | Industrial | Agriculture | Existing | Process | Natural Gas | Process Heating | E1 | CCE | 0 | 0 | 0 | 0 | 0 | 0 | 0 | 0 | 0 | 0 | 0 | 0 | 0 | 0 | 0 | 0 | 0 | 0 | 0 | 0 | 0 | 0 | 0 | 0 | 0 | 0 | 0 | 0 | 0 | 0
F1_Industrial_Agriculture_Existing_Process_Natural Gas_Process Heating_E2 | F1 | Industrial | Agriculture | Existing | Process | Natural Gas | Process Heating | E2 | CCE | 0 | 0 | 0 | 0 | 0 | 0 | 0 | 0 | 0 | 0 | 0 | 0 | 0 | 0 | 0 | 0 | 0 | 0 | 0 | 0 | 0 | 0 | 0 | 0 | 0 | 0 | 0 | 0 | 0 | 0
F1_Industrial_Agriculture_Existing_Process_Natural Gas_Process Heating_E3 | F1 | Industrial | Agriculture | Existing | Process | Natural Gas | Process Heating | E3 | CCE | 0 | 0 | 0 | 0 | 0 | 0 | 0 | 0 | 0 | 0 | 0 | 0 | 0 | 0 | 0 | 0 | 0 | 0 | 0 | 0 | 0 | 0 | 0 | 0 | 0 | 0 | 0 | 0 | 0 | 0
F1_Industrial_Agriculture_Existing_Process_Natural Gas_Process Heating_E4 | F1 | Industrial | Agriculture | Existing | Process | Natural Gas | Process Heating | E4 | CCE | 0 | 0 | 0 | 0 | 0 | 0 | 0 | 0 | 0 | 0 | 0 | 0 | 0 | 0 | 0 | 0 | 0 | 0 | 0 | 0 | 0 | 0 | 0 | 0 | 0 | 0 | 0 | 0 | 0 | 0
F1_Industrial_Agriculture_Existing_Process_Natural Gas_Process Heating_E5 | F1 | Industrial | Agriculture | Existing | Process | Natural Gas | Process Heating | E5 | CCE | 0 | 0 | 0 | 0 | 0 | 0 | 0 | 0 | 0 | 0 | 0 | 0 | 0 | 0 | 0 | 0 | 0 | 0 | 0 | 0 | 0 | 0 | 0 | 0 | 0 | 0 | 0 | 0 | 0 | 0
F1_Industrial_Agriculture_Existing_Process_Natural Gas_Process Heating_E6 | F1 | Industrial | Agriculture | Existing | Process | Natural Gas | Process Heating | E6 | CCE | 0 | 0 | 0 | 0 | 0 | 0 | 0 | 0 | 0 | 0 | 0 | 0 | 0 | 0 | 0 | 0 | 0 | 0 | 0 | 0 | 0 | 0 | 0 | 0 | 0 | 0 | 0 | 0 | 0 | 0
F1_Industrial_Agriculture_Existing_Process_Natural Gas_Process Heating_E7 | F1 | Industrial | Agriculture | Existing | Process | Natural Gas | Process Heating | E7 | CCE | 0 | 0 | 0 | 0 | 0 | 0 | 0 | 0 | 0 | 0 | 0 | 0 | 0 | 0 | 0 | 0 | 0 | 0 | 0 | 0 | 0 | 0 | 0 | 0 | 0 | 0 | 0 | 0 | 0 | 0
F1_Industrial_Agriculture_Existing_Process_Natural Gas_Process Heating_E8 | F1 | Industrial | Agriculture | Existing | Process | Natural Gas | Process Heating | E8 | CCE | 0 | 0 | 0 | 0 | 0 | 0 | 0 | 0 | 0 | 0 | 0 | 0 | 0 | 0 | 0 | 0 | 0 | 0 | 0 | 0 | 0 | 0 | 0 | 0 | 0 | 0 | 0 | 0 | 0 | 0
F1_Industrial_Agriculture_Existing_Process_Natural Gas_Process Heating_E9 | F1 | Industrial | Agriculture | Existing | Process | Natural Gas | Process Heating | E9 | CCE | 0 | 0 | 0 | 0 | 0 | 0 | 0 | 0 | 0 | 0 | 0 | 0 | 0 | 0 | 0 | 0 | 0 | 0 | 0 | 0 | 0 | 0 | 0 | 0 | 0 | 0 | 0 | 0 | 0 | 0
F1_Industrial_Agriculture_Existing_Process_Natural Gas_Process Heating_E10 | F1 | Industrial | Agriculture | Existing | Process | Natural Gas | Process Heating | E10 | CCE | 0 | 0 | 0 | 0 | 0 | 0 | 0 | 0 | 0 | 0 | 0 | 0 | 0 | 0 | 0 | 0 | 0 | 0 | 0 | 0 | 0 | 0 | 0 | 0 | 0 | 0 | 0 | 0 | 0 | 0
F2_Industrial_Agriculture_Existing_Process_Natural Gas_Process Heating_E1 | F2 | Industrial | Agriculture | Existing | Process | Natural Gas | Process Heating | E1 | TRC BC Ratio | 0.9 | 0.9 | 0.9 | 0.9 | 0.9 | 0.9 | 0.9 | 0.9 | 0.9 | 0.9 | 0.9 | 0.9 | 0.9 | 0.9 | 0.9 | 0.9 | 0.9 | 0.9 | 0.9 | 0.9 | 0.9 | 0.9 | 0 | 0 | 0 | 0 | 0 | 0 | 0 | 0
F2_Industrial_Agriculture_Existing_Process_Natural Gas_Process Heating_E2 | F2 | Industrial | Agriculture | Existing | Process | Natural Gas | Process Heating | E2 | TRC BC Ratio | 0 | 0 | 0 | 0 | 0 | 0 | 0 | 0 | 0 | 0 | 0 | 0 | 0 | 0 | 0 | 0 | 0 | 0 | 0 | 0 | 0 | 0 | 0 | 0 | 0 | 0 | 0 | 0 | 0 | 0
F2_Industrial_Agriculture_Existing_Process_Natural Gas_Process Heating_E3 | F2 | Industrial | Agriculture | Existing | Process | Natural Gas | Process Heating | E3 | TRC BC Ratio | 0 | 0 | 0 | 0 | 0 | 0 | 0 | 0 | 0 | 0 | 0 | 0 | 0 | 0 | 0 | 0 | 0 | 0 | 0 | 0 | 0 | 0 | 0 | 0 | 0 | 0 | 0 | 0 | 0 | 0
F2_Industrial_Agriculture_Existing_Process_Natural Gas_Process Heating_E4 | F2 | Industrial | Agriculture | Existing | Process | Natural Gas | Process Heating | E4 | TRC BC Ratio | 0 | 0 | 0 | 0 | 0 | 0 | 0 | 0 | 0 | 0 | 0 | 0 | 0 | 0 | 0 | 0 | 0 | 0 | 0 | 0 | 0 | 0 | 0 | 0 | 0 | 0 | 0 | 0 | 0 | 0
F2_Industrial_Agriculture_Existing_Process_Natural Gas_Process Heating_E5 | F2 | Industrial | Agriculture | Existing | Process | Natural Gas | Process Heating | E5 | TRC BC Ratio | 0 | 0 | 0 | 0 | 0 | 0 | 0 | 0 | 0 | 0 | 0 | 0 | 0 | 0 | 0 | 0 | 0 | 0 | 0 | 0 | 0 | 0 | 0 | 0 | 0 | 0 | 0 | 0 | 0 | 0
F2_Industrial_Agriculture_Existing_Process_Natural Gas_Process Heating_E6 | F2 | Industrial | Agriculture | Existing | Process | Natural Gas | Process Heating | E6 | TRC BC Ratio | 0 | 0 | 0 | 0 | 0 | 0 | 0 | 0 | 0 | 0 | 0 | 0 | 0 | 0 | 0 | 0 | 0 | 0 | 0 | 0 | 0 | 0 | 0 | 0 | 0 | 0 | 0 | 0 | 0 | 0
F2_Industrial_Agriculture_Existing_Process_Natural Gas_Process Heating_E7 | F2 | Industrial | Agriculture | Existing | Process | Natural Gas | Process Heating | E7 | TRC BC Ratio | 0 | 0 | 0 | 0 | 0 | 0 | 0 | 0 | 0 | 0 | 0 | 0 | 0 | 0 | 0 | 0 | 0 | 0 | 0 | 0 | 0 | 0 | 0 | 0 | 0 | 0 | 0 | 0 | 0 | 0
F2_Industrial_Agriculture_Existing_Process_Natural Gas_Process Heating_E8 | F2 | Industrial | Agriculture | Existing | Process | Natural Gas | Process Heating | E8 | TRC BC Ratio | 0 | 0 | 0 | 0 | 0 | 0 | 0 | 0 | 0 | 0 | 0 | 0 | 0 | 0 | 0 | 0 | 0 | 0 | 0 | 0 | 0 | 0 | 0 | 0 | 0 | 0 | 0 | 0 | 0 | 0
F2_Industrial_Agriculture_Existing_Process_Natural Gas_Process Heating_E9 | F2 | Industrial | Agriculture | Existing | Process | Natural Gas | Process Heating | E9 | TRC BC Ratio | 0 | 0 | 0 | 0 | 0 | 0 | 0 | 0 | 0 | 0 | 0 | 0 | 0 | 0 | 0 | 0 | 0 | 0 | 0 | 0 | 0 | 0 | 0 | 0 | 0 | 0 | 0 | 0 | 0 | 0
F2_Industrial_Agriculture_Existing_Process_Natural Gas_Process Heating_E10 | F2 | Industrial | Agriculture | Existing | Process | Natural Gas | Process Heating | E10 | TRC BC Ratio | 0 | 0 | 0 | 0 | 0 | 0 | 0 | 0 | 0 | 0 | 0 | 0 | 0 | 0 | 0 | 0 | 0 | 0 | 0 | 0 | 0 | 0 | 0 | 0 | 0 | 0 | 0 | 0 | 0 | 0
F3_Industrial_Agriculture_Existing_Process_Natural Gas_Process Heating_E1 | F3 | Industrial | Agriculture | Existing | Process | Natural Gas | Process Heating | E1 | PACT BC Ratio | 0.9 | 0.9 | 0.9 | 0.9 | 0.9 | 0.9 | 0.9 | 0.9 | 0.9 | 0.9 | 0.9 | 0.9 | 0.9 | 0.9 | 0.9 | 0.9 | 0.9 | 0.9 | 0.9 | 0.9 | 0.9 | 0.9 | 0 | 0 | 0 | 0 | 0 | 0 | 0 | 0
F3_Industrial_Agriculture_Existing_Process_Natural Gas_Process Heating_E2 | F3 | Industrial | Agriculture | Existing | Process | Natural Gas | Process Heating | E2 | PACT BC Ratio | 0 | 0 | 0 | 0 | 0 | 0 | 0 | 0 | 0 | 0 | 0 | 0 | 0 | 0 | 0 | 0 | 0 | 0 | 0 | 0 | 0 | 0 | 0 | 0 | 0 | 0 | 0 | 0 | 0 | 0
F3_Industrial_Agriculture_Existing_Process_Natural Gas_Process Heating_E3 | F3 | Industrial | Agriculture | Existing | Process | Natural Gas | Process Heating | E3 | PACT BC Ratio | 0 | 0 | 0 | 0 | 0 | 0 | 0 | 0 | 0 | 0 | 0 | 0 | 0 | 0 | 0 | 0 | 0 | 0 | 0 | 0 | 0 | 0 | 0 | 0 | 0 | 0 | 0 | 0 | 0 | 0
F3_Industrial_Agriculture_Existing_Process_Natural Gas_Process Heating_E4 | F3 | Industrial | Agriculture | Existing | Process | Natural Gas | Process Heating | E4 | PACT BC Ratio | 0 | 0 | 0 | 0 | 0 | 0 | 0 | 0 | 0 | 0 | 0 | 0 | 0 | 0 | 0 | 0 | 0 | 0 | 0 | 0 | 0 | 0 | 0 | 0 | 0 | 0 | 0 | 0 | 0 | 0
F3_Industrial_Agriculture_Existing_Process_Natural Gas_Process Heating_E5 | F3 | Industrial | Agriculture | Existing | Process | Natural Gas | Process Heating | E5 | PACT BC Ratio | 0 | 0 | 0 | 0 | 0 | 0 | 0 | 0 | 0 | 0 | 0 | 0 | 0 | 0 | 0 | 0 | 0 | 0 | 0 | 0 | 0 | 0 | 0 | 0 | 0 | 0 | 0 | 0 | 0 | 0
F3_Industrial_Agriculture_Existing_Process_Natural Gas_Process Heating_E6 | F3 | Industrial | Agriculture | Existing | Process | Natural Gas | Process Heating | E6 | PACT BC Ratio | 0 | 0 | 0 | 0 | 0 | 0 | 0 | 0 | 0 | 0 | 0 | 0 | 0 | 0 | 0 | 0 | 0 | 0 | 0 | 0 | 0 | 0 | 0 | 0 | 0 | 0 | 0 | 0 | 0 | 0
F3_Industrial_Agriculture_Existing_Process_Natural Gas_Process Heating_E7 | F3 | Industrial | Agriculture | Existing | Process | Natural Gas | Process Heating | E7 | PACT BC Ratio | 0 | 0 | 0 | 0 | 0 | 0 | 0 | 0 | 0 | 0 | 0 | 0 | 0 | 0 | 0 | 0 | 0 | 0 | 0 | 0 | 0 | 0 | 0 | 0 | 0 | 0 | 0 | 0 | 0 | 0
F3_Industrial_Agriculture_Existing_Process_Natural Gas_Process Heating_E8 | F3 | Industrial | Agriculture | Existing | Process | Natural Gas | Process Heating | E8 | PACT BC Ratio | 0 | 0 | 0 | 0 | 0 | 0 | 0 | 0 | 0 | 0 | 0 | 0 | 0 | 0 | 0 | 0 | 0 | 0 | 0 | 0 | 0 | 0 | 0 | 0 | 0 | 0 | 0 | 0 | 0 | 0
F3_Industrial_Agriculture_Existing_Process_Natural Gas_Process Heating_E9 | F3 | Industrial | Agriculture | Existing | Process | Natural Gas | Process Heating | E9 | PACT BC Ratio | 0 | 0 | 0 | 0 | 0 | 0 | 0 | 0 | 0 | 0 | 0 | 0 | 0 | 0 | 0 | 0 | 0 | 0 | 0 | 0 | 0 | 0 | 0 | 0 | 0 | 0 | 0 | 0 | 0 | 0
F3_Industrial_Agriculture_Existing_Process_Natural Gas_Process Heating_E10 | F3 | Industrial | Agriculture | Existing | Process | Natural Gas | Process Heating | E10 | PACT BC Ratio | 0 | 0 | 0 | 0 | 0 | 0 | 0 | 0 | 0 | 0 | 0 | 0 | 0 | 0 | 0 | 0 | 0 | 0 | 0 | 0 | 0 | 0 | 0 | 0 | 0 | 0 | 0 | 0 | 0 | 0
F4_Industrial_Agriculture_Existing_Process_Natural Gas_Process Heating_E1 | F4 | Industrial | Agriculture | Existing | Process | Natural Gas | Process Heating | E1 | PCT BC Ratio | 0.9 | 0.9 | 0.9 | 0.9 | 0.9 | 0.9 | 0.9 | 0.9 | 0.9 | 0.9 | 0.9 | 0.9 | 0.9 | 0.9 | 0.9 | 0.9 | 0.9 | 0.9 | 0.9 | 0.9 | 0.9 | 0.9 | 0 | 0 | 0 | 0 | 0 | 0 | 0 | 0
F4_Industrial_Agriculture_Existing_Process_Natural Gas_Process Heating_E2 | F4 | Industrial | Agriculture | Existing | Process | Natural Gas | Process Heating | E2 | PCT BC Ratio | 0 | 0 | 0 | 0 | 0 | 0 | 0 | 0 | 0 | 0 | 0 | 0 | 0 | 0 | 0 | 0 | 0 | 0 | 0 | 0 | 0 | 0 | 0 | 0 | 0 | 0 | 0 | 0 | 0 | 0
F4_Industrial_Agriculture_Existing_Process_Natural Gas_Process Heating_E3 | F4 | Industrial | Agriculture | Existing | Process | Natural Gas | Process Heating | E3 | PCT BC Ratio | 0 | 0 | 0 | 0 | 0 | 0 | 0 | 0 | 0 | 0 | 0 | 0 | 0 | 0 | 0 | 0 | 0 | 0 | 0 | 0 | 0 | 0 | 0 | 0 | 0 | 0 | 0 | 0 | 0 | 0
F4_Industrial_Agriculture_Existing_Process_Natural Gas_Process Heating_E4 | F4 | Industrial | Agriculture | Existing | Process | Natural Gas | Process Heating | E4 | PCT BC Ratio | 0 | 0 | 0 | 0 | 0 | 0 | 0 | 0 | 0 | 0 | 0 | 0 | 0 | 0 | 0 | 0 | 0 | 0 | 0 | 0 | 0 | 0 | 0 | 0 | 0 | 0 | 0 | 0 | 0 | 0
F4_Industrial_Agriculture_Existing_Process_Natural Gas_Process Heating_E5 | F4 | Industrial | Agriculture | Existing | Process | Natural Gas | Process Heating | E5 | PCT BC Ratio | 0 | 0 | 0 | 0 | 0 | 0 | 0 | 0 | 0 | 0 | 0 | 0 | 0 | 0 | 0 | 0 | 0 | 0 | 0 | 0 | 0 | 0 | 0 | 0 | 0 | 0 | 0 | 0 | 0 | 0
F4_Industrial_Agriculture_Existing_Process_Natural Gas_Process Heating_E6 | F4 | Industrial | Agriculture | Existing | Process | Natural Gas | Process Heating | E6 | PCT BC Ratio | 0 | 0 | 0 | 0 | 0 | 0 | 0 | 0 | 0 | 0 | 0 | 0 | 0 | 0 | 0 | 0 | 0 | 0 | 0 | 0 | 0 | 0 | 0 | 0 | 0 | 0 | 0 | 0 | 0 | 0
F4_Industrial_Agriculture_Existing_Process_Natural Gas_Process Heating_E7 | F4 | Industrial | Agriculture | Existing | Process | Natural Gas | Process Heating | E7 | PCT BC Ratio | 0 | 0 | 0 | 0 | 0 | 0 | 0 | 0 | 0 | 0 | 0 | 0 | 0 | 0 | 0 | 0 | 0 | 0 | 0 | 0 | 0 | 0 | 0 | 0 | 0 | 0 | 0 | 0 | 0 | 0
F4_Industrial_Agriculture_Existing_Process_Natural Gas_Process Heating_E8 | F4 | Industrial | Agriculture | Existing | Process | Natural Gas | Process Heating | E8 | PCT BC Ratio | 0 | 0 | 0 | 0 | 0 | 0 | 0 | 0 | 0 | 0 | 0 | 0 | 0 | 0 | 0 | 0 | 0 | 0 | 0 | 0 | 0 | 0 | 0 | 0 | 0 | 0 | 0 | 0 | 0 | 0
F4_Industrial_Agriculture_Existing_Process_Natural Gas_Process Heating_E9 | F4 | Industrial | Agriculture | Existing | Process | Natural Gas | Process Heating | E9 | PCT BC Ratio | 0 | 0 | 0 | 0 | 0 | 0 | 0 | 0 | 0 | 0 | 0 | 0 | 0 | 0 | 0 | 0 | 0 | 0 | 0 | 0 | 0 | 0 | 0 | 0 | 0 | 0 | 0 | 0 | 0 | 0
F4_Industrial_Agriculture_Existing_Process_Natural Gas_Process Heating_E10 | F4 | Industrial | Agriculture | Existing | Process | Natural Gas | Process Heating | E10 | PCT BC Ratio | 0 | 0 | 0 | 0 | 0 | 0 | 0 | 0 | 0 | 0 | 0 | 0 | 0 | 0 | 0 | 0 | 0 | 0 | 0 | 0 | 0 | 0 | 0 | 0 | 0 | 0 | 0 | 0 | 0 | 0
F5_Industrial_Agriculture_Existing_Process_Natural Gas_Process Heating_E1 | F5 | Industrial | Agriculture | Existing | Process | Natural Gas | Process Heating | E1 | RIM BC Ratio | 0.9 | 0.9 | 0.9 | 0.9 | 0.9 | 0.9 | 0.9 | 0.9 | 0.9 | 0.9 | 0.9 | 0.9 | 0.9 | 0.9 | 0.9 | 0.9 | 0.9 | 0.9 | 0.9 | 0.9 | 0.9 | 0.9 | 0 | 0 | 0 | 0 | 0 | 0 | 0 | 0
F5_Industrial_Agriculture_Existing_Process_Natural Gas_Process Heating_E2 | F5 | Industrial | Agriculture | Existing | Process | Natural Gas | Process Heating | E2 | RIM BC Ratio | 0 | 0 | 0 | 0 | 0 | 0 | 0 | 0 | 0 | 0 | 0 | 0 | 0 | 0 | 0 | 0 | 0 | 0 | 0 | 0 | 0 | 0 | 0 | 0 | 0 | 0 | 0 | 0 | 0 | 0
F5_Industrial_Agriculture_Existing_Process_Natural Gas_Process Heating_E3 | F5 | Industrial | Agriculture | Existing | Process | Natural Gas | Process Heating | E3 | RIM BC Ratio | 0 | 0 | 0 | 0 | 0 | 0 | 0 | 0 | 0 | 0 | 0 | 0 | 0 | 0 | 0 | 0 | 0 | 0 | 0 | 0 | 0 | 0 | 0 | 0 | 0 | 0 | 0 | 0 | 0 | 0
F5_Industrial_Agriculture_Existing_Process_Natural Gas_Process Heating_E4 | F5 | Industrial | Agriculture | Existing | Process | Natural Gas | Process Heating | E4 | RIM BC Ratio | 0 | 0 | 0 | 0 | 0 | 0 | 0 | 0 | 0 | 0 | 0 | 0 | 0 | 0 | 0 | 0 | 0 | 0 | 0 | 0 | 0 | 0 | 0 | 0 | 0 | 0 | 0 | 0 | 0 | 0
F5_Industrial_Agriculture_Existing_Process_Natural Gas_Process Heating_E5 | F5 | Industrial | Agriculture | Existing | Process | Natural Gas | Process Heating | E5 | RIM BC Ratio | 0 | 0 | 0 | 0 | 0 | 0 | 0 | 0 | 0 | 0 | 0 | 0 | 0 | 0 | 0 | 0 | 0 | 0 | 0 | 0 | 0 | 0 | 0 | 0 | 0 | 0 | 0 | 0 | 0 | 0
F5_Industrial_Agriculture_Existing_Process_Natural Gas_Process Heating_E6 | F5 | Industrial | Agriculture | Existing | Process | Natural Gas | Process Heating | E6 | RIM BC Ratio | 0 | 0 | 0 | 0 | 0 | 0 | 0 | 0 | 0 | 0 | 0 | 0 | 0 | 0 | 0 | 0 | 0 | 0 | 0 | 0 | 0 | 0 | 0 | 0 | 0 | 0 | 0 | 0 | 0 | 0
F5_Industrial_Agriculture_Existing_Process_Natural Gas_Process Heating_E7 | F5 | Industrial | Agriculture | Existing | Process | Natural Gas | Process Heating | E7 | RIM BC Ratio | 0 | 0 | 0 | 0 | 0 | 0 | 0 | 0 | 0 | 0 | 0 | 0 | 0 | 0 | 0 | 0 | 0 | 0 | 0 | 0 | 0 | 0 | 0 | 0 | 0 | 0 | 0 | 0 | 0 | 0
F5_Industrial_Agriculture_Existing_Process_Natural Gas_Process Heating_E8 | F5 | Industrial | Agriculture | Existing | Process | Natural Gas | Process Heating | E8 | RIM BC Ratio | 0 | 0 | 0 | 0 | 0 | 0 | 0 | 0 | 0 | 0 | 0 | 0 | 0 | 0 | 0 | 0 | 0 | 0 | 0 | 0 | 0 | 0 | 0 | 0 | 0 | 0 | 0 | 0 | 0 | 0
F5_Industrial_Agriculture_Existing_Process_Natural Gas_Process Heating_E9 | F5 | Industrial | Agriculture | Existing | Process | Natural Gas | Process Heating | E9 | RIM BC Ratio | 0 | 0 | 0 | 0 | 0 | 0 | 0 | 0 | 0 | 0 | 0 | 0 | 0 | 0 | 0 | 0 | 0 | 0 | 0 | 0 | 0 | 0 | 0 | 0 | 0 | 0 | 0 | 0 | 0 | 0
F5_Industrial_Agriculture_Existing_Process_Natural Gas_Process Heating_E10 | F5 | Industrial | Agriculture | Existing | Process | Natural Gas | Process Heating | E10 | RIM BC Ratio | 0 | 0 | 0 | 0 | 0 | 0 | 0 | 0 | 0 | 0 | 0 | 0 | 0 | 0 | 0 | 0 | 0 | 0 | 0 | 0 | 0 | 0 | 0 | 0 | 0 | 0 | 0 | 0 | 0 | 0
F0_Industrial_Agriculture_Existing_Process_Natural Gas_Process Cooling_E0 | F0 | Industrial | Agriculture | Existing | Process | Natural Gas | Process Cooling | E0 | Economic Unit | Standard | Standard | Standard | Standard | Standard | Standard | Standard | Standard | Standard | Standard | Standard | Standard | Standard | Standard | Standard | Standard | Standard | Standard | Standard | Standard | Standard | Standard | 0 | 0 | 0 | 0 | 0 | 0 | 0 | 0
F1_Industrial_Agriculture_Existing_Process_Natural Gas_Process Cooling_E1 | F1 | Industrial | Agriculture | Existing | Process | Natural Gas | Process Cooling | E1 | CCE | 0 | 0 | 0 | 0 | 0 | 0 | 0 | 0 | 0 | 0 | 0 | 0 | 0 | 0 | 0 | 0 | 0 | 0 | 0 | 0 | 0 | 0 | 0 | 0 | 0 | 0 | 0 | 0 | 0 | 0
F1_Industrial_Agriculture_Existing_Process_Natural Gas_Process Cooling_E2 | F1 | Industrial | Agriculture | Existing | Process | Natural Gas | Process Cooling | E2 | CCE | 0 | 0 | 0 | 0 | 0 | 0 | 0 | 0 | 0 | 0 | 0 | 0 | 0 | 0 | 0 | 0 | 0 | 0 | 0 | 0 | 0 | 0 | 0 | 0 | 0 | 0 | 0 | 0 | 0 | 0
F1_Industrial_Agriculture_Existing_Process_Natural Gas_Process Cooling_E3 | F1 | Industrial | Agriculture | Existing | Process | Natural Gas | Process Cooling | E3 | CCE | 0 | 0 | 0 | 0 | 0 | 0 | 0 | 0 | 0 | 0 | 0 | 0 | 0 | 0 | 0 | 0 | 0 | 0 | 0 | 0 | 0 | 0 | 0 | 0 | 0 | 0 | 0 | 0 | 0 | 0
F1_Industrial_Agriculture_Existing_Process_Natural Gas_Process Cooling_E4 | F1 | Industrial | Agriculture | Existing | Process | Natural Gas | Process Cooling | E4 | CCE | 0 | 0 | 0 | 0 | 0 | 0 | 0 | 0 | 0 | 0 | 0 | 0 | 0 | 0 | 0 | 0 | 0 | 0 | 0 | 0 | 0 | 0 | 0 | 0 | 0 | 0 | 0 | 0 | 0 | 0
F1_Industrial_Agriculture_Existing_Process_Natural Gas_Process Cooling_E5 | F1 | Industrial | Agriculture | Existing | Process | Natural Gas | Process Cooling | E5 | CCE | 0 | 0 | 0 | 0 | 0 | 0 | 0 | 0 | 0 | 0 | 0 | 0 | 0 | 0 | 0 | 0 | 0 | 0 | 0 | 0 | 0 | 0 | 0 | 0 | 0 | 0 | 0 | 0 | 0 | 0
F1_Industrial_Agriculture_Existing_Process_Natural Gas_Process Cooling_E6 | F1 | Industrial | Agriculture | Existing | Process | Natural Gas | Process Cooling | E6 | CCE | 0 | 0 | 0 | 0 | 0 | 0 | 0 | 0 | 0 | 0 | 0 | 0 | 0 | 0 | 0 | 0 | 0 | 0 | 0 | 0 | 0 | 0 | 0 | 0 | 0 | 0 | 0 | 0 | 0 | 0
F1_Industrial_Agriculture_Existing_Process_Natural Gas_Process Cooling_E7 | F1 | Industrial | Agriculture | Existing | Process | Natural Gas | Process Cooling | E7 | CCE | 0 | 0 | 0 | 0 | 0 | 0 | 0 | 0 | 0 | 0 | 0 | 0 | 0 | 0 | 0 | 0 | 0 | 0 | 0 | 0 | 0 | 0 | 0 | 0 | 0 | 0 | 0 | 0 | 0 | 0
F1_Industrial_Agriculture_Existing_Process_Natural Gas_Process Cooling_E8 | F1 | Industrial | Agriculture | Existing | Process | Natural Gas | Process Cooling | E8 | CCE | 0 | 0 | 0 | 0 | 0 | 0 | 0 | 0 | 0 | 0 | 0 | 0 | 0 | 0 | 0 | 0 | 0 | 0 | 0 | 0 | 0 | 0 | 0 | 0 | 0 | 0 | 0 | 0 | 0 | 0
F1_Industrial_Agriculture_Existing_Process_Natural Gas_Process Cooling_E9 | F1 | Industrial | Agriculture | Existing | Process | Natural Gas | Process Cooling | E9 | CCE | 0 | 0 | 0 | 0 | 0 | 0 | 0 | 0 | 0 | 0 | 0 | 0 | 0 | 0 | 0 | 0 | 0 | 0 | 0 | 0 | 0 | 0 | 0 | 0 | 0 | 0 | 0 | 0 | 0 | 0
F1_Industrial_Agriculture_Existing_Process_Natural Gas_Process Cooling_E10 | F1 | Industrial | Agriculture | Existing | Process | Natural Gas | Process Cooling | E10 | CCE | 0 | 0 | 0 | 0 | 0 | 0 | 0 | 0 | 0 | 0 | 0 | 0 | 0 | 0 | 0 | 0 | 0 | 0 | 0 | 0 | 0 | 0 | 0 | 0 | 0 | 0 | 0 | 0 | 0 | 0
F2_Industrial_Agriculture_Existing_Process_Natural Gas_Process Cooling_E1 | F2 | Industrial | Agriculture | Existing | Process | Natural Gas | Process Cooling | E1 | TRC BC Ratio | 0.9 | 0.9 | 0.9 | 0.9 | 0.9 | 0.9 | 0.9 | 0.9 | 0.9 | 0.9 | 0.9 | 0.9 | 0.9 | 0.9 | 0.9 | 0.9 | 0.9 | 0.9 | 0.9 | 0.9 | 0.9 | 0.9 | 0 | 0 | 0 | 0 | 0 | 0 | 0 | 0
F2_Industrial_Agriculture_Existing_Process_Natural Gas_Process Cooling_E2 | F2 | Industrial | Agriculture | Existing | Process | Natural Gas | Process Cooling | E2 | TRC BC Ratio | 0 | 0 | 0 | 0 | 0 | 0 | 0 | 0 | 0 | 0 | 0 | 0 | 0 | 0 | 0 | 0 | 0 | 0 | 0 | 0 | 0 | 0 | 0 | 0 | 0 | 0 | 0 | 0 | 0 | 0
F2_Industrial_Agriculture_Existing_Process_Natural Gas_Process Cooling_E3 | F2 | Industrial | Agriculture | Existing | Process | Natural Gas | Process Cooling | E3 | TRC BC Ratio | 0 | 0 | 0 | 0 | 0 | 0 | 0 | 0 | 0 | 0 | 0 | 0 | 0 | 0 | 0 | 0 | 0 | 0 | 0 | 0 | 0 | 0 | 0 | 0 | 0 | 0 | 0 | 0 | 0 | 0
F2_Industrial_Agriculture_Existing_Process_Natural Gas_Process Cooling_E4 | F2 | Industrial | Agriculture | Existing | Process | Natural Gas | Process Cooling | E4 | TRC BC Ratio | 0 | 0 | 0 | 0 | 0 | 0 | 0 | 0 | 0 | 0 | 0 | 0 | 0 | 0 | 0 | 0 | 0 | 0 | 0 | 0 | 0 | 0 | 0 | 0 | 0 | 0 | 0 | 0 | 0 | 0
F2_Industrial_Agriculture_Existing_Process_Natural Gas_Process Cooling_E5 | F2 | Industrial | Agriculture | Existing | Process | Natural Gas | Process Cooling | E5 | TRC BC Ratio | 0 | 0 | 0 | 0 | 0 | 0 | 0 | 0 | 0 | 0 | 0 | 0 | 0 | 0 | 0 | 0 | 0 | 0 | 0 | 0 | 0 | 0 | 0 | 0 | 0 | 0 | 0 | 0 | 0 | 0
F2_Industrial_Agriculture_Existing_Process_Natural Gas_Process Cooling_E6 | F2 | Industrial | Agriculture | Existing | Process | Natural Gas | Process Cooling | E6 | TRC BC Ratio | 0 | 0 | 0 | 0 | 0 | 0 | 0 | 0 | 0 | 0 | 0 | 0 | 0 | 0 | 0 | 0 | 0 | 0 | 0 | 0 | 0 | 0 | 0 | 0 | 0 | 0 | 0 | 0 | 0 | 0
F2_Industrial_Agriculture_Existing_Process_Natural Gas_Process Cooling_E7 | F2 | Industrial | Agriculture | Existing | Process | Natural Gas | Process Cooling | E7 | TRC BC Ratio | 0 | 0 | 0 | 0 | 0 | 0 | 0 | 0 | 0 | 0 | 0 | 0 | 0 | 0 | 0 | 0 | 0 | 0 | 0 | 0 | 0 | 0 | 0 | 0 | 0 | 0 | 0 | 0 | 0 | 0
F2_Industrial_Agriculture_Existing_Process_Natural Gas_Process Cooling_E8 | F2 | Industrial | Agriculture | Existing | Process | Natural Gas | Process Cooling | E8 | TRC BC Ratio | 0 | 0 | 0 | 0 | 0 | 0 | 0 | 0 | 0 | 0 | 0 | 0 | 0 | 0 | 0 | 0 | 0 | 0 | 0 | 0 | 0 | 0 | 0 | 0 | 0 | 0 | 0 | 0 | 0 | 0
F2_Industrial_Agriculture_Existing_Process_Natural Gas_Process Cooling_E9 | F2 | Industrial | Agriculture | Existing | Process | Natural Gas | Process Cooling | E9 | TRC BC Ratio | 0 | 0 | 0 | 0 | 0 | 0 | 0 | 0 | 0 | 0 | 0 | 0 | 0 | 0 | 0 | 0 | 0 | 0 | 0 | 0 | 0 | 0 | 0 | 0 | 0 | 0 | 0 | 0 | 0 | 0
F2_Industrial_Agriculture_Existing_Process_Natural Gas_Process Cooling_E10 | F2 | Industrial | Agriculture | Existing | Process | Natural Gas | Process Cooling | E10 | TRC BC Ratio | 0 | 0 | 0 | 0 | 0 | 0 | 0 | 0 | 0 | 0 | 0 | 0 | 0 | 0 | 0 | 0 | 0 | 0 | 0 | 0 | 0 | 0 | 0 | 0 | 0 | 0 | 0 | 0 | 0 | 0
F3_Industrial_Agriculture_Existing_Process_Natural Gas_Process Cooling_E1 | F3 | Industrial | Agriculture | Existing | Process | Natural Gas | Process Cooling | E1 | PACT BC Ratio | 0.9 | 0.9 | 0.9 | 0.9 | 0.9 | 0.9 | 0.9 | 0.9 | 0.9 | 0.9 | 0.9 | 0.9 | 0.9 | 0.9 | 0.9 | 0.9 | 0.9 | 0.9 | 0.9 | 0.9 | 0.9 | 0.9 | 0 | 0 | 0 | 0 | 0 | 0 | 0 | 0
F3_Industrial_Agriculture_Existing_Process_Natural Gas_Process Cooling_E2 | F3 | Industrial | Agriculture | Existing | Process | Natural Gas | Process Cooling | E2 | PACT BC Ratio | 0 | 0 | 0 | 0 | 0 | 0 | 0 | 0 | 0 | 0 | 0 | 0 | 0 | 0 | 0 | 0 | 0 | 0 | 0 | 0 | 0 | 0 | 0 | 0 | 0 | 0 | 0 | 0 | 0 | 0
F3_Industrial_Agriculture_Existing_Process_Natural Gas_Process Cooling_E3 | F3 | Industrial | Agriculture | Existing | Process | Natural Gas | Process Cooling | E3 | PACT BC Ratio | 0 | 0 | 0 | 0 | 0 | 0 | 0 | 0 | 0 | 0 | 0 | 0 | 0 | 0 | 0 | 0 | 0 | 0 | 0 | 0 | 0 | 0 | 0 | 0 | 0 | 0 | 0 | 0 | 0 | 0
F3_Industrial_Agriculture_Existing_Process_Natural Gas_Process Cooling_E4 | F3 | Industrial | Agriculture | Existing | Process | Natural Gas | Process Cooling | E4 | PACT BC Ratio | 0 | 0 | 0 | 0 | 0 | 0 | 0 | 0 | 0 | 0 | 0 | 0 | 0 | 0 | 0 | 0 | 0 | 0 | 0 | 0 | 0 | 0 | 0 | 0 | 0 | 0 | 0 | 0 | 0 | 0
F3_Industrial_Agriculture_Existing_Process_Natural Gas_Process Cooling_E5 | F3 | Industrial | Agriculture | Existing | Process | Natural Gas | Process Cooling | E5 | PACT BC Ratio | 0 | 0 | 0 | 0 | 0 | 0 | 0 | 0 | 0 | 0 | 0 | 0 | 0 | 0 | 0 | 0 | 0 | 0 | 0 | 0 | 0 | 0 | 0 | 0 | 0 | 0 | 0 | 0 | 0 | 0
F3_Industrial_Agriculture_Existing_Process_Natural Gas_Process Cooling_E6 | F3 | Industrial | Agriculture | Existing | Process | Natural Gas | Process Cooling | E6 | PACT BC Ratio | 0 | 0 | 0 | 0 | 0 | 0 | 0 | 0 | 0 | 0 | 0 | 0 | 0 | 0 | 0 | 0 | 0 | 0 | 0 | 0 | 0 | 0 | 0 | 0 | 0 | 0 | 0 | 0 | 0 | 0
F3_Industrial_Agriculture_Existing_Process_Natural Gas_Process Cooling_E7 | F3 | Industrial | Agriculture | Existing | Process | Natural Gas | Process Cooling | E7 | PACT BC Ratio | 0 | 0 | 0 | 0 | 0 | 0 | 0 | 0 | 0 | 0 | 0 | 0 | 0 | 0 | 0 | 0 | 0 | 0 | 0 | 0 | 0 | 0 | 0 | 0 | 0 | 0 | 0 | 0 | 0 | 0
F3_Industrial_Agriculture_Existing_Process_Natural Gas_Process Cooling_E8 | F3 | Industrial | Agriculture | Existing | Process | Natural Gas | Process Cooling | E8 | PACT BC Ratio | 0 | 0 | 0 | 0 | 0 | 0 | 0 | 0 | 0 | 0 | 0 | 0 | 0 | 0 | 0 | 0 | 0 | 0 | 0 | 0 | 0 | 0 | 0 | 0 | 0 | 0 | 0 | 0 | 0 | 0
F3_Industrial_Agriculture_Existing_Process_Natural Gas_Process Cooling_E9 | F3 | Industrial | Agriculture | Existing | Process | Natural Gas | Process Cooling | E9 | PACT BC Ratio | 0 | 0 | 0 | 0 | 0 | 0 | 0 | 0 | 0 | 0 | 0 | 0 | 0 | 0 | 0 | 0 | 0 | 0 | 0 | 0 | 0 | 0 | 0 | 0 | 0 | 0 | 0 | 0 | 0 | 0
F3_Industrial_Agriculture_Existing_Process_Natural Gas_Process Cooling_E10 | F3 | Industrial | Agriculture | Existing | Process | Natural Gas | Process Cooling | E10 | PACT BC Ratio | 0 | 0 | 0 | 0 | 0 | 0 | 0 | 0 | 0 | 0 | 0 | 0 | 0 | 0 | 0 | 0 | 0 | 0 | 0 | 0 | 0 | 0 | 0 | 0 | 0 | 0 | 0 | 0 | 0 | 0
F4_Industrial_Agriculture_Existing_Process_Natural Gas_Process Cooling_E1 | F4 | Industrial | Agriculture | Existing | Process | Natural Gas | Process Cooling | E1 | PCT BC Ratio | 0.9 | 0.9 | 0.9 | 0.9 | 0.9 | 0.9 | 0.9 | 0.9 | 0.9 | 0.9 | 0.9 | 0.9 | 0.9 | 0.9 | 0.9 | 0.9 | 0.9 | 0.9 | 0.9 | 0.9 | 0.9 | 0.9 | 0 | 0 | 0 | 0 | 0 | 0 | 0 | 0
F4_Industrial_Agriculture_Existing_Process_Natural Gas_Process Cooling_E2 | F4 | Industrial | Agriculture | Existing | Process | Natural Gas | Process Cooling | E2 | PCT BC Ratio | 0 | 0 | 0 | 0 | 0 | 0 | 0 | 0 | 0 | 0 | 0 | 0 | 0 | 0 | 0 | 0 | 0 | 0 | 0 | 0 | 0 | 0 | 0 | 0 | 0 | 0 | 0 | 0 | 0 | 0
F4_Industrial_Agriculture_Existing_Process_Natural Gas_Process Cooling_E3 | F4 | Industrial | Agriculture | Existing | Process | Natural Gas | Process Cooling | E3 | PCT BC Ratio | 0 | 0 | 0 | 0 | 0 | 0 | 0 | 0 | 0 | 0 | 0 | 0 | 0 | 0 | 0 | 0 | 0 | 0 | 0 | 0 | 0 | 0 | 0 | 0 | 0 | 0 | 0 | 0 | 0 | 0
F4_Industrial_Agriculture_Existing_Process_Natural Gas_Process Cooling_E4 | F4 | Industrial | Agriculture | Existing | Process | Natural Gas | Process Cooling | E4 | PCT BC Ratio | 0 | 0 | 0 | 0 | 0 | 0 | 0 | 0 | 0 | 0 | 0 | 0 | 0 | 0 | 0 | 0 | 0 | 0 | 0 | 0 | 0 | 0 | 0 | 0 | 0 | 0 | 0 | 0 | 0 | 0
F4_Industrial_Agriculture_Existing_Process_Natural Gas_Process Cooling_E5 | F4 | Industrial | Agriculture | Existing | Process | Natural Gas | Process Cooling | E5 | PCT BC Ratio | 0 | 0 | 0 | 0 | 0 | 0 | 0 | 0 | 0 | 0 | 0 | 0 | 0 | 0 | 0 | 0 | 0 | 0 | 0 | 0 | 0 | 0 | 0 | 0 | 0 | 0 | 0 | 0 | 0 | 0
F4_Industrial_Agriculture_Existing_Process_Natural Gas_Process Cooling_E6 | F4 | Industrial | Agriculture | Existing | Process | Natural Gas | Process Cooling | E6 | PCT BC Ratio | 0 | 0 | 0 | 0 | 0 | 0 | 0 | 0 | 0 | 0 | 0 | 0 | 0 | 0 | 0 | 0 | 0 | 0 | 0 | 0 | 0 | 0 | 0 | 0 | 0 | 0 | 0 | 0 | 0 | 0
F4_Industrial_Agriculture_Existing_Process_Natural Gas_Process Cooling_E7 | F4 | Industrial | Agriculture | Existing | Process | Natural Gas | Process Cooling | E7 | PCT BC Ratio | 0 | 0 | 0 | 0 | 0 | 0 | 0 | 0 | 0 | 0 | 0 | 0 | 0 | 0 | 0 | 0 | 0 | 0 | 0 | 0 | 0 | 0 | 0 | 0 | 0 | 0 | 0 | 0 | 0 | 0
F4_Industrial_Agriculture_Existing_Process_Natural Gas_Process Cooling_E8 | F4 | Industrial | Agriculture | Existing | Process | Natural Gas | Process Cooling | E8 | PCT BC Ratio | 0 | 0 | 0 | 0 | 0 | 0 | 0 | 0 | 0 | 0 | 0 | 0 | 0 | 0 | 0 | 0 | 0 | 0 | 0 | 0 | 0 | 0 | 0 | 0 | 0 | 0 | 0 | 0 | 0 | 0
F4_Industrial_Agriculture_Existing_Process_Natural Gas_Process Cooling_E9 | F4 | Industrial | Agriculture | Existing | Process | Natural Gas | Process Cooling | E9 | PCT BC Ratio | 0 | 0 | 0 | 0 | 0 | 0 | 0 | 0 | 0 | 0 | 0 | 0 | 0 | 0 | 0 | 0 | 0 | 0 | 0 | 0 | 0 | 0 | 0 | 0 | 0 | 0 | 0 | 0 | 0 | 0
F4_Industrial_Agriculture_Existing_Process_Natural Gas_Process Cooling_E10 | F4 | Industrial | Agriculture | Existing | Process | Natural Gas | Process Cooling | E10 | PCT BC Ratio | 0 | 0 | 0 | 0 | 0 | 0 | 0 | 0 | 0 | 0 | 0 | 0 | 0 | 0 | 0 | 0 | 0 | 0 | 0 | 0 | 0 | 0 | 0 | 0 | 0 | 0 | 0 | 0 | 0 | 0
F5_Industrial_Agriculture_Existing_Process_Natural Gas_Process Cooling_E1 | F5 | Industrial | Agriculture | Existing | Process | Natural Gas | Process Cooling | E1 | RIM BC Ratio | 0.9 | 0.9 | 0.9 | 0.9 | 0.9 | 0.9 | 0.9 | 0.9 | 0.9 | 0.9 | 0.9 | 0.9 | 0.9 | 0.9 | 0.9 | 0.9 | 0.9 | 0.9 | 0.9 | 0.9 | 0.9 | 0.9 | 0 | 0 | 0 | 0 | 0 | 0 | 0 | 0
F5_Industrial_Agriculture_Existing_Process_Natural Gas_Process Cooling_E2 | F5 | Industrial | Agriculture | Existing | Process | Natural Gas | Process Cooling | E2 | RIM BC Ratio | 0 | 0 | 0 | 0 | 0 | 0 | 0 | 0 | 0 | 0 | 0 | 0 | 0 | 0 | 0 | 0 | 0 | 0 | 0 | 0 | 0 | 0 | 0 | 0 | 0 | 0 | 0 | 0 | 0 | 0
F5_Industrial_Agriculture_Existing_Process_Natural Gas_Process Cooling_E3 | F5 | Industrial | Agriculture | Existing | Process | Natural Gas | Process Cooling | E3 | RIM BC Ratio | 0 | 0 | 0 | 0 | 0 | 0 | 0 | 0 | 0 | 0 | 0 | 0 | 0 | 0 | 0 | 0 | 0 | 0 | 0 | 0 | 0 | 0 | 0 | 0 | 0 | 0 | 0 | 0 | 0 | 0
F5_Industrial_Agriculture_Existing_Process_Natural Gas_Process Cooling_E4 | F5 | Industrial | Agriculture | Existing | Process | Natural Gas | Process Cooling | E4 | RIM BC Ratio | 0 | 0 | 0 | 0 | 0 | 0 | 0 | 0 | 0 | 0 | 0 | 0 | 0 | 0 | 0 | 0 | 0 | 0 | 0 | 0 | 0 | 0 | 0 | 0 | 0 | 0 | 0 | 0 | 0 | 0
F5_Industrial_Agriculture_Existing_Process_Natural Gas_Process Cooling_E5 | F5 | Industrial | Agriculture | Existing | Process | Natural Gas | Process Cooling | E5 | RIM BC Ratio | 0 | 0 | 0 | 0 | 0 | 0 | 0 | 0 | 0 | 0 | 0 | 0 | 0 | 0 | 0 | 0 | 0 | 0 | 0 | 0 | 0 | 0 | 0 | 0 | 0 | 0 | 0 | 0 | 0 | 0
F5_Industrial_Agriculture_Existing_Process_Natural Gas_Process Cooling_E6 | F5 | Industrial | Agriculture | Existing | Process | Natural Gas | Process Cooling | E6 | RIM BC Ratio | 0 | 0 | 0 | 0 | 0 | 0 | 0 | 0 | 0 | 0 | 0 | 0 | 0 | 0 | 0 | 0 | 0 | 0 | 0 | 0 | 0 | 0 | 0 | 0 | 0 | 0 | 0 | 0 | 0 | 0
F5_Industrial_Agriculture_Existing_Process_Natural Gas_Process Cooling_E7 | F5 | Industrial | Agriculture | Existing | Process | Natural Gas | Process Cooling | E7 | RIM BC Ratio | 0 | 0 | 0 | 0 | 0 | 0 | 0 | 0 | 0 | 0 | 0 | 0 | 0 | 0 | 0 | 0 | 0 | 0 | 0 | 0 | 0 | 0 | 0 | 0 | 0 | 0 | 0 | 0 | 0 | 0
F5_Industrial_Agriculture_Existing_Process_Natural Gas_Process Cooling_E8 | F5 | Industrial | Agriculture | Existing | Process | Natural Gas | Process Cooling | E8 | RIM BC Ratio | 0 | 0 | 0 | 0 | 0 | 0 | 0 | 0 | 0 | 0 | 0 | 0 | 0 | 0 | 0 | 0 | 0 | 0 | 0 | 0 | 0 | 0 | 0 | 0 | 0 | 0 | 0 | 0 | 0 | 0
F5_Industrial_Agriculture_Existing_Process_Natural Gas_Process Cooling_E9 | F5 | Industrial | Agriculture | Existing | Process | Natural Gas | Process Cooling | E9 | RIM BC Ratio | 0 | 0 | 0 | 0 | 0 | 0 | 0 | 0 | 0 | 0 | 0 | 0 | 0 | 0 | 0 | 0 | 0 | 0 | 0 | 0 | 0 | 0 | 0 | 0 | 0 | 0 | 0 | 0 | 0 | 0
F5_Industrial_Agriculture_Existing_Process_Natural Gas_Process Cooling_E10 | F5 | Industrial | Agriculture | Existing | Process | Natural Gas | Process Cooling | E10 | RIM BC Ratio | 0 | 0 | 0 | 0 | 0 | 0 | 0 | 0 | 0 | 0 | 0 | 0 | 0 | 0 | 0 | 0 | 0 | 0 | 0 | 0 | 0 | 0 | 0 | 0 | 0 | 0 | 0 | 0 | 0 | 0
F0_Industrial_Agriculture_Existing_Process_Natural Gas_Other Process_E0 | F0 | Industrial | Agriculture | Existing | Process | Natural Gas | Other Process | E0 | Economic Unit | Standard | Standard | Standard | Standard | Standard | Standard | Standard | Standard | Standard | Standard | Standard | Standard | Standard | Standard | Standard | Standard | Standard | Standard | Standard | Standard | Standard | Standard | 0 | 0 | 0 | 0 | 0 | 0 | 0 | 0
F1_Industrial_Agriculture_Existing_Process_Natural Gas_Other Process_E1 | F1 | Industrial | Agriculture | Existing | Process | Natural Gas | Other Process | E1 | CCE | 0 | 0 | 0 | 0 | 0 | 0 | 0 | 0 | 0 | 0 | 0 | 0 | 0 | 0 | 0 | 0 | 0 | 0 | 0 | 0 | 0 | 0 | 0 | 0 | 0 | 0 | 0 | 0 | 0 | 0
F1_Industrial_Agriculture_Existing_Process_Natural Gas_Other Process_E2 | F1 | Industrial | Agriculture | Existing | Process | Natural Gas | Other Process | E2 | CCE | 0 | 0 | 0 | 0 | 0 | 0 | 0 | 0 | 0 | 0 | 0 | 0 | 0 | 0 | 0 | 0 | 0 | 0 | 0 | 0 | 0 | 0 | 0 | 0 | 0 | 0 | 0 | 0 | 0 | 0
F1_Industrial_Agriculture_Existing_Process_Natural Gas_Other Process_E3 | F1 | Industrial | Agriculture | Existing | Process | Natural Gas | Other Process | E3 | CCE | 0 | 0 | 0 | 0 | 0 | 0 | 0 | 0 | 0 | 0 | 0 | 0 | 0 | 0 | 0 | 0 | 0 | 0 | 0 | 0 | 0 | 0 | 0 | 0 | 0 | 0 | 0 | 0 | 0 | 0
F1_Industrial_Agriculture_Existing_Process_Natural Gas_Other Process_E4 | F1 | Industrial | Agriculture | Existing | Process | Natural Gas | Other Process | E4 | CCE | 0 | 0 | 0 | 0 | 0 | 0 | 0 | 0 | 0 | 0 | 0 | 0 | 0 | 0 | 0 | 0 | 0 | 0 | 0 | 0 | 0 | 0 | 0 | 0 | 0 | 0 | 0 | 0 | 0 | 0
F1_Industrial_Agriculture_Existing_Process_Natural Gas_Other Process_E5 | F1 | Industrial | Agriculture | Existing | Process | Natural Gas | Other Process | E5 | CCE | 0 | 0 | 0 | 0 | 0 | 0 | 0 | 0 | 0 | 0 | 0 | 0 | 0 | 0 | 0 | 0 | 0 | 0 | 0 | 0 | 0 | 0 | 0 | 0 | 0 | 0 | 0 | 0 | 0 | 0
F1_Industrial_Agriculture_Existing_Process_Natural Gas_Other Process_E6 | F1 | Industrial | Agriculture | Existing | Process | Natural Gas | Other Process | E6 | CCE | 0 | 0 | 0 | 0 | 0 | 0 | 0 | 0 | 0 | 0 | 0 | 0 | 0 | 0 | 0 | 0 | 0 | 0 | 0 | 0 | 0 | 0 | 0 | 0 | 0 | 0 | 0 | 0 | 0 | 0
F1_Industrial_Agriculture_Existing_Process_Natural Gas_Other Process_E7 | F1 | Industrial | Agriculture | Existing | Process | Natural Gas | Other Process | E7 | CCE | 0 | 0 | 0 | 0 | 0 | 0 | 0 | 0 | 0 | 0 | 0 | 0 | 0 | 0 | 0 | 0 | 0 | 0 | 0 | 0 | 0 | 0 | 0 | 0 | 0 | 0 | 0 | 0 | 0 | 0
F1_Industrial_Agriculture_Existing_Process_Natural Gas_Other Process_E8 | F1 | Industrial | Agriculture | Existing | Process | Natural Gas | Other Process | E8 | CCE | 0 | 0 | 0 | 0 | 0 | 0 | 0 | 0 | 0 | 0 | 0 | 0 | 0 | 0 | 0 | 0 | 0 | 0 | 0 | 0 | 0 | 0 | 0 | 0 | 0 | 0 | 0 | 0 | 0 | 0
F1_Industrial_Agriculture_Existing_Process_Natural Gas_Other Process_E9 | F1 | Industrial | Agriculture | Existing | Process | Natural Gas | Other Process | E9 | CCE | 0 | 0 | 0 | 0 | 0 | 0 | 0 | 0 | 0 | 0 | 0 | 0 | 0 | 0 | 0 | 0 | 0 | 0 | 0 | 0 | 0 | 0 | 0 | 0 | 0 | 0 | 0 | 0 | 0 | 0
F1_Industrial_Agriculture_Existing_Process_Natural Gas_Other Process_E10 | F1 | Industrial | Agriculture | Existing | Process | Natural Gas | Other Process | E10 | CCE | 0 | 0 | 0 | 0 | 0 | 0 | 0 | 0 | 0 | 0 | 0 | 0 | 0 | 0 | 0 | 0 | 0 | 0 | 0 | 0 | 0 | 0 | 0 | 0 | 0 | 0 | 0 | 0 | 0 | 0
F2_Industrial_Agriculture_Existing_Process_Natural Gas_Other Process_E1 | F2 | Industrial | Agriculture | Existing | Process | Natural Gas | Other Process | E1 | TRC BC Ratio | 0.9 | 0.9 | 0.9 | 0.9 | 0.9 | 0.9 | 0.9 | 0.9 | 0.9 | 0.9 | 0.9 | 0.9 | 0.9 | 0.9 | 0.9 | 0.9 | 0.9 | 0.9 | 0.9 | 0.9 | 0.9 | 0.9 | 0 | 0 | 0 | 0 | 0 | 0 | 0 | 0
F2_Industrial_Agriculture_Existing_Process_Natural Gas_Other Process_E2 | F2 | Industrial | Agriculture | Existing | Process | Natural Gas | Other Process | E2 | TRC BC Ratio | 0 | 0 | 0 | 0 | 0 | 0 | 0 | 0 | 0 | 0 | 0 | 0 | 0 | 0 | 0 | 0 | 0 | 0 | 0 | 0 | 0 | 0 | 0 | 0 | 0 | 0 | 0 | 0 | 0 | 0
F2_Industrial_Agriculture_Existing_Process_Natural Gas_Other Process_E3 | F2 | Industrial | Agriculture | Existing | Process | Natural Gas | Other Process | E3 | TRC BC Ratio | 0 | 0 | 0 | 0 | 0 | 0 | 0 | 0 | 0 | 0 | 0 | 0 | 0 | 0 | 0 | 0 | 0 | 0 | 0 | 0 | 0 | 0 | 0 | 0 | 0 | 0 | 0 | 0 | 0 | 0
F2_Industrial_Agriculture_Existing_Process_Natural Gas_Other Process_E4 | F2 | Industrial | Agriculture | Existing | Process | Natural Gas | Other Process | E4 | TRC BC Ratio | 0 | 0 | 0 | 0 | 0 | 0 | 0 | 0 | 0 | 0 | 0 | 0 | 0 | 0 | 0 | 0 | 0 | 0 | 0 | 0 | 0 | 0 | 0 | 0 | 0 | 0 | 0 | 0 | 0 | 0
F2_Industrial_Agriculture_Existing_Process_Natural Gas_Other Process_E5 | F2 | Industrial | Agriculture | Existing | Process | Natural Gas | Other Process | E5 | TRC BC Ratio | 0 | 0 | 0 | 0 | 0 | 0 | 0 | 0 | 0 | 0 | 0 | 0 | 0 | 0 | 0 | 0 | 0 | 0 | 0 | 0 | 0 | 0 | 0 | 0 | 0 | 0 | 0 | 0 | 0 | 0
F2_Industrial_Agriculture_Existing_Process_Natural Gas_Other Process_E6 | F2 | Industrial | Agriculture | Existing | Process | Natural Gas | Other Process | E6 | TRC BC Ratio | 0 | 0 | 0 | 0 | 0 | 0 | 0 | 0 | 0 | 0 | 0 | 0 | 0 | 0 | 0 | 0 | 0 | 0 | 0 | 0 | 0 | 0 | 0 | 0 | 0 | 0 | 0 | 0 | 0 | 0
F2_Industrial_Agriculture_Existing_Process_Natural Gas_Other Process_E7 | F2 | Industrial | Agriculture | Existing | Process | Natural Gas | Other Process | E7 | TRC BC Ratio | 0 | 0 | 0 | 0 | 0 | 0 | 0 | 0 | 0 | 0 | 0 | 0 | 0 | 0 | 0 | 0 | 0 | 0 | 0 | 0 | 0 | 0 | 0 | 0 | 0 | 0 | 0 | 0 | 0 | 0
F2_Industrial_Agriculture_Existing_Process_Natural Gas_Other Process_E8 | F2 | Industrial | Agriculture | Existing | Process | Natural Gas | Other Process | E8 | TRC BC Ratio | 0 | 0 | 0 | 0 | 0 | 0 | 0 | 0 | 0 | 0 | 0 | 0 | 0 | 0 | 0 | 0 | 0 | 0 | 0 | 0 | 0 | 0 | 0 | 0 | 0 | 0 | 0 | 0 | 0 | 0
F2_Industrial_Agriculture_Existing_Process_Natural Gas_Other Process_E9 | F2 | Industrial | Agriculture | Existing | Process | Natural Gas | Other Process | E9 | TRC BC Ratio | 0 | 0 | 0 | 0 | 0 | 0 | 0 | 0 | 0 | 0 | 0 | 0 | 0 | 0 | 0 | 0 | 0 | 0 | 0 | 0 | 0 | 0 | 0 | 0 | 0 | 0 | 0 | 0 | 0 | 0
F2_Industrial_Agriculture_Existing_Process_Natural Gas_Other Process_E10 | F2 | Industrial | Agriculture | Existing | Process | Natural Gas | Other Process | E10 | TRC BC Ratio | 0 | 0 | 0 | 0 | 0 | 0 | 0 | 0 | 0 | 0 | 0 | 0 | 0 | 0 | 0 | 0 | 0 | 0 | 0 | 0 | 0 | 0 | 0 | 0 | 0 | 0 | 0 | 0 | 0 | 0
F3_Industrial_Agriculture_Existing_Process_Natural Gas_Other Process_E1 | F3 | Industrial | Agriculture | Existing | Process | Natural Gas | Other Process | E1 | PACT BC Ratio | 0.9 | 0.9 | 0.9 | 0.9 | 0.9 | 0.9 | 0.9 | 0.9 | 0.9 | 0.9 | 0.9 | 0.9 | 0.9 | 0.9 | 0.9 | 0.9 | 0.9 | 0.9 | 0.9 | 0.9 | 0.9 | 0.9 | 0 | 0 | 0 | 0 | 0 | 0 | 0 | 0
F3_Industrial_Agriculture_Existing_Process_Natural Gas_Other Process_E2 | F3 | Industrial | Agriculture | Existing | Process | Natural Gas | Other Process | E2 | PACT BC Ratio | 0 | 0 | 0 | 0 | 0 | 0 | 0 | 0 | 0 | 0 | 0 | 0 | 0 | 0 | 0 | 0 | 0 | 0 | 0 | 0 | 0 | 0 | 0 | 0 | 0 | 0 | 0 | 0 | 0 | 0
F3_Industrial_Agriculture_Existing_Process_Natural Gas_Other Process_E3 | F3 | Industrial | Agriculture | Existing | Process | Natural Gas | Other Process | E3 | PACT BC Ratio | 0 | 0 | 0 | 0 | 0 | 0 | 0 | 0 | 0 | 0 | 0 | 0 | 0 | 0 | 0 | 0 | 0 | 0 | 0 | 0 | 0 | 0 | 0 | 0 | 0 | 0 | 0 | 0 | 0 | 0
F3_Industrial_Agriculture_Existing_Process_Natural Gas_Other Process_E4 | F3 | Industrial | Agriculture | Existing | Process | Natural Gas | Other Process | E4 | PACT BC Ratio | 0 | 0 | 0 | 0 | 0 | 0 | 0 | 0 | 0 | 0 | 0 | 0 | 0 | 0 | 0 | 0 | 0 | 0 | 0 | 0 | 0 | 0 | 0 | 0 | 0 | 0 | 0 | 0 | 0 | 0
F3_Industrial_Agriculture_Existing_Process_Natural Gas_Other Process_E5 | F3 | Industrial | Agriculture | Existing | Process | Natural Gas | Other Process | E5 | PACT BC Ratio | 0 | 0 | 0 | 0 | 0 | 0 | 0 | 0 | 0 | 0 | 0 | 0 | 0 | 0 | 0 | 0 | 0 | 0 | 0 | 0 | 0 | 0 | 0 | 0 | 0 | 0 | 0 | 0 | 0 | 0
F3_Industrial_Agriculture_Existing_Process_Natural Gas_Other Process_E6 | F3 | Industrial | Agriculture | Existing | Process | Natural Gas | Other Process | E6 | PACT BC Ratio | 0 | 0 | 0 | 0 | 0 | 0 | 0 | 0 | 0 | 0 | 0 | 0 | 0 | 0 | 0 | 0 | 0 | 0 | 0 | 0 | 0 | 0 | 0 | 0 | 0 | 0 | 0 | 0 | 0 | 0
F3_Industrial_Agriculture_Existing_Process_Natural Gas_Other Process_E7 | F3 | Industrial | Agriculture | Existing | Process | Natural Gas | Other Process | E7 | PACT BC Ratio | 0 | 0 | 0 | 0 | 0 | 0 | 0 | 0 | 0 | 0 | 0 | 0 | 0 | 0 | 0 | 0 | 0 | 0 | 0 | 0 | 0 | 0 | 0 | 0 | 0 | 0 | 0 | 0 | 0 | 0
F3_Industrial_Agriculture_Existing_Process_Natural Gas_Other Process_E8 | F3 | Industrial | Agriculture | Existing | Process | Natural Gas | Other Process | E8 | PACT BC Ratio | 0 | 0 | 0 | 0 | 0 | 0 | 0 | 0 | 0 | 0 | 0 | 0 | 0 | 0 | 0 | 0 | 0 | 0 | 0 | 0 | 0 | 0 | 0 | 0 | 0 | 0 | 0 | 0 | 0 | 0
F3_Industrial_Agriculture_Existing_Process_Natural Gas_Other Process_E9 | F3 | Industrial | Agriculture | Existing | Process | Natural Gas | Other Process | E9 | PACT BC Ratio | 0 | 0 | 0 | 0 | 0 | 0 | 0 | 0 | 0 | 0 | 0 | 0 | 0 | 0 | 0 | 0 | 0 | 0 | 0 | 0 | 0 | 0 | 0 | 0 | 0 | 0 | 0 | 0 | 0 | 0
F3_Industrial_Agriculture_Existing_Process_Natural Gas_Other Process_E10 | F3 | Industrial | Agriculture | Existing | Process | Natural Gas | Other Process | E10 | PACT BC Ratio | 0 | 0 | 0 | 0 | 0 | 0 | 0 | 0 | 0 | 0 | 0 | 0 | 0 | 0 | 0 | 0 | 0 | 0 | 0 | 0 | 0 | 0 | 0 | 0 | 0 | 0 | 0 | 0 | 0 | 0
F4_Industrial_Agriculture_Existing_Process_Natural Gas_Other Process_E1 | F4 | Industrial | Agriculture | Existing | Process | Natural Gas | Other Process | E1 | PCT BC Ratio | 0.9 | 0.9 | 0.9 | 0.9 | 0.9 | 0.9 | 0.9 | 0.9 | 0.9 | 0.9 | 0.9 | 0.9 | 0.9 | 0.9 | 0.9 | 0.9 | 0.9 | 0.9 | 0.9 | 0.9 | 0.9 | 0.9 | 0 | 0 | 0 | 0 | 0 | 0 | 0 | 0
F4_Industrial_Agriculture_Existing_Process_Natural Gas_Other Process_E2 | F4 | Industrial | Agriculture | Existing | Process | Natural Gas | Other Process | E2 | PCT BC Ratio | 0 | 0 | 0 | 0 | 0 | 0 | 0 | 0 | 0 | 0 | 0 | 0 | 0 | 0 | 0 | 0 | 0 | 0 | 0 | 0 | 0 | 0 | 0 | 0 | 0 | 0 | 0 | 0 | 0 | 0
F4_Industrial_Agriculture_Existing_Process_Natural Gas_Other Process_E3 | F4 | Industrial | Agriculture | Existing | Process | Natural Gas | Other Process | E3 | PCT BC Ratio | 0 | 0 | 0 | 0 | 0 | 0 | 0 | 0 | 0 | 0 | 0 | 0 | 0 | 0 | 0 | 0 | 0 | 0 | 0 | 0 | 0 | 0 | 0 | 0 | 0 | 0 | 0 | 0 | 0 | 0
F4_Industrial_Agriculture_Existing_Process_Natural Gas_Other Process_E4 | F4 | Industrial | Agriculture | Existing | Process | Natural Gas | Other Process | E4 | PCT BC Ratio | 0 | 0 | 0 | 0 | 0 | 0 | 0 | 0 | 0 | 0 | 0 | 0 | 0 | 0 | 0 | 0 | 0 | 0 | 0 | 0 | 0 | 0 | 0 | 0 | 0 | 0 | 0 | 0 | 0 | 0
F4_Industrial_Agriculture_Existing_Process_Natural Gas_Other Process_E5 | F4 | Industrial | Agriculture | Existing | Process | Natural Gas | Other Process | E5 | PCT BC Ratio | 0 | 0 | 0 | 0 | 0 | 0 | 0 | 0 | 0 | 0 | 0 | 0 | 0 | 0 | 0 | 0 | 0 | 0 | 0 | 0 | 0 | 0 | 0 | 0 | 0 | 0 | 0 | 0 | 0 | 0
F4_Industrial_Agriculture_Existing_Process_Natural Gas_Other Process_E6 | F4 | Industrial | Agriculture | Existing | Process | Natural Gas | Other Process | E6 | PCT BC Ratio | 0 | 0 | 0 | 0 | 0 | 0 | 0 | 0 | 0 | 0 | 0 | 0 | 0 | 0 | 0 | 0 | 0 | 0 | 0 | 0 | 0 | 0 | 0 | 0 | 0 | 0 | 0 | 0 | 0 | 0
F4_Industrial_Agriculture_Existing_Process_Natural Gas_Other Process_E7 | F4 | Industrial | Agriculture | Existing | Process | Natural Gas | Other Process | E7 | PCT BC Ratio | 0 | 0 | 0 | 0 | 0 | 0 | 0 | 0 | 0 | 0 | 0 | 0 | 0 | 0 | 0 | 0 | 0 | 0 | 0 | 0 | 0 | 0 | 0 | 0 | 0 | 0 | 0 | 0 | 0 | 0
F4_Industrial_Agriculture_Existing_Process_Natural Gas_Other Process_E8 | F4 | Industrial | Agriculture | Existing | Process | Natural Gas | Other Process | E8 | PCT BC Ratio | 0 | 0 | 0 | 0 | 0 | 0 | 0 | 0 | 0 | 0 | 0 | 0 | 0 | 0 | 0 | 0 | 0 | 0 | 0 | 0 | 0 | 0 | 0 | 0 | 0 | 0 | 0 | 0 | 0 | 0
F4_Industrial_Agriculture_Existing_Process_Natural Gas_Other Process_E9 | F4 | Industrial | Agriculture | Existing | Process | Natural Gas | Other Process | E9 | PCT BC Ratio | 0 | 0 | 0 | 0 | 0 | 0 | 0 | 0 | 0 | 0 | 0 | 0 | 0 | 0 | 0 | 0 | 0 | 0 | 0 | 0 | 0 | 0 | 0 | 0 | 0 | 0 | 0 | 0 | 0 | 0
F4_Industrial_Agriculture_Existing_Process_Natural Gas_Other Process_E10 | F4 | Industrial | Agriculture | Existing | Process | Natural Gas | Other Process | E10 | PCT BC Ratio | 0 | 0 | 0 | 0 | 0 | 0 | 0 | 0 | 0 | 0 | 0 | 0 | 0 | 0 | 0 | 0 | 0 | 0 | 0 | 0 | 0 | 0 | 0 | 0 | 0 | 0 | 0 | 0 | 0 | 0
F5_Industrial_Agriculture_Existing_Process_Natural Gas_Other Process_E1 | F5 | Industrial | Agriculture | Existing | Process | Natural Gas | Other Process | E1 | RIM BC Ratio | 0.9 | 0.9 | 0.9 | 0.9 | 0.9 | 0.9 | 0.9 | 0.9 | 0.9 | 0.9 | 0.9 | 0.9 | 0.9 | 0.9 | 0.9 | 0.9 | 0.9 | 0.9 | 0.9 | 0.9 | 0.9 | 0.9 | 0 | 0 | 0 | 0 | 0 | 0 | 0 | 0
F5_Industrial_Agriculture_Existing_Process_Natural Gas_Other Process_E2 | F5 | Industrial | Agriculture | Existing | Process | Natural Gas | Other Process | E2 | RIM BC Ratio | 0 | 0 | 0 | 0 | 0 | 0 | 0 | 0 | 0 | 0 | 0 | 0 | 0 | 0 | 0 | 0 | 0 | 0 | 0 | 0 | 0 | 0 | 0 | 0 | 0 | 0 | 0 | 0 | 0 | 0
F5_Industrial_Agriculture_Existing_Process_Natural Gas_Other Process_E3 | F5 | Industrial | Agriculture | Existing | Process | Natural Gas | Other Process | E3 | RIM BC Ratio | 0 | 0 | 0 | 0 | 0 | 0 | 0 | 0 | 0 | 0 | 0 | 0 | 0 | 0 | 0 | 0 | 0 | 0 | 0 | 0 | 0 | 0 | 0 | 0 | 0 | 0 | 0 | 0 | 0 | 0
F5_Industrial_Agriculture_Existing_Process_Natural Gas_Other Process_E4 | F5 | Industrial | Agriculture | Existing | Process | Natural Gas | Other Process | E4 | RIM BC Ratio | 0 | 0 | 0 | 0 | 0 | 0 | 0 | 0 | 0 | 0 | 0 | 0 | 0 | 0 | 0 | 0 | 0 | 0 | 0 | 0 | 0 | 0 | 0 | 0 | 0 | 0 | 0 | 0 | 0 | 0
F5_Industrial_Agriculture_Existing_Process_Natural Gas_Other Process_E5 | F5 | Industrial | Agriculture | Existing | Process | Natural Gas | Other Process | E5 | RIM BC Ratio | 0 | 0 | 0 | 0 | 0 | 0 | 0 | 0 | 0 | 0 | 0 | 0 | 0 | 0 | 0 | 0 | 0 | 0 | 0 | 0 | 0 | 0 | 0 | 0 | 0 | 0 | 0 | 0 | 0 | 0
F5_Industrial_Agriculture_Existing_Process_Natural Gas_Other Process_E6 | F5 | Industrial | Agriculture | Existing | Process | Natural Gas | Other Process | E6 | RIM BC Ratio | 0 | 0 | 0 | 0 | 0 | 0 | 0 | 0 | 0 | 0 | 0 | 0 | 0 | 0 | 0 | 0 | 0 | 0 | 0 | 0 | 0 | 0 | 0 | 0 | 0 | 0 | 0 | 0 | 0 | 0
F5_Industrial_Agriculture_Existing_Process_Natural Gas_Other Process_E7 | F5 | Industrial | Agriculture | Existing | Process | Natural Gas | Other Process | E7 | RIM BC Ratio | 0 | 0 | 0 | 0 | 0 | 0 | 0 | 0 | 0 | 0 | 0 | 0 | 0 | 0 | 0 | 0 | 0 | 0 | 0 | 0 | 0 | 0 | 0 | 0 | 0 | 0 | 0 | 0 | 0 | 0
F5_Industrial_Agriculture_Existing_Process_Natural Gas_Other Process_E8 | F5 | Industrial | Agriculture | Existing | Process | Natural Gas | Other Process | E8 | RIM BC Ratio | 0 | 0 | 0 | 0 | 0 | 0 | 0 | 0 | 0 | 0 | 0 | 0 | 0 | 0 | 0 | 0 | 0 | 0 | 0 | 0 | 0 | 0 | 0 | 0 | 0 | 0 | 0 | 0 | 0 | 0
F5_Industrial_Agriculture_Existing_Process_Natural Gas_Other Process_E9 | F5 | Industrial | Agriculture | Existing | Process | Natural Gas | Other Process | E9 | RIM BC Ratio | 0 | 0 | 0 | 0 | 0 | 0 | 0 | 0 | 0 | 0 | 0 | 0 | 0 | 0 | 0 | 0 | 0 | 0 | 0 | 0 | 0 | 0 | 0 | 0 | 0 | 0 | 0 | 0 | 0 | 0
F5_Industrial_Agriculture_Existing_Process_Natural Gas_Other Process_E10 | F5 | Industrial | Agriculture | Existing | Process | Natural Gas | Other Process | E10 | RIM BC Ratio | 0 | 0 | 0 | 0 | 0 | 0 | 0 | 0 | 0 | 0 | 0 | 0 | 0 | 0 | 0 | 0 | 0 | 0 | 0 | 0 | 0 | 0 | 0 | 0 | 0 | 0 | 0 | 0 | 0 | 0
F0_Industrial_Agriculture_Existing_Miscellaneous_Natural Gas_Miscellaneous_E0 | F0 | Industrial | Agriculture | Existing | Miscellaneous | Natural Gas | Miscellaneous | E0 | Economic Unit | Standard | Standard | Standard | Standard | Standard | Standard | Standard | Standard | Standard | Standard | Standard | Standard | Standard | Standard | Standard | Standard | Standard | Standard | Standard | Standard | Standard | Standard | 0 | 0 | 0 | 0 | 0 | 0 | 0 | 0
F1_Industrial_Agriculture_Existing_Miscellaneous_Natural Gas_Miscellaneous_E1 | F1 | Industrial | Agriculture | Existing | Miscellaneous | Natural Gas | Miscellaneous | E1 | CCE | 0 | 0 | 0 | 0 | 0 | 0 | 0 | 0 | 0 | 0 | 0 | 0 | 0 | 0 | 0 | 0 | 0 | 0 | 0 | 0 | 0 | 0 | 0 | 0 | 0 | 0 | 0 | 0 | 0 | 0
F1_Industrial_Agriculture_Existing_Miscellaneous_Natural Gas_Miscellaneous_E2 | F1 | Industrial | Agriculture | Existing | Miscellaneous | Natural Gas | Miscellaneous | E2 | CCE | 0 | 0 | 0 | 0 | 0 | 0 | 0 | 0 | 0 | 0 | 0 | 0 | 0 | 0 | 0 | 0 | 0 | 0 | 0 | 0 | 0 | 0 | 0 | 0 | 0 | 0 | 0 | 0 | 0 | 0
F1_Industrial_Agriculture_Existing_Miscellaneous_Natural Gas_Miscellaneous_E3 | F1 | Industrial | Agriculture | Existing | Miscellaneous | Natural Gas | Miscellaneous | E3 | CCE | 0 | 0 | 0 | 0 | 0 | 0 | 0 | 0 | 0 | 0 | 0 | 0 | 0 | 0 | 0 | 0 | 0 | 0 | 0 | 0 | 0 | 0 | 0 | 0 | 0 | 0 | 0 | 0 | 0 | 0
F1_Industrial_Agriculture_Existing_Miscellaneous_Natural Gas_Miscellaneous_E4 | F1 | Industrial | Agriculture | Existing | Miscellaneous | Natural Gas | Miscellaneous | E4 | CCE | 0 | 0 | 0 | 0 | 0 | 0 | 0 | 0 | 0 | 0 | 0 | 0 | 0 | 0 | 0 | 0 | 0 | 0 | 0 | 0 | 0 | 0 | 0 | 0 | 0 | 0 | 0 | 0 | 0 | 0
F1_Industrial_Agriculture_Existing_Miscellaneous_Natural Gas_Miscellaneous_E5 | F1 | Industrial | Agriculture | Existing | Miscellaneous | Natural Gas | Miscellaneous | E5 | CCE | 0 | 0 | 0 | 0 | 0 | 0 | 0 | 0 | 0 | 0 | 0 | 0 | 0 | 0 | 0 | 0 | 0 | 0 | 0 | 0 | 0 | 0 | 0 | 0 | 0 | 0 | 0 | 0 | 0 | 0
F1_Industrial_Agriculture_Existing_Miscellaneous_Natural Gas_Miscellaneous_E6 | F1 | Industrial | Agriculture | Existing | Miscellaneous | Natural Gas | Miscellaneous | E6 | CCE | 0 | 0 | 0 | 0 | 0 | 0 | 0 | 0 | 0 | 0 | 0 | 0 | 0 | 0 | 0 | 0 | 0 | 0 | 0 | 0 | 0 | 0 | 0 | 0 | 0 | 0 | 0 | 0 | 0 | 0
F1_Industrial_Agriculture_Existing_Miscellaneous_Natural Gas_Miscellaneous_E7 | F1 | Industrial | Agriculture | Existing | Miscellaneous | Natural Gas | Miscellaneous | E7 | CCE | 0 | 0 | 0 | 0 | 0 | 0 | 0 | 0 | 0 | 0 | 0 | 0 | 0 | 0 | 0 | 0 | 0 | 0 | 0 | 0 | 0 | 0 | 0 | 0 | 0 | 0 | 0 | 0 | 0 | 0
F1_Industrial_Agriculture_Existing_Miscellaneous_Natural Gas_Miscellaneous_E8 | F1 | Industrial | Agriculture | Existing | Miscellaneous | Natural Gas | Miscellaneous | E8 | CCE | 0 | 0 | 0 | 0 | 0 | 0 | 0 | 0 | 0 | 0 | 0 | 0 | 0 | 0 | 0 | 0 | 0 | 0 | 0 | 0 | 0 | 0 | 0 | 0 | 0 | 0 | 0 | 0 | 0 | 0
F1_Industrial_Agriculture_Existing_Miscellaneous_Natural Gas_Miscellaneous_E9 | F1 | Industrial | Agriculture | Existing | Miscellaneous | Natural Gas | Miscellaneous | E9 | CCE | 0 | 0 | 0 | 0 | 0 | 0 | 0 | 0 | 0 | 0 | 0 | 0 | 0 | 0 | 0 | 0 | 0 | 0 | 0 | 0 | 0 | 0 | 0 | 0 | 0 | 0 | 0 | 0 | 0 | 0
F1_Industrial_Agriculture_Existing_Miscellaneous_Natural Gas_Miscellaneous_E10 | F1 | Industrial | Agriculture | Existing | Miscellaneous | Natural Gas | Miscellaneous | E10 | CCE | 0 | 0 | 0 | 0 | 0 | 0 | 0 | 0 | 0 | 0 | 0 | 0 | 0 | 0 | 0 | 0 | 0 | 0 | 0 | 0 | 0 | 0 | 0 | 0 | 0 | 0 | 0 | 0 | 0 | 0
F2_Industrial_Agriculture_Existing_Miscellaneous_Natural Gas_Miscellaneous_E1 | F2 | Industrial | Agriculture | Existing | Miscellaneous | Natural Gas | Miscellaneous | E1 | TRC BC Ratio | 0.9 | 0.9 | 0.9 | 0.9 | 0.9 | 0.9 | 0.9 | 0.9 | 0.9 | 0.9 | 0.9 | 0.9 | 0.9 | 0.9 | 0.9 | 0.9 | 0.9 | 0.9 | 0.9 | 0.9 | 0.9 | 0.9 | 0 | 0 | 0 | 0 | 0 | 0 | 0 | 0
F2_Industrial_Agriculture_Existing_Miscellaneous_Natural Gas_Miscellaneous_E2 | F2 | Industrial | Agriculture | Existing | Miscellaneous | Natural Gas | Miscellaneous | E2 | TRC BC Ratio | 0 | 0 | 0 | 0 | 0 | 0 | 0 | 0 | 0 | 0 | 0 | 0 | 0 | 0 | 0 | 0 | 0 | 0 | 0 | 0 | 0 | 0 | 0 | 0 | 0 | 0 | 0 | 0 | 0 | 0
F2_Industrial_Agriculture_Existing_Miscellaneous_Natural Gas_Miscellaneous_E3 | F2 | Industrial | Agriculture | Existing | Miscellaneous | Natural Gas | Miscellaneous | E3 | TRC BC Ratio | 0 | 0 | 0 | 0 | 0 | 0 | 0 | 0 | 0 | 0 | 0 | 0 | 0 | 0 | 0 | 0 | 0 | 0 | 0 | 0 | 0 | 0 | 0 | 0 | 0 | 0 | 0 | 0 | 0 | 0
F2_Industrial_Agriculture_Existing_Miscellaneous_Natural Gas_Miscellaneous_E4 | F2 | Industrial | Agriculture | Existing | Miscellaneous | Natural Gas | Miscellaneous | E4 | TRC BC Ratio | 0 | 0 | 0 | 0 | 0 | 0 | 0 | 0 | 0 | 0 | 0 | 0 | 0 | 0 | 0 | 0 | 0 | 0 | 0 | 0 | 0 | 0 | 0 | 0 | 0 | 0 | 0 | 0 | 0 | 0
F2_Industrial_Agriculture_Existing_Miscellaneous_Natural Gas_Miscellaneous_E5 | F2 | Industrial | Agriculture | Existing | Miscellaneous | Natural Gas | Miscellaneous | E5 | TRC BC Ratio | 0 | 0 | 0 | 0 | 0 | 0 | 0 | 0 | 0 | 0 | 0 | 0 | 0 | 0 | 0 | 0 | 0 | 0 | 0 | 0 | 0 | 0 | 0 | 0 | 0 | 0 | 0 | 0 | 0 | 0
F2_Industrial_Agriculture_Existing_Miscellaneous_Natural Gas_Miscellaneous_E6 | F2 | Industrial | Agriculture | Existing | Miscellaneous | Natural Gas | Miscellaneous | E6 | TRC BC Ratio | 0 | 0 | 0 | 0 | 0 | 0 | 0 | 0 | 0 | 0 | 0 | 0 | 0 | 0 | 0 | 0 | 0 | 0 | 0 | 0 | 0 | 0 | 0 | 0 | 0 | 0 | 0 | 0 | 0 | 0
F2_Industrial_Agriculture_Existing_Miscellaneous_Natural Gas_Miscellaneous_E7 | F2 | Industrial | Agriculture | Existing | Miscellaneous | Natural Gas | Miscellaneous | E7 | TRC BC Ratio | 0 | 0 | 0 | 0 | 0 | 0 | 0 | 0 | 0 | 0 | 0 | 0 | 0 | 0 | 0 | 0 | 0 | 0 | 0 | 0 | 0 | 0 | 0 | 0 | 0 | 0 | 0 | 0 | 0 | 0
F2_Industrial_Agriculture_Existing_Miscellaneous_Natural Gas_Miscellaneous_E8 | F2 | Industrial | Agriculture | Existing | Miscellaneous | Natural Gas | Miscellaneous | E8 | TRC BC Ratio | 0 | 0 | 0 | 0 | 0 | 0 | 0 | 0 | 0 | 0 | 0 | 0 | 0 | 0 | 0 | 0 | 0 | 0 | 0 | 0 | 0 | 0 | 0 | 0 | 0 | 0 | 0 | 0 | 0 | 0
F2_Industrial_Agriculture_Existing_Miscellaneous_Natural Gas_Miscellaneous_E9 | F2 | Industrial | Agriculture | Existing | Miscellaneous | Natural Gas | Miscellaneous | E9 | TRC BC Ratio | 0 | 0 | 0 | 0 | 0 | 0 | 0 | 0 | 0 | 0 | 0 | 0 | 0 | 0 | 0 | 0 | 0 | 0 | 0 | 0 | 0 | 0 | 0 | 0 | 0 | 0 | 0 | 0 | 0 | 0
F2_Industrial_Agriculture_Existing_Miscellaneous_Natural Gas_Miscellaneous_E10 | F2 | Industrial | Agriculture | Existing | Miscellaneous | Natural Gas | Miscellaneous | E10 | TRC BC Ratio | 0 | 0 | 0 | 0 | 0 | 0 | 0 | 0 | 0 | 0 | 0 | 0 | 0 | 0 | 0 | 0 | 0 | 0 | 0 | 0 | 0 | 0 | 0 | 0 | 0 | 0 | 0 | 0 | 0 | 0
F3_Industrial_Agriculture_Existing_Miscellaneous_Natural Gas_Miscellaneous_E1 | F3 | Industrial | Agriculture | Existing | Miscellaneous | Natural Gas | Miscellaneous | E1 | PACT BC Ratio | 0.9 | 0.9 | 0.9 | 0.9 | 0.9 | 0.9 | 0.9 | 0.9 | 0.9 | 0.9 | 0.9 | 0.9 | 0.9 | 0.9 | 0.9 | 0.9 | 0.9 | 0.9 | 0.9 | 0.9 | 0.9 | 0.9 | 0 | 0 | 0 | 0 | 0 | 0 | 0 | 0
F3_Industrial_Agriculture_Existing_Miscellaneous_Natural Gas_Miscellaneous_E2 | F3 | Industrial | Agriculture | Existing | Miscellaneous | Natural Gas | Miscellaneous | E2 | PACT BC Ratio | 0 | 0 | 0 | 0 | 0 | 0 | 0 | 0 | 0 | 0 | 0 | 0 | 0 | 0 | 0 | 0 | 0 | 0 | 0 | 0 | 0 | 0 | 0 | 0 | 0 | 0 | 0 | 0 | 0 | 0
F3_Industrial_Agriculture_Existing_Miscellaneous_Natural Gas_Miscellaneous_E3 | F3 | Industrial | Agriculture | Existing | Miscellaneous | Natural Gas | Miscellaneous | E3 | PACT BC Ratio | 0 | 0 | 0 | 0 | 0 | 0 | 0 | 0 | 0 | 0 | 0 | 0 | 0 | 0 | 0 | 0 | 0 | 0 | 0 | 0 | 0 | 0 | 0 | 0 | 0 | 0 | 0 | 0 | 0 | 0
F3_Industrial_Agriculture_Existing_Miscellaneous_Natural Gas_Miscellaneous_E4 | F3 | Industrial | Agriculture | Existing | Miscellaneous | Natural Gas | Miscellaneous | E4 | PACT BC Ratio | 0 | 0 | 0 | 0 | 0 | 0 | 0 | 0 | 0 | 0 | 0 | 0 | 0 | 0 | 0 | 0 | 0 | 0 | 0 | 0 | 0 | 0 | 0 | 0 | 0 | 0 | 0 | 0 | 0 | 0
F3_Industrial_Agriculture_Existing_Miscellaneous_Natural Gas_Miscellaneous_E5 | F3 | Industrial | Agriculture | Existing | Miscellaneous | Natural Gas | Miscellaneous | E5 | PACT BC Ratio | 0 | 0 | 0 | 0 | 0 | 0 | 0 | 0 | 0 | 0 | 0 | 0 | 0 | 0 | 0 | 0 | 0 | 0 | 0 | 0 | 0 | 0 | 0 | 0 | 0 | 0 | 0 | 0 | 0 | 0
F3_Industrial_Agriculture_Existing_Miscellaneous_Natural Gas_Miscellaneous_E6 | F3 | Industrial | Agriculture | Existing | Miscellaneous | Natural Gas | Miscellaneous | E6 | PACT BC Ratio | 0 | 0 | 0 | 0 | 0 | 0 | 0 | 0 | 0 | 0 | 0 | 0 | 0 | 0 | 0 | 0 | 0 | 0 | 0 | 0 | 0 | 0 | 0 | 0 | 0 | 0 | 0 | 0 | 0 | 0
F3_Industrial_Agriculture_Existing_Miscellaneous_Natural Gas_Miscellaneous_E7 | F3 | Industrial | Agriculture | Existing | Miscellaneous | Natural Gas | Miscellaneous | E7 | PACT BC Ratio | 0 | 0 | 0 | 0 | 0 | 0 | 0 | 0 | 0 | 0 | 0 | 0 | 0 | 0 | 0 | 0 | 0 | 0 | 0 | 0 | 0 | 0 | 0 | 0 | 0 | 0 | 0 | 0 | 0 | 0
F3_Industrial_Agriculture_Existing_Miscellaneous_Natural Gas_Miscellaneous_E8 | F3 | Industrial | Agriculture | Existing | Miscellaneous | Natural Gas | Miscellaneous | E8 | PACT BC Ratio | 0 | 0 | 0 | 0 | 0 | 0 | 0 | 0 | 0 | 0 | 0 | 0 | 0 | 0 | 0 | 0 | 0 | 0 | 0 | 0 | 0 | 0 | 0 | 0 | 0 | 0 | 0 | 0 | 0 | 0
F3_Industrial_Agriculture_Existing_Miscellaneous_Natural Gas_Miscellaneous_E9 | F3 | Industrial | Agriculture | Existing | Miscellaneous | Natural Gas | Miscellaneous | E9 | PACT BC Ratio | 0 | 0 | 0 | 0 | 0 | 0 | 0 | 0 | 0 | 0 | 0 | 0 | 0 | 0 | 0 | 0 | 0 | 0 | 0 | 0 | 0 | 0 | 0 | 0 | 0 | 0 | 0 | 0 | 0 | 0
F3_Industrial_Agriculture_Existing_Miscellaneous_Natural Gas_Miscellaneous_E10 | F3 | Industrial | Agriculture | Existing | Miscellaneous | Natural Gas | Miscellaneous | E10 | PACT BC Ratio | 0 | 0 | 0 | 0 | 0 | 0 | 0 | 0 | 0 | 0 | 0 | 0 | 0 | 0 | 0 | 0 | 0 | 0 | 0 | 0 | 0 | 0 | 0 | 0 | 0 | 0 | 0 | 0 | 0 | 0
F4_Industrial_Agriculture_Existing_Miscellaneous_Natural Gas_Miscellaneous_E1 | F4 | Industrial | Agriculture | Existing | Miscellaneous | Natural Gas | Miscellaneous | E1 | PCT BC Ratio | 0.9 | 0.9 | 0.9 | 0.9 | 0.9 | 0.9 | 0.9 | 0.9 | 0.9 | 0.9 | 0.9 | 0.9 | 0.9 | 0.9 | 0.9 | 0.9 | 0.9 | 0.9 | 0.9 | 0.9 | 0.9 | 0.9 | 0 | 0 | 0 | 0 | 0 | 0 | 0 | 0
F4_Industrial_Agriculture_Existing_Miscellaneous_Natural Gas_Miscellaneous_E2 | F4 | Industrial | Agriculture | Existing | Miscellaneous | Natural Gas | Miscellaneous | E2 | PCT BC Ratio | 0 | 0 | 0 | 0 | 0 | 0 | 0 | 0 | 0 | 0 | 0 | 0 | 0 | 0 | 0 | 0 | 0 | 0 | 0 | 0 | 0 | 0 | 0 | 0 | 0 | 0 | 0 | 0 | 0 | 0
F4_Industrial_Agriculture_Existing_Miscellaneous_Natural Gas_Miscellaneous_E3 | F4 | Industrial | Agriculture | Existing | Miscellaneous | Natural Gas | Miscellaneous | E3 | PCT BC Ratio | 0 | 0 | 0 | 0 | 0 | 0 | 0 | 0 | 0 | 0 | 0 | 0 | 0 | 0 | 0 | 0 | 0 | 0 | 0 | 0 | 0 | 0 | 0 | 0 | 0 | 0 | 0 | 0 | 0 | 0
F4_Industrial_Agriculture_Existing_Miscellaneous_Natural Gas_Miscellaneous_E4 | F4 | Industrial | Agriculture | Existing | Miscellaneous | Natural Gas | Miscellaneous | E4 | PCT BC Ratio | 0 | 0 | 0 | 0 | 0 | 0 | 0 | 0 | 0 | 0 | 0 | 0 | 0 | 0 | 0 | 0 | 0 | 0 | 0 | 0 | 0 | 0 | 0 | 0 | 0 | 0 | 0 | 0 | 0 | 0
F4_Industrial_Agriculture_Existing_Miscellaneous_Natural Gas_Miscellaneous_E5 | F4 | Industrial | Agriculture | Existing | Miscellaneous | Natural Gas | Miscellaneous | E5 | PCT BC Ratio | 0 | 0 | 0 | 0 | 0 | 0 | 0 | 0 | 0 | 0 | 0 | 0 | 0 | 0 | 0 | 0 | 0 | 0 | 0 | 0 | 0 | 0 | 0 | 0 | 0 | 0 | 0 | 0 | 0 | 0
F4_Industrial_Agriculture_Existing_Miscellaneous_Natural Gas_Miscellaneous_E6 | F4 | Industrial | Agriculture | Existing | Miscellaneous | Natural Gas | Miscellaneous | E6 | PCT BC Ratio | 0 | 0 | 0 | 0 | 0 | 0 | 0 | 0 | 0 | 0 | 0 | 0 | 0 | 0 | 0 | 0 | 0 | 0 | 0 | 0 | 0 | 0 | 0 | 0 | 0 | 0 | 0 | 0 | 0 | 0
F4_Industrial_Agriculture_Existing_Miscellaneous_Natural Gas_Miscellaneous_E7 | F4 | Industrial | Agriculture | Existing | Miscellaneous | Natural Gas | Miscellaneous | E7 | PCT BC Ratio | 0 | 0 | 0 | 0 | 0 | 0 | 0 | 0 | 0 | 0 | 0 | 0 | 0 | 0 | 0 | 0 | 0 | 0 | 0 | 0 | 0 | 0 | 0 | 0 | 0 | 0 | 0 | 0 | 0 | 0
F4_Industrial_Agriculture_Existing_Miscellaneous_Natural Gas_Miscellaneous_E8 | F4 | Industrial | Agriculture | Existing | Miscellaneous | Natural Gas | Miscellaneous | E8 | PCT BC Ratio | 0 | 0 | 0 | 0 | 0 | 0 | 0 | 0 | 0 | 0 | 0 | 0 | 0 | 0 | 0 | 0 | 0 | 0 | 0 | 0 | 0 | 0 | 0 | 0 | 0 | 0 | 0 | 0 | 0 | 0
F4_Industrial_Agriculture_Existing_Miscellaneous_Natural Gas_Miscellaneous_E9 | F4 | Industrial | Agriculture | Existing | Miscellaneous | Natural Gas | Miscellaneous | E9 | PCT BC Ratio | 0 | 0 | 0 | 0 | 0 | 0 | 0 | 0 | 0 | 0 | 0 | 0 | 0 | 0 | 0 | 0 | 0 | 0 | 0 | 0 | 0 | 0 | 0 | 0 | 0 | 0 | 0 | 0 | 0 | 0
F4_Industrial_Agriculture_Existing_Miscellaneous_Natural Gas_Miscellaneous_E10 | F4 | Industrial | Agriculture | Existing | Miscellaneous | Natural Gas | Miscellaneous | E10 | PCT BC Ratio | 0 | 0 | 0 | 0 | 0 | 0 | 0 | 0 | 0 | 0 | 0 | 0 | 0 | 0 | 0 | 0 | 0 | 0 | 0 | 0 | 0 | 0 | 0 | 0 | 0 | 0 | 0 | 0 | 0 | 0
F5_Industrial_Agriculture_Existing_Miscellaneous_Natural Gas_Miscellaneous_E1 | F5 | Industrial | Agriculture | Existing | Miscellaneous | Natural Gas | Miscellaneous | E1 | RIM BC Ratio | 0.9 | 0.9 | 0.9 | 0.9 | 0.9 | 0.9 | 0.9 | 0.9 | 0.9 | 0.9 | 0.9 | 0.9 | 0.9 | 0.9 | 0.9 | 0.9 | 0.9 | 0.9 | 0.9 | 0.9 | 0.9 | 0.9 | 0 | 0 | 0 | 0 | 0 | 0 | 0 | 0
F5_Industrial_Agriculture_Existing_Miscellaneous_Natural Gas_Miscellaneous_E2 | F5 | Industrial | Agriculture | Existing | Miscellaneous | Natural Gas | Miscellaneous | E2 | RIM BC Ratio | 0 | 0 | 0 | 0 | 0 | 0 | 0 | 0 | 0 | 0 | 0 | 0 | 0 | 0 | 0 | 0 | 0 | 0 | 0 | 0 | 0 | 0 | 0 | 0 | 0 | 0 | 0 | 0 | 0 | 0
F5_Industrial_Agriculture_Existing_Miscellaneous_Natural Gas_Miscellaneous_E3 | F5 | Industrial | Agriculture | Existing | Miscellaneous | Natural Gas | Miscellaneous | E3 | RIM BC Ratio | 0 | 0 | 0 | 0 | 0 | 0 | 0 | 0 | 0 | 0 | 0 | 0 | 0 | 0 | 0 | 0 | 0 | 0 | 0 | 0 | 0 | 0 | 0 | 0 | 0 | 0 | 0 | 0 | 0 | 0
F5_Industrial_Agriculture_Existing_Miscellaneous_Natural Gas_Miscellaneous_E4 | F5 | Industrial | Agriculture | Existing | Miscellaneous | Natural Gas | Miscellaneous | E4 | RIM BC Ratio | 0 | 0 | 0 | 0 | 0 | 0 | 0 | 0 | 0 | 0 | 0 | 0 | 0 | 0 | 0 | 0 | 0 | 0 | 0 | 0 | 0 | 0 | 0 | 0 | 0 | 0 | 0 | 0 | 0 | 0
F5_Industrial_Agriculture_Existing_Miscellaneous_Natural Gas_Miscellaneous_E5 | F5 | Industrial | Agriculture | Existing | Miscellaneous | Natural Gas | Miscellaneous | E5 | RIM BC Ratio | 0 | 0 | 0 | 0 | 0 | 0 | 0 | 0 | 0 | 0 | 0 | 0 | 0 | 0 | 0 | 0 | 0 | 0 | 0 | 0 | 0 | 0 | 0 | 0 | 0 | 0 | 0 | 0 | 0 | 0
F5_Industrial_Agriculture_Existing_Miscellaneous_Natural Gas_Miscellaneous_E6 | F5 | Industrial | Agriculture | Existing | Miscellaneous | Natural Gas | Miscellaneous | E6 | RIM BC Ratio | 0 | 0 | 0 | 0 | 0 | 0 | 0 | 0 | 0 | 0 | 0 | 0 | 0 | 0 | 0 | 0 | 0 | 0 | 0 | 0 | 0 | 0 | 0 | 0 | 0 | 0 | 0 | 0 | 0 | 0
F5_Industrial_Agriculture_Existing_Miscellaneous_Natural Gas_Miscellaneous_E7 | F5 | Industrial | Agriculture | Existing | Miscellaneous | Natural Gas | Miscellaneous | E7 | RIM BC Ratio | 0 | 0 | 0 | 0 | 0 | 0 | 0 | 0 | 0 | 0 | 0 | 0 | 0 | 0 | 0 | 0 | 0 | 0 | 0 | 0 | 0 | 0 | 0 | 0 | 0 | 0 | 0 | 0 | 0 | 0
F5_Industrial_Agriculture_Existing_Miscellaneous_Natural Gas_Miscellaneous_E8 | F5 | Industrial | Agriculture | Existing | Miscellaneous | Natural Gas | Miscellaneous | E8 | RIM BC Ratio | 0 | 0 | 0 | 0 | 0 | 0 | 0 | 0 | 0 | 0 | 0 | 0 | 0 | 0 | 0 | 0 | 0 | 0 | 0 | 0 | 0 | 0 | 0 | 0 | 0 | 0 | 0 | 0 | 0 | 0
F5_Industrial_Agriculture_Existing_Miscellaneous_Natural Gas_Miscellaneous_E9 | F5 | Industrial | Agriculture | Existing | Miscellaneous | Natural Gas | Miscellaneous | E9 | RIM BC Ratio | 0 | 0 | 0 | 0 | 0 | 0 | 0 | 0 | 0 | 0 | 0 | 0 | 0 | 0 | 0 | 0 | 0 | 0 | 0 | 0 | 0 | 0 | 0 | 0 | 0 | 0 | 0 | 0 | 0 | 0
F5_Industrial_Agriculture_Existing_Miscellaneous_Natural Gas_Miscellaneous_E10 | F5 | Industrial | Agriculture | Existing | Miscellaneous | Natural Gas | Miscellaneous | E10 | RIM BC Ratio | 0 | 0 | 0 | 0 | 0 | 0 | 0 | 0 | 0 | 0 | 0 | 0 | 0 | 0 | 0 | 0 | 0 | 0 | 0 | 0 | 0 | 0 | 0 | 0 | 0 | 0 | 0 | 0 | 0 | 0
F0_Industrial_Agriculture_New_Space Heating_Natural Gas_Furnace_E0 | F0 | Industrial | Agriculture | New | Space Heating | Natural Gas | Furnace | E0 | Economic Unit | AFUE 96% | AFUE 96% | AFUE 96% | AFUE 96% | AFUE 96% | AFUE 96% | AFUE 96% | AFUE 96% | AFUE 96% | AFUE 96% | AFUE 96% | AFUE 96% | AFUE 96% | AFUE 96% | AFUE 96% | AFUE 96% | AFUE 96% | AFUE 96% | AFUE 96% | AFUE 96% | AFUE 96% | AFUE 96% | 0 | 0 | 0 | 0 | 0 | 0 | 0 | 0
F1_Industrial_Agriculture_New_Space Heating_Natural Gas_Furnace_E1 | F1 | Industrial | Agriculture | New | Space Heating | Natural Gas | Furnace | E1 | CCE | 0 | 0 | 0 | 0 | 0 | 0 | 0 | 0 | 0 | 0 | 0 | 0 | 0 | 0 | 0 | 0 | 0 | 0 | 0 | 0 | 0 | 0 | 0 | 0 | 0 | 0 | 0 | 0 | 0 | 0
F1_Industrial_Agriculture_New_Space Heating_Natural Gas_Furnace_E2 | F1 | Industrial | Agriculture | New | Space Heating | Natural Gas | Furnace | E2 | CCE | 0.00079977 | 0.00079977 | 0.00079977 | 0.00079977 | 0.00079977 | 0.00079977 | 0.00079977 | 0.00079977 | 0.00079977 | 0.00079977 | 0.00079977 | 0.00079977 | 0.00079977 | 0.00079977 | 0.00079977 | 0.00079977 | 0.00079977 | 0.00079977 | 0.00079977 | 0.00079977 | 0.00079977 | 0.00079977 | 0 | 0 | 0 | 0 | 0 | 0 | 0 | 0
F1_Industrial_Agriculture_New_Space Heating_Natural Gas_Furnace_E3 | F1 | Industrial | Agriculture | New | Space Heating | Natural Gas | Furnace | E3 | CCE | 0.0010664 | 0.0010664 | 0.0010664 | 0.0010664 | 0.0010664 | 0.0010664 | 0.0010664 | 0.0010664 | 0.0010664 | 0.0010664 | 0.0010664 | 0.0010664 | 0.0010664 | 0.0010664 | 0.0010664 | 0.0010664 | 0.0010664 | 0.0010664 | 0.0010664 | 0.0010664 | 0.0010664 | 0.0010664 | 0 | 0 | 0 | 0 | 0 | 0 | 0 | 0
F1_Industrial_Agriculture_New_Space Heating_Natural Gas_Furnace_E4 | F1 | Industrial | Agriculture | New | Space Heating | Natural Gas | Furnace | E4 | CCE | 0 | 0 | 0 | 0 | 0 | 0 | 0 | 0 | 0 | 0 | 0 | 0 | 0 | 0 | 0 | 0 | 0 | 0 | 0 | 0 | 0 | 0 | 0 | 0 | 0 | 0 | 0 | 0 | 0 | 0
F1_Industrial_Agriculture_New_Space Heating_Natural Gas_Furnace_E5 | F1 | Industrial | Agriculture | New | Space Heating | Natural Gas | Furnace | E5 | CCE | 0 | 0 | 0 | 0 | 0 | 0 | 0 | 0 | 0 | 0 | 0 | 0 | 0 | 0 | 0 | 0 | 0 | 0 | 0 | 0 | 0 | 0 | 0 | 0 | 0 | 0 | 0 | 0 | 0 | 0
F1_Industrial_Agriculture_New_Space Heating_Natural Gas_Furnace_E6 | F1 | Industrial | Agriculture | New | Space Heating | Natural Gas | Furnace | E6 | CCE | 0 | 0 | 0 | 0 | 0 | 0 | 0 | 0 | 0 | 0 | 0 | 0 | 0 | 0 | 0 | 0 | 0 | 0 | 0 | 0 | 0 | 0 | 0 | 0 | 0 | 0 | 0 | 0 | 0 | 0
F1_Industrial_Agriculture_New_Space Heating_Natural Gas_Furnace_E7 | F1 | Industrial | Agriculture | New | Space Heating | Natural Gas | Furnace | E7 | CCE | 0 | 0 | 0 | 0 | 0 | 0 | 0 | 0 | 0 | 0 | 0 | 0 | 0 | 0 | 0 | 0 | 0 | 0 | 0 | 0 | 0 | 0 | 0 | 0 | 0 | 0 | 0 | 0 | 0 | 0
F1_Industrial_Agriculture_New_Space Heating_Natural Gas_Furnace_E8 | F1 | Industrial | Agriculture | New | Space Heating | Natural Gas | Furnace | E8 | CCE | 0 | 0 | 0 | 0 | 0 | 0 | 0 | 0 | 0 | 0 | 0 | 0 | 0 | 0 | 0 | 0 | 0 | 0 | 0 | 0 | 0 | 0 | 0 | 0 | 0 | 0 | 0 | 0 | 0 | 0
F1_Industrial_Agriculture_New_Space Heating_Natural Gas_Furnace_E9 | F1 | Industrial | Agriculture | New | Space Heating | Natural Gas | Furnace | E9 | CCE | 0 | 0 | 0 | 0 | 0 | 0 | 0 | 0 | 0 | 0 | 0 | 0 | 0 | 0 | 0 | 0 | 0 | 0 | 0 | 0 | 0 | 0 | 0 | 0 | 0 | 0 | 0 | 0 | 0 | 0
F1_Industrial_Agriculture_New_Space Heating_Natural Gas_Furnace_E10 | F1 | Industrial | Agriculture | New | Space Heating | Natural Gas | Furnace | E10 | CCE | 0 | 0 | 0 | 0 | 0 | 0 | 0 | 0 | 0 | 0 | 0 | 0 | 0 | 0 | 0 | 0 | 0 | 0 | 0 | 0 | 0 | 0 | 0 | 0 | 0 | 0 | 0 | 0 | 0 | 0
F2_Industrial_Agriculture_New_Space Heating_Natural Gas_Furnace_E1 | F2 | Industrial | Agriculture | New | Space Heating | Natural Gas | Furnace | E1 | TRC BC Ratio | 0.9 | 0.9 | 0.9 | 0.9 | 0.9 | 0.9 | 0.9 | 0.9 | 0.9 | 0.9 | 0.9 | 0.9 | 0.9 | 0.9 | 0.9 | 0.9 | 0.9 | 0.9 | 0.9 | 0.9 | 0.9 | 0.9 | 0 | 0 | 0 | 0 | 0 | 0 | 0 | 0
F2_Industrial_Agriculture_New_Space Heating_Natural Gas_Furnace_E2 | F2 | Industrial | Agriculture | New | Space Heating | Natural Gas | Furnace | E2 | TRC BC Ratio | 6.3212 | 6.3913 | 6.2901 | 6.1932 | 6.0268 | 5.8622 | 5.6966 | 5.5455 | 5.3952 | 5.264 | 5.1331 | 5.0059 | 4.8813 | 4.7615 | 4.644 | 4.5289 | 4.4175 | 4.3108 | 4.2064 | 4.1083 | 4.014 | 3.9226 | 0 | 0 | 0 | 0 | 0 | 0 | 0 | 0
F2_Industrial_Agriculture_New_Space Heating_Natural Gas_Furnace_E3 | F2 | Industrial | Agriculture | New | Space Heating | Natural Gas | Furnace | E3 | TRC BC Ratio | 4.7409 | 4.7935 | 4.7176 | 4.6449 | 4.5201 | 4.3966 | 4.2724 | 4.1591 | 4.0464 | 3.948 | 3.8499 | 3.7545 | 3.661 | 3.5711 | 3.483 | 3.3967 | 3.3131 | 3.2331 | 3.1548 | 3.0812 | 3.0105 | 2.942 | 0 | 0 | 0 | 0 | 0 | 0 | 0 | 0
F2_Industrial_Agriculture_New_Space Heating_Natural Gas_Furnace_E4 | F2 | Industrial | Agriculture | New | Space Heating | Natural Gas | Furnace | E4 | TRC BC Ratio | 0 | 0 | 0 | 0 | 0 | 0 | 0 | 0 | 0 | 0 | 0 | 0 | 0 | 0 | 0 | 0 | 0 | 0 | 0 | 0 | 0 | 0 | 0 | 0 | 0 | 0 | 0 | 0 | 0 | 0
F2_Industrial_Agriculture_New_Space Heating_Natural Gas_Furnace_E5 | F2 | Industrial | Agriculture | New | Space Heating | Natural Gas | Furnace | E5 | TRC BC Ratio | 0 | 0 | 0 | 0 | 0 | 0 | 0 | 0 | 0 | 0 | 0 | 0 | 0 | 0 | 0 | 0 | 0 | 0 | 0 | 0 | 0 | 0 | 0 | 0 | 0 | 0 | 0 | 0 | 0 | 0
F2_Industrial_Agriculture_New_Space Heating_Natural Gas_Furnace_E6 | F2 | Industrial | Agriculture | New | Space Heating | Natural Gas | Furnace | E6 | TRC BC Ratio | 0 | 0 | 0 | 0 | 0 | 0 | 0 | 0 | 0 | 0 | 0 | 0 | 0 | 0 | 0 | 0 | 0 | 0 | 0 | 0 | 0 | 0 | 0 | 0 | 0 | 0 | 0 | 0 | 0 | 0
F2_Industrial_Agriculture_New_Space Heating_Natural Gas_Furnace_E7 | F2 | Industrial | Agriculture | New | Space Heating | Natural Gas | Furnace | E7 | TRC BC Ratio | 0 | 0 | 0 | 0 | 0 | 0 | 0 | 0 | 0 | 0 | 0 | 0 | 0 | 0 | 0 | 0 | 0 | 0 | 0 | 0 | 0 | 0 | 0 | 0 | 0 | 0 | 0 | 0 | 0 | 0
F2_Industrial_Agriculture_New_Space Heating_Natural Gas_Furnace_E8 | F2 | Industrial | Agriculture | New | Space Heating | Natural Gas | Furnace | E8 | TRC BC Ratio | 0 | 0 | 0 | 0 | 0 | 0 | 0 | 0 | 0 | 0 | 0 | 0 | 0 | 0 | 0 | 0 | 0 | 0 | 0 | 0 | 0 | 0 | 0 | 0 | 0 | 0 | 0 | 0 | 0 | 0
F2_Industrial_Agriculture_New_Space Heating_Natural Gas_Furnace_E9 | F2 | Industrial | Agriculture | New | Space Heating | Natural Gas | Furnace | E9 | TRC BC Ratio | 0 | 0 | 0 | 0 | 0 | 0 | 0 | 0 | 0 | 0 | 0 | 0 | 0 | 0 | 0 | 0 | 0 | 0 | 0 | 0 | 0 | 0 | 0 | 0 | 0 | 0 | 0 | 0 | 0 | 0
F2_Industrial_Agriculture_New_Space Heating_Natural Gas_Furnace_E10 | F2 | Industrial | Agriculture | New | Space Heating | Natural Gas | Furnace | E10 | TRC BC Ratio | 0 | 0 | 0 | 0 | 0 | 0 | 0 | 0 | 0 | 0 | 0 | 0 | 0 | 0 | 0 | 0 | 0 | 0 | 0 | 0 | 0 | 0 | 0 | 0 | 0 | 0 | 0 | 0 | 0 | 0
F3_Industrial_Agriculture_New_Space Heating_Natural Gas_Furnace_E1 | F3 | Industrial | Agriculture | New | Space Heating | Natural Gas | Furnace | E1 | PACT BC Ratio | 0.9 | 0.9 | 0.9 | 0.9 | 0.9 | 0.9 | 0.9 | 0.9 | 0.9 | 0.9 | 0.9 | 0.9 | 0.9 | 0.9 | 0.9 | 0.9 | 0.9 | 0.9 | 0.9 | 0.9 | 0.9 | 0.9 | 0 | 0 | 0 | 0 | 0 | 0 | 0 | 0
F3_Industrial_Agriculture_New_Space Heating_Natural Gas_Furnace_E2 | F3 | Industrial | Agriculture | New | Space Heating | Natural Gas | Furnace | E2 | PACT BC Ratio | 18.2413 | 18.4434 | 18.1516 | 17.8719 | 17.3918 | 16.9166 | 16.4388 | 16.0026 | 15.5689 | 15.1904 | 14.8128 | 14.4457 | 14.0861 | 13.7402 | 13.4013 | 13.0692 | 12.7477 | 12.4396 | 12.1385 | 11.8554 | 11.5833 | 11.3196 | 0 | 0 | 0 | 0 | 0 | 0 | 0 | 0
F3_Industrial_Agriculture_New_Space Heating_Natural Gas_Furnace_E3 | F3 | Industrial | Agriculture | New | Space Heating | Natural Gas | Furnace | E3 | PACT BC Ratio | 13.681 | 13.8325 | 13.6137 | 13.4039 | 13.0438 | 12.6874 | 12.3291 | 12.002 | 11.6767 | 11.3928 | 11.1096 | 10.8343 | 10.5645 | 10.3052 | 10.051 | 9.8019 | 9.5608 | 9.3297 | 9.1039 | 8.8915 | 8.6875 | 8.4897 | 0 | 0 | 0 | 0 | 0 | 0 | 0 | 0
F3_Industrial_Agriculture_New_Space Heating_Natural Gas_Furnace_E4 | F3 | Industrial | Agriculture | New | Space Heating | Natural Gas | Furnace | E4 | PACT BC Ratio | 0 | 0 | 0 | 0 | 0 | 0 | 0 | 0 | 0 | 0 | 0 | 0 | 0 | 0 | 0 | 0 | 0 | 0 | 0 | 0 | 0 | 0 | 0 | 0 | 0 | 0 | 0 | 0 | 0 | 0
F3_Industrial_Agriculture_New_Space Heating_Natural Gas_Furnace_E5 | F3 | Industrial | Agriculture | New | Space Heating | Natural Gas | Furnace | E5 | PACT BC Ratio | 0 | 0 | 0 | 0 | 0 | 0 | 0 | 0 | 0 | 0 | 0 | 0 | 0 | 0 | 0 | 0 | 0 | 0 | 0 | 0 | 0 | 0 | 0 | 0 | 0 | 0 | 0 | 0 | 0 | 0
F3_Industrial_Agriculture_New_Space Heating_Natural Gas_Furnace_E6 | F3 | Industrial | Agriculture | New | Space Heating | Natural Gas | Furnace | E6 | PACT BC Ratio | 0 | 0 | 0 | 0 | 0 | 0 | 0 | 0 | 0 | 0 | 0 | 0 | 0 | 0 | 0 | 0 | 0 | 0 | 0 | 0 | 0 | 0 | 0 | 0 | 0 | 0 | 0 | 0 | 0 | 0
F3_Industrial_Agriculture_New_Space Heating_Natural Gas_Furnace_E7 | F3 | Industrial | Agriculture | New | Space Heating | Natural Gas | Furnace | E7 | PACT BC Ratio | 0 | 0 | 0 | 0 | 0 | 0 | 0 | 0 | 0 | 0 | 0 | 0 | 0 | 0 | 0 | 0 | 0 | 0 | 0 | 0 | 0 | 0 | 0 | 0 | 0 | 0 | 0 | 0 | 0 | 0
F3_Industrial_Agriculture_New_Space Heating_Natural Gas_Furnace_E8 | F3 | Industrial | Agriculture | New | Space Heating | Natural Gas | Furnace | E8 | PACT BC Ratio | 0 | 0 | 0 | 0 | 0 | 0 | 0 | 0 | 0 | 0 | 0 | 0 | 0 | 0 | 0 | 0 | 0 | 0 | 0 | 0 | 0 | 0 | 0 | 0 | 0 | 0 | 0 | 0 | 0 | 0
F3_Industrial_Agriculture_New_Space Heating_Natural Gas_Furnace_E9 | F3 | Industrial | Agriculture | New | Space Heating | Natural Gas | Furnace | E9 | PACT BC Ratio | 0 | 0 | 0 | 0 | 0 | 0 | 0 | 0 | 0 | 0 | 0 | 0 | 0 | 0 | 0 | 0 | 0 | 0 | 0 | 0 | 0 | 0 | 0 | 0 | 0 | 0 | 0 | 0 | 0 | 0
F3_Industrial_Agriculture_New_Space Heating_Natural Gas_Furnace_E10 | F3 | Industrial | Agriculture | New | Space Heating | Natural Gas | Furnace | E10 | PACT BC Ratio | 0 | 0 | 0 | 0 | 0 | 0 | 0 | 0 | 0 | 0 | 0 | 0 | 0 | 0 | 0 | 0 | 0 | 0 | 0 | 0 | 0 | 0 | 0 | 0 | 0 | 0 | 0 | 0 | 0 | 0
F4_Industrial_Agriculture_New_Space Heating_Natural Gas_Furnace_E1 | F4 | Industrial | Agriculture | New | Space Heating | Natural Gas | Furnace | E1 | PCT BC Ratio | 0.9 | 0.9 | 0.9 | 0.9 | 0.9 | 0.9 | 0.9 | 0.9 | 0.9 | 0.9 | 0.9 | 0.9 | 0.9 | 0.9 | 0.9 | 0.9 | 0.9 | 0.9 | 0.9 | 0.9 | 0.9 | 0.9 | 0 | 0 | 0 | 0 | 0 | 0 | 0 | 0
F4_Industrial_Agriculture_New_Space Heating_Natural Gas_Furnace_E2 | F4 | Industrial | Agriculture | New | Space Heating | Natural Gas | Furnace | E2 | PCT BC Ratio | 9.4544 | 9.5569 | 9.4089 | 9.2671 | 9.0235 | 8.7825 | 8.5401 | 8.3189 | 8.0989 | 7.9069 | 7.7153 | 7.5291 | 7.3467 | 7.1713 | 6.9994 | 6.8309 | 6.6678 | 6.5115 | 6.3588 | 6.2152 | 6.0772 | 5.9434 | 0 | 0 | 0 | 0 | 0 | 0 | 0 | 0
F4_Industrial_Agriculture_New_Space Heating_Natural Gas_Furnace_E3 | F4 | Industrial | Agriculture | New | Space Heating | Natural Gas | Furnace | E3 | PCT BC Ratio | 7.1412 | 7.2181 | 7.1071 | 7.0007 | 6.818 | 6.6373 | 6.4555 | 6.2896 | 6.1246 | 5.9805 | 5.8369 | 5.6973 | 5.5604 | 5.4289 | 5.2999 | 5.1736 | 5.0513 | 4.9341 | 4.8195 | 4.7118 | 4.6083 | 4.508 | 0 | 0 | 0 | 0 | 0 | 0 | 0 | 0
F4_Industrial_Agriculture_New_Space Heating_Natural Gas_Furnace_E4 | F4 | Industrial | Agriculture | New | Space Heating | Natural Gas | Furnace | E4 | PCT BC Ratio | 0 | 0 | 0 | 0 | 0 | 0 | 0 | 0 | 0 | 0 | 0 | 0 | 0 | 0 | 0 | 0 | 0 | 0 | 0 | 0 | 0 | 0 | 0 | 0 | 0 | 0 | 0 | 0 | 0 | 0
F4_Industrial_Agriculture_New_Space Heating_Natural Gas_Furnace_E5 | F4 | Industrial | Agriculture | New | Space Heating | Natural Gas | Furnace | E5 | PCT BC Ratio | 0 | 0 | 0 | 0 | 0 | 0 | 0 | 0 | 0 | 0 | 0 | 0 | 0 | 0 | 0 | 0 | 0 | 0 | 0 | 0 | 0 | 0 | 0 | 0 | 0 | 0 | 0 | 0 | 0 | 0
F4_Industrial_Agriculture_New_Space Heating_Natural Gas_Furnace_E6 | F4 | Industrial | Agriculture | New | Space Heating | Natural Gas | Furnace | E6 | PCT BC Ratio | 0 | 0 | 0 | 0 | 0 | 0 | 0 | 0 | 0 | 0 | 0 | 0 | 0 | 0 | 0 | 0 | 0 | 0 | 0 | 0 | 0 | 0 | 0 | 0 | 0 | 0 | 0 | 0 | 0 | 0
F4_Industrial_Agriculture_New_Space Heating_Natural Gas_Furnace_E7 | F4 | Industrial | Agriculture | New | Space Heating | Natural Gas | Furnace | E7 | PCT BC Ratio | 0 | 0 | 0 | 0 | 0 | 0 | 0 | 0 | 0 | 0 | 0 | 0 | 0 | 0 | 0 | 0 | 0 | 0 | 0 | 0 | 0 | 0 | 0 | 0 | 0 | 0 | 0 | 0 | 0 | 0
F4_Industrial_Agriculture_New_Space Heating_Natural Gas_Furnace_E8 | F4 | Industrial | Agriculture | New | Space Heating | Natural Gas | Furnace | E8 | PCT BC Ratio | 0 | 0 | 0 | 0 | 0 | 0 | 0 | 0 | 0 | 0 | 0 | 0 | 0 | 0 | 0 | 0 | 0 | 0 | 0 | 0 | 0 | 0 | 0 | 0 | 0 | 0 | 0 | 0 | 0 | 0
F4_Industrial_Agriculture_New_Space Heating_Natural Gas_Furnace_E9 | F4 | Industrial | Agriculture | New | Space Heating | Natural Gas | Furnace | E9 | PCT BC Ratio | 0 | 0 | 0 | 0 | 0 | 0 | 0 | 0 | 0 | 0 | 0 | 0 | 0 | 0 | 0 | 0 | 0 | 0 | 0 | 0 | 0 | 0 | 0 | 0 | 0 | 0 | 0 | 0 | 0 | 0
F4_Industrial_Agriculture_New_Space Heating_Natural Gas_Furnace_E10 | F4 | Industrial | Agriculture | New | Space Heating | Natural Gas | Furnace | E10 | PCT BC Ratio | 0 | 0 | 0 | 0 | 0 | 0 | 0 | 0 | 0 | 0 | 0 | 0 | 0 | 0 | 0 | 0 | 0 | 0 | 0 | 0 | 0 | 0 | 0 | 0 | 0 | 0 | 0 | 0 | 0 | 0
F5_Industrial_Agriculture_New_Space Heating_Natural Gas_Furnace_E1 | F5 | Industrial | Agriculture | New | Space Heating | Natural Gas | Furnace | E1 | RIM BC Ratio | 0.9 | 0.9 | 0.9 | 0.9 | 0.9 | 0.9 | 0.9 | 0.9 | 0.9 | 0.9 | 0.9 | 0.9 | 0.9 | 0.9 | 0.9 | 0.9 | 0.9 | 0.9 | 0.9 | 0.9 | 0.9 | 0.9 | 0 | 0 | 0 | 0 | 0 | 0 | 0 | 0
F5_Industrial_Agriculture_New_Space Heating_Natural Gas_Furnace_E2 | F5 | Industrial | Agriculture | New | Space Heating | Natural Gas | Furnace | E2 | RIM BC Ratio | 0.79816 | 0.79854 | 0.79798 | 0.79744 | 0.79646 | 0.79543 | 0.79435 | 0.7933 | 0.79221 | 0.7912 | 0.79016 | 0.78909 | 0.78799 | 0.78688 | 0.78574 | 0.78457 | 0.78339 | 0.7822 | 0.78098 | 0.77978 | 0.77858 | 0.77736 | 0 | 0 | 0 | 0 | 0 | 0 | 0 | 0
F5_Industrial_Agriculture_New_Space Heating_Natural Gas_Furnace_E3 | F5 | Industrial | Agriculture | New | Space Heating | Natural Gas | Furnace | E3 | RIM BC Ratio | 0.78668 | 0.78718 | 0.78646 | 0.78575 | 0.78448 | 0.78316 | 0.78175 | 0.78041 | 0.77899 | 0.7777 | 0.77635 | 0.77497 | 0.77356 | 0.77214 | 0.77068 | 0.76918 | 0.76766 | 0.76614 | 0.76458 | 0.76305 | 0.76151 | 0.75996 | 0 | 0 | 0 | 0 | 0 | 0 | 0 | 0
F5_Industrial_Agriculture_New_Space Heating_Natural Gas_Furnace_E4 | F5 | Industrial | Agriculture | New | Space Heating | Natural Gas | Furnace | E4 | RIM BC Ratio | 0 | 0 | 0 | 0 | 0 | 0 | 0 | 0 | 0 | 0 | 0 | 0 | 0 | 0 | 0 | 0 | 0 | 0 | 0 | 0 | 0 | 0 | 0 | 0 | 0 | 0 | 0 | 0 | 0 | 0
F5_Industrial_Agriculture_New_Space Heating_Natural Gas_Furnace_E5 | F5 | Industrial | Agriculture | New | Space Heating | Natural Gas | Furnace | E5 | RIM BC Ratio | 0 | 0 | 0 | 0 | 0 | 0 | 0 | 0 | 0 | 0 | 0 | 0 | 0 | 0 | 0 | 0 | 0 | 0 | 0 | 0 | 0 | 0 | 0 | 0 | 0 | 0 | 0 | 0 | 0 | 0
F5_Industrial_Agriculture_New_Space Heating_Natural Gas_Furnace_E6 | F5 | Industrial | Agriculture | New | Space Heating | Natural Gas | Furnace | E6 | RIM BC Ratio | 0 | 0 | 0 | 0 | 0 | 0 | 0 | 0 | 0 | 0 | 0 | 0 | 0 | 0 | 0 | 0 | 0 | 0 | 0 | 0 | 0 | 0 | 0 | 0 | 0 | 0 | 0 | 0 | 0 | 0
F5_Industrial_Agriculture_New_Space Heating_Natural Gas_Furnace_E7 | F5 | Industrial | Agriculture | New | Space Heating | Natural Gas | Furnace | E7 | RIM BC Ratio | 0 | 0 | 0 | 0 | 0 | 0 | 0 | 0 | 0 | 0 | 0 | 0 | 0 | 0 | 0 | 0 | 0 | 0 | 0 | 0 | 0 | 0 | 0 | 0 | 0 | 0 | 0 | 0 | 0 | 0
F5_Industrial_Agriculture_New_Space Heating_Natural Gas_Furnace_E8 | F5 | Industrial | Agriculture | New | Space Heating | Natural Gas | Furnace | E8 | RIM BC Ratio | 0 | 0 | 0 | 0 | 0 | 0 | 0 | 0 | 0 | 0 | 0 | 0 | 0 | 0 | 0 | 0 | 0 | 0 | 0 | 0 | 0 | 0 | 0 | 0 | 0 | 0 | 0 | 0 | 0 | 0
F5_Industrial_Agriculture_New_Space Heating_Natural Gas_Furnace_E9 | F5 | Industrial | Agriculture | New | Space Heating | Natural Gas | Furnace | E9 | RIM BC Ratio | 0 | 0 | 0 | 0 | 0 | 0 | 0 | 0 | 0 | 0 | 0 | 0 | 0 | 0 | 0 | 0 | 0 | 0 | 0 | 0 | 0 | 0 | 0 | 0 | 0 | 0 | 0 | 0 | 0 | 0
F5_Industrial_Agriculture_New_Space Heating_Natural Gas_Furnace_E10 | F5 | Industrial | Agriculture | New | Space Heating | Natural Gas | Furnace | E10 | RIM BC Ratio | 0 | 0 | 0 | 0 | 0 | 0 | 0 | 0 | 0 | 0 | 0 | 0 | 0 | 0 | 0 | 0 | 0 | 0 | 0 | 0 | 0 | 0 | 0 | 0 | 0 | 0 | 0 | 0 | 0 | 0
F0_Industrial_Agriculture_New_Space Heating_Natural Gas_Boiler_E0 | F0 | Industrial | Agriculture | New | Space Heating | Natural Gas | Boiler | E0 | Economic Unit | AFUE 97% | AFUE 97% | AFUE 97% | AFUE 97% | AFUE 97% | AFUE 97% | AFUE 97% | AFUE 97% | AFUE 97% | AFUE 97% | AFUE 97% | AFUE 97% | AFUE 97% | AFUE 97% | AFUE 97% | AFUE 97% | AFUE 97% | AFUE 97% | AFUE 97% | AFUE 97% | AFUE 97% | AFUE 97% | 0 | 0 | 0 | 0 | 0 | 0 | 0 | 0
F1_Industrial_Agriculture_New_Space Heating_Natural Gas_Boiler_E1 | F1 | Industrial | Agriculture | New | Space Heating | Natural Gas | Boiler | E1 | CCE | 0 | 0 | 0 | 0 | 0 | 0 | 0 | 0 | 0 | 0 | 0 | 0 | 0 | 0 | 0 | 0 | 0 | 0 | 0 | 0 | 0 | 0 | 0 | 0 | 0 | 0 | 0 | 0 | 0 | 0
F1_Industrial_Agriculture_New_Space Heating_Natural Gas_Boiler_E2 | F1 | Industrial | Agriculture | New | Space Heating | Natural Gas | Boiler | E2 | CCE | 0.0028349 | 0.0028349 | 0.0028349 | 0.0028349 | 0.0028349 | 0.0028349 | 0.0028349 | 0.0028349 | 0.0028349 | 0.0028349 | 0.0028349 | 0.0028349 | 0.0028349 | 0.0028349 | 0.0028349 | 0.0028349 | 0.0028349 | 0.0028349 | 0.0028349 | 0.0028349 | 0.0028349 | 0.0028349 | 0 | 0 | 0 | 0 | 0 | 0 | 0 | 0
F1_Industrial_Agriculture_New_Space Heating_Natural Gas_Boiler_E3 | F1 | Industrial | Agriculture | New | Space Heating | Natural Gas | Boiler | E3 | CCE | 0.0028632 | 0.0028632 | 0.0028632 | 0.0028632 | 0.0028632 | 0.0028632 | 0.0028632 | 0.0028632 | 0.0028632 | 0.0028632 | 0.0028632 | 0.0028632 | 0.0028632 | 0.0028632 | 0.0028632 | 0.0028632 | 0.0028632 | 0.0028632 | 0.0028632 | 0.0028632 | 0.0028632 | 0.0028632 | 0 | 0 | 0 | 0 | 0 | 0 | 0 | 0
F1_Industrial_Agriculture_New_Space Heating_Natural Gas_Boiler_E4 | F1 | Industrial | Agriculture | New | Space Heating | Natural Gas | Boiler | E4 | CCE | 18.3182 | 18.3182 | 18.3182 | 18.3182 | 18.3182 | 18.3182 | 18.3182 | 18.3182 | 18.3182 | 18.3182 | 18.3182 | 18.3182 | 18.3182 | 18.3182 | 18.3182 | 18.3182 | 18.3182 | 18.3182 | 18.3182 | 18.3182 | 18.3182 | 18.3182 | 0 | 0 | 0 | 0 | 0 | 0 | 0 | 0
F1_Industrial_Agriculture_New_Space Heating_Natural Gas_Boiler_E5 | F1 | Industrial | Agriculture | New | Space Heating | Natural Gas | Boiler | E5 | CCE | 0 | 0 | 0 | 0 | 0 | 0 | 0 | 0 | 0 | 0 | 0 | 0 | 0 | 0 | 0 | 0 | 0 | 0 | 0 | 0 | 0 | 0 | 0 | 0 | 0 | 0 | 0 | 0 | 0 | 0
F1_Industrial_Agriculture_New_Space Heating_Natural Gas_Boiler_E6 | F1 | Industrial | Agriculture | New | Space Heating | Natural Gas | Boiler | E6 | CCE | 0 | 0 | 0 | 0 | 0 | 0 | 0 | 0 | 0 | 0 | 0 | 0 | 0 | 0 | 0 | 0 | 0 | 0 | 0 | 0 | 0 | 0 | 0 | 0 | 0 | 0 | 0 | 0 | 0 | 0
F1_Industrial_Agriculture_New_Space Heating_Natural Gas_Boiler_E7 | F1 | Industrial | Agriculture | New | Space Heating | Natural Gas | Boiler | E7 | CCE | 0 | 0 | 0 | 0 | 0 | 0 | 0 | 0 | 0 | 0 | 0 | 0 | 0 | 0 | 0 | 0 | 0 | 0 | 0 | 0 | 0 | 0 | 0 | 0 | 0 | 0 | 0 | 0 | 0 | 0
F1_Industrial_Agriculture_New_Space Heating_Natural Gas_Boiler_E8 | F1 | Industrial | Agriculture | New | Space Heating | Natural Gas | Boiler | E8 | CCE | 0 | 0 | 0 | 0 | 0 | 0 | 0 | 0 | 0 | 0 | 0 | 0 | 0 | 0 | 0 | 0 | 0 | 0 | 0 | 0 | 0 | 0 | 0 | 0 | 0 | 0 | 0 | 0 | 0 | 0
F1_Industrial_Agriculture_New_Space Heating_Natural Gas_Boiler_E9 | F1 | Industrial | Agriculture | New | Space Heating | Natural Gas | Boiler | E9 | CCE | 0 | 0 | 0 | 0 | 0 | 0 | 0 | 0 | 0 | 0 | 0 | 0 | 0 | 0 | 0 | 0 | 0 | 0 | 0 | 0 | 0 | 0 | 0 | 0 | 0 | 0 | 0 | 0 | 0 | 0
F1_Industrial_Agriculture_New_Space Heating_Natural Gas_Boiler_E10 | F1 | Industrial | Agriculture | New | Space Heating | Natural Gas | Boiler | E10 | CCE | 0 | 0 | 0 | 0 | 0 | 0 | 0 | 0 | 0 | 0 | 0 | 0 | 0 | 0 | 0 | 0 | 0 | 0 | 0 | 0 | 0 | 0 | 0 | 0 | 0 | 0 | 0 | 0 | 0 | 0
F2_Industrial_Agriculture_New_Space Heating_Natural Gas_Boiler_E1 | F2 | Industrial | Agriculture | New | Space Heating | Natural Gas | Boiler | E1 | TRC BC Ratio | 0.9 | 0.9 | 0.9 | 0.9 | 0.9 | 0.9 | 0.9 | 0.9 | 0.9 | 0.9 | 0.9 | 0.9 | 0.9 | 0.9 | 0.9 | 0.9 | 0.9 | 0.9 | 0.9 | 0.9 | 0.9 | 0.9 | 0 | 0 | 0 | 0 | 0 | 0 | 0 | 0
F2_Industrial_Agriculture_New_Space Heating_Natural Gas_Boiler_E2 | F2 | Industrial | Agriculture | New | Space Heating | Natural Gas | Boiler | E2 | TRC BC Ratio | 1.7632 | 1.7801 | 1.7514 | 1.7239 | 1.6778 | 1.6322 | 1.5864 | 1.5446 | 1.5029 | 1.4665 | 1.4301 | 1.3948 | 1.3601 | 1.3268 | 1.2942 | 1.2622 | 1.2312 | 1.2016 | 1.1727 | 1.1455 | 1.1195 | 1.0943 | 0 | 0 | 0 | 0 | 0 | 0 | 0 | 0
F2_Industrial_Agriculture_New_Space Heating_Natural Gas_Boiler_E3 | F2 | Industrial | Agriculture | New | Space Heating | Natural Gas | Boiler | E3 | TRC BC Ratio | 1.7458 | 1.7625 | 1.7341 | 1.7068 | 1.6612 | 1.6161 | 1.5708 | 1.5293 | 1.4881 | 1.452 | 1.416 | 1.381 | 1.3467 | 1.3137 | 1.2814 | 1.2497 | 1.2191 | 1.1897 | 1.1611 | 1.1342 | 1.1084 | 1.0835 | 0 | 0 | 0 | 0 | 0 | 0 | 0 | 0
F2_Industrial_Agriculture_New_Space Heating_Natural Gas_Boiler_E4 | F2 | Industrial | Agriculture | New | Space Heating | Natural Gas | Boiler | E4 | TRC BC Ratio | 0.00024714 | 0.0002449 | 0.00023981 | 0.00023492 | 0.00022893 | 0.00022307 | 0.00021729 | 0.00021187 | 0.00020654 | 0.00020163 | 0.0001968 | 0.00019208 | 0.00018747 | 0.000183 | 0.00017863 | 0.00017435 | 0.0001702 | 0.00016621 | 0.00016236 | 0.0001587 | 0.00015523 | 0.00015194 | 0 | 0 | 0 | 0 | 0 | 0 | 0 | 0
F2_Industrial_Agriculture_New_Space Heating_Natural Gas_Boiler_E5 | F2 | Industrial | Agriculture | New | Space Heating | Natural Gas | Boiler | E5 | TRC BC Ratio | 0 | 0 | 0 | 0 | 0 | 0 | 0 | 0 | 0 | 0 | 0 | 0 | 0 | 0 | 0 | 0 | 0 | 0 | 0 | 0 | 0 | 0 | 0 | 0 | 0 | 0 | 0 | 0 | 0 | 0
F2_Industrial_Agriculture_New_Space Heating_Natural Gas_Boiler_E6 | F2 | Industrial | Agriculture | New | Space Heating | Natural Gas | Boiler | E6 | TRC BC Ratio | 0 | 0 | 0 | 0 | 0 | 0 | 0 | 0 | 0 | 0 | 0 | 0 | 0 | 0 | 0 | 0 | 0 | 0 | 0 | 0 | 0 | 0 | 0 | 0 | 0 | 0 | 0 | 0 | 0 | 0
F2_Industrial_Agriculture_New_Space Heating_Natural Gas_Boiler_E7 | F2 | Industrial | Agriculture | New | Space Heating | Natural Gas | Boiler | E7 | TRC BC Ratio | 0 | 0 | 0 | 0 | 0 | 0 | 0 | 0 | 0 | 0 | 0 | 0 | 0 | 0 | 0 | 0 | 0 | 0 | 0 | 0 | 0 | 0 | 0 | 0 | 0 | 0 | 0 | 0 | 0 | 0
F2_Industrial_Agriculture_New_Space Heating_Natural Gas_Boiler_E8 | F2 | Industrial | Agriculture | New | Space Heating | Natural Gas | Boiler | E8 | TRC BC Ratio | 0 | 0 | 0 | 0 | 0 | 0 | 0 | 0 | 0 | 0 | 0 | 0 | 0 | 0 | 0 | 0 | 0 | 0 | 0 | 0 | 0 | 0 | 0 | 0 | 0 | 0 | 0 | 0 | 0 | 0
F2_Industrial_Agriculture_New_Space Heating_Natural Gas_Boiler_E9 | F2 | Industrial | Agriculture | New | Space Heating | Natural Gas | Boiler | E9 | TRC BC Ratio | 0 | 0 | 0 | 0 | 0 | 0 | 0 | 0 | 0 | 0 | 0 | 0 | 0 | 0 | 0 | 0 | 0 | 0 | 0 | 0 | 0 | 0 | 0 | 0 | 0 | 0 | 0 | 0 | 0 | 0
F2_Industrial_Agriculture_New_Space Heating_Natural Gas_Boiler_E10 | F2 | Industrial | Agriculture | New | Space Heating | Natural Gas | Boiler | E10 | TRC BC Ratio | 0 | 0 | 0 | 0 | 0 | 0 | 0 | 0 | 0 | 0 | 0 | 0 | 0 | 0 | 0 | 0 | 0 | 0 | 0 | 0 | 0 | 0 | 0 | 0 | 0 | 0 | 0 | 0 | 0 | 0
F3_Industrial_Agriculture_New_Space Heating_Natural Gas_Boiler_E1 | F3 | Industrial | Agriculture | New | Space Heating | Natural Gas | Boiler | E1 | PACT BC Ratio | 0.9 | 0.9 | 0.9 | 0.9 | 0.9 | 0.9 | 0.9 | 0.9 | 0.9 | 0.9 | 0.9 | 0.9 | 0.9 | 0.9 | 0.9 | 0.9 | 0.9 | 0.9 | 0.9 | 0.9 | 0.9 | 0.9 | 0 | 0 | 0 | 0 | 0 | 0 | 0 | 0
F3_Industrial_Agriculture_New_Space Heating_Natural Gas_Boiler_E2 | F3 | Industrial | Agriculture | New | Space Heating | Natural Gas | Boiler | E2 | PACT BC Ratio | 1.8157 | 1.8331 | 1.8035 | 1.7752 | 1.7277 | 1.6808 | 1.6337 | 1.5905 | 1.5477 | 1.5101 | 1.4727 | 1.4363 | 1.4006 | 1.3663 | 1.3327 | 1.2997 | 1.2679 | 1.2374 | 1.2076 | 1.1796 | 1.1528 | 1.1269 | 0 | 0 | 0 | 0 | 0 | 0 | 0 | 0
F3_Industrial_Agriculture_New_Space Heating_Natural Gas_Boiler_E3 | F3 | Industrial | Agriculture | New | Space Heating | Natural Gas | Boiler | E3 | PACT BC Ratio | 1.7977 | 1.815 | 1.7857 | 1.7576 | 1.7107 | 1.6642 | 1.6175 | 1.5748 | 1.5324 | 1.4952 | 1.4581 | 1.4221 | 1.3868 | 1.3528 | 1.3195 | 1.2869 | 1.2554 | 1.2251 | 1.1957 | 1.168 | 1.1414 | 1.1158 | 0 | 0 | 0 | 0 | 0 | 0 | 0 | 0
F3_Industrial_Agriculture_New_Space Heating_Natural Gas_Boiler_E4 | F3 | Industrial | Agriculture | New | Space Heating | Natural Gas | Boiler | E4 | PACT BC Ratio | 0.00025449 | 0.00025219 | 0.00024695 | 0.00024191 | 0.00023574 | 0.00022971 | 0.00022376 | 0.00021817 | 0.00021269 | 0.00020764 | 0.00020266 | 0.0001978 | 0.00019305 | 0.00018845 | 0.00018395 | 0.00017954 | 0.00017527 | 0.00017116 | 0.00016719 | 0.00016343 | 0.00015985 | 0.00015646 | 0 | 0 | 0 | 0 | 0 | 0 | 0 | 0
F3_Industrial_Agriculture_New_Space Heating_Natural Gas_Boiler_E5 | F3 | Industrial | Agriculture | New | Space Heating | Natural Gas | Boiler | E5 | PACT BC Ratio | 0 | 0 | 0 | 0 | 0 | 0 | 0 | 0 | 0 | 0 | 0 | 0 | 0 | 0 | 0 | 0 | 0 | 0 | 0 | 0 | 0 | 0 | 0 | 0 | 0 | 0 | 0 | 0 | 0 | 0
F3_Industrial_Agriculture_New_Space Heating_Natural Gas_Boiler_E6 | F3 | Industrial | Agriculture | New | Space Heating | Natural Gas | Boiler | E6 | PACT BC Ratio | 0 | 0 | 0 | 0 | 0 | 0 | 0 | 0 | 0 | 0 | 0 | 0 | 0 | 0 | 0 | 0 | 0 | 0 | 0 | 0 | 0 | 0 | 0 | 0 | 0 | 0 | 0 | 0 | 0 | 0
F3_Industrial_Agriculture_New_Space Heating_Natural Gas_Boiler_E7 | F3 | Industrial | Agriculture | New | Space Heating | Natural Gas | Boiler | E7 | PACT BC Ratio | 0 | 0 | 0 | 0 | 0 | 0 | 0 | 0 | 0 | 0 | 0 | 0 | 0 | 0 | 0 | 0 | 0 | 0 | 0 | 0 | 0 | 0 | 0 | 0 | 0 | 0 | 0 | 0 | 0 | 0
F3_Industrial_Agriculture_New_Space Heating_Natural Gas_Boiler_E8 | F3 | Industrial | Agriculture | New | Space Heating | Natural Gas | Boiler | E8 | PACT BC Ratio | 0 | 0 | 0 | 0 | 0 | 0 | 0 | 0 | 0 | 0 | 0 | 0 | 0 | 0 | 0 | 0 | 0 | 0 | 0 | 0 | 0 | 0 | 0 | 0 | 0 | 0 | 0 | 0 | 0 | 0
F3_Industrial_Agriculture_New_Space Heating_Natural Gas_Boiler_E9 | F3 | Industrial | Agriculture | New | Space Heating | Natural Gas | Boiler | E9 | PACT BC Ratio | 0 | 0 | 0 | 0 | 0 | 0 | 0 | 0 | 0 | 0 | 0 | 0 | 0 | 0 | 0 | 0 | 0 | 0 | 0 | 0 | 0 | 0 | 0 | 0 | 0 | 0 | 0 | 0 | 0 | 0
F3_Industrial_Agriculture_New_Space Heating_Natural Gas_Boiler_E10 | F3 | Industrial | Agriculture | New | Space Heating | Natural Gas | Boiler | E10 | PACT BC Ratio | 0 | 0 | 0 | 0 | 0 | 0 | 0 | 0 | 0 | 0 | 0 | 0 | 0 | 0 | 0 | 0 | 0 | 0 | 0 | 0 | 0 | 0 | 0 | 0 | 0 | 0 | 0 | 0 | 0 | 0
F4_Industrial_Agriculture_New_Space Heating_Natural Gas_Boiler_E1 | F4 | Industrial | Agriculture | New | Space Heating | Natural Gas | Boiler | E1 | PCT BC Ratio | 0.9 | 0.9 | 0.9 | 0.9 | 0.9 | 0.9 | 0.9 | 0.9 | 0.9 | 0.9 | 0.9 | 0.9 | 0.9 | 0.9 | 0.9 | 0.9 | 0.9 | 0.9 | 0.9 | 0.9 | 0.9 | 0.9 | 0 | 0 | 0 | 0 | 0 | 0 | 0 | 0
F4_Industrial_Agriculture_New_Space Heating_Natural Gas_Boiler_E2 | F4 | Industrial | Agriculture | New | Space Heating | Natural Gas | Boiler | E2 | PCT BC Ratio | 5.2405 | 5.2818 | 5.2118 | 5.1446 | 5.0323 | 4.9212 | 4.8096 | 4.7075 | 4.606 | 4.517 | 4.4284 | 4.3422 | 4.2577 | 4.1765 | 4.0969 | 4.0189 | 3.9434 | 3.8712 | 3.8007 | 3.7345 | 3.671 | 3.6096 | 0 | 0 | 0 | 0 | 0 | 0 | 0 | 0
F4_Industrial_Agriculture_New_Space Heating_Natural Gas_Boiler_E3 | F4 | Industrial | Agriculture | New | Space Heating | Natural Gas | Boiler | E3 | PCT BC Ratio | 5.1981 | 5.239 | 5.1696 | 5.1032 | 4.9919 | 4.8819 | 4.7714 | 4.6703 | 4.5698 | 4.4817 | 4.3939 | 4.3086 | 4.225 | 4.1445 | 4.0657 | 3.9885 | 3.9138 | 3.8422 | 3.7725 | 3.7069 | 3.644 | 3.5832 | 0 | 0 | 0 | 0 | 0 | 0 | 0 | 0
F4_Industrial_Agriculture_New_Space Heating_Natural Gas_Boiler_E4 | F4 | Industrial | Agriculture | New | Space Heating | Natural Gas | Boiler | E4 | PCT BC Ratio | 0.94178 | 0.94177 | 0.94176 | 0.94175 | 0.94173 | 0.94172 | 0.94171 | 0.94169 | 0.94168 | 0.94167 | 0.94166 | 0.94164 | 0.94163 | 0.94162 | 0.94161 | 0.9416 | 0.94159 | 0.94158 | 0.94157 | 0.94156 | 0.94155 | 0.94155 | 0 | 0 | 0 | 0 | 0 | 0 | 0 | 0
F4_Industrial_Agriculture_New_Space Heating_Natural Gas_Boiler_E5 | F4 | Industrial | Agriculture | New | Space Heating | Natural Gas | Boiler | E5 | PCT BC Ratio | 0 | 0 | 0 | 0 | 0 | 0 | 0 | 0 | 0 | 0 | 0 | 0 | 0 | 0 | 0 | 0 | 0 | 0 | 0 | 0 | 0 | 0 | 0 | 0 | 0 | 0 | 0 | 0 | 0 | 0
F4_Industrial_Agriculture_New_Space Heating_Natural Gas_Boiler_E6 | F4 | Industrial | Agriculture | New | Space Heating | Natural Gas | Boiler | E6 | PCT BC Ratio | 0 | 0 | 0 | 0 | 0 | 0 | 0 | 0 | 0 | 0 | 0 | 0 | 0 | 0 | 0 | 0 | 0 | 0 | 0 | 0 | 0 | 0 | 0 | 0 | 0 | 0 | 0 | 0 | 0 | 0
F4_Industrial_Agriculture_New_Space Heating_Natural Gas_Boiler_E7 | F4 | Industrial | Agriculture | New | Space Heating | Natural Gas | Boiler | E7 | PCT BC Ratio | 0 | 0 | 0 | 0 | 0 | 0 | 0 | 0 | 0 | 0 | 0 | 0 | 0 | 0 | 0 | 0 | 0 | 0 | 0 | 0 | 0 | 0 | 0 | 0 | 0 | 0 | 0 | 0 | 0 | 0
F4_Industrial_Agriculture_New_Space Heating_Natural Gas_Boiler_E8 | F4 | Industrial | Agriculture | New | Space Heating | Natural Gas | Boiler | E8 | PCT BC Ratio | 0 | 0 | 0 | 0 | 0 | 0 | 0 | 0 | 0 | 0 | 0 | 0 | 0 | 0 | 0 | 0 | 0 | 0 | 0 | 0 | 0 | 0 | 0 | 0 | 0 | 0 | 0 | 0 | 0 | 0
F4_Industrial_Agriculture_New_Space Heating_Natural Gas_Boiler_E9 | F4 | Industrial | Agriculture | New | Space Heating | Natural Gas | Boiler | E9 | PCT BC Ratio | 0 | 0 | 0 | 0 | 0 | 0 | 0 | 0 | 0 | 0 | 0 | 0 | 0 | 0 | 0 | 0 | 0 | 0 | 0 | 0 | 0 | 0 | 0 | 0 | 0 | 0 | 0 | 0 | 0 | 0
F4_Industrial_Agriculture_New_Space Heating_Natural Gas_Boiler_E10 | F4 | Industrial | Agriculture | New | Space Heating | Natural Gas | Boiler | E10 | PCT BC Ratio | 0 | 0 | 0 | 0 | 0 | 0 | 0 | 0 | 0 | 0 | 0 | 0 | 0 | 0 | 0 | 0 | 0 | 0 | 0 | 0 | 0 | 0 | 0 | 0 | 0 | 0 | 0 | 0 | 0 | 0
F5_Industrial_Agriculture_New_Space Heating_Natural Gas_Boiler_E1 | F5 | Industrial | Agriculture | New | Space Heating | Natural Gas | Boiler | E1 | RIM BC Ratio | 0.9 | 0.9 | 0.9 | 0.9 | 0.9 | 0.9 | 0.9 | 0.9 | 0.9 | 0.9 | 0.9 | 0.9 | 0.9 | 0.9 | 0.9 | 0.9 | 0.9 | 0.9 | 0.9 | 0.9 | 0.9 | 0.9 | 0 | 0 | 0 | 0 | 0 | 0 | 0 | 0
F5_Industrial_Agriculture_New_Space Heating_Natural Gas_Boiler_E2 | F5 | Industrial | Agriculture | New | Space Heating | Natural Gas | Boiler | E2 | RIM BC Ratio | 0.57181 | 0.57353 | 0.5706 | 0.56773 | 0.56279 | 0.55772 | 0.55243 | 0.54741 | 0.54224 | 0.53756 | 0.53274 | 0.5279 | 0.523 | 0.51814 | 0.51323 | 0.50827 | 0.50332 | 0.49844 | 0.49354 | 0.48881 | 0.48414 | 0.47951 | 0 | 0 | 0 | 0 | 0 | 0 | 0 | 0
F5_Industrial_Agriculture_New_Space Heating_Natural Gas_Boiler_E3 | F5 | Industrial | Agriculture | New | Space Heating | Natural Gas | Boiler | E3 | RIM BC Ratio | 0.57002 | 0.57174 | 0.56881 | 0.56593 | 0.56097 | 0.55588 | 0.55057 | 0.54554 | 0.54035 | 0.53566 | 0.53082 | 0.52597 | 0.52106 | 0.51619 | 0.51127 | 0.5063 | 0.50134 | 0.49645 | 0.49154 | 0.4868 | 0.48212 | 0.47748 | 0 | 0 | 0 | 0 | 0 | 0 | 0 | 0
F5_Industrial_Agriculture_New_Space Heating_Natural Gas_Boiler_E4 | F5 | Industrial | Agriculture | New | Space Heating | Natural Gas | Boiler | E4 | RIM BC Ratio | 0.00025441 | 0.00025211 | 0.00024688 | 0.00024184 | 0.00023567 | 0.00022964 | 0.0002237 | 0.00021812 | 0.00021264 | 0.00020758 | 0.00020261 | 0.00019775 | 0.00019301 | 0.00018841 | 0.00018391 | 0.0001795 | 0.00017523 | 0.00017113 | 0.00016715 | 0.0001634 | 0.00015982 | 0.00015643 | 0 | 0 | 0 | 0 | 0 | 0 | 0 | 0
F5_Industrial_Agriculture_New_Space Heating_Natural Gas_Boiler_E5 | F5 | Industrial | Agriculture | New | Space Heating | Natural Gas | Boiler | E5 | RIM BC Ratio | 0 | 0 | 0 | 0 | 0 | 0 | 0 | 0 | 0 | 0 | 0 | 0 | 0 | 0 | 0 | 0 | 0 | 0 | 0 | 0 | 0 | 0 | 0 | 0 | 0 | 0 | 0 | 0 | 0 | 0
F5_Industrial_Agriculture_New_Space Heating_Natural Gas_Boiler_E6 | F5 | Industrial | Agriculture | New | Space Heating | Natural Gas | Boiler | E6 | RIM BC Ratio | 0 | 0 | 0 | 0 | 0 | 0 | 0 | 0 | 0 | 0 | 0 | 0 | 0 | 0 | 0 | 0 | 0 | 0 | 0 | 0 | 0 | 0 | 0 | 0 | 0 | 0 | 0 | 0 | 0 | 0
F5_Industrial_Agriculture_New_Space Heating_Natural Gas_Boiler_E7 | F5 | Industrial | Agriculture | New | Space Heating | Natural Gas | Boiler | E7 | RIM BC Ratio | 0 | 0 | 0 | 0 | 0 | 0 | 0 | 0 | 0 | 0 | 0 | 0 | 0 | 0 | 0 | 0 | 0 | 0 | 0 | 0 | 0 | 0 | 0 | 0 | 0 | 0 | 0 | 0 | 0 | 0
F5_Industrial_Agriculture_New_Space Heating_Natural Gas_Boiler_E8 | F5 | Industrial | Agriculture | New | Space Heating | Natural Gas | Boiler | E8 | RIM BC Ratio | 0 | 0 | 0 | 0 | 0 | 0 | 0 | 0 | 0 | 0 | 0 | 0 | 0 | 0 | 0 | 0 | 0 | 0 | 0 | 0 | 0 | 0 | 0 | 0 | 0 | 0 | 0 | 0 | 0 | 0
F5_Industrial_Agriculture_New_Space Heating_Natural Gas_Boiler_E9 | F5 | Industrial | Agriculture | New | Space Heating | Natural Gas | Boiler | E9 | RIM BC Ratio | 0 | 0 | 0 | 0 | 0 | 0 | 0 | 0 | 0 | 0 | 0 | 0 | 0 | 0 | 0 | 0 | 0 | 0 | 0 | 0 | 0 | 0 | 0 | 0 | 0 | 0 | 0 | 0 | 0 | 0
F5_Industrial_Agriculture_New_Space Heating_Natural Gas_Boiler_E10 | F5 | Industrial | Agriculture | New | Space Heating | Natural Gas | Boiler | E10 | RIM BC Ratio | 0 | 0 | 0 | 0 | 0 | 0 | 0 | 0 | 0 | 0 | 0 | 0 | 0 | 0 | 0 | 0 | 0 | 0 | 0 | 0 | 0 | 0 | 0 | 0 | 0 | 0 | 0 | 0 | 0 | 0
F0_Industrial_Agriculture_New_Space Heating_Natural Gas_Unit Heater_E0 | F0 | Industrial | Agriculture | New | Space Heating | Natural Gas | Unit Heater | E0 | Economic Unit | Infrared Radiant | Infrared Radiant | Infrared Radiant | Infrared Radiant | Infrared Radiant | Infrared Radiant | Infrared Radiant | Infrared Radiant | Infrared Radiant | Infrared Radiant | Infrared Radiant | Infrared Radiant | Infrared Radiant | Infrared Radiant | Infrared Radiant | Infrared Radiant | Infrared Radiant | Infrared Radiant | Infrared Radiant | Infrared Radiant | Infrared Radiant | Infrared Radiant | 0 | 0 | 0 | 0 | 0 | 0 | 0 | 0
F1_Industrial_Agriculture_New_Space Heating_Natural Gas_Unit Heater_E1 | F1 | Industrial | Agriculture | New | Space Heating | Natural Gas | Unit Heater | E1 | CCE | 0 | 0 | 0 | 0 | 0 | 0 | 0 | 0 | 0 | 0 | 0 | 0 | 0 | 0 | 0 | 0 | 0 | 0 | 0 | 0 | 0 | 0 | 0 | 0 | 0 | 0 | 0 | 0 | 0 | 0
F1_Industrial_Agriculture_New_Space Heating_Natural Gas_Unit Heater_E2 | F1 | Industrial | Agriculture | New | Space Heating | Natural Gas | Unit Heater | E2 | CCE | 0.025298 | 0.025298 | 0.025298 | 0.025298 | 0.025298 | 0.025298 | 0.025298 | 0.025298 | 0.025298 | 0.025298 | 0.025298 | 0.025298 | 0.025298 | 0.025298 | 0.025298 | 0.025298 | 0.025298 | 0.025298 | 0.025298 | 0.025298 | 0.025298 | 0.025298 | 0 | 0 | 0 | 0 | 0 | 0 | 0 | 0
F1_Industrial_Agriculture_New_Space Heating_Natural Gas_Unit Heater_E3 | F1 | Industrial | Agriculture | New | Space Heating | Natural Gas | Unit Heater | E3 | CCE | 0.0011378 | 0.0011378 | 0.0011378 | 0.0011378 | 0.0011378 | 0.0011378 | 0.0011378 | 0.0011378 | 0.0011378 | 0.0011378 | 0.0011378 | 0.0011378 | 0.0011378 | 0.0011378 | 0.0011378 | 0.0011378 | 0.0011378 | 0.0011378 | 0.0011378 | 0.0011378 | 0.0011378 | 0.0011378 | 0 | 0 | 0 | 0 | 0 | 0 | 0 | 0
F1_Industrial_Agriculture_New_Space Heating_Natural Gas_Unit Heater_E4 | F1 | Industrial | Agriculture | New | Space Heating | Natural Gas | Unit Heater | E4 | CCE | 0 | 0 | 0 | 0 | 0 | 0 | 0 | 0 | 0 | 0 | 0 | 0 | 0 | 0 | 0 | 0 | 0 | 0 | 0 | 0 | 0 | 0 | 0 | 0 | 0 | 0 | 0 | 0 | 0 | 0
F1_Industrial_Agriculture_New_Space Heating_Natural Gas_Unit Heater_E5 | F1 | Industrial | Agriculture | New | Space Heating | Natural Gas | Unit Heater | E5 | CCE | 0 | 0 | 0 | 0 | 0 | 0 | 0 | 0 | 0 | 0 | 0 | 0 | 0 | 0 | 0 | 0 | 0 | 0 | 0 | 0 | 0 | 0 | 0 | 0 | 0 | 0 | 0 | 0 | 0 | 0
F1_Industrial_Agriculture_New_Space Heating_Natural Gas_Unit Heater_E6 | F1 | Industrial | Agriculture | New | Space Heating | Natural Gas | Unit Heater | E6 | CCE | 0 | 0 | 0 | 0 | 0 | 0 | 0 | 0 | 0 | 0 | 0 | 0 | 0 | 0 | 0 | 0 | 0 | 0 | 0 | 0 | 0 | 0 | 0 | 0 | 0 | 0 | 0 | 0 | 0 | 0
F1_Industrial_Agriculture_New_Space Heating_Natural Gas_Unit Heater_E7 | F1 | Industrial | Agriculture | New | Space Heating | Natural Gas | Unit Heater | E7 | CCE | 0 | 0 | 0 | 0 | 0 | 0 | 0 | 0 | 0 | 0 | 0 | 0 | 0 | 0 | 0 | 0 | 0 | 0 | 0 | 0 | 0 | 0 | 0 | 0 | 0 | 0 | 0 | 0 | 0 | 0
F1_Industrial_Agriculture_New_Space Heating_Natural Gas_Unit Heater_E8 | F1 | Industrial | Agriculture | New | Space Heating | Natural Gas | Unit Heater | E8 | CCE | 0 | 0 | 0 | 0 | 0 | 0 | 0 | 0 | 0 | 0 | 0 | 0 | 0 | 0 | 0 | 0 | 0 | 0 | 0 | 0 | 0 | 0 | 0 | 0 | 0 | 0 | 0 | 0 | 0 | 0
F1_Industrial_Agriculture_New_Space Heating_Natural Gas_Unit Heater_E9 | F1 | Industrial | Agriculture | New | Space Heating | Natural Gas | Unit Heater | E9 | CCE | 0 | 0 | 0 | 0 | 0 | 0 | 0 | 0 | 0 | 0 | 0 | 0 | 0 | 0 | 0 | 0 | 0 | 0 | 0 | 0 | 0 | 0 | 0 | 0 | 0 | 0 | 0 | 0 | 0 | 0
F1_Industrial_Agriculture_New_Space Heating_Natural Gas_Unit Heater_E10 | F1 | Industrial | Agriculture | New | Space Heating | Natural Gas | Unit Heater | E10 | CCE | 0 | 0 | 0 | 0 | 0 | 0 | 0 | 0 | 0 | 0 | 0 | 0 | 0 | 0 | 0 | 0 | 0 | 0 | 0 | 0 | 0 | 0 | 0 | 0 | 0 | 0 | 0 | 0 | 0 | 0
F2_Industrial_Agriculture_New_Space Heating_Natural Gas_Unit Heater_E1 | F2 | Industrial | Agriculture | New | Space Heating | Natural Gas | Unit Heater | E1 | TRC BC Ratio | 0.9 | 0.9 | 0.9 | 0.9 | 0.9 | 0.9 | 0.9 | 0.9 | 0.9 | 0.9 | 0.9 | 0.9 | 0.9 | 0.9 | 0.9 | 0.9 | 0.9 | 0.9 | 0.9 | 0.9 | 0.9 | 0.9 | 0 | 0 | 0 | 0 | 0 | 0 | 0 | 0
F2_Industrial_Agriculture_New_Space Heating_Natural Gas_Unit Heater_E2 | F2 | Industrial | Agriculture | New | Space Heating | Natural Gas | Unit Heater | E2 | TRC BC Ratio | 0.2181 | 0.22441 | 0.22186 | 0.21944 | 0.21339 | 0.20733 | 0.20112 | 0.19555 | 0.18995 | 0.18525 | 0.18051 | 0.17591 | 0.1714 | 0.16709 | 0.16286 | 0.15871 | 0.15471 | 0.1509 | 0.14716 | 0.14369 | 0.14034 | 0.13708 | 0 | 0 | 0 | 0 | 0 | 0 | 0 | 0
F2_Industrial_Agriculture_New_Space Heating_Natural Gas_Unit Heater_E3 | F2 | Industrial | Agriculture | New | Space Heating | Natural Gas | Unit Heater | E3 | TRC BC Ratio | 5.5546 | 5.9201 | 5.9076 | 5.8978 | 5.7318 | 5.5622 | 5.3814 | 5.2234 | 5.0607 | 4.9317 | 4.7987 | 4.6701 | 4.5435 | 4.4241 | 4.3066 | 4.191 | 4.0803 | 3.9764 | 3.8742 | 3.7819 | 3.6939 | 3.6079 | 0 | 0 | 0 | 0 | 0 | 0 | 0 | 0
F2_Industrial_Agriculture_New_Space Heating_Natural Gas_Unit Heater_E4 | F2 | Industrial | Agriculture | New | Space Heating | Natural Gas | Unit Heater | E4 | TRC BC Ratio | 0 | 0 | 0 | 0 | 0 | 0 | 0 | 0 | 0 | 0 | 0 | 0 | 0 | 0 | 0 | 0 | 0 | 0 | 0 | 0 | 0 | 0 | 0 | 0 | 0 | 0 | 0 | 0 | 0 | 0
F2_Industrial_Agriculture_New_Space Heating_Natural Gas_Unit Heater_E5 | F2 | Industrial | Agriculture | New | Space Heating | Natural Gas | Unit Heater | E5 | TRC BC Ratio | 0 | 0 | 0 | 0 | 0 | 0 | 0 | 0 | 0 | 0 | 0 | 0 | 0 | 0 | 0 | 0 | 0 | 0 | 0 | 0 | 0 | 0 | 0 | 0 | 0 | 0 | 0 | 0 | 0 | 0
F2_Industrial_Agriculture_New_Space Heating_Natural Gas_Unit Heater_E6 | F2 | Industrial | Agriculture | New | Space Heating | Natural Gas | Unit Heater | E6 | TRC BC Ratio | 0 | 0 | 0 | 0 | 0 | 0 | 0 | 0 | 0 | 0 | 0 | 0 | 0 | 0 | 0 | 0 | 0 | 0 | 0 | 0 | 0 | 0 | 0 | 0 | 0 | 0 | 0 | 0 | 0 | 0
F2_Industrial_Agriculture_New_Space Heating_Natural Gas_Unit Heater_E7 | F2 | Industrial | Agriculture | New | Space Heating | Natural Gas | Unit Heater | E7 | TRC BC Ratio | 0 | 0 | 0 | 0 | 0 | 0 | 0 | 0 | 0 | 0 | 0 | 0 | 0 | 0 | 0 | 0 | 0 | 0 | 0 | 0 | 0 | 0 | 0 | 0 | 0 | 0 | 0 | 0 | 0 | 0
F2_Industrial_Agriculture_New_Space Heating_Natural Gas_Unit Heater_E8 | F2 | Industrial | Agriculture | New | Space Heating | Natural Gas | Unit Heater | E8 | TRC BC Ratio | 0 | 0 | 0 | 0 | 0 | 0 | 0 | 0 | 0 | 0 | 0 | 0 | 0 | 0 | 0 | 0 | 0 | 0 | 0 | 0 | 0 | 0 | 0 | 0 | 0 | 0 | 0 | 0 | 0 | 0
F2_Industrial_Agriculture_New_Space Heating_Natural Gas_Unit Heater_E9 | F2 | Industrial | Agriculture | New | Space Heating | Natural Gas | Unit Heater | E9 | TRC BC Ratio | 0 | 0 | 0 | 0 | 0 | 0 | 0 | 0 | 0 | 0 | 0 | 0 | 0 | 0 | 0 | 0 | 0 | 0 | 0 | 0 | 0 | 0 | 0 | 0 | 0 | 0 | 0 | 0 | 0 | 0
F2_Industrial_Agriculture_New_Space Heating_Natural Gas_Unit Heater_E10 | F2 | Industrial | Agriculture | New | Space Heating | Natural Gas | Unit Heater | E10 | TRC BC Ratio | 0 | 0 | 0 | 0 | 0 | 0 | 0 | 0 | 0 | 0 | 0 | 0 | 0 | 0 | 0 | 0 | 0 | 0 | 0 | 0 | 0 | 0 | 0 | 0 | 0 | 0 | 0 | 0 | 0 | 0
F3_Industrial_Agriculture_New_Space Heating_Natural Gas_Unit Heater_E1 | F3 | Industrial | Agriculture | New | Space Heating | Natural Gas | Unit Heater | E1 | PACT BC Ratio | 0.9 | 0.9 | 0.9 | 0.9 | 0.9 | 0.9 | 0.9 | 0.9 | 0.9 | 0.9 | 0.9 | 0.9 | 0.9 | 0.9 | 0.9 | 0.9 | 0.9 | 0.9 | 0.9 | 0.9 | 0.9 | 0.9 | 0 | 0 | 0 | 0 | 0 | 0 | 0 | 0
F3_Industrial_Agriculture_New_Space Heating_Natural Gas_Unit Heater_E2 | F3 | Industrial | Agriculture | New | Space Heating | Natural Gas | Unit Heater | E2 | PACT BC Ratio | 0.46195 | 0.47531 | 0.46991 | 0.4648 | 0.45197 | 0.43914 | 0.42598 | 0.41419 | 0.40233 | 0.39237 | 0.38233 | 0.37259 | 0.36303 | 0.35391 | 0.34495 | 0.33616 | 0.32768 | 0.31961 | 0.31169 | 0.30433 | 0.29725 | 0.29033 | 0 | 0 | 0 | 0 | 0 | 0 | 0 | 0
F3_Industrial_Agriculture_New_Space Heating_Natural Gas_Unit Heater_E3 | F3 | Industrial | Agriculture | New | Space Heating | Natural Gas | Unit Heater | E3 | PACT BC Ratio | 11.765 | 12.5391 | 12.5126 | 12.4918 | 12.1402 | 11.781 | 11.398 | 11.0634 | 10.7189 | 10.4457 | 10.1639 | 9.8914 | 9.6234 | 9.3705 | 9.1217 | 8.8768 | 8.6424 | 8.4222 | 8.2058 | 8.0102 | 7.8238 | 7.6418 | 0 | 0 | 0 | 0 | 0 | 0 | 0 | 0
F3_Industrial_Agriculture_New_Space Heating_Natural Gas_Unit Heater_E4 | F3 | Industrial | Agriculture | New | Space Heating | Natural Gas | Unit Heater | E4 | PACT BC Ratio | 0 | 0 | 0 | 0 | 0 | 0 | 0 | 0 | 0 | 0 | 0 | 0 | 0 | 0 | 0 | 0 | 0 | 0 | 0 | 0 | 0 | 0 | 0 | 0 | 0 | 0 | 0 | 0 | 0 | 0
F3_Industrial_Agriculture_New_Space Heating_Natural Gas_Unit Heater_E5 | F3 | Industrial | Agriculture | New | Space Heating | Natural Gas | Unit Heater | E5 | PACT BC Ratio | 0 | 0 | 0 | 0 | 0 | 0 | 0 | 0 | 0 | 0 | 0 | 0 | 0 | 0 | 0 | 0 | 0 | 0 | 0 | 0 | 0 | 0 | 0 | 0 | 0 | 0 | 0 | 0 | 0 | 0
F3_Industrial_Agriculture_New_Space Heating_Natural Gas_Unit Heater_E6 | F3 | Industrial | Agriculture | New | Space Heating | Natural Gas | Unit Heater | E6 | PACT BC Ratio | 0 | 0 | 0 | 0 | 0 | 0 | 0 | 0 | 0 | 0 | 0 | 0 | 0 | 0 | 0 | 0 | 0 | 0 | 0 | 0 | 0 | 0 | 0 | 0 | 0 | 0 | 0 | 0 | 0 | 0
F3_Industrial_Agriculture_New_Space Heating_Natural Gas_Unit Heater_E7 | F3 | Industrial | Agriculture | New | Space Heating | Natural Gas | Unit Heater | E7 | PACT BC Ratio | 0 | 0 | 0 | 0 | 0 | 0 | 0 | 0 | 0 | 0 | 0 | 0 | 0 | 0 | 0 | 0 | 0 | 0 | 0 | 0 | 0 | 0 | 0 | 0 | 0 | 0 | 0 | 0 | 0 | 0
F3_Industrial_Agriculture_New_Space Heating_Natural Gas_Unit Heater_E8 | F3 | Industrial | Agriculture | New | Space Heating | Natural Gas | Unit Heater | E8 | PACT BC Ratio | 0 | 0 | 0 | 0 | 0 | 0 | 0 | 0 | 0 | 0 | 0 | 0 | 0 | 0 | 0 | 0 | 0 | 0 | 0 | 0 | 0 | 0 | 0 | 0 | 0 | 0 | 0 | 0 | 0 | 0
F3_Industrial_Agriculture_New_Space Heating_Natural Gas_Unit Heater_E9 | F3 | Industrial | Agriculture | New | Space Heating | Natural Gas | Unit Heater | E9 | PACT BC Ratio | 0 | 0 | 0 | 0 | 0 | 0 | 0 | 0 | 0 | 0 | 0 | 0 | 0 | 0 | 0 | 0 | 0 | 0 | 0 | 0 | 0 | 0 | 0 | 0 | 0 | 0 | 0 | 0 | 0 | 0
F3_Industrial_Agriculture_New_Space Heating_Natural Gas_Unit Heater_E10 | F3 | Industrial | Agriculture | New | Space Heating | Natural Gas | Unit Heater | E10 | PACT BC Ratio | 0 | 0 | 0 | 0 | 0 | 0 | 0 | 0 | 0 | 0 | 0 | 0 | 0 | 0 | 0 | 0 | 0 | 0 | 0 | 0 | 0 | 0 | 0 | 0 | 0 | 0 | 0 | 0 | 0 | 0
F4_Industrial_Agriculture_New_Space Heating_Natural Gas_Unit Heater_E1 | F4 | Industrial | Agriculture | New | Space Heating | Natural Gas | Unit Heater | E1 | PCT BC Ratio | 0.9 | 0.9 | 0.9 | 0.9 | 0.9 | 0.9 | 0.9 | 0.9 | 0.9 | 0.9 | 0.9 | 0.9 | 0.9 | 0.9 | 0.9 | 0.9 | 0.9 | 0.9 | 0.9 | 0.9 | 0.9 | 0.9 | 0 | 0 | 0 | 0 | 0 | 0 | 0 | 0
F4_Industrial_Agriculture_New_Space Heating_Natural Gas_Unit Heater_E2 | F4 | Industrial | Agriculture | New | Space Heating | Natural Gas | Unit Heater | E2 | PCT BC Ratio | 0.64585 | 0.65588 | 0.65183 | 0.64799 | 0.63835 | 0.6287 | 0.61882 | 0.60996 | 0.60104 | 0.59356 | 0.58601 | 0.57869 | 0.57151 | 0.56465 | 0.55792 | 0.55132 | 0.54495 | 0.53888 | 0.53293 | 0.5274 | 0.52208 | 0.51688 | 0 | 0 | 0 | 0 | 0 | 0 | 0 | 0
F4_Industrial_Agriculture_New_Space Heating_Natural Gas_Unit Heater_E3 | F4 | Industrial | Agriculture | New | Space Heating | Natural Gas | Unit Heater | E3 | PCT BC Ratio | 9.14 | 9.7218 | 9.7019 | 9.6862 | 9.422 | 9.152 | 8.8642 | 8.6128 | 8.3539 | 8.1486 | 7.9368 | 7.7321 | 7.5307 | 7.3406 | 7.1536 | 6.9696 | 6.7934 | 6.628 | 6.4653 | 6.3184 | 6.1783 | 6.0415 | 0 | 0 | 0 | 0 | 0 | 0 | 0 | 0
F4_Industrial_Agriculture_New_Space Heating_Natural Gas_Unit Heater_E4 | F4 | Industrial | Agriculture | New | Space Heating | Natural Gas | Unit Heater | E4 | PCT BC Ratio | 0 | 0 | 0 | 0 | 0 | 0 | 0 | 0 | 0 | 0 | 0 | 0 | 0 | 0 | 0 | 0 | 0 | 0 | 0 | 0 | 0 | 0 | 0 | 0 | 0 | 0 | 0 | 0 | 0 | 0
F4_Industrial_Agriculture_New_Space Heating_Natural Gas_Unit Heater_E5 | F4 | Industrial | Agriculture | New | Space Heating | Natural Gas | Unit Heater | E5 | PCT BC Ratio | 0 | 0 | 0 | 0 | 0 | 0 | 0 | 0 | 0 | 0 | 0 | 0 | 0 | 0 | 0 | 0 | 0 | 0 | 0 | 0 | 0 | 0 | 0 | 0 | 0 | 0 | 0 | 0 | 0 | 0
F4_Industrial_Agriculture_New_Space Heating_Natural Gas_Unit Heater_E6 | F4 | Industrial | Agriculture | New | Space Heating | Natural Gas | Unit Heater | E6 | PCT BC Ratio | 0 | 0 | 0 | 0 | 0 | 0 | 0 | 0 | 0 | 0 | 0 | 0 | 0 | 0 | 0 | 0 | 0 | 0 | 0 | 0 | 0 | 0 | 0 | 0 | 0 | 0 | 0 | 0 | 0 | 0
F4_Industrial_Agriculture_New_Space Heating_Natural Gas_Unit Heater_E7 | F4 | Industrial | Agriculture | New | Space Heating | Natural Gas | Unit Heater | E7 | PCT BC Ratio | 0 | 0 | 0 | 0 | 0 | 0 | 0 | 0 | 0 | 0 | 0 | 0 | 0 | 0 | 0 | 0 | 0 | 0 | 0 | 0 | 0 | 0 | 0 | 0 | 0 | 0 | 0 | 0 | 0 | 0
F4_Industrial_Agriculture_New_Space Heating_Natural Gas_Unit Heater_E8 | F4 | Industrial | Agriculture | New | Space Heating | Natural Gas | Unit Heater | E8 | PCT BC Ratio | 0 | 0 | 0 | 0 | 0 | 0 | 0 | 0 | 0 | 0 | 0 | 0 | 0 | 0 | 0 | 0 | 0 | 0 | 0 | 0 | 0 | 0 | 0 | 0 | 0 | 0 | 0 | 0 | 0 | 0
F4_Industrial_Agriculture_New_Space Heating_Natural Gas_Unit Heater_E9 | F4 | Industrial | Agriculture | New | Space Heating | Natural Gas | Unit Heater | E9 | PCT BC Ratio | 0 | 0 | 0 | 0 | 0 | 0 | 0 | 0 | 0 | 0 | 0 | 0 | 0 | 0 | 0 | 0 | 0 | 0 | 0 | 0 | 0 | 0 | 0 | 0 | 0 | 0 | 0 | 0 | 0 | 0
F4_Industrial_Agriculture_New_Space Heating_Natural Gas_Unit Heater_E10 | F4 | Industrial | Agriculture | New | Space Heating | Natural Gas | Unit Heater | E10 | PCT BC Ratio | 0 | 0 | 0 | 0 | 0 | 0 | 0 | 0 | 0 | 0 | 0 | 0 | 0 | 0 | 0 | 0 | 0 | 0 | 0 | 0 | 0 | 0 | 0 | 0 | 0 | 0 | 0 | 0 | 0 | 0
F5_Industrial_Agriculture_New_Space Heating_Natural Gas_Unit Heater_E1 | F5 | Industrial | Agriculture | New | Space Heating | Natural Gas | Unit Heater | E1 | RIM BC Ratio | 0.9 | 0.9 | 0.9 | 0.9 | 0.9 | 0.9 | 0.9 | 0.9 | 0.9 | 0.9 | 0.9 | 0.9 | 0.9 | 0.9 | 0.9 | 0.9 | 0.9 | 0.9 | 0.9 | 0.9 | 0.9 | 0.9 | 0 | 0 | 0 | 0 | 0 | 0 | 0 | 0
F5_Industrial_Agriculture_New_Space Heating_Natural Gas_Unit Heater_E2 | F5 | Industrial | Agriculture | New | Space Heating | Natural Gas | Unit Heater | E2 | RIM BC Ratio | 0.29737 | 0.30285 | 0.30065 | 0.29855 | 0.2932 | 0.28775 | 0.28204 | 0.27682 | 0.27147 | 0.2669 | 0.26222 | 0.2576 | 0.253 | 0.24853 | 0.24408 | 0.23964 | 0.2353 | 0.23111 | 0.22695 | 0.22302 | 0.21919 | 0.21541 | 0 | 0 | 0 | 0 | 0 | 0 | 0 | 0
F5_Industrial_Agriculture_New_Space Heating_Natural Gas_Unit Heater_E3 | F5 | Industrial | Agriculture | New | Space Heating | Natural Gas | Unit Heater | E3 | RIM BC Ratio | 0.77938 | 0.78259 | 0.78248 | 0.7824 | 0.78098 | 0.77945 | 0.77773 | 0.77612 | 0.77438 | 0.77292 | 0.77134 | 0.76973 | 0.76806 | 0.76641 | 0.7647 | 0.76294 | 0.76117 | 0.75942 | 0.75762 | 0.75591 | 0.75422 | 0.75249 | 0 | 0 | 0 | 0 | 0 | 0 | 0 | 0
F5_Industrial_Agriculture_New_Space Heating_Natural Gas_Unit Heater_E4 | F5 | Industrial | Agriculture | New | Space Heating | Natural Gas | Unit Heater | E4 | RIM BC Ratio | 0 | 0 | 0 | 0 | 0 | 0 | 0 | 0 | 0 | 0 | 0 | 0 | 0 | 0 | 0 | 0 | 0 | 0 | 0 | 0 | 0 | 0 | 0 | 0 | 0 | 0 | 0 | 0 | 0 | 0
F5_Industrial_Agriculture_New_Space Heating_Natural Gas_Unit Heater_E5 | F5 | Industrial | Agriculture | New | Space Heating | Natural Gas | Unit Heater | E5 | RIM BC Ratio | 0 | 0 | 0 | 0 | 0 | 0 | 0 | 0 | 0 | 0 | 0 | 0 | 0 | 0 | 0 | 0 | 0 | 0 | 0 | 0 | 0 | 0 | 0 | 0 | 0 | 0 | 0 | 0 | 0 | 0
F5_Industrial_Agriculture_New_Space Heating_Natural Gas_Unit Heater_E6 | F5 | Industrial | Agriculture | New | Space Heating | Natural Gas | Unit Heater | E6 | RIM BC Ratio | 0 | 0 | 0 | 0 | 0 | 0 | 0 | 0 | 0 | 0 | 0 | 0 | 0 | 0 | 0 | 0 | 0 | 0 | 0 | 0 | 0 | 0 | 0 | 0 | 0 | 0 | 0 | 0 | 0 | 0
F5_Industrial_Agriculture_New_Space Heating_Natural Gas_Unit Heater_E7 | F5 | Industrial | Agriculture | New | Space Heating | Natural Gas | Unit Heater | E7 | RIM BC Ratio | 0 | 0 | 0 | 0 | 0 | 0 | 0 | 0 | 0 | 0 | 0 | 0 | 0 | 0 | 0 | 0 | 0 | 0 | 0 | 0 | 0 | 0 | 0 | 0 | 0 | 0 | 0 | 0 | 0 | 0
F5_Industrial_Agriculture_New_Space Heating_Natural Gas_Unit Heater_E8 | F5 | Industrial | Agriculture | New | Space Heating | Natural Gas | Unit Heater | E8 | RIM BC Ratio | 0 | 0 | 0 | 0 | 0 | 0 | 0 | 0 | 0 | 0 | 0 | 0 | 0 | 0 | 0 | 0 | 0 | 0 | 0 | 0 | 0 | 0 | 0 | 0 | 0 | 0 | 0 | 0 | 0 | 0
F5_Industrial_Agriculture_New_Space Heating_Natural Gas_Unit Heater_E9 | F5 | Industrial | Agriculture | New | Space Heating | Natural Gas | Unit Heater | E9 | RIM BC Ratio | 0 | 0 | 0 | 0 | 0 | 0 | 0 | 0 | 0 | 0 | 0 | 0 | 0 | 0 | 0 | 0 | 0 | 0 | 0 | 0 | 0 | 0 | 0 | 0 | 0 | 0 | 0 | 0 | 0 | 0
F5_Industrial_Agriculture_New_Space Heating_Natural Gas_Unit Heater_E10 | F5 | Industrial | Agriculture | New | Space Heating | Natural Gas | Unit Heater | E10 | RIM BC Ratio | 0 | 0 | 0 | 0 | 0 | 0 | 0 | 0 | 0 | 0 | 0 | 0 | 0 | 0 | 0 | 0 | 0 | 0 | 0 | 0 | 0 | 0 | 0 | 0 | 0 | 0 | 0 | 0 | 0 | 0
F0_Industrial_Agriculture_New_Process_Natural Gas_Process Boiler_E0 | F0 | Industrial | Agriculture | New | Process | Natural Gas | Process Boiler | E0 | Economic Unit | EF .80 | EF .80 | EF .80 | EF .80 | EF .80 | EF .80 | EF .80 | EF .80 | EF .80 | EF .80 | EF .80 | EF .80 | EF .80 | EF .80 | EF .80 | EF .80 | EF .80 | EF .80 | EF .80 | EF .80 | EF .80 | EF .80 | 0 | 0 | 0 | 0 | 0 | 0 | 0 | 0
F1_Industrial_Agriculture_New_Process_Natural Gas_Process Boiler_E1 | F1 | Industrial | Agriculture | New | Process | Natural Gas | Process Boiler | E1 | CCE | 0 | 0 | 0 | 0 | 0 | 0 | 0 | 0 | 0 | 0 | 0 | 0 | 0 | 0 | 0 | 0 | 0 | 0 | 0 | 0 | 0 | 0 | 0 | 0 | 0 | 0 | 0 | 0 | 0 | 0
F1_Industrial_Agriculture_New_Process_Natural Gas_Process Boiler_E2 | F1 | Industrial | Agriculture | New | Process | Natural Gas | Process Boiler | E2 | CCE | 0 | 0 | 0 | 0 | 0 | 0 | 0 | 0 | 0 | 0 | 0 | 0 | 0 | 0 | 0 | 0 | 0 | 0 | 0 | 0 | 0 | 0 | 0 | 0 | 0 | 0 | 0 | 0 | 0 | 0
F1_Industrial_Agriculture_New_Process_Natural Gas_Process Boiler_E3 | F1 | Industrial | Agriculture | New | Process | Natural Gas | Process Boiler | E3 | CCE | 0 | 0 | 0 | 0 | 0 | 0 | 0 | 0 | 0 | 0 | 0 | 0 | 0 | 0 | 0 | 0 | 0 | 0 | 0 | 0 | 0 | 0 | 0 | 0 | 0 | 0 | 0 | 0 | 0 | 0
F1_Industrial_Agriculture_New_Process_Natural Gas_Process Boiler_E4 | F1 | Industrial | Agriculture | New | Process | Natural Gas | Process Boiler | E4 | CCE | 0 | 0 | 0 | 0 | 0 | 0 | 0 | 0 | 0 | 0 | 0 | 0 | 0 | 0 | 0 | 0 | 0 | 0 | 0 | 0 | 0 | 0 | 0 | 0 | 0 | 0 | 0 | 0 | 0 | 0
F1_Industrial_Agriculture_New_Process_Natural Gas_Process Boiler_E5 | F1 | Industrial | Agriculture | New | Process | Natural Gas | Process Boiler | E5 | CCE | 0 | 0 | 0 | 0 | 0 | 0 | 0 | 0 | 0 | 0 | 0 | 0 | 0 | 0 | 0 | 0 | 0 | 0 | 0 | 0 | 0 | 0 | 0 | 0 | 0 | 0 | 0 | 0 | 0 | 0
F1_Industrial_Agriculture_New_Process_Natural Gas_Process Boiler_E6 | F1 | Industrial | Agriculture | New | Process | Natural Gas | Process Boiler | E6 | CCE | 0 | 0 | 0 | 0 | 0 | 0 | 0 | 0 | 0 | 0 | 0 | 0 | 0 | 0 | 0 | 0 | 0 | 0 | 0 | 0 | 0 | 0 | 0 | 0 | 0 | 0 | 0 | 0 | 0 | 0
F1_Industrial_Agriculture_New_Process_Natural Gas_Process Boiler_E7 | F1 | Industrial | Agriculture | New | Process | Natural Gas | Process Boiler | E7 | CCE | 0 | 0 | 0 | 0 | 0 | 0 | 0 | 0 | 0 | 0 | 0 | 0 | 0 | 0 | 0 | 0 | 0 | 0 | 0 | 0 | 0 | 0 | 0 | 0 | 0 | 0 | 0 | 0 | 0 | 0
F1_Industrial_Agriculture_New_Process_Natural Gas_Process Boiler_E8 | F1 | Industrial | Agriculture | New | Process | Natural Gas | Process Boiler | E8 | CCE | 0 | 0 | 0 | 0 | 0 | 0 | 0 | 0 | 0 | 0 | 0 | 0 | 0 | 0 | 0 | 0 | 0 | 0 | 0 | 0 | 0 | 0 | 0 | 0 | 0 | 0 | 0 | 0 | 0 | 0
F1_Industrial_Agriculture_New_Process_Natural Gas_Process Boiler_E9 | F1 | Industrial | Agriculture | New | Process | Natural Gas | Process Boiler | E9 | CCE | 0 | 0 | 0 | 0 | 0 | 0 | 0 | 0 | 0 | 0 | 0 | 0 | 0 | 0 | 0 | 0 | 0 | 0 | 0 | 0 | 0 | 0 | 0 | 0 | 0 | 0 | 0 | 0 | 0 | 0
F1_Industrial_Agriculture_New_Process_Natural Gas_Process Boiler_E10 | F1 | Industrial | Agriculture | New | Process | Natural Gas | Process Boiler | E10 | CCE | 0 | 0 | 0 | 0 | 0 | 0 | 0 | 0 | 0 | 0 | 0 | 0 | 0 | 0 | 0 | 0 | 0 | 0 | 0 | 0 | 0 | 0 | 0 | 0 | 0 | 0 | 0 | 0 | 0 | 0
F2_Industrial_Agriculture_New_Process_Natural Gas_Process Boiler_E1 | F2 | Industrial | Agriculture | New | Process | Natural Gas | Process Boiler | E1 | TRC BC Ratio | 0.9 | 0.9 | 0.9 | 0.9 | 0.9 | 0.9 | 0.9 | 0.9 | 0.9 | 0.9 | 0.9 | 0.9 | 0.9 | 0.9 | 0.9 | 0.9 | 0.9 | 0.9 | 0.9 | 0.9 | 0.9 | 0.9 | 0 | 0 | 0 | 0 | 0 | 0 | 0 | 0
F2_Industrial_Agriculture_New_Process_Natural Gas_Process Boiler_E2 | F2 | Industrial | Agriculture | New | Process | Natural Gas | Process Boiler | E2 | TRC BC Ratio | 0 | 0 | 0 | 0 | 0 | 0 | 0 | 0 | 0 | 0 | 0 | 0 | 0 | 0 | 0 | 0 | 0 | 0 | 0 | 0 | 0 | 0 | 0 | 0 | 0 | 0 | 0 | 0 | 0 | 0
F2_Industrial_Agriculture_New_Process_Natural Gas_Process Boiler_E3 | F2 | Industrial | Agriculture | New | Process | Natural Gas | Process Boiler | E3 | TRC BC Ratio | 0 | 0 | 0 | 0 | 0 | 0 | 0 | 0 | 0 | 0 | 0 | 0 | 0 | 0 | 0 | 0 | 0 | 0 | 0 | 0 | 0 | 0 | 0 | 0 | 0 | 0 | 0 | 0 | 0 | 0
F2_Industrial_Agriculture_New_Process_Natural Gas_Process Boiler_E4 | F2 | Industrial | Agriculture | New | Process | Natural Gas | Process Boiler | E4 | TRC BC Ratio | 0 | 0 | 0 | 0 | 0 | 0 | 0 | 0 | 0 | 0 | 0 | 0 | 0 | 0 | 0 | 0 | 0 | 0 | 0 | 0 | 0 | 0 | 0 | 0 | 0 | 0 | 0 | 0 | 0 | 0
F2_Industrial_Agriculture_New_Process_Natural Gas_Process Boiler_E5 | F2 | Industrial | Agriculture | New | Process | Natural Gas | Process Boiler | E5 | TRC BC Ratio | 0 | 0 | 0 | 0 | 0 | 0 | 0 | 0 | 0 | 0 | 0 | 0 | 0 | 0 | 0 | 0 | 0 | 0 | 0 | 0 | 0 | 0 | 0 | 0 | 0 | 0 | 0 | 0 | 0 | 0
F2_Industrial_Agriculture_New_Process_Natural Gas_Process Boiler_E6 | F2 | Industrial | Agriculture | New | Process | Natural Gas | Process Boiler | E6 | TRC BC Ratio | 0 | 0 | 0 | 0 | 0 | 0 | 0 | 0 | 0 | 0 | 0 | 0 | 0 | 0 | 0 | 0 | 0 | 0 | 0 | 0 | 0 | 0 | 0 | 0 | 0 | 0 | 0 | 0 | 0 | 0
F2_Industrial_Agriculture_New_Process_Natural Gas_Process Boiler_E7 | F2 | Industrial | Agriculture | New | Process | Natural Gas | Process Boiler | E7 | TRC BC Ratio | 0 | 0 | 0 | 0 | 0 | 0 | 0 | 0 | 0 | 0 | 0 | 0 | 0 | 0 | 0 | 0 | 0 | 0 | 0 | 0 | 0 | 0 | 0 | 0 | 0 | 0 | 0 | 0 | 0 | 0
F2_Industrial_Agriculture_New_Process_Natural Gas_Process Boiler_E8 | F2 | Industrial | Agriculture | New | Process | Natural Gas | Process Boiler | E8 | TRC BC Ratio | 0 | 0 | 0 | 0 | 0 | 0 | 0 | 0 | 0 | 0 | 0 | 0 | 0 | 0 | 0 | 0 | 0 | 0 | 0 | 0 | 0 | 0 | 0 | 0 | 0 | 0 | 0 | 0 | 0 | 0
F2_Industrial_Agriculture_New_Process_Natural Gas_Process Boiler_E9 | F2 | Industrial | Agriculture | New | Process | Natural Gas | Process Boiler | E9 | TRC BC Ratio | 0 | 0 | 0 | 0 | 0 | 0 | 0 | 0 | 0 | 0 | 0 | 0 | 0 | 0 | 0 | 0 | 0 | 0 | 0 | 0 | 0 | 0 | 0 | 0 | 0 | 0 | 0 | 0 | 0 | 0
F2_Industrial_Agriculture_New_Process_Natural Gas_Process Boiler_E10 | F2 | Industrial | Agriculture | New | Process | Natural Gas | Process Boiler | E10 | TRC BC Ratio | 0 | 0 | 0 | 0 | 0 | 0 | 0 | 0 | 0 | 0 | 0 | 0 | 0 | 0 | 0 | 0 | 0 | 0 | 0 | 0 | 0 | 0 | 0 | 0 | 0 | 0 | 0 | 0 | 0 | 0
F3_Industrial_Agriculture_New_Process_Natural Gas_Process Boiler_E1 | F3 | Industrial | Agriculture | New | Process | Natural Gas | Process Boiler | E1 | PACT BC Ratio | 0.9 | 0.9 | 0.9 | 0.9 | 0.9 | 0.9 | 0.9 | 0.9 | 0.9 | 0.9 | 0.9 | 0.9 | 0.9 | 0.9 | 0.9 | 0.9 | 0.9 | 0.9 | 0.9 | 0.9 | 0.9 | 0.9 | 0 | 0 | 0 | 0 | 0 | 0 | 0 | 0
F3_Industrial_Agriculture_New_Process_Natural Gas_Process Boiler_E2 | F3 | Industrial | Agriculture | New | Process | Natural Gas | Process Boiler | E2 | PACT BC Ratio | 0 | 0 | 0 | 0 | 0 | 0 | 0 | 0 | 0 | 0 | 0 | 0 | 0 | 0 | 0 | 0 | 0 | 0 | 0 | 0 | 0 | 0 | 0 | 0 | 0 | 0 | 0 | 0 | 0 | 0
F3_Industrial_Agriculture_New_Process_Natural Gas_Process Boiler_E3 | F3 | Industrial | Agriculture | New | Process | Natural Gas | Process Boiler | E3 | PACT BC Ratio | 0 | 0 | 0 | 0 | 0 | 0 | 0 | 0 | 0 | 0 | 0 | 0 | 0 | 0 | 0 | 0 | 0 | 0 | 0 | 0 | 0 | 0 | 0 | 0 | 0 | 0 | 0 | 0 | 0 | 0
F3_Industrial_Agriculture_New_Process_Natural Gas_Process Boiler_E4 | F3 | Industrial | Agriculture | New | Process | Natural Gas | Process Boiler | E4 | PACT BC Ratio | 0 | 0 | 0 | 0 | 0 | 0 | 0 | 0 | 0 | 0 | 0 | 0 | 0 | 0 | 0 | 0 | 0 | 0 | 0 | 0 | 0 | 0 | 0 | 0 | 0 | 0 | 0 | 0 | 0 | 0
F3_Industrial_Agriculture_New_Process_Natural Gas_Process Boiler_E5 | F3 | Industrial | Agriculture | New | Process | Natural Gas | Process Boiler | E5 | PACT BC Ratio | 0 | 0 | 0 | 0 | 0 | 0 | 0 | 0 | 0 | 0 | 0 | 0 | 0 | 0 | 0 | 0 | 0 | 0 | 0 | 0 | 0 | 0 | 0 | 0 | 0 | 0 | 0 | 0 | 0 | 0
F3_Industrial_Agriculture_New_Process_Natural Gas_Process Boiler_E6 | F3 | Industrial | Agriculture | New | Process | Natural Gas | Process Boiler | E6 | PACT BC Ratio | 0 | 0 | 0 | 0 | 0 | 0 | 0 | 0 | 0 | 0 | 0 | 0 | 0 | 0 | 0 | 0 | 0 | 0 | 0 | 0 | 0 | 0 | 0 | 0 | 0 | 0 | 0 | 0 | 0 | 0
F3_Industrial_Agriculture_New_Process_Natural Gas_Process Boiler_E7 | F3 | Industrial | Agriculture | New | Process | Natural Gas | Process Boiler | E7 | PACT BC Ratio | 0 | 0 | 0 | 0 | 0 | 0 | 0 | 0 | 0 | 0 | 0 | 0 | 0 | 0 | 0 | 0 | 0 | 0 | 0 | 0 | 0 | 0 | 0 | 0 | 0 | 0 | 0 | 0 | 0 | 0
F3_Industrial_Agriculture_New_Process_Natural Gas_Process Boiler_E8 | F3 | Industrial | Agriculture | New | Process | Natural Gas | Process Boiler | E8 | PACT BC Ratio | 0 | 0 | 0 | 0 | 0 | 0 | 0 | 0 | 0 | 0 | 0 | 0 | 0 | 0 | 0 | 0 | 0 | 0 | 0 | 0 | 0 | 0 | 0 | 0 | 0 | 0 | 0 | 0 | 0 | 0
F3_Industrial_Agriculture_New_Process_Natural Gas_Process Boiler_E9 | F3 | Industrial | Agriculture | New | Process | Natural Gas | Process Boiler | E9 | PACT BC Ratio | 0 | 0 | 0 | 0 | 0 | 0 | 0 | 0 | 0 | 0 | 0 | 0 | 0 | 0 | 0 | 0 | 0 | 0 | 0 | 0 | 0 | 0 | 0 | 0 | 0 | 0 | 0 | 0 | 0 | 0
F3_Industrial_Agriculture_New_Process_Natural Gas_Process Boiler_E10 | F3 | Industrial | Agriculture | New | Process | Natural Gas | Process Boiler | E10 | PACT BC Ratio | 0 | 0 | 0 | 0 | 0 | 0 | 0 | 0 | 0 | 0 | 0 | 0 | 0 | 0 | 0 | 0 | 0 | 0 | 0 | 0 | 0 | 0 | 0 | 0 | 0 | 0 | 0 | 0 | 0 | 0
F4_Industrial_Agriculture_New_Process_Natural Gas_Process Boiler_E1 | F4 | Industrial | Agriculture | New | Process | Natural Gas | Process Boiler | E1 | PCT BC Ratio | 0.9 | 0.9 | 0.9 | 0.9 | 0.9 | 0.9 | 0.9 | 0.9 | 0.9 | 0.9 | 0.9 | 0.9 | 0.9 | 0.9 | 0.9 | 0.9 | 0.9 | 0.9 | 0.9 | 0.9 | 0.9 | 0.9 | 0 | 0 | 0 | 0 | 0 | 0 | 0 | 0
F4_Industrial_Agriculture_New_Process_Natural Gas_Process Boiler_E2 | F4 | Industrial | Agriculture | New | Process | Natural Gas | Process Boiler | E2 | PCT BC Ratio | 0 | 0 | 0 | 0 | 0 | 0 | 0 | 0 | 0 | 0 | 0 | 0 | 0 | 0 | 0 | 0 | 0 | 0 | 0 | 0 | 0 | 0 | 0 | 0 | 0 | 0 | 0 | 0 | 0 | 0
F4_Industrial_Agriculture_New_Process_Natural Gas_Process Boiler_E3 | F4 | Industrial | Agriculture | New | Process | Natural Gas | Process Boiler | E3 | PCT BC Ratio | 0 | 0 | 0 | 0 | 0 | 0 | 0 | 0 | 0 | 0 | 0 | 0 | 0 | 0 | 0 | 0 | 0 | 0 | 0 | 0 | 0 | 0 | 0 | 0 | 0 | 0 | 0 | 0 | 0 | 0
F4_Industrial_Agriculture_New_Process_Natural Gas_Process Boiler_E4 | F4 | Industrial | Agriculture | New | Process | Natural Gas | Process Boiler | E4 | PCT BC Ratio | 0 | 0 | 0 | 0 | 0 | 0 | 0 | 0 | 0 | 0 | 0 | 0 | 0 | 0 | 0 | 0 | 0 | 0 | 0 | 0 | 0 | 0 | 0 | 0 | 0 | 0 | 0 | 0 | 0 | 0
F4_Industrial_Agriculture_New_Process_Natural Gas_Process Boiler_E5 | F4 | Industrial | Agriculture | New | Process | Natural Gas | Process Boiler | E5 | PCT BC Ratio | 0 | 0 | 0 | 0 | 0 | 0 | 0 | 0 | 0 | 0 | 0 | 0 | 0 | 0 | 0 | 0 | 0 | 0 | 0 | 0 | 0 | 0 | 0 | 0 | 0 | 0 | 0 | 0 | 0 | 0
F4_Industrial_Agriculture_New_Process_Natural Gas_Process Boiler_E6 | F4 | Industrial | Agriculture | New | Process | Natural Gas | Process Boiler | E6 | PCT BC Ratio | 0 | 0 | 0 | 0 | 0 | 0 | 0 | 0 | 0 | 0 | 0 | 0 | 0 | 0 | 0 | 0 | 0 | 0 | 0 | 0 | 0 | 0 | 0 | 0 | 0 | 0 | 0 | 0 | 0 | 0
F4_Industrial_Agriculture_New_Process_Natural Gas_Process Boiler_E7 | F4 | Industrial | Agriculture | New | Process | Natural Gas | Process Boiler | E7 | PCT BC Ratio | 0 | 0 | 0 | 0 | 0 | 0 | 0 | 0 | 0 | 0 | 0 | 0 | 0 | 0 | 0 | 0 | 0 | 0 | 0 | 0 | 0 | 0 | 0 | 0 | 0 | 0 | 0 | 0 | 0 | 0
F4_Industrial_Agriculture_New_Process_Natural Gas_Process Boiler_E8 | F4 | Industrial | Agriculture | New | Process | Natural Gas | Process Boiler | E8 | PCT BC Ratio | 0 | 0 | 0 | 0 | 0 | 0 | 0 | 0 | 0 | 0 | 0 | 0 | 0 | 0 | 0 | 0 | 0 | 0 | 0 | 0 | 0 | 0 | 0 | 0 | 0 | 0 | 0 | 0 | 0 | 0
F4_Industrial_Agriculture_New_Process_Natural Gas_Process Boiler_E9 | F4 | Industrial | Agriculture | New | Process | Natural Gas | Process Boiler | E9 | PCT BC Ratio | 0 | 0 | 0 | 0 | 0 | 0 | 0 | 0 | 0 | 0 | 0 | 0 | 0 | 0 | 0 | 0 | 0 | 0 | 0 | 0 | 0 | 0 | 0 | 0 | 0 | 0 | 0 | 0 | 0 | 0
F4_Industrial_Agriculture_New_Process_Natural Gas_Process Boiler_E10 | F4 | Industrial | Agriculture | New | Process | Natural Gas | Process Boiler | E10 | PCT BC Ratio | 0 | 0 | 0 | 0 | 0 | 0 | 0 | 0 | 0 | 0 | 0 | 0 | 0 | 0 | 0 | 0 | 0 | 0 | 0 | 0 | 0 | 0 | 0 | 0 | 0 | 0 | 0 | 0 | 0 | 0
F5_Industrial_Agriculture_New_Process_Natural Gas_Process Boiler_E1 | F5 | Industrial | Agriculture | New | Process | Natural Gas | Process Boiler | E1 | RIM BC Ratio | 0.9 | 0.9 | 0.9 | 0.9 | 0.9 | 0.9 | 0.9 | 0.9 | 0.9 | 0.9 | 0.9 | 0.9 | 0.9 | 0.9 | 0.9 | 0.9 | 0.9 | 0.9 | 0.9 | 0.9 | 0.9 | 0.9 | 0 | 0 | 0 | 0 | 0 | 0 | 0 | 0
F5_Industrial_Agriculture_New_Process_Natural Gas_Process Boiler_E2 | F5 | Industrial | Agriculture | New | Process | Natural Gas | Process Boiler | E2 | RIM BC Ratio | 0 | 0 | 0 | 0 | 0 | 0 | 0 | 0 | 0 | 0 | 0 | 0 | 0 | 0 | 0 | 0 | 0 | 0 | 0 | 0 | 0 | 0 | 0 | 0 | 0 | 0 | 0 | 0 | 0 | 0
F5_Industrial_Agriculture_New_Process_Natural Gas_Process Boiler_E3 | F5 | Industrial | Agriculture | New | Process | Natural Gas | Process Boiler | E3 | RIM BC Ratio | 0 | 0 | 0 | 0 | 0 | 0 | 0 | 0 | 0 | 0 | 0 | 0 | 0 | 0 | 0 | 0 | 0 | 0 | 0 | 0 | 0 | 0 | 0 | 0 | 0 | 0 | 0 | 0 | 0 | 0
F5_Industrial_Agriculture_New_Process_Natural Gas_Process Boiler_E4 | F5 | Industrial | Agriculture | New | Process | Natural Gas | Process Boiler | E4 | RIM BC Ratio | 0 | 0 | 0 | 0 | 0 | 0 | 0 | 0 | 0 | 0 | 0 | 0 | 0 | 0 | 0 | 0 | 0 | 0 | 0 | 0 | 0 | 0 | 0 | 0 | 0 | 0 | 0 | 0 | 0 | 0
F5_Industrial_Agriculture_New_Process_Natural Gas_Process Boiler_E5 | F5 | Industrial | Agriculture | New | Process | Natural Gas | Process Boiler | E5 | RIM BC Ratio | 0 | 0 | 0 | 0 | 0 | 0 | 0 | 0 | 0 | 0 | 0 | 0 | 0 | 0 | 0 | 0 | 0 | 0 | 0 | 0 | 0 | 0 | 0 | 0 | 0 | 0 | 0 | 0 | 0 | 0
F5_Industrial_Agriculture_New_Process_Natural Gas_Process Boiler_E6 | F5 | Industrial | Agriculture | New | Process | Natural Gas | Process Boiler | E6 | RIM BC Ratio | 0 | 0 | 0 | 0 | 0 | 0 | 0 | 0 | 0 | 0 | 0 | 0 | 0 | 0 | 0 | 0 | 0 | 0 | 0 | 0 | 0 | 0 | 0 | 0 | 0 | 0 | 0 | 0 | 0 | 0
F5_Industrial_Agriculture_New_Process_Natural Gas_Process Boiler_E7 | F5 | Industrial | Agriculture | New | Process | Natural Gas | Process Boiler | E7 | RIM BC Ratio | 0 | 0 | 0 | 0 | 0 | 0 | 0 | 0 | 0 | 0 | 0 | 0 | 0 | 0 | 0 | 0 | 0 | 0 | 0 | 0 | 0 | 0 | 0 | 0 | 0 | 0 | 0 | 0 | 0 | 0
F5_Industrial_Agriculture_New_Process_Natural Gas_Process Boiler_E8 | F5 | Industrial | Agriculture | New | Process | Natural Gas | Process Boiler | E8 | RIM BC Ratio | 0 | 0 | 0 | 0 | 0 | 0 | 0 | 0 | 0 | 0 | 0 | 0 | 0 | 0 | 0 | 0 | 0 | 0 | 0 | 0 | 0 | 0 | 0 | 0 | 0 | 0 | 0 | 0 | 0 | 0
F5_Industrial_Agriculture_New_Process_Natural Gas_Process Boiler_E9 | F5 | Industrial | Agriculture | New | Process | Natural Gas | Process Boiler | E9 | RIM BC Ratio | 0 | 0 | 0 | 0 | 0 | 0 | 0 | 0 | 0 | 0 | 0 | 0 | 0 | 0 | 0 | 0 | 0 | 0 | 0 | 0 | 0 | 0 | 0 | 0 | 0 | 0 | 0 | 0 | 0 | 0
F5_Industrial_Agriculture_New_Process_Natural Gas_Process Boiler_E10 | F5 | Industrial | Agriculture | New | Process | Natural Gas | Process Boiler | E10 | RIM BC Ratio | 0 | 0 | 0 | 0 | 0 | 0 | 0 | 0 | 0 | 0 | 0 | 0 | 0 | 0 | 0 | 0 | 0 | 0 | 0 | 0 | 0 | 0 | 0 | 0 | 0 | 0 | 0 | 0 | 0 | 0
F0_Industrial_Agriculture_New_Process_Natural Gas_Process Heating_E0 | F0 | Industrial | Agriculture | New | Process | Natural Gas | Process Heating | E0 | Economic Unit | Standard | Standard | Standard | Standard | Standard | Standard | Standard | Standard | Standard | Standard | Standard | Standard | Standard | Standard | Standard | Standard | Standard | Standard | Standard | Standard | Standard | Standard | 0 | 0 | 0 | 0 | 0 | 0 | 0 | 0
F1_Industrial_Agriculture_New_Process_Natural Gas_Process Heating_E1 | F1 | Industrial | Agriculture | New | Process | Natural Gas | Process Heating | E1 | CCE | 0 | 0 | 0 | 0 | 0 | 0 | 0 | 0 | 0 | 0 | 0 | 0 | 0 | 0 | 0 | 0 | 0 | 0 | 0 | 0 | 0 | 0 | 0 | 0 | 0 | 0 | 0 | 0 | 0 | 0
F1_Industrial_Agriculture_New_Process_Natural Gas_Process Heating_E2 | F1 | Industrial | Agriculture | New | Process | Natural Gas | Process Heating | E2 | CCE | 0 | 0 | 0 | 0 | 0 | 0 | 0 | 0 | 0 | 0 | 0 | 0 | 0 | 0 | 0 | 0 | 0 | 0 | 0 | 0 | 0 | 0 | 0 | 0 | 0 | 0 | 0 | 0 | 0 | 0
F1_Industrial_Agriculture_New_Process_Natural Gas_Process Heating_E3 | F1 | Industrial | Agriculture | New | Process | Natural Gas | Process Heating | E3 | CCE | 0 | 0 | 0 | 0 | 0 | 0 | 0 | 0 | 0 | 0 | 0 | 0 | 0 | 0 | 0 | 0 | 0 | 0 | 0 | 0 | 0 | 0 | 0 | 0 | 0 | 0 | 0 | 0 | 0 | 0
F1_Industrial_Agriculture_New_Process_Natural Gas_Process Heating_E4 | F1 | Industrial | Agriculture | New | Process | Natural Gas | Process Heating | E4 | CCE | 0 | 0 | 0 | 0 | 0 | 0 | 0 | 0 | 0 | 0 | 0 | 0 | 0 | 0 | 0 | 0 | 0 | 0 | 0 | 0 | 0 | 0 | 0 | 0 | 0 | 0 | 0 | 0 | 0 | 0
F1_Industrial_Agriculture_New_Process_Natural Gas_Process Heating_E5 | F1 | Industrial | Agriculture | New | Process | Natural Gas | Process Heating | E5 | CCE | 0 | 0 | 0 | 0 | 0 | 0 | 0 | 0 | 0 | 0 | 0 | 0 | 0 | 0 | 0 | 0 | 0 | 0 | 0 | 0 | 0 | 0 | 0 | 0 | 0 | 0 | 0 | 0 | 0 | 0
F1_Industrial_Agriculture_New_Process_Natural Gas_Process Heating_E6 | F1 | Industrial | Agriculture | New | Process | Natural Gas | Process Heating | E6 | CCE | 0 | 0 | 0 | 0 | 0 | 0 | 0 | 0 | 0 | 0 | 0 | 0 | 0 | 0 | 0 | 0 | 0 | 0 | 0 | 0 | 0 | 0 | 0 | 0 | 0 | 0 | 0 | 0 | 0 | 0
F1_Industrial_Agriculture_New_Process_Natural Gas_Process Heating_E7 | F1 | Industrial | Agriculture | New | Process | Natural Gas | Process Heating | E7 | CCE | 0 | 0 | 0 | 0 | 0 | 0 | 0 | 0 | 0 | 0 | 0 | 0 | 0 | 0 | 0 | 0 | 0 | 0 | 0 | 0 | 0 | 0 | 0 | 0 | 0 | 0 | 0 | 0 | 0 | 0
F1_Industrial_Agriculture_New_Process_Natural Gas_Process Heating_E8 | F1 | Industrial | Agriculture | New | Process | Natural Gas | Process Heating | E8 | CCE | 0 | 0 | 0 | 0 | 0 | 0 | 0 | 0 | 0 | 0 | 0 | 0 | 0 | 0 | 0 | 0 | 0 | 0 | 0 | 0 | 0 | 0 | 0 | 0 | 0 | 0 | 0 | 0 | 0 | 0
F1_Industrial_Agriculture_New_Process_Natural Gas_Process Heating_E9 | F1 | Industrial | Agriculture | New | Process | Natural Gas | Process Heating | E9 | CCE | 0 | 0 | 0 | 0 | 0 | 0 | 0 | 0 | 0 | 0 | 0 | 0 | 0 | 0 | 0 | 0 | 0 | 0 | 0 | 0 | 0 | 0 | 0 | 0 | 0 | 0 | 0 | 0 | 0 | 0
F1_Industrial_Agriculture_New_Process_Natural Gas_Process Heating_E10 | F1 | Industrial | Agriculture | New | Process | Natural Gas | Process Heating | E10 | CCE | 0 | 0 | 0 | 0 | 0 | 0 | 0 | 0 | 0 | 0 | 0 | 0 | 0 | 0 | 0 | 0 | 0 | 0 | 0 | 0 | 0 | 0 | 0 | 0 | 0 | 0 | 0 | 0 | 0 | 0
F2_Industrial_Agriculture_New_Process_Natural Gas_Process Heating_E1 | F2 | Industrial | Agriculture | New | Process | Natural Gas | Process Heating | E1 | TRC BC Ratio | 0.9 | 0.9 | 0.9 | 0.9 | 0.9 | 0.9 | 0.9 | 0.9 | 0.9 | 0.9 | 0.9 | 0.9 | 0.9 | 0.9 | 0.9 | 0.9 | 0.9 | 0.9 | 0.9 | 0.9 | 0.9 | 0.9 | 0 | 0 | 0 | 0 | 0 | 0 | 0 | 0
F2_Industrial_Agriculture_New_Process_Natural Gas_Process Heating_E2 | F2 | Industrial | Agriculture | New | Process | Natural Gas | Process Heating | E2 | TRC BC Ratio | 0 | 0 | 0 | 0 | 0 | 0 | 0 | 0 | 0 | 0 | 0 | 0 | 0 | 0 | 0 | 0 | 0 | 0 | 0 | 0 | 0 | 0 | 0 | 0 | 0 | 0 | 0 | 0 | 0 | 0
F2_Industrial_Agriculture_New_Process_Natural Gas_Process Heating_E3 | F2 | Industrial | Agriculture | New | Process | Natural Gas | Process Heating | E3 | TRC BC Ratio | 0 | 0 | 0 | 0 | 0 | 0 | 0 | 0 | 0 | 0 | 0 | 0 | 0 | 0 | 0 | 0 | 0 | 0 | 0 | 0 | 0 | 0 | 0 | 0 | 0 | 0 | 0 | 0 | 0 | 0
F2_Industrial_Agriculture_New_Process_Natural Gas_Process Heating_E4 | F2 | Industrial | Agriculture | New | Process | Natural Gas | Process Heating | E4 | TRC BC Ratio | 0 | 0 | 0 | 0 | 0 | 0 | 0 | 0 | 0 | 0 | 0 | 0 | 0 | 0 | 0 | 0 | 0 | 0 | 0 | 0 | 0 | 0 | 0 | 0 | 0 | 0 | 0 | 0 | 0 | 0
F2_Industrial_Agriculture_New_Process_Natural Gas_Process Heating_E5 | F2 | Industrial | Agriculture | New | Process | Natural Gas | Process Heating | E5 | TRC BC Ratio | 0 | 0 | 0 | 0 | 0 | 0 | 0 | 0 | 0 | 0 | 0 | 0 | 0 | 0 | 0 | 0 | 0 | 0 | 0 | 0 | 0 | 0 | 0 | 0 | 0 | 0 | 0 | 0 | 0 | 0
F2_Industrial_Agriculture_New_Process_Natural Gas_Process Heating_E6 | F2 | Industrial | Agriculture | New | Process | Natural Gas | Process Heating | E6 | TRC BC Ratio | 0 | 0 | 0 | 0 | 0 | 0 | 0 | 0 | 0 | 0 | 0 | 0 | 0 | 0 | 0 | 0 | 0 | 0 | 0 | 0 | 0 | 0 | 0 | 0 | 0 | 0 | 0 | 0 | 0 | 0
F2_Industrial_Agriculture_New_Process_Natural Gas_Process Heating_E7 | F2 | Industrial | Agriculture | New | Process | Natural Gas | Process Heating | E7 | TRC BC Ratio | 0 | 0 | 0 | 0 | 0 | 0 | 0 | 0 | 0 | 0 | 0 | 0 | 0 | 0 | 0 | 0 | 0 | 0 | 0 | 0 | 0 | 0 | 0 | 0 | 0 | 0 | 0 | 0 | 0 | 0
F2_Industrial_Agriculture_New_Process_Natural Gas_Process Heating_E8 | F2 | Industrial | Agriculture | New | Process | Natural Gas | Process Heating | E8 | TRC BC Ratio | 0 | 0 | 0 | 0 | 0 | 0 | 0 | 0 | 0 | 0 | 0 | 0 | 0 | 0 | 0 | 0 | 0 | 0 | 0 | 0 | 0 | 0 | 0 | 0 | 0 | 0 | 0 | 0 | 0 | 0
F2_Industrial_Agriculture_New_Process_Natural Gas_Process Heating_E9 | F2 | Industrial | Agriculture | New | Process | Natural Gas | Process Heating | E9 | TRC BC Ratio | 0 | 0 | 0 | 0 | 0 | 0 | 0 | 0 | 0 | 0 | 0 | 0 | 0 | 0 | 0 | 0 | 0 | 0 | 0 | 0 | 0 | 0 | 0 | 0 | 0 | 0 | 0 | 0 | 0 | 0
F2_Industrial_Agriculture_New_Process_Natural Gas_Process Heating_E10 | F2 | Industrial | Agriculture | New | Process | Natural Gas | Process Heating | E10 | TRC BC Ratio | 0 | 0 | 0 | 0 | 0 | 0 | 0 | 0 | 0 | 0 | 0 | 0 | 0 | 0 | 0 | 0 | 0 | 0 | 0 | 0 | 0 | 0 | 0 | 0 | 0 | 0 | 0 | 0 | 0 | 0
F3_Industrial_Agriculture_New_Process_Natural Gas_Process Heating_E1 | F3 | Industrial | Agriculture | New | Process | Natural Gas | Process Heating | E1 | PACT BC Ratio | 0.9 | 0.9 | 0.9 | 0.9 | 0.9 | 0.9 | 0.9 | 0.9 | 0.9 | 0.9 | 0.9 | 0.9 | 0.9 | 0.9 | 0.9 | 0.9 | 0.9 | 0.9 | 0.9 | 0.9 | 0.9 | 0.9 | 0 | 0 | 0 | 0 | 0 | 0 | 0 | 0
F3_Industrial_Agriculture_New_Process_Natural Gas_Process Heating_E2 | F3 | Industrial | Agriculture | New | Process | Natural Gas | Process Heating | E2 | PACT BC Ratio | 0 | 0 | 0 | 0 | 0 | 0 | 0 | 0 | 0 | 0 | 0 | 0 | 0 | 0 | 0 | 0 | 0 | 0 | 0 | 0 | 0 | 0 | 0 | 0 | 0 | 0 | 0 | 0 | 0 | 0
F3_Industrial_Agriculture_New_Process_Natural Gas_Process Heating_E3 | F3 | Industrial | Agriculture | New | Process | Natural Gas | Process Heating | E3 | PACT BC Ratio | 0 | 0 | 0 | 0 | 0 | 0 | 0 | 0 | 0 | 0 | 0 | 0 | 0 | 0 | 0 | 0 | 0 | 0 | 0 | 0 | 0 | 0 | 0 | 0 | 0 | 0 | 0 | 0 | 0 | 0
F3_Industrial_Agriculture_New_Process_Natural Gas_Process Heating_E4 | F3 | Industrial | Agriculture | New | Process | Natural Gas | Process Heating | E4 | PACT BC Ratio | 0 | 0 | 0 | 0 | 0 | 0 | 0 | 0 | 0 | 0 | 0 | 0 | 0 | 0 | 0 | 0 | 0 | 0 | 0 | 0 | 0 | 0 | 0 | 0 | 0 | 0 | 0 | 0 | 0 | 0
F3_Industrial_Agriculture_New_Process_Natural Gas_Process Heating_E5 | F3 | Industrial | Agriculture | New | Process | Natural Gas | Process Heating | E5 | PACT BC Ratio | 0 | 0 | 0 | 0 | 0 | 0 | 0 | 0 | 0 | 0 | 0 | 0 | 0 | 0 | 0 | 0 | 0 | 0 | 0 | 0 | 0 | 0 | 0 | 0 | 0 | 0 | 0 | 0 | 0 | 0
F3_Industrial_Agriculture_New_Process_Natural Gas_Process Heating_E6 | F3 | Industrial | Agriculture | New | Process | Natural Gas | Process Heating | E6 | PACT BC Ratio | 0 | 0 | 0 | 0 | 0 | 0 | 0 | 0 | 0 | 0 | 0 | 0 | 0 | 0 | 0 | 0 | 0 | 0 | 0 | 0 | 0 | 0 | 0 | 0 | 0 | 0 | 0 | 0 | 0 | 0
F3_Industrial_Agriculture_New_Process_Natural Gas_Process Heating_E7 | F3 | Industrial | Agriculture | New | Process | Natural Gas | Process Heating | E7 | PACT BC Ratio | 0 | 0 | 0 | 0 | 0 | 0 | 0 | 0 | 0 | 0 | 0 | 0 | 0 | 0 | 0 | 0 | 0 | 0 | 0 | 0 | 0 | 0 | 0 | 0 | 0 | 0 | 0 | 0 | 0 | 0
F3_Industrial_Agriculture_New_Process_Natural Gas_Process Heating_E8 | F3 | Industrial | Agriculture | New | Process | Natural Gas | Process Heating | E8 | PACT BC Ratio | 0 | 0 | 0 | 0 | 0 | 0 | 0 | 0 | 0 | 0 | 0 | 0 | 0 | 0 | 0 | 0 | 0 | 0 | 0 | 0 | 0 | 0 | 0 | 0 | 0 | 0 | 0 | 0 | 0 | 0
F3_Industrial_Agriculture_New_Process_Natural Gas_Process Heating_E9 | F3 | Industrial | Agriculture | New | Process | Natural Gas | Process Heating | E9 | PACT BC Ratio | 0 | 0 | 0 | 0 | 0 | 0 | 0 | 0 | 0 | 0 | 0 | 0 | 0 | 0 | 0 | 0 | 0 | 0 | 0 | 0 | 0 | 0 | 0 | 0 | 0 | 0 | 0 | 0 | 0 | 0
F3_Industrial_Agriculture_New_Process_Natural Gas_Process Heating_E10 | F3 | Industrial | Agriculture | New | Process | Natural Gas | Process Heating | E10 | PACT BC Ratio | 0 | 0 | 0 | 0 | 0 | 0 | 0 | 0 | 0 | 0 | 0 | 0 | 0 | 0 | 0 | 0 | 0 | 0 | 0 | 0 | 0 | 0 | 0 | 0 | 0 | 0 | 0 | 0 | 0 | 0
F4_Industrial_Agriculture_New_Process_Natural Gas_Process Heating_E1 | F4 | Industrial | Agriculture | New | Process | Natural Gas | Process Heating | E1 | PCT BC Ratio | 0.9 | 0.9 | 0.9 | 0.9 | 0.9 | 0.9 | 0.9 | 0.9 | 0.9 | 0.9 | 0.9 | 0.9 | 0.9 | 0.9 | 0.9 | 0.9 | 0.9 | 0.9 | 0.9 | 0.9 | 0.9 | 0.9 | 0 | 0 | 0 | 0 | 0 | 0 | 0 | 0
F4_Industrial_Agriculture_New_Process_Natural Gas_Process Heating_E2 | F4 | Industrial | Agriculture | New | Process | Natural Gas | Process Heating | E2 | PCT BC Ratio | 0 | 0 | 0 | 0 | 0 | 0 | 0 | 0 | 0 | 0 | 0 | 0 | 0 | 0 | 0 | 0 | 0 | 0 | 0 | 0 | 0 | 0 | 0 | 0 | 0 | 0 | 0 | 0 | 0 | 0
F4_Industrial_Agriculture_New_Process_Natural Gas_Process Heating_E3 | F4 | Industrial | Agriculture | New | Process | Natural Gas | Process Heating | E3 | PCT BC Ratio | 0 | 0 | 0 | 0 | 0 | 0 | 0 | 0 | 0 | 0 | 0 | 0 | 0 | 0 | 0 | 0 | 0 | 0 | 0 | 0 | 0 | 0 | 0 | 0 | 0 | 0 | 0 | 0 | 0 | 0
F4_Industrial_Agriculture_New_Process_Natural Gas_Process Heating_E4 | F4 | Industrial | Agriculture | New | Process | Natural Gas | Process Heating | E4 | PCT BC Ratio | 0 | 0 | 0 | 0 | 0 | 0 | 0 | 0 | 0 | 0 | 0 | 0 | 0 | 0 | 0 | 0 | 0 | 0 | 0 | 0 | 0 | 0 | 0 | 0 | 0 | 0 | 0 | 0 | 0 | 0
F4_Industrial_Agriculture_New_Process_Natural Gas_Process Heating_E5 | F4 | Industrial | Agriculture | New | Process | Natural Gas | Process Heating | E5 | PCT BC Ratio | 0 | 0 | 0 | 0 | 0 | 0 | 0 | 0 | 0 | 0 | 0 | 0 | 0 | 0 | 0 | 0 | 0 | 0 | 0 | 0 | 0 | 0 | 0 | 0 | 0 | 0 | 0 | 0 | 0 | 0
F4_Industrial_Agriculture_New_Process_Natural Gas_Process Heating_E6 | F4 | Industrial | Agriculture | New | Process | Natural Gas | Process Heating | E6 | PCT BC Ratio | 0 | 0 | 0 | 0 | 0 | 0 | 0 | 0 | 0 | 0 | 0 | 0 | 0 | 0 | 0 | 0 | 0 | 0 | 0 | 0 | 0 | 0 | 0 | 0 | 0 | 0 | 0 | 0 | 0 | 0
F4_Industrial_Agriculture_New_Process_Natural Gas_Process Heating_E7 | F4 | Industrial | Agriculture | New | Process | Natural Gas | Process Heating | E7 | PCT BC Ratio | 0 | 0 | 0 | 0 | 0 | 0 | 0 | 0 | 0 | 0 | 0 | 0 | 0 | 0 | 0 | 0 | 0 | 0 | 0 | 0 | 0 | 0 | 0 | 0 | 0 | 0 | 0 | 0 | 0 | 0
F4_Industrial_Agriculture_New_Process_Natural Gas_Process Heating_E8 | F4 | Industrial | Agriculture | New | Process | Natural Gas | Process Heating | E8 | PCT BC Ratio | 0 | 0 | 0 | 0 | 0 | 0 | 0 | 0 | 0 | 0 | 0 | 0 | 0 | 0 | 0 | 0 | 0 | 0 | 0 | 0 | 0 | 0 | 0 | 0 | 0 | 0 | 0 | 0 | 0 | 0
F4_Industrial_Agriculture_New_Process_Natural Gas_Process Heating_E9 | F4 | Industrial | Agriculture | New | Process | Natural Gas | Process Heating | E9 | PCT BC Ratio | 0 | 0 | 0 | 0 | 0 | 0 | 0 | 0 | 0 | 0 | 0 | 0 | 0 | 0 | 0 | 0 | 0 | 0 | 0 | 0 | 0 | 0 | 0 | 0 | 0 | 0 | 0 | 0 | 0 | 0
F4_Industrial_Agriculture_New_Process_Natural Gas_Process Heating_E10 | F4 | Industrial | Agriculture | New | Process | Natural Gas | Process Heating | E10 | PCT BC Ratio | 0 | 0 | 0 | 0 | 0 | 0 | 0 | 0 | 0 | 0 | 0 | 0 | 0 | 0 | 0 | 0 | 0 | 0 | 0 | 0 | 0 | 0 | 0 | 0 | 0 | 0 | 0 | 0 | 0 | 0
F5_Industrial_Agriculture_New_Process_Natural Gas_Process Heating_E1 | F5 | Industrial | Agriculture | New | Process | Natural Gas | Process Heating | E1 | RIM BC Ratio | 0.9 | 0.9 | 0.9 | 0.9 | 0.9 | 0.9 | 0.9 | 0.9 | 0.9 | 0.9 | 0.9 | 0.9 | 0.9 | 0.9 | 0.9 | 0.9 | 0.9 | 0.9 | 0.9 | 0.9 | 0.9 | 0.9 | 0 | 0 | 0 | 0 | 0 | 0 | 0 | 0
F5_Industrial_Agriculture_New_Process_Natural Gas_Process Heating_E2 | F5 | Industrial | Agriculture | New | Process | Natural Gas | Process Heating | E2 | RIM BC Ratio | 0 | 0 | 0 | 0 | 0 | 0 | 0 | 0 | 0 | 0 | 0 | 0 | 0 | 0 | 0 | 0 | 0 | 0 | 0 | 0 | 0 | 0 | 0 | 0 | 0 | 0 | 0 | 0 | 0 | 0
F5_Industrial_Agriculture_New_Process_Natural Gas_Process Heating_E3 | F5 | Industrial | Agriculture | New | Process | Natural Gas | Process Heating | E3 | RIM BC Ratio | 0 | 0 | 0 | 0 | 0 | 0 | 0 | 0 | 0 | 0 | 0 | 0 | 0 | 0 | 0 | 0 | 0 | 0 | 0 | 0 | 0 | 0 | 0 | 0 | 0 | 0 | 0 | 0 | 0 | 0
F5_Industrial_Agriculture_New_Process_Natural Gas_Process Heating_E4 | F5 | Industrial | Agriculture | New | Process | Natural Gas | Process Heating | E4 | RIM BC Ratio | 0 | 0 | 0 | 0 | 0 | 0 | 0 | 0 | 0 | 0 | 0 | 0 | 0 | 0 | 0 | 0 | 0 | 0 | 0 | 0 | 0 | 0 | 0 | 0 | 0 | 0 | 0 | 0 | 0 | 0
F5_Industrial_Agriculture_New_Process_Natural Gas_Process Heating_E5 | F5 | Industrial | Agriculture | New | Process | Natural Gas | Process Heating | E5 | RIM BC Ratio | 0 | 0 | 0 | 0 | 0 | 0 | 0 | 0 | 0 | 0 | 0 | 0 | 0 | 0 | 0 | 0 | 0 | 0 | 0 | 0 | 0 | 0 | 0 | 0 | 0 | 0 | 0 | 0 | 0 | 0
F5_Industrial_Agriculture_New_Process_Natural Gas_Process Heating_E6 | F5 | Industrial | Agriculture | New | Process | Natural Gas | Process Heating | E6 | RIM BC Ratio | 0 | 0 | 0 | 0 | 0 | 0 | 0 | 0 | 0 | 0 | 0 | 0 | 0 | 0 | 0 | 0 | 0 | 0 | 0 | 0 | 0 | 0 | 0 | 0 | 0 | 0 | 0 | 0 | 0 | 0
F5_Industrial_Agriculture_New_Process_Natural Gas_Process Heating_E7 | F5 | Industrial | Agriculture | New | Process | Natural Gas | Process Heating | E7 | RIM BC Ratio | 0 | 0 | 0 | 0 | 0 | 0 | 0 | 0 | 0 | 0 | 0 | 0 | 0 | 0 | 0 | 0 | 0 | 0 | 0 | 0 | 0 | 0 | 0 | 0 | 0 | 0 | 0 | 0 | 0 | 0
F5_Industrial_Agriculture_New_Process_Natural Gas_Process Heating_E8 | F5 | Industrial | Agriculture | New | Process | Natural Gas | Process Heating | E8 | RIM BC Ratio | 0 | 0 | 0 | 0 | 0 | 0 | 0 | 0 | 0 | 0 | 0 | 0 | 0 | 0 | 0 | 0 | 0 | 0 | 0 | 0 | 0 | 0 | 0 | 0 | 0 | 0 | 0 | 0 | 0 | 0
F5_Industrial_Agriculture_New_Process_Natural Gas_Process Heating_E9 | F5 | Industrial | Agriculture | New | Process | Natural Gas | Process Heating | E9 | RIM BC Ratio | 0 | 0 | 0 | 0 | 0 | 0 | 0 | 0 | 0 | 0 | 0 | 0 | 0 | 0 | 0 | 0 | 0 | 0 | 0 | 0 | 0 | 0 | 0 | 0 | 0 | 0 | 0 | 0 | 0 | 0
F5_Industrial_Agriculture_New_Process_Natural Gas_Process Heating_E10 | F5 | Industrial | Agriculture | New | Process | Natural Gas | Process Heating | E10 | RIM BC Ratio | 0 | 0 | 0 | 0 | 0 | 0 | 0 | 0 | 0 | 0 | 0 | 0 | 0 | 0 | 0 | 0 | 0 | 0 | 0 | 0 | 0 | 0 | 0 | 0 | 0 | 0 | 0 | 0 | 0 | 0
F0_Industrial_Agriculture_New_Process_Natural Gas_Process Cooling_E0 | F0 | Industrial | Agriculture | New | Process | Natural Gas | Process Cooling | E0 | Economic Unit | Standard | Standard | Standard | Standard | Standard | Standard | Standard | Standard | Standard | Standard | Standard | Standard | Standard | Standard | Standard | Standard | Standard | Standard | Standard | Standard | Standard | Standard | 0 | 0 | 0 | 0 | 0 | 0 | 0 | 0
F1_Industrial_Agriculture_New_Process_Natural Gas_Process Cooling_E1 | F1 | Industrial | Agriculture | New | Process | Natural Gas | Process Cooling | E1 | CCE | 0 | 0 | 0 | 0 | 0 | 0 | 0 | 0 | 0 | 0 | 0 | 0 | 0 | 0 | 0 | 0 | 0 | 0 | 0 | 0 | 0 | 0 | 0 | 0 | 0 | 0 | 0 | 0 | 0 | 0
F1_Industrial_Agriculture_New_Process_Natural Gas_Process Cooling_E2 | F1 | Industrial | Agriculture | New | Process | Natural Gas | Process Cooling | E2 | CCE | 0 | 0 | 0 | 0 | 0 | 0 | 0 | 0 | 0 | 0 | 0 | 0 | 0 | 0 | 0 | 0 | 0 | 0 | 0 | 0 | 0 | 0 | 0 | 0 | 0 | 0 | 0 | 0 | 0 | 0
F1_Industrial_Agriculture_New_Process_Natural Gas_Process Cooling_E3 | F1 | Industrial | Agriculture | New | Process | Natural Gas | Process Cooling | E3 | CCE | 0 | 0 | 0 | 0 | 0 | 0 | 0 | 0 | 0 | 0 | 0 | 0 | 0 | 0 | 0 | 0 | 0 | 0 | 0 | 0 | 0 | 0 | 0 | 0 | 0 | 0 | 0 | 0 | 0 | 0
F1_Industrial_Agriculture_New_Process_Natural Gas_Process Cooling_E4 | F1 | Industrial | Agriculture | New | Process | Natural Gas | Process Cooling | E4 | CCE | 0 | 0 | 0 | 0 | 0 | 0 | 0 | 0 | 0 | 0 | 0 | 0 | 0 | 0 | 0 | 0 | 0 | 0 | 0 | 0 | 0 | 0 | 0 | 0 | 0 | 0 | 0 | 0 | 0 | 0
F1_Industrial_Agriculture_New_Process_Natural Gas_Process Cooling_E5 | F1 | Industrial | Agriculture | New | Process | Natural Gas | Process Cooling | E5 | CCE | 0 | 0 | 0 | 0 | 0 | 0 | 0 | 0 | 0 | 0 | 0 | 0 | 0 | 0 | 0 | 0 | 0 | 0 | 0 | 0 | 0 | 0 | 0 | 0 | 0 | 0 | 0 | 0 | 0 | 0
F1_Industrial_Agriculture_New_Process_Natural Gas_Process Cooling_E6 | F1 | Industrial | Agriculture | New | Process | Natural Gas | Process Cooling | E6 | CCE | 0 | 0 | 0 | 0 | 0 | 0 | 0 | 0 | 0 | 0 | 0 | 0 | 0 | 0 | 0 | 0 | 0 | 0 | 0 | 0 | 0 | 0 | 0 | 0 | 0 | 0 | 0 | 0 | 0 | 0
F1_Industrial_Agriculture_New_Process_Natural Gas_Process Cooling_E7 | F1 | Industrial | Agriculture | New | Process | Natural Gas | Process Cooling | E7 | CCE | 0 | 0 | 0 | 0 | 0 | 0 | 0 | 0 | 0 | 0 | 0 | 0 | 0 | 0 | 0 | 0 | 0 | 0 | 0 | 0 | 0 | 0 | 0 | 0 | 0 | 0 | 0 | 0 | 0 | 0
F1_Industrial_Agriculture_New_Process_Natural Gas_Process Cooling_E8 | F1 | Industrial | Agriculture | New | Process | Natural Gas | Process Cooling | E8 | CCE | 0 | 0 | 0 | 0 | 0 | 0 | 0 | 0 | 0 | 0 | 0 | 0 | 0 | 0 | 0 | 0 | 0 | 0 | 0 | 0 | 0 | 0 | 0 | 0 | 0 | 0 | 0 | 0 | 0 | 0
F1_Industrial_Agriculture_New_Process_Natural Gas_Process Cooling_E9 | F1 | Industrial | Agriculture | New | Process | Natural Gas | Process Cooling | E9 | CCE | 0 | 0 | 0 | 0 | 0 | 0 | 0 | 0 | 0 | 0 | 0 | 0 | 0 | 0 | 0 | 0 | 0 | 0 | 0 | 0 | 0 | 0 | 0 | 0 | 0 | 0 | 0 | 0 | 0 | 0
F1_Industrial_Agriculture_New_Process_Natural Gas_Process Cooling_E10 | F1 | Industrial | Agriculture | New | Process | Natural Gas | Process Cooling | E10 | CCE | 0 | 0 | 0 | 0 | 0 | 0 | 0 | 0 | 0 | 0 | 0 | 0 | 0 | 0 | 0 | 0 | 0 | 0 | 0 | 0 | 0 | 0 | 0 | 0 | 0 | 0 | 0 | 0 | 0 | 0
F2_Industrial_Agriculture_New_Process_Natural Gas_Process Cooling_E1 | F2 | Industrial | Agriculture | New | Process | Natural Gas | Process Cooling | E1 | TRC BC Ratio | 0.9 | 0.9 | 0.9 | 0.9 | 0.9 | 0.9 | 0.9 | 0.9 | 0.9 | 0.9 | 0.9 | 0.9 | 0.9 | 0.9 | 0.9 | 0.9 | 0.9 | 0.9 | 0.9 | 0.9 | 0.9 | 0.9 | 0 | 0 | 0 | 0 | 0 | 0 | 0 | 0
F2_Industrial_Agriculture_New_Process_Natural Gas_Process Cooling_E2 | F2 | Industrial | Agriculture | New | Process | Natural Gas | Process Cooling | E2 | TRC BC Ratio | 0 | 0 | 0 | 0 | 0 | 0 | 0 | 0 | 0 | 0 | 0 | 0 | 0 | 0 | 0 | 0 | 0 | 0 | 0 | 0 | 0 | 0 | 0 | 0 | 0 | 0 | 0 | 0 | 0 | 0
F2_Industrial_Agriculture_New_Process_Natural Gas_Process Cooling_E3 | F2 | Industrial | Agriculture | New | Process | Natural Gas | Process Cooling | E3 | TRC BC Ratio | 0 | 0 | 0 | 0 | 0 | 0 | 0 | 0 | 0 | 0 | 0 | 0 | 0 | 0 | 0 | 0 | 0 | 0 | 0 | 0 | 0 | 0 | 0 | 0 | 0 | 0 | 0 | 0 | 0 | 0
F2_Industrial_Agriculture_New_Process_Natural Gas_Process Cooling_E4 | F2 | Industrial | Agriculture | New | Process | Natural Gas | Process Cooling | E4 | TRC BC Ratio | 0 | 0 | 0 | 0 | 0 | 0 | 0 | 0 | 0 | 0 | 0 | 0 | 0 | 0 | 0 | 0 | 0 | 0 | 0 | 0 | 0 | 0 | 0 | 0 | 0 | 0 | 0 | 0 | 0 | 0
F2_Industrial_Agriculture_New_Process_Natural Gas_Process Cooling_E5 | F2 | Industrial | Agriculture | New | Process | Natural Gas | Process Cooling | E5 | TRC BC Ratio | 0 | 0 | 0 | 0 | 0 | 0 | 0 | 0 | 0 | 0 | 0 | 0 | 0 | 0 | 0 | 0 | 0 | 0 | 0 | 0 | 0 | 0 | 0 | 0 | 0 | 0 | 0 | 0 | 0 | 0
F2_Industrial_Agriculture_New_Process_Natural Gas_Process Cooling_E6 | F2 | Industrial | Agriculture | New | Process | Natural Gas | Process Cooling | E6 | TRC BC Ratio | 0 | 0 | 0 | 0 | 0 | 0 | 0 | 0 | 0 | 0 | 0 | 0 | 0 | 0 | 0 | 0 | 0 | 0 | 0 | 0 | 0 | 0 | 0 | 0 | 0 | 0 | 0 | 0 | 0 | 0
F2_Industrial_Agriculture_New_Process_Natural Gas_Process Cooling_E7 | F2 | Industrial | Agriculture | New | Process | Natural Gas | Process Cooling | E7 | TRC BC Ratio | 0 | 0 | 0 | 0 | 0 | 0 | 0 | 0 | 0 | 0 | 0 | 0 | 0 | 0 | 0 | 0 | 0 | 0 | 0 | 0 | 0 | 0 | 0 | 0 | 0 | 0 | 0 | 0 | 0 | 0
F2_Industrial_Agriculture_New_Process_Natural Gas_Process Cooling_E8 | F2 | Industrial | Agriculture | New | Process | Natural Gas | Process Cooling | E8 | TRC BC Ratio | 0 | 0 | 0 | 0 | 0 | 0 | 0 | 0 | 0 | 0 | 0 | 0 | 0 | 0 | 0 | 0 | 0 | 0 | 0 | 0 | 0 | 0 | 0 | 0 | 0 | 0 | 0 | 0 | 0 | 0
F2_Industrial_Agriculture_New_Process_Natural Gas_Process Cooling_E9 | F2 | Industrial | Agriculture | New | Process | Natural Gas | Process Cooling | E9 | TRC BC Ratio | 0 | 0 | 0 | 0 | 0 | 0 | 0 | 0 | 0 | 0 | 0 | 0 | 0 | 0 | 0 | 0 | 0 | 0 | 0 | 0 | 0 | 0 | 0 | 0 | 0 | 0 | 0 | 0 | 0 | 0
F2_Industrial_Agriculture_New_Process_Natural Gas_Process Cooling_E10 | F2 | Industrial | Agriculture | New | Process | Natural Gas | Process Cooling | E10 | TRC BC Ratio | 0 | 0 | 0 | 0 | 0 | 0 | 0 | 0 | 0 | 0 | 0 | 0 | 0 | 0 | 0 | 0 | 0 | 0 | 0 | 0 | 0 | 0 | 0 | 0 | 0 | 0 | 0 | 0 | 0 | 0
F3_Industrial_Agriculture_New_Process_Natural Gas_Process Cooling_E1 | F3 | Industrial | Agriculture | New | Process | Natural Gas | Process Cooling | E1 | PACT BC Ratio | 0.9 | 0.9 | 0.9 | 0.9 | 0.9 | 0.9 | 0.9 | 0.9 | 0.9 | 0.9 | 0.9 | 0.9 | 0.9 | 0.9 | 0.9 | 0.9 | 0.9 | 0.9 | 0.9 | 0.9 | 0.9 | 0.9 | 0 | 0 | 0 | 0 | 0 | 0 | 0 | 0
F3_Industrial_Agriculture_New_Process_Natural Gas_Process Cooling_E2 | F3 | Industrial | Agriculture | New | Process | Natural Gas | Process Cooling | E2 | PACT BC Ratio | 0 | 0 | 0 | 0 | 0 | 0 | 0 | 0 | 0 | 0 | 0 | 0 | 0 | 0 | 0 | 0 | 0 | 0 | 0 | 0 | 0 | 0 | 0 | 0 | 0 | 0 | 0 | 0 | 0 | 0
F3_Industrial_Agriculture_New_Process_Natural Gas_Process Cooling_E3 | F3 | Industrial | Agriculture | New | Process | Natural Gas | Process Cooling | E3 | PACT BC Ratio | 0 | 0 | 0 | 0 | 0 | 0 | 0 | 0 | 0 | 0 | 0 | 0 | 0 | 0 | 0 | 0 | 0 | 0 | 0 | 0 | 0 | 0 | 0 | 0 | 0 | 0 | 0 | 0 | 0 | 0
F3_Industrial_Agriculture_New_Process_Natural Gas_Process Cooling_E4 | F3 | Industrial | Agriculture | New | Process | Natural Gas | Process Cooling | E4 | PACT BC Ratio | 0 | 0 | 0 | 0 | 0 | 0 | 0 | 0 | 0 | 0 | 0 | 0 | 0 | 0 | 0 | 0 | 0 | 0 | 0 | 0 | 0 | 0 | 0 | 0 | 0 | 0 | 0 | 0 | 0 | 0
F3_Industrial_Agriculture_New_Process_Natural Gas_Process Cooling_E5 | F3 | Industrial | Agriculture | New | Process | Natural Gas | Process Cooling | E5 | PACT BC Ratio | 0 | 0 | 0 | 0 | 0 | 0 | 0 | 0 | 0 | 0 | 0 | 0 | 0 | 0 | 0 | 0 | 0 | 0 | 0 | 0 | 0 | 0 | 0 | 0 | 0 | 0 | 0 | 0 | 0 | 0
F3_Industrial_Agriculture_New_Process_Natural Gas_Process Cooling_E6 | F3 | Industrial | Agriculture | New | Process | Natural Gas | Process Cooling | E6 | PACT BC Ratio | 0 | 0 | 0 | 0 | 0 | 0 | 0 | 0 | 0 | 0 | 0 | 0 | 0 | 0 | 0 | 0 | 0 | 0 | 0 | 0 | 0 | 0 | 0 | 0 | 0 | 0 | 0 | 0 | 0 | 0
F3_Industrial_Agriculture_New_Process_Natural Gas_Process Cooling_E7 | F3 | Industrial | Agriculture | New | Process | Natural Gas | Process Cooling | E7 | PACT BC Ratio | 0 | 0 | 0 | 0 | 0 | 0 | 0 | 0 | 0 | 0 | 0 | 0 | 0 | 0 | 0 | 0 | 0 | 0 | 0 | 0 | 0 | 0 | 0 | 0 | 0 | 0 | 0 | 0 | 0 | 0
F3_Industrial_Agriculture_New_Process_Natural Gas_Process Cooling_E8 | F3 | Industrial | Agriculture | New | Process | Natural Gas | Process Cooling | E8 | PACT BC Ratio | 0 | 0 | 0 | 0 | 0 | 0 | 0 | 0 | 0 | 0 | 0 | 0 | 0 | 0 | 0 | 0 | 0 | 0 | 0 | 0 | 0 | 0 | 0 | 0 | 0 | 0 | 0 | 0 | 0 | 0
F3_Industrial_Agriculture_New_Process_Natural Gas_Process Cooling_E9 | F3 | Industrial | Agriculture | New | Process | Natural Gas | Process Cooling | E9 | PACT BC Ratio | 0 | 0 | 0 | 0 | 0 | 0 | 0 | 0 | 0 | 0 | 0 | 0 | 0 | 0 | 0 | 0 | 0 | 0 | 0 | 0 | 0 | 0 | 0 | 0 | 0 | 0 | 0 | 0 | 0 | 0
F3_Industrial_Agriculture_New_Process_Natural Gas_Process Cooling_E10 | F3 | Industrial | Agriculture | New | Process | Natural Gas | Process Cooling | E10 | PACT BC Ratio | 0 | 0 | 0 | 0 | 0 | 0 | 0 | 0 | 0 | 0 | 0 | 0 | 0 | 0 | 0 | 0 | 0 | 0 | 0 | 0 | 0 | 0 | 0 | 0 | 0 | 0 | 0 | 0 | 0 | 0
F4_Industrial_Agriculture_New_Process_Natural Gas_Process Cooling_E1 | F4 | Industrial | Agriculture | New | Process | Natural Gas | Process Cooling | E1 | PCT BC Ratio | 0.9 | 0.9 | 0.9 | 0.9 | 0.9 | 0.9 | 0.9 | 0.9 | 0.9 | 0.9 | 0.9 | 0.9 | 0.9 | 0.9 | 0.9 | 0.9 | 0.9 | 0.9 | 0.9 | 0.9 | 0.9 | 0.9 | 0 | 0 | 0 | 0 | 0 | 0 | 0 | 0
F4_Industrial_Agriculture_New_Process_Natural Gas_Process Cooling_E2 | F4 | Industrial | Agriculture | New | Process | Natural Gas | Process Cooling | E2 | PCT BC Ratio | 0 | 0 | 0 | 0 | 0 | 0 | 0 | 0 | 0 | 0 | 0 | 0 | 0 | 0 | 0 | 0 | 0 | 0 | 0 | 0 | 0 | 0 | 0 | 0 | 0 | 0 | 0 | 0 | 0 | 0
F4_Industrial_Agriculture_New_Process_Natural Gas_Process Cooling_E3 | F4 | Industrial | Agriculture | New | Process | Natural Gas | Process Cooling | E3 | PCT BC Ratio | 0 | 0 | 0 | 0 | 0 | 0 | 0 | 0 | 0 | 0 | 0 | 0 | 0 | 0 | 0 | 0 | 0 | 0 | 0 | 0 | 0 | 0 | 0 | 0 | 0 | 0 | 0 | 0 | 0 | 0
F4_Industrial_Agriculture_New_Process_Natural Gas_Process Cooling_E4 | F4 | Industrial | Agriculture | New | Process | Natural Gas | Process Cooling | E4 | PCT BC Ratio | 0 | 0 | 0 | 0 | 0 | 0 | 0 | 0 | 0 | 0 | 0 | 0 | 0 | 0 | 0 | 0 | 0 | 0 | 0 | 0 | 0 | 0 | 0 | 0 | 0 | 0 | 0 | 0 | 0 | 0
F4_Industrial_Agriculture_New_Process_Natural Gas_Process Cooling_E5 | F4 | Industrial | Agriculture | New | Process | Natural Gas | Process Cooling | E5 | PCT BC Ratio | 0 | 0 | 0 | 0 | 0 | 0 | 0 | 0 | 0 | 0 | 0 | 0 | 0 | 0 | 0 | 0 | 0 | 0 | 0 | 0 | 0 | 0 | 0 | 0 | 0 | 0 | 0 | 0 | 0 | 0
F4_Industrial_Agriculture_New_Process_Natural Gas_Process Cooling_E6 | F4 | Industrial | Agriculture | New | Process | Natural Gas | Process Cooling | E6 | PCT BC Ratio | 0 | 0 | 0 | 0 | 0 | 0 | 0 | 0 | 0 | 0 | 0 | 0 | 0 | 0 | 0 | 0 | 0 | 0 | 0 | 0 | 0 | 0 | 0 | 0 | 0 | 0 | 0 | 0 | 0 | 0
F4_Industrial_Agriculture_New_Process_Natural Gas_Process Cooling_E7 | F4 | Industrial | Agriculture | New | Process | Natural Gas | Process Cooling | E7 | PCT BC Ratio | 0 | 0 | 0 | 0 | 0 | 0 | 0 | 0 | 0 | 0 | 0 | 0 | 0 | 0 | 0 | 0 | 0 | 0 | 0 | 0 | 0 | 0 | 0 | 0 | 0 | 0 | 0 | 0 | 0 | 0
F4_Industrial_Agriculture_New_Process_Natural Gas_Process Cooling_E8 | F4 | Industrial | Agriculture | New | Process | Natural Gas | Process Cooling | E8 | PCT BC Ratio | 0 | 0 | 0 | 0 | 0 | 0 | 0 | 0 | 0 | 0 | 0 | 0 | 0 | 0 | 0 | 0 | 0 | 0 | 0 | 0 | 0 | 0 | 0 | 0 | 0 | 0 | 0 | 0 | 0 | 0
F4_Industrial_Agriculture_New_Process_Natural Gas_Process Cooling_E9 | F4 | Industrial | Agriculture | New | Process | Natural Gas | Process Cooling | E9 | PCT BC Ratio | 0 | 0 | 0 | 0 | 0 | 0 | 0 | 0 | 0 | 0 | 0 | 0 | 0 | 0 | 0 | 0 | 0 | 0 | 0 | 0 | 0 | 0 | 0 | 0 | 0 | 0 | 0 | 0 | 0 | 0
F4_Industrial_Agriculture_New_Process_Natural Gas_Process Cooling_E10 | F4 | Industrial | Agriculture | New | Process | Natural Gas | Process Cooling | E10 | PCT BC Ratio | 0 | 0 | 0 | 0 | 0 | 0 | 0 | 0 | 0 | 0 | 0 | 0 | 0 | 0 | 0 | 0 | 0 | 0 | 0 | 0 | 0 | 0 | 0 | 0 | 0 | 0 | 0 | 0 | 0 | 0
F5_Industrial_Agriculture_New_Process_Natural Gas_Process Cooling_E1 | F5 | Industrial | Agriculture | New | Process | Natural Gas | Process Cooling | E1 | RIM BC Ratio | 0.9 | 0.9 | 0.9 | 0.9 | 0.9 | 0.9 | 0.9 | 0.9 | 0.9 | 0.9 | 0.9 | 0.9 | 0.9 | 0.9 | 0.9 | 0.9 | 0.9 | 0.9 | 0.9 | 0.9 | 0.9 | 0.9 | 0 | 0 | 0 | 0 | 0 | 0 | 0 | 0
F5_Industrial_Agriculture_New_Process_Natural Gas_Process Cooling_E2 | F5 | Industrial | Agriculture | New | Process | Natural Gas | Process Cooling | E2 | RIM BC Ratio | 0 | 0 | 0 | 0 | 0 | 0 | 0 | 0 | 0 | 0 | 0 | 0 | 0 | 0 | 0 | 0 | 0 | 0 | 0 | 0 | 0 | 0 | 0 | 0 | 0 | 0 | 0 | 0 | 0 | 0
F5_Industrial_Agriculture_New_Process_Natural Gas_Process Cooling_E3 | F5 | Industrial | Agriculture | New | Process | Natural Gas | Process Cooling | E3 | RIM BC Ratio | 0 | 0 | 0 | 0 | 0 | 0 | 0 | 0 | 0 | 0 | 0 | 0 | 0 | 0 | 0 | 0 | 0 | 0 | 0 | 0 | 0 | 0 | 0 | 0 | 0 | 0 | 0 | 0 | 0 | 0
F5_Industrial_Agriculture_New_Process_Natural Gas_Process Cooling_E4 | F5 | Industrial | Agriculture | New | Process | Natural Gas | Process Cooling | E4 | RIM BC Ratio | 0 | 0 | 0 | 0 | 0 | 0 | 0 | 0 | 0 | 0 | 0 | 0 | 0 | 0 | 0 | 0 | 0 | 0 | 0 | 0 | 0 | 0 | 0 | 0 | 0 | 0 | 0 | 0 | 0 | 0
F5_Industrial_Agriculture_New_Process_Natural Gas_Process Cooling_E5 | F5 | Industrial | Agriculture | New | Process | Natural Gas | Process Cooling | E5 | RIM BC Ratio | 0 | 0 | 0 | 0 | 0 | 0 | 0 | 0 | 0 | 0 | 0 | 0 | 0 | 0 | 0 | 0 | 0 | 0 | 0 | 0 | 0 | 0 | 0 | 0 | 0 | 0 | 0 | 0 | 0 | 0
F5_Industrial_Agriculture_New_Process_Natural Gas_Process Cooling_E6 | F5 | Industrial | Agriculture | New | Process | Natural Gas | Process Cooling | E6 | RIM BC Ratio | 0 | 0 | 0 | 0 | 0 | 0 | 0 | 0 | 0 | 0 | 0 | 0 | 0 | 0 | 0 | 0 | 0 | 0 | 0 | 0 | 0 | 0 | 0 | 0 | 0 | 0 | 0 | 0 | 0 | 0
F5_Industrial_Agriculture_New_Process_Natural Gas_Process Cooling_E7 | F5 | Industrial | Agriculture | New | Process | Natural Gas | Process Cooling | E7 | RIM BC Ratio | 0 | 0 | 0 | 0 | 0 | 0 | 0 | 0 | 0 | 0 | 0 | 0 | 0 | 0 | 0 | 0 | 0 | 0 | 0 | 0 | 0 | 0 | 0 | 0 | 0 | 0 | 0 | 0 | 0 | 0
F5_Industrial_Agriculture_New_Process_Natural Gas_Process Cooling_E8 | F5 | Industrial | Agriculture | New | Process | Natural Gas | Process Cooling | E8 | RIM BC Ratio | 0 | 0 | 0 | 0 | 0 | 0 | 0 | 0 | 0 | 0 | 0 | 0 | 0 | 0 | 0 | 0 | 0 | 0 | 0 | 0 | 0 | 0 | 0 | 0 | 0 | 0 | 0 | 0 | 0 | 0
F5_Industrial_Agriculture_New_Process_Natural Gas_Process Cooling_E9 | F5 | Industrial | Agriculture | New | Process | Natural Gas | Process Cooling | E9 | RIM BC Ratio | 0 | 0 | 0 | 0 | 0 | 0 | 0 | 0 | 0 | 0 | 0 | 0 | 0 | 0 | 0 | 0 | 0 | 0 | 0 | 0 | 0 | 0 | 0 | 0 | 0 | 0 | 0 | 0 | 0 | 0
F5_Industrial_Agriculture_New_Process_Natural Gas_Process Cooling_E10 | F5 | Industrial | Agriculture | New | Process | Natural Gas | Process Cooling | E10 | RIM BC Ratio | 0 | 0 | 0 | 0 | 0 | 0 | 0 | 0 | 0 | 0 | 0 | 0 | 0 | 0 | 0 | 0 | 0 | 0 | 0 | 0 | 0 | 0 | 0 | 0 | 0 | 0 | 0 | 0 | 0 | 0
F0_Industrial_Agriculture_New_Process_Natural Gas_Other Process_E0 | F0 | Industrial | Agriculture | New | Process | Natural Gas | Other Process | E0 | Economic Unit | Standard | Standard | Standard | Standard | Standard | Standard | Standard | Standard | Standard | Standard | Standard | Standard | Standard | Standard | Standard | Standard | Standard | Standard | Standard | Standard | Standard | Standard | 0 | 0 | 0 | 0 | 0 | 0 | 0 | 0
F1_Industrial_Agriculture_New_Process_Natural Gas_Other Process_E1 | F1 | Industrial | Agriculture | New | Process | Natural Gas | Other Process | E1 | CCE | 0 | 0 | 0 | 0 | 0 | 0 | 0 | 0 | 0 | 0 | 0 | 0 | 0 | 0 | 0 | 0 | 0 | 0 | 0 | 0 | 0 | 0 | 0 | 0 | 0 | 0 | 0 | 0 | 0 | 0
F1_Industrial_Agriculture_New_Process_Natural Gas_Other Process_E2 | F1 | Industrial | Agriculture | New | Process | Natural Gas | Other Process | E2 | CCE | 0 | 0 | 0 | 0 | 0 | 0 | 0 | 0 | 0 | 0 | 0 | 0 | 0 | 0 | 0 | 0 | 0 | 0 | 0 | 0 | 0 | 0 | 0 | 0 | 0 | 0 | 0 | 0 | 0 | 0
F1_Industrial_Agriculture_New_Process_Natural Gas_Other Process_E3 | F1 | Industrial | Agriculture | New | Process | Natural Gas | Other Process | E3 | CCE | 0 | 0 | 0 | 0 | 0 | 0 | 0 | 0 | 0 | 0 | 0 | 0 | 0 | 0 | 0 | 0 | 0 | 0 | 0 | 0 | 0 | 0 | 0 | 0 | 0 | 0 | 0 | 0 | 0 | 0
F1_Industrial_Agriculture_New_Process_Natural Gas_Other Process_E4 | F1 | Industrial | Agriculture | New | Process | Natural Gas | Other Process | E4 | CCE | 0 | 0 | 0 | 0 | 0 | 0 | 0 | 0 | 0 | 0 | 0 | 0 | 0 | 0 | 0 | 0 | 0 | 0 | 0 | 0 | 0 | 0 | 0 | 0 | 0 | 0 | 0 | 0 | 0 | 0
F1_Industrial_Agriculture_New_Process_Natural Gas_Other Process_E5 | F1 | Industrial | Agriculture | New | Process | Natural Gas | Other Process | E5 | CCE | 0 | 0 | 0 | 0 | 0 | 0 | 0 | 0 | 0 | 0 | 0 | 0 | 0 | 0 | 0 | 0 | 0 | 0 | 0 | 0 | 0 | 0 | 0 | 0 | 0 | 0 | 0 | 0 | 0 | 0
F1_Industrial_Agriculture_New_Process_Natural Gas_Other Process_E6 | F1 | Industrial | Agriculture | New | Process | Natural Gas | Other Process | E6 | CCE | 0 | 0 | 0 | 0 | 0 | 0 | 0 | 0 | 0 | 0 | 0 | 0 | 0 | 0 | 0 | 0 | 0 | 0 | 0 | 0 | 0 | 0 | 0 | 0 | 0 | 0 | 0 | 0 | 0 | 0
F1_Industrial_Agriculture_New_Process_Natural Gas_Other Process_E7 | F1 | Industrial | Agriculture | New | Process | Natural Gas | Other Process | E7 | CCE | 0 | 0 | 0 | 0 | 0 | 0 | 0 | 0 | 0 | 0 | 0 | 0 | 0 | 0 | 0 | 0 | 0 | 0 | 0 | 0 | 0 | 0 | 0 | 0 | 0 | 0 | 0 | 0 | 0 | 0
F1_Industrial_Agriculture_New_Process_Natural Gas_Other Process_E8 | F1 | Industrial | Agriculture | New | Process | Natural Gas | Other Process | E8 | CCE | 0 | 0 | 0 | 0 | 0 | 0 | 0 | 0 | 0 | 0 | 0 | 0 | 0 | 0 | 0 | 0 | 0 | 0 | 0 | 0 | 0 | 0 | 0 | 0 | 0 | 0 | 0 | 0 | 0 | 0
F1_Industrial_Agriculture_New_Process_Natural Gas_Other Process_E9 | F1 | Industrial | Agriculture | New | Process | Natural Gas | Other Process | E9 | CCE | 0 | 0 | 0 | 0 | 0 | 0 | 0 | 0 | 0 | 0 | 0 | 0 | 0 | 0 | 0 | 0 | 0 | 0 | 0 | 0 | 0 | 0 | 0 | 0 | 0 | 0 | 0 | 0 | 0 | 0
F1_Industrial_Agriculture_New_Process_Natural Gas_Other Process_E10 | F1 | Industrial | Agriculture | New | Process | Natural Gas | Other Process | E10 | CCE | 0 | 0 | 0 | 0 | 0 | 0 | 0 | 0 | 0 | 0 | 0 | 0 | 0 | 0 | 0 | 0 | 0 | 0 | 0 | 0 | 0 | 0 | 0 | 0 | 0 | 0 | 0 | 0 | 0 | 0
F2_Industrial_Agriculture_New_Process_Natural Gas_Other Process_E1 | F2 | Industrial | Agriculture | New | Process | Natural Gas | Other Process | E1 | TRC BC Ratio | 0.9 | 0.9 | 0.9 | 0.9 | 0.9 | 0.9 | 0.9 | 0.9 | 0.9 | 0.9 | 0.9 | 0.9 | 0.9 | 0.9 | 0.9 | 0.9 | 0.9 | 0.9 | 0.9 | 0.9 | 0.9 | 0.9 | 0 | 0 | 0 | 0 | 0 | 0 | 0 | 0
F2_Industrial_Agriculture_New_Process_Natural Gas_Other Process_E2 | F2 | Industrial | Agriculture | New | Process | Natural Gas | Other Process | E2 | TRC BC Ratio | 0 | 0 | 0 | 0 | 0 | 0 | 0 | 0 | 0 | 0 | 0 | 0 | 0 | 0 | 0 | 0 | 0 | 0 | 0 | 0 | 0 | 0 | 0 | 0 | 0 | 0 | 0 | 0 | 0 | 0
F2_Industrial_Agriculture_New_Process_Natural Gas_Other Process_E3 | F2 | Industrial | Agriculture | New | Process | Natural Gas | Other Process | E3 | TRC BC Ratio | 0 | 0 | 0 | 0 | 0 | 0 | 0 | 0 | 0 | 0 | 0 | 0 | 0 | 0 | 0 | 0 | 0 | 0 | 0 | 0 | 0 | 0 | 0 | 0 | 0 | 0 | 0 | 0 | 0 | 0
F2_Industrial_Agriculture_New_Process_Natural Gas_Other Process_E4 | F2 | Industrial | Agriculture | New | Process | Natural Gas | Other Process | E4 | TRC BC Ratio | 0 | 0 | 0 | 0 | 0 | 0 | 0 | 0 | 0 | 0 | 0 | 0 | 0 | 0 | 0 | 0 | 0 | 0 | 0 | 0 | 0 | 0 | 0 | 0 | 0 | 0 | 0 | 0 | 0 | 0
F2_Industrial_Agriculture_New_Process_Natural Gas_Other Process_E5 | F2 | Industrial | Agriculture | New | Process | Natural Gas | Other Process | E5 | TRC BC Ratio | 0 | 0 | 0 | 0 | 0 | 0 | 0 | 0 | 0 | 0 | 0 | 0 | 0 | 0 | 0 | 0 | 0 | 0 | 0 | 0 | 0 | 0 | 0 | 0 | 0 | 0 | 0 | 0 | 0 | 0
F2_Industrial_Agriculture_New_Process_Natural Gas_Other Process_E6 | F2 | Industrial | Agriculture | New | Process | Natural Gas | Other Process | E6 | TRC BC Ratio | 0 | 0 | 0 | 0 | 0 | 0 | 0 | 0 | 0 | 0 | 0 | 0 | 0 | 0 | 0 | 0 | 0 | 0 | 0 | 0 | 0 | 0 | 0 | 0 | 0 | 0 | 0 | 0 | 0 | 0
F2_Industrial_Agriculture_New_Process_Natural Gas_Other Process_E7 | F2 | Industrial | Agriculture | New | Process | Natural Gas | Other Process | E7 | TRC BC Ratio | 0 | 0 | 0 | 0 | 0 | 0 | 0 | 0 | 0 | 0 | 0 | 0 | 0 | 0 | 0 | 0 | 0 | 0 | 0 | 0 | 0 | 0 | 0 | 0 | 0 | 0 | 0 | 0 | 0 | 0
F2_Industrial_Agriculture_New_Process_Natural Gas_Other Process_E8 | F2 | Industrial | Agriculture | New | Process | Natural Gas | Other Process | E8 | TRC BC Ratio | 0 | 0 | 0 | 0 | 0 | 0 | 0 | 0 | 0 | 0 | 0 | 0 | 0 | 0 | 0 | 0 | 0 | 0 | 0 | 0 | 0 | 0 | 0 | 0 | 0 | 0 | 0 | 0 | 0 | 0
F2_Industrial_Agriculture_New_Process_Natural Gas_Other Process_E9 | F2 | Industrial | Agriculture | New | Process | Natural Gas | Other Process | E9 | TRC BC Ratio | 0 | 0 | 0 | 0 | 0 | 0 | 0 | 0 | 0 | 0 | 0 | 0 | 0 | 0 | 0 | 0 | 0 | 0 | 0 | 0 | 0 | 0 | 0 | 0 | 0 | 0 | 0 | 0 | 0 | 0
F2_Industrial_Agriculture_New_Process_Natural Gas_Other Process_E10 | F2 | Industrial | Agriculture | New | Process | Natural Gas | Other Process | E10 | TRC BC Ratio | 0 | 0 | 0 | 0 | 0 | 0 | 0 | 0 | 0 | 0 | 0 | 0 | 0 | 0 | 0 | 0 | 0 | 0 | 0 | 0 | 0 | 0 | 0 | 0 | 0 | 0 | 0 | 0 | 0 | 0
F3_Industrial_Agriculture_New_Process_Natural Gas_Other Process_E1 | F3 | Industrial | Agriculture | New | Process | Natural Gas | Other Process | E1 | PACT BC Ratio | 0.9 | 0.9 | 0.9 | 0.9 | 0.9 | 0.9 | 0.9 | 0.9 | 0.9 | 0.9 | 0.9 | 0.9 | 0.9 | 0.9 | 0.9 | 0.9 | 0.9 | 0.9 | 0.9 | 0.9 | 0.9 | 0.9 | 0 | 0 | 0 | 0 | 0 | 0 | 0 | 0
F3_Industrial_Agriculture_New_Process_Natural Gas_Other Process_E2 | F3 | Industrial | Agriculture | New | Process | Natural Gas | Other Process | E2 | PACT BC Ratio | 0 | 0 | 0 | 0 | 0 | 0 | 0 | 0 | 0 | 0 | 0 | 0 | 0 | 0 | 0 | 0 | 0 | 0 | 0 | 0 | 0 | 0 | 0 | 0 | 0 | 0 | 0 | 0 | 0 | 0
F3_Industrial_Agriculture_New_Process_Natural Gas_Other Process_E3 | F3 | Industrial | Agriculture | New | Process | Natural Gas | Other Process | E3 | PACT BC Ratio | 0 | 0 | 0 | 0 | 0 | 0 | 0 | 0 | 0 | 0 | 0 | 0 | 0 | 0 | 0 | 0 | 0 | 0 | 0 | 0 | 0 | 0 | 0 | 0 | 0 | 0 | 0 | 0 | 0 | 0
F3_Industrial_Agriculture_New_Process_Natural Gas_Other Process_E4 | F3 | Industrial | Agriculture | New | Process | Natural Gas | Other Process | E4 | PACT BC Ratio | 0 | 0 | 0 | 0 | 0 | 0 | 0 | 0 | 0 | 0 | 0 | 0 | 0 | 0 | 0 | 0 | 0 | 0 | 0 | 0 | 0 | 0 | 0 | 0 | 0 | 0 | 0 | 0 | 0 | 0
F3_Industrial_Agriculture_New_Process_Natural Gas_Other Process_E5 | F3 | Industrial | Agriculture | New | Process | Natural Gas | Other Process | E5 | PACT BC Ratio | 0 | 0 | 0 | 0 | 0 | 0 | 0 | 0 | 0 | 0 | 0 | 0 | 0 | 0 | 0 | 0 | 0 | 0 | 0 | 0 | 0 | 0 | 0 | 0 | 0 | 0 | 0 | 0 | 0 | 0
F3_Industrial_Agriculture_New_Process_Natural Gas_Other Process_E6 | F3 | Industrial | Agriculture | New | Process | Natural Gas | Other Process | E6 | PACT BC Ratio | 0 | 0 | 0 | 0 | 0 | 0 | 0 | 0 | 0 | 0 | 0 | 0 | 0 | 0 | 0 | 0 | 0 | 0 | 0 | 0 | 0 | 0 | 0 | 0 | 0 | 0 | 0 | 0 | 0 | 0
F3_Industrial_Agriculture_New_Process_Natural Gas_Other Process_E7 | F3 | Industrial | Agriculture | New | Process | Natural Gas | Other Process | E7 | PACT BC Ratio | 0 | 0 | 0 | 0 | 0 | 0 | 0 | 0 | 0 | 0 | 0 | 0 | 0 | 0 | 0 | 0 | 0 | 0 | 0 | 0 | 0 | 0 | 0 | 0 | 0 | 0 | 0 | 0 | 0 | 0
F3_Industrial_Agriculture_New_Process_Natural Gas_Other Process_E8 | F3 | Industrial | Agriculture | New | Process | Natural Gas | Other Process | E8 | PACT BC Ratio | 0 | 0 | 0 | 0 | 0 | 0 | 0 | 0 | 0 | 0 | 0 | 0 | 0 | 0 | 0 | 0 | 0 | 0 | 0 | 0 | 0 | 0 | 0 | 0 | 0 | 0 | 0 | 0 | 0 | 0
F3_Industrial_Agriculture_New_Process_Natural Gas_Other Process_E9 | F3 | Industrial | Agriculture | New | Process | Natural Gas | Other Process | E9 | PACT BC Ratio | 0 | 0 | 0 | 0 | 0 | 0 | 0 | 0 | 0 | 0 | 0 | 0 | 0 | 0 | 0 | 0 | 0 | 0 | 0 | 0 | 0 | 0 | 0 | 0 | 0 | 0 | 0 | 0 | 0 | 0
F3_Industrial_Agriculture_New_Process_Natural Gas_Other Process_E10 | F3 | Industrial | Agriculture | New | Process | Natural Gas | Other Process | E10 | PACT BC Ratio | 0 | 0 | 0 | 0 | 0 | 0 | 0 | 0 | 0 | 0 | 0 | 0 | 0 | 0 | 0 | 0 | 0 | 0 | 0 | 0 | 0 | 0 | 0 | 0 | 0 | 0 | 0 | 0 | 0 | 0
F4_Industrial_Agriculture_New_Process_Natural Gas_Other Process_E1 | F4 | Industrial | Agriculture | New | Process | Natural Gas | Other Process | E1 | PCT BC Ratio | 0.9 | 0.9 | 0.9 | 0.9 | 0.9 | 0.9 | 0.9 | 0.9 | 0.9 | 0.9 | 0.9 | 0.9 | 0.9 | 0.9 | 0.9 | 0.9 | 0.9 | 0.9 | 0.9 | 0.9 | 0.9 | 0.9 | 0 | 0 | 0 | 0 | 0 | 0 | 0 | 0
F4_Industrial_Agriculture_New_Process_Natural Gas_Other Process_E2 | F4 | Industrial | Agriculture | New | Process | Natural Gas | Other Process | E2 | PCT BC Ratio | 0 | 0 | 0 | 0 | 0 | 0 | 0 | 0 | 0 | 0 | 0 | 0 | 0 | 0 | 0 | 0 | 0 | 0 | 0 | 0 | 0 | 0 | 0 | 0 | 0 | 0 | 0 | 0 | 0 | 0
F4_Industrial_Agriculture_New_Process_Natural Gas_Other Process_E3 | F4 | Industrial | Agriculture | New | Process | Natural Gas | Other Process | E3 | PCT BC Ratio | 0 | 0 | 0 | 0 | 0 | 0 | 0 | 0 | 0 | 0 | 0 | 0 | 0 | 0 | 0 | 0 | 0 | 0 | 0 | 0 | 0 | 0 | 0 | 0 | 0 | 0 | 0 | 0 | 0 | 0
F4_Industrial_Agriculture_New_Process_Natural Gas_Other Process_E4 | F4 | Industrial | Agriculture | New | Process | Natural Gas | Other Process | E4 | PCT BC Ratio | 0 | 0 | 0 | 0 | 0 | 0 | 0 | 0 | 0 | 0 | 0 | 0 | 0 | 0 | 0 | 0 | 0 | 0 | 0 | 0 | 0 | 0 | 0 | 0 | 0 | 0 | 0 | 0 | 0 | 0
F4_Industrial_Agriculture_New_Process_Natural Gas_Other Process_E5 | F4 | Industrial | Agriculture | New | Process | Natural Gas | Other Process | E5 | PCT BC Ratio | 0 | 0 | 0 | 0 | 0 | 0 | 0 | 0 | 0 | 0 | 0 | 0 | 0 | 0 | 0 | 0 | 0 | 0 | 0 | 0 | 0 | 0 | 0 | 0 | 0 | 0 | 0 | 0 | 0 | 0
F4_Industrial_Agriculture_New_Process_Natural Gas_Other Process_E6 | F4 | Industrial | Agriculture | New | Process | Natural Gas | Other Process | E6 | PCT BC Ratio | 0 | 0 | 0 | 0 | 0 | 0 | 0 | 0 | 0 | 0 | 0 | 0 | 0 | 0 | 0 | 0 | 0 | 0 | 0 | 0 | 0 | 0 | 0 | 0 | 0 | 0 | 0 | 0 | 0 | 0
F4_Industrial_Agriculture_New_Process_Natural Gas_Other Process_E7 | F4 | Industrial | Agriculture | New | Process | Natural Gas | Other Process | E7 | PCT BC Ratio | 0 | 0 | 0 | 0 | 0 | 0 | 0 | 0 | 0 | 0 | 0 | 0 | 0 | 0 | 0 | 0 | 0 | 0 | 0 | 0 | 0 | 0 | 0 | 0 | 0 | 0 | 0 | 0 | 0 | 0
F4_Industrial_Agriculture_New_Process_Natural Gas_Other Process_E8 | F4 | Industrial | Agriculture | New | Process | Natural Gas | Other Process | E8 | PCT BC Ratio | 0 | 0 | 0 | 0 | 0 | 0 | 0 | 0 | 0 | 0 | 0 | 0 | 0 | 0 | 0 | 0 | 0 | 0 | 0 | 0 | 0 | 0 | 0 | 0 | 0 | 0 | 0 | 0 | 0 | 0
F4_Industrial_Agriculture_New_Process_Natural Gas_Other Process_E9 | F4 | Industrial | Agriculture | New | Process | Natural Gas | Other Process | E9 | PCT BC Ratio | 0 | 0 | 0 | 0 | 0 | 0 | 0 | 0 | 0 | 0 | 0 | 0 | 0 | 0 | 0 | 0 | 0 | 0 | 0 | 0 | 0 | 0 | 0 | 0 | 0 | 0 | 0 | 0 | 0 | 0
F4_Industrial_Agriculture_New_Process_Natural Gas_Other Process_E10 | F4 | Industrial | Agriculture | New | Process | Natural Gas | Other Process | E10 | PCT BC Ratio | 0 | 0 | 0 | 0 | 0 | 0 | 0 | 0 | 0 | 0 | 0 | 0 | 0 | 0 | 0 | 0 | 0 | 0 | 0 | 0 | 0 | 0 | 0 | 0 | 0 | 0 | 0 | 0 | 0 | 0
F5_Industrial_Agriculture_New_Process_Natural Gas_Other Process_E1 | F5 | Industrial | Agriculture | New | Process | Natural Gas | Other Process | E1 | RIM BC Ratio | 0.9 | 0.9 | 0.9 | 0.9 | 0.9 | 0.9 | 0.9 | 0.9 | 0.9 | 0.9 | 0.9 | 0.9 | 0.9 | 0.9 | 0.9 | 0.9 | 0.9 | 0.9 | 0.9 | 0.9 | 0.9 | 0.9 | 0 | 0 | 0 | 0 | 0 | 0 | 0 | 0
F5_Industrial_Agriculture_New_Process_Natural Gas_Other Process_E2 | F5 | Industrial | Agriculture | New | Process | Natural Gas | Other Process | E2 | RIM BC Ratio | 0 | 0 | 0 | 0 | 0 | 0 | 0 | 0 | 0 | 0 | 0 | 0 | 0 | 0 | 0 | 0 | 0 | 0 | 0 | 0 | 0 | 0 | 0 | 0 | 0 | 0 | 0 | 0 | 0 | 0
F5_Industrial_Agriculture_New_Process_Natural Gas_Other Process_E3 | F5 | Industrial | Agriculture | New | Process | Natural Gas | Other Process | E3 | RIM BC Ratio | 0 | 0 | 0 | 0 | 0 | 0 | 0 | 0 | 0 | 0 | 0 | 0 | 0 | 0 | 0 | 0 | 0 | 0 | 0 | 0 | 0 | 0 | 0 | 0 | 0 | 0 | 0 | 0 | 0 | 0
F5_Industrial_Agriculture_New_Process_Natural Gas_Other Process_E4 | F5 | Industrial | Agriculture | New | Process | Natural Gas | Other Process | E4 | RIM BC Ratio | 0 | 0 | 0 | 0 | 0 | 0 | 0 | 0 | 0 | 0 | 0 | 0 | 0 | 0 | 0 | 0 | 0 | 0 | 0 | 0 | 0 | 0 | 0 | 0 | 0 | 0 | 0 | 0 | 0 | 0
F5_Industrial_Agriculture_New_Process_Natural Gas_Other Process_E5 | F5 | Industrial | Agriculture | New | Process | Natural Gas | Other Process | E5 | RIM BC Ratio | 0 | 0 | 0 | 0 | 0 | 0 | 0 | 0 | 0 | 0 | 0 | 0 | 0 | 0 | 0 | 0 | 0 | 0 | 0 | 0 | 0 | 0 | 0 | 0 | 0 | 0 | 0 | 0 | 0 | 0
F5_Industrial_Agriculture_New_Process_Natural Gas_Other Process_E6 | F5 | Industrial | Agriculture | New | Process | Natural Gas | Other Process | E6 | RIM BC Ratio | 0 | 0 | 0 | 0 | 0 | 0 | 0 | 0 | 0 | 0 | 0 | 0 | 0 | 0 | 0 | 0 | 0 | 0 | 0 | 0 | 0 | 0 | 0 | 0 | 0 | 0 | 0 | 0 | 0 | 0
F5_Industrial_Agriculture_New_Process_Natural Gas_Other Process_E7 | F5 | Industrial | Agriculture | New | Process | Natural Gas | Other Process | E7 | RIM BC Ratio | 0 | 0 | 0 | 0 | 0 | 0 | 0 | 0 | 0 | 0 | 0 | 0 | 0 | 0 | 0 | 0 | 0 | 0 | 0 | 0 | 0 | 0 | 0 | 0 | 0 | 0 | 0 | 0 | 0 | 0
F5_Industrial_Agriculture_New_Process_Natural Gas_Other Process_E8 | F5 | Industrial | Agriculture | New | Process | Natural Gas | Other Process | E8 | RIM BC Ratio | 0 | 0 | 0 | 0 | 0 | 0 | 0 | 0 | 0 | 0 | 0 | 0 | 0 | 0 | 0 | 0 | 0 | 0 | 0 | 0 | 0 | 0 | 0 | 0 | 0 | 0 | 0 | 0 | 0 | 0
F5_Industrial_Agriculture_New_Process_Natural Gas_Other Process_E9 | F5 | Industrial | Agriculture | New | Process | Natural Gas | Other Process | E9 | RIM BC Ratio | 0 | 0 | 0 | 0 | 0 | 0 | 0 | 0 | 0 | 0 | 0 | 0 | 0 | 0 | 0 | 0 | 0 | 0 | 0 | 0 | 0 | 0 | 0 | 0 | 0 | 0 | 0 | 0 | 0 | 0
F5_Industrial_Agriculture_New_Process_Natural Gas_Other Process_E10 | F5 | Industrial | Agriculture | New | Process | Natural Gas | Other Process | E10 | RIM BC Ratio | 0 | 0 | 0 | 0 | 0 | 0 | 0 | 0 | 0 | 0 | 0 | 0 | 0 | 0 | 0 | 0 | 0 | 0 | 0 | 0 | 0 | 0 | 0 | 0 | 0 | 0 | 0 | 0 | 0 | 0
F0_Industrial_Agriculture_New_Miscellaneous_Natural Gas_Miscellaneous_E0 | F0 | Industrial | Agriculture | New | Miscellaneous | Natural Gas | Miscellaneous | E0 | Economic Unit | Standard | Standard | Standard | Standard | Standard | Standard | Standard | Standard | Standard | Standard | Standard | Standard | Standard | Standard | Standard | Standard | Standard | Standard | Standard | Standard | Standard | Standard | 0 | 0 | 0 | 0 | 0 | 0 | 0 | 0
F1_Industrial_Agriculture_New_Miscellaneous_Natural Gas_Miscellaneous_E1 | F1 | Industrial | Agriculture | New | Miscellaneous | Natural Gas | Miscellaneous | E1 | CCE | 0 | 0 | 0 | 0 | 0 | 0 | 0 | 0 | 0 | 0 | 0 | 0 | 0 | 0 | 0 | 0 | 0 | 0 | 0 | 0 | 0 | 0 | 0 | 0 | 0 | 0 | 0 | 0 | 0 | 0
F1_Industrial_Agriculture_New_Miscellaneous_Natural Gas_Miscellaneous_E2 | F1 | Industrial | Agriculture | New | Miscellaneous | Natural Gas | Miscellaneous | E2 | CCE | 0 | 0 | 0 | 0 | 0 | 0 | 0 | 0 | 0 | 0 | 0 | 0 | 0 | 0 | 0 | 0 | 0 | 0 | 0 | 0 | 0 | 0 | 0 | 0 | 0 | 0 | 0 | 0 | 0 | 0
F1_Industrial_Agriculture_New_Miscellaneous_Natural Gas_Miscellaneous_E3 | F1 | Industrial | Agriculture | New | Miscellaneous | Natural Gas | Miscellaneous | E3 | CCE | 0 | 0 | 0 | 0 | 0 | 0 | 0 | 0 | 0 | 0 | 0 | 0 | 0 | 0 | 0 | 0 | 0 | 0 | 0 | 0 | 0 | 0 | 0 | 0 | 0 | 0 | 0 | 0 | 0 | 0
F1_Industrial_Agriculture_New_Miscellaneous_Natural Gas_Miscellaneous_E4 | F1 | Industrial | Agriculture | New | Miscellaneous | Natural Gas | Miscellaneous | E4 | CCE | 0 | 0 | 0 | 0 | 0 | 0 | 0 | 0 | 0 | 0 | 0 | 0 | 0 | 0 | 0 | 0 | 0 | 0 | 0 | 0 | 0 | 0 | 0 | 0 | 0 | 0 | 0 | 0 | 0 | 0
F1_Industrial_Agriculture_New_Miscellaneous_Natural Gas_Miscellaneous_E5 | F1 | Industrial | Agriculture | New | Miscellaneous | Natural Gas | Miscellaneous | E5 | CCE | 0 | 0 | 0 | 0 | 0 | 0 | 0 | 0 | 0 | 0 | 0 | 0 | 0 | 0 | 0 | 0 | 0 | 0 | 0 | 0 | 0 | 0 | 0 | 0 | 0 | 0 | 0 | 0 | 0 | 0
F1_Industrial_Agriculture_New_Miscellaneous_Natural Gas_Miscellaneous_E6 | F1 | Industrial | Agriculture | New | Miscellaneous | Natural Gas | Miscellaneous | E6 | CCE | 0 | 0 | 0 | 0 | 0 | 0 | 0 | 0 | 0 | 0 | 0 | 0 | 0 | 0 | 0 | 0 | 0 | 0 | 0 | 0 | 0 | 0 | 0 | 0 | 0 | 0 | 0 | 0 | 0 | 0
F1_Industrial_Agriculture_New_Miscellaneous_Natural Gas_Miscellaneous_E7 | F1 | Industrial | Agriculture | New | Miscellaneous | Natural Gas | Miscellaneous | E7 | CCE | 0 | 0 | 0 | 0 | 0 | 0 | 0 | 0 | 0 | 0 | 0 | 0 | 0 | 0 | 0 | 0 | 0 | 0 | 0 | 0 | 0 | 0 | 0 | 0 | 0 | 0 | 0 | 0 | 0 | 0
F1_Industrial_Agriculture_New_Miscellaneous_Natural Gas_Miscellaneous_E8 | F1 | Industrial | Agriculture | New | Miscellaneous | Natural Gas | Miscellaneous | E8 | CCE | 0 | 0 | 0 | 0 | 0 | 0 | 0 | 0 | 0 | 0 | 0 | 0 | 0 | 0 | 0 | 0 | 0 | 0 | 0 | 0 | 0 | 0 | 0 | 0 | 0 | 0 | 0 | 0 | 0 | 0
F1_Industrial_Agriculture_New_Miscellaneous_Natural Gas_Miscellaneous_E9 | F1 | Industrial | Agriculture | New | Miscellaneous | Natural Gas | Miscellaneous | E9 | CCE | 0 | 0 | 0 | 0 | 0 | 0 | 0 | 0 | 0 | 0 | 0 | 0 | 0 | 0 | 0 | 0 | 0 | 0 | 0 | 0 | 0 | 0 | 0 | 0 | 0 | 0 | 0 | 0 | 0 | 0
F1_Industrial_Agriculture_New_Miscellaneous_Natural Gas_Miscellaneous_E10 | F1 | Industrial | Agriculture | New | Miscellaneous | Natural Gas | Miscellaneous | E10 | CCE | 0 | 0 | 0 | 0 | 0 | 0 | 0 | 0 | 0 | 0 | 0 | 0 | 0 | 0 | 0 | 0 | 0 | 0 | 0 | 0 | 0 | 0 | 0 | 0 | 0 | 0 | 0 | 0 | 0 | 0
F2_Industrial_Agriculture_New_Miscellaneous_Natural Gas_Miscellaneous_E1 | F2 | Industrial | Agriculture | New | Miscellaneous | Natural Gas | Miscellaneous | E1 | TRC BC Ratio | 0.9 | 0.9 | 0.9 | 0.9 | 0.9 | 0.9 | 0.9 | 0.9 | 0.9 | 0.9 | 0.9 | 0.9 | 0.9 | 0.9 | 0.9 | 0.9 | 0.9 | 0.9 | 0.9 | 0.9 | 0.9 | 0.9 | 0 | 0 | 0 | 0 | 0 | 0 | 0 | 0
F2_Industrial_Agriculture_New_Miscellaneous_Natural Gas_Miscellaneous_E2 | F2 | Industrial | Agriculture | New | Miscellaneous | Natural Gas | Miscellaneous | E2 | TRC BC Ratio | 0 | 0 | 0 | 0 | 0 | 0 | 0 | 0 | 0 | 0 | 0 | 0 | 0 | 0 | 0 | 0 | 0 | 0 | 0 | 0 | 0 | 0 | 0 | 0 | 0 | 0 | 0 | 0 | 0 | 0
F2_Industrial_Agriculture_New_Miscellaneous_Natural Gas_Miscellaneous_E3 | F2 | Industrial | Agriculture | New | Miscellaneous | Natural Gas | Miscellaneous | E3 | TRC BC Ratio | 0 | 0 | 0 | 0 | 0 | 0 | 0 | 0 | 0 | 0 | 0 | 0 | 0 | 0 | 0 | 0 | 0 | 0 | 0 | 0 | 0 | 0 | 0 | 0 | 0 | 0 | 0 | 0 | 0 | 0
F2_Industrial_Agriculture_New_Miscellaneous_Natural Gas_Miscellaneous_E4 | F2 | Industrial | Agriculture | New | Miscellaneous | Natural Gas | Miscellaneous | E4 | TRC BC Ratio | 0 | 0 | 0 | 0 | 0 | 0 | 0 | 0 | 0 | 0 | 0 | 0 | 0 | 0 | 0 | 0 | 0 | 0 | 0 | 0 | 0 | 0 | 0 | 0 | 0 | 0 | 0 | 0 | 0 | 0
F2_Industrial_Agriculture_New_Miscellaneous_Natural Gas_Miscellaneous_E5 | F2 | Industrial | Agriculture | New | Miscellaneous | Natural Gas | Miscellaneous | E5 | TRC BC Ratio | 0 | 0 | 0 | 0 | 0 | 0 | 0 | 0 | 0 | 0 | 0 | 0 | 0 | 0 | 0 | 0 | 0 | 0 | 0 | 0 | 0 | 0 | 0 | 0 | 0 | 0 | 0 | 0 | 0 | 0
F2_Industrial_Agriculture_New_Miscellaneous_Natural Gas_Miscellaneous_E6 | F2 | Industrial | Agriculture | New | Miscellaneous | Natural Gas | Miscellaneous | E6 | TRC BC Ratio | 0 | 0 | 0 | 0 | 0 | 0 | 0 | 0 | 0 | 0 | 0 | 0 | 0 | 0 | 0 | 0 | 0 | 0 | 0 | 0 | 0 | 0 | 0 | 0 | 0 | 0 | 0 | 0 | 0 | 0
F2_Industrial_Agriculture_New_Miscellaneous_Natural Gas_Miscellaneous_E7 | F2 | Industrial | Agriculture | New | Miscellaneous | Natural Gas | Miscellaneous | E7 | TRC BC Ratio | 0 | 0 | 0 | 0 | 0 | 0 | 0 | 0 | 0 | 0 | 0 | 0 | 0 | 0 | 0 | 0 | 0 | 0 | 0 | 0 | 0 | 0 | 0 | 0 | 0 | 0 | 0 | 0 | 0 | 0
F2_Industrial_Agriculture_New_Miscellaneous_Natural Gas_Miscellaneous_E8 | F2 | Industrial | Agriculture | New | Miscellaneous | Natural Gas | Miscellaneous | E8 | TRC BC Ratio | 0 | 0 | 0 | 0 | 0 | 0 | 0 | 0 | 0 | 0 | 0 | 0 | 0 | 0 | 0 | 0 | 0 | 0 | 0 | 0 | 0 | 0 | 0 | 0 | 0 | 0 | 0 | 0 | 0 | 0
F2_Industrial_Agriculture_New_Miscellaneous_Natural Gas_Miscellaneous_E9 | F2 | Industrial | Agriculture | New | Miscellaneous | Natural Gas | Miscellaneous | E9 | TRC BC Ratio | 0 | 0 | 0 | 0 | 0 | 0 | 0 | 0 | 0 | 0 | 0 | 0 | 0 | 0 | 0 | 0 | 0 | 0 | 0 | 0 | 0 | 0 | 0 | 0 | 0 | 0 | 0 | 0 | 0 | 0
F2_Industrial_Agriculture_New_Miscellaneous_Natural Gas_Miscellaneous_E10 | F2 | Industrial | Agriculture | New | Miscellaneous | Natural Gas | Miscellaneous | E10 | TRC BC Ratio | 0 | 0 | 0 | 0 | 0 | 0 | 0 | 0 | 0 | 0 | 0 | 0 | 0 | 0 | 0 | 0 | 0 | 0 | 0 | 0 | 0 | 0 | 0 | 0 | 0 | 0 | 0 | 0 | 0 | 0
F3_Industrial_Agriculture_New_Miscellaneous_Natural Gas_Miscellaneous_E1 | F3 | Industrial | Agriculture | New | Miscellaneous | Natural Gas | Miscellaneous | E1 | PACT BC Ratio | 0.9 | 0.9 | 0.9 | 0.9 | 0.9 | 0.9 | 0.9 | 0.9 | 0.9 | 0.9 | 0.9 | 0.9 | 0.9 | 0.9 | 0.9 | 0.9 | 0.9 | 0.9 | 0.9 | 0.9 | 0.9 | 0.9 | 0 | 0 | 0 | 0 | 0 | 0 | 0 | 0
F3_Industrial_Agriculture_New_Miscellaneous_Natural Gas_Miscellaneous_E2 | F3 | Industrial | Agriculture | New | Miscellaneous | Natural Gas | Miscellaneous | E2 | PACT BC Ratio | 0 | 0 | 0 | 0 | 0 | 0 | 0 | 0 | 0 | 0 | 0 | 0 | 0 | 0 | 0 | 0 | 0 | 0 | 0 | 0 | 0 | 0 | 0 | 0 | 0 | 0 | 0 | 0 | 0 | 0
F3_Industrial_Agriculture_New_Miscellaneous_Natural Gas_Miscellaneous_E3 | F3 | Industrial | Agriculture | New | Miscellaneous | Natural Gas | Miscellaneous | E3 | PACT BC Ratio | 0 | 0 | 0 | 0 | 0 | 0 | 0 | 0 | 0 | 0 | 0 | 0 | 0 | 0 | 0 | 0 | 0 | 0 | 0 | 0 | 0 | 0 | 0 | 0 | 0 | 0 | 0 | 0 | 0 | 0
F3_Industrial_Agriculture_New_Miscellaneous_Natural Gas_Miscellaneous_E4 | F3 | Industrial | Agriculture | New | Miscellaneous | Natural Gas | Miscellaneous | E4 | PACT BC Ratio | 0 | 0 | 0 | 0 | 0 | 0 | 0 | 0 | 0 | 0 | 0 | 0 | 0 | 0 | 0 | 0 | 0 | 0 | 0 | 0 | 0 | 0 | 0 | 0 | 0 | 0 | 0 | 0 | 0 | 0
F3_Industrial_Agriculture_New_Miscellaneous_Natural Gas_Miscellaneous_E5 | F3 | Industrial | Agriculture | New | Miscellaneous | Natural Gas | Miscellaneous | E5 | PACT BC Ratio | 0 | 0 | 0 | 0 | 0 | 0 | 0 | 0 | 0 | 0 | 0 | 0 | 0 | 0 | 0 | 0 | 0 | 0 | 0 | 0 | 0 | 0 | 0 | 0 | 0 | 0 | 0 | 0 | 0 | 0
F3_Industrial_Agriculture_New_Miscellaneous_Natural Gas_Miscellaneous_E6 | F3 | Industrial | Agriculture | New | Miscellaneous | Natural Gas | Miscellaneous | E6 | PACT BC Ratio | 0 | 0 | 0 | 0 | 0 | 0 | 0 | 0 | 0 | 0 | 0 | 0 | 0 | 0 | 0 | 0 | 0 | 0 | 0 | 0 | 0 | 0 | 0 | 0 | 0 | 0 | 0 | 0 | 0 | 0
F3_Industrial_Agriculture_New_Miscellaneous_Natural Gas_Miscellaneous_E7 | F3 | Industrial | Agriculture | New | Miscellaneous | Natural Gas | Miscellaneous | E7 | PACT BC Ratio | 0 | 0 | 0 | 0 | 0 | 0 | 0 | 0 | 0 | 0 | 0 | 0 | 0 | 0 | 0 | 0 | 0 | 0 | 0 | 0 | 0 | 0 | 0 | 0 | 0 | 0 | 0 | 0 | 0 | 0
F3_Industrial_Agriculture_New_Miscellaneous_Natural Gas_Miscellaneous_E8 | F3 | Industrial | Agriculture | New | Miscellaneous | Natural Gas | Miscellaneous | E8 | PACT BC Ratio | 0 | 0 | 0 | 0 | 0 | 0 | 0 | 0 | 0 | 0 | 0 | 0 | 0 | 0 | 0 | 0 | 0 | 0 | 0 | 0 | 0 | 0 | 0 | 0 | 0 | 0 | 0 | 0 | 0 | 0
F3_Industrial_Agriculture_New_Miscellaneous_Natural Gas_Miscellaneous_E9 | F3 | Industrial | Agriculture | New | Miscellaneous | Natural Gas | Miscellaneous | E9 | PACT BC Ratio | 0 | 0 | 0 | 0 | 0 | 0 | 0 | 0 | 0 | 0 | 0 | 0 | 0 | 0 | 0 | 0 | 0 | 0 | 0 | 0 | 0 | 0 | 0 | 0 | 0 | 0 | 0 | 0 | 0 | 0
F3_Industrial_Agriculture_New_Miscellaneous_Natural Gas_Miscellaneous_E10 | F3 | Industrial | Agriculture | New | Miscellaneous | Natural Gas | Miscellaneous | E10 | PACT BC Ratio | 0 | 0 | 0 | 0 | 0 | 0 | 0 | 0 | 0 | 0 | 0 | 0 | 0 | 0 | 0 | 0 | 0 | 0 | 0 | 0 | 0 | 0 | 0 | 0 | 0 | 0 | 0 | 0 | 0 | 0
F4_Industrial_Agriculture_New_Miscellaneous_Natural Gas_Miscellaneous_E1 | F4 | Industrial | Agriculture | New | Miscellaneous | Natural Gas | Miscellaneous | E1 | PCT BC Ratio | 0.9 | 0.9 | 0.9 | 0.9 | 0.9 | 0.9 | 0.9 | 0.9 | 0.9 | 0.9 | 0.9 | 0.9 | 0.9 | 0.9 | 0.9 | 0.9 | 0.9 | 0.9 | 0.9 | 0.9 | 0.9 | 0.9 | 0 | 0 | 0 | 0 | 0 | 0 | 0 | 0
F4_Industrial_Agriculture_New_Miscellaneous_Natural Gas_Miscellaneous_E2 | F4 | Industrial | Agriculture | New | Miscellaneous | Natural Gas | Miscellaneous | E2 | PCT BC Ratio | 0 | 0 | 0 | 0 | 0 | 0 | 0 | 0 | 0 | 0 | 0 | 0 | 0 | 0 | 0 | 0 | 0 | 0 | 0 | 0 | 0 | 0 | 0 | 0 | 0 | 0 | 0 | 0 | 0 | 0
F4_Industrial_Agriculture_New_Miscellaneous_Natural Gas_Miscellaneous_E3 | F4 | Industrial | Agriculture | New | Miscellaneous | Natural Gas | Miscellaneous | E3 | PCT BC Ratio | 0 | 0 | 0 | 0 | 0 | 0 | 0 | 0 | 0 | 0 | 0 | 0 | 0 | 0 | 0 | 0 | 0 | 0 | 0 | 0 | 0 | 0 | 0 | 0 | 0 | 0 | 0 | 0 | 0 | 0
F4_Industrial_Agriculture_New_Miscellaneous_Natural Gas_Miscellaneous_E4 | F4 | Industrial | Agriculture | New | Miscellaneous | Natural Gas | Miscellaneous | E4 | PCT BC Ratio | 0 | 0 | 0 | 0 | 0 | 0 | 0 | 0 | 0 | 0 | 0 | 0 | 0 | 0 | 0 | 0 | 0 | 0 | 0 | 0 | 0 | 0 | 0 | 0 | 0 | 0 | 0 | 0 | 0 | 0
F4_Industrial_Agriculture_New_Miscellaneous_Natural Gas_Miscellaneous_E5 | F4 | Industrial | Agriculture | New | Miscellaneous | Natural Gas | Miscellaneous | E5 | PCT BC Ratio | 0 | 0 | 0 | 0 | 0 | 0 | 0 | 0 | 0 | 0 | 0 | 0 | 0 | 0 | 0 | 0 | 0 | 0 | 0 | 0 | 0 | 0 | 0 | 0 | 0 | 0 | 0 | 0 | 0 | 0
F4_Industrial_Agriculture_New_Miscellaneous_Natural Gas_Miscellaneous_E6 | F4 | Industrial | Agriculture | New | Miscellaneous | Natural Gas | Miscellaneous | E6 | PCT BC Ratio | 0 | 0 | 0 | 0 | 0 | 0 | 0 | 0 | 0 | 0 | 0 | 0 | 0 | 0 | 0 | 0 | 0 | 0 | 0 | 0 | 0 | 0 | 0 | 0 | 0 | 0 | 0 | 0 | 0 | 0
F4_Industrial_Agriculture_New_Miscellaneous_Natural Gas_Miscellaneous_E7 | F4 | Industrial | Agriculture | New | Miscellaneous | Natural Gas | Miscellaneous | E7 | PCT BC Ratio | 0 | 0 | 0 | 0 | 0 | 0 | 0 | 0 | 0 | 0 | 0 | 0 | 0 | 0 | 0 | 0 | 0 | 0 | 0 | 0 | 0 | 0 | 0 | 0 | 0 | 0 | 0 | 0 | 0 | 0
F4_Industrial_Agriculture_New_Miscellaneous_Natural Gas_Miscellaneous_E8 | F4 | Industrial | Agriculture | New | Miscellaneous | Natural Gas | Miscellaneous | E8 | PCT BC Ratio | 0 | 0 | 0 | 0 | 0 | 0 | 0 | 0 | 0 | 0 | 0 | 0 | 0 | 0 | 0 | 0 | 0 | 0 | 0 | 0 | 0 | 0 | 0 | 0 | 0 | 0 | 0 | 0 | 0 | 0
F4_Industrial_Agriculture_New_Miscellaneous_Natural Gas_Miscellaneous_E9 | F4 | Industrial | Agriculture | New | Miscellaneous | Natural Gas | Miscellaneous | E9 | PCT BC Ratio | 0 | 0 | 0 | 0 | 0 | 0 | 0 | 0 | 0 | 0 | 0 | 0 | 0 | 0 | 0 | 0 | 0 | 0 | 0 | 0 | 0 | 0 | 0 | 0 | 0 | 0 | 0 | 0 | 0 | 0
F4_Industrial_Agriculture_New_Miscellaneous_Natural Gas_Miscellaneous_E10 | F4 | Industrial | Agriculture | New | Miscellaneous | Natural Gas | Miscellaneous | E10 | PCT BC Ratio | 0 | 0 | 0 | 0 | 0 | 0 | 0 | 0 | 0 | 0 | 0 | 0 | 0 | 0 | 0 | 0 | 0 | 0 | 0 | 0 | 0 | 0 | 0 | 0 | 0 | 0 | 0 | 0 | 0 | 0
F5_Industrial_Agriculture_New_Miscellaneous_Natural Gas_Miscellaneous_E1 | F5 | Industrial | Agriculture | New | Miscellaneous | Natural Gas | Miscellaneous | E1 | RIM BC Ratio | 0.9 | 0.9 | 0.9 | 0.9 | 0.9 | 0.9 | 0.9 | 0.9 | 0.9 | 0.9 | 0.9 | 0.9 | 0.9 | 0.9 | 0.9 | 0.9 | 0.9 | 0.9 | 0.9 | 0.9 | 0.9 | 0.9 | 0 | 0 | 0 | 0 | 0 | 0 | 0 | 0
F5_Industrial_Agriculture_New_Miscellaneous_Natural Gas_Miscellaneous_E2 | F5 | Industrial | Agriculture | New | Miscellaneous | Natural Gas | Miscellaneous | E2 | RIM BC Ratio | 0 | 0 | 0 | 0 | 0 | 0 | 0 | 0 | 0 | 0 | 0 | 0 | 0 | 0 | 0 | 0 | 0 | 0 | 0 | 0 | 0 | 0 | 0 | 0 | 0 | 0 | 0 | 0 | 0 | 0
F5_Industrial_Agriculture_New_Miscellaneous_Natural Gas_Miscellaneous_E3 | F5 | Industrial | Agriculture | New | Miscellaneous | Natural Gas | Miscellaneous | E3 | RIM BC Ratio | 0 | 0 | 0 | 0 | 0 | 0 | 0 | 0 | 0 | 0 | 0 | 0 | 0 | 0 | 0 | 0 | 0 | 0 | 0 | 0 | 0 | 0 | 0 | 0 | 0 | 0 | 0 | 0 | 0 | 0
F5_Industrial_Agriculture_New_Miscellaneous_Natural Gas_Miscellaneous_E4 | F5 | Industrial | Agriculture | New | Miscellaneous | Natural Gas | Miscellaneous | E4 | RIM BC Ratio | 0 | 0 | 0 | 0 | 0 | 0 | 0 | 0 | 0 | 0 | 0 | 0 | 0 | 0 | 0 | 0 | 0 | 0 | 0 | 0 | 0 | 0 | 0 | 0 | 0 | 0 | 0 | 0 | 0 | 0
F5_Industrial_Agriculture_New_Miscellaneous_Natural Gas_Miscellaneous_E5 | F5 | Industrial | Agriculture | New | Miscellaneous | Natural Gas | Miscellaneous | E5 | RIM BC Ratio | 0 | 0 | 0 | 0 | 0 | 0 | 0 | 0 | 0 | 0 | 0 | 0 | 0 | 0 | 0 | 0 | 0 | 0 | 0 | 0 | 0 | 0 | 0 | 0 | 0 | 0 | 0 | 0 | 0 | 0
F5_Industrial_Agriculture_New_Miscellaneous_Natural Gas_Miscellaneous_E6 | F5 | Industrial | Agriculture | New | Miscellaneous | Natural Gas | Miscellaneous | E6 | RIM BC Ratio | 0 | 0 | 0 | 0 | 0 | 0 | 0 | 0 | 0 | 0 | 0 | 0 | 0 | 0 | 0 | 0 | 0 | 0 | 0 | 0 | 0 | 0 | 0 | 0 | 0 | 0 | 0 | 0 | 0 | 0
F5_Industrial_Agriculture_New_Miscellaneous_Natural Gas_Miscellaneous_E7 | F5 | Industrial | Agriculture | New | Miscellaneous | Natural Gas | Miscellaneous | E7 | RIM BC Ratio | 0 | 0 | 0 | 0 | 0 | 0 | 0 | 0 | 0 | 0 | 0 | 0 | 0 | 0 | 0 | 0 | 0 | 0 | 0 | 0 | 0 | 0 | 0 | 0 | 0 | 0 | 0 | 0 | 0 | 0
F5_Industrial_Agriculture_New_Miscellaneous_Natural Gas_Miscellaneous_E8 | F5 | Industrial | Agriculture | New | Miscellaneous | Natural Gas | Miscellaneous | E8 | RIM BC Ratio | 0 | 0 | 0 | 0 | 0 | 0 | 0 | 0 | 0 | 0 | 0 | 0 | 0 | 0 | 0 | 0 | 0 | 0 | 0 | 0 | 0 | 0 | 0 | 0 | 0 | 0 | 0 | 0 | 0 | 0
F5_Industrial_Agriculture_New_Miscellaneous_Natural Gas_Miscellaneous_E9 | F5 | Industrial | Agriculture | New | Miscellaneous | Natural Gas | Miscellaneous | E9 | RIM BC Ratio | 0 | 0 | 0 | 0 | 0 | 0 | 0 | 0 | 0 | 0 | 0 | 0 | 0 | 0 | 0 | 0 | 0 | 0 | 0 | 0 | 0 | 0 | 0 | 0 | 0 | 0 | 0 | 0 | 0 | 0
F5_Industrial_Agriculture_New_Miscellaneous_Natural Gas_Miscellaneous_E10 | F5 | Industrial | Agriculture | New | Miscellaneous | Natural Gas | Miscellaneous | E10 | RIM BC Ratio | 0 | 0 | 0 | 0 | 0 | 0 | 0 | 0 | 0 | 0 | 0 | 0 | 0 | 0 | 0 | 0 | 0 | 0 | 0 | 0 | 0 | 0 | 0 | 0 | 0 | 0 | 0 | 0 | 0 | 0
F0_Industrial_Primary Metals_Existing_Space Heating_Natural Gas_Furnace_E0 | F0 | Industrial | Primary Metals | Existing | Space Heating | Natural Gas | Furnace | E0 | Economic Unit | AFUE 96% | AFUE 96% | AFUE 96% | AFUE 96% | AFUE 96% | AFUE 96% | AFUE 96% | AFUE 96% | AFUE 96% | AFUE 96% | AFUE 96% | AFUE 96% | AFUE 96% | AFUE 96% | AFUE 96% | AFUE 96% | AFUE 96% | AFUE 96% | AFUE 96% | AFUE 96% | AFUE 96% | AFUE 96% | 0 | 0 | 0 | 0 | 0 | 0 | 0 | 0
F1_Industrial_Primary Metals_Existing_Space Heating_Natural Gas_Furnace_E1 | F1 | Industrial | Primary Metals | Existing | Space Heating | Natural Gas | Furnace | E1 | CCE | 0 | 0 | 0 | 0 | 0 | 0 | 0 | 0 | 0 | 0 | 0 | 0 | 0 | 0 | 0 | 0 | 0 | 0 | 0 | 0 | 0 | 0 | 0 | 0 | 0 | 0 | 0 | 0 | 0 | 0
F1_Industrial_Primary Metals_Existing_Space Heating_Natural Gas_Furnace_E2 | F1 | Industrial | Primary Metals | Existing | Space Heating | Natural Gas | Furnace | E2 | CCE | 0.00080022 | 0.00080022 | 0.00080022 | 0.00080022 | 0.00080022 | 0.00080022 | 0.00080022 | 0.00080022 | 0.00080022 | 0.00080022 | 0.00080022 | 0.00080022 | 0.00080022 | 0.00080022 | 0.00080022 | 0.00080022 | 0.00080022 | 0.00080022 | 0.00080022 | 0.00080022 | 0.00080022 | 0.00080022 | 0 | 0 | 0 | 0 | 0 | 0 | 0 | 0
F1_Industrial_Primary Metals_Existing_Space Heating_Natural Gas_Furnace_E3 | F1 | Industrial | Primary Metals | Existing | Space Heating | Natural Gas | Furnace | E3 | CCE | 0.0010663 | 0.0010663 | 0.0010663 | 0.0010663 | 0.0010663 | 0.0010663 | 0.0010663 | 0.0010663 | 0.0010663 | 0.0010663 | 0.0010663 | 0.0010663 | 0.0010663 | 0.0010663 | 0.0010663 | 0.0010663 | 0.0010663 | 0.0010663 | 0.0010663 | 0.0010663 | 0.0010663 | 0.0010663 | 0 | 0 | 0 | 0 | 0 | 0 | 0 | 0
F1_Industrial_Primary Metals_Existing_Space Heating_Natural Gas_Furnace_E4 | F1 | Industrial | Primary Metals | Existing | Space Heating | Natural Gas | Furnace | E4 | CCE | 0 | 0 | 0 | 0 | 0 | 0 | 0 | 0 | 0 | 0 | 0 | 0 | 0 | 0 | 0 | 0 | 0 | 0 | 0 | 0 | 0 | 0 | 0 | 0 | 0 | 0 | 0 | 0 | 0 | 0
F1_Industrial_Primary Metals_Existing_Space Heating_Natural Gas_Furnace_E5 | F1 | Industrial | Primary Metals | Existing | Space Heating | Natural Gas | Furnace | E5 | CCE | 0 | 0 | 0 | 0 | 0 | 0 | 0 | 0 | 0 | 0 | 0 | 0 | 0 | 0 | 0 | 0 | 0 | 0 | 0 | 0 | 0 | 0 | 0 | 0 | 0 | 0 | 0 | 0 | 0 | 0
F1_Industrial_Primary Metals_Existing_Space Heating_Natural Gas_Furnace_E6 | F1 | Industrial | Primary Metals | Existing | Space Heating | Natural Gas | Furnace | E6 | CCE | 0 | 0 | 0 | 0 | 0 | 0 | 0 | 0 | 0 | 0 | 0 | 0 | 0 | 0 | 0 | 0 | 0 | 0 | 0 | 0 | 0 | 0 | 0 | 0 | 0 | 0 | 0 | 0 | 0 | 0
F1_Industrial_Primary Metals_Existing_Space Heating_Natural Gas_Furnace_E7 | F1 | Industrial | Primary Metals | Existing | Space Heating | Natural Gas | Furnace | E7 | CCE | 0 | 0 | 0 | 0 | 0 | 0 | 0 | 0 | 0 | 0 | 0 | 0 | 0 | 0 | 0 | 0 | 0 | 0 | 0 | 0 | 0 | 0 | 0 | 0 | 0 | 0 | 0 | 0 | 0 | 0
F1_Industrial_Primary Metals_Existing_Space Heating_Natural Gas_Furnace_E8 | F1 | Industrial | Primary Metals | Existing | Space Heating | Natural Gas | Furnace | E8 | CCE | 0 | 0 | 0 | 0 | 0 | 0 | 0 | 0 | 0 | 0 | 0 | 0 | 0 | 0 | 0 | 0 | 0 | 0 | 0 | 0 | 0 | 0 | 0 | 0 | 0 | 0 | 0 | 0 | 0 | 0
F1_Industrial_Primary Metals_Existing_Space Heating_Natural Gas_Furnace_E9 | F1 | Industrial | Primary Metals | Existing | Space Heating | Natural Gas | Furnace | E9 | CCE | 0 | 0 | 0 | 0 | 0 | 0 | 0 | 0 | 0 | 0 | 0 | 0 | 0 | 0 | 0 | 0 | 0 | 0 | 0 | 0 | 0 | 0 | 0 | 0 | 0 | 0 | 0 | 0 | 0 | 0
F1_Industrial_Primary Metals_Existing_Space Heating_Natural Gas_Furnace_E10 | F1 | Industrial | Primary Metals | Existing | Space Heating | Natural Gas | Furnace | E10 | CCE | 0 | 0 | 0 | 0 | 0 | 0 | 0 | 0 | 0 | 0 | 0 | 0 | 0 | 0 | 0 | 0 | 0 | 0 | 0 | 0 | 0 | 0 | 0 | 0 | 0 | 0 | 0 | 0 | 0 | 0
F2_Industrial_Primary Metals_Existing_Space Heating_Natural Gas_Furnace_E1 | F2 | Industrial | Primary Metals | Existing | Space Heating | Natural Gas | Furnace | E1 | TRC BC Ratio | 0.9 | 0.9 | 0.9 | 0.9 | 0.9 | 0.9 | 0.9 | 0.9 | 0.9 | 0.9 | 0.9 | 0.9 | 0.9 | 0.9 | 0.9 | 0.9 | 0.9 | 0.9 | 0.9 | 0.9 | 0.9 | 0.9 | 0 | 0 | 0 | 0 | 0 | 0 | 0 | 0
F2_Industrial_Primary Metals_Existing_Space Heating_Natural Gas_Furnace_E2 | F2 | Industrial | Primary Metals | Existing | Space Heating | Natural Gas | Furnace | E2 | TRC BC Ratio | 6.3177 | 6.3877 | 6.2866 | 6.1898 | 6.0235 | 5.8589 | 5.6934 | 5.5424 | 5.3921 | 5.261 | 5.1303 | 5.0031 | 4.8786 | 4.7588 | 4.6414 | 4.5264 | 4.415 | 4.3083 | 4.2041 | 4.106 | 4.0118 | 3.9204 | 0 | 0 | 0 | 0 | 0 | 0 | 0 | 0
F2_Industrial_Primary Metals_Existing_Space Heating_Natural Gas_Furnace_E3 | F2 | Industrial | Primary Metals | Existing | Space Heating | Natural Gas | Furnace | E3 | TRC BC Ratio | 4.7411 | 4.7936 | 4.7177 | 4.6451 | 4.5203 | 4.3968 | 4.2726 | 4.1592 | 4.0465 | 3.9481 | 3.85 | 3.7546 | 3.6611 | 3.5712 | 3.4831 | 3.3968 | 3.3132 | 3.2332 | 3.1549 | 3.0813 | 3.0106 | 2.942 | 0 | 0 | 0 | 0 | 0 | 0 | 0 | 0
F2_Industrial_Primary Metals_Existing_Space Heating_Natural Gas_Furnace_E4 | F2 | Industrial | Primary Metals | Existing | Space Heating | Natural Gas | Furnace | E4 | TRC BC Ratio | 0 | 0 | 0 | 0 | 0 | 0 | 0 | 0 | 0 | 0 | 0 | 0 | 0 | 0 | 0 | 0 | 0 | 0 | 0 | 0 | 0 | 0 | 0 | 0 | 0 | 0 | 0 | 0 | 0 | 0
F2_Industrial_Primary Metals_Existing_Space Heating_Natural Gas_Furnace_E5 | F2 | Industrial | Primary Metals | Existing | Space Heating | Natural Gas | Furnace | E5 | TRC BC Ratio | 0 | 0 | 0 | 0 | 0 | 0 | 0 | 0 | 0 | 0 | 0 | 0 | 0 | 0 | 0 | 0 | 0 | 0 | 0 | 0 | 0 | 0 | 0 | 0 | 0 | 0 | 0 | 0 | 0 | 0
F2_Industrial_Primary Metals_Existing_Space Heating_Natural Gas_Furnace_E6 | F2 | Industrial | Primary Metals | Existing | Space Heating | Natural Gas | Furnace | E6 | TRC BC Ratio | 0 | 0 | 0 | 0 | 0 | 0 | 0 | 0 | 0 | 0 | 0 | 0 | 0 | 0 | 0 | 0 | 0 | 0 | 0 | 0 | 0 | 0 | 0 | 0 | 0 | 0 | 0 | 0 | 0 | 0
F2_Industrial_Primary Metals_Existing_Space Heating_Natural Gas_Furnace_E7 | F2 | Industrial | Primary Metals | Existing | Space Heating | Natural Gas | Furnace | E7 | TRC BC Ratio | 0 | 0 | 0 | 0 | 0 | 0 | 0 | 0 | 0 | 0 | 0 | 0 | 0 | 0 | 0 | 0 | 0 | 0 | 0 | 0 | 0 | 0 | 0 | 0 | 0 | 0 | 0 | 0 | 0 | 0
F2_Industrial_Primary Metals_Existing_Space Heating_Natural Gas_Furnace_E8 | F2 | Industrial | Primary Metals | Existing | Space Heating | Natural Gas | Furnace | E8 | TRC BC Ratio | 0 | 0 | 0 | 0 | 0 | 0 | 0 | 0 | 0 | 0 | 0 | 0 | 0 | 0 | 0 | 0 | 0 | 0 | 0 | 0 | 0 | 0 | 0 | 0 | 0 | 0 | 0 | 0 | 0 | 0
F2_Industrial_Primary Metals_Existing_Space Heating_Natural Gas_Furnace_E9 | F2 | Industrial | Primary Metals | Existing | Space Heating | Natural Gas | Furnace | E9 | TRC BC Ratio | 0 | 0 | 0 | 0 | 0 | 0 | 0 | 0 | 0 | 0 | 0 | 0 | 0 | 0 | 0 | 0 | 0 | 0 | 0 | 0 | 0 | 0 | 0 | 0 | 0 | 0 | 0 | 0 | 0 | 0
F2_Industrial_Primary Metals_Existing_Space Heating_Natural Gas_Furnace_E10 | F2 | Industrial | Primary Metals | Existing | Space Heating | Natural Gas | Furnace | E10 | TRC BC Ratio | 0 | 0 | 0 | 0 | 0 | 0 | 0 | 0 | 0 | 0 | 0 | 0 | 0 | 0 | 0 | 0 | 0 | 0 | 0 | 0 | 0 | 0 | 0 | 0 | 0 | 0 | 0 | 0 | 0 | 0
F3_Industrial_Primary Metals_Existing_Space Heating_Natural Gas_Furnace_E1 | F3 | Industrial | Primary Metals | Existing | Space Heating | Natural Gas | Furnace | E1 | PACT BC Ratio | 0.9 | 0.9 | 0.9 | 0.9 | 0.9 | 0.9 | 0.9 | 0.9 | 0.9 | 0.9 | 0.9 | 0.9 | 0.9 | 0.9 | 0.9 | 0.9 | 0.9 | 0.9 | 0.9 | 0.9 | 0.9 | 0.9 | 0 | 0 | 0 | 0 | 0 | 0 | 0 | 0
F3_Industrial_Primary Metals_Existing_Space Heating_Natural Gas_Furnace_E2 | F3 | Industrial | Primary Metals | Existing | Space Heating | Natural Gas | Furnace | E2 | PACT BC Ratio | 18.231 | 18.433 | 18.1414 | 17.8619 | 17.382 | 16.9071 | 16.4295 | 15.9937 | 15.5602 | 15.1818 | 14.8045 | 14.4376 | 14.0781 | 13.7325 | 13.3938 | 13.0619 | 12.7406 | 12.4326 | 12.1317 | 11.8487 | 11.5768 | 11.3132 | 0 | 0 | 0 | 0 | 0 | 0 | 0 | 0
F3_Industrial_Primary Metals_Existing_Space Heating_Natural Gas_Furnace_E3 | F3 | Industrial | Primary Metals | Existing | Space Heating | Natural Gas | Furnace | E3 | PACT BC Ratio | 13.6813 | 13.8329 | 13.614 | 13.4043 | 13.0442 | 12.6878 | 12.3294 | 12.0023 | 11.677 | 11.3931 | 11.1099 | 10.8346 | 10.5648 | 10.3054 | 10.0513 | 9.8022 | 9.5611 | 9.3299 | 9.1041 | 8.8918 | 8.6877 | 8.4899 | 0 | 0 | 0 | 0 | 0 | 0 | 0 | 0
F3_Industrial_Primary Metals_Existing_Space Heating_Natural Gas_Furnace_E4 | F3 | Industrial | Primary Metals | Existing | Space Heating | Natural Gas | Furnace | E4 | PACT BC Ratio | 0 | 0 | 0 | 0 | 0 | 0 | 0 | 0 | 0 | 0 | 0 | 0 | 0 | 0 | 0 | 0 | 0 | 0 | 0 | 0 | 0 | 0 | 0 | 0 | 0 | 0 | 0 | 0 | 0 | 0
F3_Industrial_Primary Metals_Existing_Space Heating_Natural Gas_Furnace_E5 | F3 | Industrial | Primary Metals | Existing | Space Heating | Natural Gas | Furnace | E5 | PACT BC Ratio | 0 | 0 | 0 | 0 | 0 | 0 | 0 | 0 | 0 | 0 | 0 | 0 | 0 | 0 | 0 | 0 | 0 | 0 | 0 | 0 | 0 | 0 | 0 | 0 | 0 | 0 | 0 | 0 | 0 | 0
F3_Industrial_Primary Metals_Existing_Space Heating_Natural Gas_Furnace_E6 | F3 | Industrial | Primary Metals | Existing | Space Heating | Natural Gas | Furnace | E6 | PACT BC Ratio | 0 | 0 | 0 | 0 | 0 | 0 | 0 | 0 | 0 | 0 | 0 | 0 | 0 | 0 | 0 | 0 | 0 | 0 | 0 | 0 | 0 | 0 | 0 | 0 | 0 | 0 | 0 | 0 | 0 | 0
F3_Industrial_Primary Metals_Existing_Space Heating_Natural Gas_Furnace_E7 | F3 | Industrial | Primary Metals | Existing | Space Heating | Natural Gas | Furnace | E7 | PACT BC Ratio | 0 | 0 | 0 | 0 | 0 | 0 | 0 | 0 | 0 | 0 | 0 | 0 | 0 | 0 | 0 | 0 | 0 | 0 | 0 | 0 | 0 | 0 | 0 | 0 | 0 | 0 | 0 | 0 | 0 | 0
F3_Industrial_Primary Metals_Existing_Space Heating_Natural Gas_Furnace_E8 | F3 | Industrial | Primary Metals | Existing | Space Heating | Natural Gas | Furnace | E8 | PACT BC Ratio | 0 | 0 | 0 | 0 | 0 | 0 | 0 | 0 | 0 | 0 | 0 | 0 | 0 | 0 | 0 | 0 | 0 | 0 | 0 | 0 | 0 | 0 | 0 | 0 | 0 | 0 | 0 | 0 | 0 | 0
F3_Industrial_Primary Metals_Existing_Space Heating_Natural Gas_Furnace_E9 | F3 | Industrial | Primary Metals | Existing | Space Heating | Natural Gas | Furnace | E9 | PACT BC Ratio | 0 | 0 | 0 | 0 | 0 | 0 | 0 | 0 | 0 | 0 | 0 | 0 | 0 | 0 | 0 | 0 | 0 | 0 | 0 | 0 | 0 | 0 | 0 | 0 | 0 | 0 | 0 | 0 | 0 | 0
F3_Industrial_Primary Metals_Existing_Space Heating_Natural Gas_Furnace_E10 | F3 | Industrial | Primary Metals | Existing | Space Heating | Natural Gas | Furnace | E10 | PACT BC Ratio | 0 | 0 | 0 | 0 | 0 | 0 | 0 | 0 | 0 | 0 | 0 | 0 | 0 | 0 | 0 | 0 | 0 | 0 | 0 | 0 | 0 | 0 | 0 | 0 | 0 | 0 | 0 | 0 | 0 | 0
F4_Industrial_Primary Metals_Existing_Space Heating_Natural Gas_Furnace_E1 | F4 | Industrial | Primary Metals | Existing | Space Heating | Natural Gas | Furnace | E1 | PCT BC Ratio | 0.9 | 0.9 | 0.9 | 0.9 | 0.9 | 0.9 | 0.9 | 0.9 | 0.9 | 0.9 | 0.9 | 0.9 | 0.9 | 0.9 | 0.9 | 0.9 | 0.9 | 0.9 | 0.9 | 0.9 | 0.9 | 0.9 | 0 | 0 | 0 | 0 | 0 | 0 | 0 | 0
F4_Industrial_Primary Metals_Existing_Space Heating_Natural Gas_Furnace_E2 | F4 | Industrial | Primary Metals | Existing | Space Heating | Natural Gas | Furnace | E2 | PCT BC Ratio | 9.4492 | 9.5517 | 9.4037 | 9.262 | 9.0185 | 8.7777 | 8.5354 | 8.3143 | 8.0944 | 7.9025 | 7.7111 | 7.525 | 7.3427 | 7.1674 | 6.9956 | 6.8272 | 6.6642 | 6.508 | 6.3554 | 6.2118 | 6.0739 | 5.9402 | 0 | 0 | 0 | 0 | 0 | 0 | 0 | 0
F4_Industrial_Primary Metals_Existing_Space Heating_Natural Gas_Furnace_E3 | F4 | Industrial | Primary Metals | Existing | Space Heating | Natural Gas | Furnace | E3 | PCT BC Ratio | 7.1414 | 7.2183 | 7.1073 | 7.0009 | 6.8182 | 6.6374 | 6.4556 | 6.2897 | 6.1247 | 5.9807 | 5.837 | 5.6974 | 5.5606 | 5.429 | 5.3001 | 5.1737 | 5.0514 | 4.9342 | 4.8196 | 4.7119 | 4.6084 | 4.5081 | 0 | 0 | 0 | 0 | 0 | 0 | 0 | 0
F4_Industrial_Primary Metals_Existing_Space Heating_Natural Gas_Furnace_E4 | F4 | Industrial | Primary Metals | Existing | Space Heating | Natural Gas | Furnace | E4 | PCT BC Ratio | 0 | 0 | 0 | 0 | 0 | 0 | 0 | 0 | 0 | 0 | 0 | 0 | 0 | 0 | 0 | 0 | 0 | 0 | 0 | 0 | 0 | 0 | 0 | 0 | 0 | 0 | 0 | 0 | 0 | 0
F4_Industrial_Primary Metals_Existing_Space Heating_Natural Gas_Furnace_E5 | F4 | Industrial | Primary Metals | Existing | Space Heating | Natural Gas | Furnace | E5 | PCT BC Ratio | 0 | 0 | 0 | 0 | 0 | 0 | 0 | 0 | 0 | 0 | 0 | 0 | 0 | 0 | 0 | 0 | 0 | 0 | 0 | 0 | 0 | 0 | 0 | 0 | 0 | 0 | 0 | 0 | 0 | 0
F4_Industrial_Primary Metals_Existing_Space Heating_Natural Gas_Furnace_E6 | F4 | Industrial | Primary Metals | Existing | Space Heating | Natural Gas | Furnace | E6 | PCT BC Ratio | 0 | 0 | 0 | 0 | 0 | 0 | 0 | 0 | 0 | 0 | 0 | 0 | 0 | 0 | 0 | 0 | 0 | 0 | 0 | 0 | 0 | 0 | 0 | 0 | 0 | 0 | 0 | 0 | 0 | 0
F4_Industrial_Primary Metals_Existing_Space Heating_Natural Gas_Furnace_E7 | F4 | Industrial | Primary Metals | Existing | Space Heating | Natural Gas | Furnace | E7 | PCT BC Ratio | 0 | 0 | 0 | 0 | 0 | 0 | 0 | 0 | 0 | 0 | 0 | 0 | 0 | 0 | 0 | 0 | 0 | 0 | 0 | 0 | 0 | 0 | 0 | 0 | 0 | 0 | 0 | 0 | 0 | 0
F4_Industrial_Primary Metals_Existing_Space Heating_Natural Gas_Furnace_E8 | F4 | Industrial | Primary Metals | Existing | Space Heating | Natural Gas | Furnace | E8 | PCT BC Ratio | 0 | 0 | 0 | 0 | 0 | 0 | 0 | 0 | 0 | 0 | 0 | 0 | 0 | 0 | 0 | 0 | 0 | 0 | 0 | 0 | 0 | 0 | 0 | 0 | 0 | 0 | 0 | 0 | 0 | 0
F4_Industrial_Primary Metals_Existing_Space Heating_Natural Gas_Furnace_E9 | F4 | Industrial | Primary Metals | Existing | Space Heating | Natural Gas | Furnace | E9 | PCT BC Ratio | 0 | 0 | 0 | 0 | 0 | 0 | 0 | 0 | 0 | 0 | 0 | 0 | 0 | 0 | 0 | 0 | 0 | 0 | 0 | 0 | 0 | 0 | 0 | 0 | 0 | 0 | 0 | 0 | 0 | 0
F4_Industrial_Primary Metals_Existing_Space Heating_Natural Gas_Furnace_E10 | F4 | Industrial | Primary Metals | Existing | Space Heating | Natural Gas | Furnace | E10 | PCT BC Ratio | 0 | 0 | 0 | 0 | 0 | 0 | 0 | 0 | 0 | 0 | 0 | 0 | 0 | 0 | 0 | 0 | 0 | 0 | 0 | 0 | 0 | 0 | 0 | 0 | 0 | 0 | 0 | 0 | 0 | 0
F5_Industrial_Primary Metals_Existing_Space Heating_Natural Gas_Furnace_E1 | F5 | Industrial | Primary Metals | Existing | Space Heating | Natural Gas | Furnace | E1 | RIM BC Ratio | 0.9 | 0.9 | 0.9 | 0.9 | 0.9 | 0.9 | 0.9 | 0.9 | 0.9 | 0.9 | 0.9 | 0.9 | 0.9 | 0.9 | 0.9 | 0.9 | 0.9 | 0.9 | 0.9 | 0.9 | 0.9 | 0.9 | 0 | 0 | 0 | 0 | 0 | 0 | 0 | 0
F5_Industrial_Primary Metals_Existing_Space Heating_Natural Gas_Furnace_E2 | F5 | Industrial | Primary Metals | Existing | Space Heating | Natural Gas | Furnace | E2 | RIM BC Ratio | 0.79814 | 0.79852 | 0.79797 | 0.79742 | 0.79643 | 0.79541 | 0.79432 | 0.79328 | 0.79218 | 0.79118 | 0.79013 | 0.78906 | 0.78796 | 0.78685 | 0.78571 | 0.78455 | 0.78336 | 0.78217 | 0.78095 | 0.77975 | 0.77855 | 0.77733 | 0 | 0 | 0 | 0 | 0 | 0 | 0 | 0
F5_Industrial_Primary Metals_Existing_Space Heating_Natural Gas_Furnace_E3 | F5 | Industrial | Primary Metals | Existing | Space Heating | Natural Gas | Furnace | E3 | RIM BC Ratio | 0.78668 | 0.78718 | 0.78646 | 0.78575 | 0.78448 | 0.78316 | 0.78176 | 0.78041 | 0.779 | 0.7777 | 0.77635 | 0.77498 | 0.77356 | 0.77214 | 0.77068 | 0.76918 | 0.76766 | 0.76614 | 0.76458 | 0.76305 | 0.76152 | 0.75996 | 0 | 0 | 0 | 0 | 0 | 0 | 0 | 0
F5_Industrial_Primary Metals_Existing_Space Heating_Natural Gas_Furnace_E4 | F5 | Industrial | Primary Metals | Existing | Space Heating | Natural Gas | Furnace | E4 | RIM BC Ratio | 0 | 0 | 0 | 0 | 0 | 0 | 0 | 0 | 0 | 0 | 0 | 0 | 0 | 0 | 0 | 0 | 0 | 0 | 0 | 0 | 0 | 0 | 0 | 0 | 0 | 0 | 0 | 0 | 0 | 0
F5_Industrial_Primary Metals_Existing_Space Heating_Natural Gas_Furnace_E5 | F5 | Industrial | Primary Metals | Existing | Space Heating | Natural Gas | Furnace | E5 | RIM BC Ratio | 0 | 0 | 0 | 0 | 0 | 0 | 0 | 0 | 0 | 0 | 0 | 0 | 0 | 0 | 0 | 0 | 0 | 0 | 0 | 0 | 0 | 0 | 0 | 0 | 0 | 0 | 0 | 0 | 0 | 0
F5_Industrial_Primary Metals_Existing_Space Heating_Natural Gas_Furnace_E6 | F5 | Industrial | Primary Metals | Existing | Space Heating | Natural Gas | Furnace | E6 | RIM BC Ratio | 0 | 0 | 0 | 0 | 0 | 0 | 0 | 0 | 0 | 0 | 0 | 0 | 0 | 0 | 0 | 0 | 0 | 0 | 0 | 0 | 0 | 0 | 0 | 0 | 0 | 0 | 0 | 0 | 0 | 0
F5_Industrial_Primary Metals_Existing_Space Heating_Natural Gas_Furnace_E7 | F5 | Industrial | Primary Metals | Existing | Space Heating | Natural Gas | Furnace | E7 | RIM BC Ratio | 0 | 0 | 0 | 0 | 0 | 0 | 0 | 0 | 0 | 0 | 0 | 0 | 0 | 0 | 0 | 0 | 0 | 0 | 0 | 0 | 0 | 0 | 0 | 0 | 0 | 0 | 0 | 0 | 0 | 0
F5_Industrial_Primary Metals_Existing_Space Heating_Natural Gas_Furnace_E8 | F5 | Industrial | Primary Metals | Existing | Space Heating | Natural Gas | Furnace | E8 | RIM BC Ratio | 0 | 0 | 0 | 0 | 0 | 0 | 0 | 0 | 0 | 0 | 0 | 0 | 0 | 0 | 0 | 0 | 0 | 0 | 0 | 0 | 0 | 0 | 0 | 0 | 0 | 0 | 0 | 0 | 0 | 0
F5_Industrial_Primary Metals_Existing_Space Heating_Natural Gas_Furnace_E9 | F5 | Industrial | Primary Metals | Existing | Space Heating | Natural Gas | Furnace | E9 | RIM BC Ratio | 0 | 0 | 0 | 0 | 0 | 0 | 0 | 0 | 0 | 0 | 0 | 0 | 0 | 0 | 0 | 0 | 0 | 0 | 0 | 0 | 0 | 0 | 0 | 0 | 0 | 0 | 0 | 0 | 0 | 0
F5_Industrial_Primary Metals_Existing_Space Heating_Natural Gas_Furnace_E10 | F5 | Industrial | Primary Metals | Existing | Space Heating | Natural Gas | Furnace | E10 | RIM BC Ratio | 0 | 0 | 0 | 0 | 0 | 0 | 0 | 0 | 0 | 0 | 0 | 0 | 0 | 0 | 0 | 0 | 0 | 0 | 0 | 0 | 0 | 0 | 0 | 0 | 0 | 0 | 0 | 0 | 0 | 0
F0_Industrial_Primary Metals_Existing_Space Heating_Natural Gas_Boiler_E0 | F0 | Industrial | Primary Metals | Existing | Space Heating | Natural Gas | Boiler | E0 | Economic Unit | AFUE 97% | AFUE 97% | AFUE 97% | AFUE 97% | AFUE 97% | AFUE 97% | AFUE 97% | AFUE 97% | AFUE 97% | AFUE 97% | AFUE 97% | AFUE 97% | AFUE 97% | AFUE 97% | AFUE 97% | AFUE 97% | AFUE 97% | AFUE 97% | AFUE 97% | AFUE 97% | AFUE 97% | AFUE 97% | 0 | 0 | 0 | 0 | 0 | 0 | 0 | 0
F1_Industrial_Primary Metals_Existing_Space Heating_Natural Gas_Boiler_E1 | F1 | Industrial | Primary Metals | Existing | Space Heating | Natural Gas | Boiler | E1 | CCE | 0 | 0 | 0 | 0 | 0 | 0 | 0 | 0 | 0 | 0 | 0 | 0 | 0 | 0 | 0 | 0 | 0 | 0 | 0 | 0 | 0 | 0 | 0 | 0 | 0 | 0 | 0 | 0 | 0 | 0
F1_Industrial_Primary Metals_Existing_Space Heating_Natural Gas_Boiler_E2 | F1 | Industrial | Primary Metals | Existing | Space Heating | Natural Gas | Boiler | E2 | CCE | 0.0028331 | 0.0028331 | 0.0028331 | 0.0028331 | 0.0028331 | 0.0028331 | 0.0028331 | 0.0028331 | 0.0028331 | 0.0028331 | 0.0028331 | 0.0028331 | 0.0028331 | 0.0028331 | 0.0028331 | 0.0028331 | 0.0028331 | 0.0028331 | 0.0028331 | 0.0028331 | 0.0028331 | 0.0028331 | 0 | 0 | 0 | 0 | 0 | 0 | 0 | 0
F1_Industrial_Primary Metals_Existing_Space Heating_Natural Gas_Boiler_E3 | F1 | Industrial | Primary Metals | Existing | Space Heating | Natural Gas | Boiler | E3 | CCE | 0.0028615 | 0.0028615 | 0.0028615 | 0.0028615 | 0.0028615 | 0.0028615 | 0.0028615 | 0.0028615 | 0.0028615 | 0.0028615 | 0.0028615 | 0.0028615 | 0.0028615 | 0.0028615 | 0.0028615 | 0.0028615 | 0.0028615 | 0.0028615 | 0.0028615 | 0.0028615 | 0.0028615 | 0.0028615 | 0 | 0 | 0 | 0 | 0 | 0 | 0 | 0
F1_Industrial_Primary Metals_Existing_Space Heating_Natural Gas_Boiler_E4 | F1 | Industrial | Primary Metals | Existing | Space Heating | Natural Gas | Boiler | E4 | CCE | 18.3165 | 18.3165 | 18.3165 | 18.3165 | 18.3165 | 18.3165 | 18.3165 | 18.3165 | 18.3165 | 18.3165 | 18.3165 | 18.3165 | 18.3165 | 18.3165 | 18.3165 | 18.3165 | 18.3165 | 18.3165 | 18.3165 | 18.3165 | 18.3165 | 18.3165 | 0 | 0 | 0 | 0 | 0 | 0 | 0 | 0
F1_Industrial_Primary Metals_Existing_Space Heating_Natural Gas_Boiler_E5 | F1 | Industrial | Primary Metals | Existing | Space Heating | Natural Gas | Boiler | E5 | CCE | 0 | 0 | 0 | 0 | 0 | 0 | 0 | 0 | 0 | 0 | 0 | 0 | 0 | 0 | 0 | 0 | 0 | 0 | 0 | 0 | 0 | 0 | 0 | 0 | 0 | 0 | 0 | 0 | 0 | 0
F1_Industrial_Primary Metals_Existing_Space Heating_Natural Gas_Boiler_E6 | F1 | Industrial | Primary Metals | Existing | Space Heating | Natural Gas | Boiler | E6 | CCE | 0 | 0 | 0 | 0 | 0 | 0 | 0 | 0 | 0 | 0 | 0 | 0 | 0 | 0 | 0 | 0 | 0 | 0 | 0 | 0 | 0 | 0 | 0 | 0 | 0 | 0 | 0 | 0 | 0 | 0
F1_Industrial_Primary Metals_Existing_Space Heating_Natural Gas_Boiler_E7 | F1 | Industrial | Primary Metals | Existing | Space Heating | Natural Gas | Boiler | E7 | CCE | 0 | 0 | 0 | 0 | 0 | 0 | 0 | 0 | 0 | 0 | 0 | 0 | 0 | 0 | 0 | 0 | 0 | 0 | 0 | 0 | 0 | 0 | 0 | 0 | 0 | 0 | 0 | 0 | 0 | 0
F1_Industrial_Primary Metals_Existing_Space Heating_Natural Gas_Boiler_E8 | F1 | Industrial | Primary Metals | Existing | Space Heating | Natural Gas | Boiler | E8 | CCE | 0 | 0 | 0 | 0 | 0 | 0 | 0 | 0 | 0 | 0 | 0 | 0 | 0 | 0 | 0 | 0 | 0 | 0 | 0 | 0 | 0 | 0 | 0 | 0 | 0 | 0 | 0 | 0 | 0 | 0
F1_Industrial_Primary Metals_Existing_Space Heating_Natural Gas_Boiler_E9 | F1 | Industrial | Primary Metals | Existing | Space Heating | Natural Gas | Boiler | E9 | CCE | 0 | 0 | 0 | 0 | 0 | 0 | 0 | 0 | 0 | 0 | 0 | 0 | 0 | 0 | 0 | 0 | 0 | 0 | 0 | 0 | 0 | 0 | 0 | 0 | 0 | 0 | 0 | 0 | 0 | 0
F1_Industrial_Primary Metals_Existing_Space Heating_Natural Gas_Boiler_E10 | F1 | Industrial | Primary Metals | Existing | Space Heating | Natural Gas | Boiler | E10 | CCE | 0 | 0 | 0 | 0 | 0 | 0 | 0 | 0 | 0 | 0 | 0 | 0 | 0 | 0 | 0 | 0 | 0 | 0 | 0 | 0 | 0 | 0 | 0 | 0 | 0 | 0 | 0 | 0 | 0 | 0
F2_Industrial_Primary Metals_Existing_Space Heating_Natural Gas_Boiler_E1 | F2 | Industrial | Primary Metals | Existing | Space Heating | Natural Gas | Boiler | E1 | TRC BC Ratio | 0.9 | 0.9 | 0.9 | 0.9 | 0.9 | 0.9 | 0.9 | 0.9 | 0.9 | 0.9 | 0.9 | 0.9 | 0.9 | 0.9 | 0.9 | 0.9 | 0.9 | 0.9 | 0.9 | 0.9 | 0.9 | 0.9 | 0 | 0 | 0 | 0 | 0 | 0 | 0 | 0
F2_Industrial_Primary Metals_Existing_Space Heating_Natural Gas_Boiler_E2 | F2 | Industrial | Primary Metals | Existing | Space Heating | Natural Gas | Boiler | E2 | TRC BC Ratio | 1.7643 | 1.7812 | 1.7525 | 1.725 | 1.6789 | 1.6333 | 1.5875 | 1.5455 | 1.5039 | 1.4674 | 1.431 | 1.3956 | 1.361 | 1.3276 | 1.295 | 1.263 | 1.232 | 1.2024 | 1.1734 | 1.1463 | 1.1202 | 1.095 | 0 | 0 | 0 | 0 | 0 | 0 | 0 | 0
F2_Industrial_Primary Metals_Existing_Space Heating_Natural Gas_Boiler_E3 | F2 | Industrial | Primary Metals | Existing | Space Heating | Natural Gas | Boiler | E3 | TRC BC Ratio | 1.7468 | 1.7636 | 1.7351 | 1.7079 | 1.6622 | 1.6171 | 1.5717 | 1.5302 | 1.489 | 1.4529 | 1.4168 | 1.3818 | 1.3475 | 1.3145 | 1.2822 | 1.2505 | 1.2198 | 1.1904 | 1.1618 | 1.1349 | 1.1091 | 1.0842 | 0 | 0 | 0 | 0 | 0 | 0 | 0 | 0
F2_Industrial_Primary Metals_Existing_Space Heating_Natural Gas_Boiler_E4 | F2 | Industrial | Primary Metals | Existing | Space Heating | Natural Gas | Boiler | E4 | TRC BC Ratio | 0.00024716 | 0.00024492 | 0.00023984 | 0.00023494 | 0.00022895 | 0.00022309 | 0.00021732 | 0.00021189 | 0.00020656 | 0.00020165 | 0.00019682 | 0.0001921 | 0.00018749 | 0.00018302 | 0.00017865 | 0.00017437 | 0.00017022 | 0.00016623 | 0.00016237 | 0.00015872 | 0.00015525 | 0.00015195 | 0 | 0 | 0 | 0 | 0 | 0 | 0 | 0
F2_Industrial_Primary Metals_Existing_Space Heating_Natural Gas_Boiler_E5 | F2 | Industrial | Primary Metals | Existing | Space Heating | Natural Gas | Boiler | E5 | TRC BC Ratio | 0 | 0 | 0 | 0 | 0 | 0 | 0 | 0 | 0 | 0 | 0 | 0 | 0 | 0 | 0 | 0 | 0 | 0 | 0 | 0 | 0 | 0 | 0 | 0 | 0 | 0 | 0 | 0 | 0 | 0
F2_Industrial_Primary Metals_Existing_Space Heating_Natural Gas_Boiler_E6 | F2 | Industrial | Primary Metals | Existing | Space Heating | Natural Gas | Boiler | E6 | TRC BC Ratio | 0 | 0 | 0 | 0 | 0 | 0 | 0 | 0 | 0 | 0 | 0 | 0 | 0 | 0 | 0 | 0 | 0 | 0 | 0 | 0 | 0 | 0 | 0 | 0 | 0 | 0 | 0 | 0 | 0 | 0
F2_Industrial_Primary Metals_Existing_Space Heating_Natural Gas_Boiler_E7 | F2 | Industrial | Primary Metals | Existing | Space Heating | Natural Gas | Boiler | E7 | TRC BC Ratio | 0 | 0 | 0 | 0 | 0 | 0 | 0 | 0 | 0 | 0 | 0 | 0 | 0 | 0 | 0 | 0 | 0 | 0 | 0 | 0 | 0 | 0 | 0 | 0 | 0 | 0 | 0 | 0 | 0 | 0
F2_Industrial_Primary Metals_Existing_Space Heating_Natural Gas_Boiler_E8 | F2 | Industrial | Primary Metals | Existing | Space Heating | Natural Gas | Boiler | E8 | TRC BC Ratio | 0 | 0 | 0 | 0 | 0 | 0 | 0 | 0 | 0 | 0 | 0 | 0 | 0 | 0 | 0 | 0 | 0 | 0 | 0 | 0 | 0 | 0 | 0 | 0 | 0 | 0 | 0 | 0 | 0 | 0
F2_Industrial_Primary Metals_Existing_Space Heating_Natural Gas_Boiler_E9 | F2 | Industrial | Primary Metals | Existing | Space Heating | Natural Gas | Boiler | E9 | TRC BC Ratio | 0 | 0 | 0 | 0 | 0 | 0 | 0 | 0 | 0 | 0 | 0 | 0 | 0 | 0 | 0 | 0 | 0 | 0 | 0 | 0 | 0 | 0 | 0 | 0 | 0 | 0 | 0 | 0 | 0 | 0
F2_Industrial_Primary Metals_Existing_Space Heating_Natural Gas_Boiler_E10 | F2 | Industrial | Primary Metals | Existing | Space Heating | Natural Gas | Boiler | E10 | TRC BC Ratio | 0 | 0 | 0 | 0 | 0 | 0 | 0 | 0 | 0 | 0 | 0 | 0 | 0 | 0 | 0 | 0 | 0 | 0 | 0 | 0 | 0 | 0 | 0 | 0 | 0 | 0 | 0 | 0 | 0 | 0
F3_Industrial_Primary Metals_Existing_Space Heating_Natural Gas_Boiler_E1 | F3 | Industrial | Primary Metals | Existing | Space Heating | Natural Gas | Boiler | E1 | PACT BC Ratio | 0.9 | 0.9 | 0.9 | 0.9 | 0.9 | 0.9 | 0.9 | 0.9 | 0.9 | 0.9 | 0.9 | 0.9 | 0.9 | 0.9 | 0.9 | 0.9 | 0.9 | 0.9 | 0.9 | 0.9 | 0.9 | 0.9 | 0 | 0 | 0 | 0 | 0 | 0 | 0 | 0
F3_Industrial_Primary Metals_Existing_Space Heating_Natural Gas_Boiler_E2 | F3 | Industrial | Primary Metals | Existing | Space Heating | Natural Gas | Boiler | E2 | PACT BC Ratio | 1.8168 | 1.8343 | 1.8047 | 1.7763 | 1.7288 | 1.6819 | 1.6347 | 1.5915 | 1.5487 | 1.5111 | 1.4736 | 1.4372 | 1.4015 | 1.3672 | 1.3335 | 1.3006 | 1.2687 | 1.2381 | 1.2084 | 1.1804 | 1.1535 | 1.1276 | 0 | 0 | 0 | 0 | 0 | 0 | 0 | 0
F3_Industrial_Primary Metals_Existing_Space Heating_Natural Gas_Boiler_E3 | F3 | Industrial | Primary Metals | Existing | Space Heating | Natural Gas | Boiler | E3 | PACT BC Ratio | 1.7988 | 1.8161 | 1.7868 | 1.7587 | 1.7117 | 1.6652 | 1.6185 | 1.5758 | 1.5333 | 1.4961 | 1.459 | 1.4229 | 1.3876 | 1.3536 | 1.3203 | 1.2877 | 1.2561 | 1.2259 | 1.1964 | 1.1687 | 1.1421 | 1.1164 | 0 | 0 | 0 | 0 | 0 | 0 | 0 | 0
F3_Industrial_Primary Metals_Existing_Space Heating_Natural Gas_Boiler_E4 | F3 | Industrial | Primary Metals | Existing | Space Heating | Natural Gas | Boiler | E4 | PACT BC Ratio | 0.00025452 | 0.00025221 | 0.00024698 | 0.00024194 | 0.00023576 | 0.00022973 | 0.00022378 | 0.0002182 | 0.00021271 | 0.00020766 | 0.00020267 | 0.00019782 | 0.00019307 | 0.00018847 | 0.00018396 | 0.00017956 | 0.00017529 | 0.00017118 | 0.0001672 | 0.00016344 | 0.00015987 | 0.00015648 | 0 | 0 | 0 | 0 | 0 | 0 | 0 | 0
F3_Industrial_Primary Metals_Existing_Space Heating_Natural Gas_Boiler_E5 | F3 | Industrial | Primary Metals | Existing | Space Heating | Natural Gas | Boiler | E5 | PACT BC Ratio | 0 | 0 | 0 | 0 | 0 | 0 | 0 | 0 | 0 | 0 | 0 | 0 | 0 | 0 | 0 | 0 | 0 | 0 | 0 | 0 | 0 | 0 | 0 | 0 | 0 | 0 | 0 | 0 | 0 | 0
F3_Industrial_Primary Metals_Existing_Space Heating_Natural Gas_Boiler_E6 | F3 | Industrial | Primary Metals | Existing | Space Heating | Natural Gas | Boiler | E6 | PACT BC Ratio | 0 | 0 | 0 | 0 | 0 | 0 | 0 | 0 | 0 | 0 | 0 | 0 | 0 | 0 | 0 | 0 | 0 | 0 | 0 | 0 | 0 | 0 | 0 | 0 | 0 | 0 | 0 | 0 | 0 | 0
F3_Industrial_Primary Metals_Existing_Space Heating_Natural Gas_Boiler_E7 | F3 | Industrial | Primary Metals | Existing | Space Heating | Natural Gas | Boiler | E7 | PACT BC Ratio | 0 | 0 | 0 | 0 | 0 | 0 | 0 | 0 | 0 | 0 | 0 | 0 | 0 | 0 | 0 | 0 | 0 | 0 | 0 | 0 | 0 | 0 | 0 | 0 | 0 | 0 | 0 | 0 | 0 | 0
F3_Industrial_Primary Metals_Existing_Space Heating_Natural Gas_Boiler_E8 | F3 | Industrial | Primary Metals | Existing | Space Heating | Natural Gas | Boiler | E8 | PACT BC Ratio | 0 | 0 | 0 | 0 | 0 | 0 | 0 | 0 | 0 | 0 | 0 | 0 | 0 | 0 | 0 | 0 | 0 | 0 | 0 | 0 | 0 | 0 | 0 | 0 | 0 | 0 | 0 | 0 | 0 | 0
F3_Industrial_Primary Metals_Existing_Space Heating_Natural Gas_Boiler_E9 | F3 | Industrial | Primary Metals | Existing | Space Heating | Natural Gas | Boiler | E9 | PACT BC Ratio | 0 | 0 | 0 | 0 | 0 | 0 | 0 | 0 | 0 | 0 | 0 | 0 | 0 | 0 | 0 | 0 | 0 | 0 | 0 | 0 | 0 | 0 | 0 | 0 | 0 | 0 | 0 | 0 | 0 | 0
F3_Industrial_Primary Metals_Existing_Space Heating_Natural Gas_Boiler_E10 | F3 | Industrial | Primary Metals | Existing | Space Heating | Natural Gas | Boiler | E10 | PACT BC Ratio | 0 | 0 | 0 | 0 | 0 | 0 | 0 | 0 | 0 | 0 | 0 | 0 | 0 | 0 | 0 | 0 | 0 | 0 | 0 | 0 | 0 | 0 | 0 | 0 | 0 | 0 | 0 | 0 | 0 | 0
F4_Industrial_Primary Metals_Existing_Space Heating_Natural Gas_Boiler_E1 | F4 | Industrial | Primary Metals | Existing | Space Heating | Natural Gas | Boiler | E1 | PCT BC Ratio | 0.9 | 0.9 | 0.9 | 0.9 | 0.9 | 0.9 | 0.9 | 0.9 | 0.9 | 0.9 | 0.9 | 0.9 | 0.9 | 0.9 | 0.9 | 0.9 | 0.9 | 0.9 | 0.9 | 0.9 | 0.9 | 0.9 | 0 | 0 | 0 | 0 | 0 | 0 | 0 | 0
F4_Industrial_Primary Metals_Existing_Space Heating_Natural Gas_Boiler_E2 | F4 | Industrial | Primary Metals | Existing | Space Heating | Natural Gas | Boiler | E2 | PCT BC Ratio | 5.2433 | 5.2846 | 5.2145 | 5.1473 | 5.0349 | 4.9237 | 4.812 | 4.7099 | 4.6083 | 4.5193 | 4.4306 | 4.3443 | 4.2598 | 4.1785 | 4.0989 | 4.0208 | 3.9453 | 3.873 | 3.8025 | 3.7362 | 3.6727 | 3.6113 | 0 | 0 | 0 | 0 | 0 | 0 | 0 | 0
F4_Industrial_Primary Metals_Existing_Space Heating_Natural Gas_Boiler_E3 | F4 | Industrial | Primary Metals | Existing | Space Heating | Natural Gas | Boiler | E3 | PCT BC Ratio | 5.2007 | 5.2416 | 5.1722 | 5.1057 | 4.9944 | 4.8843 | 4.7737 | 4.6725 | 4.572 | 4.4839 | 4.396 | 4.3106 | 4.227 | 4.1465 | 4.0676 | 3.9903 | 3.9156 | 3.844 | 3.7742 | 3.7085 | 3.6456 | 3.5848 | 0 | 0 | 0 | 0 | 0 | 0 | 0 | 0
F4_Industrial_Primary Metals_Existing_Space Heating_Natural Gas_Boiler_E4 | F4 | Industrial | Primary Metals | Existing | Space Heating | Natural Gas | Boiler | E4 | PCT BC Ratio | 0.94178 | 0.94177 | 0.94176 | 0.94175 | 0.94173 | 0.94172 | 0.94171 | 0.94169 | 0.94168 | 0.94167 | 0.94166 | 0.94164 | 0.94163 | 0.94162 | 0.94161 | 0.9416 | 0.94159 | 0.94158 | 0.94157 | 0.94156 | 0.94156 | 0.94155 | 0 | 0 | 0 | 0 | 0 | 0 | 0 | 0
F4_Industrial_Primary Metals_Existing_Space Heating_Natural Gas_Boiler_E5 | F4 | Industrial | Primary Metals | Existing | Space Heating | Natural Gas | Boiler | E5 | PCT BC Ratio | 0 | 0 | 0 | 0 | 0 | 0 | 0 | 0 | 0 | 0 | 0 | 0 | 0 | 0 | 0 | 0 | 0 | 0 | 0 | 0 | 0 | 0 | 0 | 0 | 0 | 0 | 0 | 0 | 0 | 0
F4_Industrial_Primary Metals_Existing_Space Heating_Natural Gas_Boiler_E6 | F4 | Industrial | Primary Metals | Existing | Space Heating | Natural Gas | Boiler | E6 | PCT BC Ratio | 0 | 0 | 0 | 0 | 0 | 0 | 0 | 0 | 0 | 0 | 0 | 0 | 0 | 0 | 0 | 0 | 0 | 0 | 0 | 0 | 0 | 0 | 0 | 0 | 0 | 0 | 0 | 0 | 0 | 0
F4_Industrial_Primary Metals_Existing_Space Heating_Natural Gas_Boiler_E7 | F4 | Industrial | Primary Metals | Existing | Space Heating | Natural Gas | Boiler | E7 | PCT BC Ratio | 0 | 0 | 0 | 0 | 0 | 0 | 0 | 0 | 0 | 0 | 0 | 0 | 0 | 0 | 0 | 0 | 0 | 0 | 0 | 0 | 0 | 0 | 0 | 0 | 0 | 0 | 0 | 0 | 0 | 0
F4_Industrial_Primary Metals_Existing_Space Heating_Natural Gas_Boiler_E8 | F4 | Industrial | Primary Metals | Existing | Space Heating | Natural Gas | Boiler | E8 | PCT BC Ratio | 0 | 0 | 0 | 0 | 0 | 0 | 0 | 0 | 0 | 0 | 0 | 0 | 0 | 0 | 0 | 0 | 0 | 0 | 0 | 0 | 0 | 0 | 0 | 0 | 0 | 0 | 0 | 0 | 0 | 0
F4_Industrial_Primary Metals_Existing_Space Heating_Natural Gas_Boiler_E9 | F4 | Industrial | Primary Metals | Existing | Space Heating | Natural Gas | Boiler | E9 | PCT BC Ratio | 0 | 0 | 0 | 0 | 0 | 0 | 0 | 0 | 0 | 0 | 0 | 0 | 0 | 0 | 0 | 0 | 0 | 0 | 0 | 0 | 0 | 0 | 0 | 0 | 0 | 0 | 0 | 0 | 0 | 0
F4_Industrial_Primary Metals_Existing_Space Heating_Natural Gas_Boiler_E10 | F4 | Industrial | Primary Metals | Existing | Space Heating | Natural Gas | Boiler | E10 | PCT BC Ratio | 0 | 0 | 0 | 0 | 0 | 0 | 0 | 0 | 0 | 0 | 0 | 0 | 0 | 0 | 0 | 0 | 0 | 0 | 0 | 0 | 0 | 0 | 0 | 0 | 0 | 0 | 0 | 0 | 0 | 0
F5_Industrial_Primary Metals_Existing_Space Heating_Natural Gas_Boiler_E1 | F5 | Industrial | Primary Metals | Existing | Space Heating | Natural Gas | Boiler | E1 | RIM BC Ratio | 0.9 | 0.9 | 0.9 | 0.9 | 0.9 | 0.9 | 0.9 | 0.9 | 0.9 | 0.9 | 0.9 | 0.9 | 0.9 | 0.9 | 0.9 | 0.9 | 0.9 | 0.9 | 0.9 | 0.9 | 0.9 | 0.9 | 0 | 0 | 0 | 0 | 0 | 0 | 0 | 0
F5_Industrial_Primary Metals_Existing_Space Heating_Natural Gas_Boiler_E2 | F5 | Industrial | Primary Metals | Existing | Space Heating | Natural Gas | Boiler | E2 | RIM BC Ratio | 0.57193 | 0.57364 | 0.57072 | 0.56785 | 0.56291 | 0.55784 | 0.55255 | 0.54753 | 0.54236 | 0.53768 | 0.53286 | 0.52802 | 0.52313 | 0.51827 | 0.51336 | 0.5084 | 0.50345 | 0.49857 | 0.49367 | 0.48894 | 0.48427 | 0.47964 | 0 | 0 | 0 | 0 | 0 | 0 | 0 | 0
F5_Industrial_Primary Metals_Existing_Space Heating_Natural Gas_Boiler_E3 | F5 | Industrial | Primary Metals | Existing | Space Heating | Natural Gas | Boiler | E3 | RIM BC Ratio | 0.57013 | 0.57185 | 0.56892 | 0.56604 | 0.56108 | 0.55599 | 0.55069 | 0.54565 | 0.54047 | 0.53577 | 0.53094 | 0.52609 | 0.52118 | 0.51631 | 0.51139 | 0.50642 | 0.50146 | 0.49657 | 0.49166 | 0.48692 | 0.48225 | 0.47761 | 0 | 0 | 0 | 0 | 0 | 0 | 0 | 0
F5_Industrial_Primary Metals_Existing_Space Heating_Natural Gas_Boiler_E4 | F5 | Industrial | Primary Metals | Existing | Space Heating | Natural Gas | Boiler | E4 | RIM BC Ratio | 0.00025444 | 0.00025213 | 0.0002469 | 0.00024187 | 0.0002357 | 0.00022966 | 0.00022372 | 0.00021814 | 0.00021266 | 0.0002076 | 0.00020263 | 0.00019777 | 0.00019303 | 0.00018843 | 0.00018392 | 0.00017952 | 0.00017525 | 0.00017114 | 0.00016717 | 0.00016341 | 0.00015984 | 0.00015645 | 0 | 0 | 0 | 0 | 0 | 0 | 0 | 0
F5_Industrial_Primary Metals_Existing_Space Heating_Natural Gas_Boiler_E5 | F5 | Industrial | Primary Metals | Existing | Space Heating | Natural Gas | Boiler | E5 | RIM BC Ratio | 0 | 0 | 0 | 0 | 0 | 0 | 0 | 0 | 0 | 0 | 0 | 0 | 0 | 0 | 0 | 0 | 0 | 0 | 0 | 0 | 0 | 0 | 0 | 0 | 0 | 0 | 0 | 0 | 0 | 0
F5_Industrial_Primary Metals_Existing_Space Heating_Natural Gas_Boiler_E6 | F5 | Industrial | Primary Metals | Existing | Space Heating | Natural Gas | Boiler | E6 | RIM BC Ratio | 0 | 0 | 0 | 0 | 0 | 0 | 0 | 0 | 0 | 0 | 0 | 0 | 0 | 0 | 0 | 0 | 0 | 0 | 0 | 0 | 0 | 0 | 0 | 0 | 0 | 0 | 0 | 0 | 0 | 0
F5_Industrial_Primary Metals_Existing_Space Heating_Natural Gas_Boiler_E7 | F5 | Industrial | Primary Metals | Existing | Space Heating | Natural Gas | Boiler | E7 | RIM BC Ratio | 0 | 0 | 0 | 0 | 0 | 0 | 0 | 0 | 0 | 0 | 0 | 0 | 0 | 0 | 0 | 0 | 0 | 0 | 0 | 0 | 0 | 0 | 0 | 0 | 0 | 0 | 0 | 0 | 0 | 0
F5_Industrial_Primary Metals_Existing_Space Heating_Natural Gas_Boiler_E8 | F5 | Industrial | Primary Metals | Existing | Space Heating | Natural Gas | Boiler | E8 | RIM BC Ratio | 0 | 0 | 0 | 0 | 0 | 0 | 0 | 0 | 0 | 0 | 0 | 0 | 0 | 0 | 0 | 0 | 0 | 0 | 0 | 0 | 0 | 0 | 0 | 0 | 0 | 0 | 0 | 0 | 0 | 0
F5_Industrial_Primary Metals_Existing_Space Heating_Natural Gas_Boiler_E9 | F5 | Industrial | Primary Metals | Existing | Space Heating | Natural Gas | Boiler | E9 | RIM BC Ratio | 0 | 0 | 0 | 0 | 0 | 0 | 0 | 0 | 0 | 0 | 0 | 0 | 0 | 0 | 0 | 0 | 0 | 0 | 0 | 0 | 0 | 0 | 0 | 0 | 0 | 0 | 0 | 0 | 0 | 0
F5_Industrial_Primary Metals_Existing_Space Heating_Natural Gas_Boiler_E10 | F5 | Industrial | Primary Metals | Existing | Space Heating | Natural Gas | Boiler | E10 | RIM BC Ratio | 0 | 0 | 0 | 0 | 0 | 0 | 0 | 0 | 0 | 0 | 0 | 0 | 0 | 0 | 0 | 0 | 0 | 0 | 0 | 0 | 0 | 0 | 0 | 0 | 0 | 0 | 0 | 0 | 0 | 0
F0_Industrial_Primary Metals_Existing_Space Heating_Natural Gas_Unit Heater_E0 | F0 | Industrial | Primary Metals | Existing | Space Heating | Natural Gas | Unit Heater | E0 | Economic Unit | Infrared Radiant | Infrared Radiant | Infrared Radiant | Infrared Radiant | Infrared Radiant | Infrared Radiant | Infrared Radiant | Infrared Radiant | Infrared Radiant | Infrared Radiant | Infrared Radiant | Infrared Radiant | Infrared Radiant | Infrared Radiant | Infrared Radiant | Infrared Radiant | Infrared Radiant | Infrared Radiant | Infrared Radiant | Infrared Radiant | Infrared Radiant | Infrared Radiant | 0 | 0 | 0 | 0 | 0 | 0 | 0 | 0
F1_Industrial_Primary Metals_Existing_Space Heating_Natural Gas_Unit Heater_E1 | F1 | Industrial | Primary Metals | Existing | Space Heating | Natural Gas | Unit Heater | E1 | CCE | 0 | 0 | 0 | 0 | 0 | 0 | 0 | 0 | 0 | 0 | 0 | 0 | 0 | 0 | 0 | 0 | 0 | 0 | 0 | 0 | 0 | 0 | 0 | 0 | 0 | 0 | 0 | 0 | 0 | 0
F1_Industrial_Primary Metals_Existing_Space Heating_Natural Gas_Unit Heater_E2 | F1 | Industrial | Primary Metals | Existing | Space Heating | Natural Gas | Unit Heater | E2 | CCE | 0.025298 | 0.025298 | 0.025298 | 0.025298 | 0.025298 | 0.025298 | 0.025298 | 0.025298 | 0.025298 | 0.025298 | 0.025298 | 0.025298 | 0.025298 | 0.025298 | 0.025298 | 0.025298 | 0.025298 | 0.025298 | 0.025298 | 0.025298 | 0.025298 | 0.025298 | 0 | 0 | 0 | 0 | 0 | 0 | 0 | 0
F1_Industrial_Primary Metals_Existing_Space Heating_Natural Gas_Unit Heater_E3 | F1 | Industrial | Primary Metals | Existing | Space Heating | Natural Gas | Unit Heater | E3 | CCE | 0.0011378 | 0.0011378 | 0.0011378 | 0.0011378 | 0.0011378 | 0.0011378 | 0.0011378 | 0.0011378 | 0.0011378 | 0.0011378 | 0.0011378 | 0.0011378 | 0.0011378 | 0.0011378 | 0.0011378 | 0.0011378 | 0.0011378 | 0.0011378 | 0.0011378 | 0.0011378 | 0.0011378 | 0.0011378 | 0 | 0 | 0 | 0 | 0 | 0 | 0 | 0
F1_Industrial_Primary Metals_Existing_Space Heating_Natural Gas_Unit Heater_E4 | F1 | Industrial | Primary Metals | Existing | Space Heating | Natural Gas | Unit Heater | E4 | CCE | 0 | 0 | 0 | 0 | 0 | 0 | 0 | 0 | 0 | 0 | 0 | 0 | 0 | 0 | 0 | 0 | 0 | 0 | 0 | 0 | 0 | 0 | 0 | 0 | 0 | 0 | 0 | 0 | 0 | 0
F1_Industrial_Primary Metals_Existing_Space Heating_Natural Gas_Unit Heater_E5 | F1 | Industrial | Primary Metals | Existing | Space Heating | Natural Gas | Unit Heater | E5 | CCE | 0 | 0 | 0 | 0 | 0 | 0 | 0 | 0 | 0 | 0 | 0 | 0 | 0 | 0 | 0 | 0 | 0 | 0 | 0 | 0 | 0 | 0 | 0 | 0 | 0 | 0 | 0 | 0 | 0 | 0
F1_Industrial_Primary Metals_Existing_Space Heating_Natural Gas_Unit Heater_E6 | F1 | Industrial | Primary Metals | Existing | Space Heating | Natural Gas | Unit Heater | E6 | CCE | 0 | 0 | 0 | 0 | 0 | 0 | 0 | 0 | 0 | 0 | 0 | 0 | 0 | 0 | 0 | 0 | 0 | 0 | 0 | 0 | 0 | 0 | 0 | 0 | 0 | 0 | 0 | 0 | 0 | 0
F1_Industrial_Primary Metals_Existing_Space Heating_Natural Gas_Unit Heater_E7 | F1 | Industrial | Primary Metals | Existing | Space Heating | Natural Gas | Unit Heater | E7 | CCE | 0 | 0 | 0 | 0 | 0 | 0 | 0 | 0 | 0 | 0 | 0 | 0 | 0 | 0 | 0 | 0 | 0 | 0 | 0 | 0 | 0 | 0 | 0 | 0 | 0 | 0 | 0 | 0 | 0 | 0
F1_Industrial_Primary Metals_Existing_Space Heating_Natural Gas_Unit Heater_E8 | F1 | Industrial | Primary Metals | Existing | Space Heating | Natural Gas | Unit Heater | E8 | CCE | 0 | 0 | 0 | 0 | 0 | 0 | 0 | 0 | 0 | 0 | 0 | 0 | 0 | 0 | 0 | 0 | 0 | 0 | 0 | 0 | 0 | 0 | 0 | 0 | 0 | 0 | 0 | 0 | 0 | 0
F1_Industrial_Primary Metals_Existing_Space Heating_Natural Gas_Unit Heater_E9 | F1 | Industrial | Primary Metals | Existing | Space Heating | Natural Gas | Unit Heater | E9 | CCE | 0 | 0 | 0 | 0 | 0 | 0 | 0 | 0 | 0 | 0 | 0 | 0 | 0 | 0 | 0 | 0 | 0 | 0 | 0 | 0 | 0 | 0 | 0 | 0 | 0 | 0 | 0 | 0 | 0 | 0
F1_Industrial_Primary Metals_Existing_Space Heating_Natural Gas_Unit Heater_E10 | F1 | Industrial | Primary Metals | Existing | Space Heating | Natural Gas | Unit Heater | E10 | CCE | 0 | 0 | 0 | 0 | 0 | 0 | 0 | 0 | 0 | 0 | 0 | 0 | 0 | 0 | 0 | 0 | 0 | 0 | 0 | 0 | 0 | 0 | 0 | 0 | 0 | 0 | 0 | 0 | 0 | 0
F2_Industrial_Primary Metals_Existing_Space Heating_Natural Gas_Unit Heater_E1 | F2 | Industrial | Primary Metals | Existing | Space Heating | Natural Gas | Unit Heater | E1 | TRC BC Ratio | 0.9 | 0.9 | 0.9 | 0.9 | 0.9 | 0.9 | 0.9 | 0.9 | 0.9 | 0.9 | 0.9 | 0.9 | 0.9 | 0.9 | 0.9 | 0.9 | 0.9 | 0.9 | 0.9 | 0.9 | 0.9 | 0.9 | 0 | 0 | 0 | 0 | 0 | 0 | 0 | 0
F2_Industrial_Primary Metals_Existing_Space Heating_Natural Gas_Unit Heater_E2 | F2 | Industrial | Primary Metals | Existing | Space Heating | Natural Gas | Unit Heater | E2 | TRC BC Ratio | 0.2181 | 0.22441 | 0.22186 | 0.21944 | 0.21339 | 0.20733 | 0.20112 | 0.19555 | 0.18995 | 0.18525 | 0.18051 | 0.17591 | 0.1714 | 0.16709 | 0.16286 | 0.15871 | 0.15471 | 0.1509 | 0.14716 | 0.14369 | 0.14034 | 0.13708 | 0 | 0 | 0 | 0 | 0 | 0 | 0 | 0
F2_Industrial_Primary Metals_Existing_Space Heating_Natural Gas_Unit Heater_E3 | F2 | Industrial | Primary Metals | Existing | Space Heating | Natural Gas | Unit Heater | E3 | TRC BC Ratio | 5.5546 | 5.9201 | 5.9076 | 5.8978 | 5.7318 | 5.5622 | 5.3814 | 5.2234 | 5.0607 | 4.9317 | 4.7987 | 4.6701 | 4.5435 | 4.4241 | 4.3066 | 4.191 | 4.0803 | 3.9764 | 3.8742 | 3.7819 | 3.6939 | 3.6079 | 0 | 0 | 0 | 0 | 0 | 0 | 0 | 0
F2_Industrial_Primary Metals_Existing_Space Heating_Natural Gas_Unit Heater_E4 | F2 | Industrial | Primary Metals | Existing | Space Heating | Natural Gas | Unit Heater | E4 | TRC BC Ratio | 0 | 0 | 0 | 0 | 0 | 0 | 0 | 0 | 0 | 0 | 0 | 0 | 0 | 0 | 0 | 0 | 0 | 0 | 0 | 0 | 0 | 0 | 0 | 0 | 0 | 0 | 0 | 0 | 0 | 0
F2_Industrial_Primary Metals_Existing_Space Heating_Natural Gas_Unit Heater_E5 | F2 | Industrial | Primary Metals | Existing | Space Heating | Natural Gas | Unit Heater | E5 | TRC BC Ratio | 0 | 0 | 0 | 0 | 0 | 0 | 0 | 0 | 0 | 0 | 0 | 0 | 0 | 0 | 0 | 0 | 0 | 0 | 0 | 0 | 0 | 0 | 0 | 0 | 0 | 0 | 0 | 0 | 0 | 0
F2_Industrial_Primary Metals_Existing_Space Heating_Natural Gas_Unit Heater_E6 | F2 | Industrial | Primary Metals | Existing | Space Heating | Natural Gas | Unit Heater | E6 | TRC BC Ratio | 0 | 0 | 0 | 0 | 0 | 0 | 0 | 0 | 0 | 0 | 0 | 0 | 0 | 0 | 0 | 0 | 0 | 0 | 0 | 0 | 0 | 0 | 0 | 0 | 0 | 0 | 0 | 0 | 0 | 0
F2_Industrial_Primary Metals_Existing_Space Heating_Natural Gas_Unit Heater_E7 | F2 | Industrial | Primary Metals | Existing | Space Heating | Natural Gas | Unit Heater | E7 | TRC BC Ratio | 0 | 0 | 0 | 0 | 0 | 0 | 0 | 0 | 0 | 0 | 0 | 0 | 0 | 0 | 0 | 0 | 0 | 0 | 0 | 0 | 0 | 0 | 0 | 0 | 0 | 0 | 0 | 0 | 0 | 0
F2_Industrial_Primary Metals_Existing_Space Heating_Natural Gas_Unit Heater_E8 | F2 | Industrial | Primary Metals | Existing | Space Heating | Natural Gas | Unit Heater | E8 | TRC BC Ratio | 0 | 0 | 0 | 0 | 0 | 0 | 0 | 0 | 0 | 0 | 0 | 0 | 0 | 0 | 0 | 0 | 0 | 0 | 0 | 0 | 0 | 0 | 0 | 0 | 0 | 0 | 0 | 0 | 0 | 0
F2_Industrial_Primary Metals_Existing_Space Heating_Natural Gas_Unit Heater_E9 | F2 | Industrial | Primary Metals | Existing | Space Heating | Natural Gas | Unit Heater | E9 | TRC BC Ratio | 0 | 0 | 0 | 0 | 0 | 0 | 0 | 0 | 0 | 0 | 0 | 0 | 0 | 0 | 0 | 0 | 0 | 0 | 0 | 0 | 0 | 0 | 0 | 0 | 0 | 0 | 0 | 0 | 0 | 0
F2_Industrial_Primary Metals_Existing_Space Heating_Natural Gas_Unit Heater_E10 | F2 | Industrial | Primary Metals | Existing | Space Heating | Natural Gas | Unit Heater | E10 | TRC BC Ratio | 0 | 0 | 0 | 0 | 0 | 0 | 0 | 0 | 0 | 0 | 0 | 0 | 0 | 0 | 0 | 0 | 0 | 0 | 0 | 0 | 0 | 0 | 0 | 0 | 0 | 0 | 0 | 0 | 0 | 0
F3_Industrial_Primary Metals_Existing_Space Heating_Natural Gas_Unit Heater_E1 | F3 | Industrial | Primary Metals | Existing | Space Heating | Natural Gas | Unit Heater | E1 | PACT BC Ratio | 0.9 | 0.9 | 0.9 | 0.9 | 0.9 | 0.9 | 0.9 | 0.9 | 0.9 | 0.9 | 0.9 | 0.9 | 0.9 | 0.9 | 0.9 | 0.9 | 0.9 | 0.9 | 0.9 | 0.9 | 0.9 | 0.9 | 0 | 0 | 0 | 0 | 0 | 0 | 0 | 0
F3_Industrial_Primary Metals_Existing_Space Heating_Natural Gas_Unit Heater_E2 | F3 | Industrial | Primary Metals | Existing | Space Heating | Natural Gas | Unit Heater | E2 | PACT BC Ratio | 0.46195 | 0.47531 | 0.46991 | 0.4648 | 0.45197 | 0.43914 | 0.42598 | 0.41419 | 0.40233 | 0.39237 | 0.38233 | 0.37259 | 0.36303 | 0.35391 | 0.34495 | 0.33616 | 0.32768 | 0.31961 | 0.31169 | 0.30433 | 0.29725 | 0.29033 | 0 | 0 | 0 | 0 | 0 | 0 | 0 | 0
F3_Industrial_Primary Metals_Existing_Space Heating_Natural Gas_Unit Heater_E3 | F3 | Industrial | Primary Metals | Existing | Space Heating | Natural Gas | Unit Heater | E3 | PACT BC Ratio | 11.765 | 12.5391 | 12.5126 | 12.4918 | 12.1402 | 11.781 | 11.398 | 11.0634 | 10.7189 | 10.4457 | 10.1639 | 9.8914 | 9.6234 | 9.3705 | 9.1217 | 8.8768 | 8.6424 | 8.4222 | 8.2058 | 8.0102 | 7.8238 | 7.6418 | 0 | 0 | 0 | 0 | 0 | 0 | 0 | 0
F3_Industrial_Primary Metals_Existing_Space Heating_Natural Gas_Unit Heater_E4 | F3 | Industrial | Primary Metals | Existing | Space Heating | Natural Gas | Unit Heater | E4 | PACT BC Ratio | 0 | 0 | 0 | 0 | 0 | 0 | 0 | 0 | 0 | 0 | 0 | 0 | 0 | 0 | 0 | 0 | 0 | 0 | 0 | 0 | 0 | 0 | 0 | 0 | 0 | 0 | 0 | 0 | 0 | 0
F3_Industrial_Primary Metals_Existing_Space Heating_Natural Gas_Unit Heater_E5 | F3 | Industrial | Primary Metals | Existing | Space Heating | Natural Gas | Unit Heater | E5 | PACT BC Ratio | 0 | 0 | 0 | 0 | 0 | 0 | 0 | 0 | 0 | 0 | 0 | 0 | 0 | 0 | 0 | 0 | 0 | 0 | 0 | 0 | 0 | 0 | 0 | 0 | 0 | 0 | 0 | 0 | 0 | 0
F3_Industrial_Primary Metals_Existing_Space Heating_Natural Gas_Unit Heater_E6 | F3 | Industrial | Primary Metals | Existing | Space Heating | Natural Gas | Unit Heater | E6 | PACT BC Ratio | 0 | 0 | 0 | 0 | 0 | 0 | 0 | 0 | 0 | 0 | 0 | 0 | 0 | 0 | 0 | 0 | 0 | 0 | 0 | 0 | 0 | 0 | 0 | 0 | 0 | 0 | 0 | 0 | 0 | 0
F3_Industrial_Primary Metals_Existing_Space Heating_Natural Gas_Unit Heater_E7 | F3 | Industrial | Primary Metals | Existing | Space Heating | Natural Gas | Unit Heater | E7 | PACT BC Ratio | 0 | 0 | 0 | 0 | 0 | 0 | 0 | 0 | 0 | 0 | 0 | 0 | 0 | 0 | 0 | 0 | 0 | 0 | 0 | 0 | 0 | 0 | 0 | 0 | 0 | 0 | 0 | 0 | 0 | 0
F3_Industrial_Primary Metals_Existing_Space Heating_Natural Gas_Unit Heater_E8 | F3 | Industrial | Primary Metals | Existing | Space Heating | Natural Gas | Unit Heater | E8 | PACT BC Ratio | 0 | 0 | 0 | 0 | 0 | 0 | 0 | 0 | 0 | 0 | 0 | 0 | 0 | 0 | 0 | 0 | 0 | 0 | 0 | 0 | 0 | 0 | 0 | 0 | 0 | 0 | 0 | 0 | 0 | 0
F3_Industrial_Primary Metals_Existing_Space Heating_Natural Gas_Unit Heater_E9 | F3 | Industrial | Primary Metals | Existing | Space Heating | Natural Gas | Unit Heater | E9 | PACT BC Ratio | 0 | 0 | 0 | 0 | 0 | 0 | 0 | 0 | 0 | 0 | 0 | 0 | 0 | 0 | 0 | 0 | 0 | 0 | 0 | 0 | 0 | 0 | 0 | 0 | 0 | 0 | 0 | 0 | 0 | 0
F3_Industrial_Primary Metals_Existing_Space Heating_Natural Gas_Unit Heater_E10 | F3 | Industrial | Primary Metals | Existing | Space Heating | Natural Gas | Unit Heater | E10 | PACT BC Ratio | 0 | 0 | 0 | 0 | 0 | 0 | 0 | 0 | 0 | 0 | 0 | 0 | 0 | 0 | 0 | 0 | 0 | 0 | 0 | 0 | 0 | 0 | 0 | 0 | 0 | 0 | 0 | 0 | 0 | 0
F4_Industrial_Primary Metals_Existing_Space Heating_Natural Gas_Unit Heater_E1 | F4 | Industrial | Primary Metals | Existing | Space Heating | Natural Gas | Unit Heater | E1 | PCT BC Ratio | 0.9 | 0.9 | 0.9 | 0.9 | 0.9 | 0.9 | 0.9 | 0.9 | 0.9 | 0.9 | 0.9 | 0.9 | 0.9 | 0.9 | 0.9 | 0.9 | 0.9 | 0.9 | 0.9 | 0.9 | 0.9 | 0.9 | 0 | 0 | 0 | 0 | 0 | 0 | 0 | 0
F4_Industrial_Primary Metals_Existing_Space Heating_Natural Gas_Unit Heater_E2 | F4 | Industrial | Primary Metals | Existing | Space Heating | Natural Gas | Unit Heater | E2 | PCT BC Ratio | 0.64585 | 0.65588 | 0.65183 | 0.64799 | 0.63835 | 0.6287 | 0.61882 | 0.60996 | 0.60104 | 0.59356 | 0.58601 | 0.57869 | 0.57151 | 0.56465 | 0.55792 | 0.55132 | 0.54495 | 0.53888 | 0.53293 | 0.5274 | 0.52208 | 0.51688 | 0 | 0 | 0 | 0 | 0 | 0 | 0 | 0
F4_Industrial_Primary Metals_Existing_Space Heating_Natural Gas_Unit Heater_E3 | F4 | Industrial | Primary Metals | Existing | Space Heating | Natural Gas | Unit Heater | E3 | PCT BC Ratio | 9.14 | 9.7218 | 9.7019 | 9.6862 | 9.422 | 9.152 | 8.8642 | 8.6128 | 8.3539 | 8.1486 | 7.9368 | 7.7321 | 7.5307 | 7.3406 | 7.1536 | 6.9696 | 6.7934 | 6.628 | 6.4653 | 6.3184 | 6.1783 | 6.0415 | 0 | 0 | 0 | 0 | 0 | 0 | 0 | 0
F4_Industrial_Primary Metals_Existing_Space Heating_Natural Gas_Unit Heater_E4 | F4 | Industrial | Primary Metals | Existing | Space Heating | Natural Gas | Unit Heater | E4 | PCT BC Ratio | 0 | 0 | 0 | 0 | 0 | 0 | 0 | 0 | 0 | 0 | 0 | 0 | 0 | 0 | 0 | 0 | 0 | 0 | 0 | 0 | 0 | 0 | 0 | 0 | 0 | 0 | 0 | 0 | 0 | 0
F4_Industrial_Primary Metals_Existing_Space Heating_Natural Gas_Unit Heater_E5 | F4 | Industrial | Primary Metals | Existing | Space Heating | Natural Gas | Unit Heater | E5 | PCT BC Ratio | 0 | 0 | 0 | 0 | 0 | 0 | 0 | 0 | 0 | 0 | 0 | 0 | 0 | 0 | 0 | 0 | 0 | 0 | 0 | 0 | 0 | 0 | 0 | 0 | 0 | 0 | 0 | 0 | 0 | 0
F4_Industrial_Primary Metals_Existing_Space Heating_Natural Gas_Unit Heater_E6 | F4 | Industrial | Primary Metals | Existing | Space Heating | Natural Gas | Unit Heater | E6 | PCT BC Ratio | 0 | 0 | 0 | 0 | 0 | 0 | 0 | 0 | 0 | 0 | 0 | 0 | 0 | 0 | 0 | 0 | 0 | 0 | 0 | 0 | 0 | 0 | 0 | 0 | 0 | 0 | 0 | 0 | 0 | 0
F4_Industrial_Primary Metals_Existing_Space Heating_Natural Gas_Unit Heater_E7 | F4 | Industrial | Primary Metals | Existing | Space Heating | Natural Gas | Unit Heater | E7 | PCT BC Ratio | 0 | 0 | 0 | 0 | 0 | 0 | 0 | 0 | 0 | 0 | 0 | 0 | 0 | 0 | 0 | 0 | 0 | 0 | 0 | 0 | 0 | 0 | 0 | 0 | 0 | 0 | 0 | 0 | 0 | 0
F4_Industrial_Primary Metals_Existing_Space Heating_Natural Gas_Unit Heater_E8 | F4 | Industrial | Primary Metals | Existing | Space Heating | Natural Gas | Unit Heater | E8 | PCT BC Ratio | 0 | 0 | 0 | 0 | 0 | 0 | 0 | 0 | 0 | 0 | 0 | 0 | 0 | 0 | 0 | 0 | 0 | 0 | 0 | 0 | 0 | 0 | 0 | 0 | 0 | 0 | 0 | 0 | 0 | 0
F4_Industrial_Primary Metals_Existing_Space Heating_Natural Gas_Unit Heater_E9 | F4 | Industrial | Primary Metals | Existing | Space Heating | Natural Gas | Unit Heater | E9 | PCT BC Ratio | 0 | 0 | 0 | 0 | 0 | 0 | 0 | 0 | 0 | 0 | 0 | 0 | 0 | 0 | 0 | 0 | 0 | 0 | 0 | 0 | 0 | 0 | 0 | 0 | 0 | 0 | 0 | 0 | 0 | 0
F4_Industrial_Primary Metals_Existing_Space Heating_Natural Gas_Unit Heater_E10 | F4 | Industrial | Primary Metals | Existing | Space Heating | Natural Gas | Unit Heater | E10 | PCT BC Ratio | 0 | 0 | 0 | 0 | 0 | 0 | 0 | 0 | 0 | 0 | 0 | 0 | 0 | 0 | 0 | 0 | 0 | 0 | 0 | 0 | 0 | 0 | 0 | 0 | 0 | 0 | 0 | 0 | 0 | 0
F5_Industrial_Primary Metals_Existing_Space Heating_Natural Gas_Unit Heater_E1 | F5 | Industrial | Primary Metals | Existing | Space Heating | Natural Gas | Unit Heater | E1 | RIM BC Ratio | 0.9 | 0.9 | 0.9 | 0.9 | 0.9 | 0.9 | 0.9 | 0.9 | 0.9 | 0.9 | 0.9 | 0.9 | 0.9 | 0.9 | 0.9 | 0.9 | 0.9 | 0.9 | 0.9 | 0.9 | 0.9 | 0.9 | 0 | 0 | 0 | 0 | 0 | 0 | 0 | 0
F5_Industrial_Primary Metals_Existing_Space Heating_Natural Gas_Unit Heater_E2 | F5 | Industrial | Primary Metals | Existing | Space Heating | Natural Gas | Unit Heater | E2 | RIM BC Ratio | 0.29737 | 0.30285 | 0.30065 | 0.29855 | 0.2932 | 0.28775 | 0.28204 | 0.27682 | 0.27147 | 0.2669 | 0.26222 | 0.2576 | 0.253 | 0.24853 | 0.24408 | 0.23964 | 0.2353 | 0.23111 | 0.22695 | 0.22302 | 0.21919 | 0.21541 | 0 | 0 | 0 | 0 | 0 | 0 | 0 | 0
F5_Industrial_Primary Metals_Existing_Space Heating_Natural Gas_Unit Heater_E3 | F5 | Industrial | Primary Metals | Existing | Space Heating | Natural Gas | Unit Heater | E3 | RIM BC Ratio | 0.77938 | 0.78259 | 0.78248 | 0.7824 | 0.78098 | 0.77945 | 0.77773 | 0.77612 | 0.77438 | 0.77292 | 0.77134 | 0.76973 | 0.76806 | 0.76641 | 0.7647 | 0.76294 | 0.76117 | 0.75942 | 0.75762 | 0.75591 | 0.75422 | 0.75249 | 0 | 0 | 0 | 0 | 0 | 0 | 0 | 0
F5_Industrial_Primary Metals_Existing_Space Heating_Natural Gas_Unit Heater_E4 | F5 | Industrial | Primary Metals | Existing | Space Heating | Natural Gas | Unit Heater | E4 | RIM BC Ratio | 0 | 0 | 0 | 0 | 0 | 0 | 0 | 0 | 0 | 0 | 0 | 0 | 0 | 0 | 0 | 0 | 0 | 0 | 0 | 0 | 0 | 0 | 0 | 0 | 0 | 0 | 0 | 0 | 0 | 0
F5_Industrial_Primary Metals_Existing_Space Heating_Natural Gas_Unit Heater_E5 | F5 | Industrial | Primary Metals | Existing | Space Heating | Natural Gas | Unit Heater | E5 | RIM BC Ratio | 0 | 0 | 0 | 0 | 0 | 0 | 0 | 0 | 0 | 0 | 0 | 0 | 0 | 0 | 0 | 0 | 0 | 0 | 0 | 0 | 0 | 0 | 0 | 0 | 0 | 0 | 0 | 0 | 0 | 0
F5_Industrial_Primary Metals_Existing_Space Heating_Natural Gas_Unit Heater_E6 | F5 | Industrial | Primary Metals | Existing | Space Heating | Natural Gas | Unit Heater | E6 | RIM BC Ratio | 0 | 0 | 0 | 0 | 0 | 0 | 0 | 0 | 0 | 0 | 0 | 0 | 0 | 0 | 0 | 0 | 0 | 0 | 0 | 0 | 0 | 0 | 0 | 0 | 0 | 0 | 0 | 0 | 0 | 0
F5_Industrial_Primary Metals_Existing_Space Heating_Natural Gas_Unit Heater_E7 | F5 | Industrial | Primary Metals | Existing | Space Heating | Natural Gas | Unit Heater | E7 | RIM BC Ratio | 0 | 0 | 0 | 0 | 0 | 0 | 0 | 0 | 0 | 0 | 0 | 0 | 0 | 0 | 0 | 0 | 0 | 0 | 0 | 0 | 0 | 0 | 0 | 0 | 0 | 0 | 0 | 0 | 0 | 0
F5_Industrial_Primary Metals_Existing_Space Heating_Natural Gas_Unit Heater_E8 | F5 | Industrial | Primary Metals | Existing | Space Heating | Natural Gas | Unit Heater | E8 | RIM BC Ratio | 0 | 0 | 0 | 0 | 0 | 0 | 0 | 0 | 0 | 0 | 0 | 0 | 0 | 0 | 0 | 0 | 0 | 0 | 0 | 0 | 0 | 0 | 0 | 0 | 0 | 0 | 0 | 0 | 0 | 0
F5_Industrial_Primary Metals_Existing_Space Heating_Natural Gas_Unit Heater_E9 | F5 | Industrial | Primary Metals | Existing | Space Heating | Natural Gas | Unit Heater | E9 | RIM BC Ratio | 0 | 0 | 0 | 0 | 0 | 0 | 0 | 0 | 0 | 0 | 0 | 0 | 0 | 0 | 0 | 0 | 0 | 0 | 0 | 0 | 0 | 0 | 0 | 0 | 0 | 0 | 0 | 0 | 0 | 0
F5_Industrial_Primary Metals_Existing_Space Heating_Natural Gas_Unit Heater_E10 | F5 | Industrial | Primary Metals | Existing | Space Heating | Natural Gas | Unit Heater | E10 | RIM BC Ratio | 0 | 0 | 0 | 0 | 0 | 0 | 0 | 0 | 0 | 0 | 0 | 0 | 0 | 0 | 0 | 0 | 0 | 0 | 0 | 0 | 0 | 0 | 0 | 0 | 0 | 0 | 0 | 0 | 0 | 0
F0_Industrial_Primary Metals_Existing_Process_Natural Gas_Process Boiler_E0 | F0 | Industrial | Primary Metals | Existing | Process | Natural Gas | Process Boiler | E0 | Economic Unit | EF .80 | EF .80 | EF .80 | EF .80 | EF .80 | EF .80 | EF .80 | EF .80 | EF .80 | EF .80 | EF .80 | EF .80 | EF .80 | EF .80 | EF .80 | EF .80 | EF .80 | EF .80 | EF .80 | EF .80 | EF .80 | EF .80 | 0 | 0 | 0 | 0 | 0 | 0 | 0 | 0
F1_Industrial_Primary Metals_Existing_Process_Natural Gas_Process Boiler_E1 | F1 | Industrial | Primary Metals | Existing | Process | Natural Gas | Process Boiler | E1 | CCE | 0 | 0 | 0 | 0 | 0 | 0 | 0 | 0 | 0 | 0 | 0 | 0 | 0 | 0 | 0 | 0 | 0 | 0 | 0 | 0 | 0 | 0 | 0 | 0 | 0 | 0 | 0 | 0 | 0 | 0
F1_Industrial_Primary Metals_Existing_Process_Natural Gas_Process Boiler_E2 | F1 | Industrial | Primary Metals | Existing | Process | Natural Gas | Process Boiler | E2 | CCE | 0 | 0 | 0 | 0 | 0 | 0 | 0 | 0 | 0 | 0 | 0 | 0 | 0 | 0 | 0 | 0 | 0 | 0 | 0 | 0 | 0 | 0 | 0 | 0 | 0 | 0 | 0 | 0 | 0 | 0
F1_Industrial_Primary Metals_Existing_Process_Natural Gas_Process Boiler_E3 | F1 | Industrial | Primary Metals | Existing | Process | Natural Gas | Process Boiler | E3 | CCE | 0 | 0 | 0 | 0 | 0 | 0 | 0 | 0 | 0 | 0 | 0 | 0 | 0 | 0 | 0 | 0 | 0 | 0 | 0 | 0 | 0 | 0 | 0 | 0 | 0 | 0 | 0 | 0 | 0 | 0
F1_Industrial_Primary Metals_Existing_Process_Natural Gas_Process Boiler_E4 | F1 | Industrial | Primary Metals | Existing | Process | Natural Gas | Process Boiler | E4 | CCE | 0 | 0 | 0 | 0 | 0 | 0 | 0 | 0 | 0 | 0 | 0 | 0 | 0 | 0 | 0 | 0 | 0 | 0 | 0 | 0 | 0 | 0 | 0 | 0 | 0 | 0 | 0 | 0 | 0 | 0
F1_Industrial_Primary Metals_Existing_Process_Natural Gas_Process Boiler_E5 | F1 | Industrial | Primary Metals | Existing | Process | Natural Gas | Process Boiler | E5 | CCE | 0 | 0 | 0 | 0 | 0 | 0 | 0 | 0 | 0 | 0 | 0 | 0 | 0 | 0 | 0 | 0 | 0 | 0 | 0 | 0 | 0 | 0 | 0 | 0 | 0 | 0 | 0 | 0 | 0 | 0
F1_Industrial_Primary Metals_Existing_Process_Natural Gas_Process Boiler_E6 | F1 | Industrial | Primary Metals | Existing | Process | Natural Gas | Process Boiler | E6 | CCE | 0 | 0 | 0 | 0 | 0 | 0 | 0 | 0 | 0 | 0 | 0 | 0 | 0 | 0 | 0 | 0 | 0 | 0 | 0 | 0 | 0 | 0 | 0 | 0 | 0 | 0 | 0 | 0 | 0 | 0
F1_Industrial_Primary Metals_Existing_Process_Natural Gas_Process Boiler_E7 | F1 | Industrial | Primary Metals | Existing | Process | Natural Gas | Process Boiler | E7 | CCE | 0 | 0 | 0 | 0 | 0 | 0 | 0 | 0 | 0 | 0 | 0 | 0 | 0 | 0 | 0 | 0 | 0 | 0 | 0 | 0 | 0 | 0 | 0 | 0 | 0 | 0 | 0 | 0 | 0 | 0
F1_Industrial_Primary Metals_Existing_Process_Natural Gas_Process Boiler_E8 | F1 | Industrial | Primary Metals | Existing | Process | Natural Gas | Process Boiler | E8 | CCE | 0 | 0 | 0 | 0 | 0 | 0 | 0 | 0 | 0 | 0 | 0 | 0 | 0 | 0 | 0 | 0 | 0 | 0 | 0 | 0 | 0 | 0 | 0 | 0 | 0 | 0 | 0 | 0 | 0 | 0
F1_Industrial_Primary Metals_Existing_Process_Natural Gas_Process Boiler_E9 | F1 | Industrial | Primary Metals | Existing | Process | Natural Gas | Process Boiler | E9 | CCE | 0 | 0 | 0 | 0 | 0 | 0 | 0 | 0 | 0 | 0 | 0 | 0 | 0 | 0 | 0 | 0 | 0 | 0 | 0 | 0 | 0 | 0 | 0 | 0 | 0 | 0 | 0 | 0 | 0 | 0
F1_Industrial_Primary Metals_Existing_Process_Natural Gas_Process Boiler_E10 | F1 | Industrial | Primary Metals | Existing | Process | Natural Gas | Process Boiler | E10 | CCE | 0 | 0 | 0 | 0 | 0 | 0 | 0 | 0 | 0 | 0 | 0 | 0 | 0 | 0 | 0 | 0 | 0 | 0 | 0 | 0 | 0 | 0 | 0 | 0 | 0 | 0 | 0 | 0 | 0 | 0
F2_Industrial_Primary Metals_Existing_Process_Natural Gas_Process Boiler_E1 | F2 | Industrial | Primary Metals | Existing | Process | Natural Gas | Process Boiler | E1 | TRC BC Ratio | 0.9 | 0.9 | 0.9 | 0.9 | 0.9 | 0.9 | 0.9 | 0.9 | 0.9 | 0.9 | 0.9 | 0.9 | 0.9 | 0.9 | 0.9 | 0.9 | 0.9 | 0.9 | 0.9 | 0.9 | 0.9 | 0.9 | 0 | 0 | 0 | 0 | 0 | 0 | 0 | 0
F2_Industrial_Primary Metals_Existing_Process_Natural Gas_Process Boiler_E2 | F2 | Industrial | Primary Metals | Existing | Process | Natural Gas | Process Boiler | E2 | TRC BC Ratio | 0 | 0 | 0 | 0 | 0 | 0 | 0 | 0 | 0 | 0 | 0 | 0 | 0 | 0 | 0 | 0 | 0 | 0 | 0 | 0 | 0 | 0 | 0 | 0 | 0 | 0 | 0 | 0 | 0 | 0
F2_Industrial_Primary Metals_Existing_Process_Natural Gas_Process Boiler_E3 | F2 | Industrial | Primary Metals | Existing | Process | Natural Gas | Process Boiler | E3 | TRC BC Ratio | 0 | 0 | 0 | 0 | 0 | 0 | 0 | 0 | 0 | 0 | 0 | 0 | 0 | 0 | 0 | 0 | 0 | 0 | 0 | 0 | 0 | 0 | 0 | 0 | 0 | 0 | 0 | 0 | 0 | 0
F2_Industrial_Primary Metals_Existing_Process_Natural Gas_Process Boiler_E4 | F2 | Industrial | Primary Metals | Existing | Process | Natural Gas | Process Boiler | E4 | TRC BC Ratio | 0 | 0 | 0 | 0 | 0 | 0 | 0 | 0 | 0 | 0 | 0 | 0 | 0 | 0 | 0 | 0 | 0 | 0 | 0 | 0 | 0 | 0 | 0 | 0 | 0 | 0 | 0 | 0 | 0 | 0
F2_Industrial_Primary Metals_Existing_Process_Natural Gas_Process Boiler_E5 | F2 | Industrial | Primary Metals | Existing | Process | Natural Gas | Process Boiler | E5 | TRC BC Ratio | 0 | 0 | 0 | 0 | 0 | 0 | 0 | 0 | 0 | 0 | 0 | 0 | 0 | 0 | 0 | 0 | 0 | 0 | 0 | 0 | 0 | 0 | 0 | 0 | 0 | 0 | 0 | 0 | 0 | 0
F2_Industrial_Primary Metals_Existing_Process_Natural Gas_Process Boiler_E6 | F2 | Industrial | Primary Metals | Existing | Process | Natural Gas | Process Boiler | E6 | TRC BC Ratio | 0 | 0 | 0 | 0 | 0 | 0 | 0 | 0 | 0 | 0 | 0 | 0 | 0 | 0 | 0 | 0 | 0 | 0 | 0 | 0 | 0 | 0 | 0 | 0 | 0 | 0 | 0 | 0 | 0 | 0
F2_Industrial_Primary Metals_Existing_Process_Natural Gas_Process Boiler_E7 | F2 | Industrial | Primary Metals | Existing | Process | Natural Gas | Process Boiler | E7 | TRC BC Ratio | 0 | 0 | 0 | 0 | 0 | 0 | 0 | 0 | 0 | 0 | 0 | 0 | 0 | 0 | 0 | 0 | 0 | 0 | 0 | 0 | 0 | 0 | 0 | 0 | 0 | 0 | 0 | 0 | 0 | 0
F2_Industrial_Primary Metals_Existing_Process_Natural Gas_Process Boiler_E8 | F2 | Industrial | Primary Metals | Existing | Process | Natural Gas | Process Boiler | E8 | TRC BC Ratio | 0 | 0 | 0 | 0 | 0 | 0 | 0 | 0 | 0 | 0 | 0 | 0 | 0 | 0 | 0 | 0 | 0 | 0 | 0 | 0 | 0 | 0 | 0 | 0 | 0 | 0 | 0 | 0 | 0 | 0
F2_Industrial_Primary Metals_Existing_Process_Natural Gas_Process Boiler_E9 | F2 | Industrial | Primary Metals | Existing | Process | Natural Gas | Process Boiler | E9 | TRC BC Ratio | 0 | 0 | 0 | 0 | 0 | 0 | 0 | 0 | 0 | 0 | 0 | 0 | 0 | 0 | 0 | 0 | 0 | 0 | 0 | 0 | 0 | 0 | 0 | 0 | 0 | 0 | 0 | 0 | 0 | 0
F2_Industrial_Primary Metals_Existing_Process_Natural Gas_Process Boiler_E10 | F2 | Industrial | Primary Metals | Existing | Process | Natural Gas | Process Boiler | E10 | TRC BC Ratio | 0 | 0 | 0 | 0 | 0 | 0 | 0 | 0 | 0 | 0 | 0 | 0 | 0 | 0 | 0 | 0 | 0 | 0 | 0 | 0 | 0 | 0 | 0 | 0 | 0 | 0 | 0 | 0 | 0 | 0
F3_Industrial_Primary Metals_Existing_Process_Natural Gas_Process Boiler_E1 | F3 | Industrial | Primary Metals | Existing | Process | Natural Gas | Process Boiler | E1 | PACT BC Ratio | 0.9 | 0.9 | 0.9 | 0.9 | 0.9 | 0.9 | 0.9 | 0.9 | 0.9 | 0.9 | 0.9 | 0.9 | 0.9 | 0.9 | 0.9 | 0.9 | 0.9 | 0.9 | 0.9 | 0.9 | 0.9 | 0.9 | 0 | 0 | 0 | 0 | 0 | 0 | 0 | 0
F3_Industrial_Primary Metals_Existing_Process_Natural Gas_Process Boiler_E2 | F3 | Industrial | Primary Metals | Existing | Process | Natural Gas | Process Boiler | E2 | PACT BC Ratio | 0 | 0 | 0 | 0 | 0 | 0 | 0 | 0 | 0 | 0 | 0 | 0 | 0 | 0 | 0 | 0 | 0 | 0 | 0 | 0 | 0 | 0 | 0 | 0 | 0 | 0 | 0 | 0 | 0 | 0
F3_Industrial_Primary Metals_Existing_Process_Natural Gas_Process Boiler_E3 | F3 | Industrial | Primary Metals | Existing | Process | Natural Gas | Process Boiler | E3 | PACT BC Ratio | 0 | 0 | 0 | 0 | 0 | 0 | 0 | 0 | 0 | 0 | 0 | 0 | 0 | 0 | 0 | 0 | 0 | 0 | 0 | 0 | 0 | 0 | 0 | 0 | 0 | 0 | 0 | 0 | 0 | 0
F3_Industrial_Primary Metals_Existing_Process_Natural Gas_Process Boiler_E4 | F3 | Industrial | Primary Metals | Existing | Process | Natural Gas | Process Boiler | E4 | PACT BC Ratio | 0 | 0 | 0 | 0 | 0 | 0 | 0 | 0 | 0 | 0 | 0 | 0 | 0 | 0 | 0 | 0 | 0 | 0 | 0 | 0 | 0 | 0 | 0 | 0 | 0 | 0 | 0 | 0 | 0 | 0
F3_Industrial_Primary Metals_Existing_Process_Natural Gas_Process Boiler_E5 | F3 | Industrial | Primary Metals | Existing | Process | Natural Gas | Process Boiler | E5 | PACT BC Ratio | 0 | 0 | 0 | 0 | 0 | 0 | 0 | 0 | 0 | 0 | 0 | 0 | 0 | 0 | 0 | 0 | 0 | 0 | 0 | 0 | 0 | 0 | 0 | 0 | 0 | 0 | 0 | 0 | 0 | 0
F3_Industrial_Primary Metals_Existing_Process_Natural Gas_Process Boiler_E6 | F3 | Industrial | Primary Metals | Existing | Process | Natural Gas | Process Boiler | E6 | PACT BC Ratio | 0 | 0 | 0 | 0 | 0 | 0 | 0 | 0 | 0 | 0 | 0 | 0 | 0 | 0 | 0 | 0 | 0 | 0 | 0 | 0 | 0 | 0 | 0 | 0 | 0 | 0 | 0 | 0 | 0 | 0
F3_Industrial_Primary Metals_Existing_Process_Natural Gas_Process Boiler_E7 | F3 | Industrial | Primary Metals | Existing | Process | Natural Gas | Process Boiler | E7 | PACT BC Ratio | 0 | 0 | 0 | 0 | 0 | 0 | 0 | 0 | 0 | 0 | 0 | 0 | 0 | 0 | 0 | 0 | 0 | 0 | 0 | 0 | 0 | 0 | 0 | 0 | 0 | 0 | 0 | 0 | 0 | 0
F3_Industrial_Primary Metals_Existing_Process_Natural Gas_Process Boiler_E8 | F3 | Industrial | Primary Metals | Existing | Process | Natural Gas | Process Boiler | E8 | PACT BC Ratio | 0 | 0 | 0 | 0 | 0 | 0 | 0 | 0 | 0 | 0 | 0 | 0 | 0 | 0 | 0 | 0 | 0 | 0 | 0 | 0 | 0 | 0 | 0 | 0 | 0 | 0 | 0 | 0 | 0 | 0
F3_Industrial_Primary Metals_Existing_Process_Natural Gas_Process Boiler_E9 | F3 | Industrial | Primary Metals | Existing | Process | Natural Gas | Process Boiler | E9 | PACT BC Ratio | 0 | 0 | 0 | 0 | 0 | 0 | 0 | 0 | 0 | 0 | 0 | 0 | 0 | 0 | 0 | 0 | 0 | 0 | 0 | 0 | 0 | 0 | 0 | 0 | 0 | 0 | 0 | 0 | 0 | 0
F3_Industrial_Primary Metals_Existing_Process_Natural Gas_Process Boiler_E10 | F3 | Industrial | Primary Metals | Existing | Process | Natural Gas | Process Boiler | E10 | PACT BC Ratio | 0 | 0 | 0 | 0 | 0 | 0 | 0 | 0 | 0 | 0 | 0 | 0 | 0 | 0 | 0 | 0 | 0 | 0 | 0 | 0 | 0 | 0 | 0 | 0 | 0 | 0 | 0 | 0 | 0 | 0
F4_Industrial_Primary Metals_Existing_Process_Natural Gas_Process Boiler_E1 | F4 | Industrial | Primary Metals | Existing | Process | Natural Gas | Process Boiler | E1 | PCT BC Ratio | 0.9 | 0.9 | 0.9 | 0.9 | 0.9 | 0.9 | 0.9 | 0.9 | 0.9 | 0.9 | 0.9 | 0.9 | 0.9 | 0.9 | 0.9 | 0.9 | 0.9 | 0.9 | 0.9 | 0.9 | 0.9 | 0.9 | 0 | 0 | 0 | 0 | 0 | 0 | 0 | 0
F4_Industrial_Primary Metals_Existing_Process_Natural Gas_Process Boiler_E2 | F4 | Industrial | Primary Metals | Existing | Process | Natural Gas | Process Boiler | E2 | PCT BC Ratio | 0 | 0 | 0 | 0 | 0 | 0 | 0 | 0 | 0 | 0 | 0 | 0 | 0 | 0 | 0 | 0 | 0 | 0 | 0 | 0 | 0 | 0 | 0 | 0 | 0 | 0 | 0 | 0 | 0 | 0
F4_Industrial_Primary Metals_Existing_Process_Natural Gas_Process Boiler_E3 | F4 | Industrial | Primary Metals | Existing | Process | Natural Gas | Process Boiler | E3 | PCT BC Ratio | 0 | 0 | 0 | 0 | 0 | 0 | 0 | 0 | 0 | 0 | 0 | 0 | 0 | 0 | 0 | 0 | 0 | 0 | 0 | 0 | 0 | 0 | 0 | 0 | 0 | 0 | 0 | 0 | 0 | 0
F4_Industrial_Primary Metals_Existing_Process_Natural Gas_Process Boiler_E4 | F4 | Industrial | Primary Metals | Existing | Process | Natural Gas | Process Boiler | E4 | PCT BC Ratio | 0 | 0 | 0 | 0 | 0 | 0 | 0 | 0 | 0 | 0 | 0 | 0 | 0 | 0 | 0 | 0 | 0 | 0 | 0 | 0 | 0 | 0 | 0 | 0 | 0 | 0 | 0 | 0 | 0 | 0
F4_Industrial_Primary Metals_Existing_Process_Natural Gas_Process Boiler_E5 | F4 | Industrial | Primary Metals | Existing | Process | Natural Gas | Process Boiler | E5 | PCT BC Ratio | 0 | 0 | 0 | 0 | 0 | 0 | 0 | 0 | 0 | 0 | 0 | 0 | 0 | 0 | 0 | 0 | 0 | 0 | 0 | 0 | 0 | 0 | 0 | 0 | 0 | 0 | 0 | 0 | 0 | 0
F4_Industrial_Primary Metals_Existing_Process_Natural Gas_Process Boiler_E6 | F4 | Industrial | Primary Metals | Existing | Process | Natural Gas | Process Boiler | E6 | PCT BC Ratio | 0 | 0 | 0 | 0 | 0 | 0 | 0 | 0 | 0 | 0 | 0 | 0 | 0 | 0 | 0 | 0 | 0 | 0 | 0 | 0 | 0 | 0 | 0 | 0 | 0 | 0 | 0 | 0 | 0 | 0
F4_Industrial_Primary Metals_Existing_Process_Natural Gas_Process Boiler_E7 | F4 | Industrial | Primary Metals | Existing | Process | Natural Gas | Process Boiler | E7 | PCT BC Ratio | 0 | 0 | 0 | 0 | 0 | 0 | 0 | 0 | 0 | 0 | 0 | 0 | 0 | 0 | 0 | 0 | 0 | 0 | 0 | 0 | 0 | 0 | 0 | 0 | 0 | 0 | 0 | 0 | 0 | 0
F4_Industrial_Primary Metals_Existing_Process_Natural Gas_Process Boiler_E8 | F4 | Industrial | Primary Metals | Existing | Process | Natural Gas | Process Boiler | E8 | PCT BC Ratio | 0 | 0 | 0 | 0 | 0 | 0 | 0 | 0 | 0 | 0 | 0 | 0 | 0 | 0 | 0 | 0 | 0 | 0 | 0 | 0 | 0 | 0 | 0 | 0 | 0 | 0 | 0 | 0 | 0 | 0
F4_Industrial_Primary Metals_Existing_Process_Natural Gas_Process Boiler_E9 | F4 | Industrial | Primary Metals | Existing | Process | Natural Gas | Process Boiler | E9 | PCT BC Ratio | 0 | 0 | 0 | 0 | 0 | 0 | 0 | 0 | 0 | 0 | 0 | 0 | 0 | 0 | 0 | 0 | 0 | 0 | 0 | 0 | 0 | 0 | 0 | 0 | 0 | 0 | 0 | 0 | 0 | 0
F4_Industrial_Primary Metals_Existing_Process_Natural Gas_Process Boiler_E10 | F4 | Industrial | Primary Metals | Existing | Process | Natural Gas | Process Boiler | E10 | PCT BC Ratio | 0 | 0 | 0 | 0 | 0 | 0 | 0 | 0 | 0 | 0 | 0 | 0 | 0 | 0 | 0 | 0 | 0 | 0 | 0 | 0 | 0 | 0 | 0 | 0 | 0 | 0 | 0 | 0 | 0 | 0
F5_Industrial_Primary Metals_Existing_Process_Natural Gas_Process Boiler_E1 | F5 | Industrial | Primary Metals | Existing | Process | Natural Gas | Process Boiler | E1 | RIM BC Ratio | 0.9 | 0.9 | 0.9 | 0.9 | 0.9 | 0.9 | 0.9 | 0.9 | 0.9 | 0.9 | 0.9 | 0.9 | 0.9 | 0.9 | 0.9 | 0.9 | 0.9 | 0.9 | 0.9 | 0.9 | 0.9 | 0.9 | 0 | 0 | 0 | 0 | 0 | 0 | 0 | 0
F5_Industrial_Primary Metals_Existing_Process_Natural Gas_Process Boiler_E2 | F5 | Industrial | Primary Metals | Existing | Process | Natural Gas | Process Boiler | E2 | RIM BC Ratio | 0 | 0 | 0 | 0 | 0 | 0 | 0 | 0 | 0 | 0 | 0 | 0 | 0 | 0 | 0 | 0 | 0 | 0 | 0 | 0 | 0 | 0 | 0 | 0 | 0 | 0 | 0 | 0 | 0 | 0
F5_Industrial_Primary Metals_Existing_Process_Natural Gas_Process Boiler_E3 | F5 | Industrial | Primary Metals | Existing | Process | Natural Gas | Process Boiler | E3 | RIM BC Ratio | 0 | 0 | 0 | 0 | 0 | 0 | 0 | 0 | 0 | 0 | 0 | 0 | 0 | 0 | 0 | 0 | 0 | 0 | 0 | 0 | 0 | 0 | 0 | 0 | 0 | 0 | 0 | 0 | 0 | 0
F5_Industrial_Primary Metals_Existing_Process_Natural Gas_Process Boiler_E4 | F5 | Industrial | Primary Metals | Existing | Process | Natural Gas | Process Boiler | E4 | RIM BC Ratio | 0 | 0 | 0 | 0 | 0 | 0 | 0 | 0 | 0 | 0 | 0 | 0 | 0 | 0 | 0 | 0 | 0 | 0 | 0 | 0 | 0 | 0 | 0 | 0 | 0 | 0 | 0 | 0 | 0 | 0
F5_Industrial_Primary Metals_Existing_Process_Natural Gas_Process Boiler_E5 | F5 | Industrial | Primary Metals | Existing | Process | Natural Gas | Process Boiler | E5 | RIM BC Ratio | 0 | 0 | 0 | 0 | 0 | 0 | 0 | 0 | 0 | 0 | 0 | 0 | 0 | 0 | 0 | 0 | 0 | 0 | 0 | 0 | 0 | 0 | 0 | 0 | 0 | 0 | 0 | 0 | 0 | 0
F5_Industrial_Primary Metals_Existing_Process_Natural Gas_Process Boiler_E6 | F5 | Industrial | Primary Metals | Existing | Process | Natural Gas | Process Boiler | E6 | RIM BC Ratio | 0 | 0 | 0 | 0 | 0 | 0 | 0 | 0 | 0 | 0 | 0 | 0 | 0 | 0 | 0 | 0 | 0 | 0 | 0 | 0 | 0 | 0 | 0 | 0 | 0 | 0 | 0 | 0 | 0 | 0
F5_Industrial_Primary Metals_Existing_Process_Natural Gas_Process Boiler_E7 | F5 | Industrial | Primary Metals | Existing | Process | Natural Gas | Process Boiler | E7 | RIM BC Ratio | 0 | 0 | 0 | 0 | 0 | 0 | 0 | 0 | 0 | 0 | 0 | 0 | 0 | 0 | 0 | 0 | 0 | 0 | 0 | 0 | 0 | 0 | 0 | 0 | 0 | 0 | 0 | 0 | 0 | 0
F5_Industrial_Primary Metals_Existing_Process_Natural Gas_Process Boiler_E8 | F5 | Industrial | Primary Metals | Existing | Process | Natural Gas | Process Boiler | E8 | RIM BC Ratio | 0 | 0 | 0 | 0 | 0 | 0 | 0 | 0 | 0 | 0 | 0 | 0 | 0 | 0 | 0 | 0 | 0 | 0 | 0 | 0 | 0 | 0 | 0 | 0 | 0 | 0 | 0 | 0 | 0 | 0
F5_Industrial_Primary Metals_Existing_Process_Natural Gas_Process Boiler_E9 | F5 | Industrial | Primary Metals | Existing | Process | Natural Gas | Process Boiler | E9 | RIM BC Ratio | 0 | 0 | 0 | 0 | 0 | 0 | 0 | 0 | 0 | 0 | 0 | 0 | 0 | 0 | 0 | 0 | 0 | 0 | 0 | 0 | 0 | 0 | 0 | 0 | 0 | 0 | 0 | 0 | 0 | 0
F5_Industrial_Primary Metals_Existing_Process_Natural Gas_Process Boiler_E10 | F5 | Industrial | Primary Metals | Existing | Process | Natural Gas | Process Boiler | E10 | RIM BC Ratio | 0 | 0 | 0 | 0 | 0 | 0 | 0 | 0 | 0 | 0 | 0 | 0 | 0 | 0 | 0 | 0 | 0 | 0 | 0 | 0 | 0 | 0 | 0 | 0 | 0 | 0 | 0 | 0 | 0 | 0
F0_Industrial_Primary Metals_Existing_Process_Natural Gas_Process Heating_E0 | F0 | Industrial | Primary Metals | Existing | Process | Natural Gas | Process Heating | E0 | Economic Unit | Standard | Standard | Standard | Standard | Standard | Standard | Standard | Standard | Standard | Standard | Standard | Standard | Standard | Standard | Standard | Standard | Standard | Standard | Standard | Standard | Standard | Standard | 0 | 0 | 0 | 0 | 0 | 0 | 0 | 0
F1_Industrial_Primary Metals_Existing_Process_Natural Gas_Process Heating_E1 | F1 | Industrial | Primary Metals | Existing | Process | Natural Gas | Process Heating | E1 | CCE | 0 | 0 | 0 | 0 | 0 | 0 | 0 | 0 | 0 | 0 | 0 | 0 | 0 | 0 | 0 | 0 | 0 | 0 | 0 | 0 | 0 | 0 | 0 | 0 | 0 | 0 | 0 | 0 | 0 | 0
F1_Industrial_Primary Metals_Existing_Process_Natural Gas_Process Heating_E2 | F1 | Industrial | Primary Metals | Existing | Process | Natural Gas | Process Heating | E2 | CCE | 0 | 0 | 0 | 0 | 0 | 0 | 0 | 0 | 0 | 0 | 0 | 0 | 0 | 0 | 0 | 0 | 0 | 0 | 0 | 0 | 0 | 0 | 0 | 0 | 0 | 0 | 0 | 0 | 0 | 0
F1_Industrial_Primary Metals_Existing_Process_Natural Gas_Process Heating_E3 | F1 | Industrial | Primary Metals | Existing | Process | Natural Gas | Process Heating | E3 | CCE | 0 | 0 | 0 | 0 | 0 | 0 | 0 | 0 | 0 | 0 | 0 | 0 | 0 | 0 | 0 | 0 | 0 | 0 | 0 | 0 | 0 | 0 | 0 | 0 | 0 | 0 | 0 | 0 | 0 | 0
F1_Industrial_Primary Metals_Existing_Process_Natural Gas_Process Heating_E4 | F1 | Industrial | Primary Metals | Existing | Process | Natural Gas | Process Heating | E4 | CCE | 0 | 0 | 0 | 0 | 0 | 0 | 0 | 0 | 0 | 0 | 0 | 0 | 0 | 0 | 0 | 0 | 0 | 0 | 0 | 0 | 0 | 0 | 0 | 0 | 0 | 0 | 0 | 0 | 0 | 0
F1_Industrial_Primary Metals_Existing_Process_Natural Gas_Process Heating_E5 | F1 | Industrial | Primary Metals | Existing | Process | Natural Gas | Process Heating | E5 | CCE | 0 | 0 | 0 | 0 | 0 | 0 | 0 | 0 | 0 | 0 | 0 | 0 | 0 | 0 | 0 | 0 | 0 | 0 | 0 | 0 | 0 | 0 | 0 | 0 | 0 | 0 | 0 | 0 | 0 | 0
F1_Industrial_Primary Metals_Existing_Process_Natural Gas_Process Heating_E6 | F1 | Industrial | Primary Metals | Existing | Process | Natural Gas | Process Heating | E6 | CCE | 0 | 0 | 0 | 0 | 0 | 0 | 0 | 0 | 0 | 0 | 0 | 0 | 0 | 0 | 0 | 0 | 0 | 0 | 0 | 0 | 0 | 0 | 0 | 0 | 0 | 0 | 0 | 0 | 0 | 0
F1_Industrial_Primary Metals_Existing_Process_Natural Gas_Process Heating_E7 | F1 | Industrial | Primary Metals | Existing | Process | Natural Gas | Process Heating | E7 | CCE | 0 | 0 | 0 | 0 | 0 | 0 | 0 | 0 | 0 | 0 | 0 | 0 | 0 | 0 | 0 | 0 | 0 | 0 | 0 | 0 | 0 | 0 | 0 | 0 | 0 | 0 | 0 | 0 | 0 | 0
F1_Industrial_Primary Metals_Existing_Process_Natural Gas_Process Heating_E8 | F1 | Industrial | Primary Metals | Existing | Process | Natural Gas | Process Heating | E8 | CCE | 0 | 0 | 0 | 0 | 0 | 0 | 0 | 0 | 0 | 0 | 0 | 0 | 0 | 0 | 0 | 0 | 0 | 0 | 0 | 0 | 0 | 0 | 0 | 0 | 0 | 0 | 0 | 0 | 0 | 0
F1_Industrial_Primary Metals_Existing_Process_Natural Gas_Process Heating_E9 | F1 | Industrial | Primary Metals | Existing | Process | Natural Gas | Process Heating | E9 | CCE | 0 | 0 | 0 | 0 | 0 | 0 | 0 | 0 | 0 | 0 | 0 | 0 | 0 | 0 | 0 | 0 | 0 | 0 | 0 | 0 | 0 | 0 | 0 | 0 | 0 | 0 | 0 | 0 | 0 | 0
F1_Industrial_Primary Metals_Existing_Process_Natural Gas_Process Heating_E10 | F1 | Industrial | Primary Metals | Existing | Process | Natural Gas | Process Heating | E10 | CCE | 0 | 0 | 0 | 0 | 0 | 0 | 0 | 0 | 0 | 0 | 0 | 0 | 0 | 0 | 0 | 0 | 0 | 0 | 0 | 0 | 0 | 0 | 0 | 0 | 0 | 0 | 0 | 0 | 0 | 0
F2_Industrial_Primary Metals_Existing_Process_Natural Gas_Process Heating_E1 | F2 | Industrial | Primary Metals | Existing | Process | Natural Gas | Process Heating | E1 | TRC BC Ratio | 0.9 | 0.9 | 0.9 | 0.9 | 0.9 | 0.9 | 0.9 | 0.9 | 0.9 | 0.9 | 0.9 | 0.9 | 0.9 | 0.9 | 0.9 | 0.9 | 0.9 | 0.9 | 0.9 | 0.9 | 0.9 | 0.9 | 0 | 0 | 0 | 0 | 0 | 0 | 0 | 0
F2_Industrial_Primary Metals_Existing_Process_Natural Gas_Process Heating_E2 | F2 | Industrial | Primary Metals | Existing | Process | Natural Gas | Process Heating | E2 | TRC BC Ratio | 0 | 0 | 0 | 0 | 0 | 0 | 0 | 0 | 0 | 0 | 0 | 0 | 0 | 0 | 0 | 0 | 0 | 0 | 0 | 0 | 0 | 0 | 0 | 0 | 0 | 0 | 0 | 0 | 0 | 0
F2_Industrial_Primary Metals_Existing_Process_Natural Gas_Process Heating_E3 | F2 | Industrial | Primary Metals | Existing | Process | Natural Gas | Process Heating | E3 | TRC BC Ratio | 0 | 0 | 0 | 0 | 0 | 0 | 0 | 0 | 0 | 0 | 0 | 0 | 0 | 0 | 0 | 0 | 0 | 0 | 0 | 0 | 0 | 0 | 0 | 0 | 0 | 0 | 0 | 0 | 0 | 0
F2_Industrial_Primary Metals_Existing_Process_Natural Gas_Process Heating_E4 | F2 | Industrial | Primary Metals | Existing | Process | Natural Gas | Process Heating | E4 | TRC BC Ratio | 0 | 0 | 0 | 0 | 0 | 0 | 0 | 0 | 0 | 0 | 0 | 0 | 0 | 0 | 0 | 0 | 0 | 0 | 0 | 0 | 0 | 0 | 0 | 0 | 0 | 0 | 0 | 0 | 0 | 0
F2_Industrial_Primary Metals_Existing_Process_Natural Gas_Process Heating_E5 | F2 | Industrial | Primary Metals | Existing | Process | Natural Gas | Process Heating | E5 | TRC BC Ratio | 0 | 0 | 0 | 0 | 0 | 0 | 0 | 0 | 0 | 0 | 0 | 0 | 0 | 0 | 0 | 0 | 0 | 0 | 0 | 0 | 0 | 0 | 0 | 0 | 0 | 0 | 0 | 0 | 0 | 0
F2_Industrial_Primary Metals_Existing_Process_Natural Gas_Process Heating_E6 | F2 | Industrial | Primary Metals | Existing | Process | Natural Gas | Process Heating | E6 | TRC BC Ratio | 0 | 0 | 0 | 0 | 0 | 0 | 0 | 0 | 0 | 0 | 0 | 0 | 0 | 0 | 0 | 0 | 0 | 0 | 0 | 0 | 0 | 0 | 0 | 0 | 0 | 0 | 0 | 0 | 0 | 0
F2_Industrial_Primary Metals_Existing_Process_Natural Gas_Process Heating_E7 | F2 | Industrial | Primary Metals | Existing | Process | Natural Gas | Process Heating | E7 | TRC BC Ratio | 0 | 0 | 0 | 0 | 0 | 0 | 0 | 0 | 0 | 0 | 0 | 0 | 0 | 0 | 0 | 0 | 0 | 0 | 0 | 0 | 0 | 0 | 0 | 0 | 0 | 0 | 0 | 0 | 0 | 0
F2_Industrial_Primary Metals_Existing_Process_Natural Gas_Process Heating_E8 | F2 | Industrial | Primary Metals | Existing | Process | Natural Gas | Process Heating | E8 | TRC BC Ratio | 0 | 0 | 0 | 0 | 0 | 0 | 0 | 0 | 0 | 0 | 0 | 0 | 0 | 0 | 0 | 0 | 0 | 0 | 0 | 0 | 0 | 0 | 0 | 0 | 0 | 0 | 0 | 0 | 0 | 0
F2_Industrial_Primary Metals_Existing_Process_Natural Gas_Process Heating_E9 | F2 | Industrial | Primary Metals | Existing | Process | Natural Gas | Process Heating | E9 | TRC BC Ratio | 0 | 0 | 0 | 0 | 0 | 0 | 0 | 0 | 0 | 0 | 0 | 0 | 0 | 0 | 0 | 0 | 0 | 0 | 0 | 0 | 0 | 0 | 0 | 0 | 0 | 0 | 0 | 0 | 0 | 0
F2_Industrial_Primary Metals_Existing_Process_Natural Gas_Process Heating_E10 | F2 | Industrial | Primary Metals | Existing | Process | Natural Gas | Process Heating | E10 | TRC BC Ratio | 0 | 0 | 0 | 0 | 0 | 0 | 0 | 0 | 0 | 0 | 0 | 0 | 0 | 0 | 0 | 0 | 0 | 0 | 0 | 0 | 0 | 0 | 0 | 0 | 0 | 0 | 0 | 0 | 0 | 0
F3_Industrial_Primary Metals_Existing_Process_Natural Gas_Process Heating_E1 | F3 | Industrial | Primary Metals | Existing | Process | Natural Gas | Process Heating | E1 | PACT BC Ratio | 0.9 | 0.9 | 0.9 | 0.9 | 0.9 | 0.9 | 0.9 | 0.9 | 0.9 | 0.9 | 0.9 | 0.9 | 0.9 | 0.9 | 0.9 | 0.9 | 0.9 | 0.9 | 0.9 | 0.9 | 0.9 | 0.9 | 0 | 0 | 0 | 0 | 0 | 0 | 0 | 0
F3_Industrial_Primary Metals_Existing_Process_Natural Gas_Process Heating_E2 | F3 | Industrial | Primary Metals | Existing | Process | Natural Gas | Process Heating | E2 | PACT BC Ratio | 0 | 0 | 0 | 0 | 0 | 0 | 0 | 0 | 0 | 0 | 0 | 0 | 0 | 0 | 0 | 0 | 0 | 0 | 0 | 0 | 0 | 0 | 0 | 0 | 0 | 0 | 0 | 0 | 0 | 0
F3_Industrial_Primary Metals_Existing_Process_Natural Gas_Process Heating_E3 | F3 | Industrial | Primary Metals | Existing | Process | Natural Gas | Process Heating | E3 | PACT BC Ratio | 0 | 0 | 0 | 0 | 0 | 0 | 0 | 0 | 0 | 0 | 0 | 0 | 0 | 0 | 0 | 0 | 0 | 0 | 0 | 0 | 0 | 0 | 0 | 0 | 0 | 0 | 0 | 0 | 0 | 0
F3_Industrial_Primary Metals_Existing_Process_Natural Gas_Process Heating_E4 | F3 | Industrial | Primary Metals | Existing | Process | Natural Gas | Process Heating | E4 | PACT BC Ratio | 0 | 0 | 0 | 0 | 0 | 0 | 0 | 0 | 0 | 0 | 0 | 0 | 0 | 0 | 0 | 0 | 0 | 0 | 0 | 0 | 0 | 0 | 0 | 0 | 0 | 0 | 0 | 0 | 0 | 0
F3_Industrial_Primary Metals_Existing_Process_Natural Gas_Process Heating_E5 | F3 | Industrial | Primary Metals | Existing | Process | Natural Gas | Process Heating | E5 | PACT BC Ratio | 0 | 0 | 0 | 0 | 0 | 0 | 0 | 0 | 0 | 0 | 0 | 0 | 0 | 0 | 0 | 0 | 0 | 0 | 0 | 0 | 0 | 0 | 0 | 0 | 0 | 0 | 0 | 0 | 0 | 0
F3_Industrial_Primary Metals_Existing_Process_Natural Gas_Process Heating_E6 | F3 | Industrial | Primary Metals | Existing | Process | Natural Gas | Process Heating | E6 | PACT BC Ratio | 0 | 0 | 0 | 0 | 0 | 0 | 0 | 0 | 0 | 0 | 0 | 0 | 0 | 0 | 0 | 0 | 0 | 0 | 0 | 0 | 0 | 0 | 0 | 0 | 0 | 0 | 0 | 0 | 0 | 0
F3_Industrial_Primary Metals_Existing_Process_Natural Gas_Process Heating_E7 | F3 | Industrial | Primary Metals | Existing | Process | Natural Gas | Process Heating | E7 | PACT BC Ratio | 0 | 0 | 0 | 0 | 0 | 0 | 0 | 0 | 0 | 0 | 0 | 0 | 0 | 0 | 0 | 0 | 0 | 0 | 0 | 0 | 0 | 0 | 0 | 0 | 0 | 0 | 0 | 0 | 0 | 0
F3_Industrial_Primary Metals_Existing_Process_Natural Gas_Process Heating_E8 | F3 | Industrial | Primary Metals | Existing | Process | Natural Gas | Process Heating | E8 | PACT BC Ratio | 0 | 0 | 0 | 0 | 0 | 0 | 0 | 0 | 0 | 0 | 0 | 0 | 0 | 0 | 0 | 0 | 0 | 0 | 0 | 0 | 0 | 0 | 0 | 0 | 0 | 0 | 0 | 0 | 0 | 0
F3_Industrial_Primary Metals_Existing_Process_Natural Gas_Process Heating_E9 | F3 | Industrial | Primary Metals | Existing | Process | Natural Gas | Process Heating | E9 | PACT BC Ratio | 0 | 0 | 0 | 0 | 0 | 0 | 0 | 0 | 0 | 0 | 0 | 0 | 0 | 0 | 0 | 0 | 0 | 0 | 0 | 0 | 0 | 0 | 0 | 0 | 0 | 0 | 0 | 0 | 0 | 0
F3_Industrial_Primary Metals_Existing_Process_Natural Gas_Process Heating_E10 | F3 | Industrial | Primary Metals | Existing | Process | Natural Gas | Process Heating | E10 | PACT BC Ratio | 0 | 0 | 0 | 0 | 0 | 0 | 0 | 0 | 0 | 0 | 0 | 0 | 0 | 0 | 0 | 0 | 0 | 0 | 0 | 0 | 0 | 0 | 0 | 0 | 0 | 0 | 0 | 0 | 0 | 0
F4_Industrial_Primary Metals_Existing_Process_Natural Gas_Process Heating_E1 | F4 | Industrial | Primary Metals | Existing | Process | Natural Gas | Process Heating | E1 | PCT BC Ratio | 0.9 | 0.9 | 0.9 | 0.9 | 0.9 | 0.9 | 0.9 | 0.9 | 0.9 | 0.9 | 0.9 | 0.9 | 0.9 | 0.9 | 0.9 | 0.9 | 0.9 | 0.9 | 0.9 | 0.9 | 0.9 | 0.9 | 0 | 0 | 0 | 0 | 0 | 0 | 0 | 0
F4_Industrial_Primary Metals_Existing_Process_Natural Gas_Process Heating_E2 | F4 | Industrial | Primary Metals | Existing | Process | Natural Gas | Process Heating | E2 | PCT BC Ratio | 0 | 0 | 0 | 0 | 0 | 0 | 0 | 0 | 0 | 0 | 0 | 0 | 0 | 0 | 0 | 0 | 0 | 0 | 0 | 0 | 0 | 0 | 0 | 0 | 0 | 0 | 0 | 0 | 0 | 0
F4_Industrial_Primary Metals_Existing_Process_Natural Gas_Process Heating_E3 | F4 | Industrial | Primary Metals | Existing | Process | Natural Gas | Process Heating | E3 | PCT BC Ratio | 0 | 0 | 0 | 0 | 0 | 0 | 0 | 0 | 0 | 0 | 0 | 0 | 0 | 0 | 0 | 0 | 0 | 0 | 0 | 0 | 0 | 0 | 0 | 0 | 0 | 0 | 0 | 0 | 0 | 0
F4_Industrial_Primary Metals_Existing_Process_Natural Gas_Process Heating_E4 | F4 | Industrial | Primary Metals | Existing | Process | Natural Gas | Process Heating | E4 | PCT BC Ratio | 0 | 0 | 0 | 0 | 0 | 0 | 0 | 0 | 0 | 0 | 0 | 0 | 0 | 0 | 0 | 0 | 0 | 0 | 0 | 0 | 0 | 0 | 0 | 0 | 0 | 0 | 0 | 0 | 0 | 0
F4_Industrial_Primary Metals_Existing_Process_Natural Gas_Process Heating_E5 | F4 | Industrial | Primary Metals | Existing | Process | Natural Gas | Process Heating | E5 | PCT BC Ratio | 0 | 0 | 0 | 0 | 0 | 0 | 0 | 0 | 0 | 0 | 0 | 0 | 0 | 0 | 0 | 0 | 0 | 0 | 0 | 0 | 0 | 0 | 0 | 0 | 0 | 0 | 0 | 0 | 0 | 0
F4_Industrial_Primary Metals_Existing_Process_Natural Gas_Process Heating_E6 | F4 | Industrial | Primary Metals | Existing | Process | Natural Gas | Process Heating | E6 | PCT BC Ratio | 0 | 0 | 0 | 0 | 0 | 0 | 0 | 0 | 0 | 0 | 0 | 0 | 0 | 0 | 0 | 0 | 0 | 0 | 0 | 0 | 0 | 0 | 0 | 0 | 0 | 0 | 0 | 0 | 0 | 0
F4_Industrial_Primary Metals_Existing_Process_Natural Gas_Process Heating_E7 | F4 | Industrial | Primary Metals | Existing | Process | Natural Gas | Process Heating | E7 | PCT BC Ratio | 0 | 0 | 0 | 0 | 0 | 0 | 0 | 0 | 0 | 0 | 0 | 0 | 0 | 0 | 0 | 0 | 0 | 0 | 0 | 0 | 0 | 0 | 0 | 0 | 0 | 0 | 0 | 0 | 0 | 0
F4_Industrial_Primary Metals_Existing_Process_Natural Gas_Process Heating_E8 | F4 | Industrial | Primary Metals | Existing | Process | Natural Gas | Process Heating | E8 | PCT BC Ratio | 0 | 0 | 0 | 0 | 0 | 0 | 0 | 0 | 0 | 0 | 0 | 0 | 0 | 0 | 0 | 0 | 0 | 0 | 0 | 0 | 0 | 0 | 0 | 0 | 0 | 0 | 0 | 0 | 0 | 0
F4_Industrial_Primary Metals_Existing_Process_Natural Gas_Process Heating_E9 | F4 | Industrial | Primary Metals | Existing | Process | Natural Gas | Process Heating | E9 | PCT BC Ratio | 0 | 0 | 0 | 0 | 0 | 0 | 0 | 0 | 0 | 0 | 0 | 0 | 0 | 0 | 0 | 0 | 0 | 0 | 0 | 0 | 0 | 0 | 0 | 0 | 0 | 0 | 0 | 0 | 0 | 0
F4_Industrial_Primary Metals_Existing_Process_Natural Gas_Process Heating_E10 | F4 | Industrial | Primary Metals | Existing | Process | Natural Gas | Process Heating | E10 | PCT BC Ratio | 0 | 0 | 0 | 0 | 0 | 0 | 0 | 0 | 0 | 0 | 0 | 0 | 0 | 0 | 0 | 0 | 0 | 0 | 0 | 0 | 0 | 0 | 0 | 0 | 0 | 0 | 0 | 0 | 0 | 0
F5_Industrial_Primary Metals_Existing_Process_Natural Gas_Process Heating_E1 | F5 | Industrial | Primary Metals | Existing | Process | Natural Gas | Process Heating | E1 | RIM BC Ratio | 0.9 | 0.9 | 0.9 | 0.9 | 0.9 | 0.9 | 0.9 | 0.9 | 0.9 | 0.9 | 0.9 | 0.9 | 0.9 | 0.9 | 0.9 | 0.9 | 0.9 | 0.9 | 0.9 | 0.9 | 0.9 | 0.9 | 0 | 0 | 0 | 0 | 0 | 0 | 0 | 0
F5_Industrial_Primary Metals_Existing_Process_Natural Gas_Process Heating_E2 | F5 | Industrial | Primary Metals | Existing | Process | Natural Gas | Process Heating | E2 | RIM BC Ratio | 0 | 0 | 0 | 0 | 0 | 0 | 0 | 0 | 0 | 0 | 0 | 0 | 0 | 0 | 0 | 0 | 0 | 0 | 0 | 0 | 0 | 0 | 0 | 0 | 0 | 0 | 0 | 0 | 0 | 0
F5_Industrial_Primary Metals_Existing_Process_Natural Gas_Process Heating_E3 | F5 | Industrial | Primary Metals | Existing | Process | Natural Gas | Process Heating | E3 | RIM BC Ratio | 0 | 0 | 0 | 0 | 0 | 0 | 0 | 0 | 0 | 0 | 0 | 0 | 0 | 0 | 0 | 0 | 0 | 0 | 0 | 0 | 0 | 0 | 0 | 0 | 0 | 0 | 0 | 0 | 0 | 0
F5_Industrial_Primary Metals_Existing_Process_Natural Gas_Process Heating_E4 | F5 | Industrial | Primary Metals | Existing | Process | Natural Gas | Process Heating | E4 | RIM BC Ratio | 0 | 0 | 0 | 0 | 0 | 0 | 0 | 0 | 0 | 0 | 0 | 0 | 0 | 0 | 0 | 0 | 0 | 0 | 0 | 0 | 0 | 0 | 0 | 0 | 0 | 0 | 0 | 0 | 0 | 0
F5_Industrial_Primary Metals_Existing_Process_Natural Gas_Process Heating_E5 | F5 | Industrial | Primary Metals | Existing | Process | Natural Gas | Process Heating | E5 | RIM BC Ratio | 0 | 0 | 0 | 0 | 0 | 0 | 0 | 0 | 0 | 0 | 0 | 0 | 0 | 0 | 0 | 0 | 0 | 0 | 0 | 0 | 0 | 0 | 0 | 0 | 0 | 0 | 0 | 0 | 0 | 0
F5_Industrial_Primary Metals_Existing_Process_Natural Gas_Process Heating_E6 | F5 | Industrial | Primary Metals | Existing | Process | Natural Gas | Process Heating | E6 | RIM BC Ratio | 0 | 0 | 0 | 0 | 0 | 0 | 0 | 0 | 0 | 0 | 0 | 0 | 0 | 0 | 0 | 0 | 0 | 0 | 0 | 0 | 0 | 0 | 0 | 0 | 0 | 0 | 0 | 0 | 0 | 0
F5_Industrial_Primary Metals_Existing_Process_Natural Gas_Process Heating_E7 | F5 | Industrial | Primary Metals | Existing | Process | Natural Gas | Process Heating | E7 | RIM BC Ratio | 0 | 0 | 0 | 0 | 0 | 0 | 0 | 0 | 0 | 0 | 0 | 0 | 0 | 0 | 0 | 0 | 0 | 0 | 0 | 0 | 0 | 0 | 0 | 0 | 0 | 0 | 0 | 0 | 0 | 0
F5_Industrial_Primary Metals_Existing_Process_Natural Gas_Process Heating_E8 | F5 | Industrial | Primary Metals | Existing | Process | Natural Gas | Process Heating | E8 | RIM BC Ratio | 0 | 0 | 0 | 0 | 0 | 0 | 0 | 0 | 0 | 0 | 0 | 0 | 0 | 0 | 0 | 0 | 0 | 0 | 0 | 0 | 0 | 0 | 0 | 0 | 0 | 0 | 0 | 0 | 0 | 0
F5_Industrial_Primary Metals_Existing_Process_Natural Gas_Process Heating_E9 | F5 | Industrial | Primary Metals | Existing | Process | Natural Gas | Process Heating | E9 | RIM BC Ratio | 0 | 0 | 0 | 0 | 0 | 0 | 0 | 0 | 0 | 0 | 0 | 0 | 0 | 0 | 0 | 0 | 0 | 0 | 0 | 0 | 0 | 0 | 0 | 0 | 0 | 0 | 0 | 0 | 0 | 0
F5_Industrial_Primary Metals_Existing_Process_Natural Gas_Process Heating_E10 | F5 | Industrial | Primary Metals | Existing | Process | Natural Gas | Process Heating | E10 | RIM BC Ratio | 0 | 0 | 0 | 0 | 0 | 0 | 0 | 0 | 0 | 0 | 0 | 0 | 0 | 0 | 0 | 0 | 0 | 0 | 0 | 0 | 0 | 0 | 0 | 0 | 0 | 0 | 0 | 0 | 0 | 0
F0_Industrial_Primary Metals_Existing_Process_Natural Gas_Process Cooling_E0 | F0 | Industrial | Primary Metals | Existing | Process | Natural Gas | Process Cooling | E0 | Economic Unit | Standard | Standard | Standard | Standard | Standard | Standard | Standard | Standard | Standard | Standard | Standard | Standard | Standard | Standard | Standard | Standard | Standard | Standard | Standard | Standard | Standard | Standard | 0 | 0 | 0 | 0 | 0 | 0 | 0 | 0
F1_Industrial_Primary Metals_Existing_Process_Natural Gas_Process Cooling_E1 | F1 | Industrial | Primary Metals | Existing | Process | Natural Gas | Process Cooling | E1 | CCE | 0 | 0 | 0 | 0 | 0 | 0 | 0 | 0 | 0 | 0 | 0 | 0 | 0 | 0 | 0 | 0 | 0 | 0 | 0 | 0 | 0 | 0 | 0 | 0 | 0 | 0 | 0 | 0 | 0 | 0
F1_Industrial_Primary Metals_Existing_Process_Natural Gas_Process Cooling_E2 | F1 | Industrial | Primary Metals | Existing | Process | Natural Gas | Process Cooling | E2 | CCE | 0 | 0 | 0 | 0 | 0 | 0 | 0 | 0 | 0 | 0 | 0 | 0 | 0 | 0 | 0 | 0 | 0 | 0 | 0 | 0 | 0 | 0 | 0 | 0 | 0 | 0 | 0 | 0 | 0 | 0
F1_Industrial_Primary Metals_Existing_Process_Natural Gas_Process Cooling_E3 | F1 | Industrial | Primary Metals | Existing | Process | Natural Gas | Process Cooling | E3 | CCE | 0 | 0 | 0 | 0 | 0 | 0 | 0 | 0 | 0 | 0 | 0 | 0 | 0 | 0 | 0 | 0 | 0 | 0 | 0 | 0 | 0 | 0 | 0 | 0 | 0 | 0 | 0 | 0 | 0 | 0
F1_Industrial_Primary Metals_Existing_Process_Natural Gas_Process Cooling_E4 | F1 | Industrial | Primary Metals | Existing | Process | Natural Gas | Process Cooling | E4 | CCE | 0 | 0 | 0 | 0 | 0 | 0 | 0 | 0 | 0 | 0 | 0 | 0 | 0 | 0 | 0 | 0 | 0 | 0 | 0 | 0 | 0 | 0 | 0 | 0 | 0 | 0 | 0 | 0 | 0 | 0
F1_Industrial_Primary Metals_Existing_Process_Natural Gas_Process Cooling_E5 | F1 | Industrial | Primary Metals | Existing | Process | Natural Gas | Process Cooling | E5 | CCE | 0 | 0 | 0 | 0 | 0 | 0 | 0 | 0 | 0 | 0 | 0 | 0 | 0 | 0 | 0 | 0 | 0 | 0 | 0 | 0 | 0 | 0 | 0 | 0 | 0 | 0 | 0 | 0 | 0 | 0
F1_Industrial_Primary Metals_Existing_Process_Natural Gas_Process Cooling_E6 | F1 | Industrial | Primary Metals | Existing | Process | Natural Gas | Process Cooling | E6 | CCE | 0 | 0 | 0 | 0 | 0 | 0 | 0 | 0 | 0 | 0 | 0 | 0 | 0 | 0 | 0 | 0 | 0 | 0 | 0 | 0 | 0 | 0 | 0 | 0 | 0 | 0 | 0 | 0 | 0 | 0
F1_Industrial_Primary Metals_Existing_Process_Natural Gas_Process Cooling_E7 | F1 | Industrial | Primary Metals | Existing | Process | Natural Gas | Process Cooling | E7 | CCE | 0 | 0 | 0 | 0 | 0 | 0 | 0 | 0 | 0 | 0 | 0 | 0 | 0 | 0 | 0 | 0 | 0 | 0 | 0 | 0 | 0 | 0 | 0 | 0 | 0 | 0 | 0 | 0 | 0 | 0
F1_Industrial_Primary Metals_Existing_Process_Natural Gas_Process Cooling_E8 | F1 | Industrial | Primary Metals | Existing | Process | Natural Gas | Process Cooling | E8 | CCE | 0 | 0 | 0 | 0 | 0 | 0 | 0 | 0 | 0 | 0 | 0 | 0 | 0 | 0 | 0 | 0 | 0 | 0 | 0 | 0 | 0 | 0 | 0 | 0 | 0 | 0 | 0 | 0 | 0 | 0
F1_Industrial_Primary Metals_Existing_Process_Natural Gas_Process Cooling_E9 | F1 | Industrial | Primary Metals | Existing | Process | Natural Gas | Process Cooling | E9 | CCE | 0 | 0 | 0 | 0 | 0 | 0 | 0 | 0 | 0 | 0 | 0 | 0 | 0 | 0 | 0 | 0 | 0 | 0 | 0 | 0 | 0 | 0 | 0 | 0 | 0 | 0 | 0 | 0 | 0 | 0
F1_Industrial_Primary Metals_Existing_Process_Natural Gas_Process Cooling_E10 | F1 | Industrial | Primary Metals | Existing | Process | Natural Gas | Process Cooling | E10 | CCE | 0 | 0 | 0 | 0 | 0 | 0 | 0 | 0 | 0 | 0 | 0 | 0 | 0 | 0 | 0 | 0 | 0 | 0 | 0 | 0 | 0 | 0 | 0 | 0 | 0 | 0 | 0 | 0 | 0 | 0
F2_Industrial_Primary Metals_Existing_Process_Natural Gas_Process Cooling_E1 | F2 | Industrial | Primary Metals | Existing | Process | Natural Gas | Process Cooling | E1 | TRC BC Ratio | 0.9 | 0.9 | 0.9 | 0.9 | 0.9 | 0.9 | 0.9 | 0.9 | 0.9 | 0.9 | 0.9 | 0.9 | 0.9 | 0.9 | 0.9 | 0.9 | 0.9 | 0.9 | 0.9 | 0.9 | 0.9 | 0.9 | 0 | 0 | 0 | 0 | 0 | 0 | 0 | 0
F2_Industrial_Primary Metals_Existing_Process_Natural Gas_Process Cooling_E2 | F2 | Industrial | Primary Metals | Existing | Process | Natural Gas | Process Cooling | E2 | TRC BC Ratio | 0 | 0 | 0 | 0 | 0 | 0 | 0 | 0 | 0 | 0 | 0 | 0 | 0 | 0 | 0 | 0 | 0 | 0 | 0 | 0 | 0 | 0 | 0 | 0 | 0 | 0 | 0 | 0 | 0 | 0
F2_Industrial_Primary Metals_Existing_Process_Natural Gas_Process Cooling_E3 | F2 | Industrial | Primary Metals | Existing | Process | Natural Gas | Process Cooling | E3 | TRC BC Ratio | 0 | 0 | 0 | 0 | 0 | 0 | 0 | 0 | 0 | 0 | 0 | 0 | 0 | 0 | 0 | 0 | 0 | 0 | 0 | 0 | 0 | 0 | 0 | 0 | 0 | 0 | 0 | 0 | 0 | 0
F2_Industrial_Primary Metals_Existing_Process_Natural Gas_Process Cooling_E4 | F2 | Industrial | Primary Metals | Existing | Process | Natural Gas | Process Cooling | E4 | TRC BC Ratio | 0 | 0 | 0 | 0 | 0 | 0 | 0 | 0 | 0 | 0 | 0 | 0 | 0 | 0 | 0 | 0 | 0 | 0 | 0 | 0 | 0 | 0 | 0 | 0 | 0 | 0 | 0 | 0 | 0 | 0
F2_Industrial_Primary Metals_Existing_Process_Natural Gas_Process Cooling_E5 | F2 | Industrial | Primary Metals | Existing | Process | Natural Gas | Process Cooling | E5 | TRC BC Ratio | 0 | 0 | 0 | 0 | 0 | 0 | 0 | 0 | 0 | 0 | 0 | 0 | 0 | 0 | 0 | 0 | 0 | 0 | 0 | 0 | 0 | 0 | 0 | 0 | 0 | 0 | 0 | 0 | 0 | 0
F2_Industrial_Primary Metals_Existing_Process_Natural Gas_Process Cooling_E6 | F2 | Industrial | Primary Metals | Existing | Process | Natural Gas | Process Cooling | E6 | TRC BC Ratio | 0 | 0 | 0 | 0 | 0 | 0 | 0 | 0 | 0 | 0 | 0 | 0 | 0 | 0 | 0 | 0 | 0 | 0 | 0 | 0 | 0 | 0 | 0 | 0 | 0 | 0 | 0 | 0 | 0 | 0
F2_Industrial_Primary Metals_Existing_Process_Natural Gas_Process Cooling_E7 | F2 | Industrial | Primary Metals | Existing | Process | Natural Gas | Process Cooling | E7 | TRC BC Ratio | 0 | 0 | 0 | 0 | 0 | 0 | 0 | 0 | 0 | 0 | 0 | 0 | 0 | 0 | 0 | 0 | 0 | 0 | 0 | 0 | 0 | 0 | 0 | 0 | 0 | 0 | 0 | 0 | 0 | 0
F2_Industrial_Primary Metals_Existing_Process_Natural Gas_Process Cooling_E8 | F2 | Industrial | Primary Metals | Existing | Process | Natural Gas | Process Cooling | E8 | TRC BC Ratio | 0 | 0 | 0 | 0 | 0 | 0 | 0 | 0 | 0 | 0 | 0 | 0 | 0 | 0 | 0 | 0 | 0 | 0 | 0 | 0 | 0 | 0 | 0 | 0 | 0 | 0 | 0 | 0 | 0 | 0
F2_Industrial_Primary Metals_Existing_Process_Natural Gas_Process Cooling_E9 | F2 | Industrial | Primary Metals | Existing | Process | Natural Gas | Process Cooling | E9 | TRC BC Ratio | 0 | 0 | 0 | 0 | 0 | 0 | 0 | 0 | 0 | 0 | 0 | 0 | 0 | 0 | 0 | 0 | 0 | 0 | 0 | 0 | 0 | 0 | 0 | 0 | 0 | 0 | 0 | 0 | 0 | 0
F2_Industrial_Primary Metals_Existing_Process_Natural Gas_Process Cooling_E10 | F2 | Industrial | Primary Metals | Existing | Process | Natural Gas | Process Cooling | E10 | TRC BC Ratio | 0 | 0 | 0 | 0 | 0 | 0 | 0 | 0 | 0 | 0 | 0 | 0 | 0 | 0 | 0 | 0 | 0 | 0 | 0 | 0 | 0 | 0 | 0 | 0 | 0 | 0 | 0 | 0 | 0 | 0
F3_Industrial_Primary Metals_Existing_Process_Natural Gas_Process Cooling_E1 | F3 | Industrial | Primary Metals | Existing | Process | Natural Gas | Process Cooling | E1 | PACT BC Ratio | 0.9 | 0.9 | 0.9 | 0.9 | 0.9 | 0.9 | 0.9 | 0.9 | 0.9 | 0.9 | 0.9 | 0.9 | 0.9 | 0.9 | 0.9 | 0.9 | 0.9 | 0.9 | 0.9 | 0.9 | 0.9 | 0.9 | 0 | 0 | 0 | 0 | 0 | 0 | 0 | 0
F3_Industrial_Primary Metals_Existing_Process_Natural Gas_Process Cooling_E2 | F3 | Industrial | Primary Metals | Existing | Process | Natural Gas | Process Cooling | E2 | PACT BC Ratio | 0 | 0 | 0 | 0 | 0 | 0 | 0 | 0 | 0 | 0 | 0 | 0 | 0 | 0 | 0 | 0 | 0 | 0 | 0 | 0 | 0 | 0 | 0 | 0 | 0 | 0 | 0 | 0 | 0 | 0
F3_Industrial_Primary Metals_Existing_Process_Natural Gas_Process Cooling_E3 | F3 | Industrial | Primary Metals | Existing | Process | Natural Gas | Process Cooling | E3 | PACT BC Ratio | 0 | 0 | 0 | 0 | 0 | 0 | 0 | 0 | 0 | 0 | 0 | 0 | 0 | 0 | 0 | 0 | 0 | 0 | 0 | 0 | 0 | 0 | 0 | 0 | 0 | 0 | 0 | 0 | 0 | 0
F3_Industrial_Primary Metals_Existing_Process_Natural Gas_Process Cooling_E4 | F3 | Industrial | Primary Metals | Existing | Process | Natural Gas | Process Cooling | E4 | PACT BC Ratio | 0 | 0 | 0 | 0 | 0 | 0 | 0 | 0 | 0 | 0 | 0 | 0 | 0 | 0 | 0 | 0 | 0 | 0 | 0 | 0 | 0 | 0 | 0 | 0 | 0 | 0 | 0 | 0 | 0 | 0
F3_Industrial_Primary Metals_Existing_Process_Natural Gas_Process Cooling_E5 | F3 | Industrial | Primary Metals | Existing | Process | Natural Gas | Process Cooling | E5 | PACT BC Ratio | 0 | 0 | 0 | 0 | 0 | 0 | 0 | 0 | 0 | 0 | 0 | 0 | 0 | 0 | 0 | 0 | 0 | 0 | 0 | 0 | 0 | 0 | 0 | 0 | 0 | 0 | 0 | 0 | 0 | 0
F3_Industrial_Primary Metals_Existing_Process_Natural Gas_Process Cooling_E6 | F3 | Industrial | Primary Metals | Existing | Process | Natural Gas | Process Cooling | E6 | PACT BC Ratio | 0 | 0 | 0 | 0 | 0 | 0 | 0 | 0 | 0 | 0 | 0 | 0 | 0 | 0 | 0 | 0 | 0 | 0 | 0 | 0 | 0 | 0 | 0 | 0 | 0 | 0 | 0 | 0 | 0 | 0
F3_Industrial_Primary Metals_Existing_Process_Natural Gas_Process Cooling_E7 | F3 | Industrial | Primary Metals | Existing | Process | Natural Gas | Process Cooling | E7 | PACT BC Ratio | 0 | 0 | 0 | 0 | 0 | 0 | 0 | 0 | 0 | 0 | 0 | 0 | 0 | 0 | 0 | 0 | 0 | 0 | 0 | 0 | 0 | 0 | 0 | 0 | 0 | 0 | 0 | 0 | 0 | 0
F3_Industrial_Primary Metals_Existing_Process_Natural Gas_Process Cooling_E8 | F3 | Industrial | Primary Metals | Existing | Process | Natural Gas | Process Cooling | E8 | PACT BC Ratio | 0 | 0 | 0 | 0 | 0 | 0 | 0 | 0 | 0 | 0 | 0 | 0 | 0 | 0 | 0 | 0 | 0 | 0 | 0 | 0 | 0 | 0 | 0 | 0 | 0 | 0 | 0 | 0 | 0 | 0
F3_Industrial_Primary Metals_Existing_Process_Natural Gas_Process Cooling_E9 | F3 | Industrial | Primary Metals | Existing | Process | Natural Gas | Process Cooling | E9 | PACT BC Ratio | 0 | 0 | 0 | 0 | 0 | 0 | 0 | 0 | 0 | 0 | 0 | 0 | 0 | 0 | 0 | 0 | 0 | 0 | 0 | 0 | 0 | 0 | 0 | 0 | 0 | 0 | 0 | 0 | 0 | 0
F3_Industrial_Primary Metals_Existing_Process_Natural Gas_Process Cooling_E10 | F3 | Industrial | Primary Metals | Existing | Process | Natural Gas | Process Cooling | E10 | PACT BC Ratio | 0 | 0 | 0 | 0 | 0 | 0 | 0 | 0 | 0 | 0 | 0 | 0 | 0 | 0 | 0 | 0 | 0 | 0 | 0 | 0 | 0 | 0 | 0 | 0 | 0 | 0 | 0 | 0 | 0 | 0
F4_Industrial_Primary Metals_Existing_Process_Natural Gas_Process Cooling_E1 | F4 | Industrial | Primary Metals | Existing | Process | Natural Gas | Process Cooling | E1 | PCT BC Ratio | 0.9 | 0.9 | 0.9 | 0.9 | 0.9 | 0.9 | 0.9 | 0.9 | 0.9 | 0.9 | 0.9 | 0.9 | 0.9 | 0.9 | 0.9 | 0.9 | 0.9 | 0.9 | 0.9 | 0.9 | 0.9 | 0.9 | 0 | 0 | 0 | 0 | 0 | 0 | 0 | 0
F4_Industrial_Primary Metals_Existing_Process_Natural Gas_Process Cooling_E2 | F4 | Industrial | Primary Metals | Existing | Process | Natural Gas | Process Cooling | E2 | PCT BC Ratio | 0 | 0 | 0 | 0 | 0 | 0 | 0 | 0 | 0 | 0 | 0 | 0 | 0 | 0 | 0 | 0 | 0 | 0 | 0 | 0 | 0 | 0 | 0 | 0 | 0 | 0 | 0 | 0 | 0 | 0
F4_Industrial_Primary Metals_Existing_Process_Natural Gas_Process Cooling_E3 | F4 | Industrial | Primary Metals | Existing | Process | Natural Gas | Process Cooling | E3 | PCT BC Ratio | 0 | 0 | 0 | 0 | 0 | 0 | 0 | 0 | 0 | 0 | 0 | 0 | 0 | 0 | 0 | 0 | 0 | 0 | 0 | 0 | 0 | 0 | 0 | 0 | 0 | 0 | 0 | 0 | 0 | 0
F4_Industrial_Primary Metals_Existing_Process_Natural Gas_Process Cooling_E4 | F4 | Industrial | Primary Metals | Existing | Process | Natural Gas | Process Cooling | E4 | PCT BC Ratio | 0 | 0 | 0 | 0 | 0 | 0 | 0 | 0 | 0 | 0 | 0 | 0 | 0 | 0 | 0 | 0 | 0 | 0 | 0 | 0 | 0 | 0 | 0 | 0 | 0 | 0 | 0 | 0 | 0 | 0
F4_Industrial_Primary Metals_Existing_Process_Natural Gas_Process Cooling_E5 | F4 | Industrial | Primary Metals | Existing | Process | Natural Gas | Process Cooling | E5 | PCT BC Ratio | 0 | 0 | 0 | 0 | 0 | 0 | 0 | 0 | 0 | 0 | 0 | 0 | 0 | 0 | 0 | 0 | 0 | 0 | 0 | 0 | 0 | 0 | 0 | 0 | 0 | 0 | 0 | 0 | 0 | 0
F4_Industrial_Primary Metals_Existing_Process_Natural Gas_Process Cooling_E6 | F4 | Industrial | Primary Metals | Existing | Process | Natural Gas | Process Cooling | E6 | PCT BC Ratio | 0 | 0 | 0 | 0 | 0 | 0 | 0 | 0 | 0 | 0 | 0 | 0 | 0 | 0 | 0 | 0 | 0 | 0 | 0 | 0 | 0 | 0 | 0 | 0 | 0 | 0 | 0 | 0 | 0 | 0
F4_Industrial_Primary Metals_Existing_Process_Natural Gas_Process Cooling_E7 | F4 | Industrial | Primary Metals | Existing | Process | Natural Gas | Process Cooling | E7 | PCT BC Ratio | 0 | 0 | 0 | 0 | 0 | 0 | 0 | 0 | 0 | 0 | 0 | 0 | 0 | 0 | 0 | 0 | 0 | 0 | 0 | 0 | 0 | 0 | 0 | 0 | 0 | 0 | 0 | 0 | 0 | 0
F4_Industrial_Primary Metals_Existing_Process_Natural Gas_Process Cooling_E8 | F4 | Industrial | Primary Metals | Existing | Process | Natural Gas | Process Cooling | E8 | PCT BC Ratio | 0 | 0 | 0 | 0 | 0 | 0 | 0 | 0 | 0 | 0 | 0 | 0 | 0 | 0 | 0 | 0 | 0 | 0 | 0 | 0 | 0 | 0 | 0 | 0 | 0 | 0 | 0 | 0 | 0 | 0
F4_Industrial_Primary Metals_Existing_Process_Natural Gas_Process Cooling_E9 | F4 | Industrial | Primary Metals | Existing | Process | Natural Gas | Process Cooling | E9 | PCT BC Ratio | 0 | 0 | 0 | 0 | 0 | 0 | 0 | 0 | 0 | 0 | 0 | 0 | 0 | 0 | 0 | 0 | 0 | 0 | 0 | 0 | 0 | 0 | 0 | 0 | 0 | 0 | 0 | 0 | 0 | 0
F4_Industrial_Primary Metals_Existing_Process_Natural Gas_Process Cooling_E10 | F4 | Industrial | Primary Metals | Existing | Process | Natural Gas | Process Cooling | E10 | PCT BC Ratio | 0 | 0 | 0 | 0 | 0 | 0 | 0 | 0 | 0 | 0 | 0 | 0 | 0 | 0 | 0 | 0 | 0 | 0 | 0 | 0 | 0 | 0 | 0 | 0 | 0 | 0 | 0 | 0 | 0 | 0
F5_Industrial_Primary Metals_Existing_Process_Natural Gas_Process Cooling_E1 | F5 | Industrial | Primary Metals | Existing | Process | Natural Gas | Process Cooling | E1 | RIM BC Ratio | 0.9 | 0.9 | 0.9 | 0.9 | 0.9 | 0.9 | 0.9 | 0.9 | 0.9 | 0.9 | 0.9 | 0.9 | 0.9 | 0.9 | 0.9 | 0.9 | 0.9 | 0.9 | 0.9 | 0.9 | 0.9 | 0.9 | 0 | 0 | 0 | 0 | 0 | 0 | 0 | 0
F5_Industrial_Primary Metals_Existing_Process_Natural Gas_Process Cooling_E2 | F5 | Industrial | Primary Metals | Existing | Process | Natural Gas | Process Cooling | E2 | RIM BC Ratio | 0 | 0 | 0 | 0 | 0 | 0 | 0 | 0 | 0 | 0 | 0 | 0 | 0 | 0 | 0 | 0 | 0 | 0 | 0 | 0 | 0 | 0 | 0 | 0 | 0 | 0 | 0 | 0 | 0 | 0
F5_Industrial_Primary Metals_Existing_Process_Natural Gas_Process Cooling_E3 | F5 | Industrial | Primary Metals | Existing | Process | Natural Gas | Process Cooling | E3 | RIM BC Ratio | 0 | 0 | 0 | 0 | 0 | 0 | 0 | 0 | 0 | 0 | 0 | 0 | 0 | 0 | 0 | 0 | 0 | 0 | 0 | 0 | 0 | 0 | 0 | 0 | 0 | 0 | 0 | 0 | 0 | 0
F5_Industrial_Primary Metals_Existing_Process_Natural Gas_Process Cooling_E4 | F5 | Industrial | Primary Metals | Existing | Process | Natural Gas | Process Cooling | E4 | RIM BC Ratio | 0 | 0 | 0 | 0 | 0 | 0 | 0 | 0 | 0 | 0 | 0 | 0 | 0 | 0 | 0 | 0 | 0 | 0 | 0 | 0 | 0 | 0 | 0 | 0 | 0 | 0 | 0 | 0 | 0 | 0
F5_Industrial_Primary Metals_Existing_Process_Natural Gas_Process Cooling_E5 | F5 | Industrial | Primary Metals | Existing | Process | Natural Gas | Process Cooling | E5 | RIM BC Ratio | 0 | 0 | 0 | 0 | 0 | 0 | 0 | 0 | 0 | 0 | 0 | 0 | 0 | 0 | 0 | 0 | 0 | 0 | 0 | 0 | 0 | 0 | 0 | 0 | 0 | 0 | 0 | 0 | 0 | 0
F5_Industrial_Primary Metals_Existing_Process_Natural Gas_Process Cooling_E6 | F5 | Industrial | Primary Metals | Existing | Process | Natural Gas | Process Cooling | E6 | RIM BC Ratio | 0 | 0 | 0 | 0 | 0 | 0 | 0 | 0 | 0 | 0 | 0 | 0 | 0 | 0 | 0 | 0 | 0 | 0 | 0 | 0 | 0 | 0 | 0 | 0 | 0 | 0 | 0 | 0 | 0 | 0
F5_Industrial_Primary Metals_Existing_Process_Natural Gas_Process Cooling_E7 | F5 | Industrial | Primary Metals | Existing | Process | Natural Gas | Process Cooling | E7 | RIM BC Ratio | 0 | 0 | 0 | 0 | 0 | 0 | 0 | 0 | 0 | 0 | 0 | 0 | 0 | 0 | 0 | 0 | 0 | 0 | 0 | 0 | 0 | 0 | 0 | 0 | 0 | 0 | 0 | 0 | 0 | 0
F5_Industrial_Primary Metals_Existing_Process_Natural Gas_Process Cooling_E8 | F5 | Industrial | Primary Metals | Existing | Process | Natural Gas | Process Cooling | E8 | RIM BC Ratio | 0 | 0 | 0 | 0 | 0 | 0 | 0 | 0 | 0 | 0 | 0 | 0 | 0 | 0 | 0 | 0 | 0 | 0 | 0 | 0 | 0 | 0 | 0 | 0 | 0 | 0 | 0 | 0 | 0 | 0
F5_Industrial_Primary Metals_Existing_Process_Natural Gas_Process Cooling_E9 | F5 | Industrial | Primary Metals | Existing | Process | Natural Gas | Process Cooling | E9 | RIM BC Ratio | 0 | 0 | 0 | 0 | 0 | 0 | 0 | 0 | 0 | 0 | 0 | 0 | 0 | 0 | 0 | 0 | 0 | 0 | 0 | 0 | 0 | 0 | 0 | 0 | 0 | 0 | 0 | 0 | 0 | 0
F5_Industrial_Primary Metals_Existing_Process_Natural Gas_Process Cooling_E10 | F5 | Industrial | Primary Metals | Existing | Process | Natural Gas | Process Cooling | E10 | RIM BC Ratio | 0 | 0 | 0 | 0 | 0 | 0 | 0 | 0 | 0 | 0 | 0 | 0 | 0 | 0 | 0 | 0 | 0 | 0 | 0 | 0 | 0 | 0 | 0 | 0 | 0 | 0 | 0 | 0 | 0 | 0
F0_Industrial_Primary Metals_Existing_Process_Natural Gas_Other Process_E0 | F0 | Industrial | Primary Metals | Existing | Process | Natural Gas | Other Process | E0 | Economic Unit | Standard | Standard | Standard | Standard | Standard | Standard | Standard | Standard | Standard | Standard | Standard | Standard | Standard | Standard | Standard | Standard | Standard | Standard | Standard | Standard | Standard | Standard | 0 | 0 | 0 | 0 | 0 | 0 | 0 | 0
F1_Industrial_Primary Metals_Existing_Process_Natural Gas_Other Process_E1 | F1 | Industrial | Primary Metals | Existing | Process | Natural Gas | Other Process | E1 | CCE | 0 | 0 | 0 | 0 | 0 | 0 | 0 | 0 | 0 | 0 | 0 | 0 | 0 | 0 | 0 | 0 | 0 | 0 | 0 | 0 | 0 | 0 | 0 | 0 | 0 | 0 | 0 | 0 | 0 | 0
F1_Industrial_Primary Metals_Existing_Process_Natural Gas_Other Process_E2 | F1 | Industrial | Primary Metals | Existing | Process | Natural Gas | Other Process | E2 | CCE | 0 | 0 | 0 | 0 | 0 | 0 | 0 | 0 | 0 | 0 | 0 | 0 | 0 | 0 | 0 | 0 | 0 | 0 | 0 | 0 | 0 | 0 | 0 | 0 | 0 | 0 | 0 | 0 | 0 | 0
F1_Industrial_Primary Metals_Existing_Process_Natural Gas_Other Process_E3 | F1 | Industrial | Primary Metals | Existing | Process | Natural Gas | Other Process | E3 | CCE | 0 | 0 | 0 | 0 | 0 | 0 | 0 | 0 | 0 | 0 | 0 | 0 | 0 | 0 | 0 | 0 | 0 | 0 | 0 | 0 | 0 | 0 | 0 | 0 | 0 | 0 | 0 | 0 | 0 | 0
F1_Industrial_Primary Metals_Existing_Process_Natural Gas_Other Process_E4 | F1 | Industrial | Primary Metals | Existing | Process | Natural Gas | Other Process | E4 | CCE | 0 | 0 | 0 | 0 | 0 | 0 | 0 | 0 | 0 | 0 | 0 | 0 | 0 | 0 | 0 | 0 | 0 | 0 | 0 | 0 | 0 | 0 | 0 | 0 | 0 | 0 | 0 | 0 | 0 | 0
F1_Industrial_Primary Metals_Existing_Process_Natural Gas_Other Process_E5 | F1 | Industrial | Primary Metals | Existing | Process | Natural Gas | Other Process | E5 | CCE | 0 | 0 | 0 | 0 | 0 | 0 | 0 | 0 | 0 | 0 | 0 | 0 | 0 | 0 | 0 | 0 | 0 | 0 | 0 | 0 | 0 | 0 | 0 | 0 | 0 | 0 | 0 | 0 | 0 | 0
F1_Industrial_Primary Metals_Existing_Process_Natural Gas_Other Process_E6 | F1 | Industrial | Primary Metals | Existing | Process | Natural Gas | Other Process | E6 | CCE | 0 | 0 | 0 | 0 | 0 | 0 | 0 | 0 | 0 | 0 | 0 | 0 | 0 | 0 | 0 | 0 | 0 | 0 | 0 | 0 | 0 | 0 | 0 | 0 | 0 | 0 | 0 | 0 | 0 | 0
F1_Industrial_Primary Metals_Existing_Process_Natural Gas_Other Process_E7 | F1 | Industrial | Primary Metals | Existing | Process | Natural Gas | Other Process | E7 | CCE | 0 | 0 | 0 | 0 | 0 | 0 | 0 | 0 | 0 | 0 | 0 | 0 | 0 | 0 | 0 | 0 | 0 | 0 | 0 | 0 | 0 | 0 | 0 | 0 | 0 | 0 | 0 | 0 | 0 | 0
F1_Industrial_Primary Metals_Existing_Process_Natural Gas_Other Process_E8 | F1 | Industrial | Primary Metals | Existing | Process | Natural Gas | Other Process | E8 | CCE | 0 | 0 | 0 | 0 | 0 | 0 | 0 | 0 | 0 | 0 | 0 | 0 | 0 | 0 | 0 | 0 | 0 | 0 | 0 | 0 | 0 | 0 | 0 | 0 | 0 | 0 | 0 | 0 | 0 | 0
F1_Industrial_Primary Metals_Existing_Process_Natural Gas_Other Process_E9 | F1 | Industrial | Primary Metals | Existing | Process | Natural Gas | Other Process | E9 | CCE | 0 | 0 | 0 | 0 | 0 | 0 | 0 | 0 | 0 | 0 | 0 | 0 | 0 | 0 | 0 | 0 | 0 | 0 | 0 | 0 | 0 | 0 | 0 | 0 | 0 | 0 | 0 | 0 | 0 | 0
F1_Industrial_Primary Metals_Existing_Process_Natural Gas_Other Process_E10 | F1 | Industrial | Primary Metals | Existing | Process | Natural Gas | Other Process | E10 | CCE | 0 | 0 | 0 | 0 | 0 | 0 | 0 | 0 | 0 | 0 | 0 | 0 | 0 | 0 | 0 | 0 | 0 | 0 | 0 | 0 | 0 | 0 | 0 | 0 | 0 | 0 | 0 | 0 | 0 | 0
F2_Industrial_Primary Metals_Existing_Process_Natural Gas_Other Process_E1 | F2 | Industrial | Primary Metals | Existing | Process | Natural Gas | Other Process | E1 | TRC BC Ratio | 0.9 | 0.9 | 0.9 | 0.9 | 0.9 | 0.9 | 0.9 | 0.9 | 0.9 | 0.9 | 0.9 | 0.9 | 0.9 | 0.9 | 0.9 | 0.9 | 0.9 | 0.9 | 0.9 | 0.9 | 0.9 | 0.9 | 0 | 0 | 0 | 0 | 0 | 0 | 0 | 0
F2_Industrial_Primary Metals_Existing_Process_Natural Gas_Other Process_E2 | F2 | Industrial | Primary Metals | Existing | Process | Natural Gas | Other Process | E2 | TRC BC Ratio | 0 | 0 | 0 | 0 | 0 | 0 | 0 | 0 | 0 | 0 | 0 | 0 | 0 | 0 | 0 | 0 | 0 | 0 | 0 | 0 | 0 | 0 | 0 | 0 | 0 | 0 | 0 | 0 | 0 | 0
F2_Industrial_Primary Metals_Existing_Process_Natural Gas_Other Process_E3 | F2 | Industrial | Primary Metals | Existing | Process | Natural Gas | Other Process | E3 | TRC BC Ratio | 0 | 0 | 0 | 0 | 0 | 0 | 0 | 0 | 0 | 0 | 0 | 0 | 0 | 0 | 0 | 0 | 0 | 0 | 0 | 0 | 0 | 0 | 0 | 0 | 0 | 0 | 0 | 0 | 0 | 0
F2_Industrial_Primary Metals_Existing_Process_Natural Gas_Other Process_E4 | F2 | Industrial | Primary Metals | Existing | Process | Natural Gas | Other Process | E4 | TRC BC Ratio | 0 | 0 | 0 | 0 | 0 | 0 | 0 | 0 | 0 | 0 | 0 | 0 | 0 | 0 | 0 | 0 | 0 | 0 | 0 | 0 | 0 | 0 | 0 | 0 | 0 | 0 | 0 | 0 | 0 | 0
F2_Industrial_Primary Metals_Existing_Process_Natural Gas_Other Process_E5 | F2 | Industrial | Primary Metals | Existing | Process | Natural Gas | Other Process | E5 | TRC BC Ratio | 0 | 0 | 0 | 0 | 0 | 0 | 0 | 0 | 0 | 0 | 0 | 0 | 0 | 0 | 0 | 0 | 0 | 0 | 0 | 0 | 0 | 0 | 0 | 0 | 0 | 0 | 0 | 0 | 0 | 0
F2_Industrial_Primary Metals_Existing_Process_Natural Gas_Other Process_E6 | F2 | Industrial | Primary Metals | Existing | Process | Natural Gas | Other Process | E6 | TRC BC Ratio | 0 | 0 | 0 | 0 | 0 | 0 | 0 | 0 | 0 | 0 | 0 | 0 | 0 | 0 | 0 | 0 | 0 | 0 | 0 | 0 | 0 | 0 | 0 | 0 | 0 | 0 | 0 | 0 | 0 | 0
F2_Industrial_Primary Metals_Existing_Process_Natural Gas_Other Process_E7 | F2 | Industrial | Primary Metals | Existing | Process | Natural Gas | Other Process | E7 | TRC BC Ratio | 0 | 0 | 0 | 0 | 0 | 0 | 0 | 0 | 0 | 0 | 0 | 0 | 0 | 0 | 0 | 0 | 0 | 0 | 0 | 0 | 0 | 0 | 0 | 0 | 0 | 0 | 0 | 0 | 0 | 0
F2_Industrial_Primary Metals_Existing_Process_Natural Gas_Other Process_E8 | F2 | Industrial | Primary Metals | Existing | Process | Natural Gas | Other Process | E8 | TRC BC Ratio | 0 | 0 | 0 | 0 | 0 | 0 | 0 | 0 | 0 | 0 | 0 | 0 | 0 | 0 | 0 | 0 | 0 | 0 | 0 | 0 | 0 | 0 | 0 | 0 | 0 | 0 | 0 | 0 | 0 | 0
F2_Industrial_Primary Metals_Existing_Process_Natural Gas_Other Process_E9 | F2 | Industrial | Primary Metals | Existing | Process | Natural Gas | Other Process | E9 | TRC BC Ratio | 0 | 0 | 0 | 0 | 0 | 0 | 0 | 0 | 0 | 0 | 0 | 0 | 0 | 0 | 0 | 0 | 0 | 0 | 0 | 0 | 0 | 0 | 0 | 0 | 0 | 0 | 0 | 0 | 0 | 0
F2_Industrial_Primary Metals_Existing_Process_Natural Gas_Other Process_E10 | F2 | Industrial | Primary Metals | Existing | Process | Natural Gas | Other Process | E10 | TRC BC Ratio | 0 | 0 | 0 | 0 | 0 | 0 | 0 | 0 | 0 | 0 | 0 | 0 | 0 | 0 | 0 | 0 | 0 | 0 | 0 | 0 | 0 | 0 | 0 | 0 | 0 | 0 | 0 | 0 | 0 | 0
F3_Industrial_Primary Metals_Existing_Process_Natural Gas_Other Process_E1 | F3 | Industrial | Primary Metals | Existing | Process | Natural Gas | Other Process | E1 | PACT BC Ratio | 0.9 | 0.9 | 0.9 | 0.9 | 0.9 | 0.9 | 0.9 | 0.9 | 0.9 | 0.9 | 0.9 | 0.9 | 0.9 | 0.9 | 0.9 | 0.9 | 0.9 | 0.9 | 0.9 | 0.9 | 0.9 | 0.9 | 0 | 0 | 0 | 0 | 0 | 0 | 0 | 0
F3_Industrial_Primary Metals_Existing_Process_Natural Gas_Other Process_E2 | F3 | Industrial | Primary Metals | Existing | Process | Natural Gas | Other Process | E2 | PACT BC Ratio | 0 | 0 | 0 | 0 | 0 | 0 | 0 | 0 | 0 | 0 | 0 | 0 | 0 | 0 | 0 | 0 | 0 | 0 | 0 | 0 | 0 | 0 | 0 | 0 | 0 | 0 | 0 | 0 | 0 | 0
F3_Industrial_Primary Metals_Existing_Process_Natural Gas_Other Process_E3 | F3 | Industrial | Primary Metals | Existing | Process | Natural Gas | Other Process | E3 | PACT BC Ratio | 0 | 0 | 0 | 0 | 0 | 0 | 0 | 0 | 0 | 0 | 0 | 0 | 0 | 0 | 0 | 0 | 0 | 0 | 0 | 0 | 0 | 0 | 0 | 0 | 0 | 0 | 0 | 0 | 0 | 0
F3_Industrial_Primary Metals_Existing_Process_Natural Gas_Other Process_E4 | F3 | Industrial | Primary Metals | Existing | Process | Natural Gas | Other Process | E4 | PACT BC Ratio | 0 | 0 | 0 | 0 | 0 | 0 | 0 | 0 | 0 | 0 | 0 | 0 | 0 | 0 | 0 | 0 | 0 | 0 | 0 | 0 | 0 | 0 | 0 | 0 | 0 | 0 | 0 | 0 | 0 | 0
F3_Industrial_Primary Metals_Existing_Process_Natural Gas_Other Process_E5 | F3 | Industrial | Primary Metals | Existing | Process | Natural Gas | Other Process | E5 | PACT BC Ratio | 0 | 0 | 0 | 0 | 0 | 0 | 0 | 0 | 0 | 0 | 0 | 0 | 0 | 0 | 0 | 0 | 0 | 0 | 0 | 0 | 0 | 0 | 0 | 0 | 0 | 0 | 0 | 0 | 0 | 0
F3_Industrial_Primary Metals_Existing_Process_Natural Gas_Other Process_E6 | F3 | Industrial | Primary Metals | Existing | Process | Natural Gas | Other Process | E6 | PACT BC Ratio | 0 | 0 | 0 | 0 | 0 | 0 | 0 | 0 | 0 | 0 | 0 | 0 | 0 | 0 | 0 | 0 | 0 | 0 | 0 | 0 | 0 | 0 | 0 | 0 | 0 | 0 | 0 | 0 | 0 | 0
F3_Industrial_Primary Metals_Existing_Process_Natural Gas_Other Process_E7 | F3 | Industrial | Primary Metals | Existing | Process | Natural Gas | Other Process | E7 | PACT BC Ratio | 0 | 0 | 0 | 0 | 0 | 0 | 0 | 0 | 0 | 0 | 0 | 0 | 0 | 0 | 0 | 0 | 0 | 0 | 0 | 0 | 0 | 0 | 0 | 0 | 0 | 0 | 0 | 0 | 0 | 0
F3_Industrial_Primary Metals_Existing_Process_Natural Gas_Other Process_E8 | F3 | Industrial | Primary Metals | Existing | Process | Natural Gas | Other Process | E8 | PACT BC Ratio | 0 | 0 | 0 | 0 | 0 | 0 | 0 | 0 | 0 | 0 | 0 | 0 | 0 | 0 | 0 | 0 | 0 | 0 | 0 | 0 | 0 | 0 | 0 | 0 | 0 | 0 | 0 | 0 | 0 | 0
F3_Industrial_Primary Metals_Existing_Process_Natural Gas_Other Process_E9 | F3 | Industrial | Primary Metals | Existing | Process | Natural Gas | Other Process | E9 | PACT BC Ratio | 0 | 0 | 0 | 0 | 0 | 0 | 0 | 0 | 0 | 0 | 0 | 0 | 0 | 0 | 0 | 0 | 0 | 0 | 0 | 0 | 0 | 0 | 0 | 0 | 0 | 0 | 0 | 0 | 0 | 0
F3_Industrial_Primary Metals_Existing_Process_Natural Gas_Other Process_E10 | F3 | Industrial | Primary Metals | Existing | Process | Natural Gas | Other Process | E10 | PACT BC Ratio | 0 | 0 | 0 | 0 | 0 | 0 | 0 | 0 | 0 | 0 | 0 | 0 | 0 | 0 | 0 | 0 | 0 | 0 | 0 | 0 | 0 | 0 | 0 | 0 | 0 | 0 | 0 | 0 | 0 | 0
F4_Industrial_Primary Metals_Existing_Process_Natural Gas_Other Process_E1 | F4 | Industrial | Primary Metals | Existing | Process | Natural Gas | Other Process | E1 | PCT BC Ratio | 0.9 | 0.9 | 0.9 | 0.9 | 0.9 | 0.9 | 0.9 | 0.9 | 0.9 | 0.9 | 0.9 | 0.9 | 0.9 | 0.9 | 0.9 | 0.9 | 0.9 | 0.9 | 0.9 | 0.9 | 0.9 | 0.9 | 0 | 0 | 0 | 0 | 0 | 0 | 0 | 0
F4_Industrial_Primary Metals_Existing_Process_Natural Gas_Other Process_E2 | F4 | Industrial | Primary Metals | Existing | Process | Natural Gas | Other Process | E2 | PCT BC Ratio | 0 | 0 | 0 | 0 | 0 | 0 | 0 | 0 | 0 | 0 | 0 | 0 | 0 | 0 | 0 | 0 | 0 | 0 | 0 | 0 | 0 | 0 | 0 | 0 | 0 | 0 | 0 | 0 | 0 | 0
F4_Industrial_Primary Metals_Existing_Process_Natural Gas_Other Process_E3 | F4 | Industrial | Primary Metals | Existing | Process | Natural Gas | Other Process | E3 | PCT BC Ratio | 0 | 0 | 0 | 0 | 0 | 0 | 0 | 0 | 0 | 0 | 0 | 0 | 0 | 0 | 0 | 0 | 0 | 0 | 0 | 0 | 0 | 0 | 0 | 0 | 0 | 0 | 0 | 0 | 0 | 0
F4_Industrial_Primary Metals_Existing_Process_Natural Gas_Other Process_E4 | F4 | Industrial | Primary Metals | Existing | Process | Natural Gas | Other Process | E4 | PCT BC Ratio | 0 | 0 | 0 | 0 | 0 | 0 | 0 | 0 | 0 | 0 | 0 | 0 | 0 | 0 | 0 | 0 | 0 | 0 | 0 | 0 | 0 | 0 | 0 | 0 | 0 | 0 | 0 | 0 | 0 | 0
F4_Industrial_Primary Metals_Existing_Process_Natural Gas_Other Process_E5 | F4 | Industrial | Primary Metals | Existing | Process | Natural Gas | Other Process | E5 | PCT BC Ratio | 0 | 0 | 0 | 0 | 0 | 0 | 0 | 0 | 0 | 0 | 0 | 0 | 0 | 0 | 0 | 0 | 0 | 0 | 0 | 0 | 0 | 0 | 0 | 0 | 0 | 0 | 0 | 0 | 0 | 0
F4_Industrial_Primary Metals_Existing_Process_Natural Gas_Other Process_E6 | F4 | Industrial | Primary Metals | Existing | Process | Natural Gas | Other Process | E6 | PCT BC Ratio | 0 | 0 | 0 | 0 | 0 | 0 | 0 | 0 | 0 | 0 | 0 | 0 | 0 | 0 | 0 | 0 | 0 | 0 | 0 | 0 | 0 | 0 | 0 | 0 | 0 | 0 | 0 | 0 | 0 | 0
F4_Industrial_Primary Metals_Existing_Process_Natural Gas_Other Process_E7 | F4 | Industrial | Primary Metals | Existing | Process | Natural Gas | Other Process | E7 | PCT BC Ratio | 0 | 0 | 0 | 0 | 0 | 0 | 0 | 0 | 0 | 0 | 0 | 0 | 0 | 0 | 0 | 0 | 0 | 0 | 0 | 0 | 0 | 0 | 0 | 0 | 0 | 0 | 0 | 0 | 0 | 0
F4_Industrial_Primary Metals_Existing_Process_Natural Gas_Other Process_E8 | F4 | Industrial | Primary Metals | Existing | Process | Natural Gas | Other Process | E8 | PCT BC Ratio | 0 | 0 | 0 | 0 | 0 | 0 | 0 | 0 | 0 | 0 | 0 | 0 | 0 | 0 | 0 | 0 | 0 | 0 | 0 | 0 | 0 | 0 | 0 | 0 | 0 | 0 | 0 | 0 | 0 | 0
F4_Industrial_Primary Metals_Existing_Process_Natural Gas_Other Process_E9 | F4 | Industrial | Primary Metals | Existing | Process | Natural Gas | Other Process | E9 | PCT BC Ratio | 0 | 0 | 0 | 0 | 0 | 0 | 0 | 0 | 0 | 0 | 0 | 0 | 0 | 0 | 0 | 0 | 0 | 0 | 0 | 0 | 0 | 0 | 0 | 0 | 0 | 0 | 0 | 0 | 0 | 0
F4_Industrial_Primary Metals_Existing_Process_Natural Gas_Other Process_E10 | F4 | Industrial | Primary Metals | Existing | Process | Natural Gas | Other Process | E10 | PCT BC Ratio | 0 | 0 | 0 | 0 | 0 | 0 | 0 | 0 | 0 | 0 | 0 | 0 | 0 | 0 | 0 | 0 | 0 | 0 | 0 | 0 | 0 | 0 | 0 | 0 | 0 | 0 | 0 | 0 | 0 | 0
F5_Industrial_Primary Metals_Existing_Process_Natural Gas_Other Process_E1 | F5 | Industrial | Primary Metals | Existing | Process | Natural Gas | Other Process | E1 | RIM BC Ratio | 0.9 | 0.9 | 0.9 | 0.9 | 0.9 | 0.9 | 0.9 | 0.9 | 0.9 | 0.9 | 0.9 | 0.9 | 0.9 | 0.9 | 0.9 | 0.9 | 0.9 | 0.9 | 0.9 | 0.9 | 0.9 | 0.9 | 0 | 0 | 0 | 0 | 0 | 0 | 0 | 0
F5_Industrial_Primary Metals_Existing_Process_Natural Gas_Other Process_E2 | F5 | Industrial | Primary Metals | Existing | Process | Natural Gas | Other Process | E2 | RIM BC Ratio | 0 | 0 | 0 | 0 | 0 | 0 | 0 | 0 | 0 | 0 | 0 | 0 | 0 | 0 | 0 | 0 | 0 | 0 | 0 | 0 | 0 | 0 | 0 | 0 | 0 | 0 | 0 | 0 | 0 | 0
F5_Industrial_Primary Metals_Existing_Process_Natural Gas_Other Process_E3 | F5 | Industrial | Primary Metals | Existing | Process | Natural Gas | Other Process | E3 | RIM BC Ratio | 0 | 0 | 0 | 0 | 0 | 0 | 0 | 0 | 0 | 0 | 0 | 0 | 0 | 0 | 0 | 0 | 0 | 0 | 0 | 0 | 0 | 0 | 0 | 0 | 0 | 0 | 0 | 0 | 0 | 0
F5_Industrial_Primary Metals_Existing_Process_Natural Gas_Other Process_E4 | F5 | Industrial | Primary Metals | Existing | Process | Natural Gas | Other Process | E4 | RIM BC Ratio | 0 | 0 | 0 | 0 | 0 | 0 | 0 | 0 | 0 | 0 | 0 | 0 | 0 | 0 | 0 | 0 | 0 | 0 | 0 | 0 | 0 | 0 | 0 | 0 | 0 | 0 | 0 | 0 | 0 | 0
F5_Industrial_Primary Metals_Existing_Process_Natural Gas_Other Process_E5 | F5 | Industrial | Primary Metals | Existing | Process | Natural Gas | Other Process | E5 | RIM BC Ratio | 0 | 0 | 0 | 0 | 0 | 0 | 0 | 0 | 0 | 0 | 0 | 0 | 0 | 0 | 0 | 0 | 0 | 0 | 0 | 0 | 0 | 0 | 0 | 0 | 0 | 0 | 0 | 0 | 0 | 0
F5_Industrial_Primary Metals_Existing_Process_Natural Gas_Other Process_E6 | F5 | Industrial | Primary Metals | Existing | Process | Natural Gas | Other Process | E6 | RIM BC Ratio | 0 | 0 | 0 | 0 | 0 | 0 | 0 | 0 | 0 | 0 | 0 | 0 | 0 | 0 | 0 | 0 | 0 | 0 | 0 | 0 | 0 | 0 | 0 | 0 | 0 | 0 | 0 | 0 | 0 | 0
F5_Industrial_Primary Metals_Existing_Process_Natural Gas_Other Process_E7 | F5 | Industrial | Primary Metals | Existing | Process | Natural Gas | Other Process | E7 | RIM BC Ratio | 0 | 0 | 0 | 0 | 0 | 0 | 0 | 0 | 0 | 0 | 0 | 0 | 0 | 0 | 0 | 0 | 0 | 0 | 0 | 0 | 0 | 0 | 0 | 0 | 0 | 0 | 0 | 0 | 0 | 0
F5_Industrial_Primary Metals_Existing_Process_Natural Gas_Other Process_E8 | F5 | Industrial | Primary Metals | Existing | Process | Natural Gas | Other Process | E8 | RIM BC Ratio | 0 | 0 | 0 | 0 | 0 | 0 | 0 | 0 | 0 | 0 | 0 | 0 | 0 | 0 | 0 | 0 | 0 | 0 | 0 | 0 | 0 | 0 | 0 | 0 | 0 | 0 | 0 | 0 | 0 | 0
F5_Industrial_Primary Metals_Existing_Process_Natural Gas_Other Process_E9 | F5 | Industrial | Primary Metals | Existing | Process | Natural Gas | Other Process | E9 | RIM BC Ratio | 0 | 0 | 0 | 0 | 0 | 0 | 0 | 0 | 0 | 0 | 0 | 0 | 0 | 0 | 0 | 0 | 0 | 0 | 0 | 0 | 0 | 0 | 0 | 0 | 0 | 0 | 0 | 0 | 0 | 0
F5_Industrial_Primary Metals_Existing_Process_Natural Gas_Other Process_E10 | F5 | Industrial | Primary Metals | Existing | Process | Natural Gas | Other Process | E10 | RIM BC Ratio | 0 | 0 | 0 | 0 | 0 | 0 | 0 | 0 | 0 | 0 | 0 | 0 | 0 | 0 | 0 | 0 | 0 | 0 | 0 | 0 | 0 | 0 | 0 | 0 | 0 | 0 | 0 | 0 | 0 | 0
F0_Industrial_Primary Metals_Existing_Miscellaneous_Natural Gas_Miscellaneous_E0 | F0 | Industrial | Primary Metals | Existing | Miscellaneous | Natural Gas | Miscellaneous | E0 | Economic Unit | Standard | Standard | Standard | Standard | Standard | Standard | Standard | Standard | Standard | Standard | Standard | Standard | Standard | Standard | Standard | Standard | Standard | Standard | Standard | Standard | Standard | Standard | 0 | 0 | 0 | 0 | 0 | 0 | 0 | 0
F1_Industrial_Primary Metals_Existing_Miscellaneous_Natural Gas_Miscellaneous_E1 | F1 | Industrial | Primary Metals | Existing | Miscellaneous | Natural Gas | Miscellaneous | E1 | CCE | 0 | 0 | 0 | 0 | 0 | 0 | 0 | 0 | 0 | 0 | 0 | 0 | 0 | 0 | 0 | 0 | 0 | 0 | 0 | 0 | 0 | 0 | 0 | 0 | 0 | 0 | 0 | 0 | 0 | 0
F1_Industrial_Primary Metals_Existing_Miscellaneous_Natural Gas_Miscellaneous_E2 | F1 | Industrial | Primary Metals | Existing | Miscellaneous | Natural Gas | Miscellaneous | E2 | CCE | 0 | 0 | 0 | 0 | 0 | 0 | 0 | 0 | 0 | 0 | 0 | 0 | 0 | 0 | 0 | 0 | 0 | 0 | 0 | 0 | 0 | 0 | 0 | 0 | 0 | 0 | 0 | 0 | 0 | 0
F1_Industrial_Primary Metals_Existing_Miscellaneous_Natural Gas_Miscellaneous_E3 | F1 | Industrial | Primary Metals | Existing | Miscellaneous | Natural Gas | Miscellaneous | E3 | CCE | 0 | 0 | 0 | 0 | 0 | 0 | 0 | 0 | 0 | 0 | 0 | 0 | 0 | 0 | 0 | 0 | 0 | 0 | 0 | 0 | 0 | 0 | 0 | 0 | 0 | 0 | 0 | 0 | 0 | 0
F1_Industrial_Primary Metals_Existing_Miscellaneous_Natural Gas_Miscellaneous_E4 | F1 | Industrial | Primary Metals | Existing | Miscellaneous | Natural Gas | Miscellaneous | E4 | CCE | 0 | 0 | 0 | 0 | 0 | 0 | 0 | 0 | 0 | 0 | 0 | 0 | 0 | 0 | 0 | 0 | 0 | 0 | 0 | 0 | 0 | 0 | 0 | 0 | 0 | 0 | 0 | 0 | 0 | 0
F1_Industrial_Primary Metals_Existing_Miscellaneous_Natural Gas_Miscellaneous_E5 | F1 | Industrial | Primary Metals | Existing | Miscellaneous | Natural Gas | Miscellaneous | E5 | CCE | 0 | 0 | 0 | 0 | 0 | 0 | 0 | 0 | 0 | 0 | 0 | 0 | 0 | 0 | 0 | 0 | 0 | 0 | 0 | 0 | 0 | 0 | 0 | 0 | 0 | 0 | 0 | 0 | 0 | 0
F1_Industrial_Primary Metals_Existing_Miscellaneous_Natural Gas_Miscellaneous_E6 | F1 | Industrial | Primary Metals | Existing | Miscellaneous | Natural Gas | Miscellaneous | E6 | CCE | 0 | 0 | 0 | 0 | 0 | 0 | 0 | 0 | 0 | 0 | 0 | 0 | 0 | 0 | 0 | 0 | 0 | 0 | 0 | 0 | 0 | 0 | 0 | 0 | 0 | 0 | 0 | 0 | 0 | 0
F1_Industrial_Primary Metals_Existing_Miscellaneous_Natural Gas_Miscellaneous_E7 | F1 | Industrial | Primary Metals | Existing | Miscellaneous | Natural Gas | Miscellaneous | E7 | CCE | 0 | 0 | 0 | 0 | 0 | 0 | 0 | 0 | 0 | 0 | 0 | 0 | 0 | 0 | 0 | 0 | 0 | 0 | 0 | 0 | 0 | 0 | 0 | 0 | 0 | 0 | 0 | 0 | 0 | 0
F1_Industrial_Primary Metals_Existing_Miscellaneous_Natural Gas_Miscellaneous_E8 | F1 | Industrial | Primary Metals | Existing | Miscellaneous | Natural Gas | Miscellaneous | E8 | CCE | 0 | 0 | 0 | 0 | 0 | 0 | 0 | 0 | 0 | 0 | 0 | 0 | 0 | 0 | 0 | 0 | 0 | 0 | 0 | 0 | 0 | 0 | 0 | 0 | 0 | 0 | 0 | 0 | 0 | 0
F1_Industrial_Primary Metals_Existing_Miscellaneous_Natural Gas_Miscellaneous_E9 | F1 | Industrial | Primary Metals | Existing | Miscellaneous | Natural Gas | Miscellaneous | E9 | CCE | 0 | 0 | 0 | 0 | 0 | 0 | 0 | 0 | 0 | 0 | 0 | 0 | 0 | 0 | 0 | 0 | 0 | 0 | 0 | 0 | 0 | 0 | 0 | 0 | 0 | 0 | 0 | 0 | 0 | 0
F1_Industrial_Primary Metals_Existing_Miscellaneous_Natural Gas_Miscellaneous_E10 | F1 | Industrial | Primary Metals | Existing | Miscellaneous | Natural Gas | Miscellaneous | E10 | CCE | 0 | 0 | 0 | 0 | 0 | 0 | 0 | 0 | 0 | 0 | 0 | 0 | 0 | 0 | 0 | 0 | 0 | 0 | 0 | 0 | 0 | 0 | 0 | 0 | 0 | 0 | 0 | 0 | 0 | 0
F2_Industrial_Primary Metals_Existing_Miscellaneous_Natural Gas_Miscellaneous_E1 | F2 | Industrial | Primary Metals | Existing | Miscellaneous | Natural Gas | Miscellaneous | E1 | TRC BC Ratio | 0.9 | 0.9 | 0.9 | 0.9 | 0.9 | 0.9 | 0.9 | 0.9 | 0.9 | 0.9 | 0.9 | 0.9 | 0.9 | 0.9 | 0.9 | 0.9 | 0.9 | 0.9 | 0.9 | 0.9 | 0.9 | 0.9 | 0 | 0 | 0 | 0 | 0 | 0 | 0 | 0
F2_Industrial_Primary Metals_Existing_Miscellaneous_Natural Gas_Miscellaneous_E2 | F2 | Industrial | Primary Metals | Existing | Miscellaneous | Natural Gas | Miscellaneous | E2 | TRC BC Ratio | 0 | 0 | 0 | 0 | 0 | 0 | 0 | 0 | 0 | 0 | 0 | 0 | 0 | 0 | 0 | 0 | 0 | 0 | 0 | 0 | 0 | 0 | 0 | 0 | 0 | 0 | 0 | 0 | 0 | 0
F2_Industrial_Primary Metals_Existing_Miscellaneous_Natural Gas_Miscellaneous_E3 | F2 | Industrial | Primary Metals | Existing | Miscellaneous | Natural Gas | Miscellaneous | E3 | TRC BC Ratio | 0 | 0 | 0 | 0 | 0 | 0 | 0 | 0 | 0 | 0 | 0 | 0 | 0 | 0 | 0 | 0 | 0 | 0 | 0 | 0 | 0 | 0 | 0 | 0 | 0 | 0 | 0 | 0 | 0 | 0
F2_Industrial_Primary Metals_Existing_Miscellaneous_Natural Gas_Miscellaneous_E4 | F2 | Industrial | Primary Metals | Existing | Miscellaneous | Natural Gas | Miscellaneous | E4 | TRC BC Ratio | 0 | 0 | 0 | 0 | 0 | 0 | 0 | 0 | 0 | 0 | 0 | 0 | 0 | 0 | 0 | 0 | 0 | 0 | 0 | 0 | 0 | 0 | 0 | 0 | 0 | 0 | 0 | 0 | 0 | 0
F2_Industrial_Primary Metals_Existing_Miscellaneous_Natural Gas_Miscellaneous_E5 | F2 | Industrial | Primary Metals | Existing | Miscellaneous | Natural Gas | Miscellaneous | E5 | TRC BC Ratio | 0 | 0 | 0 | 0 | 0 | 0 | 0 | 0 | 0 | 0 | 0 | 0 | 0 | 0 | 0 | 0 | 0 | 0 | 0 | 0 | 0 | 0 | 0 | 0 | 0 | 0 | 0 | 0 | 0 | 0
F2_Industrial_Primary Metals_Existing_Miscellaneous_Natural Gas_Miscellaneous_E6 | F2 | Industrial | Primary Metals | Existing | Miscellaneous | Natural Gas | Miscellaneous | E6 | TRC BC Ratio | 0 | 0 | 0 | 0 | 0 | 0 | 0 | 0 | 0 | 0 | 0 | 0 | 0 | 0 | 0 | 0 | 0 | 0 | 0 | 0 | 0 | 0 | 0 | 0 | 0 | 0 | 0 | 0 | 0 | 0
F2_Industrial_Primary Metals_Existing_Miscellaneous_Natural Gas_Miscellaneous_E7 | F2 | Industrial | Primary Metals | Existing | Miscellaneous | Natural Gas | Miscellaneous | E7 | TRC BC Ratio | 0 | 0 | 0 | 0 | 0 | 0 | 0 | 0 | 0 | 0 | 0 | 0 | 0 | 0 | 0 | 0 | 0 | 0 | 0 | 0 | 0 | 0 | 0 | 0 | 0 | 0 | 0 | 0 | 0 | 0
F2_Industrial_Primary Metals_Existing_Miscellaneous_Natural Gas_Miscellaneous_E8 | F2 | Industrial | Primary Metals | Existing | Miscellaneous | Natural Gas | Miscellaneous | E8 | TRC BC Ratio | 0 | 0 | 0 | 0 | 0 | 0 | 0 | 0 | 0 | 0 | 0 | 0 | 0 | 0 | 0 | 0 | 0 | 0 | 0 | 0 | 0 | 0 | 0 | 0 | 0 | 0 | 0 | 0 | 0 | 0
F2_Industrial_Primary Metals_Existing_Miscellaneous_Natural Gas_Miscellaneous_E9 | F2 | Industrial | Primary Metals | Existing | Miscellaneous | Natural Gas | Miscellaneous | E9 | TRC BC Ratio | 0 | 0 | 0 | 0 | 0 | 0 | 0 | 0 | 0 | 0 | 0 | 0 | 0 | 0 | 0 | 0 | 0 | 0 | 0 | 0 | 0 | 0 | 0 | 0 | 0 | 0 | 0 | 0 | 0 | 0
F2_Industrial_Primary Metals_Existing_Miscellaneous_Natural Gas_Miscellaneous_E10 | F2 | Industrial | Primary Metals | Existing | Miscellaneous | Natural Gas | Miscellaneous | E10 | TRC BC Ratio | 0 | 0 | 0 | 0 | 0 | 0 | 0 | 0 | 0 | 0 | 0 | 0 | 0 | 0 | 0 | 0 | 0 | 0 | 0 | 0 | 0 | 0 | 0 | 0 | 0 | 0 | 0 | 0 | 0 | 0
F3_Industrial_Primary Metals_Existing_Miscellaneous_Natural Gas_Miscellaneous_E1 | F3 | Industrial | Primary Metals | Existing | Miscellaneous | Natural Gas | Miscellaneous | E1 | PACT BC Ratio | 0.9 | 0.9 | 0.9 | 0.9 | 0.9 | 0.9 | 0.9 | 0.9 | 0.9 | 0.9 | 0.9 | 0.9 | 0.9 | 0.9 | 0.9 | 0.9 | 0.9 | 0.9 | 0.9 | 0.9 | 0.9 | 0.9 | 0 | 0 | 0 | 0 | 0 | 0 | 0 | 0
F3_Industrial_Primary Metals_Existing_Miscellaneous_Natural Gas_Miscellaneous_E2 | F3 | Industrial | Primary Metals | Existing | Miscellaneous | Natural Gas | Miscellaneous | E2 | PACT BC Ratio | 0 | 0 | 0 | 0 | 0 | 0 | 0 | 0 | 0 | 0 | 0 | 0 | 0 | 0 | 0 | 0 | 0 | 0 | 0 | 0 | 0 | 0 | 0 | 0 | 0 | 0 | 0 | 0 | 0 | 0
F3_Industrial_Primary Metals_Existing_Miscellaneous_Natural Gas_Miscellaneous_E3 | F3 | Industrial | Primary Metals | Existing | Miscellaneous | Natural Gas | Miscellaneous | E3 | PACT BC Ratio | 0 | 0 | 0 | 0 | 0 | 0 | 0 | 0 | 0 | 0 | 0 | 0 | 0 | 0 | 0 | 0 | 0 | 0 | 0 | 0 | 0 | 0 | 0 | 0 | 0 | 0 | 0 | 0 | 0 | 0
F3_Industrial_Primary Metals_Existing_Miscellaneous_Natural Gas_Miscellaneous_E4 | F3 | Industrial | Primary Metals | Existing | Miscellaneous | Natural Gas | Miscellaneous | E4 | PACT BC Ratio | 0 | 0 | 0 | 0 | 0 | 0 | 0 | 0 | 0 | 0 | 0 | 0 | 0 | 0 | 0 | 0 | 0 | 0 | 0 | 0 | 0 | 0 | 0 | 0 | 0 | 0 | 0 | 0 | 0 | 0
F3_Industrial_Primary Metals_Existing_Miscellaneous_Natural Gas_Miscellaneous_E5 | F3 | Industrial | Primary Metals | Existing | Miscellaneous | Natural Gas | Miscellaneous | E5 | PACT BC Ratio | 0 | 0 | 0 | 0 | 0 | 0 | 0 | 0 | 0 | 0 | 0 | 0 | 0 | 0 | 0 | 0 | 0 | 0 | 0 | 0 | 0 | 0 | 0 | 0 | 0 | 0 | 0 | 0 | 0 | 0
F3_Industrial_Primary Metals_Existing_Miscellaneous_Natural Gas_Miscellaneous_E6 | F3 | Industrial | Primary Metals | Existing | Miscellaneous | Natural Gas | Miscellaneous | E6 | PACT BC Ratio | 0 | 0 | 0 | 0 | 0 | 0 | 0 | 0 | 0 | 0 | 0 | 0 | 0 | 0 | 0 | 0 | 0 | 0 | 0 | 0 | 0 | 0 | 0 | 0 | 0 | 0 | 0 | 0 | 0 | 0
F3_Industrial_Primary Metals_Existing_Miscellaneous_Natural Gas_Miscellaneous_E7 | F3 | Industrial | Primary Metals | Existing | Miscellaneous | Natural Gas | Miscellaneous | E7 | PACT BC Ratio | 0 | 0 | 0 | 0 | 0 | 0 | 0 | 0 | 0 | 0 | 0 | 0 | 0 | 0 | 0 | 0 | 0 | 0 | 0 | 0 | 0 | 0 | 0 | 0 | 0 | 0 | 0 | 0 | 0 | 0
F3_Industrial_Primary Metals_Existing_Miscellaneous_Natural Gas_Miscellaneous_E8 | F3 | Industrial | Primary Metals | Existing | Miscellaneous | Natural Gas | Miscellaneous | E8 | PACT BC Ratio | 0 | 0 | 0 | 0 | 0 | 0 | 0 | 0 | 0 | 0 | 0 | 0 | 0 | 0 | 0 | 0 | 0 | 0 | 0 | 0 | 0 | 0 | 0 | 0 | 0 | 0 | 0 | 0 | 0 | 0
F3_Industrial_Primary Metals_Existing_Miscellaneous_Natural Gas_Miscellaneous_E9 | F3 | Industrial | Primary Metals | Existing | Miscellaneous | Natural Gas | Miscellaneous | E9 | PACT BC Ratio | 0 | 0 | 0 | 0 | 0 | 0 | 0 | 0 | 0 | 0 | 0 | 0 | 0 | 0 | 0 | 0 | 0 | 0 | 0 | 0 | 0 | 0 | 0 | 0 | 0 | 0 | 0 | 0 | 0 | 0
F3_Industrial_Primary Metals_Existing_Miscellaneous_Natural Gas_Miscellaneous_E10 | F3 | Industrial | Primary Metals | Existing | Miscellaneous | Natural Gas | Miscellaneous | E10 | PACT BC Ratio | 0 | 0 | 0 | 0 | 0 | 0 | 0 | 0 | 0 | 0 | 0 | 0 | 0 | 0 | 0 | 0 | 0 | 0 | 0 | 0 | 0 | 0 | 0 | 0 | 0 | 0 | 0 | 0 | 0 | 0
F4_Industrial_Primary Metals_Existing_Miscellaneous_Natural Gas_Miscellaneous_E1 | F4 | Industrial | Primary Metals | Existing | Miscellaneous | Natural Gas | Miscellaneous | E1 | PCT BC Ratio | 0.9 | 0.9 | 0.9 | 0.9 | 0.9 | 0.9 | 0.9 | 0.9 | 0.9 | 0.9 | 0.9 | 0.9 | 0.9 | 0.9 | 0.9 | 0.9 | 0.9 | 0.9 | 0.9 | 0.9 | 0.9 | 0.9 | 0 | 0 | 0 | 0 | 0 | 0 | 0 | 0
F4_Industrial_Primary Metals_Existing_Miscellaneous_Natural Gas_Miscellaneous_E2 | F4 | Industrial | Primary Metals | Existing | Miscellaneous | Natural Gas | Miscellaneous | E2 | PCT BC Ratio | 0 | 0 | 0 | 0 | 0 | 0 | 0 | 0 | 0 | 0 | 0 | 0 | 0 | 0 | 0 | 0 | 0 | 0 | 0 | 0 | 0 | 0 | 0 | 0 | 0 | 0 | 0 | 0 | 0 | 0
F4_Industrial_Primary Metals_Existing_Miscellaneous_Natural Gas_Miscellaneous_E3 | F4 | Industrial | Primary Metals | Existing | Miscellaneous | Natural Gas | Miscellaneous | E3 | PCT BC Ratio | 0 | 0 | 0 | 0 | 0 | 0 | 0 | 0 | 0 | 0 | 0 | 0 | 0 | 0 | 0 | 0 | 0 | 0 | 0 | 0 | 0 | 0 | 0 | 0 | 0 | 0 | 0 | 0 | 0 | 0
F4_Industrial_Primary Metals_Existing_Miscellaneous_Natural Gas_Miscellaneous_E4 | F4 | Industrial | Primary Metals | Existing | Miscellaneous | Natural Gas | Miscellaneous | E4 | PCT BC Ratio | 0 | 0 | 0 | 0 | 0 | 0 | 0 | 0 | 0 | 0 | 0 | 0 | 0 | 0 | 0 | 0 | 0 | 0 | 0 | 0 | 0 | 0 | 0 | 0 | 0 | 0 | 0 | 0 | 0 | 0
F4_Industrial_Primary Metals_Existing_Miscellaneous_Natural Gas_Miscellaneous_E5 | F4 | Industrial | Primary Metals | Existing | Miscellaneous | Natural Gas | Miscellaneous | E5 | PCT BC Ratio | 0 | 0 | 0 | 0 | 0 | 0 | 0 | 0 | 0 | 0 | 0 | 0 | 0 | 0 | 0 | 0 | 0 | 0 | 0 | 0 | 0 | 0 | 0 | 0 | 0 | 0 | 0 | 0 | 0 | 0
F4_Industrial_Primary Metals_Existing_Miscellaneous_Natural Gas_Miscellaneous_E6 | F4 | Industrial | Primary Metals | Existing | Miscellaneous | Natural Gas | Miscellaneous | E6 | PCT BC Ratio | 0 | 0 | 0 | 0 | 0 | 0 | 0 | 0 | 0 | 0 | 0 | 0 | 0 | 0 | 0 | 0 | 0 | 0 | 0 | 0 | 0 | 0 | 0 | 0 | 0 | 0 | 0 | 0 | 0 | 0
F4_Industrial_Primary Metals_Existing_Miscellaneous_Natural Gas_Miscellaneous_E7 | F4 | Industrial | Primary Metals | Existing | Miscellaneous | Natural Gas | Miscellaneous | E7 | PCT BC Ratio | 0 | 0 | 0 | 0 | 0 | 0 | 0 | 0 | 0 | 0 | 0 | 0 | 0 | 0 | 0 | 0 | 0 | 0 | 0 | 0 | 0 | 0 | 0 | 0 | 0 | 0 | 0 | 0 | 0 | 0
F4_Industrial_Primary Metals_Existing_Miscellaneous_Natural Gas_Miscellaneous_E8 | F4 | Industrial | Primary Metals | Existing | Miscellaneous | Natural Gas | Miscellaneous | E8 | PCT BC Ratio | 0 | 0 | 0 | 0 | 0 | 0 | 0 | 0 | 0 | 0 | 0 | 0 | 0 | 0 | 0 | 0 | 0 | 0 | 0 | 0 | 0 | 0 | 0 | 0 | 0 | 0 | 0 | 0 | 0 | 0
F4_Industrial_Primary Metals_Existing_Miscellaneous_Natural Gas_Miscellaneous_E9 | F4 | Industrial | Primary Metals | Existing | Miscellaneous | Natural Gas | Miscellaneous | E9 | PCT BC Ratio | 0 | 0 | 0 | 0 | 0 | 0 | 0 | 0 | 0 | 0 | 0 | 0 | 0 | 0 | 0 | 0 | 0 | 0 | 0 | 0 | 0 | 0 | 0 | 0 | 0 | 0 | 0 | 0 | 0 | 0
F4_Industrial_Primary Metals_Existing_Miscellaneous_Natural Gas_Miscellaneous_E10 | F4 | Industrial | Primary Metals | Existing | Miscellaneous | Natural Gas | Miscellaneous | E10 | PCT BC Ratio | 0 | 0 | 0 | 0 | 0 | 0 | 0 | 0 | 0 | 0 | 0 | 0 | 0 | 0 | 0 | 0 | 0 | 0 | 0 | 0 | 0 | 0 | 0 | 0 | 0 | 0 | 0 | 0 | 0 | 0
F5_Industrial_Primary Metals_Existing_Miscellaneous_Natural Gas_Miscellaneous_E1 | F5 | Industrial | Primary Metals | Existing | Miscellaneous | Natural Gas | Miscellaneous | E1 | RIM BC Ratio | 0.9 | 0.9 | 0.9 | 0.9 | 0.9 | 0.9 | 0.9 | 0.9 | 0.9 | 0.9 | 0.9 | 0.9 | 0.9 | 0.9 | 0.9 | 0.9 | 0.9 | 0.9 | 0.9 | 0.9 | 0.9 | 0.9 | 0 | 0 | 0 | 0 | 0 | 0 | 0 | 0
F5_Industrial_Primary Metals_Existing_Miscellaneous_Natural Gas_Miscellaneous_E2 | F5 | Industrial | Primary Metals | Existing | Miscellaneous | Natural Gas | Miscellaneous | E2 | RIM BC Ratio | 0 | 0 | 0 | 0 | 0 | 0 | 0 | 0 | 0 | 0 | 0 | 0 | 0 | 0 | 0 | 0 | 0 | 0 | 0 | 0 | 0 | 0 | 0 | 0 | 0 | 0 | 0 | 0 | 0 | 0
F5_Industrial_Primary Metals_Existing_Miscellaneous_Natural Gas_Miscellaneous_E3 | F5 | Industrial | Primary Metals | Existing | Miscellaneous | Natural Gas | Miscellaneous | E3 | RIM BC Ratio | 0 | 0 | 0 | 0 | 0 | 0 | 0 | 0 | 0 | 0 | 0 | 0 | 0 | 0 | 0 | 0 | 0 | 0 | 0 | 0 | 0 | 0 | 0 | 0 | 0 | 0 | 0 | 0 | 0 | 0
F5_Industrial_Primary Metals_Existing_Miscellaneous_Natural Gas_Miscellaneous_E4 | F5 | Industrial | Primary Metals | Existing | Miscellaneous | Natural Gas | Miscellaneous | E4 | RIM BC Ratio | 0 | 0 | 0 | 0 | 0 | 0 | 0 | 0 | 0 | 0 | 0 | 0 | 0 | 0 | 0 | 0 | 0 | 0 | 0 | 0 | 0 | 0 | 0 | 0 | 0 | 0 | 0 | 0 | 0 | 0
F5_Industrial_Primary Metals_Existing_Miscellaneous_Natural Gas_Miscellaneous_E5 | F5 | Industrial | Primary Metals | Existing | Miscellaneous | Natural Gas | Miscellaneous | E5 | RIM BC Ratio | 0 | 0 | 0 | 0 | 0 | 0 | 0 | 0 | 0 | 0 | 0 | 0 | 0 | 0 | 0 | 0 | 0 | 0 | 0 | 0 | 0 | 0 | 0 | 0 | 0 | 0 | 0 | 0 | 0 | 0
F5_Industrial_Primary Metals_Existing_Miscellaneous_Natural Gas_Miscellaneous_E6 | F5 | Industrial | Primary Metals | Existing | Miscellaneous | Natural Gas | Miscellaneous | E6 | RIM BC Ratio | 0 | 0 | 0 | 0 | 0 | 0 | 0 | 0 | 0 | 0 | 0 | 0 | 0 | 0 | 0 | 0 | 0 | 0 | 0 | 0 | 0 | 0 | 0 | 0 | 0 | 0 | 0 | 0 | 0 | 0
F5_Industrial_Primary Metals_Existing_Miscellaneous_Natural Gas_Miscellaneous_E7 | F5 | Industrial | Primary Metals | Existing | Miscellaneous | Natural Gas | Miscellaneous | E7 | RIM BC Ratio | 0 | 0 | 0 | 0 | 0 | 0 | 0 | 0 | 0 | 0 | 0 | 0 | 0 | 0 | 0 | 0 | 0 | 0 | 0 | 0 | 0 | 0 | 0 | 0 | 0 | 0 | 0 | 0 | 0 | 0
F5_Industrial_Primary Metals_Existing_Miscellaneous_Natural Gas_Miscellaneous_E8 | F5 | Industrial | Primary Metals | Existing | Miscellaneous | Natural Gas | Miscellaneous | E8 | RIM BC Ratio | 0 | 0 | 0 | 0 | 0 | 0 | 0 | 0 | 0 | 0 | 0 | 0 | 0 | 0 | 0 | 0 | 0 | 0 | 0 | 0 | 0 | 0 | 0 | 0 | 0 | 0 | 0 | 0 | 0 | 0
F5_Industrial_Primary Metals_Existing_Miscellaneous_Natural Gas_Miscellaneous_E9 | F5 | Industrial | Primary Metals | Existing | Miscellaneous | Natural Gas | Miscellaneous | E9 | RIM BC Ratio | 0 | 0 | 0 | 0 | 0 | 0 | 0 | 0 | 0 | 0 | 0 | 0 | 0 | 0 | 0 | 0 | 0 | 0 | 0 | 0 | 0 | 0 | 0 | 0 | 0 | 0 | 0 | 0 | 0 | 0
F5_Industrial_Primary Metals_Existing_Miscellaneous_Natural Gas_Miscellaneous_E10 | F5 | Industrial | Primary Metals | Existing | Miscellaneous | Natural Gas | Miscellaneous | E10 | RIM BC Ratio | 0 | 0 | 0 | 0 | 0 | 0 | 0 | 0 | 0 | 0 | 0 | 0 | 0 | 0 | 0 | 0 | 0 | 0 | 0 | 0 | 0 | 0 | 0 | 0 | 0 | 0 | 0 | 0 | 0 | 0
F0_Industrial_Primary Metals_New_Space Heating_Natural Gas_Furnace_E0 | F0 | Industrial | Primary Metals | New | Space Heating | Natural Gas | Furnace | E0 | Economic Unit | AFUE 96% | AFUE 96% | AFUE 96% | AFUE 96% | AFUE 96% | AFUE 96% | AFUE 96% | AFUE 96% | AFUE 96% | AFUE 96% | AFUE 96% | AFUE 96% | AFUE 96% | AFUE 96% | AFUE 96% | AFUE 96% | AFUE 96% | AFUE 96% | AFUE 96% | AFUE 96% | AFUE 96% | AFUE 96% | 0 | 0 | 0 | 0 | 0 | 0 | 0 | 0
F1_Industrial_Primary Metals_New_Space Heating_Natural Gas_Furnace_E1 | F1 | Industrial | Primary Metals | New | Space Heating | Natural Gas | Furnace | E1 | CCE | 0 | 0 | 0 | 0 | 0 | 0 | 0 | 0 | 0 | 0 | 0 | 0 | 0 | 0 | 0 | 0 | 0 | 0 | 0 | 0 | 0 | 0 | 0 | 0 | 0 | 0 | 0 | 0 | 0 | 0
F1_Industrial_Primary Metals_New_Space Heating_Natural Gas_Furnace_E2 | F1 | Industrial | Primary Metals | New | Space Heating | Natural Gas | Furnace | E2 | CCE | 0.00079977 | 0.00079977 | 0.00079977 | 0.00079977 | 0.00079977 | 0.00079977 | 0.00079977 | 0.00079977 | 0.00079977 | 0.00079977 | 0.00079977 | 0.00079977 | 0.00079977 | 0.00079977 | 0.00079977 | 0.00079977 | 0.00079977 | 0.00079977 | 0.00079977 | 0.00079977 | 0.00079977 | 0.00079977 | 0 | 0 | 0 | 0 | 0 | 0 | 0 | 0
F1_Industrial_Primary Metals_New_Space Heating_Natural Gas_Furnace_E3 | F1 | Industrial | Primary Metals | New | Space Heating | Natural Gas | Furnace | E3 | CCE | 0.0010664 | 0.0010664 | 0.0010664 | 0.0010664 | 0.0010664 | 0.0010664 | 0.0010664 | 0.0010664 | 0.0010664 | 0.0010664 | 0.0010664 | 0.0010664 | 0.0010664 | 0.0010664 | 0.0010664 | 0.0010664 | 0.0010664 | 0.0010664 | 0.0010664 | 0.0010664 | 0.0010664 | 0.0010664 | 0 | 0 | 0 | 0 | 0 | 0 | 0 | 0
F1_Industrial_Primary Metals_New_Space Heating_Natural Gas_Furnace_E4 | F1 | Industrial | Primary Metals | New | Space Heating | Natural Gas | Furnace | E4 | CCE | 0 | 0 | 0 | 0 | 0 | 0 | 0 | 0 | 0 | 0 | 0 | 0 | 0 | 0 | 0 | 0 | 0 | 0 | 0 | 0 | 0 | 0 | 0 | 0 | 0 | 0 | 0 | 0 | 0 | 0
F1_Industrial_Primary Metals_New_Space Heating_Natural Gas_Furnace_E5 | F1 | Industrial | Primary Metals | New | Space Heating | Natural Gas | Furnace | E5 | CCE | 0 | 0 | 0 | 0 | 0 | 0 | 0 | 0 | 0 | 0 | 0 | 0 | 0 | 0 | 0 | 0 | 0 | 0 | 0 | 0 | 0 | 0 | 0 | 0 | 0 | 0 | 0 | 0 | 0 | 0
F1_Industrial_Primary Metals_New_Space Heating_Natural Gas_Furnace_E6 | F1 | Industrial | Primary Metals | New | Space Heating | Natural Gas | Furnace | E6 | CCE | 0 | 0 | 0 | 0 | 0 | 0 | 0 | 0 | 0 | 0 | 0 | 0 | 0 | 0 | 0 | 0 | 0 | 0 | 0 | 0 | 0 | 0 | 0 | 0 | 0 | 0 | 0 | 0 | 0 | 0
F1_Industrial_Primary Metals_New_Space Heating_Natural Gas_Furnace_E7 | F1 | Industrial | Primary Metals | New | Space Heating | Natural Gas | Furnace | E7 | CCE | 0 | 0 | 0 | 0 | 0 | 0 | 0 | 0 | 0 | 0 | 0 | 0 | 0 | 0 | 0 | 0 | 0 | 0 | 0 | 0 | 0 | 0 | 0 | 0 | 0 | 0 | 0 | 0 | 0 | 0
F1_Industrial_Primary Metals_New_Space Heating_Natural Gas_Furnace_E8 | F1 | Industrial | Primary Metals | New | Space Heating | Natural Gas | Furnace | E8 | CCE | 0 | 0 | 0 | 0 | 0 | 0 | 0 | 0 | 0 | 0 | 0 | 0 | 0 | 0 | 0 | 0 | 0 | 0 | 0 | 0 | 0 | 0 | 0 | 0 | 0 | 0 | 0 | 0 | 0 | 0
F1_Industrial_Primary Metals_New_Space Heating_Natural Gas_Furnace_E9 | F1 | Industrial | Primary Metals | New | Space Heating | Natural Gas | Furnace | E9 | CCE | 0 | 0 | 0 | 0 | 0 | 0 | 0 | 0 | 0 | 0 | 0 | 0 | 0 | 0 | 0 | 0 | 0 | 0 | 0 | 0 | 0 | 0 | 0 | 0 | 0 | 0 | 0 | 0 | 0 | 0
F1_Industrial_Primary Metals_New_Space Heating_Natural Gas_Furnace_E10 | F1 | Industrial | Primary Metals | New | Space Heating | Natural Gas | Furnace | E10 | CCE | 0 | 0 | 0 | 0 | 0 | 0 | 0 | 0 | 0 | 0 | 0 | 0 | 0 | 0 | 0 | 0 | 0 | 0 | 0 | 0 | 0 | 0 | 0 | 0 | 0 | 0 | 0 | 0 | 0 | 0
F2_Industrial_Primary Metals_New_Space Heating_Natural Gas_Furnace_E1 | F2 | Industrial | Primary Metals | New | Space Heating | Natural Gas | Furnace | E1 | TRC BC Ratio | 0.9 | 0.9 | 0.9 | 0.9 | 0.9 | 0.9 | 0.9 | 0.9 | 0.9 | 0.9 | 0.9 | 0.9 | 0.9 | 0.9 | 0.9 | 0.9 | 0.9 | 0.9 | 0.9 | 0.9 | 0.9 | 0.9 | 0 | 0 | 0 | 0 | 0 | 0 | 0 | 0
F2_Industrial_Primary Metals_New_Space Heating_Natural Gas_Furnace_E2 | F2 | Industrial | Primary Metals | New | Space Heating | Natural Gas | Furnace | E2 | TRC BC Ratio | 6.3212 | 6.3913 | 6.2901 | 6.1932 | 6.0268 | 5.8622 | 5.6966 | 5.5455 | 5.3952 | 5.264 | 5.1331 | 5.0059 | 4.8813 | 4.7615 | 4.644 | 4.5289 | 4.4175 | 4.3108 | 4.2064 | 4.1083 | 4.014 | 3.9226 | 0 | 0 | 0 | 0 | 0 | 0 | 0 | 0
F2_Industrial_Primary Metals_New_Space Heating_Natural Gas_Furnace_E3 | F2 | Industrial | Primary Metals | New | Space Heating | Natural Gas | Furnace | E3 | TRC BC Ratio | 4.7409 | 4.7935 | 4.7176 | 4.6449 | 4.5201 | 4.3966 | 4.2724 | 4.1591 | 4.0464 | 3.948 | 3.8499 | 3.7545 | 3.661 | 3.5711 | 3.483 | 3.3967 | 3.3131 | 3.2331 | 3.1548 | 3.0812 | 3.0105 | 2.942 | 0 | 0 | 0 | 0 | 0 | 0 | 0 | 0
F2_Industrial_Primary Metals_New_Space Heating_Natural Gas_Furnace_E4 | F2 | Industrial | Primary Metals | New | Space Heating | Natural Gas | Furnace | E4 | TRC BC Ratio | 0 | 0 | 0 | 0 | 0 | 0 | 0 | 0 | 0 | 0 | 0 | 0 | 0 | 0 | 0 | 0 | 0 | 0 | 0 | 0 | 0 | 0 | 0 | 0 | 0 | 0 | 0 | 0 | 0 | 0
F2_Industrial_Primary Metals_New_Space Heating_Natural Gas_Furnace_E5 | F2 | Industrial | Primary Metals | New | Space Heating | Natural Gas | Furnace | E5 | TRC BC Ratio | 0 | 0 | 0 | 0 | 0 | 0 | 0 | 0 | 0 | 0 | 0 | 0 | 0 | 0 | 0 | 0 | 0 | 0 | 0 | 0 | 0 | 0 | 0 | 0 | 0 | 0 | 0 | 0 | 0 | 0
F2_Industrial_Primary Metals_New_Space Heating_Natural Gas_Furnace_E6 | F2 | Industrial | Primary Metals | New | Space Heating | Natural Gas | Furnace | E6 | TRC BC Ratio | 0 | 0 | 0 | 0 | 0 | 0 | 0 | 0 | 0 | 0 | 0 | 0 | 0 | 0 | 0 | 0 | 0 | 0 | 0 | 0 | 0 | 0 | 0 | 0 | 0 | 0 | 0 | 0 | 0 | 0
F2_Industrial_Primary Metals_New_Space Heating_Natural Gas_Furnace_E7 | F2 | Industrial | Primary Metals | New | Space Heating | Natural Gas | Furnace | E7 | TRC BC Ratio | 0 | 0 | 0 | 0 | 0 | 0 | 0 | 0 | 0 | 0 | 0 | 0 | 0 | 0 | 0 | 0 | 0 | 0 | 0 | 0 | 0 | 0 | 0 | 0 | 0 | 0 | 0 | 0 | 0 | 0
F2_Industrial_Primary Metals_New_Space Heating_Natural Gas_Furnace_E8 | F2 | Industrial | Primary Metals | New | Space Heating | Natural Gas | Furnace | E8 | TRC BC Ratio | 0 | 0 | 0 | 0 | 0 | 0 | 0 | 0 | 0 | 0 | 0 | 0 | 0 | 0 | 0 | 0 | 0 | 0 | 0 | 0 | 0 | 0 | 0 | 0 | 0 | 0 | 0 | 0 | 0 | 0
F2_Industrial_Primary Metals_New_Space Heating_Natural Gas_Furnace_E9 | F2 | Industrial | Primary Metals | New | Space Heating | Natural Gas | Furnace | E9 | TRC BC Ratio | 0 | 0 | 0 | 0 | 0 | 0 | 0 | 0 | 0 | 0 | 0 | 0 | 0 | 0 | 0 | 0 | 0 | 0 | 0 | 0 | 0 | 0 | 0 | 0 | 0 | 0 | 0 | 0 | 0 | 0
F2_Industrial_Primary Metals_New_Space Heating_Natural Gas_Furnace_E10 | F2 | Industrial | Primary Metals | New | Space Heating | Natural Gas | Furnace | E10 | TRC BC Ratio | 0 | 0 | 0 | 0 | 0 | 0 | 0 | 0 | 0 | 0 | 0 | 0 | 0 | 0 | 0 | 0 | 0 | 0 | 0 | 0 | 0 | 0 | 0 | 0 | 0 | 0 | 0 | 0 | 0 | 0
F3_Industrial_Primary Metals_New_Space Heating_Natural Gas_Furnace_E1 | F3 | Industrial | Primary Metals | New | Space Heating | Natural Gas | Furnace | E1 | PACT BC Ratio | 0.9 | 0.9 | 0.9 | 0.9 | 0.9 | 0.9 | 0.9 | 0.9 | 0.9 | 0.9 | 0.9 | 0.9 | 0.9 | 0.9 | 0.9 | 0.9 | 0.9 | 0.9 | 0.9 | 0.9 | 0.9 | 0.9 | 0 | 0 | 0 | 0 | 0 | 0 | 0 | 0
F3_Industrial_Primary Metals_New_Space Heating_Natural Gas_Furnace_E2 | F3 | Industrial | Primary Metals | New | Space Heating | Natural Gas | Furnace | E2 | PACT BC Ratio | 18.2413 | 18.4434 | 18.1516 | 17.8719 | 17.3918 | 16.9166 | 16.4388 | 16.0026 | 15.5689 | 15.1904 | 14.8128 | 14.4457 | 14.0861 | 13.7402 | 13.4013 | 13.0692 | 12.7477 | 12.4396 | 12.1385 | 11.8554 | 11.5833 | 11.3196 | 0 | 0 | 0 | 0 | 0 | 0 | 0 | 0
F3_Industrial_Primary Metals_New_Space Heating_Natural Gas_Furnace_E3 | F3 | Industrial | Primary Metals | New | Space Heating | Natural Gas | Furnace | E3 | PACT BC Ratio | 13.681 | 13.8325 | 13.6137 | 13.4039 | 13.0438 | 12.6874 | 12.3291 | 12.002 | 11.6767 | 11.3928 | 11.1096 | 10.8343 | 10.5645 | 10.3052 | 10.051 | 9.8019 | 9.5608 | 9.3297 | 9.1039 | 8.8915 | 8.6875 | 8.4897 | 0 | 0 | 0 | 0 | 0 | 0 | 0 | 0
F3_Industrial_Primary Metals_New_Space Heating_Natural Gas_Furnace_E4 | F3 | Industrial | Primary Metals | New | Space Heating | Natural Gas | Furnace | E4 | PACT BC Ratio | 0 | 0 | 0 | 0 | 0 | 0 | 0 | 0 | 0 | 0 | 0 | 0 | 0 | 0 | 0 | 0 | 0 | 0 | 0 | 0 | 0 | 0 | 0 | 0 | 0 | 0 | 0 | 0 | 0 | 0
F3_Industrial_Primary Metals_New_Space Heating_Natural Gas_Furnace_E5 | F3 | Industrial | Primary Metals | New | Space Heating | Natural Gas | Furnace | E5 | PACT BC Ratio | 0 | 0 | 0 | 0 | 0 | 0 | 0 | 0 | 0 | 0 | 0 | 0 | 0 | 0 | 0 | 0 | 0 | 0 | 0 | 0 | 0 | 0 | 0 | 0 | 0 | 0 | 0 | 0 | 0 | 0
F3_Industrial_Primary Metals_New_Space Heating_Natural Gas_Furnace_E6 | F3 | Industrial | Primary Metals | New | Space Heating | Natural Gas | Furnace | E6 | PACT BC Ratio | 0 | 0 | 0 | 0 | 0 | 0 | 0 | 0 | 0 | 0 | 0 | 0 | 0 | 0 | 0 | 0 | 0 | 0 | 0 | 0 | 0 | 0 | 0 | 0 | 0 | 0 | 0 | 0 | 0 | 0
F3_Industrial_Primary Metals_New_Space Heating_Natural Gas_Furnace_E7 | F3 | Industrial | Primary Metals | New | Space Heating | Natural Gas | Furnace | E7 | PACT BC Ratio | 0 | 0 | 0 | 0 | 0 | 0 | 0 | 0 | 0 | 0 | 0 | 0 | 0 | 0 | 0 | 0 | 0 | 0 | 0 | 0 | 0 | 0 | 0 | 0 | 0 | 0 | 0 | 0 | 0 | 0
F3_Industrial_Primary Metals_New_Space Heating_Natural Gas_Furnace_E8 | F3 | Industrial | Primary Metals | New | Space Heating | Natural Gas | Furnace | E8 | PACT BC Ratio | 0 | 0 | 0 | 0 | 0 | 0 | 0 | 0 | 0 | 0 | 0 | 0 | 0 | 0 | 0 | 0 | 0 | 0 | 0 | 0 | 0 | 0 | 0 | 0 | 0 | 0 | 0 | 0 | 0 | 0
F3_Industrial_Primary Metals_New_Space Heating_Natural Gas_Furnace_E9 | F3 | Industrial | Primary Metals | New | Space Heating | Natural Gas | Furnace | E9 | PACT BC Ratio | 0 | 0 | 0 | 0 | 0 | 0 | 0 | 0 | 0 | 0 | 0 | 0 | 0 | 0 | 0 | 0 | 0 | 0 | 0 | 0 | 0 | 0 | 0 | 0 | 0 | 0 | 0 | 0 | 0 | 0
F3_Industrial_Primary Metals_New_Space Heating_Natural Gas_Furnace_E10 | F3 | Industrial | Primary Metals | New | Space Heating | Natural Gas | Furnace | E10 | PACT BC Ratio | 0 | 0 | 0 | 0 | 0 | 0 | 0 | 0 | 0 | 0 | 0 | 0 | 0 | 0 | 0 | 0 | 0 | 0 | 0 | 0 | 0 | 0 | 0 | 0 | 0 | 0 | 0 | 0 | 0 | 0
F4_Industrial_Primary Metals_New_Space Heating_Natural Gas_Furnace_E1 | F4 | Industrial | Primary Metals | New | Space Heating | Natural Gas | Furnace | E1 | PCT BC Ratio | 0.9 | 0.9 | 0.9 | 0.9 | 0.9 | 0.9 | 0.9 | 0.9 | 0.9 | 0.9 | 0.9 | 0.9 | 0.9 | 0.9 | 0.9 | 0.9 | 0.9 | 0.9 | 0.9 | 0.9 | 0.9 | 0.9 | 0 | 0 | 0 | 0 | 0 | 0 | 0 | 0
F4_Industrial_Primary Metals_New_Space Heating_Natural Gas_Furnace_E2 | F4 | Industrial | Primary Metals | New | Space Heating | Natural Gas | Furnace | E2 | PCT BC Ratio | 9.4544 | 9.5569 | 9.4089 | 9.2671 | 9.0235 | 8.7825 | 8.5401 | 8.3189 | 8.0989 | 7.9069 | 7.7153 | 7.5291 | 7.3467 | 7.1713 | 6.9994 | 6.8309 | 6.6678 | 6.5115 | 6.3588 | 6.2152 | 6.0772 | 5.9434 | 0 | 0 | 0 | 0 | 0 | 0 | 0 | 0
F4_Industrial_Primary Metals_New_Space Heating_Natural Gas_Furnace_E3 | F4 | Industrial | Primary Metals | New | Space Heating | Natural Gas | Furnace | E3 | PCT BC Ratio | 7.1412 | 7.2181 | 7.1071 | 7.0007 | 6.818 | 6.6373 | 6.4555 | 6.2896 | 6.1246 | 5.9805 | 5.8369 | 5.6973 | 5.5604 | 5.4289 | 5.2999 | 5.1736 | 5.0513 | 4.9341 | 4.8195 | 4.7118 | 4.6083 | 4.508 | 0 | 0 | 0 | 0 | 0 | 0 | 0 | 0
F4_Industrial_Primary Metals_New_Space Heating_Natural Gas_Furnace_E4 | F4 | Industrial | Primary Metals | New | Space Heating | Natural Gas | Furnace | E4 | PCT BC Ratio | 0 | 0 | 0 | 0 | 0 | 0 | 0 | 0 | 0 | 0 | 0 | 0 | 0 | 0 | 0 | 0 | 0 | 0 | 0 | 0 | 0 | 0 | 0 | 0 | 0 | 0 | 0 | 0 | 0 | 0
F4_Industrial_Primary Metals_New_Space Heating_Natural Gas_Furnace_E5 | F4 | Industrial | Primary Metals | New | Space Heating | Natural Gas | Furnace | E5 | PCT BC Ratio | 0 | 0 | 0 | 0 | 0 | 0 | 0 | 0 | 0 | 0 | 0 | 0 | 0 | 0 | 0 | 0 | 0 | 0 | 0 | 0 | 0 | 0 | 0 | 0 | 0 | 0 | 0 | 0 | 0 | 0
F4_Industrial_Primary Metals_New_Space Heating_Natural Gas_Furnace_E6 | F4 | Industrial | Primary Metals | New | Space Heating | Natural Gas | Furnace | E6 | PCT BC Ratio | 0 | 0 | 0 | 0 | 0 | 0 | 0 | 0 | 0 | 0 | 0 | 0 | 0 | 0 | 0 | 0 | 0 | 0 | 0 | 0 | 0 | 0 | 0 | 0 | 0 | 0 | 0 | 0 | 0 | 0
F4_Industrial_Primary Metals_New_Space Heating_Natural Gas_Furnace_E7 | F4 | Industrial | Primary Metals | New | Space Heating | Natural Gas | Furnace | E7 | PCT BC Ratio | 0 | 0 | 0 | 0 | 0 | 0 | 0 | 0 | 0 | 0 | 0 | 0 | 0 | 0 | 0 | 0 | 0 | 0 | 0 | 0 | 0 | 0 | 0 | 0 | 0 | 0 | 0 | 0 | 0 | 0
F4_Industrial_Primary Metals_New_Space Heating_Natural Gas_Furnace_E8 | F4 | Industrial | Primary Metals | New | Space Heating | Natural Gas | Furnace | E8 | PCT BC Ratio | 0 | 0 | 0 | 0 | 0 | 0 | 0 | 0 | 0 | 0 | 0 | 0 | 0 | 0 | 0 | 0 | 0 | 0 | 0 | 0 | 0 | 0 | 0 | 0 | 0 | 0 | 0 | 0 | 0 | 0
F4_Industrial_Primary Metals_New_Space Heating_Natural Gas_Furnace_E9 | F4 | Industrial | Primary Metals | New | Space Heating | Natural Gas | Furnace | E9 | PCT BC Ratio | 0 | 0 | 0 | 0 | 0 | 0 | 0 | 0 | 0 | 0 | 0 | 0 | 0 | 0 | 0 | 0 | 0 | 0 | 0 | 0 | 0 | 0 | 0 | 0 | 0 | 0 | 0 | 0 | 0 | 0
F4_Industrial_Primary Metals_New_Space Heating_Natural Gas_Furnace_E10 | F4 | Industrial | Primary Metals | New | Space Heating | Natural Gas | Furnace | E10 | PCT BC Ratio | 0 | 0 | 0 | 0 | 0 | 0 | 0 | 0 | 0 | 0 | 0 | 0 | 0 | 0 | 0 | 0 | 0 | 0 | 0 | 0 | 0 | 0 | 0 | 0 | 0 | 0 | 0 | 0 | 0 | 0
F5_Industrial_Primary Metals_New_Space Heating_Natural Gas_Furnace_E1 | F5 | Industrial | Primary Metals | New | Space Heating | Natural Gas | Furnace | E1 | RIM BC Ratio | 0.9 | 0.9 | 0.9 | 0.9 | 0.9 | 0.9 | 0.9 | 0.9 | 0.9 | 0.9 | 0.9 | 0.9 | 0.9 | 0.9 | 0.9 | 0.9 | 0.9 | 0.9 | 0.9 | 0.9 | 0.9 | 0.9 | 0 | 0 | 0 | 0 | 0 | 0 | 0 | 0
F5_Industrial_Primary Metals_New_Space Heating_Natural Gas_Furnace_E2 | F5 | Industrial | Primary Metals | New | Space Heating | Natural Gas | Furnace | E2 | RIM BC Ratio | 0.79816 | 0.79854 | 0.79798 | 0.79744 | 0.79646 | 0.79543 | 0.79435 | 0.7933 | 0.79221 | 0.7912 | 0.79016 | 0.78909 | 0.78799 | 0.78688 | 0.78574 | 0.78457 | 0.78339 | 0.7822 | 0.78098 | 0.77978 | 0.77858 | 0.77736 | 0 | 0 | 0 | 0 | 0 | 0 | 0 | 0
F5_Industrial_Primary Metals_New_Space Heating_Natural Gas_Furnace_E3 | F5 | Industrial | Primary Metals | New | Space Heating | Natural Gas | Furnace | E3 | RIM BC Ratio | 0.78668 | 0.78718 | 0.78646 | 0.78575 | 0.78448 | 0.78316 | 0.78175 | 0.78041 | 0.77899 | 0.7777 | 0.77635 | 0.77497 | 0.77356 | 0.77214 | 0.77068 | 0.76918 | 0.76766 | 0.76614 | 0.76458 | 0.76305 | 0.76151 | 0.75996 | 0 | 0 | 0 | 0 | 0 | 0 | 0 | 0
F5_Industrial_Primary Metals_New_Space Heating_Natural Gas_Furnace_E4 | F5 | Industrial | Primary Metals | New | Space Heating | Natural Gas | Furnace | E4 | RIM BC Ratio | 0 | 0 | 0 | 0 | 0 | 0 | 0 | 0 | 0 | 0 | 0 | 0 | 0 | 0 | 0 | 0 | 0 | 0 | 0 | 0 | 0 | 0 | 0 | 0 | 0 | 0 | 0 | 0 | 0 | 0
F5_Industrial_Primary Metals_New_Space Heating_Natural Gas_Furnace_E5 | F5 | Industrial | Primary Metals | New | Space Heating | Natural Gas | Furnace | E5 | RIM BC Ratio | 0 | 0 | 0 | 0 | 0 | 0 | 0 | 0 | 0 | 0 | 0 | 0 | 0 | 0 | 0 | 0 | 0 | 0 | 0 | 0 | 0 | 0 | 0 | 0 | 0 | 0 | 0 | 0 | 0 | 0
F5_Industrial_Primary Metals_New_Space Heating_Natural Gas_Furnace_E6 | F5 | Industrial | Primary Metals | New | Space Heating | Natural Gas | Furnace | E6 | RIM BC Ratio | 0 | 0 | 0 | 0 | 0 | 0 | 0 | 0 | 0 | 0 | 0 | 0 | 0 | 0 | 0 | 0 | 0 | 0 | 0 | 0 | 0 | 0 | 0 | 0 | 0 | 0 | 0 | 0 | 0 | 0
F5_Industrial_Primary Metals_New_Space Heating_Natural Gas_Furnace_E7 | F5 | Industrial | Primary Metals | New | Space Heating | Natural Gas | Furnace | E7 | RIM BC Ratio | 0 | 0 | 0 | 0 | 0 | 0 | 0 | 0 | 0 | 0 | 0 | 0 | 0 | 0 | 0 | 0 | 0 | 0 | 0 | 0 | 0 | 0 | 0 | 0 | 0 | 0 | 0 | 0 | 0 | 0
F5_Industrial_Primary Metals_New_Space Heating_Natural Gas_Furnace_E8 | F5 | Industrial | Primary Metals | New | Space Heating | Natural Gas | Furnace | E8 | RIM BC Ratio | 0 | 0 | 0 | 0 | 0 | 0 | 0 | 0 | 0 | 0 | 0 | 0 | 0 | 0 | 0 | 0 | 0 | 0 | 0 | 0 | 0 | 0 | 0 | 0 | 0 | 0 | 0 | 0 | 0 | 0
F5_Industrial_Primary Metals_New_Space Heating_Natural Gas_Furnace_E9 | F5 | Industrial | Primary Metals | New | Space Heating | Natural Gas | Furnace | E9 | RIM BC Ratio | 0 | 0 | 0 | 0 | 0 | 0 | 0 | 0 | 0 | 0 | 0 | 0 | 0 | 0 | 0 | 0 | 0 | 0 | 0 | 0 | 0 | 0 | 0 | 0 | 0 | 0 | 0 | 0 | 0 | 0
F5_Industrial_Primary Metals_New_Space Heating_Natural Gas_Furnace_E10 | F5 | Industrial | Primary Metals | New | Space Heating | Natural Gas | Furnace | E10 | RIM BC Ratio | 0 | 0 | 0 | 0 | 0 | 0 | 0 | 0 | 0 | 0 | 0 | 0 | 0 | 0 | 0 | 0 | 0 | 0 | 0 | 0 | 0 | 0 | 0 | 0 | 0 | 0 | 0 | 0 | 0 | 0
F0_Industrial_Primary Metals_New_Space Heating_Natural Gas_Boiler_E0 | F0 | Industrial | Primary Metals | New | Space Heating | Natural Gas | Boiler | E0 | Economic Unit | AFUE 97% | AFUE 97% | AFUE 97% | AFUE 97% | AFUE 97% | AFUE 97% | AFUE 97% | AFUE 97% | AFUE 97% | AFUE 97% | AFUE 97% | AFUE 97% | AFUE 97% | AFUE 97% | AFUE 97% | AFUE 97% | AFUE 97% | AFUE 97% | AFUE 97% | AFUE 97% | AFUE 97% | AFUE 97% | 0 | 0 | 0 | 0 | 0 | 0 | 0 | 0
F1_Industrial_Primary Metals_New_Space Heating_Natural Gas_Boiler_E1 | F1 | Industrial | Primary Metals | New | Space Heating | Natural Gas | Boiler | E1 | CCE | 0 | 0 | 0 | 0 | 0 | 0 | 0 | 0 | 0 | 0 | 0 | 0 | 0 | 0 | 0 | 0 | 0 | 0 | 0 | 0 | 0 | 0 | 0 | 0 | 0 | 0 | 0 | 0 | 0 | 0
F1_Industrial_Primary Metals_New_Space Heating_Natural Gas_Boiler_E2 | F1 | Industrial | Primary Metals | New | Space Heating | Natural Gas | Boiler | E2 | CCE | 0.0028349 | 0.0028349 | 0.0028349 | 0.0028349 | 0.0028349 | 0.0028349 | 0.0028349 | 0.0028349 | 0.0028349 | 0.0028349 | 0.0028349 | 0.0028349 | 0.0028349 | 0.0028349 | 0.0028349 | 0.0028349 | 0.0028349 | 0.0028349 | 0.0028349 | 0.0028349 | 0.0028349 | 0.0028349 | 0 | 0 | 0 | 0 | 0 | 0 | 0 | 0
F1_Industrial_Primary Metals_New_Space Heating_Natural Gas_Boiler_E3 | F1 | Industrial | Primary Metals | New | Space Heating | Natural Gas | Boiler | E3 | CCE | 0.0028632 | 0.0028632 | 0.0028632 | 0.0028632 | 0.0028632 | 0.0028632 | 0.0028632 | 0.0028632 | 0.0028632 | 0.0028632 | 0.0028632 | 0.0028632 | 0.0028632 | 0.0028632 | 0.0028632 | 0.0028632 | 0.0028632 | 0.0028632 | 0.0028632 | 0.0028632 | 0.0028632 | 0.0028632 | 0 | 0 | 0 | 0 | 0 | 0 | 0 | 0
F1_Industrial_Primary Metals_New_Space Heating_Natural Gas_Boiler_E4 | F1 | Industrial | Primary Metals | New | Space Heating | Natural Gas | Boiler | E4 | CCE | 18.3182 | 18.3182 | 18.3182 | 18.3182 | 18.3182 | 18.3182 | 18.3182 | 18.3182 | 18.3182 | 18.3182 | 18.3182 | 18.3182 | 18.3182 | 18.3182 | 18.3182 | 18.3182 | 18.3182 | 18.3182 | 18.3182 | 18.3182 | 18.3182 | 18.3182 | 0 | 0 | 0 | 0 | 0 | 0 | 0 | 0
F1_Industrial_Primary Metals_New_Space Heating_Natural Gas_Boiler_E5 | F1 | Industrial | Primary Metals | New | Space Heating | Natural Gas | Boiler | E5 | CCE | 0 | 0 | 0 | 0 | 0 | 0 | 0 | 0 | 0 | 0 | 0 | 0 | 0 | 0 | 0 | 0 | 0 | 0 | 0 | 0 | 0 | 0 | 0 | 0 | 0 | 0 | 0 | 0 | 0 | 0
F1_Industrial_Primary Metals_New_Space Heating_Natural Gas_Boiler_E6 | F1 | Industrial | Primary Metals | New | Space Heating | Natural Gas | Boiler | E6 | CCE | 0 | 0 | 0 | 0 | 0 | 0 | 0 | 0 | 0 | 0 | 0 | 0 | 0 | 0 | 0 | 0 | 0 | 0 | 0 | 0 | 0 | 0 | 0 | 0 | 0 | 0 | 0 | 0 | 0 | 0
F1_Industrial_Primary Metals_New_Space Heating_Natural Gas_Boiler_E7 | F1 | Industrial | Primary Metals | New | Space Heating | Natural Gas | Boiler | E7 | CCE | 0 | 0 | 0 | 0 | 0 | 0 | 0 | 0 | 0 | 0 | 0 | 0 | 0 | 0 | 0 | 0 | 0 | 0 | 0 | 0 | 0 | 0 | 0 | 0 | 0 | 0 | 0 | 0 | 0 | 0
F1_Industrial_Primary Metals_New_Space Heating_Natural Gas_Boiler_E8 | F1 | Industrial | Primary Metals | New | Space Heating | Natural Gas | Boiler | E8 | CCE | 0 | 0 | 0 | 0 | 0 | 0 | 0 | 0 | 0 | 0 | 0 | 0 | 0 | 0 | 0 | 0 | 0 | 0 | 0 | 0 | 0 | 0 | 0 | 0 | 0 | 0 | 0 | 0 | 0 | 0
F1_Industrial_Primary Metals_New_Space Heating_Natural Gas_Boiler_E9 | F1 | Industrial | Primary Metals | New | Space Heating | Natural Gas | Boiler | E9 | CCE | 0 | 0 | 0 | 0 | 0 | 0 | 0 | 0 | 0 | 0 | 0 | 0 | 0 | 0 | 0 | 0 | 0 | 0 | 0 | 0 | 0 | 0 | 0 | 0 | 0 | 0 | 0 | 0 | 0 | 0
F1_Industrial_Primary Metals_New_Space Heating_Natural Gas_Boiler_E10 | F1 | Industrial | Primary Metals | New | Space Heating | Natural Gas | Boiler | E10 | CCE | 0 | 0 | 0 | 0 | 0 | 0 | 0 | 0 | 0 | 0 | 0 | 0 | 0 | 0 | 0 | 0 | 0 | 0 | 0 | 0 | 0 | 0 | 0 | 0 | 0 | 0 | 0 | 0 | 0 | 0
F2_Industrial_Primary Metals_New_Space Heating_Natural Gas_Boiler_E1 | F2 | Industrial | Primary Metals | New | Space Heating | Natural Gas | Boiler | E1 | TRC BC Ratio | 0.9 | 0.9 | 0.9 | 0.9 | 0.9 | 0.9 | 0.9 | 0.9 | 0.9 | 0.9 | 0.9 | 0.9 | 0.9 | 0.9 | 0.9 | 0.9 | 0.9 | 0.9 | 0.9 | 0.9 | 0.9 | 0.9 | 0 | 0 | 0 | 0 | 0 | 0 | 0 | 0
F2_Industrial_Primary Metals_New_Space Heating_Natural Gas_Boiler_E2 | F2 | Industrial | Primary Metals | New | Space Heating | Natural Gas | Boiler | E2 | TRC BC Ratio | 1.7632 | 1.7801 | 1.7514 | 1.7239 | 1.6778 | 1.6322 | 1.5864 | 1.5446 | 1.5029 | 1.4665 | 1.4301 | 1.3948 | 1.3601 | 1.3268 | 1.2942 | 1.2622 | 1.2312 | 1.2016 | 1.1727 | 1.1455 | 1.1195 | 1.0943 | 0 | 0 | 0 | 0 | 0 | 0 | 0 | 0
F2_Industrial_Primary Metals_New_Space Heating_Natural Gas_Boiler_E3 | F2 | Industrial | Primary Metals | New | Space Heating | Natural Gas | Boiler | E3 | TRC BC Ratio | 1.7458 | 1.7625 | 1.7341 | 1.7068 | 1.6612 | 1.6161 | 1.5708 | 1.5293 | 1.4881 | 1.452 | 1.416 | 1.381 | 1.3467 | 1.3137 | 1.2814 | 1.2497 | 1.2191 | 1.1897 | 1.1611 | 1.1342 | 1.1084 | 1.0835 | 0 | 0 | 0 | 0 | 0 | 0 | 0 | 0
F2_Industrial_Primary Metals_New_Space Heating_Natural Gas_Boiler_E4 | F2 | Industrial | Primary Metals | New | Space Heating | Natural Gas | Boiler | E4 | TRC BC Ratio | 0.00024714 | 0.0002449 | 0.00023981 | 0.00023492 | 0.00022893 | 0.00022307 | 0.00021729 | 0.00021187 | 0.00020654 | 0.00020163 | 0.0001968 | 0.00019208 | 0.00018747 | 0.000183 | 0.00017863 | 0.00017435 | 0.0001702 | 0.00016621 | 0.00016236 | 0.0001587 | 0.00015523 | 0.00015194 | 0 | 0 | 0 | 0 | 0 | 0 | 0 | 0
F2_Industrial_Primary Metals_New_Space Heating_Natural Gas_Boiler_E5 | F2 | Industrial | Primary Metals | New | Space Heating | Natural Gas | Boiler | E5 | TRC BC Ratio | 0 | 0 | 0 | 0 | 0 | 0 | 0 | 0 | 0 | 0 | 0 | 0 | 0 | 0 | 0 | 0 | 0 | 0 | 0 | 0 | 0 | 0 | 0 | 0 | 0 | 0 | 0 | 0 | 0 | 0
F2_Industrial_Primary Metals_New_Space Heating_Natural Gas_Boiler_E6 | F2 | Industrial | Primary Metals | New | Space Heating | Natural Gas | Boiler | E6 | TRC BC Ratio | 0 | 0 | 0 | 0 | 0 | 0 | 0 | 0 | 0 | 0 | 0 | 0 | 0 | 0 | 0 | 0 | 0 | 0 | 0 | 0 | 0 | 0 | 0 | 0 | 0 | 0 | 0 | 0 | 0 | 0
F2_Industrial_Primary Metals_New_Space Heating_Natural Gas_Boiler_E7 | F2 | Industrial | Primary Metals | New | Space Heating | Natural Gas | Boiler | E7 | TRC BC Ratio | 0 | 0 | 0 | 0 | 0 | 0 | 0 | 0 | 0 | 0 | 0 | 0 | 0 | 0 | 0 | 0 | 0 | 0 | 0 | 0 | 0 | 0 | 0 | 0 | 0 | 0 | 0 | 0 | 0 | 0
F2_Industrial_Primary Metals_New_Space Heating_Natural Gas_Boiler_E8 | F2 | Industrial | Primary Metals | New | Space Heating | Natural Gas | Boiler | E8 | TRC BC Ratio | 0 | 0 | 0 | 0 | 0 | 0 | 0 | 0 | 0 | 0 | 0 | 0 | 0 | 0 | 0 | 0 | 0 | 0 | 0 | 0 | 0 | 0 | 0 | 0 | 0 | 0 | 0 | 0 | 0 | 0
F2_Industrial_Primary Metals_New_Space Heating_Natural Gas_Boiler_E9 | F2 | Industrial | Primary Metals | New | Space Heating | Natural Gas | Boiler | E9 | TRC BC Ratio | 0 | 0 | 0 | 0 | 0 | 0 | 0 | 0 | 0 | 0 | 0 | 0 | 0 | 0 | 0 | 0 | 0 | 0 | 0 | 0 | 0 | 0 | 0 | 0 | 0 | 0 | 0 | 0 | 0 | 0
F2_Industrial_Primary Metals_New_Space Heating_Natural Gas_Boiler_E10 | F2 | Industrial | Primary Metals | New | Space Heating | Natural Gas | Boiler | E10 | TRC BC Ratio | 0 | 0 | 0 | 0 | 0 | 0 | 0 | 0 | 0 | 0 | 0 | 0 | 0 | 0 | 0 | 0 | 0 | 0 | 0 | 0 | 0 | 0 | 0 | 0 | 0 | 0 | 0 | 0 | 0 | 0
F3_Industrial_Primary Metals_New_Space Heating_Natural Gas_Boiler_E1 | F3 | Industrial | Primary Metals | New | Space Heating | Natural Gas | Boiler | E1 | PACT BC Ratio | 0.9 | 0.9 | 0.9 | 0.9 | 0.9 | 0.9 | 0.9 | 0.9 | 0.9 | 0.9 | 0.9 | 0.9 | 0.9 | 0.9 | 0.9 | 0.9 | 0.9 | 0.9 | 0.9 | 0.9 | 0.9 | 0.9 | 0 | 0 | 0 | 0 | 0 | 0 | 0 | 0
F3_Industrial_Primary Metals_New_Space Heating_Natural Gas_Boiler_E2 | F3 | Industrial | Primary Metals | New | Space Heating | Natural Gas | Boiler | E2 | PACT BC Ratio | 1.8157 | 1.8331 | 1.8035 | 1.7752 | 1.7277 | 1.6808 | 1.6337 | 1.5905 | 1.5477 | 1.5101 | 1.4727 | 1.4363 | 1.4006 | 1.3663 | 1.3327 | 1.2997 | 1.2679 | 1.2374 | 1.2076 | 1.1796 | 1.1528 | 1.1269 | 0 | 0 | 0 | 0 | 0 | 0 | 0 | 0
F3_Industrial_Primary Metals_New_Space Heating_Natural Gas_Boiler_E3 | F3 | Industrial | Primary Metals | New | Space Heating | Natural Gas | Boiler | E3 | PACT BC Ratio | 1.7977 | 1.815 | 1.7857 | 1.7576 | 1.7107 | 1.6642 | 1.6175 | 1.5748 | 1.5324 | 1.4952 | 1.4581 | 1.4221 | 1.3868 | 1.3528 | 1.3195 | 1.2869 | 1.2554 | 1.2251 | 1.1957 | 1.168 | 1.1414 | 1.1158 | 0 | 0 | 0 | 0 | 0 | 0 | 0 | 0
F3_Industrial_Primary Metals_New_Space Heating_Natural Gas_Boiler_E4 | F3 | Industrial | Primary Metals | New | Space Heating | Natural Gas | Boiler | E4 | PACT BC Ratio | 0.00025449 | 0.00025219 | 0.00024695 | 0.00024191 | 0.00023574 | 0.00022971 | 0.00022376 | 0.00021817 | 0.00021269 | 0.00020764 | 0.00020266 | 0.0001978 | 0.00019305 | 0.00018845 | 0.00018395 | 0.00017954 | 0.00017527 | 0.00017116 | 0.00016719 | 0.00016343 | 0.00015985 | 0.00015646 | 0 | 0 | 0 | 0 | 0 | 0 | 0 | 0
F3_Industrial_Primary Metals_New_Space Heating_Natural Gas_Boiler_E5 | F3 | Industrial | Primary Metals | New | Space Heating | Natural Gas | Boiler | E5 | PACT BC Ratio | 0 | 0 | 0 | 0 | 0 | 0 | 0 | 0 | 0 | 0 | 0 | 0 | 0 | 0 | 0 | 0 | 0 | 0 | 0 | 0 | 0 | 0 | 0 | 0 | 0 | 0 | 0 | 0 | 0 | 0
F3_Industrial_Primary Metals_New_Space Heating_Natural Gas_Boiler_E6 | F3 | Industrial | Primary Metals | New | Space Heating | Natural Gas | Boiler | E6 | PACT BC Ratio | 0 | 0 | 0 | 0 | 0 | 0 | 0 | 0 | 0 | 0 | 0 | 0 | 0 | 0 | 0 | 0 | 0 | 0 | 0 | 0 | 0 | 0 | 0 | 0 | 0 | 0 | 0 | 0 | 0 | 0
F3_Industrial_Primary Metals_New_Space Heating_Natural Gas_Boiler_E7 | F3 | Industrial | Primary Metals | New | Space Heating | Natural Gas | Boiler | E7 | PACT BC Ratio | 0 | 0 | 0 | 0 | 0 | 0 | 0 | 0 | 0 | 0 | 0 | 0 | 0 | 0 | 0 | 0 | 0 | 0 | 0 | 0 | 0 | 0 | 0 | 0 | 0 | 0 | 0 | 0 | 0 | 0
F3_Industrial_Primary Metals_New_Space Heating_Natural Gas_Boiler_E8 | F3 | Industrial | Primary Metals | New | Space Heating | Natural Gas | Boiler | E8 | PACT BC Ratio | 0 | 0 | 0 | 0 | 0 | 0 | 0 | 0 | 0 | 0 | 0 | 0 | 0 | 0 | 0 | 0 | 0 | 0 | 0 | 0 | 0 | 0 | 0 | 0 | 0 | 0 | 0 | 0 | 0 | 0
F3_Industrial_Primary Metals_New_Space Heating_Natural Gas_Boiler_E9 | F3 | Industrial | Primary Metals | New | Space Heating | Natural Gas | Boiler | E9 | PACT BC Ratio | 0 | 0 | 0 | 0 | 0 | 0 | 0 | 0 | 0 | 0 | 0 | 0 | 0 | 0 | 0 | 0 | 0 | 0 | 0 | 0 | 0 | 0 | 0 | 0 | 0 | 0 | 0 | 0 | 0 | 0
F3_Industrial_Primary Metals_New_Space Heating_Natural Gas_Boiler_E10 | F3 | Industrial | Primary Metals | New | Space Heating | Natural Gas | Boiler | E10 | PACT BC Ratio | 0 | 0 | 0 | 0 | 0 | 0 | 0 | 0 | 0 | 0 | 0 | 0 | 0 | 0 | 0 | 0 | 0 | 0 | 0 | 0 | 0 | 0 | 0 | 0 | 0 | 0 | 0 | 0 | 0 | 0
F4_Industrial_Primary Metals_New_Space Heating_Natural Gas_Boiler_E1 | F4 | Industrial | Primary Metals | New | Space Heating | Natural Gas | Boiler | E1 | PCT BC Ratio | 0.9 | 0.9 | 0.9 | 0.9 | 0.9 | 0.9 | 0.9 | 0.9 | 0.9 | 0.9 | 0.9 | 0.9 | 0.9 | 0.9 | 0.9 | 0.9 | 0.9 | 0.9 | 0.9 | 0.9 | 0.9 | 0.9 | 0 | 0 | 0 | 0 | 0 | 0 | 0 | 0
F4_Industrial_Primary Metals_New_Space Heating_Natural Gas_Boiler_E2 | F4 | Industrial | Primary Metals | New | Space Heating | Natural Gas | Boiler | E2 | PCT BC Ratio | 5.2405 | 5.2818 | 5.2118 | 5.1446 | 5.0323 | 4.9212 | 4.8096 | 4.7075 | 4.606 | 4.517 | 4.4284 | 4.3422 | 4.2577 | 4.1765 | 4.0969 | 4.0189 | 3.9434 | 3.8712 | 3.8007 | 3.7345 | 3.671 | 3.6096 | 0 | 0 | 0 | 0 | 0 | 0 | 0 | 0
F4_Industrial_Primary Metals_New_Space Heating_Natural Gas_Boiler_E3 | F4 | Industrial | Primary Metals | New | Space Heating | Natural Gas | Boiler | E3 | PCT BC Ratio | 5.1981 | 5.239 | 5.1696 | 5.1032 | 4.9919 | 4.8819 | 4.7714 | 4.6703 | 4.5698 | 4.4817 | 4.3939 | 4.3086 | 4.225 | 4.1445 | 4.0657 | 3.9885 | 3.9138 | 3.8422 | 3.7725 | 3.7069 | 3.644 | 3.5832 | 0 | 0 | 0 | 0 | 0 | 0 | 0 | 0
F4_Industrial_Primary Metals_New_Space Heating_Natural Gas_Boiler_E4 | F4 | Industrial | Primary Metals | New | Space Heating | Natural Gas | Boiler | E4 | PCT BC Ratio | 0.94178 | 0.94177 | 0.94176 | 0.94175 | 0.94173 | 0.94172 | 0.94171 | 0.94169 | 0.94168 | 0.94167 | 0.94166 | 0.94164 | 0.94163 | 0.94162 | 0.94161 | 0.9416 | 0.94159 | 0.94158 | 0.94157 | 0.94156 | 0.94155 | 0.94155 | 0 | 0 | 0 | 0 | 0 | 0 | 0 | 0
F4_Industrial_Primary Metals_New_Space Heating_Natural Gas_Boiler_E5 | F4 | Industrial | Primary Metals | New | Space Heating | Natural Gas | Boiler | E5 | PCT BC Ratio | 0 | 0 | 0 | 0 | 0 | 0 | 0 | 0 | 0 | 0 | 0 | 0 | 0 | 0 | 0 | 0 | 0 | 0 | 0 | 0 | 0 | 0 | 0 | 0 | 0 | 0 | 0 | 0 | 0 | 0
F4_Industrial_Primary Metals_New_Space Heating_Natural Gas_Boiler_E6 | F4 | Industrial | Primary Metals | New | Space Heating | Natural Gas | Boiler | E6 | PCT BC Ratio | 0 | 0 | 0 | 0 | 0 | 0 | 0 | 0 | 0 | 0 | 0 | 0 | 0 | 0 | 0 | 0 | 0 | 0 | 0 | 0 | 0 | 0 | 0 | 0 | 0 | 0 | 0 | 0 | 0 | 0
F4_Industrial_Primary Metals_New_Space Heating_Natural Gas_Boiler_E7 | F4 | Industrial | Primary Metals | New | Space Heating | Natural Gas | Boiler | E7 | PCT BC Ratio | 0 | 0 | 0 | 0 | 0 | 0 | 0 | 0 | 0 | 0 | 0 | 0 | 0 | 0 | 0 | 0 | 0 | 0 | 0 | 0 | 0 | 0 | 0 | 0 | 0 | 0 | 0 | 0 | 0 | 0
F4_Industrial_Primary Metals_New_Space Heating_Natural Gas_Boiler_E8 | F4 | Industrial | Primary Metals | New | Space Heating | Natural Gas | Boiler | E8 | PCT BC Ratio | 0 | 0 | 0 | 0 | 0 | 0 | 0 | 0 | 0 | 0 | 0 | 0 | 0 | 0 | 0 | 0 | 0 | 0 | 0 | 0 | 0 | 0 | 0 | 0 | 0 | 0 | 0 | 0 | 0 | 0
F4_Industrial_Primary Metals_New_Space Heating_Natural Gas_Boiler_E9 | F4 | Industrial | Primary Metals | New | Space Heating | Natural Gas | Boiler | E9 | PCT BC Ratio | 0 | 0 | 0 | 0 | 0 | 0 | 0 | 0 | 0 | 0 | 0 | 0 | 0 | 0 | 0 | 0 | 0 | 0 | 0 | 0 | 0 | 0 | 0 | 0 | 0 | 0 | 0 | 0 | 0 | 0
F4_Industrial_Primary Metals_New_Space Heating_Natural Gas_Boiler_E10 | F4 | Industrial | Primary Metals | New | Space Heating | Natural Gas | Boiler | E10 | PCT BC Ratio | 0 | 0 | 0 | 0 | 0 | 0 | 0 | 0 | 0 | 0 | 0 | 0 | 0 | 0 | 0 | 0 | 0 | 0 | 0 | 0 | 0 | 0 | 0 | 0 | 0 | 0 | 0 | 0 | 0 | 0
F5_Industrial_Primary Metals_New_Space Heating_Natural Gas_Boiler_E1 | F5 | Industrial | Primary Metals | New | Space Heating | Natural Gas | Boiler | E1 | RIM BC Ratio | 0.9 | 0.9 | 0.9 | 0.9 | 0.9 | 0.9 | 0.9 | 0.9 | 0.9 | 0.9 | 0.9 | 0.9 | 0.9 | 0.9 | 0.9 | 0.9 | 0.9 | 0.9 | 0.9 | 0.9 | 0.9 | 0.9 | 0 | 0 | 0 | 0 | 0 | 0 | 0 | 0
F5_Industrial_Primary Metals_New_Space Heating_Natural Gas_Boiler_E2 | F5 | Industrial | Primary Metals | New | Space Heating | Natural Gas | Boiler | E2 | RIM BC Ratio | 0.57181 | 0.57353 | 0.5706 | 0.56773 | 0.56279 | 0.55772 | 0.55243 | 0.54741 | 0.54224 | 0.53756 | 0.53274 | 0.5279 | 0.523 | 0.51814 | 0.51323 | 0.50827 | 0.50332 | 0.49844 | 0.49354 | 0.48881 | 0.48414 | 0.47951 | 0 | 0 | 0 | 0 | 0 | 0 | 0 | 0
F5_Industrial_Primary Metals_New_Space Heating_Natural Gas_Boiler_E3 | F5 | Industrial | Primary Metals | New | Space Heating | Natural Gas | Boiler | E3 | RIM BC Ratio | 0.57002 | 0.57174 | 0.56881 | 0.56593 | 0.56097 | 0.55588 | 0.55057 | 0.54554 | 0.54035 | 0.53566 | 0.53082 | 0.52597 | 0.52106 | 0.51619 | 0.51127 | 0.5063 | 0.50134 | 0.49645 | 0.49154 | 0.4868 | 0.48212 | 0.47748 | 0 | 0 | 0 | 0 | 0 | 0 | 0 | 0
F5_Industrial_Primary Metals_New_Space Heating_Natural Gas_Boiler_E4 | F5 | Industrial | Primary Metals | New | Space Heating | Natural Gas | Boiler | E4 | RIM BC Ratio | 0.00025441 | 0.00025211 | 0.00024688 | 0.00024184 | 0.00023567 | 0.00022964 | 0.0002237 | 0.00021812 | 0.00021264 | 0.00020758 | 0.00020261 | 0.00019775 | 0.00019301 | 0.00018841 | 0.00018391 | 0.0001795 | 0.00017523 | 0.00017113 | 0.00016715 | 0.0001634 | 0.00015982 | 0.00015643 | 0 | 0 | 0 | 0 | 0 | 0 | 0 | 0
F5_Industrial_Primary Metals_New_Space Heating_Natural Gas_Boiler_E5 | F5 | Industrial | Primary Metals | New | Space Heating | Natural Gas | Boiler | E5 | RIM BC Ratio | 0 | 0 | 0 | 0 | 0 | 0 | 0 | 0 | 0 | 0 | 0 | 0 | 0 | 0 | 0 | 0 | 0 | 0 | 0 | 0 | 0 | 0 | 0 | 0 | 0 | 0 | 0 | 0 | 0 | 0
F5_Industrial_Primary Metals_New_Space Heating_Natural Gas_Boiler_E6 | F5 | Industrial | Primary Metals | New | Space Heating | Natural Gas | Boiler | E6 | RIM BC Ratio | 0 | 0 | 0 | 0 | 0 | 0 | 0 | 0 | 0 | 0 | 0 | 0 | 0 | 0 | 0 | 0 | 0 | 0 | 0 | 0 | 0 | 0 | 0 | 0 | 0 | 0 | 0 | 0 | 0 | 0
F5_Industrial_Primary Metals_New_Space Heating_Natural Gas_Boiler_E7 | F5 | Industrial | Primary Metals | New | Space Heating | Natural Gas | Boiler | E7 | RIM BC Ratio | 0 | 0 | 0 | 0 | 0 | 0 | 0 | 0 | 0 | 0 | 0 | 0 | 0 | 0 | 0 | 0 | 0 | 0 | 0 | 0 | 0 | 0 | 0 | 0 | 0 | 0 | 0 | 0 | 0 | 0
F5_Industrial_Primary Metals_New_Space Heating_Natural Gas_Boiler_E8 | F5 | Industrial | Primary Metals | New | Space Heating | Natural Gas | Boiler | E8 | RIM BC Ratio | 0 | 0 | 0 | 0 | 0 | 0 | 0 | 0 | 0 | 0 | 0 | 0 | 0 | 0 | 0 | 0 | 0 | 0 | 0 | 0 | 0 | 0 | 0 | 0 | 0 | 0 | 0 | 0 | 0 | 0
F5_Industrial_Primary Metals_New_Space Heating_Natural Gas_Boiler_E9 | F5 | Industrial | Primary Metals | New | Space Heating | Natural Gas | Boiler | E9 | RIM BC Ratio | 0 | 0 | 0 | 0 | 0 | 0 | 0 | 0 | 0 | 0 | 0 | 0 | 0 | 0 | 0 | 0 | 0 | 0 | 0 | 0 | 0 | 0 | 0 | 0 | 0 | 0 | 0 | 0 | 0 | 0
F5_Industrial_Primary Metals_New_Space Heating_Natural Gas_Boiler_E10 | F5 | Industrial | Primary Metals | New | Space Heating | Natural Gas | Boiler | E10 | RIM BC Ratio | 0 | 0 | 0 | 0 | 0 | 0 | 0 | 0 | 0 | 0 | 0 | 0 | 0 | 0 | 0 | 0 | 0 | 0 | 0 | 0 | 0 | 0 | 0 | 0 | 0 | 0 | 0 | 0 | 0 | 0
F0_Industrial_Primary Metals_New_Space Heating_Natural Gas_Unit Heater_E0 | F0 | Industrial | Primary Metals | New | Space Heating | Natural Gas | Unit Heater | E0 | Economic Unit | Infrared Radiant | Infrared Radiant | Infrared Radiant | Infrared Radiant | Infrared Radiant | Infrared Radiant | Infrared Radiant | Infrared Radiant | Infrared Radiant | Infrared Radiant | Infrared Radiant | Infrared Radiant | Infrared Radiant | Infrared Radiant | Infrared Radiant | Infrared Radiant | Infrared Radiant | Infrared Radiant | Infrared Radiant | Infrared Radiant | Infrared Radiant | Infrared Radiant | 0 | 0 | 0 | 0 | 0 | 0 | 0 | 0
F1_Industrial_Primary Metals_New_Space Heating_Natural Gas_Unit Heater_E1 | F1 | Industrial | Primary Metals | New | Space Heating | Natural Gas | Unit Heater | E1 | CCE | 0 | 0 | 0 | 0 | 0 | 0 | 0 | 0 | 0 | 0 | 0 | 0 | 0 | 0 | 0 | 0 | 0 | 0 | 0 | 0 | 0 | 0 | 0 | 0 | 0 | 0 | 0 | 0 | 0 | 0
F1_Industrial_Primary Metals_New_Space Heating_Natural Gas_Unit Heater_E2 | F1 | Industrial | Primary Metals | New | Space Heating | Natural Gas | Unit Heater | E2 | CCE | 0.025298 | 0.025298 | 0.025298 | 0.025298 | 0.025298 | 0.025298 | 0.025298 | 0.025298 | 0.025298 | 0.025298 | 0.025298 | 0.025298 | 0.025298 | 0.025298 | 0.025298 | 0.025298 | 0.025298 | 0.025298 | 0.025298 | 0.025298 | 0.025298 | 0.025298 | 0 | 0 | 0 | 0 | 0 | 0 | 0 | 0
F1_Industrial_Primary Metals_New_Space Heating_Natural Gas_Unit Heater_E3 | F1 | Industrial | Primary Metals | New | Space Heating | Natural Gas | Unit Heater | E3 | CCE | 0.0011378 | 0.0011378 | 0.0011378 | 0.0011378 | 0.0011378 | 0.0011378 | 0.0011378 | 0.0011378 | 0.0011378 | 0.0011378 | 0.0011378 | 0.0011378 | 0.0011378 | 0.0011378 | 0.0011378 | 0.0011378 | 0.0011378 | 0.0011378 | 0.0011378 | 0.0011378 | 0.0011378 | 0.0011378 | 0 | 0 | 0 | 0 | 0 | 0 | 0 | 0
F1_Industrial_Primary Metals_New_Space Heating_Natural Gas_Unit Heater_E4 | F1 | Industrial | Primary Metals | New | Space Heating | Natural Gas | Unit Heater | E4 | CCE | 0 | 0 | 0 | 0 | 0 | 0 | 0 | 0 | 0 | 0 | 0 | 0 | 0 | 0 | 0 | 0 | 0 | 0 | 0 | 0 | 0 | 0 | 0 | 0 | 0 | 0 | 0 | 0 | 0 | 0
F1_Industrial_Primary Metals_New_Space Heating_Natural Gas_Unit Heater_E5 | F1 | Industrial | Primary Metals | New | Space Heating | Natural Gas | Unit Heater | E5 | CCE | 0 | 0 | 0 | 0 | 0 | 0 | 0 | 0 | 0 | 0 | 0 | 0 | 0 | 0 | 0 | 0 | 0 | 0 | 0 | 0 | 0 | 0 | 0 | 0 | 0 | 0 | 0 | 0 | 0 | 0
F1_Industrial_Primary Metals_New_Space Heating_Natural Gas_Unit Heater_E6 | F1 | Industrial | Primary Metals | New | Space Heating | Natural Gas | Unit Heater | E6 | CCE | 0 | 0 | 0 | 0 | 0 | 0 | 0 | 0 | 0 | 0 | 0 | 0 | 0 | 0 | 0 | 0 | 0 | 0 | 0 | 0 | 0 | 0 | 0 | 0 | 0 | 0 | 0 | 0 | 0 | 0
F1_Industrial_Primary Metals_New_Space Heating_Natural Gas_Unit Heater_E7 | F1 | Industrial | Primary Metals | New | Space Heating | Natural Gas | Unit Heater | E7 | CCE | 0 | 0 | 0 | 0 | 0 | 0 | 0 | 0 | 0 | 0 | 0 | 0 | 0 | 0 | 0 | 0 | 0 | 0 | 0 | 0 | 0 | 0 | 0 | 0 | 0 | 0 | 0 | 0 | 0 | 0
F1_Industrial_Primary Metals_New_Space Heating_Natural Gas_Unit Heater_E8 | F1 | Industrial | Primary Metals | New | Space Heating | Natural Gas | Unit Heater | E8 | CCE | 0 | 0 | 0 | 0 | 0 | 0 | 0 | 0 | 0 | 0 | 0 | 0 | 0 | 0 | 0 | 0 | 0 | 0 | 0 | 0 | 0 | 0 | 0 | 0 | 0 | 0 | 0 | 0 | 0 | 0
F1_Industrial_Primary Metals_New_Space Heating_Natural Gas_Unit Heater_E9 | F1 | Industrial | Primary Metals | New | Space Heating | Natural Gas | Unit Heater | E9 | CCE | 0 | 0 | 0 | 0 | 0 | 0 | 0 | 0 | 0 | 0 | 0 | 0 | 0 | 0 | 0 | 0 | 0 | 0 | 0 | 0 | 0 | 0 | 0 | 0 | 0 | 0 | 0 | 0 | 0 | 0
F1_Industrial_Primary Metals_New_Space Heating_Natural Gas_Unit Heater_E10 | F1 | Industrial | Primary Metals | New | Space Heating | Natural Gas | Unit Heater | E10 | CCE | 0 | 0 | 0 | 0 | 0 | 0 | 0 | 0 | 0 | 0 | 0 | 0 | 0 | 0 | 0 | 0 | 0 | 0 | 0 | 0 | 0 | 0 | 0 | 0 | 0 | 0 | 0 | 0 | 0 | 0
F2_Industrial_Primary Metals_New_Space Heating_Natural Gas_Unit Heater_E1 | F2 | Industrial | Primary Metals | New | Space Heating | Natural Gas | Unit Heater | E1 | TRC BC Ratio | 0.9 | 0.9 | 0.9 | 0.9 | 0.9 | 0.9 | 0.9 | 0.9 | 0.9 | 0.9 | 0.9 | 0.9 | 0.9 | 0.9 | 0.9 | 0.9 | 0.9 | 0.9 | 0.9 | 0.9 | 0.9 | 0.9 | 0 | 0 | 0 | 0 | 0 | 0 | 0 | 0
F2_Industrial_Primary Metals_New_Space Heating_Natural Gas_Unit Heater_E2 | F2 | Industrial | Primary Metals | New | Space Heating | Natural Gas | Unit Heater | E2 | TRC BC Ratio | 0.2181 | 0.22441 | 0.22186 | 0.21944 | 0.21339 | 0.20733 | 0.20112 | 0.19555 | 0.18995 | 0.18525 | 0.18051 | 0.17591 | 0.1714 | 0.16709 | 0.16286 | 0.15871 | 0.15471 | 0.1509 | 0.14716 | 0.14369 | 0.14034 | 0.13708 | 0 | 0 | 0 | 0 | 0 | 0 | 0 | 0
F2_Industrial_Primary Metals_New_Space Heating_Natural Gas_Unit Heater_E3 | F2 | Industrial | Primary Metals | New | Space Heating | Natural Gas | Unit Heater | E3 | TRC BC Ratio | 5.5546 | 5.9201 | 5.9076 | 5.8978 | 5.7318 | 5.5622 | 5.3814 | 5.2234 | 5.0607 | 4.9317 | 4.7987 | 4.6701 | 4.5435 | 4.4241 | 4.3066 | 4.191 | 4.0803 | 3.9764 | 3.8742 | 3.7819 | 3.6939 | 3.6079 | 0 | 0 | 0 | 0 | 0 | 0 | 0 | 0
F2_Industrial_Primary Metals_New_Space Heating_Natural Gas_Unit Heater_E4 | F2 | Industrial | Primary Metals | New | Space Heating | Natural Gas | Unit Heater | E4 | TRC BC Ratio | 0 | 0 | 0 | 0 | 0 | 0 | 0 | 0 | 0 | 0 | 0 | 0 | 0 | 0 | 0 | 0 | 0 | 0 | 0 | 0 | 0 | 0 | 0 | 0 | 0 | 0 | 0 | 0 | 0 | 0
F2_Industrial_Primary Metals_New_Space Heating_Natural Gas_Unit Heater_E5 | F2 | Industrial | Primary Metals | New | Space Heating | Natural Gas | Unit Heater | E5 | TRC BC Ratio | 0 | 0 | 0 | 0 | 0 | 0 | 0 | 0 | 0 | 0 | 0 | 0 | 0 | 0 | 0 | 0 | 0 | 0 | 0 | 0 | 0 | 0 | 0 | 0 | 0 | 0 | 0 | 0 | 0 | 0
F2_Industrial_Primary Metals_New_Space Heating_Natural Gas_Unit Heater_E6 | F2 | Industrial | Primary Metals | New | Space Heating | Natural Gas | Unit Heater | E6 | TRC BC Ratio | 0 | 0 | 0 | 0 | 0 | 0 | 0 | 0 | 0 | 0 | 0 | 0 | 0 | 0 | 0 | 0 | 0 | 0 | 0 | 0 | 0 | 0 | 0 | 0 | 0 | 0 | 0 | 0 | 0 | 0
F2_Industrial_Primary Metals_New_Space Heating_Natural Gas_Unit Heater_E7 | F2 | Industrial | Primary Metals | New | Space Heating | Natural Gas | Unit Heater | E7 | TRC BC Ratio | 0 | 0 | 0 | 0 | 0 | 0 | 0 | 0 | 0 | 0 | 0 | 0 | 0 | 0 | 0 | 0 | 0 | 0 | 0 | 0 | 0 | 0 | 0 | 0 | 0 | 0 | 0 | 0 | 0 | 0
F2_Industrial_Primary Metals_New_Space Heating_Natural Gas_Unit Heater_E8 | F2 | Industrial | Primary Metals | New | Space Heating | Natural Gas | Unit Heater | E8 | TRC BC Ratio | 0 | 0 | 0 | 0 | 0 | 0 | 0 | 0 | 0 | 0 | 0 | 0 | 0 | 0 | 0 | 0 | 0 | 0 | 0 | 0 | 0 | 0 | 0 | 0 | 0 | 0 | 0 | 0 | 0 | 0
F2_Industrial_Primary Metals_New_Space Heating_Natural Gas_Unit Heater_E9 | F2 | Industrial | Primary Metals | New | Space Heating | Natural Gas | Unit Heater | E9 | TRC BC Ratio | 0 | 0 | 0 | 0 | 0 | 0 | 0 | 0 | 0 | 0 | 0 | 0 | 0 | 0 | 0 | 0 | 0 | 0 | 0 | 0 | 0 | 0 | 0 | 0 | 0 | 0 | 0 | 0 | 0 | 0
F2_Industrial_Primary Metals_New_Space Heating_Natural Gas_Unit Heater_E10 | F2 | Industrial | Primary Metals | New | Space Heating | Natural Gas | Unit Heater | E10 | TRC BC Ratio | 0 | 0 | 0 | 0 | 0 | 0 | 0 | 0 | 0 | 0 | 0 | 0 | 0 | 0 | 0 | 0 | 0 | 0 | 0 | 0 | 0 | 0 | 0 | 0 | 0 | 0 | 0 | 0 | 0 | 0
F3_Industrial_Primary Metals_New_Space Heating_Natural Gas_Unit Heater_E1 | F3 | Industrial | Primary Metals | New | Space Heating | Natural Gas | Unit Heater | E1 | PACT BC Ratio | 0.9 | 0.9 | 0.9 | 0.9 | 0.9 | 0.9 | 0.9 | 0.9 | 0.9 | 0.9 | 0.9 | 0.9 | 0.9 | 0.9 | 0.9 | 0.9 | 0.9 | 0.9 | 0.9 | 0.9 | 0.9 | 0.9 | 0 | 0 | 0 | 0 | 0 | 0 | 0 | 0
F3_Industrial_Primary Metals_New_Space Heating_Natural Gas_Unit Heater_E2 | F3 | Industrial | Primary Metals | New | Space Heating | Natural Gas | Unit Heater | E2 | PACT BC Ratio | 0.46195 | 0.47531 | 0.46991 | 0.4648 | 0.45197 | 0.43914 | 0.42598 | 0.41419 | 0.40233 | 0.39237 | 0.38233 | 0.37259 | 0.36303 | 0.35391 | 0.34495 | 0.33616 | 0.32768 | 0.31961 | 0.31169 | 0.30433 | 0.29725 | 0.29033 | 0 | 0 | 0 | 0 | 0 | 0 | 0 | 0
F3_Industrial_Primary Metals_New_Space Heating_Natural Gas_Unit Heater_E3 | F3 | Industrial | Primary Metals | New | Space Heating | Natural Gas | Unit Heater | E3 | PACT BC Ratio | 11.765 | 12.5391 | 12.5126 | 12.4918 | 12.1402 | 11.781 | 11.398 | 11.0634 | 10.7189 | 10.4457 | 10.1639 | 9.8914 | 9.6234 | 9.3705 | 9.1217 | 8.8768 | 8.6424 | 8.4222 | 8.2058 | 8.0102 | 7.8238 | 7.6418 | 0 | 0 | 0 | 0 | 0 | 0 | 0 | 0
F3_Industrial_Primary Metals_New_Space Heating_Natural Gas_Unit Heater_E4 | F3 | Industrial | Primary Metals | New | Space Heating | Natural Gas | Unit Heater | E4 | PACT BC Ratio | 0 | 0 | 0 | 0 | 0 | 0 | 0 | 0 | 0 | 0 | 0 | 0 | 0 | 0 | 0 | 0 | 0 | 0 | 0 | 0 | 0 | 0 | 0 | 0 | 0 | 0 | 0 | 0 | 0 | 0
F3_Industrial_Primary Metals_New_Space Heating_Natural Gas_Unit Heater_E5 | F3 | Industrial | Primary Metals | New | Space Heating | Natural Gas | Unit Heater | E5 | PACT BC Ratio | 0 | 0 | 0 | 0 | 0 | 0 | 0 | 0 | 0 | 0 | 0 | 0 | 0 | 0 | 0 | 0 | 0 | 0 | 0 | 0 | 0 | 0 | 0 | 0 | 0 | 0 | 0 | 0 | 0 | 0
F3_Industrial_Primary Metals_New_Space Heating_Natural Gas_Unit Heater_E6 | F3 | Industrial | Primary Metals | New | Space Heating | Natural Gas | Unit Heater | E6 | PACT BC Ratio | 0 | 0 | 0 | 0 | 0 | 0 | 0 | 0 | 0 | 0 | 0 | 0 | 0 | 0 | 0 | 0 | 0 | 0 | 0 | 0 | 0 | 0 | 0 | 0 | 0 | 0 | 0 | 0 | 0 | 0
F3_Industrial_Primary Metals_New_Space Heating_Natural Gas_Unit Heater_E7 | F3 | Industrial | Primary Metals | New | Space Heating | Natural Gas | Unit Heater | E7 | PACT BC Ratio | 0 | 0 | 0 | 0 | 0 | 0 | 0 | 0 | 0 | 0 | 0 | 0 | 0 | 0 | 0 | 0 | 0 | 0 | 0 | 0 | 0 | 0 | 0 | 0 | 0 | 0 | 0 | 0 | 0 | 0
F3_Industrial_Primary Metals_New_Space Heating_Natural Gas_Unit Heater_E8 | F3 | Industrial | Primary Metals | New | Space Heating | Natural Gas | Unit Heater | E8 | PACT BC Ratio | 0 | 0 | 0 | 0 | 0 | 0 | 0 | 0 | 0 | 0 | 0 | 0 | 0 | 0 | 0 | 0 | 0 | 0 | 0 | 0 | 0 | 0 | 0 | 0 | 0 | 0 | 0 | 0 | 0 | 0
F3_Industrial_Primary Metals_New_Space Heating_Natural Gas_Unit Heater_E9 | F3 | Industrial | Primary Metals | New | Space Heating | Natural Gas | Unit Heater | E9 | PACT BC Ratio | 0 | 0 | 0 | 0 | 0 | 0 | 0 | 0 | 0 | 0 | 0 | 0 | 0 | 0 | 0 | 0 | 0 | 0 | 0 | 0 | 0 | 0 | 0 | 0 | 0 | 0 | 0 | 0 | 0 | 0
F3_Industrial_Primary Metals_New_Space Heating_Natural Gas_Unit Heater_E10 | F3 | Industrial | Primary Metals | New | Space Heating | Natural Gas | Unit Heater | E10 | PACT BC Ratio | 0 | 0 | 0 | 0 | 0 | 0 | 0 | 0 | 0 | 0 | 0 | 0 | 0 | 0 | 0 | 0 | 0 | 0 | 0 | 0 | 0 | 0 | 0 | 0 | 0 | 0 | 0 | 0 | 0 | 0
F4_Industrial_Primary Metals_New_Space Heating_Natural Gas_Unit Heater_E1 | F4 | Industrial | Primary Metals | New | Space Heating | Natural Gas | Unit Heater | E1 | PCT BC Ratio | 0.9 | 0.9 | 0.9 | 0.9 | 0.9 | 0.9 | 0.9 | 0.9 | 0.9 | 0.9 | 0.9 | 0.9 | 0.9 | 0.9 | 0.9 | 0.9 | 0.9 | 0.9 | 0.9 | 0.9 | 0.9 | 0.9 | 0 | 0 | 0 | 0 | 0 | 0 | 0 | 0
F4_Industrial_Primary Metals_New_Space Heating_Natural Gas_Unit Heater_E2 | F4 | Industrial | Primary Metals | New | Space Heating | Natural Gas | Unit Heater | E2 | PCT BC Ratio | 0.64585 | 0.65588 | 0.65183 | 0.64799 | 0.63835 | 0.6287 | 0.61882 | 0.60996 | 0.60104 | 0.59356 | 0.58601 | 0.57869 | 0.57151 | 0.56465 | 0.55792 | 0.55132 | 0.54495 | 0.53888 | 0.53293 | 0.5274 | 0.52208 | 0.51688 | 0 | 0 | 0 | 0 | 0 | 0 | 0 | 0
F4_Industrial_Primary Metals_New_Space Heating_Natural Gas_Unit Heater_E3 | F4 | Industrial | Primary Metals | New | Space Heating | Natural Gas | Unit Heater | E3 | PCT BC Ratio | 9.14 | 9.7218 | 9.7019 | 9.6862 | 9.422 | 9.152 | 8.8642 | 8.6128 | 8.3539 | 8.1486 | 7.9368 | 7.7321 | 7.5307 | 7.3406 | 7.1536 | 6.9696 | 6.7934 | 6.628 | 6.4653 | 6.3184 | 6.1783 | 6.0415 | 0 | 0 | 0 | 0 | 0 | 0 | 0 | 0
F4_Industrial_Primary Metals_New_Space Heating_Natural Gas_Unit Heater_E4 | F4 | Industrial | Primary Metals | New | Space Heating | Natural Gas | Unit Heater | E4 | PCT BC Ratio | 0 | 0 | 0 | 0 | 0 | 0 | 0 | 0 | 0 | 0 | 0 | 0 | 0 | 0 | 0 | 0 | 0 | 0 | 0 | 0 | 0 | 0 | 0 | 0 | 0 | 0 | 0 | 0 | 0 | 0
F4_Industrial_Primary Metals_New_Space Heating_Natural Gas_Unit Heater_E5 | F4 | Industrial | Primary Metals | New | Space Heating | Natural Gas | Unit Heater | E5 | PCT BC Ratio | 0 | 0 | 0 | 0 | 0 | 0 | 0 | 0 | 0 | 0 | 0 | 0 | 0 | 0 | 0 | 0 | 0 | 0 | 0 | 0 | 0 | 0 | 0 | 0 | 0 | 0 | 0 | 0 | 0 | 0
F4_Industrial_Primary Metals_New_Space Heating_Natural Gas_Unit Heater_E6 | F4 | Industrial | Primary Metals | New | Space Heating | Natural Gas | Unit Heater | E6 | PCT BC Ratio | 0 | 0 | 0 | 0 | 0 | 0 | 0 | 0 | 0 | 0 | 0 | 0 | 0 | 0 | 0 | 0 | 0 | 0 | 0 | 0 | 0 | 0 | 0 | 0 | 0 | 0 | 0 | 0 | 0 | 0
F4_Industrial_Primary Metals_New_Space Heating_Natural Gas_Unit Heater_E7 | F4 | Industrial | Primary Metals | New | Space Heating | Natural Gas | Unit Heater | E7 | PCT BC Ratio | 0 | 0 | 0 | 0 | 0 | 0 | 0 | 0 | 0 | 0 | 0 | 0 | 0 | 0 | 0 | 0 | 0 | 0 | 0 | 0 | 0 | 0 | 0 | 0 | 0 | 0 | 0 | 0 | 0 | 0
F4_Industrial_Primary Metals_New_Space Heating_Natural Gas_Unit Heater_E8 | F4 | Industrial | Primary Metals | New | Space Heating | Natural Gas | Unit Heater | E8 | PCT BC Ratio | 0 | 0 | 0 | 0 | 0 | 0 | 0 | 0 | 0 | 0 | 0 | 0 | 0 | 0 | 0 | 0 | 0 | 0 | 0 | 0 | 0 | 0 | 0 | 0 | 0 | 0 | 0 | 0 | 0 | 0
F4_Industrial_Primary Metals_New_Space Heating_Natural Gas_Unit Heater_E9 | F4 | Industrial | Primary Metals | New | Space Heating | Natural Gas | Unit Heater | E9 | PCT BC Ratio | 0 | 0 | 0 | 0 | 0 | 0 | 0 | 0 | 0 | 0 | 0 | 0 | 0 | 0 | 0 | 0 | 0 | 0 | 0 | 0 | 0 | 0 | 0 | 0 | 0 | 0 | 0 | 0 | 0 | 0
F4_Industrial_Primary Metals_New_Space Heating_Natural Gas_Unit Heater_E10 | F4 | Industrial | Primary Metals | New | Space Heating | Natural Gas | Unit Heater | E10 | PCT BC Ratio | 0 | 0 | 0 | 0 | 0 | 0 | 0 | 0 | 0 | 0 | 0 | 0 | 0 | 0 | 0 | 0 | 0 | 0 | 0 | 0 | 0 | 0 | 0 | 0 | 0 | 0 | 0 | 0 | 0 | 0
F5_Industrial_Primary Metals_New_Space Heating_Natural Gas_Unit Heater_E1 | F5 | Industrial | Primary Metals | New | Space Heating | Natural Gas | Unit Heater | E1 | RIM BC Ratio | 0.9 | 0.9 | 0.9 | 0.9 | 0.9 | 0.9 | 0.9 | 0.9 | 0.9 | 0.9 | 0.9 | 0.9 | 0.9 | 0.9 | 0.9 | 0.9 | 0.9 | 0.9 | 0.9 | 0.9 | 0.9 | 0.9 | 0 | 0 | 0 | 0 | 0 | 0 | 0 | 0
F5_Industrial_Primary Metals_New_Space Heating_Natural Gas_Unit Heater_E2 | F5 | Industrial | Primary Metals | New | Space Heating | Natural Gas | Unit Heater | E2 | RIM BC Ratio | 0.29737 | 0.30285 | 0.30065 | 0.29855 | 0.2932 | 0.28775 | 0.28204 | 0.27682 | 0.27147 | 0.2669 | 0.26222 | 0.2576 | 0.253 | 0.24853 | 0.24408 | 0.23964 | 0.2353 | 0.23111 | 0.22695 | 0.22302 | 0.21919 | 0.21541 | 0 | 0 | 0 | 0 | 0 | 0 | 0 | 0
F5_Industrial_Primary Metals_New_Space Heating_Natural Gas_Unit Heater_E3 | F5 | Industrial | Primary Metals | New | Space Heating | Natural Gas | Unit Heater | E3 | RIM BC Ratio | 0.77938 | 0.78259 | 0.78248 | 0.7824 | 0.78098 | 0.77945 | 0.77773 | 0.77612 | 0.77438 | 0.77292 | 0.77134 | 0.76973 | 0.76806 | 0.76641 | 0.7647 | 0.76294 | 0.76117 | 0.75942 | 0.75762 | 0.75591 | 0.75422 | 0.75249 | 0 | 0 | 0 | 0 | 0 | 0 | 0 | 0
F5_Industrial_Primary Metals_New_Space Heating_Natural Gas_Unit Heater_E4 | F5 | Industrial | Primary Metals | New | Space Heating | Natural Gas | Unit Heater | E4 | RIM BC Ratio | 0 | 0 | 0 | 0 | 0 | 0 | 0 | 0 | 0 | 0 | 0 | 0 | 0 | 0 | 0 | 0 | 0 | 0 | 0 | 0 | 0 | 0 | 0 | 0 | 0 | 0 | 0 | 0 | 0 | 0
F5_Industrial_Primary Metals_New_Space Heating_Natural Gas_Unit Heater_E5 | F5 | Industrial | Primary Metals | New | Space Heating | Natural Gas | Unit Heater | E5 | RIM BC Ratio | 0 | 0 | 0 | 0 | 0 | 0 | 0 | 0 | 0 | 0 | 0 | 0 | 0 | 0 | 0 | 0 | 0 | 0 | 0 | 0 | 0 | 0 | 0 | 0 | 0 | 0 | 0 | 0 | 0 | 0
F5_Industrial_Primary Metals_New_Space Heating_Natural Gas_Unit Heater_E6 | F5 | Industrial | Primary Metals | New | Space Heating | Natural Gas | Unit Heater | E6 | RIM BC Ratio | 0 | 0 | 0 | 0 | 0 | 0 | 0 | 0 | 0 | 0 | 0 | 0 | 0 | 0 | 0 | 0 | 0 | 0 | 0 | 0 | 0 | 0 | 0 | 0 | 0 | 0 | 0 | 0 | 0 | 0
F5_Industrial_Primary Metals_New_Space Heating_Natural Gas_Unit Heater_E7 | F5 | Industrial | Primary Metals | New | Space Heating | Natural Gas | Unit Heater | E7 | RIM BC Ratio | 0 | 0 | 0 | 0 | 0 | 0 | 0 | 0 | 0 | 0 | 0 | 0 | 0 | 0 | 0 | 0 | 0 | 0 | 0 | 0 | 0 | 0 | 0 | 0 | 0 | 0 | 0 | 0 | 0 | 0
F5_Industrial_Primary Metals_New_Space Heating_Natural Gas_Unit Heater_E8 | F5 | Industrial | Primary Metals | New | Space Heating | Natural Gas | Unit Heater | E8 | RIM BC Ratio | 0 | 0 | 0 | 0 | 0 | 0 | 0 | 0 | 0 | 0 | 0 | 0 | 0 | 0 | 0 | 0 | 0 | 0 | 0 | 0 | 0 | 0 | 0 | 0 | 0 | 0 | 0 | 0 | 0 | 0
F5_Industrial_Primary Metals_New_Space Heating_Natural Gas_Unit Heater_E9 | F5 | Industrial | Primary Metals | New | Space Heating | Natural Gas | Unit Heater | E9 | RIM BC Ratio | 0 | 0 | 0 | 0 | 0 | 0 | 0 | 0 | 0 | 0 | 0 | 0 | 0 | 0 | 0 | 0 | 0 | 0 | 0 | 0 | 0 | 0 | 0 | 0 | 0 | 0 | 0 | 0 | 0 | 0
F5_Industrial_Primary Metals_New_Space Heating_Natural Gas_Unit Heater_E10 | F5 | Industrial | Primary Metals | New | Space Heating | Natural Gas | Unit Heater | E10 | RIM BC Ratio | 0 | 0 | 0 | 0 | 0 | 0 | 0 | 0 | 0 | 0 | 0 | 0 | 0 | 0 | 0 | 0 | 0 | 0 | 0 | 0 | 0 | 0 | 0 | 0 | 0 | 0 | 0 | 0 | 0 | 0
F0_Industrial_Primary Metals_New_Process_Natural Gas_Process Boiler_E0 | F0 | Industrial | Primary Metals | New | Process | Natural Gas | Process Boiler | E0 | Economic Unit | EF .80 | EF .80 | EF .80 | EF .80 | EF .80 | EF .80 | EF .80 | EF .80 | EF .80 | EF .80 | EF .80 | EF .80 | EF .80 | EF .80 | EF .80 | EF .80 | EF .80 | EF .80 | EF .80 | EF .80 | EF .80 | EF .80 | 0 | 0 | 0 | 0 | 0 | 0 | 0 | 0
F1_Industrial_Primary Metals_New_Process_Natural Gas_Process Boiler_E1 | F1 | Industrial | Primary Metals | New | Process | Natural Gas | Process Boiler | E1 | CCE | 0 | 0 | 0 | 0 | 0 | 0 | 0 | 0 | 0 | 0 | 0 | 0 | 0 | 0 | 0 | 0 | 0 | 0 | 0 | 0 | 0 | 0 | 0 | 0 | 0 | 0 | 0 | 0 | 0 | 0
F1_Industrial_Primary Metals_New_Process_Natural Gas_Process Boiler_E2 | F1 | Industrial | Primary Metals | New | Process | Natural Gas | Process Boiler | E2 | CCE | 0 | 0 | 0 | 0 | 0 | 0 | 0 | 0 | 0 | 0 | 0 | 0 | 0 | 0 | 0 | 0 | 0 | 0 | 0 | 0 | 0 | 0 | 0 | 0 | 0 | 0 | 0 | 0 | 0 | 0
F1_Industrial_Primary Metals_New_Process_Natural Gas_Process Boiler_E3 | F1 | Industrial | Primary Metals | New | Process | Natural Gas | Process Boiler | E3 | CCE | 0 | 0 | 0 | 0 | 0 | 0 | 0 | 0 | 0 | 0 | 0 | 0 | 0 | 0 | 0 | 0 | 0 | 0 | 0 | 0 | 0 | 0 | 0 | 0 | 0 | 0 | 0 | 0 | 0 | 0
F1_Industrial_Primary Metals_New_Process_Natural Gas_Process Boiler_E4 | F1 | Industrial | Primary Metals | New | Process | Natural Gas | Process Boiler | E4 | CCE | 0 | 0 | 0 | 0 | 0 | 0 | 0 | 0 | 0 | 0 | 0 | 0 | 0 | 0 | 0 | 0 | 0 | 0 | 0 | 0 | 0 | 0 | 0 | 0 | 0 | 0 | 0 | 0 | 0 | 0
F1_Industrial_Primary Metals_New_Process_Natural Gas_Process Boiler_E5 | F1 | Industrial | Primary Metals | New | Process | Natural Gas | Process Boiler | E5 | CCE | 0 | 0 | 0 | 0 | 0 | 0 | 0 | 0 | 0 | 0 | 0 | 0 | 0 | 0 | 0 | 0 | 0 | 0 | 0 | 0 | 0 | 0 | 0 | 0 | 0 | 0 | 0 | 0 | 0 | 0
F1_Industrial_Primary Metals_New_Process_Natural Gas_Process Boiler_E6 | F1 | Industrial | Primary Metals | New | Process | Natural Gas | Process Boiler | E6 | CCE | 0 | 0 | 0 | 0 | 0 | 0 | 0 | 0 | 0 | 0 | 0 | 0 | 0 | 0 | 0 | 0 | 0 | 0 | 0 | 0 | 0 | 0 | 0 | 0 | 0 | 0 | 0 | 0 | 0 | 0
F1_Industrial_Primary Metals_New_Process_Natural Gas_Process Boiler_E7 | F1 | Industrial | Primary Metals | New | Process | Natural Gas | Process Boiler | E7 | CCE | 0 | 0 | 0 | 0 | 0 | 0 | 0 | 0 | 0 | 0 | 0 | 0 | 0 | 0 | 0 | 0 | 0 | 0 | 0 | 0 | 0 | 0 | 0 | 0 | 0 | 0 | 0 | 0 | 0 | 0
F1_Industrial_Primary Metals_New_Process_Natural Gas_Process Boiler_E8 | F1 | Industrial | Primary Metals | New | Process | Natural Gas | Process Boiler | E8 | CCE | 0 | 0 | 0 | 0 | 0 | 0 | 0 | 0 | 0 | 0 | 0 | 0 | 0 | 0 | 0 | 0 | 0 | 0 | 0 | 0 | 0 | 0 | 0 | 0 | 0 | 0 | 0 | 0 | 0 | 0
F1_Industrial_Primary Metals_New_Process_Natural Gas_Process Boiler_E9 | F1 | Industrial | Primary Metals | New | Process | Natural Gas | Process Boiler | E9 | CCE | 0 | 0 | 0 | 0 | 0 | 0 | 0 | 0 | 0 | 0 | 0 | 0 | 0 | 0 | 0 | 0 | 0 | 0 | 0 | 0 | 0 | 0 | 0 | 0 | 0 | 0 | 0 | 0 | 0 | 0
F1_Industrial_Primary Metals_New_Process_Natural Gas_Process Boiler_E10 | F1 | Industrial | Primary Metals | New | Process | Natural Gas | Process Boiler | E10 | CCE | 0 | 0 | 0 | 0 | 0 | 0 | 0 | 0 | 0 | 0 | 0 | 0 | 0 | 0 | 0 | 0 | 0 | 0 | 0 | 0 | 0 | 0 | 0 | 0 | 0 | 0 | 0 | 0 | 0 | 0
F2_Industrial_Primary Metals_New_Process_Natural Gas_Process Boiler_E1 | F2 | Industrial | Primary Metals | New | Process | Natural Gas | Process Boiler | E1 | TRC BC Ratio | 0.9 | 0.9 | 0.9 | 0.9 | 0.9 | 0.9 | 0.9 | 0.9 | 0.9 | 0.9 | 0.9 | 0.9 | 0.9 | 0.9 | 0.9 | 0.9 | 0.9 | 0.9 | 0.9 | 0.9 | 0.9 | 0.9 | 0 | 0 | 0 | 0 | 0 | 0 | 0 | 0
F2_Industrial_Primary Metals_New_Process_Natural Gas_Process Boiler_E2 | F2 | Industrial | Primary Metals | New | Process | Natural Gas | Process Boiler | E2 | TRC BC Ratio | 0 | 0 | 0 | 0 | 0 | 0 | 0 | 0 | 0 | 0 | 0 | 0 | 0 | 0 | 0 | 0 | 0 | 0 | 0 | 0 | 0 | 0 | 0 | 0 | 0 | 0 | 0 | 0 | 0 | 0
F2_Industrial_Primary Metals_New_Process_Natural Gas_Process Boiler_E3 | F2 | Industrial | Primary Metals | New | Process | Natural Gas | Process Boiler | E3 | TRC BC Ratio | 0 | 0 | 0 | 0 | 0 | 0 | 0 | 0 | 0 | 0 | 0 | 0 | 0 | 0 | 0 | 0 | 0 | 0 | 0 | 0 | 0 | 0 | 0 | 0 | 0 | 0 | 0 | 0 | 0 | 0
F2_Industrial_Primary Metals_New_Process_Natural Gas_Process Boiler_E4 | F2 | Industrial | Primary Metals | New | Process | Natural Gas | Process Boiler | E4 | TRC BC Ratio | 0 | 0 | 0 | 0 | 0 | 0 | 0 | 0 | 0 | 0 | 0 | 0 | 0 | 0 | 0 | 0 | 0 | 0 | 0 | 0 | 0 | 0 | 0 | 0 | 0 | 0 | 0 | 0 | 0 | 0
F2_Industrial_Primary Metals_New_Process_Natural Gas_Process Boiler_E5 | F2 | Industrial | Primary Metals | New | Process | Natural Gas | Process Boiler | E5 | TRC BC Ratio | 0 | 0 | 0 | 0 | 0 | 0 | 0 | 0 | 0 | 0 | 0 | 0 | 0 | 0 | 0 | 0 | 0 | 0 | 0 | 0 | 0 | 0 | 0 | 0 | 0 | 0 | 0 | 0 | 0 | 0
F2_Industrial_Primary Metals_New_Process_Natural Gas_Process Boiler_E6 | F2 | Industrial | Primary Metals | New | Process | Natural Gas | Process Boiler | E6 | TRC BC Ratio | 0 | 0 | 0 | 0 | 0 | 0 | 0 | 0 | 0 | 0 | 0 | 0 | 0 | 0 | 0 | 0 | 0 | 0 | 0 | 0 | 0 | 0 | 0 | 0 | 0 | 0 | 0 | 0 | 0 | 0
F2_Industrial_Primary Metals_New_Process_Natural Gas_Process Boiler_E7 | F2 | Industrial | Primary Metals | New | Process | Natural Gas | Process Boiler | E7 | TRC BC Ratio | 0 | 0 | 0 | 0 | 0 | 0 | 0 | 0 | 0 | 0 | 0 | 0 | 0 | 0 | 0 | 0 | 0 | 0 | 0 | 0 | 0 | 0 | 0 | 0 | 0 | 0 | 0 | 0 | 0 | 0
F2_Industrial_Primary Metals_New_Process_Natural Gas_Process Boiler_E8 | F2 | Industrial | Primary Metals | New | Process | Natural Gas | Process Boiler | E8 | TRC BC Ratio | 0 | 0 | 0 | 0 | 0 | 0 | 0 | 0 | 0 | 0 | 0 | 0 | 0 | 0 | 0 | 0 | 0 | 0 | 0 | 0 | 0 | 0 | 0 | 0 | 0 | 0 | 0 | 0 | 0 | 0
F2_Industrial_Primary Metals_New_Process_Natural Gas_Process Boiler_E9 | F2 | Industrial | Primary Metals | New | Process | Natural Gas | Process Boiler | E9 | TRC BC Ratio | 0 | 0 | 0 | 0 | 0 | 0 | 0 | 0 | 0 | 0 | 0 | 0 | 0 | 0 | 0 | 0 | 0 | 0 | 0 | 0 | 0 | 0 | 0 | 0 | 0 | 0 | 0 | 0 | 0 | 0
F2_Industrial_Primary Metals_New_Process_Natural Gas_Process Boiler_E10 | F2 | Industrial | Primary Metals | New | Process | Natural Gas | Process Boiler | E10 | TRC BC Ratio | 0 | 0 | 0 | 0 | 0 | 0 | 0 | 0 | 0 | 0 | 0 | 0 | 0 | 0 | 0 | 0 | 0 | 0 | 0 | 0 | 0 | 0 | 0 | 0 | 0 | 0 | 0 | 0 | 0 | 0
F3_Industrial_Primary Metals_New_Process_Natural Gas_Process Boiler_E1 | F3 | Industrial | Primary Metals | New | Process | Natural Gas | Process Boiler | E1 | PACT BC Ratio | 0.9 | 0.9 | 0.9 | 0.9 | 0.9 | 0.9 | 0.9 | 0.9 | 0.9 | 0.9 | 0.9 | 0.9 | 0.9 | 0.9 | 0.9 | 0.9 | 0.9 | 0.9 | 0.9 | 0.9 | 0.9 | 0.9 | 0 | 0 | 0 | 0 | 0 | 0 | 0 | 0
F3_Industrial_Primary Metals_New_Process_Natural Gas_Process Boiler_E2 | F3 | Industrial | Primary Metals | New | Process | Natural Gas | Process Boiler | E2 | PACT BC Ratio | 0 | 0 | 0 | 0 | 0 | 0 | 0 | 0 | 0 | 0 | 0 | 0 | 0 | 0 | 0 | 0 | 0 | 0 | 0 | 0 | 0 | 0 | 0 | 0 | 0 | 0 | 0 | 0 | 0 | 0
F3_Industrial_Primary Metals_New_Process_Natural Gas_Process Boiler_E3 | F3 | Industrial | Primary Metals | New | Process | Natural Gas | Process Boiler | E3 | PACT BC Ratio | 0 | 0 | 0 | 0 | 0 | 0 | 0 | 0 | 0 | 0 | 0 | 0 | 0 | 0 | 0 | 0 | 0 | 0 | 0 | 0 | 0 | 0 | 0 | 0 | 0 | 0 | 0 | 0 | 0 | 0
F3_Industrial_Primary Metals_New_Process_Natural Gas_Process Boiler_E4 | F3 | Industrial | Primary Metals | New | Process | Natural Gas | Process Boiler | E4 | PACT BC Ratio | 0 | 0 | 0 | 0 | 0 | 0 | 0 | 0 | 0 | 0 | 0 | 0 | 0 | 0 | 0 | 0 | 0 | 0 | 0 | 0 | 0 | 0 | 0 | 0 | 0 | 0 | 0 | 0 | 0 | 0
F3_Industrial_Primary Metals_New_Process_Natural Gas_Process Boiler_E5 | F3 | Industrial | Primary Metals | New | Process | Natural Gas | Process Boiler | E5 | PACT BC Ratio | 0 | 0 | 0 | 0 | 0 | 0 | 0 | 0 | 0 | 0 | 0 | 0 | 0 | 0 | 0 | 0 | 0 | 0 | 0 | 0 | 0 | 0 | 0 | 0 | 0 | 0 | 0 | 0 | 0 | 0
F3_Industrial_Primary Metals_New_Process_Natural Gas_Process Boiler_E6 | F3 | Industrial | Primary Metals | New | Process | Natural Gas | Process Boiler | E6 | PACT BC Ratio | 0 | 0 | 0 | 0 | 0 | 0 | 0 | 0 | 0 | 0 | 0 | 0 | 0 | 0 | 0 | 0 | 0 | 0 | 0 | 0 | 0 | 0 | 0 | 0 | 0 | 0 | 0 | 0 | 0 | 0
F3_Industrial_Primary Metals_New_Process_Natural Gas_Process Boiler_E7 | F3 | Industrial | Primary Metals | New | Process | Natural Gas | Process Boiler | E7 | PACT BC Ratio | 0 | 0 | 0 | 0 | 0 | 0 | 0 | 0 | 0 | 0 | 0 | 0 | 0 | 0 | 0 | 0 | 0 | 0 | 0 | 0 | 0 | 0 | 0 | 0 | 0 | 0 | 0 | 0 | 0 | 0
F3_Industrial_Primary Metals_New_Process_Natural Gas_Process Boiler_E8 | F3 | Industrial | Primary Metals | New | Process | Natural Gas | Process Boiler | E8 | PACT BC Ratio | 0 | 0 | 0 | 0 | 0 | 0 | 0 | 0 | 0 | 0 | 0 | 0 | 0 | 0 | 0 | 0 | 0 | 0 | 0 | 0 | 0 | 0 | 0 | 0 | 0 | 0 | 0 | 0 | 0 | 0
F3_Industrial_Primary Metals_New_Process_Natural Gas_Process Boiler_E9 | F3 | Industrial | Primary Metals | New | Process | Natural Gas | Process Boiler | E9 | PACT BC Ratio | 0 | 0 | 0 | 0 | 0 | 0 | 0 | 0 | 0 | 0 | 0 | 0 | 0 | 0 | 0 | 0 | 0 | 0 | 0 | 0 | 0 | 0 | 0 | 0 | 0 | 0 | 0 | 0 | 0 | 0
F3_Industrial_Primary Metals_New_Process_Natural Gas_Process Boiler_E10 | F3 | Industrial | Primary Metals | New | Process | Natural Gas | Process Boiler | E10 | PACT BC Ratio | 0 | 0 | 0 | 0 | 0 | 0 | 0 | 0 | 0 | 0 | 0 | 0 | 0 | 0 | 0 | 0 | 0 | 0 | 0 | 0 | 0 | 0 | 0 | 0 | 0 | 0 | 0 | 0 | 0 | 0
F4_Industrial_Primary Metals_New_Process_Natural Gas_Process Boiler_E1 | F4 | Industrial | Primary Metals | New | Process | Natural Gas | Process Boiler | E1 | PCT BC Ratio | 0.9 | 0.9 | 0.9 | 0.9 | 0.9 | 0.9 | 0.9 | 0.9 | 0.9 | 0.9 | 0.9 | 0.9 | 0.9 | 0.9 | 0.9 | 0.9 | 0.9 | 0.9 | 0.9 | 0.9 | 0.9 | 0.9 | 0 | 0 | 0 | 0 | 0 | 0 | 0 | 0
F4_Industrial_Primary Metals_New_Process_Natural Gas_Process Boiler_E2 | F4 | Industrial | Primary Metals | New | Process | Natural Gas | Process Boiler | E2 | PCT BC Ratio | 0 | 0 | 0 | 0 | 0 | 0 | 0 | 0 | 0 | 0 | 0 | 0 | 0 | 0 | 0 | 0 | 0 | 0 | 0 | 0 | 0 | 0 | 0 | 0 | 0 | 0 | 0 | 0 | 0 | 0
F4_Industrial_Primary Metals_New_Process_Natural Gas_Process Boiler_E3 | F4 | Industrial | Primary Metals | New | Process | Natural Gas | Process Boiler | E3 | PCT BC Ratio | 0 | 0 | 0 | 0 | 0 | 0 | 0 | 0 | 0 | 0 | 0 | 0 | 0 | 0 | 0 | 0 | 0 | 0 | 0 | 0 | 0 | 0 | 0 | 0 | 0 | 0 | 0 | 0 | 0 | 0
F4_Industrial_Primary Metals_New_Process_Natural Gas_Process Boiler_E4 | F4 | Industrial | Primary Metals | New | Process | Natural Gas | Process Boiler | E4 | PCT BC Ratio | 0 | 0 | 0 | 0 | 0 | 0 | 0 | 0 | 0 | 0 | 0 | 0 | 0 | 0 | 0 | 0 | 0 | 0 | 0 | 0 | 0 | 0 | 0 | 0 | 0 | 0 | 0 | 0 | 0 | 0
F4_Industrial_Primary Metals_New_Process_Natural Gas_Process Boiler_E5 | F4 | Industrial | Primary Metals | New | Process | Natural Gas | Process Boiler | E5 | PCT BC Ratio | 0 | 0 | 0 | 0 | 0 | 0 | 0 | 0 | 0 | 0 | 0 | 0 | 0 | 0 | 0 | 0 | 0 | 0 | 0 | 0 | 0 | 0 | 0 | 0 | 0 | 0 | 0 | 0 | 0 | 0
F4_Industrial_Primary Metals_New_Process_Natural Gas_Process Boiler_E6 | F4 | Industrial | Primary Metals | New | Process | Natural Gas | Process Boiler | E6 | PCT BC Ratio | 0 | 0 | 0 | 0 | 0 | 0 | 0 | 0 | 0 | 0 | 0 | 0 | 0 | 0 | 0 | 0 | 0 | 0 | 0 | 0 | 0 | 0 | 0 | 0 | 0 | 0 | 0 | 0 | 0 | 0
F4_Industrial_Primary Metals_New_Process_Natural Gas_Process Boiler_E7 | F4 | Industrial | Primary Metals | New | Process | Natural Gas | Process Boiler | E7 | PCT BC Ratio | 0 | 0 | 0 | 0 | 0 | 0 | 0 | 0 | 0 | 0 | 0 | 0 | 0 | 0 | 0 | 0 | 0 | 0 | 0 | 0 | 0 | 0 | 0 | 0 | 0 | 0 | 0 | 0 | 0 | 0
F4_Industrial_Primary Metals_New_Process_Natural Gas_Process Boiler_E8 | F4 | Industrial | Primary Metals | New | Process | Natural Gas | Process Boiler | E8 | PCT BC Ratio | 0 | 0 | 0 | 0 | 0 | 0 | 0 | 0 | 0 | 0 | 0 | 0 | 0 | 0 | 0 | 0 | 0 | 0 | 0 | 0 | 0 | 0 | 0 | 0 | 0 | 0 | 0 | 0 | 0 | 0
F4_Industrial_Primary Metals_New_Process_Natural Gas_Process Boiler_E9 | F4 | Industrial | Primary Metals | New | Process | Natural Gas | Process Boiler | E9 | PCT BC Ratio | 0 | 0 | 0 | 0 | 0 | 0 | 0 | 0 | 0 | 0 | 0 | 0 | 0 | 0 | 0 | 0 | 0 | 0 | 0 | 0 | 0 | 0 | 0 | 0 | 0 | 0 | 0 | 0 | 0 | 0
F4_Industrial_Primary Metals_New_Process_Natural Gas_Process Boiler_E10 | F4 | Industrial | Primary Metals | New | Process | Natural Gas | Process Boiler | E10 | PCT BC Ratio | 0 | 0 | 0 | 0 | 0 | 0 | 0 | 0 | 0 | 0 | 0 | 0 | 0 | 0 | 0 | 0 | 0 | 0 | 0 | 0 | 0 | 0 | 0 | 0 | 0 | 0 | 0 | 0 | 0 | 0
F5_Industrial_Primary Metals_New_Process_Natural Gas_Process Boiler_E1 | F5 | Industrial | Primary Metals | New | Process | Natural Gas | Process Boiler | E1 | RIM BC Ratio | 0.9 | 0.9 | 0.9 | 0.9 | 0.9 | 0.9 | 0.9 | 0.9 | 0.9 | 0.9 | 0.9 | 0.9 | 0.9 | 0.9 | 0.9 | 0.9 | 0.9 | 0.9 | 0.9 | 0.9 | 0.9 | 0.9 | 0 | 0 | 0 | 0 | 0 | 0 | 0 | 0
F5_Industrial_Primary Metals_New_Process_Natural Gas_Process Boiler_E2 | F5 | Industrial | Primary Metals | New | Process | Natural Gas | Process Boiler | E2 | RIM BC Ratio | 0 | 0 | 0 | 0 | 0 | 0 | 0 | 0 | 0 | 0 | 0 | 0 | 0 | 0 | 0 | 0 | 0 | 0 | 0 | 0 | 0 | 0 | 0 | 0 | 0 | 0 | 0 | 0 | 0 | 0
F5_Industrial_Primary Metals_New_Process_Natural Gas_Process Boiler_E3 | F5 | Industrial | Primary Metals | New | Process | Natural Gas | Process Boiler | E3 | RIM BC Ratio | 0 | 0 | 0 | 0 | 0 | 0 | 0 | 0 | 0 | 0 | 0 | 0 | 0 | 0 | 0 | 0 | 0 | 0 | 0 | 0 | 0 | 0 | 0 | 0 | 0 | 0 | 0 | 0 | 0 | 0
F5_Industrial_Primary Metals_New_Process_Natural Gas_Process Boiler_E4 | F5 | Industrial | Primary Metals | New | Process | Natural Gas | Process Boiler | E4 | RIM BC Ratio | 0 | 0 | 0 | 0 | 0 | 0 | 0 | 0 | 0 | 0 | 0 | 0 | 0 | 0 | 0 | 0 | 0 | 0 | 0 | 0 | 0 | 0 | 0 | 0 | 0 | 0 | 0 | 0 | 0 | 0
F5_Industrial_Primary Metals_New_Process_Natural Gas_Process Boiler_E5 | F5 | Industrial | Primary Metals | New | Process | Natural Gas | Process Boiler | E5 | RIM BC Ratio | 0 | 0 | 0 | 0 | 0 | 0 | 0 | 0 | 0 | 0 | 0 | 0 | 0 | 0 | 0 | 0 | 0 | 0 | 0 | 0 | 0 | 0 | 0 | 0 | 0 | 0 | 0 | 0 | 0 | 0
F5_Industrial_Primary Metals_New_Process_Natural Gas_Process Boiler_E6 | F5 | Industrial | Primary Metals | New | Process | Natural Gas | Process Boiler | E6 | RIM BC Ratio | 0 | 0 | 0 | 0 | 0 | 0 | 0 | 0 | 0 | 0 | 0 | 0 | 0 | 0 | 0 | 0 | 0 | 0 | 0 | 0 | 0 | 0 | 0 | 0 | 0 | 0 | 0 | 0 | 0 | 0
F5_Industrial_Primary Metals_New_Process_Natural Gas_Process Boiler_E7 | F5 | Industrial | Primary Metals | New | Process | Natural Gas | Process Boiler | E7 | RIM BC Ratio | 0 | 0 | 0 | 0 | 0 | 0 | 0 | 0 | 0 | 0 | 0 | 0 | 0 | 0 | 0 | 0 | 0 | 0 | 0 | 0 | 0 | 0 | 0 | 0 | 0 | 0 | 0 | 0 | 0 | 0
F5_Industrial_Primary Metals_New_Process_Natural Gas_Process Boiler_E8 | F5 | Industrial | Primary Metals | New | Process | Natural Gas | Process Boiler | E8 | RIM BC Ratio | 0 | 0 | 0 | 0 | 0 | 0 | 0 | 0 | 0 | 0 | 0 | 0 | 0 | 0 | 0 | 0 | 0 | 0 | 0 | 0 | 0 | 0 | 0 | 0 | 0 | 0 | 0 | 0 | 0 | 0
F5_Industrial_Primary Metals_New_Process_Natural Gas_Process Boiler_E9 | F5 | Industrial | Primary Metals | New | Process | Natural Gas | Process Boiler | E9 | RIM BC Ratio | 0 | 0 | 0 | 0 | 0 | 0 | 0 | 0 | 0 | 0 | 0 | 0 | 0 | 0 | 0 | 0 | 0 | 0 | 0 | 0 | 0 | 0 | 0 | 0 | 0 | 0 | 0 | 0 | 0 | 0
F5_Industrial_Primary Metals_New_Process_Natural Gas_Process Boiler_E10 | F5 | Industrial | Primary Metals | New | Process | Natural Gas | Process Boiler | E10 | RIM BC Ratio | 0 | 0 | 0 | 0 | 0 | 0 | 0 | 0 | 0 | 0 | 0 | 0 | 0 | 0 | 0 | 0 | 0 | 0 | 0 | 0 | 0 | 0 | 0 | 0 | 0 | 0 | 0 | 0 | 0 | 0
F0_Industrial_Primary Metals_New_Process_Natural Gas_Process Heating_E0 | F0 | Industrial | Primary Metals | New | Process | Natural Gas | Process Heating | E0 | Economic Unit | Standard | Standard | Standard | Standard | Standard | Standard | Standard | Standard | Standard | Standard | Standard | Standard | Standard | Standard | Standard | Standard | Standard | Standard | Standard | Standard | Standard | Standard | 0 | 0 | 0 | 0 | 0 | 0 | 0 | 0
F1_Industrial_Primary Metals_New_Process_Natural Gas_Process Heating_E1 | F1 | Industrial | Primary Metals | New | Process | Natural Gas | Process Heating | E1 | CCE | 0 | 0 | 0 | 0 | 0 | 0 | 0 | 0 | 0 | 0 | 0 | 0 | 0 | 0 | 0 | 0 | 0 | 0 | 0 | 0 | 0 | 0 | 0 | 0 | 0 | 0 | 0 | 0 | 0 | 0
F1_Industrial_Primary Metals_New_Process_Natural Gas_Process Heating_E2 | F1 | Industrial | Primary Metals | New | Process | Natural Gas | Process Heating | E2 | CCE | 0 | 0 | 0 | 0 | 0 | 0 | 0 | 0 | 0 | 0 | 0 | 0 | 0 | 0 | 0 | 0 | 0 | 0 | 0 | 0 | 0 | 0 | 0 | 0 | 0 | 0 | 0 | 0 | 0 | 0
F1_Industrial_Primary Metals_New_Process_Natural Gas_Process Heating_E3 | F1 | Industrial | Primary Metals | New | Process | Natural Gas | Process Heating | E3 | CCE | 0 | 0 | 0 | 0 | 0 | 0 | 0 | 0 | 0 | 0 | 0 | 0 | 0 | 0 | 0 | 0 | 0 | 0 | 0 | 0 | 0 | 0 | 0 | 0 | 0 | 0 | 0 | 0 | 0 | 0
F1_Industrial_Primary Metals_New_Process_Natural Gas_Process Heating_E4 | F1 | Industrial | Primary Metals | New | Process | Natural Gas | Process Heating | E4 | CCE | 0 | 0 | 0 | 0 | 0 | 0 | 0 | 0 | 0 | 0 | 0 | 0 | 0 | 0 | 0 | 0 | 0 | 0 | 0 | 0 | 0 | 0 | 0 | 0 | 0 | 0 | 0 | 0 | 0 | 0
F1_Industrial_Primary Metals_New_Process_Natural Gas_Process Heating_E5 | F1 | Industrial | Primary Metals | New | Process | Natural Gas | Process Heating | E5 | CCE | 0 | 0 | 0 | 0 | 0 | 0 | 0 | 0 | 0 | 0 | 0 | 0 | 0 | 0 | 0 | 0 | 0 | 0 | 0 | 0 | 0 | 0 | 0 | 0 | 0 | 0 | 0 | 0 | 0 | 0
F1_Industrial_Primary Metals_New_Process_Natural Gas_Process Heating_E6 | F1 | Industrial | Primary Metals | New | Process | Natural Gas | Process Heating | E6 | CCE | 0 | 0 | 0 | 0 | 0 | 0 | 0 | 0 | 0 | 0 | 0 | 0 | 0 | 0 | 0 | 0 | 0 | 0 | 0 | 0 | 0 | 0 | 0 | 0 | 0 | 0 | 0 | 0 | 0 | 0
F1_Industrial_Primary Metals_New_Process_Natural Gas_Process Heating_E7 | F1 | Industrial | Primary Metals | New | Process | Natural Gas | Process Heating | E7 | CCE | 0 | 0 | 0 | 0 | 0 | 0 | 0 | 0 | 0 | 0 | 0 | 0 | 0 | 0 | 0 | 0 | 0 | 0 | 0 | 0 | 0 | 0 | 0 | 0 | 0 | 0 | 0 | 0 | 0 | 0
F1_Industrial_Primary Metals_New_Process_Natural Gas_Process Heating_E8 | F1 | Industrial | Primary Metals | New | Process | Natural Gas | Process Heating | E8 | CCE | 0 | 0 | 0 | 0 | 0 | 0 | 0 | 0 | 0 | 0 | 0 | 0 | 0 | 0 | 0 | 0 | 0 | 0 | 0 | 0 | 0 | 0 | 0 | 0 | 0 | 0 | 0 | 0 | 0 | 0
F1_Industrial_Primary Metals_New_Process_Natural Gas_Process Heating_E9 | F1 | Industrial | Primary Metals | New | Process | Natural Gas | Process Heating | E9 | CCE | 0 | 0 | 0 | 0 | 0 | 0 | 0 | 0 | 0 | 0 | 0 | 0 | 0 | 0 | 0 | 0 | 0 | 0 | 0 | 0 | 0 | 0 | 0 | 0 | 0 | 0 | 0 | 0 | 0 | 0
F1_Industrial_Primary Metals_New_Process_Natural Gas_Process Heating_E10 | F1 | Industrial | Primary Metals | New | Process | Natural Gas | Process Heating | E10 | CCE | 0 | 0 | 0 | 0 | 0 | 0 | 0 | 0 | 0 | 0 | 0 | 0 | 0 | 0 | 0 | 0 | 0 | 0 | 0 | 0 | 0 | 0 | 0 | 0 | 0 | 0 | 0 | 0 | 0 | 0
F2_Industrial_Primary Metals_New_Process_Natural Gas_Process Heating_E1 | F2 | Industrial | Primary Metals | New | Process | Natural Gas | Process Heating | E1 | TRC BC Ratio | 0.9 | 0.9 | 0.9 | 0.9 | 0.9 | 0.9 | 0.9 | 0.9 | 0.9 | 0.9 | 0.9 | 0.9 | 0.9 | 0.9 | 0.9 | 0.9 | 0.9 | 0.9 | 0.9 | 0.9 | 0.9 | 0.9 | 0 | 0 | 0 | 0 | 0 | 0 | 0 | 0
F2_Industrial_Primary Metals_New_Process_Natural Gas_Process Heating_E2 | F2 | Industrial | Primary Metals | New | Process | Natural Gas | Process Heating | E2 | TRC BC Ratio | 0 | 0 | 0 | 0 | 0 | 0 | 0 | 0 | 0 | 0 | 0 | 0 | 0 | 0 | 0 | 0 | 0 | 0 | 0 | 0 | 0 | 0 | 0 | 0 | 0 | 0 | 0 | 0 | 0 | 0
F2_Industrial_Primary Metals_New_Process_Natural Gas_Process Heating_E3 | F2 | Industrial | Primary Metals | New | Process | Natural Gas | Process Heating | E3 | TRC BC Ratio | 0 | 0 | 0 | 0 | 0 | 0 | 0 | 0 | 0 | 0 | 0 | 0 | 0 | 0 | 0 | 0 | 0 | 0 | 0 | 0 | 0 | 0 | 0 | 0 | 0 | 0 | 0 | 0 | 0 | 0
F2_Industrial_Primary Metals_New_Process_Natural Gas_Process Heating_E4 | F2 | Industrial | Primary Metals | New | Process | Natural Gas | Process Heating | E4 | TRC BC Ratio | 0 | 0 | 0 | 0 | 0 | 0 | 0 | 0 | 0 | 0 | 0 | 0 | 0 | 0 | 0 | 0 | 0 | 0 | 0 | 0 | 0 | 0 | 0 | 0 | 0 | 0 | 0 | 0 | 0 | 0
F2_Industrial_Primary Metals_New_Process_Natural Gas_Process Heating_E5 | F2 | Industrial | Primary Metals | New | Process | Natural Gas | Process Heating | E5 | TRC BC Ratio | 0 | 0 | 0 | 0 | 0 | 0 | 0 | 0 | 0 | 0 | 0 | 0 | 0 | 0 | 0 | 0 | 0 | 0 | 0 | 0 | 0 | 0 | 0 | 0 | 0 | 0 | 0 | 0 | 0 | 0
F2_Industrial_Primary Metals_New_Process_Natural Gas_Process Heating_E6 | F2 | Industrial | Primary Metals | New | Process | Natural Gas | Process Heating | E6 | TRC BC Ratio | 0 | 0 | 0 | 0 | 0 | 0 | 0 | 0 | 0 | 0 | 0 | 0 | 0 | 0 | 0 | 0 | 0 | 0 | 0 | 0 | 0 | 0 | 0 | 0 | 0 | 0 | 0 | 0 | 0 | 0
F2_Industrial_Primary Metals_New_Process_Natural Gas_Process Heating_E7 | F2 | Industrial | Primary Metals | New | Process | Natural Gas | Process Heating | E7 | TRC BC Ratio | 0 | 0 | 0 | 0 | 0 | 0 | 0 | 0 | 0 | 0 | 0 | 0 | 0 | 0 | 0 | 0 | 0 | 0 | 0 | 0 | 0 | 0 | 0 | 0 | 0 | 0 | 0 | 0 | 0 | 0
F2_Industrial_Primary Metals_New_Process_Natural Gas_Process Heating_E8 | F2 | Industrial | Primary Metals | New | Process | Natural Gas | Process Heating | E8 | TRC BC Ratio | 0 | 0 | 0 | 0 | 0 | 0 | 0 | 0 | 0 | 0 | 0 | 0 | 0 | 0 | 0 | 0 | 0 | 0 | 0 | 0 | 0 | 0 | 0 | 0 | 0 | 0 | 0 | 0 | 0 | 0
F2_Industrial_Primary Metals_New_Process_Natural Gas_Process Heating_E9 | F2 | Industrial | Primary Metals | New | Process | Natural Gas | Process Heating | E9 | TRC BC Ratio | 0 | 0 | 0 | 0 | 0 | 0 | 0 | 0 | 0 | 0 | 0 | 0 | 0 | 0 | 0 | 0 | 0 | 0 | 0 | 0 | 0 | 0 | 0 | 0 | 0 | 0 | 0 | 0 | 0 | 0
F2_Industrial_Primary Metals_New_Process_Natural Gas_Process Heating_E10 | F2 | Industrial | Primary Metals | New | Process | Natural Gas | Process Heating | E10 | TRC BC Ratio | 0 | 0 | 0 | 0 | 0 | 0 | 0 | 0 | 0 | 0 | 0 | 0 | 0 | 0 | 0 | 0 | 0 | 0 | 0 | 0 | 0 | 0 | 0 | 0 | 0 | 0 | 0 | 0 | 0 | 0
F3_Industrial_Primary Metals_New_Process_Natural Gas_Process Heating_E1 | F3 | Industrial | Primary Metals | New | Process | Natural Gas | Process Heating | E1 | PACT BC Ratio | 0.9 | 0.9 | 0.9 | 0.9 | 0.9 | 0.9 | 0.9 | 0.9 | 0.9 | 0.9 | 0.9 | 0.9 | 0.9 | 0.9 | 0.9 | 0.9 | 0.9 | 0.9 | 0.9 | 0.9 | 0.9 | 0.9 | 0 | 0 | 0 | 0 | 0 | 0 | 0 | 0
F3_Industrial_Primary Metals_New_Process_Natural Gas_Process Heating_E2 | F3 | Industrial | Primary Metals | New | Process | Natural Gas | Process Heating | E2 | PACT BC Ratio | 0 | 0 | 0 | 0 | 0 | 0 | 0 | 0 | 0 | 0 | 0 | 0 | 0 | 0 | 0 | 0 | 0 | 0 | 0 | 0 | 0 | 0 | 0 | 0 | 0 | 0 | 0 | 0 | 0 | 0
F3_Industrial_Primary Metals_New_Process_Natural Gas_Process Heating_E3 | F3 | Industrial | Primary Metals | New | Process | Natural Gas | Process Heating | E3 | PACT BC Ratio | 0 | 0 | 0 | 0 | 0 | 0 | 0 | 0 | 0 | 0 | 0 | 0 | 0 | 0 | 0 | 0 | 0 | 0 | 0 | 0 | 0 | 0 | 0 | 0 | 0 | 0 | 0 | 0 | 0 | 0
F3_Industrial_Primary Metals_New_Process_Natural Gas_Process Heating_E4 | F3 | Industrial | Primary Metals | New | Process | Natural Gas | Process Heating | E4 | PACT BC Ratio | 0 | 0 | 0 | 0 | 0 | 0 | 0 | 0 | 0 | 0 | 0 | 0 | 0 | 0 | 0 | 0 | 0 | 0 | 0 | 0 | 0 | 0 | 0 | 0 | 0 | 0 | 0 | 0 | 0 | 0
F3_Industrial_Primary Metals_New_Process_Natural Gas_Process Heating_E5 | F3 | Industrial | Primary Metals | New | Process | Natural Gas | Process Heating | E5 | PACT BC Ratio | 0 | 0 | 0 | 0 | 0 | 0 | 0 | 0 | 0 | 0 | 0 | 0 | 0 | 0 | 0 | 0 | 0 | 0 | 0 | 0 | 0 | 0 | 0 | 0 | 0 | 0 | 0 | 0 | 0 | 0
F3_Industrial_Primary Metals_New_Process_Natural Gas_Process Heating_E6 | F3 | Industrial | Primary Metals | New | Process | Natural Gas | Process Heating | E6 | PACT BC Ratio | 0 | 0 | 0 | 0 | 0 | 0 | 0 | 0 | 0 | 0 | 0 | 0 | 0 | 0 | 0 | 0 | 0 | 0 | 0 | 0 | 0 | 0 | 0 | 0 | 0 | 0 | 0 | 0 | 0 | 0
F3_Industrial_Primary Metals_New_Process_Natural Gas_Process Heating_E7 | F3 | Industrial | Primary Metals | New | Process | Natural Gas | Process Heating | E7 | PACT BC Ratio | 0 | 0 | 0 | 0 | 0 | 0 | 0 | 0 | 0 | 0 | 0 | 0 | 0 | 0 | 0 | 0 | 0 | 0 | 0 | 0 | 0 | 0 | 0 | 0 | 0 | 0 | 0 | 0 | 0 | 0
F3_Industrial_Primary Metals_New_Process_Natural Gas_Process Heating_E8 | F3 | Industrial | Primary Metals | New | Process | Natural Gas | Process Heating | E8 | PACT BC Ratio | 0 | 0 | 0 | 0 | 0 | 0 | 0 | 0 | 0 | 0 | 0 | 0 | 0 | 0 | 0 | 0 | 0 | 0 | 0 | 0 | 0 | 0 | 0 | 0 | 0 | 0 | 0 | 0 | 0 | 0
F3_Industrial_Primary Metals_New_Process_Natural Gas_Process Heating_E9 | F3 | Industrial | Primary Metals | New | Process | Natural Gas | Process Heating | E9 | PACT BC Ratio | 0 | 0 | 0 | 0 | 0 | 0 | 0 | 0 | 0 | 0 | 0 | 0 | 0 | 0 | 0 | 0 | 0 | 0 | 0 | 0 | 0 | 0 | 0 | 0 | 0 | 0 | 0 | 0 | 0 | 0
F3_Industrial_Primary Metals_New_Process_Natural Gas_Process Heating_E10 | F3 | Industrial | Primary Metals | New | Process | Natural Gas | Process Heating | E10 | PACT BC Ratio | 0 | 0 | 0 | 0 | 0 | 0 | 0 | 0 | 0 | 0 | 0 | 0 | 0 | 0 | 0 | 0 | 0 | 0 | 0 | 0 | 0 | 0 | 0 | 0 | 0 | 0 | 0 | 0 | 0 | 0
F4_Industrial_Primary Metals_New_Process_Natural Gas_Process Heating_E1 | F4 | Industrial | Primary Metals | New | Process | Natural Gas | Process Heating | E1 | PCT BC Ratio | 0.9 | 0.9 | 0.9 | 0.9 | 0.9 | 0.9 | 0.9 | 0.9 | 0.9 | 0.9 | 0.9 | 0.9 | 0.9 | 0.9 | 0.9 | 0.9 | 0.9 | 0.9 | 0.9 | 0.9 | 0.9 | 0.9 | 0 | 0 | 0 | 0 | 0 | 0 | 0 | 0
F4_Industrial_Primary Metals_New_Process_Natural Gas_Process Heating_E2 | F4 | Industrial | Primary Metals | New | Process | Natural Gas | Process Heating | E2 | PCT BC Ratio | 0 | 0 | 0 | 0 | 0 | 0 | 0 | 0 | 0 | 0 | 0 | 0 | 0 | 0 | 0 | 0 | 0 | 0 | 0 | 0 | 0 | 0 | 0 | 0 | 0 | 0 | 0 | 0 | 0 | 0
F4_Industrial_Primary Metals_New_Process_Natural Gas_Process Heating_E3 | F4 | Industrial | Primary Metals | New | Process | Natural Gas | Process Heating | E3 | PCT BC Ratio | 0 | 0 | 0 | 0 | 0 | 0 | 0 | 0 | 0 | 0 | 0 | 0 | 0 | 0 | 0 | 0 | 0 | 0 | 0 | 0 | 0 | 0 | 0 | 0 | 0 | 0 | 0 | 0 | 0 | 0
F4_Industrial_Primary Metals_New_Process_Natural Gas_Process Heating_E4 | F4 | Industrial | Primary Metals | New | Process | Natural Gas | Process Heating | E4 | PCT BC Ratio | 0 | 0 | 0 | 0 | 0 | 0 | 0 | 0 | 0 | 0 | 0 | 0 | 0 | 0 | 0 | 0 | 0 | 0 | 0 | 0 | 0 | 0 | 0 | 0 | 0 | 0 | 0 | 0 | 0 | 0
F4_Industrial_Primary Metals_New_Process_Natural Gas_Process Heating_E5 | F4 | Industrial | Primary Metals | New | Process | Natural Gas | Process Heating | E5 | PCT BC Ratio | 0 | 0 | 0 | 0 | 0 | 0 | 0 | 0 | 0 | 0 | 0 | 0 | 0 | 0 | 0 | 0 | 0 | 0 | 0 | 0 | 0 | 0 | 0 | 0 | 0 | 0 | 0 | 0 | 0 | 0
F4_Industrial_Primary Metals_New_Process_Natural Gas_Process Heating_E6 | F4 | Industrial | Primary Metals | New | Process | Natural Gas | Process Heating | E6 | PCT BC Ratio | 0 | 0 | 0 | 0 | 0 | 0 | 0 | 0 | 0 | 0 | 0 | 0 | 0 | 0 | 0 | 0 | 0 | 0 | 0 | 0 | 0 | 0 | 0 | 0 | 0 | 0 | 0 | 0 | 0 | 0
F4_Industrial_Primary Metals_New_Process_Natural Gas_Process Heating_E7 | F4 | Industrial | Primary Metals | New | Process | Natural Gas | Process Heating | E7 | PCT BC Ratio | 0 | 0 | 0 | 0 | 0 | 0 | 0 | 0 | 0 | 0 | 0 | 0 | 0 | 0 | 0 | 0 | 0 | 0 | 0 | 0 | 0 | 0 | 0 | 0 | 0 | 0 | 0 | 0 | 0 | 0
F4_Industrial_Primary Metals_New_Process_Natural Gas_Process Heating_E8 | F4 | Industrial | Primary Metals | New | Process | Natural Gas | Process Heating | E8 | PCT BC Ratio | 0 | 0 | 0 | 0 | 0 | 0 | 0 | 0 | 0 | 0 | 0 | 0 | 0 | 0 | 0 | 0 | 0 | 0 | 0 | 0 | 0 | 0 | 0 | 0 | 0 | 0 | 0 | 0 | 0 | 0
F4_Industrial_Primary Metals_New_Process_Natural Gas_Process Heating_E9 | F4 | Industrial | Primary Metals | New | Process | Natural Gas | Process Heating | E9 | PCT BC Ratio | 0 | 0 | 0 | 0 | 0 | 0 | 0 | 0 | 0 | 0 | 0 | 0 | 0 | 0 | 0 | 0 | 0 | 0 | 0 | 0 | 0 | 0 | 0 | 0 | 0 | 0 | 0 | 0 | 0 | 0
F4_Industrial_Primary Metals_New_Process_Natural Gas_Process Heating_E10 | F4 | Industrial | Primary Metals | New | Process | Natural Gas | Process Heating | E10 | PCT BC Ratio | 0 | 0 | 0 | 0 | 0 | 0 | 0 | 0 | 0 | 0 | 0 | 0 | 0 | 0 | 0 | 0 | 0 | 0 | 0 | 0 | 0 | 0 | 0 | 0 | 0 | 0 | 0 | 0 | 0 | 0
F5_Industrial_Primary Metals_New_Process_Natural Gas_Process Heating_E1 | F5 | Industrial | Primary Metals | New | Process | Natural Gas | Process Heating | E1 | RIM BC Ratio | 0.9 | 0.9 | 0.9 | 0.9 | 0.9 | 0.9 | 0.9 | 0.9 | 0.9 | 0.9 | 0.9 | 0.9 | 0.9 | 0.9 | 0.9 | 0.9 | 0.9 | 0.9 | 0.9 | 0.9 | 0.9 | 0.9 | 0 | 0 | 0 | 0 | 0 | 0 | 0 | 0
F5_Industrial_Primary Metals_New_Process_Natural Gas_Process Heating_E2 | F5 | Industrial | Primary Metals | New | Process | Natural Gas | Process Heating | E2 | RIM BC Ratio | 0 | 0 | 0 | 0 | 0 | 0 | 0 | 0 | 0 | 0 | 0 | 0 | 0 | 0 | 0 | 0 | 0 | 0 | 0 | 0 | 0 | 0 | 0 | 0 | 0 | 0 | 0 | 0 | 0 | 0
F5_Industrial_Primary Metals_New_Process_Natural Gas_Process Heating_E3 | F5 | Industrial | Primary Metals | New | Process | Natural Gas | Process Heating | E3 | RIM BC Ratio | 0 | 0 | 0 | 0 | 0 | 0 | 0 | 0 | 0 | 0 | 0 | 0 | 0 | 0 | 0 | 0 | 0 | 0 | 0 | 0 | 0 | 0 | 0 | 0 | 0 | 0 | 0 | 0 | 0 | 0
F5_Industrial_Primary Metals_New_Process_Natural Gas_Process Heating_E4 | F5 | Industrial | Primary Metals | New | Process | Natural Gas | Process Heating | E4 | RIM BC Ratio | 0 | 0 | 0 | 0 | 0 | 0 | 0 | 0 | 0 | 0 | 0 | 0 | 0 | 0 | 0 | 0 | 0 | 0 | 0 | 0 | 0 | 0 | 0 | 0 | 0 | 0 | 0 | 0 | 0 | 0
F5_Industrial_Primary Metals_New_Process_Natural Gas_Process Heating_E5 | F5 | Industrial | Primary Metals | New | Process | Natural Gas | Process Heating | E5 | RIM BC Ratio | 0 | 0 | 0 | 0 | 0 | 0 | 0 | 0 | 0 | 0 | 0 | 0 | 0 | 0 | 0 | 0 | 0 | 0 | 0 | 0 | 0 | 0 | 0 | 0 | 0 | 0 | 0 | 0 | 0 | 0
F5_Industrial_Primary Metals_New_Process_Natural Gas_Process Heating_E6 | F5 | Industrial | Primary Metals | New | Process | Natural Gas | Process Heating | E6 | RIM BC Ratio | 0 | 0 | 0 | 0 | 0 | 0 | 0 | 0 | 0 | 0 | 0 | 0 | 0 | 0 | 0 | 0 | 0 | 0 | 0 | 0 | 0 | 0 | 0 | 0 | 0 | 0 | 0 | 0 | 0 | 0
F5_Industrial_Primary Metals_New_Process_Natural Gas_Process Heating_E7 | F5 | Industrial | Primary Metals | New | Process | Natural Gas | Process Heating | E7 | RIM BC Ratio | 0 | 0 | 0 | 0 | 0 | 0 | 0 | 0 | 0 | 0 | 0 | 0 | 0 | 0 | 0 | 0 | 0 | 0 | 0 | 0 | 0 | 0 | 0 | 0 | 0 | 0 | 0 | 0 | 0 | 0
F5_Industrial_Primary Metals_New_Process_Natural Gas_Process Heating_E8 | F5 | Industrial | Primary Metals | New | Process | Natural Gas | Process Heating | E8 | RIM BC Ratio | 0 | 0 | 0 | 0 | 0 | 0 | 0 | 0 | 0 | 0 | 0 | 0 | 0 | 0 | 0 | 0 | 0 | 0 | 0 | 0 | 0 | 0 | 0 | 0 | 0 | 0 | 0 | 0 | 0 | 0
F5_Industrial_Primary Metals_New_Process_Natural Gas_Process Heating_E9 | F5 | Industrial | Primary Metals | New | Process | Natural Gas | Process Heating | E9 | RIM BC Ratio | 0 | 0 | 0 | 0 | 0 | 0 | 0 | 0 | 0 | 0 | 0 | 0 | 0 | 0 | 0 | 0 | 0 | 0 | 0 | 0 | 0 | 0 | 0 | 0 | 0 | 0 | 0 | 0 | 0 | 0
F5_Industrial_Primary Metals_New_Process_Natural Gas_Process Heating_E10 | F5 | Industrial | Primary Metals | New | Process | Natural Gas | Process Heating | E10 | RIM BC Ratio | 0 | 0 | 0 | 0 | 0 | 0 | 0 | 0 | 0 | 0 | 0 | 0 | 0 | 0 | 0 | 0 | 0 | 0 | 0 | 0 | 0 | 0 | 0 | 0 | 0 | 0 | 0 | 0 | 0 | 0
F0_Industrial_Primary Metals_New_Process_Natural Gas_Process Cooling_E0 | F0 | Industrial | Primary Metals | New | Process | Natural Gas | Process Cooling | E0 | Economic Unit | Standard | Standard | Standard | Standard | Standard | Standard | Standard | Standard | Standard | Standard | Standard | Standard | Standard | Standard | Standard | Standard | Standard | Standard | Standard | Standard | Standard | Standard | 0 | 0 | 0 | 0 | 0 | 0 | 0 | 0
F1_Industrial_Primary Metals_New_Process_Natural Gas_Process Cooling_E1 | F1 | Industrial | Primary Metals | New | Process | Natural Gas | Process Cooling | E1 | CCE | 0 | 0 | 0 | 0 | 0 | 0 | 0 | 0 | 0 | 0 | 0 | 0 | 0 | 0 | 0 | 0 | 0 | 0 | 0 | 0 | 0 | 0 | 0 | 0 | 0 | 0 | 0 | 0 | 0 | 0
F1_Industrial_Primary Metals_New_Process_Natural Gas_Process Cooling_E2 | F1 | Industrial | Primary Metals | New | Process | Natural Gas | Process Cooling | E2 | CCE | 0 | 0 | 0 | 0 | 0 | 0 | 0 | 0 | 0 | 0 | 0 | 0 | 0 | 0 | 0 | 0 | 0 | 0 | 0 | 0 | 0 | 0 | 0 | 0 | 0 | 0 | 0 | 0 | 0 | 0
F1_Industrial_Primary Metals_New_Process_Natural Gas_Process Cooling_E3 | F1 | Industrial | Primary Metals | New | Process | Natural Gas | Process Cooling | E3 | CCE | 0 | 0 | 0 | 0 | 0 | 0 | 0 | 0 | 0 | 0 | 0 | 0 | 0 | 0 | 0 | 0 | 0 | 0 | 0 | 0 | 0 | 0 | 0 | 0 | 0 | 0 | 0 | 0 | 0 | 0
F1_Industrial_Primary Metals_New_Process_Natural Gas_Process Cooling_E4 | F1 | Industrial | Primary Metals | New | Process | Natural Gas | Process Cooling | E4 | CCE | 0 | 0 | 0 | 0 | 0 | 0 | 0 | 0 | 0 | 0 | 0 | 0 | 0 | 0 | 0 | 0 | 0 | 0 | 0 | 0 | 0 | 0 | 0 | 0 | 0 | 0 | 0 | 0 | 0 | 0
F1_Industrial_Primary Metals_New_Process_Natural Gas_Process Cooling_E5 | F1 | Industrial | Primary Metals | New | Process | Natural Gas | Process Cooling | E5 | CCE | 0 | 0 | 0 | 0 | 0 | 0 | 0 | 0 | 0 | 0 | 0 | 0 | 0 | 0 | 0 | 0 | 0 | 0 | 0 | 0 | 0 | 0 | 0 | 0 | 0 | 0 | 0 | 0 | 0 | 0
F1_Industrial_Primary Metals_New_Process_Natural Gas_Process Cooling_E6 | F1 | Industrial | Primary Metals | New | Process | Natural Gas | Process Cooling | E6 | CCE | 0 | 0 | 0 | 0 | 0 | 0 | 0 | 0 | 0 | 0 | 0 | 0 | 0 | 0 | 0 | 0 | 0 | 0 | 0 | 0 | 0 | 0 | 0 | 0 | 0 | 0 | 0 | 0 | 0 | 0
F1_Industrial_Primary Metals_New_Process_Natural Gas_Process Cooling_E7 | F1 | Industrial | Primary Metals | New | Process | Natural Gas | Process Cooling | E7 | CCE | 0 | 0 | 0 | 0 | 0 | 0 | 0 | 0 | 0 | 0 | 0 | 0 | 0 | 0 | 0 | 0 | 0 | 0 | 0 | 0 | 0 | 0 | 0 | 0 | 0 | 0 | 0 | 0 | 0 | 0
F1_Industrial_Primary Metals_New_Process_Natural Gas_Process Cooling_E8 | F1 | Industrial | Primary Metals | New | Process | Natural Gas | Process Cooling | E8 | CCE | 0 | 0 | 0 | 0 | 0 | 0 | 0 | 0 | 0 | 0 | 0 | 0 | 0 | 0 | 0 | 0 | 0 | 0 | 0 | 0 | 0 | 0 | 0 | 0 | 0 | 0 | 0 | 0 | 0 | 0
F1_Industrial_Primary Metals_New_Process_Natural Gas_Process Cooling_E9 | F1 | Industrial | Primary Metals | New | Process | Natural Gas | Process Cooling | E9 | CCE | 0 | 0 | 0 | 0 | 0 | 0 | 0 | 0 | 0 | 0 | 0 | 0 | 0 | 0 | 0 | 0 | 0 | 0 | 0 | 0 | 0 | 0 | 0 | 0 | 0 | 0 | 0 | 0 | 0 | 0
F1_Industrial_Primary Metals_New_Process_Natural Gas_Process Cooling_E10 | F1 | Industrial | Primary Metals | New | Process | Natural Gas | Process Cooling | E10 | CCE | 0 | 0 | 0 | 0 | 0 | 0 | 0 | 0 | 0 | 0 | 0 | 0 | 0 | 0 | 0 | 0 | 0 | 0 | 0 | 0 | 0 | 0 | 0 | 0 | 0 | 0 | 0 | 0 | 0 | 0
F2_Industrial_Primary Metals_New_Process_Natural Gas_Process Cooling_E1 | F2 | Industrial | Primary Metals | New | Process | Natural Gas | Process Cooling | E1 | TRC BC Ratio | 0.9 | 0.9 | 0.9 | 0.9 | 0.9 | 0.9 | 0.9 | 0.9 | 0.9 | 0.9 | 0.9 | 0.9 | 0.9 | 0.9 | 0.9 | 0.9 | 0.9 | 0.9 | 0.9 | 0.9 | 0.9 | 0.9 | 0 | 0 | 0 | 0 | 0 | 0 | 0 | 0
F2_Industrial_Primary Metals_New_Process_Natural Gas_Process Cooling_E2 | F2 | Industrial | Primary Metals | New | Process | Natural Gas | Process Cooling | E2 | TRC BC Ratio | 0 | 0 | 0 | 0 | 0 | 0 | 0 | 0 | 0 | 0 | 0 | 0 | 0 | 0 | 0 | 0 | 0 | 0 | 0 | 0 | 0 | 0 | 0 | 0 | 0 | 0 | 0 | 0 | 0 | 0
F2_Industrial_Primary Metals_New_Process_Natural Gas_Process Cooling_E3 | F2 | Industrial | Primary Metals | New | Process | Natural Gas | Process Cooling | E3 | TRC BC Ratio | 0 | 0 | 0 | 0 | 0 | 0 | 0 | 0 | 0 | 0 | 0 | 0 | 0 | 0 | 0 | 0 | 0 | 0 | 0 | 0 | 0 | 0 | 0 | 0 | 0 | 0 | 0 | 0 | 0 | 0
F2_Industrial_Primary Metals_New_Process_Natural Gas_Process Cooling_E4 | F2 | Industrial | Primary Metals | New | Process | Natural Gas | Process Cooling | E4 | TRC BC Ratio | 0 | 0 | 0 | 0 | 0 | 0 | 0 | 0 | 0 | 0 | 0 | 0 | 0 | 0 | 0 | 0 | 0 | 0 | 0 | 0 | 0 | 0 | 0 | 0 | 0 | 0 | 0 | 0 | 0 | 0
F2_Industrial_Primary Metals_New_Process_Natural Gas_Process Cooling_E5 | F2 | Industrial | Primary Metals | New | Process | Natural Gas | Process Cooling | E5 | TRC BC Ratio | 0 | 0 | 0 | 0 | 0 | 0 | 0 | 0 | 0 | 0 | 0 | 0 | 0 | 0 | 0 | 0 | 0 | 0 | 0 | 0 | 0 | 0 | 0 | 0 | 0 | 0 | 0 | 0 | 0 | 0
F2_Industrial_Primary Metals_New_Process_Natural Gas_Process Cooling_E6 | F2 | Industrial | Primary Metals | New | Process | Natural Gas | Process Cooling | E6 | TRC BC Ratio | 0 | 0 | 0 | 0 | 0 | 0 | 0 | 0 | 0 | 0 | 0 | 0 | 0 | 0 | 0 | 0 | 0 | 0 | 0 | 0 | 0 | 0 | 0 | 0 | 0 | 0 | 0 | 0 | 0 | 0
F2_Industrial_Primary Metals_New_Process_Natural Gas_Process Cooling_E7 | F2 | Industrial | Primary Metals | New | Process | Natural Gas | Process Cooling | E7 | TRC BC Ratio | 0 | 0 | 0 | 0 | 0 | 0 | 0 | 0 | 0 | 0 | 0 | 0 | 0 | 0 | 0 | 0 | 0 | 0 | 0 | 0 | 0 | 0 | 0 | 0 | 0 | 0 | 0 | 0 | 0 | 0
F2_Industrial_Primary Metals_New_Process_Natural Gas_Process Cooling_E8 | F2 | Industrial | Primary Metals | New | Process | Natural Gas | Process Cooling | E8 | TRC BC Ratio | 0 | 0 | 0 | 0 | 0 | 0 | 0 | 0 | 0 | 0 | 0 | 0 | 0 | 0 | 0 | 0 | 0 | 0 | 0 | 0 | 0 | 0 | 0 | 0 | 0 | 0 | 0 | 0 | 0 | 0
F2_Industrial_Primary Metals_New_Process_Natural Gas_Process Cooling_E9 | F2 | Industrial | Primary Metals | New | Process | Natural Gas | Process Cooling | E9 | TRC BC Ratio | 0 | 0 | 0 | 0 | 0 | 0 | 0 | 0 | 0 | 0 | 0 | 0 | 0 | 0 | 0 | 0 | 0 | 0 | 0 | 0 | 0 | 0 | 0 | 0 | 0 | 0 | 0 | 0 | 0 | 0
F2_Industrial_Primary Metals_New_Process_Natural Gas_Process Cooling_E10 | F2 | Industrial | Primary Metals | New | Process | Natural Gas | Process Cooling | E10 | TRC BC Ratio | 0 | 0 | 0 | 0 | 0 | 0 | 0 | 0 | 0 | 0 | 0 | 0 | 0 | 0 | 0 | 0 | 0 | 0 | 0 | 0 | 0 | 0 | 0 | 0 | 0 | 0 | 0 | 0 | 0 | 0
F3_Industrial_Primary Metals_New_Process_Natural Gas_Process Cooling_E1 | F3 | Industrial | Primary Metals | New | Process | Natural Gas | Process Cooling | E1 | PACT BC Ratio | 0.9 | 0.9 | 0.9 | 0.9 | 0.9 | 0.9 | 0.9 | 0.9 | 0.9 | 0.9 | 0.9 | 0.9 | 0.9 | 0.9 | 0.9 | 0.9 | 0.9 | 0.9 | 0.9 | 0.9 | 0.9 | 0.9 | 0 | 0 | 0 | 0 | 0 | 0 | 0 | 0
F3_Industrial_Primary Metals_New_Process_Natural Gas_Process Cooling_E2 | F3 | Industrial | Primary Metals | New | Process | Natural Gas | Process Cooling | E2 | PACT BC Ratio | 0 | 0 | 0 | 0 | 0 | 0 | 0 | 0 | 0 | 0 | 0 | 0 | 0 | 0 | 0 | 0 | 0 | 0 | 0 | 0 | 0 | 0 | 0 | 0 | 0 | 0 | 0 | 0 | 0 | 0
F3_Industrial_Primary Metals_New_Process_Natural Gas_Process Cooling_E3 | F3 | Industrial | Primary Metals | New | Process | Natural Gas | Process Cooling | E3 | PACT BC Ratio | 0 | 0 | 0 | 0 | 0 | 0 | 0 | 0 | 0 | 0 | 0 | 0 | 0 | 0 | 0 | 0 | 0 | 0 | 0 | 0 | 0 | 0 | 0 | 0 | 0 | 0 | 0 | 0 | 0 | 0
F3_Industrial_Primary Metals_New_Process_Natural Gas_Process Cooling_E4 | F3 | Industrial | Primary Metals | New | Process | Natural Gas | Process Cooling | E4 | PACT BC Ratio | 0 | 0 | 0 | 0 | 0 | 0 | 0 | 0 | 0 | 0 | 0 | 0 | 0 | 0 | 0 | 0 | 0 | 0 | 0 | 0 | 0 | 0 | 0 | 0 | 0 | 0 | 0 | 0 | 0 | 0
F3_Industrial_Primary Metals_New_Process_Natural Gas_Process Cooling_E5 | F3 | Industrial | Primary Metals | New | Process | Natural Gas | Process Cooling | E5 | PACT BC Ratio | 0 | 0 | 0 | 0 | 0 | 0 | 0 | 0 | 0 | 0 | 0 | 0 | 0 | 0 | 0 | 0 | 0 | 0 | 0 | 0 | 0 | 0 | 0 | 0 | 0 | 0 | 0 | 0 | 0 | 0
F3_Industrial_Primary Metals_New_Process_Natural Gas_Process Cooling_E6 | F3 | Industrial | Primary Metals | New | Process | Natural Gas | Process Cooling | E6 | PACT BC Ratio | 0 | 0 | 0 | 0 | 0 | 0 | 0 | 0 | 0 | 0 | 0 | 0 | 0 | 0 | 0 | 0 | 0 | 0 | 0 | 0 | 0 | 0 | 0 | 0 | 0 | 0 | 0 | 0 | 0 | 0
F3_Industrial_Primary Metals_New_Process_Natural Gas_Process Cooling_E7 | F3 | Industrial | Primary Metals | New | Process | Natural Gas | Process Cooling | E7 | PACT BC Ratio | 0 | 0 | 0 | 0 | 0 | 0 | 0 | 0 | 0 | 0 | 0 | 0 | 0 | 0 | 0 | 0 | 0 | 0 | 0 | 0 | 0 | 0 | 0 | 0 | 0 | 0 | 0 | 0 | 0 | 0
F3_Industrial_Primary Metals_New_Process_Natural Gas_Process Cooling_E8 | F3 | Industrial | Primary Metals | New | Process | Natural Gas | Process Cooling | E8 | PACT BC Ratio | 0 | 0 | 0 | 0 | 0 | 0 | 0 | 0 | 0 | 0 | 0 | 0 | 0 | 0 | 0 | 0 | 0 | 0 | 0 | 0 | 0 | 0 | 0 | 0 | 0 | 0 | 0 | 0 | 0 | 0
F3_Industrial_Primary Metals_New_Process_Natural Gas_Process Cooling_E9 | F3 | Industrial | Primary Metals | New | Process | Natural Gas | Process Cooling | E9 | PACT BC Ratio | 0 | 0 | 0 | 0 | 0 | 0 | 0 | 0 | 0 | 0 | 0 | 0 | 0 | 0 | 0 | 0 | 0 | 0 | 0 | 0 | 0 | 0 | 0 | 0 | 0 | 0 | 0 | 0 | 0 | 0
F3_Industrial_Primary Metals_New_Process_Natural Gas_Process Cooling_E10 | F3 | Industrial | Primary Metals | New | Process | Natural Gas | Process Cooling | E10 | PACT BC Ratio | 0 | 0 | 0 | 0 | 0 | 0 | 0 | 0 | 0 | 0 | 0 | 0 | 0 | 0 | 0 | 0 | 0 | 0 | 0 | 0 | 0 | 0 | 0 | 0 | 0 | 0 | 0 | 0 | 0 | 0
F4_Industrial_Primary Metals_New_Process_Natural Gas_Process Cooling_E1 | F4 | Industrial | Primary Metals | New | Process | Natural Gas | Process Cooling | E1 | PCT BC Ratio | 0.9 | 0.9 | 0.9 | 0.9 | 0.9 | 0.9 | 0.9 | 0.9 | 0.9 | 0.9 | 0.9 | 0.9 | 0.9 | 0.9 | 0.9 | 0.9 | 0.9 | 0.9 | 0.9 | 0.9 | 0.9 | 0.9 | 0 | 0 | 0 | 0 | 0 | 0 | 0 | 0
F4_Industrial_Primary Metals_New_Process_Natural Gas_Process Cooling_E2 | F4 | Industrial | Primary Metals | New | Process | Natural Gas | Process Cooling | E2 | PCT BC Ratio | 0 | 0 | 0 | 0 | 0 | 0 | 0 | 0 | 0 | 0 | 0 | 0 | 0 | 0 | 0 | 0 | 0 | 0 | 0 | 0 | 0 | 0 | 0 | 0 | 0 | 0 | 0 | 0 | 0 | 0
F4_Industrial_Primary Metals_New_Process_Natural Gas_Process Cooling_E3 | F4 | Industrial | Primary Metals | New | Process | Natural Gas | Process Cooling | E3 | PCT BC Ratio | 0 | 0 | 0 | 0 | 0 | 0 | 0 | 0 | 0 | 0 | 0 | 0 | 0 | 0 | 0 | 0 | 0 | 0 | 0 | 0 | 0 | 0 | 0 | 0 | 0 | 0 | 0 | 0 | 0 | 0
F4_Industrial_Primary Metals_New_Process_Natural Gas_Process Cooling_E4 | F4 | Industrial | Primary Metals | New | Process | Natural Gas | Process Cooling | E4 | PCT BC Ratio | 0 | 0 | 0 | 0 | 0 | 0 | 0 | 0 | 0 | 0 | 0 | 0 | 0 | 0 | 0 | 0 | 0 | 0 | 0 | 0 | 0 | 0 | 0 | 0 | 0 | 0 | 0 | 0 | 0 | 0
F4_Industrial_Primary Metals_New_Process_Natural Gas_Process Cooling_E5 | F4 | Industrial | Primary Metals | New | Process | Natural Gas | Process Cooling | E5 | PCT BC Ratio | 0 | 0 | 0 | 0 | 0 | 0 | 0 | 0 | 0 | 0 | 0 | 0 | 0 | 0 | 0 | 0 | 0 | 0 | 0 | 0 | 0 | 0 | 0 | 0 | 0 | 0 | 0 | 0 | 0 | 0
F4_Industrial_Primary Metals_New_Process_Natural Gas_Process Cooling_E6 | F4 | Industrial | Primary Metals | New | Process | Natural Gas | Process Cooling | E6 | PCT BC Ratio | 0 | 0 | 0 | 0 | 0 | 0 | 0 | 0 | 0 | 0 | 0 | 0 | 0 | 0 | 0 | 0 | 0 | 0 | 0 | 0 | 0 | 0 | 0 | 0 | 0 | 0 | 0 | 0 | 0 | 0
F4_Industrial_Primary Metals_New_Process_Natural Gas_Process Cooling_E7 | F4 | Industrial | Primary Metals | New | Process | Natural Gas | Process Cooling | E7 | PCT BC Ratio | 0 | 0 | 0 | 0 | 0 | 0 | 0 | 0 | 0 | 0 | 0 | 0 | 0 | 0 | 0 | 0 | 0 | 0 | 0 | 0 | 0 | 0 | 0 | 0 | 0 | 0 | 0 | 0 | 0 | 0
F4_Industrial_Primary Metals_New_Process_Natural Gas_Process Cooling_E8 | F4 | Industrial | Primary Metals | New | Process | Natural Gas | Process Cooling | E8 | PCT BC Ratio | 0 | 0 | 0 | 0 | 0 | 0 | 0 | 0 | 0 | 0 | 0 | 0 | 0 | 0 | 0 | 0 | 0 | 0 | 0 | 0 | 0 | 0 | 0 | 0 | 0 | 0 | 0 | 0 | 0 | 0
F4_Industrial_Primary Metals_New_Process_Natural Gas_Process Cooling_E9 | F4 | Industrial | Primary Metals | New | Process | Natural Gas | Process Cooling | E9 | PCT BC Ratio | 0 | 0 | 0 | 0 | 0 | 0 | 0 | 0 | 0 | 0 | 0 | 0 | 0 | 0 | 0 | 0 | 0 | 0 | 0 | 0 | 0 | 0 | 0 | 0 | 0 | 0 | 0 | 0 | 0 | 0
F4_Industrial_Primary Metals_New_Process_Natural Gas_Process Cooling_E10 | F4 | Industrial | Primary Metals | New | Process | Natural Gas | Process Cooling | E10 | PCT BC Ratio | 0 | 0 | 0 | 0 | 0 | 0 | 0 | 0 | 0 | 0 | 0 | 0 | 0 | 0 | 0 | 0 | 0 | 0 | 0 | 0 | 0 | 0 | 0 | 0 | 0 | 0 | 0 | 0 | 0 | 0
F5_Industrial_Primary Metals_New_Process_Natural Gas_Process Cooling_E1 | F5 | Industrial | Primary Metals | New | Process | Natural Gas | Process Cooling | E1 | RIM BC Ratio | 0.9 | 0.9 | 0.9 | 0.9 | 0.9 | 0.9 | 0.9 | 0.9 | 0.9 | 0.9 | 0.9 | 0.9 | 0.9 | 0.9 | 0.9 | 0.9 | 0.9 | 0.9 | 0.9 | 0.9 | 0.9 | 0.9 | 0 | 0 | 0 | 0 | 0 | 0 | 0 | 0
F5_Industrial_Primary Metals_New_Process_Natural Gas_Process Cooling_E2 | F5 | Industrial | Primary Metals | New | Process | Natural Gas | Process Cooling | E2 | RIM BC Ratio | 0 | 0 | 0 | 0 | 0 | 0 | 0 | 0 | 0 | 0 | 0 | 0 | 0 | 0 | 0 | 0 | 0 | 0 | 0 | 0 | 0 | 0 | 0 | 0 | 0 | 0 | 0 | 0 | 0 | 0
F5_Industrial_Primary Metals_New_Process_Natural Gas_Process Cooling_E3 | F5 | Industrial | Primary Metals | New | Process | Natural Gas | Process Cooling | E3 | RIM BC Ratio | 0 | 0 | 0 | 0 | 0 | 0 | 0 | 0 | 0 | 0 | 0 | 0 | 0 | 0 | 0 | 0 | 0 | 0 | 0 | 0 | 0 | 0 | 0 | 0 | 0 | 0 | 0 | 0 | 0 | 0
F5_Industrial_Primary Metals_New_Process_Natural Gas_Process Cooling_E4 | F5 | Industrial | Primary Metals | New | Process | Natural Gas | Process Cooling | E4 | RIM BC Ratio | 0 | 0 | 0 | 0 | 0 | 0 | 0 | 0 | 0 | 0 | 0 | 0 | 0 | 0 | 0 | 0 | 0 | 0 | 0 | 0 | 0 | 0 | 0 | 0 | 0 | 0 | 0 | 0 | 0 | 0
F5_Industrial_Primary Metals_New_Process_Natural Gas_Process Cooling_E5 | F5 | Industrial | Primary Metals | New | Process | Natural Gas | Process Cooling | E5 | RIM BC Ratio | 0 | 0 | 0 | 0 | 0 | 0 | 0 | 0 | 0 | 0 | 0 | 0 | 0 | 0 | 0 | 0 | 0 | 0 | 0 | 0 | 0 | 0 | 0 | 0 | 0 | 0 | 0 | 0 | 0 | 0
F5_Industrial_Primary Metals_New_Process_Natural Gas_Process Cooling_E6 | F5 | Industrial | Primary Metals | New | Process | Natural Gas | Process Cooling | E6 | RIM BC Ratio | 0 | 0 | 0 | 0 | 0 | 0 | 0 | 0 | 0 | 0 | 0 | 0 | 0 | 0 | 0 | 0 | 0 | 0 | 0 | 0 | 0 | 0 | 0 | 0 | 0 | 0 | 0 | 0 | 0 | 0
F5_Industrial_Primary Metals_New_Process_Natural Gas_Process Cooling_E7 | F5 | Industrial | Primary Metals | New | Process | Natural Gas | Process Cooling | E7 | RIM BC Ratio | 0 | 0 | 0 | 0 | 0 | 0 | 0 | 0 | 0 | 0 | 0 | 0 | 0 | 0 | 0 | 0 | 0 | 0 | 0 | 0 | 0 | 0 | 0 | 0 | 0 | 0 | 0 | 0 | 0 | 0
F5_Industrial_Primary Metals_New_Process_Natural Gas_Process Cooling_E8 | F5 | Industrial | Primary Metals | New | Process | Natural Gas | Process Cooling | E8 | RIM BC Ratio | 0 | 0 | 0 | 0 | 0 | 0 | 0 | 0 | 0 | 0 | 0 | 0 | 0 | 0 | 0 | 0 | 0 | 0 | 0 | 0 | 0 | 0 | 0 | 0 | 0 | 0 | 0 | 0 | 0 | 0
F5_Industrial_Primary Metals_New_Process_Natural Gas_Process Cooling_E9 | F5 | Industrial | Primary Metals | New | Process | Natural Gas | Process Cooling | E9 | RIM BC Ratio | 0 | 0 | 0 | 0 | 0 | 0 | 0 | 0 | 0 | 0 | 0 | 0 | 0 | 0 | 0 | 0 | 0 | 0 | 0 | 0 | 0 | 0 | 0 | 0 | 0 | 0 | 0 | 0 | 0 | 0
F5_Industrial_Primary Metals_New_Process_Natural Gas_Process Cooling_E10 | F5 | Industrial | Primary Metals | New | Process | Natural Gas | Process Cooling | E10 | RIM BC Ratio | 0 | 0 | 0 | 0 | 0 | 0 | 0 | 0 | 0 | 0 | 0 | 0 | 0 | 0 | 0 | 0 | 0 | 0 | 0 | 0 | 0 | 0 | 0 | 0 | 0 | 0 | 0 | 0 | 0 | 0
F0_Industrial_Primary Metals_New_Process_Natural Gas_Other Process_E0 | F0 | Industrial | Primary Metals | New | Process | Natural Gas | Other Process | E0 | Economic Unit | Standard | Standard | Standard | Standard | Standard | Standard | Standard | Standard | Standard | Standard | Standard | Standard | Standard | Standard | Standard | Standard | Standard | Standard | Standard | Standard | Standard | Standard | 0 | 0 | 0 | 0 | 0 | 0 | 0 | 0
F1_Industrial_Primary Metals_New_Process_Natural Gas_Other Process_E1 | F1 | Industrial | Primary Metals | New | Process | Natural Gas | Other Process | E1 | CCE | 0 | 0 | 0 | 0 | 0 | 0 | 0 | 0 | 0 | 0 | 0 | 0 | 0 | 0 | 0 | 0 | 0 | 0 | 0 | 0 | 0 | 0 | 0 | 0 | 0 | 0 | 0 | 0 | 0 | 0
F1_Industrial_Primary Metals_New_Process_Natural Gas_Other Process_E2 | F1 | Industrial | Primary Metals | New | Process | Natural Gas | Other Process | E2 | CCE | 0 | 0 | 0 | 0 | 0 | 0 | 0 | 0 | 0 | 0 | 0 | 0 | 0 | 0 | 0 | 0 | 0 | 0 | 0 | 0 | 0 | 0 | 0 | 0 | 0 | 0 | 0 | 0 | 0 | 0
F1_Industrial_Primary Metals_New_Process_Natural Gas_Other Process_E3 | F1 | Industrial | Primary Metals | New | Process | Natural Gas | Other Process | E3 | CCE | 0 | 0 | 0 | 0 | 0 | 0 | 0 | 0 | 0 | 0 | 0 | 0 | 0 | 0 | 0 | 0 | 0 | 0 | 0 | 0 | 0 | 0 | 0 | 0 | 0 | 0 | 0 | 0 | 0 | 0
F1_Industrial_Primary Metals_New_Process_Natural Gas_Other Process_E4 | F1 | Industrial | Primary Metals | New | Process | Natural Gas | Other Process | E4 | CCE | 0 | 0 | 0 | 0 | 0 | 0 | 0 | 0 | 0 | 0 | 0 | 0 | 0 | 0 | 0 | 0 | 0 | 0 | 0 | 0 | 0 | 0 | 0 | 0 | 0 | 0 | 0 | 0 | 0 | 0
F1_Industrial_Primary Metals_New_Process_Natural Gas_Other Process_E5 | F1 | Industrial | Primary Metals | New | Process | Natural Gas | Other Process | E5 | CCE | 0 | 0 | 0 | 0 | 0 | 0 | 0 | 0 | 0 | 0 | 0 | 0 | 0 | 0 | 0 | 0 | 0 | 0 | 0 | 0 | 0 | 0 | 0 | 0 | 0 | 0 | 0 | 0 | 0 | 0
F1_Industrial_Primary Metals_New_Process_Natural Gas_Other Process_E6 | F1 | Industrial | Primary Metals | New | Process | Natural Gas | Other Process | E6 | CCE | 0 | 0 | 0 | 0 | 0 | 0 | 0 | 0 | 0 | 0 | 0 | 0 | 0 | 0 | 0 | 0 | 0 | 0 | 0 | 0 | 0 | 0 | 0 | 0 | 0 | 0 | 0 | 0 | 0 | 0
F1_Industrial_Primary Metals_New_Process_Natural Gas_Other Process_E7 | F1 | Industrial | Primary Metals | New | Process | Natural Gas | Other Process | E7 | CCE | 0 | 0 | 0 | 0 | 0 | 0 | 0 | 0 | 0 | 0 | 0 | 0 | 0 | 0 | 0 | 0 | 0 | 0 | 0 | 0 | 0 | 0 | 0 | 0 | 0 | 0 | 0 | 0 | 0 | 0
F1_Industrial_Primary Metals_New_Process_Natural Gas_Other Process_E8 | F1 | Industrial | Primary Metals | New | Process | Natural Gas | Other Process | E8 | CCE | 0 | 0 | 0 | 0 | 0 | 0 | 0 | 0 | 0 | 0 | 0 | 0 | 0 | 0 | 0 | 0 | 0 | 0 | 0 | 0 | 0 | 0 | 0 | 0 | 0 | 0 | 0 | 0 | 0 | 0
F1_Industrial_Primary Metals_New_Process_Natural Gas_Other Process_E9 | F1 | Industrial | Primary Metals | New | Process | Natural Gas | Other Process | E9 | CCE | 0 | 0 | 0 | 0 | 0 | 0 | 0 | 0 | 0 | 0 | 0 | 0 | 0 | 0 | 0 | 0 | 0 | 0 | 0 | 0 | 0 | 0 | 0 | 0 | 0 | 0 | 0 | 0 | 0 | 0
F1_Industrial_Primary Metals_New_Process_Natural Gas_Other Process_E10 | F1 | Industrial | Primary Metals | New | Process | Natural Gas | Other Process | E10 | CCE | 0 | 0 | 0 | 0 | 0 | 0 | 0 | 0 | 0 | 0 | 0 | 0 | 0 | 0 | 0 | 0 | 0 | 0 | 0 | 0 | 0 | 0 | 0 | 0 | 0 | 0 | 0 | 0 | 0 | 0
F2_Industrial_Primary Metals_New_Process_Natural Gas_Other Process_E1 | F2 | Industrial | Primary Metals | New | Process | Natural Gas | Other Process | E1 | TRC BC Ratio | 0.9 | 0.9 | 0.9 | 0.9 | 0.9 | 0.9 | 0.9 | 0.9 | 0.9 | 0.9 | 0.9 | 0.9 | 0.9 | 0.9 | 0.9 | 0.9 | 0.9 | 0.9 | 0.9 | 0.9 | 0.9 | 0.9 | 0 | 0 | 0 | 0 | 0 | 0 | 0 | 0
F2_Industrial_Primary Metals_New_Process_Natural Gas_Other Process_E2 | F2 | Industrial | Primary Metals | New | Process | Natural Gas | Other Process | E2 | TRC BC Ratio | 0 | 0 | 0 | 0 | 0 | 0 | 0 | 0 | 0 | 0 | 0 | 0 | 0 | 0 | 0 | 0 | 0 | 0 | 0 | 0 | 0 | 0 | 0 | 0 | 0 | 0 | 0 | 0 | 0 | 0
F2_Industrial_Primary Metals_New_Process_Natural Gas_Other Process_E3 | F2 | Industrial | Primary Metals | New | Process | Natural Gas | Other Process | E3 | TRC BC Ratio | 0 | 0 | 0 | 0 | 0 | 0 | 0 | 0 | 0 | 0 | 0 | 0 | 0 | 0 | 0 | 0 | 0 | 0 | 0 | 0 | 0 | 0 | 0 | 0 | 0 | 0 | 0 | 0 | 0 | 0
F2_Industrial_Primary Metals_New_Process_Natural Gas_Other Process_E4 | F2 | Industrial | Primary Metals | New | Process | Natural Gas | Other Process | E4 | TRC BC Ratio | 0 | 0 | 0 | 0 | 0 | 0 | 0 | 0 | 0 | 0 | 0 | 0 | 0 | 0 | 0 | 0 | 0 | 0 | 0 | 0 | 0 | 0 | 0 | 0 | 0 | 0 | 0 | 0 | 0 | 0
F2_Industrial_Primary Metals_New_Process_Natural Gas_Other Process_E5 | F2 | Industrial | Primary Metals | New | Process | Natural Gas | Other Process | E5 | TRC BC Ratio | 0 | 0 | 0 | 0 | 0 | 0 | 0 | 0 | 0 | 0 | 0 | 0 | 0 | 0 | 0 | 0 | 0 | 0 | 0 | 0 | 0 | 0 | 0 | 0 | 0 | 0 | 0 | 0 | 0 | 0
F2_Industrial_Primary Metals_New_Process_Natural Gas_Other Process_E6 | F2 | Industrial | Primary Metals | New | Process | Natural Gas | Other Process | E6 | TRC BC Ratio | 0 | 0 | 0 | 0 | 0 | 0 | 0 | 0 | 0 | 0 | 0 | 0 | 0 | 0 | 0 | 0 | 0 | 0 | 0 | 0 | 0 | 0 | 0 | 0 | 0 | 0 | 0 | 0 | 0 | 0
F2_Industrial_Primary Metals_New_Process_Natural Gas_Other Process_E7 | F2 | Industrial | Primary Metals | New | Process | Natural Gas | Other Process | E7 | TRC BC Ratio | 0 | 0 | 0 | 0 | 0 | 0 | 0 | 0 | 0 | 0 | 0 | 0 | 0 | 0 | 0 | 0 | 0 | 0 | 0 | 0 | 0 | 0 | 0 | 0 | 0 | 0 | 0 | 0 | 0 | 0
F2_Industrial_Primary Metals_New_Process_Natural Gas_Other Process_E8 | F2 | Industrial | Primary Metals | New | Process | Natural Gas | Other Process | E8 | TRC BC Ratio | 0 | 0 | 0 | 0 | 0 | 0 | 0 | 0 | 0 | 0 | 0 | 0 | 0 | 0 | 0 | 0 | 0 | 0 | 0 | 0 | 0 | 0 | 0 | 0 | 0 | 0 | 0 | 0 | 0 | 0
F2_Industrial_Primary Metals_New_Process_Natural Gas_Other Process_E9 | F2 | Industrial | Primary Metals | New | Process | Natural Gas | Other Process | E9 | TRC BC Ratio | 0 | 0 | 0 | 0 | 0 | 0 | 0 | 0 | 0 | 0 | 0 | 0 | 0 | 0 | 0 | 0 | 0 | 0 | 0 | 0 | 0 | 0 | 0 | 0 | 0 | 0 | 0 | 0 | 0 | 0
F2_Industrial_Primary Metals_New_Process_Natural Gas_Other Process_E10 | F2 | Industrial | Primary Metals | New | Process | Natural Gas | Other Process | E10 | TRC BC Ratio | 0 | 0 | 0 | 0 | 0 | 0 | 0 | 0 | 0 | 0 | 0 | 0 | 0 | 0 | 0 | 0 | 0 | 0 | 0 | 0 | 0 | 0 | 0 | 0 | 0 | 0 | 0 | 0 | 0 | 0
F3_Industrial_Primary Metals_New_Process_Natural Gas_Other Process_E1 | F3 | Industrial | Primary Metals | New | Process | Natural Gas | Other Process | E1 | PACT BC Ratio | 0.9 | 0.9 | 0.9 | 0.9 | 0.9 | 0.9 | 0.9 | 0.9 | 0.9 | 0.9 | 0.9 | 0.9 | 0.9 | 0.9 | 0.9 | 0.9 | 0.9 | 0.9 | 0.9 | 0.9 | 0.9 | 0.9 | 0 | 0 | 0 | 0 | 0 | 0 | 0 | 0
F3_Industrial_Primary Metals_New_Process_Natural Gas_Other Process_E2 | F3 | Industrial | Primary Metals | New | Process | Natural Gas | Other Process | E2 | PACT BC Ratio | 0 | 0 | 0 | 0 | 0 | 0 | 0 | 0 | 0 | 0 | 0 | 0 | 0 | 0 | 0 | 0 | 0 | 0 | 0 | 0 | 0 | 0 | 0 | 0 | 0 | 0 | 0 | 0 | 0 | 0
F3_Industrial_Primary Metals_New_Process_Natural Gas_Other Process_E3 | F3 | Industrial | Primary Metals | New | Process | Natural Gas | Other Process | E3 | PACT BC Ratio | 0 | 0 | 0 | 0 | 0 | 0 | 0 | 0 | 0 | 0 | 0 | 0 | 0 | 0 | 0 | 0 | 0 | 0 | 0 | 0 | 0 | 0 | 0 | 0 | 0 | 0 | 0 | 0 | 0 | 0
F3_Industrial_Primary Metals_New_Process_Natural Gas_Other Process_E4 | F3 | Industrial | Primary Metals | New | Process | Natural Gas | Other Process | E4 | PACT BC Ratio | 0 | 0 | 0 | 0 | 0 | 0 | 0 | 0 | 0 | 0 | 0 | 0 | 0 | 0 | 0 | 0 | 0 | 0 | 0 | 0 | 0 | 0 | 0 | 0 | 0 | 0 | 0 | 0 | 0 | 0
F3_Industrial_Primary Metals_New_Process_Natural Gas_Other Process_E5 | F3 | Industrial | Primary Metals | New | Process | Natural Gas | Other Process | E5 | PACT BC Ratio | 0 | 0 | 0 | 0 | 0 | 0 | 0 | 0 | 0 | 0 | 0 | 0 | 0 | 0 | 0 | 0 | 0 | 0 | 0 | 0 | 0 | 0 | 0 | 0 | 0 | 0 | 0 | 0 | 0 | 0
F3_Industrial_Primary Metals_New_Process_Natural Gas_Other Process_E6 | F3 | Industrial | Primary Metals | New | Process | Natural Gas | Other Process | E6 | PACT BC Ratio | 0 | 0 | 0 | 0 | 0 | 0 | 0 | 0 | 0 | 0 | 0 | 0 | 0 | 0 | 0 | 0 | 0 | 0 | 0 | 0 | 0 | 0 | 0 | 0 | 0 | 0 | 0 | 0 | 0 | 0
F3_Industrial_Primary Metals_New_Process_Natural Gas_Other Process_E7 | F3 | Industrial | Primary Metals | New | Process | Natural Gas | Other Process | E7 | PACT BC Ratio | 0 | 0 | 0 | 0 | 0 | 0 | 0 | 0 | 0 | 0 | 0 | 0 | 0 | 0 | 0 | 0 | 0 | 0 | 0 | 0 | 0 | 0 | 0 | 0 | 0 | 0 | 0 | 0 | 0 | 0
F3_Industrial_Primary Metals_New_Process_Natural Gas_Other Process_E8 | F3 | Industrial | Primary Metals | New | Process | Natural Gas | Other Process | E8 | PACT BC Ratio | 0 | 0 | 0 | 0 | 0 | 0 | 0 | 0 | 0 | 0 | 0 | 0 | 0 | 0 | 0 | 0 | 0 | 0 | 0 | 0 | 0 | 0 | 0 | 0 | 0 | 0 | 0 | 0 | 0 | 0
F3_Industrial_Primary Metals_New_Process_Natural Gas_Other Process_E9 | F3 | Industrial | Primary Metals | New | Process | Natural Gas | Other Process | E9 | PACT BC Ratio | 0 | 0 | 0 | 0 | 0 | 0 | 0 | 0 | 0 | 0 | 0 | 0 | 0 | 0 | 0 | 0 | 0 | 0 | 0 | 0 | 0 | 0 | 0 | 0 | 0 | 0 | 0 | 0 | 0 | 0
F3_Industrial_Primary Metals_New_Process_Natural Gas_Other Process_E10 | F3 | Industrial | Primary Metals | New | Process | Natural Gas | Other Process | E10 | PACT BC Ratio | 0 | 0 | 0 | 0 | 0 | 0 | 0 | 0 | 0 | 0 | 0 | 0 | 0 | 0 | 0 | 0 | 0 | 0 | 0 | 0 | 0 | 0 | 0 | 0 | 0 | 0 | 0 | 0 | 0 | 0
F4_Industrial_Primary Metals_New_Process_Natural Gas_Other Process_E1 | F4 | Industrial | Primary Metals | New | Process | Natural Gas | Other Process | E1 | PCT BC Ratio | 0.9 | 0.9 | 0.9 | 0.9 | 0.9 | 0.9 | 0.9 | 0.9 | 0.9 | 0.9 | 0.9 | 0.9 | 0.9 | 0.9 | 0.9 | 0.9 | 0.9 | 0.9 | 0.9 | 0.9 | 0.9 | 0.9 | 0 | 0 | 0 | 0 | 0 | 0 | 0 | 0
F4_Industrial_Primary Metals_New_Process_Natural Gas_Other Process_E2 | F4 | Industrial | Primary Metals | New | Process | Natural Gas | Other Process | E2 | PCT BC Ratio | 0 | 0 | 0 | 0 | 0 | 0 | 0 | 0 | 0 | 0 | 0 | 0 | 0 | 0 | 0 | 0 | 0 | 0 | 0 | 0 | 0 | 0 | 0 | 0 | 0 | 0 | 0 | 0 | 0 | 0
F4_Industrial_Primary Metals_New_Process_Natural Gas_Other Process_E3 | F4 | Industrial | Primary Metals | New | Process | Natural Gas | Other Process | E3 | PCT BC Ratio | 0 | 0 | 0 | 0 | 0 | 0 | 0 | 0 | 0 | 0 | 0 | 0 | 0 | 0 | 0 | 0 | 0 | 0 | 0 | 0 | 0 | 0 | 0 | 0 | 0 | 0 | 0 | 0 | 0 | 0
F4_Industrial_Primary Metals_New_Process_Natural Gas_Other Process_E4 | F4 | Industrial | Primary Metals | New | Process | Natural Gas | Other Process | E4 | PCT BC Ratio | 0 | 0 | 0 | 0 | 0 | 0 | 0 | 0 | 0 | 0 | 0 | 0 | 0 | 0 | 0 | 0 | 0 | 0 | 0 | 0 | 0 | 0 | 0 | 0 | 0 | 0 | 0 | 0 | 0 | 0
F4_Industrial_Primary Metals_New_Process_Natural Gas_Other Process_E5 | F4 | Industrial | Primary Metals | New | Process | Natural Gas | Other Process | E5 | PCT BC Ratio | 0 | 0 | 0 | 0 | 0 | 0 | 0 | 0 | 0 | 0 | 0 | 0 | 0 | 0 | 0 | 0 | 0 | 0 | 0 | 0 | 0 | 0 | 0 | 0 | 0 | 0 | 0 | 0 | 0 | 0
F4_Industrial_Primary Metals_New_Process_Natural Gas_Other Process_E6 | F4 | Industrial | Primary Metals | New | Process | Natural Gas | Other Process | E6 | PCT BC Ratio | 0 | 0 | 0 | 0 | 0 | 0 | 0 | 0 | 0 | 0 | 0 | 0 | 0 | 0 | 0 | 0 | 0 | 0 | 0 | 0 | 0 | 0 | 0 | 0 | 0 | 0 | 0 | 0 | 0 | 0
F4_Industrial_Primary Metals_New_Process_Natural Gas_Other Process_E7 | F4 | Industrial | Primary Metals | New | Process | Natural Gas | Other Process | E7 | PCT BC Ratio | 0 | 0 | 0 | 0 | 0 | 0 | 0 | 0 | 0 | 0 | 0 | 0 | 0 | 0 | 0 | 0 | 0 | 0 | 0 | 0 | 0 | 0 | 0 | 0 | 0 | 0 | 0 | 0 | 0 | 0
F4_Industrial_Primary Metals_New_Process_Natural Gas_Other Process_E8 | F4 | Industrial | Primary Metals | New | Process | Natural Gas | Other Process | E8 | PCT BC Ratio | 0 | 0 | 0 | 0 | 0 | 0 | 0 | 0 | 0 | 0 | 0 | 0 | 0 | 0 | 0 | 0 | 0 | 0 | 0 | 0 | 0 | 0 | 0 | 0 | 0 | 0 | 0 | 0 | 0 | 0
F4_Industrial_Primary Metals_New_Process_Natural Gas_Other Process_E9 | F4 | Industrial | Primary Metals | New | Process | Natural Gas | Other Process | E9 | PCT BC Ratio | 0 | 0 | 0 | 0 | 0 | 0 | 0 | 0 | 0 | 0 | 0 | 0 | 0 | 0 | 0 | 0 | 0 | 0 | 0 | 0 | 0 | 0 | 0 | 0 | 0 | 0 | 0 | 0 | 0 | 0
F4_Industrial_Primary Metals_New_Process_Natural Gas_Other Process_E10 | F4 | Industrial | Primary Metals | New | Process | Natural Gas | Other Process | E10 | PCT BC Ratio | 0 | 0 | 0 | 0 | 0 | 0 | 0 | 0 | 0 | 0 | 0 | 0 | 0 | 0 | 0 | 0 | 0 | 0 | 0 | 0 | 0 | 0 | 0 | 0 | 0 | 0 | 0 | 0 | 0 | 0
F5_Industrial_Primary Metals_New_Process_Natural Gas_Other Process_E1 | F5 | Industrial | Primary Metals | New | Process | Natural Gas | Other Process | E1 | RIM BC Ratio | 0.9 | 0.9 | 0.9 | 0.9 | 0.9 | 0.9 | 0.9 | 0.9 | 0.9 | 0.9 | 0.9 | 0.9 | 0.9 | 0.9 | 0.9 | 0.9 | 0.9 | 0.9 | 0.9 | 0.9 | 0.9 | 0.9 | 0 | 0 | 0 | 0 | 0 | 0 | 0 | 0
F5_Industrial_Primary Metals_New_Process_Natural Gas_Other Process_E2 | F5 | Industrial | Primary Metals | New | Process | Natural Gas | Other Process | E2 | RIM BC Ratio | 0 | 0 | 0 | 0 | 0 | 0 | 0 | 0 | 0 | 0 | 0 | 0 | 0 | 0 | 0 | 0 | 0 | 0 | 0 | 0 | 0 | 0 | 0 | 0 | 0 | 0 | 0 | 0 | 0 | 0
F5_Industrial_Primary Metals_New_Process_Natural Gas_Other Process_E3 | F5 | Industrial | Primary Metals | New | Process | Natural Gas | Other Process | E3 | RIM BC Ratio | 0 | 0 | 0 | 0 | 0 | 0 | 0 | 0 | 0 | 0 | 0 | 0 | 0 | 0 | 0 | 0 | 0 | 0 | 0 | 0 | 0 | 0 | 0 | 0 | 0 | 0 | 0 | 0 | 0 | 0
F5_Industrial_Primary Metals_New_Process_Natural Gas_Other Process_E4 | F5 | Industrial | Primary Metals | New | Process | Natural Gas | Other Process | E4 | RIM BC Ratio | 0 | 0 | 0 | 0 | 0 | 0 | 0 | 0 | 0 | 0 | 0 | 0 | 0 | 0 | 0 | 0 | 0 | 0 | 0 | 0 | 0 | 0 | 0 | 0 | 0 | 0 | 0 | 0 | 0 | 0
F5_Industrial_Primary Metals_New_Process_Natural Gas_Other Process_E5 | F5 | Industrial | Primary Metals | New | Process | Natural Gas | Other Process | E5 | RIM BC Ratio | 0 | 0 | 0 | 0 | 0 | 0 | 0 | 0 | 0 | 0 | 0 | 0 | 0 | 0 | 0 | 0 | 0 | 0 | 0 | 0 | 0 | 0 | 0 | 0 | 0 | 0 | 0 | 0 | 0 | 0
F5_Industrial_Primary Metals_New_Process_Natural Gas_Other Process_E6 | F5 | Industrial | Primary Metals | New | Process | Natural Gas | Other Process | E6 | RIM BC Ratio | 0 | 0 | 0 | 0 | 0 | 0 | 0 | 0 | 0 | 0 | 0 | 0 | 0 | 0 | 0 | 0 | 0 | 0 | 0 | 0 | 0 | 0 | 0 | 0 | 0 | 0 | 0 | 0 | 0 | 0
F5_Industrial_Primary Metals_New_Process_Natural Gas_Other Process_E7 | F5 | Industrial | Primary Metals | New | Process | Natural Gas | Other Process | E7 | RIM BC Ratio | 0 | 0 | 0 | 0 | 0 | 0 | 0 | 0 | 0 | 0 | 0 | 0 | 0 | 0 | 0 | 0 | 0 | 0 | 0 | 0 | 0 | 0 | 0 | 0 | 0 | 0 | 0 | 0 | 0 | 0
F5_Industrial_Primary Metals_New_Process_Natural Gas_Other Process_E8 | F5 | Industrial | Primary Metals | New | Process | Natural Gas | Other Process | E8 | RIM BC Ratio | 0 | 0 | 0 | 0 | 0 | 0 | 0 | 0 | 0 | 0 | 0 | 0 | 0 | 0 | 0 | 0 | 0 | 0 | 0 | 0 | 0 | 0 | 0 | 0 | 0 | 0 | 0 | 0 | 0 | 0
F5_Industrial_Primary Metals_New_Process_Natural Gas_Other Process_E9 | F5 | Industrial | Primary Metals | New | Process | Natural Gas | Other Process | E9 | RIM BC Ratio | 0 | 0 | 0 | 0 | 0 | 0 | 0 | 0 | 0 | 0 | 0 | 0 | 0 | 0 | 0 | 0 | 0 | 0 | 0 | 0 | 0 | 0 | 0 | 0 | 0 | 0 | 0 | 0 | 0 | 0
F5_Industrial_Primary Metals_New_Process_Natural Gas_Other Process_E10 | F5 | Industrial | Primary Metals | New | Process | Natural Gas | Other Process | E10 | RIM BC Ratio | 0 | 0 | 0 | 0 | 0 | 0 | 0 | 0 | 0 | 0 | 0 | 0 | 0 | 0 | 0 | 0 | 0 | 0 | 0 | 0 | 0 | 0 | 0 | 0 | 0 | 0 | 0 | 0 | 0 | 0
F0_Industrial_Primary Metals_New_Miscellaneous_Natural Gas_Miscellaneous_E0 | F0 | Industrial | Primary Metals | New | Miscellaneous | Natural Gas | Miscellaneous | E0 | Economic Unit | Standard | Standard | Standard | Standard | Standard | Standard | Standard | Standard | Standard | Standard | Standard | Standard | Standard | Standard | Standard | Standard | Standard | Standard | Standard | Standard | Standard | Standard | 0 | 0 | 0 | 0 | 0 | 0 | 0 | 0
F1_Industrial_Primary Metals_New_Miscellaneous_Natural Gas_Miscellaneous_E1 | F1 | Industrial | Primary Metals | New | Miscellaneous | Natural Gas | Miscellaneous | E1 | CCE | 0 | 0 | 0 | 0 | 0 | 0 | 0 | 0 | 0 | 0 | 0 | 0 | 0 | 0 | 0 | 0 | 0 | 0 | 0 | 0 | 0 | 0 | 0 | 0 | 0 | 0 | 0 | 0 | 0 | 0
F1_Industrial_Primary Metals_New_Miscellaneous_Natural Gas_Miscellaneous_E2 | F1 | Industrial | Primary Metals | New | Miscellaneous | Natural Gas | Miscellaneous | E2 | CCE | 0 | 0 | 0 | 0 | 0 | 0 | 0 | 0 | 0 | 0 | 0 | 0 | 0 | 0 | 0 | 0 | 0 | 0 | 0 | 0 | 0 | 0 | 0 | 0 | 0 | 0 | 0 | 0 | 0 | 0
F1_Industrial_Primary Metals_New_Miscellaneous_Natural Gas_Miscellaneous_E3 | F1 | Industrial | Primary Metals | New | Miscellaneous | Natural Gas | Miscellaneous | E3 | CCE | 0 | 0 | 0 | 0 | 0 | 0 | 0 | 0 | 0 | 0 | 0 | 0 | 0 | 0 | 0 | 0 | 0 | 0 | 0 | 0 | 0 | 0 | 0 | 0 | 0 | 0 | 0 | 0 | 0 | 0
F1_Industrial_Primary Metals_New_Miscellaneous_Natural Gas_Miscellaneous_E4 | F1 | Industrial | Primary Metals | New | Miscellaneous | Natural Gas | Miscellaneous | E4 | CCE | 0 | 0 | 0 | 0 | 0 | 0 | 0 | 0 | 0 | 0 | 0 | 0 | 0 | 0 | 0 | 0 | 0 | 0 | 0 | 0 | 0 | 0 | 0 | 0 | 0 | 0 | 0 | 0 | 0 | 0
F1_Industrial_Primary Metals_New_Miscellaneous_Natural Gas_Miscellaneous_E5 | F1 | Industrial | Primary Metals | New | Miscellaneous | Natural Gas | Miscellaneous | E5 | CCE | 0 | 0 | 0 | 0 | 0 | 0 | 0 | 0 | 0 | 0 | 0 | 0 | 0 | 0 | 0 | 0 | 0 | 0 | 0 | 0 | 0 | 0 | 0 | 0 | 0 | 0 | 0 | 0 | 0 | 0
F1_Industrial_Primary Metals_New_Miscellaneous_Natural Gas_Miscellaneous_E6 | F1 | Industrial | Primary Metals | New | Miscellaneous | Natural Gas | Miscellaneous | E6 | CCE | 0 | 0 | 0 | 0 | 0 | 0 | 0 | 0 | 0 | 0 | 0 | 0 | 0 | 0 | 0 | 0 | 0 | 0 | 0 | 0 | 0 | 0 | 0 | 0 | 0 | 0 | 0 | 0 | 0 | 0
F1_Industrial_Primary Metals_New_Miscellaneous_Natural Gas_Miscellaneous_E7 | F1 | Industrial | Primary Metals | New | Miscellaneous | Natural Gas | Miscellaneous | E7 | CCE | 0 | 0 | 0 | 0 | 0 | 0 | 0 | 0 | 0 | 0 | 0 | 0 | 0 | 0 | 0 | 0 | 0 | 0 | 0 | 0 | 0 | 0 | 0 | 0 | 0 | 0 | 0 | 0 | 0 | 0
F1_Industrial_Primary Metals_New_Miscellaneous_Natural Gas_Miscellaneous_E8 | F1 | Industrial | Primary Metals | New | Miscellaneous | Natural Gas | Miscellaneous | E8 | CCE | 0 | 0 | 0 | 0 | 0 | 0 | 0 | 0 | 0 | 0 | 0 | 0 | 0 | 0 | 0 | 0 | 0 | 0 | 0 | 0 | 0 | 0 | 0 | 0 | 0 | 0 | 0 | 0 | 0 | 0
F1_Industrial_Primary Metals_New_Miscellaneous_Natural Gas_Miscellaneous_E9 | F1 | Industrial | Primary Metals | New | Miscellaneous | Natural Gas | Miscellaneous | E9 | CCE | 0 | 0 | 0 | 0 | 0 | 0 | 0 | 0 | 0 | 0 | 0 | 0 | 0 | 0 | 0 | 0 | 0 | 0 | 0 | 0 | 0 | 0 | 0 | 0 | 0 | 0 | 0 | 0 | 0 | 0
F1_Industrial_Primary Metals_New_Miscellaneous_Natural Gas_Miscellaneous_E10 | F1 | Industrial | Primary Metals | New | Miscellaneous | Natural Gas | Miscellaneous | E10 | CCE | 0 | 0 | 0 | 0 | 0 | 0 | 0 | 0 | 0 | 0 | 0 | 0 | 0 | 0 | 0 | 0 | 0 | 0 | 0 | 0 | 0 | 0 | 0 | 0 | 0 | 0 | 0 | 0 | 0 | 0
F2_Industrial_Primary Metals_New_Miscellaneous_Natural Gas_Miscellaneous_E1 | F2 | Industrial | Primary Metals | New | Miscellaneous | Natural Gas | Miscellaneous | E1 | TRC BC Ratio | 0.9 | 0.9 | 0.9 | 0.9 | 0.9 | 0.9 | 0.9 | 0.9 | 0.9 | 0.9 | 0.9 | 0.9 | 0.9 | 0.9 | 0.9 | 0.9 | 0.9 | 0.9 | 0.9 | 0.9 | 0.9 | 0.9 | 0 | 0 | 0 | 0 | 0 | 0 | 0 | 0
F2_Industrial_Primary Metals_New_Miscellaneous_Natural Gas_Miscellaneous_E2 | F2 | Industrial | Primary Metals | New | Miscellaneous | Natural Gas | Miscellaneous | E2 | TRC BC Ratio | 0 | 0 | 0 | 0 | 0 | 0 | 0 | 0 | 0 | 0 | 0 | 0 | 0 | 0 | 0 | 0 | 0 | 0 | 0 | 0 | 0 | 0 | 0 | 0 | 0 | 0 | 0 | 0 | 0 | 0
F2_Industrial_Primary Metals_New_Miscellaneous_Natural Gas_Miscellaneous_E3 | F2 | Industrial | Primary Metals | New | Miscellaneous | Natural Gas | Miscellaneous | E3 | TRC BC Ratio | 0 | 0 | 0 | 0 | 0 | 0 | 0 | 0 | 0 | 0 | 0 | 0 | 0 | 0 | 0 | 0 | 0 | 0 | 0 | 0 | 0 | 0 | 0 | 0 | 0 | 0 | 0 | 0 | 0 | 0
F2_Industrial_Primary Metals_New_Miscellaneous_Natural Gas_Miscellaneous_E4 | F2 | Industrial | Primary Metals | New | Miscellaneous | Natural Gas | Miscellaneous | E4 | TRC BC Ratio | 0 | 0 | 0 | 0 | 0 | 0 | 0 | 0 | 0 | 0 | 0 | 0 | 0 | 0 | 0 | 0 | 0 | 0 | 0 | 0 | 0 | 0 | 0 | 0 | 0 | 0 | 0 | 0 | 0 | 0
F2_Industrial_Primary Metals_New_Miscellaneous_Natural Gas_Miscellaneous_E5 | F2 | Industrial | Primary Metals | New | Miscellaneous | Natural Gas | Miscellaneous | E5 | TRC BC Ratio | 0 | 0 | 0 | 0 | 0 | 0 | 0 | 0 | 0 | 0 | 0 | 0 | 0 | 0 | 0 | 0 | 0 | 0 | 0 | 0 | 0 | 0 | 0 | 0 | 0 | 0 | 0 | 0 | 0 | 0
F2_Industrial_Primary Metals_New_Miscellaneous_Natural Gas_Miscellaneous_E6 | F2 | Industrial | Primary Metals | New | Miscellaneous | Natural Gas | Miscellaneous | E6 | TRC BC Ratio | 0 | 0 | 0 | 0 | 0 | 0 | 0 | 0 | 0 | 0 | 0 | 0 | 0 | 0 | 0 | 0 | 0 | 0 | 0 | 0 | 0 | 0 | 0 | 0 | 0 | 0 | 0 | 0 | 0 | 0
F2_Industrial_Primary Metals_New_Miscellaneous_Natural Gas_Miscellaneous_E7 | F2 | Industrial | Primary Metals | New | Miscellaneous | Natural Gas | Miscellaneous | E7 | TRC BC Ratio | 0 | 0 | 0 | 0 | 0 | 0 | 0 | 0 | 0 | 0 | 0 | 0 | 0 | 0 | 0 | 0 | 0 | 0 | 0 | 0 | 0 | 0 | 0 | 0 | 0 | 0 | 0 | 0 | 0 | 0
F2_Industrial_Primary Metals_New_Miscellaneous_Natural Gas_Miscellaneous_E8 | F2 | Industrial | Primary Metals | New | Miscellaneous | Natural Gas | Miscellaneous | E8 | TRC BC Ratio | 0 | 0 | 0 | 0 | 0 | 0 | 0 | 0 | 0 | 0 | 0 | 0 | 0 | 0 | 0 | 0 | 0 | 0 | 0 | 0 | 0 | 0 | 0 | 0 | 0 | 0 | 0 | 0 | 0 | 0
F2_Industrial_Primary Metals_New_Miscellaneous_Natural Gas_Miscellaneous_E9 | F2 | Industrial | Primary Metals | New | Miscellaneous | Natural Gas | Miscellaneous | E9 | TRC BC Ratio | 0 | 0 | 0 | 0 | 0 | 0 | 0 | 0 | 0 | 0 | 0 | 0 | 0 | 0 | 0 | 0 | 0 | 0 | 0 | 0 | 0 | 0 | 0 | 0 | 0 | 0 | 0 | 0 | 0 | 0
F2_Industrial_Primary Metals_New_Miscellaneous_Natural Gas_Miscellaneous_E10 | F2 | Industrial | Primary Metals | New | Miscellaneous | Natural Gas | Miscellaneous | E10 | TRC BC Ratio | 0 | 0 | 0 | 0 | 0 | 0 | 0 | 0 | 0 | 0 | 0 | 0 | 0 | 0 | 0 | 0 | 0 | 0 | 0 | 0 | 0 | 0 | 0 | 0 | 0 | 0 | 0 | 0 | 0 | 0
F3_Industrial_Primary Metals_New_Miscellaneous_Natural Gas_Miscellaneous_E1 | F3 | Industrial | Primary Metals | New | Miscellaneous | Natural Gas | Miscellaneous | E1 | PACT BC Ratio | 0.9 | 0.9 | 0.9 | 0.9 | 0.9 | 0.9 | 0.9 | 0.9 | 0.9 | 0.9 | 0.9 | 0.9 | 0.9 | 0.9 | 0.9 | 0.9 | 0.9 | 0.9 | 0.9 | 0.9 | 0.9 | 0.9 | 0 | 0 | 0 | 0 | 0 | 0 | 0 | 0
F3_Industrial_Primary Metals_New_Miscellaneous_Natural Gas_Miscellaneous_E2 | F3 | Industrial | Primary Metals | New | Miscellaneous | Natural Gas | Miscellaneous | E2 | PACT BC Ratio | 0 | 0 | 0 | 0 | 0 | 0 | 0 | 0 | 0 | 0 | 0 | 0 | 0 | 0 | 0 | 0 | 0 | 0 | 0 | 0 | 0 | 0 | 0 | 0 | 0 | 0 | 0 | 0 | 0 | 0
F3_Industrial_Primary Metals_New_Miscellaneous_Natural Gas_Miscellaneous_E3 | F3 | Industrial | Primary Metals | New | Miscellaneous | Natural Gas | Miscellaneous | E3 | PACT BC Ratio | 0 | 0 | 0 | 0 | 0 | 0 | 0 | 0 | 0 | 0 | 0 | 0 | 0 | 0 | 0 | 0 | 0 | 0 | 0 | 0 | 0 | 0 | 0 | 0 | 0 | 0 | 0 | 0 | 0 | 0
F3_Industrial_Primary Metals_New_Miscellaneous_Natural Gas_Miscellaneous_E4 | F3 | Industrial | Primary Metals | New | Miscellaneous | Natural Gas | Miscellaneous | E4 | PACT BC Ratio | 0 | 0 | 0 | 0 | 0 | 0 | 0 | 0 | 0 | 0 | 0 | 0 | 0 | 0 | 0 | 0 | 0 | 0 | 0 | 0 | 0 | 0 | 0 | 0 | 0 | 0 | 0 | 0 | 0 | 0
F3_Industrial_Primary Metals_New_Miscellaneous_Natural Gas_Miscellaneous_E5 | F3 | Industrial | Primary Metals | New | Miscellaneous | Natural Gas | Miscellaneous | E5 | PACT BC Ratio | 0 | 0 | 0 | 0 | 0 | 0 | 0 | 0 | 0 | 0 | 0 | 0 | 0 | 0 | 0 | 0 | 0 | 0 | 0 | 0 | 0 | 0 | 0 | 0 | 0 | 0 | 0 | 0 | 0 | 0
F3_Industrial_Primary Metals_New_Miscellaneous_Natural Gas_Miscellaneous_E6 | F3 | Industrial | Primary Metals | New | Miscellaneous | Natural Gas | Miscellaneous | E6 | PACT BC Ratio | 0 | 0 | 0 | 0 | 0 | 0 | 0 | 0 | 0 | 0 | 0 | 0 | 0 | 0 | 0 | 0 | 0 | 0 | 0 | 0 | 0 | 0 | 0 | 0 | 0 | 0 | 0 | 0 | 0 | 0
F3_Industrial_Primary Metals_New_Miscellaneous_Natural Gas_Miscellaneous_E7 | F3 | Industrial | Primary Metals | New | Miscellaneous | Natural Gas | Miscellaneous | E7 | PACT BC Ratio | 0 | 0 | 0 | 0 | 0 | 0 | 0 | 0 | 0 | 0 | 0 | 0 | 0 | 0 | 0 | 0 | 0 | 0 | 0 | 0 | 0 | 0 | 0 | 0 | 0 | 0 | 0 | 0 | 0 | 0
F3_Industrial_Primary Metals_New_Miscellaneous_Natural Gas_Miscellaneous_E8 | F3 | Industrial | Primary Metals | New | Miscellaneous | Natural Gas | Miscellaneous | E8 | PACT BC Ratio | 0 | 0 | 0 | 0 | 0 | 0 | 0 | 0 | 0 | 0 | 0 | 0 | 0 | 0 | 0 | 0 | 0 | 0 | 0 | 0 | 0 | 0 | 0 | 0 | 0 | 0 | 0 | 0 | 0 | 0
F3_Industrial_Primary Metals_New_Miscellaneous_Natural Gas_Miscellaneous_E9 | F3 | Industrial | Primary Metals | New | Miscellaneous | Natural Gas | Miscellaneous | E9 | PACT BC Ratio | 0 | 0 | 0 | 0 | 0 | 0 | 0 | 0 | 0 | 0 | 0 | 0 | 0 | 0 | 0 | 0 | 0 | 0 | 0 | 0 | 0 | 0 | 0 | 0 | 0 | 0 | 0 | 0 | 0 | 0
F3_Industrial_Primary Metals_New_Miscellaneous_Natural Gas_Miscellaneous_E10 | F3 | Industrial | Primary Metals | New | Miscellaneous | Natural Gas | Miscellaneous | E10 | PACT BC Ratio | 0 | 0 | 0 | 0 | 0 | 0 | 0 | 0 | 0 | 0 | 0 | 0 | 0 | 0 | 0 | 0 | 0 | 0 | 0 | 0 | 0 | 0 | 0 | 0 | 0 | 0 | 0 | 0 | 0 | 0
F4_Industrial_Primary Metals_New_Miscellaneous_Natural Gas_Miscellaneous_E1 | F4 | Industrial | Primary Metals | New | Miscellaneous | Natural Gas | Miscellaneous | E1 | PCT BC Ratio | 0.9 | 0.9 | 0.9 | 0.9 | 0.9 | 0.9 | 0.9 | 0.9 | 0.9 | 0.9 | 0.9 | 0.9 | 0.9 | 0.9 | 0.9 | 0.9 | 0.9 | 0.9 | 0.9 | 0.9 | 0.9 | 0.9 | 0 | 0 | 0 | 0 | 0 | 0 | 0 | 0
F4_Industrial_Primary Metals_New_Miscellaneous_Natural Gas_Miscellaneous_E2 | F4 | Industrial | Primary Metals | New | Miscellaneous | Natural Gas | Miscellaneous | E2 | PCT BC Ratio | 0 | 0 | 0 | 0 | 0 | 0 | 0 | 0 | 0 | 0 | 0 | 0 | 0 | 0 | 0 | 0 | 0 | 0 | 0 | 0 | 0 | 0 | 0 | 0 | 0 | 0 | 0 | 0 | 0 | 0
F4_Industrial_Primary Metals_New_Miscellaneous_Natural Gas_Miscellaneous_E3 | F4 | Industrial | Primary Metals | New | Miscellaneous | Natural Gas | Miscellaneous | E3 | PCT BC Ratio | 0 | 0 | 0 | 0 | 0 | 0 | 0 | 0 | 0 | 0 | 0 | 0 | 0 | 0 | 0 | 0 | 0 | 0 | 0 | 0 | 0 | 0 | 0 | 0 | 0 | 0 | 0 | 0 | 0 | 0
F4_Industrial_Primary Metals_New_Miscellaneous_Natural Gas_Miscellaneous_E4 | F4 | Industrial | Primary Metals | New | Miscellaneous | Natural Gas | Miscellaneous | E4 | PCT BC Ratio | 0 | 0 | 0 | 0 | 0 | 0 | 0 | 0 | 0 | 0 | 0 | 0 | 0 | 0 | 0 | 0 | 0 | 0 | 0 | 0 | 0 | 0 | 0 | 0 | 0 | 0 | 0 | 0 | 0 | 0
F4_Industrial_Primary Metals_New_Miscellaneous_Natural Gas_Miscellaneous_E5 | F4 | Industrial | Primary Metals | New | Miscellaneous | Natural Gas | Miscellaneous | E5 | PCT BC Ratio | 0 | 0 | 0 | 0 | 0 | 0 | 0 | 0 | 0 | 0 | 0 | 0 | 0 | 0 | 0 | 0 | 0 | 0 | 0 | 0 | 0 | 0 | 0 | 0 | 0 | 0 | 0 | 0 | 0 | 0
F4_Industrial_Primary Metals_New_Miscellaneous_Natural Gas_Miscellaneous_E6 | F4 | Industrial | Primary Metals | New | Miscellaneous | Natural Gas | Miscellaneous | E6 | PCT BC Ratio | 0 | 0 | 0 | 0 | 0 | 0 | 0 | 0 | 0 | 0 | 0 | 0 | 0 | 0 | 0 | 0 | 0 | 0 | 0 | 0 | 0 | 0 | 0 | 0 | 0 | 0 | 0 | 0 | 0 | 0
F4_Industrial_Primary Metals_New_Miscellaneous_Natural Gas_Miscellaneous_E7 | F4 | Industrial | Primary Metals | New | Miscellaneous | Natural Gas | Miscellaneous | E7 | PCT BC Ratio | 0 | 0 | 0 | 0 | 0 | 0 | 0 | 0 | 0 | 0 | 0 | 0 | 0 | 0 | 0 | 0 | 0 | 0 | 0 | 0 | 0 | 0 | 0 | 0 | 0 | 0 | 0 | 0 | 0 | 0
F4_Industrial_Primary Metals_New_Miscellaneous_Natural Gas_Miscellaneous_E8 | F4 | Industrial | Primary Metals | New | Miscellaneous | Natural Gas | Miscellaneous | E8 | PCT BC Ratio | 0 | 0 | 0 | 0 | 0 | 0 | 0 | 0 | 0 | 0 | 0 | 0 | 0 | 0 | 0 | 0 | 0 | 0 | 0 | 0 | 0 | 0 | 0 | 0 | 0 | 0 | 0 | 0 | 0 | 0
F4_Industrial_Primary Metals_New_Miscellaneous_Natural Gas_Miscellaneous_E9 | F4 | Industrial | Primary Metals | New | Miscellaneous | Natural Gas | Miscellaneous | E9 | PCT BC Ratio | 0 | 0 | 0 | 0 | 0 | 0 | 0 | 0 | 0 | 0 | 0 | 0 | 0 | 0 | 0 | 0 | 0 | 0 | 0 | 0 | 0 | 0 | 0 | 0 | 0 | 0 | 0 | 0 | 0 | 0
F4_Industrial_Primary Metals_New_Miscellaneous_Natural Gas_Miscellaneous_E10 | F4 | Industrial | Primary Metals | New | Miscellaneous | Natural Gas | Miscellaneous | E10 | PCT BC Ratio | 0 | 0 | 0 | 0 | 0 | 0 | 0 | 0 | 0 | 0 | 0 | 0 | 0 | 0 | 0 | 0 | 0 | 0 | 0 | 0 | 0 | 0 | 0 | 0 | 0 | 0 | 0 | 0 | 0 | 0
F5_Industrial_Primary Metals_New_Miscellaneous_Natural Gas_Miscellaneous_E1 | F5 | Industrial | Primary Metals | New | Miscellaneous | Natural Gas | Miscellaneous | E1 | RIM BC Ratio | 0.9 | 0.9 | 0.9 | 0.9 | 0.9 | 0.9 | 0.9 | 0.9 | 0.9 | 0.9 | 0.9 | 0.9 | 0.9 | 0.9 | 0.9 | 0.9 | 0.9 | 0.9 | 0.9 | 0.9 | 0.9 | 0.9 | 0 | 0 | 0 | 0 | 0 | 0 | 0 | 0
F5_Industrial_Primary Metals_New_Miscellaneous_Natural Gas_Miscellaneous_E2 | F5 | Industrial | Primary Metals | New | Miscellaneous | Natural Gas | Miscellaneous | E2 | RIM BC Ratio | 0 | 0 | 0 | 0 | 0 | 0 | 0 | 0 | 0 | 0 | 0 | 0 | 0 | 0 | 0 | 0 | 0 | 0 | 0 | 0 | 0 | 0 | 0 | 0 | 0 | 0 | 0 | 0 | 0 | 0
F5_Industrial_Primary Metals_New_Miscellaneous_Natural Gas_Miscellaneous_E3 | F5 | Industrial | Primary Metals | New | Miscellaneous | Natural Gas | Miscellaneous | E3 | RIM BC Ratio | 0 | 0 | 0 | 0 | 0 | 0 | 0 | 0 | 0 | 0 | 0 | 0 | 0 | 0 | 0 | 0 | 0 | 0 | 0 | 0 | 0 | 0 | 0 | 0 | 0 | 0 | 0 | 0 | 0 | 0
F5_Industrial_Primary Metals_New_Miscellaneous_Natural Gas_Miscellaneous_E4 | F5 | Industrial | Primary Metals | New | Miscellaneous | Natural Gas | Miscellaneous | E4 | RIM BC Ratio | 0 | 0 | 0 | 0 | 0 | 0 | 0 | 0 | 0 | 0 | 0 | 0 | 0 | 0 | 0 | 0 | 0 | 0 | 0 | 0 | 0 | 0 | 0 | 0 | 0 | 0 | 0 | 0 | 0 | 0
F5_Industrial_Primary Metals_New_Miscellaneous_Natural Gas_Miscellaneous_E5 | F5 | Industrial | Primary Metals | New | Miscellaneous | Natural Gas | Miscellaneous | E5 | RIM BC Ratio | 0 | 0 | 0 | 0 | 0 | 0 | 0 | 0 | 0 | 0 | 0 | 0 | 0 | 0 | 0 | 0 | 0 | 0 | 0 | 0 | 0 | 0 | 0 | 0 | 0 | 0 | 0 | 0 | 0 | 0
F5_Industrial_Primary Metals_New_Miscellaneous_Natural Gas_Miscellaneous_E6 | F5 | Industrial | Primary Metals | New | Miscellaneous | Natural Gas | Miscellaneous | E6 | RIM BC Ratio | 0 | 0 | 0 | 0 | 0 | 0 | 0 | 0 | 0 | 0 | 0 | 0 | 0 | 0 | 0 | 0 | 0 | 0 | 0 | 0 | 0 | 0 | 0 | 0 | 0 | 0 | 0 | 0 | 0 | 0
F5_Industrial_Primary Metals_New_Miscellaneous_Natural Gas_Miscellaneous_E7 | F5 | Industrial | Primary Metals | New | Miscellaneous | Natural Gas | Miscellaneous | E7 | RIM BC Ratio | 0 | 0 | 0 | 0 | 0 | 0 | 0 | 0 | 0 | 0 | 0 | 0 | 0 | 0 | 0 | 0 | 0 | 0 | 0 | 0 | 0 | 0 | 0 | 0 | 0 | 0 | 0 | 0 | 0 | 0
F5_Industrial_Primary Metals_New_Miscellaneous_Natural Gas_Miscellaneous_E8 | F5 | Industrial | Primary Metals | New | Miscellaneous | Natural Gas | Miscellaneous | E8 | RIM BC Ratio | 0 | 0 | 0 | 0 | 0 | 0 | 0 | 0 | 0 | 0 | 0 | 0 | 0 | 0 | 0 | 0 | 0 | 0 | 0 | 0 | 0 | 0 | 0 | 0 | 0 | 0 | 0 | 0 | 0 | 0
F5_Industrial_Primary Metals_New_Miscellaneous_Natural Gas_Miscellaneous_E9 | F5 | Industrial | Primary Metals | New | Miscellaneous | Natural Gas | Miscellaneous | E9 | RIM BC Ratio | 0 | 0 | 0 | 0 | 0 | 0 | 0 | 0 | 0 | 0 | 0 | 0 | 0 | 0 | 0 | 0 | 0 | 0 | 0 | 0 | 0 | 0 | 0 | 0 | 0 | 0 | 0 | 0 | 0 | 0
F5_Industrial_Primary Metals_New_Miscellaneous_Natural Gas_Miscellaneous_E10 | F5 | Industrial | Primary Metals | New | Miscellaneous | Natural Gas | Miscellaneous | E10 | RIM BC Ratio | 0 | 0 | 0 | 0 | 0 | 0 | 0 | 0 | 0 | 0 | 0 | 0 | 0 | 0 | 0 | 0 | 0 | 0 | 0 | 0 | 0 | 0 | 0 | 0 | 0 | 0 | 0 | 0 | 0 | 0
F0_Industrial_Stone, Clay, and Glass_Existing_Space Heating_Natural Gas_Furnace_E0 | F0 | Industrial | Stone, Clay, and Glass | Existing | Space Heating | Natural Gas | Furnace | E0 | Economic Unit | AFUE 96% | AFUE 96% | AFUE 96% | AFUE 96% | AFUE 96% | AFUE 96% | AFUE 96% | AFUE 96% | AFUE 96% | AFUE 96% | AFUE 96% | AFUE 96% | AFUE 96% | AFUE 96% | AFUE 96% | AFUE 96% | AFUE 96% | AFUE 96% | AFUE 96% | AFUE 96% | AFUE 96% | AFUE 96% | 0 | 0 | 0 | 0 | 0 | 0 | 0 | 0
F1_Industrial_Stone, Clay, and Glass_Existing_Space Heating_Natural Gas_Furnace_E1 | F1 | Industrial | Stone, Clay, and Glass | Existing | Space Heating | Natural Gas | Furnace | E1 | CCE | 0 | 0 | 0 | 0 | 0 | 0 | 0 | 0 | 0 | 0 | 0 | 0 | 0 | 0 | 0 | 0 | 0 | 0 | 0 | 0 | 0 | 0 | 0 | 0 | 0 | 0 | 0 | 0 | 0 | 0
F1_Industrial_Stone, Clay, and Glass_Existing_Space Heating_Natural Gas_Furnace_E2 | F1 | Industrial | Stone, Clay, and Glass | Existing | Space Heating | Natural Gas | Furnace | E2 | CCE | 0.00080022 | 0.00080022 | 0.00080022 | 0.00080022 | 0.00080022 | 0.00080022 | 0.00080022 | 0.00080022 | 0.00080022 | 0.00080022 | 0.00080022 | 0.00080022 | 0.00080022 | 0.00080022 | 0.00080022 | 0.00080022 | 0.00080022 | 0.00080022 | 0.00080022 | 0.00080022 | 0.00080022 | 0.00080022 | 0 | 0 | 0 | 0 | 0 | 0 | 0 | 0
F1_Industrial_Stone, Clay, and Glass_Existing_Space Heating_Natural Gas_Furnace_E3 | F1 | Industrial | Stone, Clay, and Glass | Existing | Space Heating | Natural Gas | Furnace | E3 | CCE | 0.0010663 | 0.0010663 | 0.0010663 | 0.0010663 | 0.0010663 | 0.0010663 | 0.0010663 | 0.0010663 | 0.0010663 | 0.0010663 | 0.0010663 | 0.0010663 | 0.0010663 | 0.0010663 | 0.0010663 | 0.0010663 | 0.0010663 | 0.0010663 | 0.0010663 | 0.0010663 | 0.0010663 | 0.0010663 | 0 | 0 | 0 | 0 | 0 | 0 | 0 | 0
F1_Industrial_Stone, Clay, and Glass_Existing_Space Heating_Natural Gas_Furnace_E4 | F1 | Industrial | Stone, Clay, and Glass | Existing | Space Heating | Natural Gas | Furnace | E4 | CCE | 0 | 0 | 0 | 0 | 0 | 0 | 0 | 0 | 0 | 0 | 0 | 0 | 0 | 0 | 0 | 0 | 0 | 0 | 0 | 0 | 0 | 0 | 0 | 0 | 0 | 0 | 0 | 0 | 0 | 0
F1_Industrial_Stone, Clay, and Glass_Existing_Space Heating_Natural Gas_Furnace_E5 | F1 | Industrial | Stone, Clay, and Glass | Existing | Space Heating | Natural Gas | Furnace | E5 | CCE | 0 | 0 | 0 | 0 | 0 | 0 | 0 | 0 | 0 | 0 | 0 | 0 | 0 | 0 | 0 | 0 | 0 | 0 | 0 | 0 | 0 | 0 | 0 | 0 | 0 | 0 | 0 | 0 | 0 | 0
F1_Industrial_Stone, Clay, and Glass_Existing_Space Heating_Natural Gas_Furnace_E6 | F1 | Industrial | Stone, Clay, and Glass | Existing | Space Heating | Natural Gas | Furnace | E6 | CCE | 0 | 0 | 0 | 0 | 0 | 0 | 0 | 0 | 0 | 0 | 0 | 0 | 0 | 0 | 0 | 0 | 0 | 0 | 0 | 0 | 0 | 0 | 0 | 0 | 0 | 0 | 0 | 0 | 0 | 0
F1_Industrial_Stone, Clay, and Glass_Existing_Space Heating_Natural Gas_Furnace_E7 | F1 | Industrial | Stone, Clay, and Glass | Existing | Space Heating | Natural Gas | Furnace | E7 | CCE | 0 | 0 | 0 | 0 | 0 | 0 | 0 | 0 | 0 | 0 | 0 | 0 | 0 | 0 | 0 | 0 | 0 | 0 | 0 | 0 | 0 | 0 | 0 | 0 | 0 | 0 | 0 | 0 | 0 | 0
F1_Industrial_Stone, Clay, and Glass_Existing_Space Heating_Natural Gas_Furnace_E8 | F1 | Industrial | Stone, Clay, and Glass | Existing | Space Heating | Natural Gas | Furnace | E8 | CCE | 0 | 0 | 0 | 0 | 0 | 0 | 0 | 0 | 0 | 0 | 0 | 0 | 0 | 0 | 0 | 0 | 0 | 0 | 0 | 0 | 0 | 0 | 0 | 0 | 0 | 0 | 0 | 0 | 0 | 0
F1_Industrial_Stone, Clay, and Glass_Existing_Space Heating_Natural Gas_Furnace_E9 | F1 | Industrial | Stone, Clay, and Glass | Existing | Space Heating | Natural Gas | Furnace | E9 | CCE | 0 | 0 | 0 | 0 | 0 | 0 | 0 | 0 | 0 | 0 | 0 | 0 | 0 | 0 | 0 | 0 | 0 | 0 | 0 | 0 | 0 | 0 | 0 | 0 | 0 | 0 | 0 | 0 | 0 | 0
F1_Industrial_Stone, Clay, and Glass_Existing_Space Heating_Natural Gas_Furnace_E10 | F1 | Industrial | Stone, Clay, and Glass | Existing | Space Heating | Natural Gas | Furnace | E10 | CCE | 0 | 0 | 0 | 0 | 0 | 0 | 0 | 0 | 0 | 0 | 0 | 0 | 0 | 0 | 0 | 0 | 0 | 0 | 0 | 0 | 0 | 0 | 0 | 0 | 0 | 0 | 0 | 0 | 0 | 0
F2_Industrial_Stone, Clay, and Glass_Existing_Space Heating_Natural Gas_Furnace_E1 | F2 | Industrial | Stone, Clay, and Glass | Existing | Space Heating | Natural Gas | Furnace | E1 | TRC BC Ratio | 0.9 | 0.9 | 0.9 | 0.9 | 0.9 | 0.9 | 0.9 | 0.9 | 0.9 | 0.9 | 0.9 | 0.9 | 0.9 | 0.9 | 0.9 | 0.9 | 0.9 | 0.9 | 0.9 | 0.9 | 0.9 | 0.9 | 0 | 0 | 0 | 0 | 0 | 0 | 0 | 0
F2_Industrial_Stone, Clay, and Glass_Existing_Space Heating_Natural Gas_Furnace_E2 | F2 | Industrial | Stone, Clay, and Glass | Existing | Space Heating | Natural Gas | Furnace | E2 | TRC BC Ratio | 6.3177 | 6.3877 | 6.2866 | 6.1898 | 6.0235 | 5.8589 | 5.6934 | 5.5424 | 5.3921 | 5.261 | 5.1303 | 5.0031 | 4.8786 | 4.7588 | 4.6414 | 4.5264 | 4.415 | 4.3083 | 4.2041 | 4.106 | 4.0118 | 3.9204 | 0 | 0 | 0 | 0 | 0 | 0 | 0 | 0
F2_Industrial_Stone, Clay, and Glass_Existing_Space Heating_Natural Gas_Furnace_E3 | F2 | Industrial | Stone, Clay, and Glass | Existing | Space Heating | Natural Gas | Furnace | E3 | TRC BC Ratio | 4.7411 | 4.7936 | 4.7177 | 4.6451 | 4.5203 | 4.3968 | 4.2726 | 4.1592 | 4.0465 | 3.9481 | 3.85 | 3.7546 | 3.6611 | 3.5712 | 3.4831 | 3.3968 | 3.3132 | 3.2332 | 3.1549 | 3.0813 | 3.0106 | 2.942 | 0 | 0 | 0 | 0 | 0 | 0 | 0 | 0
F2_Industrial_Stone, Clay, and Glass_Existing_Space Heating_Natural Gas_Furnace_E4 | F2 | Industrial | Stone, Clay, and Glass | Existing | Space Heating | Natural Gas | Furnace | E4 | TRC BC Ratio | 0 | 0 | 0 | 0 | 0 | 0 | 0 | 0 | 0 | 0 | 0 | 0 | 0 | 0 | 0 | 0 | 0 | 0 | 0 | 0 | 0 | 0 | 0 | 0 | 0 | 0 | 0 | 0 | 0 | 0
F2_Industrial_Stone, Clay, and Glass_Existing_Space Heating_Natural Gas_Furnace_E5 | F2 | Industrial | Stone, Clay, and Glass | Existing | Space Heating | Natural Gas | Furnace | E5 | TRC BC Ratio | 0 | 0 | 0 | 0 | 0 | 0 | 0 | 0 | 0 | 0 | 0 | 0 | 0 | 0 | 0 | 0 | 0 | 0 | 0 | 0 | 0 | 0 | 0 | 0 | 0 | 0 | 0 | 0 | 0 | 0
F2_Industrial_Stone, Clay, and Glass_Existing_Space Heating_Natural Gas_Furnace_E6 | F2 | Industrial | Stone, Clay, and Glass | Existing | Space Heating | Natural Gas | Furnace | E6 | TRC BC Ratio | 0 | 0 | 0 | 0 | 0 | 0 | 0 | 0 | 0 | 0 | 0 | 0 | 0 | 0 | 0 | 0 | 0 | 0 | 0 | 0 | 0 | 0 | 0 | 0 | 0 | 0 | 0 | 0 | 0 | 0
F2_Industrial_Stone, Clay, and Glass_Existing_Space Heating_Natural Gas_Furnace_E7 | F2 | Industrial | Stone, Clay, and Glass | Existing | Space Heating | Natural Gas | Furnace | E7 | TRC BC Ratio | 0 | 0 | 0 | 0 | 0 | 0 | 0 | 0 | 0 | 0 | 0 | 0 | 0 | 0 | 0 | 0 | 0 | 0 | 0 | 0 | 0 | 0 | 0 | 0 | 0 | 0 | 0 | 0 | 0 | 0
F2_Industrial_Stone, Clay, and Glass_Existing_Space Heating_Natural Gas_Furnace_E8 | F2 | Industrial | Stone, Clay, and Glass | Existing | Space Heating | Natural Gas | Furnace | E8 | TRC BC Ratio | 0 | 0 | 0 | 0 | 0 | 0 | 0 | 0 | 0 | 0 | 0 | 0 | 0 | 0 | 0 | 0 | 0 | 0 | 0 | 0 | 0 | 0 | 0 | 0 | 0 | 0 | 0 | 0 | 0 | 0
F2_Industrial_Stone, Clay, and Glass_Existing_Space Heating_Natural Gas_Furnace_E9 | F2 | Industrial | Stone, Clay, and Glass | Existing | Space Heating | Natural Gas | Furnace | E9 | TRC BC Ratio | 0 | 0 | 0 | 0 | 0 | 0 | 0 | 0 | 0 | 0 | 0 | 0 | 0 | 0 | 0 | 0 | 0 | 0 | 0 | 0 | 0 | 0 | 0 | 0 | 0 | 0 | 0 | 0 | 0 | 0
F2_Industrial_Stone, Clay, and Glass_Existing_Space Heating_Natural Gas_Furnace_E10 | F2 | Industrial | Stone, Clay, and Glass | Existing | Space Heating | Natural Gas | Furnace | E10 | TRC BC Ratio | 0 | 0 | 0 | 0 | 0 | 0 | 0 | 0 | 0 | 0 | 0 | 0 | 0 | 0 | 0 | 0 | 0 | 0 | 0 | 0 | 0 | 0 | 0 | 0 | 0 | 0 | 0 | 0 | 0 | 0
F3_Industrial_Stone, Clay, and Glass_Existing_Space Heating_Natural Gas_Furnace_E1 | F3 | Industrial | Stone, Clay, and Glass | Existing | Space Heating | Natural Gas | Furnace | E1 | PACT BC Ratio | 0.9 | 0.9 | 0.9 | 0.9 | 0.9 | 0.9 | 0.9 | 0.9 | 0.9 | 0.9 | 0.9 | 0.9 | 0.9 | 0.9 | 0.9 | 0.9 | 0.9 | 0.9 | 0.9 | 0.9 | 0.9 | 0.9 | 0 | 0 | 0 | 0 | 0 | 0 | 0 | 0
F3_Industrial_Stone, Clay, and Glass_Existing_Space Heating_Natural Gas_Furnace_E2 | F3 | Industrial | Stone, Clay, and Glass | Existing | Space Heating | Natural Gas | Furnace | E2 | PACT BC Ratio | 18.231 | 18.433 | 18.1414 | 17.8619 | 17.382 | 16.9071 | 16.4295 | 15.9937 | 15.5602 | 15.1818 | 14.8045 | 14.4376 | 14.0781 | 13.7325 | 13.3938 | 13.0619 | 12.7406 | 12.4326 | 12.1317 | 11.8487 | 11.5768 | 11.3132 | 0 | 0 | 0 | 0 | 0 | 0 | 0 | 0
F3_Industrial_Stone, Clay, and Glass_Existing_Space Heating_Natural Gas_Furnace_E3 | F3 | Industrial | Stone, Clay, and Glass | Existing | Space Heating | Natural Gas | Furnace | E3 | PACT BC Ratio | 13.6813 | 13.8329 | 13.614 | 13.4043 | 13.0442 | 12.6878 | 12.3294 | 12.0023 | 11.677 | 11.3931 | 11.1099 | 10.8346 | 10.5648 | 10.3054 | 10.0513 | 9.8022 | 9.5611 | 9.3299 | 9.1041 | 8.8918 | 8.6877 | 8.4899 | 0 | 0 | 0 | 0 | 0 | 0 | 0 | 0
F3_Industrial_Stone, Clay, and Glass_Existing_Space Heating_Natural Gas_Furnace_E4 | F3 | Industrial | Stone, Clay, and Glass | Existing | Space Heating | Natural Gas | Furnace | E4 | PACT BC Ratio | 0 | 0 | 0 | 0 | 0 | 0 | 0 | 0 | 0 | 0 | 0 | 0 | 0 | 0 | 0 | 0 | 0 | 0 | 0 | 0 | 0 | 0 | 0 | 0 | 0 | 0 | 0 | 0 | 0 | 0
F3_Industrial_Stone, Clay, and Glass_Existing_Space Heating_Natural Gas_Furnace_E5 | F3 | Industrial | Stone, Clay, and Glass | Existing | Space Heating | Natural Gas | Furnace | E5 | PACT BC Ratio | 0 | 0 | 0 | 0 | 0 | 0 | 0 | 0 | 0 | 0 | 0 | 0 | 0 | 0 | 0 | 0 | 0 | 0 | 0 | 0 | 0 | 0 | 0 | 0 | 0 | 0 | 0 | 0 | 0 | 0
F3_Industrial_Stone, Clay, and Glass_Existing_Space Heating_Natural Gas_Furnace_E6 | F3 | Industrial | Stone, Clay, and Glass | Existing | Space Heating | Natural Gas | Furnace | E6 | PACT BC Ratio | 0 | 0 | 0 | 0 | 0 | 0 | 0 | 0 | 0 | 0 | 0 | 0 | 0 | 0 | 0 | 0 | 0 | 0 | 0 | 0 | 0 | 0 | 0 | 0 | 0 | 0 | 0 | 0 | 0 | 0
F3_Industrial_Stone, Clay, and Glass_Existing_Space Heating_Natural Gas_Furnace_E7 | F3 | Industrial | Stone, Clay, and Glass | Existing | Space Heating | Natural Gas | Furnace | E7 | PACT BC Ratio | 0 | 0 | 0 | 0 | 0 | 0 | 0 | 0 | 0 | 0 | 0 | 0 | 0 | 0 | 0 | 0 | 0 | 0 | 0 | 0 | 0 | 0 | 0 | 0 | 0 | 0 | 0 | 0 | 0 | 0
F3_Industrial_Stone, Clay, and Glass_Existing_Space Heating_Natural Gas_Furnace_E8 | F3 | Industrial | Stone, Clay, and Glass | Existing | Space Heating | Natural Gas | Furnace | E8 | PACT BC Ratio | 0 | 0 | 0 | 0 | 0 | 0 | 0 | 0 | 0 | 0 | 0 | 0 | 0 | 0 | 0 | 0 | 0 | 0 | 0 | 0 | 0 | 0 | 0 | 0 | 0 | 0 | 0 | 0 | 0 | 0
F3_Industrial_Stone, Clay, and Glass_Existing_Space Heating_Natural Gas_Furnace_E9 | F3 | Industrial | Stone, Clay, and Glass | Existing | Space Heating | Natural Gas | Furnace | E9 | PACT BC Ratio | 0 | 0 | 0 | 0 | 0 | 0 | 0 | 0 | 0 | 0 | 0 | 0 | 0 | 0 | 0 | 0 | 0 | 0 | 0 | 0 | 0 | 0 | 0 | 0 | 0 | 0 | 0 | 0 | 0 | 0
F3_Industrial_Stone, Clay, and Glass_Existing_Space Heating_Natural Gas_Furnace_E10 | F3 | Industrial | Stone, Clay, and Glass | Existing | Space Heating | Natural Gas | Furnace | E10 | PACT BC Ratio | 0 | 0 | 0 | 0 | 0 | 0 | 0 | 0 | 0 | 0 | 0 | 0 | 0 | 0 | 0 | 0 | 0 | 0 | 0 | 0 | 0 | 0 | 0 | 0 | 0 | 0 | 0 | 0 | 0 | 0
F4_Industrial_Stone, Clay, and Glass_Existing_Space Heating_Natural Gas_Furnace_E1 | F4 | Industrial | Stone, Clay, and Glass | Existing | Space Heating | Natural Gas | Furnace | E1 | PCT BC Ratio | 0.9 | 0.9 | 0.9 | 0.9 | 0.9 | 0.9 | 0.9 | 0.9 | 0.9 | 0.9 | 0.9 | 0.9 | 0.9 | 0.9 | 0.9 | 0.9 | 0.9 | 0.9 | 0.9 | 0.9 | 0.9 | 0.9 | 0 | 0 | 0 | 0 | 0 | 0 | 0 | 0
F4_Industrial_Stone, Clay, and Glass_Existing_Space Heating_Natural Gas_Furnace_E2 | F4 | Industrial | Stone, Clay, and Glass | Existing | Space Heating | Natural Gas | Furnace | E2 | PCT BC Ratio | 9.4492 | 9.5517 | 9.4037 | 9.262 | 9.0185 | 8.7777 | 8.5354 | 8.3143 | 8.0944 | 7.9025 | 7.7111 | 7.525 | 7.3427 | 7.1674 | 6.9956 | 6.8272 | 6.6642 | 6.508 | 6.3554 | 6.2118 | 6.0739 | 5.9402 | 0 | 0 | 0 | 0 | 0 | 0 | 0 | 0
F4_Industrial_Stone, Clay, and Glass_Existing_Space Heating_Natural Gas_Furnace_E3 | F4 | Industrial | Stone, Clay, and Glass | Existing | Space Heating | Natural Gas | Furnace | E3 | PCT BC Ratio | 7.1414 | 7.2183 | 7.1073 | 7.0009 | 6.8182 | 6.6374 | 6.4556 | 6.2897 | 6.1247 | 5.9807 | 5.837 | 5.6974 | 5.5606 | 5.429 | 5.3001 | 5.1737 | 5.0514 | 4.9342 | 4.8196 | 4.7119 | 4.6084 | 4.5081 | 0 | 0 | 0 | 0 | 0 | 0 | 0 | 0
F4_Industrial_Stone, Clay, and Glass_Existing_Space Heating_Natural Gas_Furnace_E4 | F4 | Industrial | Stone, Clay, and Glass | Existing | Space Heating | Natural Gas | Furnace | E4 | PCT BC Ratio | 0 | 0 | 0 | 0 | 0 | 0 | 0 | 0 | 0 | 0 | 0 | 0 | 0 | 0 | 0 | 0 | 0 | 0 | 0 | 0 | 0 | 0 | 0 | 0 | 0 | 0 | 0 | 0 | 0 | 0
F4_Industrial_Stone, Clay, and Glass_Existing_Space Heating_Natural Gas_Furnace_E5 | F4 | Industrial | Stone, Clay, and Glass | Existing | Space Heating | Natural Gas | Furnace | E5 | PCT BC Ratio | 0 | 0 | 0 | 0 | 0 | 0 | 0 | 0 | 0 | 0 | 0 | 0 | 0 | 0 | 0 | 0 | 0 | 0 | 0 | 0 | 0 | 0 | 0 | 0 | 0 | 0 | 0 | 0 | 0 | 0
F4_Industrial_Stone, Clay, and Glass_Existing_Space Heating_Natural Gas_Furnace_E6 | F4 | Industrial | Stone, Clay, and Glass | Existing | Space Heating | Natural Gas | Furnace | E6 | PCT BC Ratio | 0 | 0 | 0 | 0 | 0 | 0 | 0 | 0 | 0 | 0 | 0 | 0 | 0 | 0 | 0 | 0 | 0 | 0 | 0 | 0 | 0 | 0 | 0 | 0 | 0 | 0 | 0 | 0 | 0 | 0
F4_Industrial_Stone, Clay, and Glass_Existing_Space Heating_Natural Gas_Furnace_E7 | F4 | Industrial | Stone, Clay, and Glass | Existing | Space Heating | Natural Gas | Furnace | E7 | PCT BC Ratio | 0 | 0 | 0 | 0 | 0 | 0 | 0 | 0 | 0 | 0 | 0 | 0 | 0 | 0 | 0 | 0 | 0 | 0 | 0 | 0 | 0 | 0 | 0 | 0 | 0 | 0 | 0 | 0 | 0 | 0
F4_Industrial_Stone, Clay, and Glass_Existing_Space Heating_Natural Gas_Furnace_E8 | F4 | Industrial | Stone, Clay, and Glass | Existing | Space Heating | Natural Gas | Furnace | E8 | PCT BC Ratio | 0 | 0 | 0 | 0 | 0 | 0 | 0 | 0 | 0 | 0 | 0 | 0 | 0 | 0 | 0 | 0 | 0 | 0 | 0 | 0 | 0 | 0 | 0 | 0 | 0 | 0 | 0 | 0 | 0 | 0
F4_Industrial_Stone, Clay, and Glass_Existing_Space Heating_Natural Gas_Furnace_E9 | F4 | Industrial | Stone, Clay, and Glass | Existing | Space Heating | Natural Gas | Furnace | E9 | PCT BC Ratio | 0 | 0 | 0 | 0 | 0 | 0 | 0 | 0 | 0 | 0 | 0 | 0 | 0 | 0 | 0 | 0 | 0 | 0 | 0 | 0 | 0 | 0 | 0 | 0 | 0 | 0 | 0 | 0 | 0 | 0
F4_Industrial_Stone, Clay, and Glass_Existing_Space Heating_Natural Gas_Furnace_E10 | F4 | Industrial | Stone, Clay, and Glass | Existing | Space Heating | Natural Gas | Furnace | E10 | PCT BC Ratio | 0 | 0 | 0 | 0 | 0 | 0 | 0 | 0 | 0 | 0 | 0 | 0 | 0 | 0 | 0 | 0 | 0 | 0 | 0 | 0 | 0 | 0 | 0 | 0 | 0 | 0 | 0 | 0 | 0 | 0
F5_Industrial_Stone, Clay, and Glass_Existing_Space Heating_Natural Gas_Furnace_E1 | F5 | Industrial | Stone, Clay, and Glass | Existing | Space Heating | Natural Gas | Furnace | E1 | RIM BC Ratio | 0.9 | 0.9 | 0.9 | 0.9 | 0.9 | 0.9 | 0.9 | 0.9 | 0.9 | 0.9 | 0.9 | 0.9 | 0.9 | 0.9 | 0.9 | 0.9 | 0.9 | 0.9 | 0.9 | 0.9 | 0.9 | 0.9 | 0 | 0 | 0 | 0 | 0 | 0 | 0 | 0
F5_Industrial_Stone, Clay, and Glass_Existing_Space Heating_Natural Gas_Furnace_E2 | F5 | Industrial | Stone, Clay, and Glass | Existing | Space Heating | Natural Gas | Furnace | E2 | RIM BC Ratio | 0.79814 | 0.79852 | 0.79797 | 0.79742 | 0.79643 | 0.79541 | 0.79432 | 0.79328 | 0.79218 | 0.79118 | 0.79013 | 0.78906 | 0.78796 | 0.78685 | 0.78571 | 0.78455 | 0.78336 | 0.78217 | 0.78095 | 0.77975 | 0.77855 | 0.77733 | 0 | 0 | 0 | 0 | 0 | 0 | 0 | 0
F5_Industrial_Stone, Clay, and Glass_Existing_Space Heating_Natural Gas_Furnace_E3 | F5 | Industrial | Stone, Clay, and Glass | Existing | Space Heating | Natural Gas | Furnace | E3 | RIM BC Ratio | 0.78668 | 0.78718 | 0.78646 | 0.78575 | 0.78448 | 0.78316 | 0.78176 | 0.78041 | 0.779 | 0.7777 | 0.77635 | 0.77498 | 0.77356 | 0.77214 | 0.77068 | 0.76918 | 0.76766 | 0.76614 | 0.76458 | 0.76305 | 0.76152 | 0.75996 | 0 | 0 | 0 | 0 | 0 | 0 | 0 | 0
F5_Industrial_Stone, Clay, and Glass_Existing_Space Heating_Natural Gas_Furnace_E4 | F5 | Industrial | Stone, Clay, and Glass | Existing | Space Heating | Natural Gas | Furnace | E4 | RIM BC Ratio | 0 | 0 | 0 | 0 | 0 | 0 | 0 | 0 | 0 | 0 | 0 | 0 | 0 | 0 | 0 | 0 | 0 | 0 | 0 | 0 | 0 | 0 | 0 | 0 | 0 | 0 | 0 | 0 | 0 | 0
F5_Industrial_Stone, Clay, and Glass_Existing_Space Heating_Natural Gas_Furnace_E5 | F5 | Industrial | Stone, Clay, and Glass | Existing | Space Heating | Natural Gas | Furnace | E5 | RIM BC Ratio | 0 | 0 | 0 | 0 | 0 | 0 | 0 | 0 | 0 | 0 | 0 | 0 | 0 | 0 | 0 | 0 | 0 | 0 | 0 | 0 | 0 | 0 | 0 | 0 | 0 | 0 | 0 | 0 | 0 | 0
F5_Industrial_Stone, Clay, and Glass_Existing_Space Heating_Natural Gas_Furnace_E6 | F5 | Industrial | Stone, Clay, and Glass | Existing | Space Heating | Natural Gas | Furnace | E6 | RIM BC Ratio | 0 | 0 | 0 | 0 | 0 | 0 | 0 | 0 | 0 | 0 | 0 | 0 | 0 | 0 | 0 | 0 | 0 | 0 | 0 | 0 | 0 | 0 | 0 | 0 | 0 | 0 | 0 | 0 | 0 | 0
F5_Industrial_Stone, Clay, and Glass_Existing_Space Heating_Natural Gas_Furnace_E7 | F5 | Industrial | Stone, Clay, and Glass | Existing | Space Heating | Natural Gas | Furnace | E7 | RIM BC Ratio | 0 | 0 | 0 | 0 | 0 | 0 | 0 | 0 | 0 | 0 | 0 | 0 | 0 | 0 | 0 | 0 | 0 | 0 | 0 | 0 | 0 | 0 | 0 | 0 | 0 | 0 | 0 | 0 | 0 | 0
F5_Industrial_Stone, Clay, and Glass_Existing_Space Heating_Natural Gas_Furnace_E8 | F5 | Industrial | Stone, Clay, and Glass | Existing | Space Heating | Natural Gas | Furnace | E8 | RIM BC Ratio | 0 | 0 | 0 | 0 | 0 | 0 | 0 | 0 | 0 | 0 | 0 | 0 | 0 | 0 | 0 | 0 | 0 | 0 | 0 | 0 | 0 | 0 | 0 | 0 | 0 | 0 | 0 | 0 | 0 | 0
F5_Industrial_Stone, Clay, and Glass_Existing_Space Heating_Natural Gas_Furnace_E9 | F5 | Industrial | Stone, Clay, and Glass | Existing | Space Heating | Natural Gas | Furnace | E9 | RIM BC Ratio | 0 | 0 | 0 | 0 | 0 | 0 | 0 | 0 | 0 | 0 | 0 | 0 | 0 | 0 | 0 | 0 | 0 | 0 | 0 | 0 | 0 | 0 | 0 | 0 | 0 | 0 | 0 | 0 | 0 | 0
F5_Industrial_Stone, Clay, and Glass_Existing_Space Heating_Natural Gas_Furnace_E10 | F5 | Industrial | Stone, Clay, and Glass | Existing | Space Heating | Natural Gas | Furnace | E10 | RIM BC Ratio | 0 | 0 | 0 | 0 | 0 | 0 | 0 | 0 | 0 | 0 | 0 | 0 | 0 | 0 | 0 | 0 | 0 | 0 | 0 | 0 | 0 | 0 | 0 | 0 | 0 | 0 | 0 | 0 | 0 | 0
F0_Industrial_Stone, Clay, and Glass_Existing_Space Heating_Natural Gas_Boiler_E0 | F0 | Industrial | Stone, Clay, and Glass | Existing | Space Heating | Natural Gas | Boiler | E0 | Economic Unit | AFUE 97% | AFUE 97% | AFUE 97% | AFUE 97% | AFUE 97% | AFUE 97% | AFUE 97% | AFUE 97% | AFUE 97% | AFUE 97% | AFUE 97% | AFUE 97% | AFUE 97% | AFUE 97% | AFUE 97% | AFUE 97% | AFUE 97% | AFUE 97% | AFUE 97% | AFUE 97% | AFUE 97% | AFUE 97% | 0 | 0 | 0 | 0 | 0 | 0 | 0 | 0
F1_Industrial_Stone, Clay, and Glass_Existing_Space Heating_Natural Gas_Boiler_E1 | F1 | Industrial | Stone, Clay, and Glass | Existing | Space Heating | Natural Gas | Boiler | E1 | CCE | 0 | 0 | 0 | 0 | 0 | 0 | 0 | 0 | 0 | 0 | 0 | 0 | 0 | 0 | 0 | 0 | 0 | 0 | 0 | 0 | 0 | 0 | 0 | 0 | 0 | 0 | 0 | 0 | 0 | 0
F1_Industrial_Stone, Clay, and Glass_Existing_Space Heating_Natural Gas_Boiler_E2 | F1 | Industrial | Stone, Clay, and Glass | Existing | Space Heating | Natural Gas | Boiler | E2 | CCE | 0.0028331 | 0.0028331 | 0.0028331 | 0.0028331 | 0.0028331 | 0.0028331 | 0.0028331 | 0.0028331 | 0.0028331 | 0.0028331 | 0.0028331 | 0.0028331 | 0.0028331 | 0.0028331 | 0.0028331 | 0.0028331 | 0.0028331 | 0.0028331 | 0.0028331 | 0.0028331 | 0.0028331 | 0.0028331 | 0 | 0 | 0 | 0 | 0 | 0 | 0 | 0
F1_Industrial_Stone, Clay, and Glass_Existing_Space Heating_Natural Gas_Boiler_E3 | F1 | Industrial | Stone, Clay, and Glass | Existing | Space Heating | Natural Gas | Boiler | E3 | CCE | 0.0028615 | 0.0028615 | 0.0028615 | 0.0028615 | 0.0028615 | 0.0028615 | 0.0028615 | 0.0028615 | 0.0028615 | 0.0028615 | 0.0028615 | 0.0028615 | 0.0028615 | 0.0028615 | 0.0028615 | 0.0028615 | 0.0028615 | 0.0028615 | 0.0028615 | 0.0028615 | 0.0028615 | 0.0028615 | 0 | 0 | 0 | 0 | 0 | 0 | 0 | 0
F1_Industrial_Stone, Clay, and Glass_Existing_Space Heating_Natural Gas_Boiler_E4 | F1 | Industrial | Stone, Clay, and Glass | Existing | Space Heating | Natural Gas | Boiler | E4 | CCE | 18.3165 | 18.3165 | 18.3165 | 18.3165 | 18.3165 | 18.3165 | 18.3165 | 18.3165 | 18.3165 | 18.3165 | 18.3165 | 18.3165 | 18.3165 | 18.3165 | 18.3165 | 18.3165 | 18.3165 | 18.3165 | 18.3165 | 18.3165 | 18.3165 | 18.3165 | 0 | 0 | 0 | 0 | 0 | 0 | 0 | 0
F1_Industrial_Stone, Clay, and Glass_Existing_Space Heating_Natural Gas_Boiler_E5 | F1 | Industrial | Stone, Clay, and Glass | Existing | Space Heating | Natural Gas | Boiler | E5 | CCE | 0 | 0 | 0 | 0 | 0 | 0 | 0 | 0 | 0 | 0 | 0 | 0 | 0 | 0 | 0 | 0 | 0 | 0 | 0 | 0 | 0 | 0 | 0 | 0 | 0 | 0 | 0 | 0 | 0 | 0
F1_Industrial_Stone, Clay, and Glass_Existing_Space Heating_Natural Gas_Boiler_E6 | F1 | Industrial | Stone, Clay, and Glass | Existing | Space Heating | Natural Gas | Boiler | E6 | CCE | 0 | 0 | 0 | 0 | 0 | 0 | 0 | 0 | 0 | 0 | 0 | 0 | 0 | 0 | 0 | 0 | 0 | 0 | 0 | 0 | 0 | 0 | 0 | 0 | 0 | 0 | 0 | 0 | 0 | 0
F1_Industrial_Stone, Clay, and Glass_Existing_Space Heating_Natural Gas_Boiler_E7 | F1 | Industrial | Stone, Clay, and Glass | Existing | Space Heating | Natural Gas | Boiler | E7 | CCE | 0 | 0 | 0 | 0 | 0 | 0 | 0 | 0 | 0 | 0 | 0 | 0 | 0 | 0 | 0 | 0 | 0 | 0 | 0 | 0 | 0 | 0 | 0 | 0 | 0 | 0 | 0 | 0 | 0 | 0
F1_Industrial_Stone, Clay, and Glass_Existing_Space Heating_Natural Gas_Boiler_E8 | F1 | Industrial | Stone, Clay, and Glass | Existing | Space Heating | Natural Gas | Boiler | E8 | CCE | 0 | 0 | 0 | 0 | 0 | 0 | 0 | 0 | 0 | 0 | 0 | 0 | 0 | 0 | 0 | 0 | 0 | 0 | 0 | 0 | 0 | 0 | 0 | 0 | 0 | 0 | 0 | 0 | 0 | 0
F1_Industrial_Stone, Clay, and Glass_Existing_Space Heating_Natural Gas_Boiler_E9 | F1 | Industrial | Stone, Clay, and Glass | Existing | Space Heating | Natural Gas | Boiler | E9 | CCE | 0 | 0 | 0 | 0 | 0 | 0 | 0 | 0 | 0 | 0 | 0 | 0 | 0 | 0 | 0 | 0 | 0 | 0 | 0 | 0 | 0 | 0 | 0 | 0 | 0 | 0 | 0 | 0 | 0 | 0
F1_Industrial_Stone, Clay, and Glass_Existing_Space Heating_Natural Gas_Boiler_E10 | F1 | Industrial | Stone, Clay, and Glass | Existing | Space Heating | Natural Gas | Boiler | E10 | CCE | 0 | 0 | 0 | 0 | 0 | 0 | 0 | 0 | 0 | 0 | 0 | 0 | 0 | 0 | 0 | 0 | 0 | 0 | 0 | 0 | 0 | 0 | 0 | 0 | 0 | 0 | 0 | 0 | 0 | 0
F2_Industrial_Stone, Clay, and Glass_Existing_Space Heating_Natural Gas_Boiler_E1 | F2 | Industrial | Stone, Clay, and Glass | Existing | Space Heating | Natural Gas | Boiler | E1 | TRC BC Ratio | 0.9 | 0.9 | 0.9 | 0.9 | 0.9 | 0.9 | 0.9 | 0.9 | 0.9 | 0.9 | 0.9 | 0.9 | 0.9 | 0.9 | 0.9 | 0.9 | 0.9 | 0.9 | 0.9 | 0.9 | 0.9 | 0.9 | 0 | 0 | 0 | 0 | 0 | 0 | 0 | 0
F2_Industrial_Stone, Clay, and Glass_Existing_Space Heating_Natural Gas_Boiler_E2 | F2 | Industrial | Stone, Clay, and Glass | Existing | Space Heating | Natural Gas | Boiler | E2 | TRC BC Ratio | 1.7643 | 1.7812 | 1.7525 | 1.725 | 1.6789 | 1.6333 | 1.5875 | 1.5455 | 1.5039 | 1.4674 | 1.431 | 1.3956 | 1.361 | 1.3276 | 1.295 | 1.263 | 1.232 | 1.2024 | 1.1734 | 1.1463 | 1.1202 | 1.095 | 0 | 0 | 0 | 0 | 0 | 0 | 0 | 0
F2_Industrial_Stone, Clay, and Glass_Existing_Space Heating_Natural Gas_Boiler_E3 | F2 | Industrial | Stone, Clay, and Glass | Existing | Space Heating | Natural Gas | Boiler | E3 | TRC BC Ratio | 1.7468 | 1.7636 | 1.7351 | 1.7079 | 1.6622 | 1.6171 | 1.5717 | 1.5302 | 1.489 | 1.4529 | 1.4168 | 1.3818 | 1.3475 | 1.3145 | 1.2822 | 1.2505 | 1.2198 | 1.1904 | 1.1618 | 1.1349 | 1.1091 | 1.0842 | 0 | 0 | 0 | 0 | 0 | 0 | 0 | 0
F2_Industrial_Stone, Clay, and Glass_Existing_Space Heating_Natural Gas_Boiler_E4 | F2 | Industrial | Stone, Clay, and Glass | Existing | Space Heating | Natural Gas | Boiler | E4 | TRC BC Ratio | 0.00024716 | 0.00024492 | 0.00023984 | 0.00023494 | 0.00022895 | 0.00022309 | 0.00021732 | 0.00021189 | 0.00020656 | 0.00020165 | 0.00019682 | 0.0001921 | 0.00018749 | 0.00018302 | 0.00017865 | 0.00017437 | 0.00017022 | 0.00016623 | 0.00016237 | 0.00015872 | 0.00015525 | 0.00015195 | 0 | 0 | 0 | 0 | 0 | 0 | 0 | 0
F2_Industrial_Stone, Clay, and Glass_Existing_Space Heating_Natural Gas_Boiler_E5 | F2 | Industrial | Stone, Clay, and Glass | Existing | Space Heating | Natural Gas | Boiler | E5 | TRC BC Ratio | 0 | 0 | 0 | 0 | 0 | 0 | 0 | 0 | 0 | 0 | 0 | 0 | 0 | 0 | 0 | 0 | 0 | 0 | 0 | 0 | 0 | 0 | 0 | 0 | 0 | 0 | 0 | 0 | 0 | 0
F2_Industrial_Stone, Clay, and Glass_Existing_Space Heating_Natural Gas_Boiler_E6 | F2 | Industrial | Stone, Clay, and Glass | Existing | Space Heating | Natural Gas | Boiler | E6 | TRC BC Ratio | 0 | 0 | 0 | 0 | 0 | 0 | 0 | 0 | 0 | 0 | 0 | 0 | 0 | 0 | 0 | 0 | 0 | 0 | 0 | 0 | 0 | 0 | 0 | 0 | 0 | 0 | 0 | 0 | 0 | 0
F2_Industrial_Stone, Clay, and Glass_Existing_Space Heating_Natural Gas_Boiler_E7 | F2 | Industrial | Stone, Clay, and Glass | Existing | Space Heating | Natural Gas | Boiler | E7 | TRC BC Ratio | 0 | 0 | 0 | 0 | 0 | 0 | 0 | 0 | 0 | 0 | 0 | 0 | 0 | 0 | 0 | 0 | 0 | 0 | 0 | 0 | 0 | 0 | 0 | 0 | 0 | 0 | 0 | 0 | 0 | 0
F2_Industrial_Stone, Clay, and Glass_Existing_Space Heating_Natural Gas_Boiler_E8 | F2 | Industrial | Stone, Clay, and Glass | Existing | Space Heating | Natural Gas | Boiler | E8 | TRC BC Ratio | 0 | 0 | 0 | 0 | 0 | 0 | 0 | 0 | 0 | 0 | 0 | 0 | 0 | 0 | 0 | 0 | 0 | 0 | 0 | 0 | 0 | 0 | 0 | 0 | 0 | 0 | 0 | 0 | 0 | 0
F2_Industrial_Stone, Clay, and Glass_Existing_Space Heating_Natural Gas_Boiler_E9 | F2 | Industrial | Stone, Clay, and Glass | Existing | Space Heating | Natural Gas | Boiler | E9 | TRC BC Ratio | 0 | 0 | 0 | 0 | 0 | 0 | 0 | 0 | 0 | 0 | 0 | 0 | 0 | 0 | 0 | 0 | 0 | 0 | 0 | 0 | 0 | 0 | 0 | 0 | 0 | 0 | 0 | 0 | 0 | 0
F2_Industrial_Stone, Clay, and Glass_Existing_Space Heating_Natural Gas_Boiler_E10 | F2 | Industrial | Stone, Clay, and Glass | Existing | Space Heating | Natural Gas | Boiler | E10 | TRC BC Ratio | 0 | 0 | 0 | 0 | 0 | 0 | 0 | 0 | 0 | 0 | 0 | 0 | 0 | 0 | 0 | 0 | 0 | 0 | 0 | 0 | 0 | 0 | 0 | 0 | 0 | 0 | 0 | 0 | 0 | 0
F3_Industrial_Stone, Clay, and Glass_Existing_Space Heating_Natural Gas_Boiler_E1 | F3 | Industrial | Stone, Clay, and Glass | Existing | Space Heating | Natural Gas | Boiler | E1 | PACT BC Ratio | 0.9 | 0.9 | 0.9 | 0.9 | 0.9 | 0.9 | 0.9 | 0.9 | 0.9 | 0.9 | 0.9 | 0.9 | 0.9 | 0.9 | 0.9 | 0.9 | 0.9 | 0.9 | 0.9 | 0.9 | 0.9 | 0.9 | 0 | 0 | 0 | 0 | 0 | 0 | 0 | 0
F3_Industrial_Stone, Clay, and Glass_Existing_Space Heating_Natural Gas_Boiler_E2 | F3 | Industrial | Stone, Clay, and Glass | Existing | Space Heating | Natural Gas | Boiler | E2 | PACT BC Ratio | 1.8168 | 1.8343 | 1.8047 | 1.7763 | 1.7288 | 1.6819 | 1.6347 | 1.5915 | 1.5487 | 1.5111 | 1.4736 | 1.4372 | 1.4015 | 1.3672 | 1.3335 | 1.3006 | 1.2687 | 1.2381 | 1.2084 | 1.1804 | 1.1535 | 1.1276 | 0 | 0 | 0 | 0 | 0 | 0 | 0 | 0
F3_Industrial_Stone, Clay, and Glass_Existing_Space Heating_Natural Gas_Boiler_E3 | F3 | Industrial | Stone, Clay, and Glass | Existing | Space Heating | Natural Gas | Boiler | E3 | PACT BC Ratio | 1.7988 | 1.8161 | 1.7868 | 1.7587 | 1.7117 | 1.6652 | 1.6185 | 1.5758 | 1.5333 | 1.4961 | 1.459 | 1.4229 | 1.3876 | 1.3536 | 1.3203 | 1.2877 | 1.2561 | 1.2259 | 1.1964 | 1.1687 | 1.1421 | 1.1164 | 0 | 0 | 0 | 0 | 0 | 0 | 0 | 0
F3_Industrial_Stone, Clay, and Glass_Existing_Space Heating_Natural Gas_Boiler_E4 | F3 | Industrial | Stone, Clay, and Glass | Existing | Space Heating | Natural Gas | Boiler | E4 | PACT BC Ratio | 0.00025452 | 0.00025221 | 0.00024698 | 0.00024194 | 0.00023576 | 0.00022973 | 0.00022378 | 0.0002182 | 0.00021271 | 0.00020766 | 0.00020267 | 0.00019782 | 0.00019307 | 0.00018847 | 0.00018396 | 0.00017956 | 0.00017529 | 0.00017118 | 0.0001672 | 0.00016344 | 0.00015987 | 0.00015648 | 0 | 0 | 0 | 0 | 0 | 0 | 0 | 0
F3_Industrial_Stone, Clay, and Glass_Existing_Space Heating_Natural Gas_Boiler_E5 | F3 | Industrial | Stone, Clay, and Glass | Existing | Space Heating | Natural Gas | Boiler | E5 | PACT BC Ratio | 0 | 0 | 0 | 0 | 0 | 0 | 0 | 0 | 0 | 0 | 0 | 0 | 0 | 0 | 0 | 0 | 0 | 0 | 0 | 0 | 0 | 0 | 0 | 0 | 0 | 0 | 0 | 0 | 0 | 0
F3_Industrial_Stone, Clay, and Glass_Existing_Space Heating_Natural Gas_Boiler_E6 | F3 | Industrial | Stone, Clay, and Glass | Existing | Space Heating | Natural Gas | Boiler | E6 | PACT BC Ratio | 0 | 0 | 0 | 0 | 0 | 0 | 0 | 0 | 0 | 0 | 0 | 0 | 0 | 0 | 0 | 0 | 0 | 0 | 0 | 0 | 0 | 0 | 0 | 0 | 0 | 0 | 0 | 0 | 0 | 0
F3_Industrial_Stone, Clay, and Glass_Existing_Space Heating_Natural Gas_Boiler_E7 | F3 | Industrial | Stone, Clay, and Glass | Existing | Space Heating | Natural Gas | Boiler | E7 | PACT BC Ratio | 0 | 0 | 0 | 0 | 0 | 0 | 0 | 0 | 0 | 0 | 0 | 0 | 0 | 0 | 0 | 0 | 0 | 0 | 0 | 0 | 0 | 0 | 0 | 0 | 0 | 0 | 0 | 0 | 0 | 0
F3_Industrial_Stone, Clay, and Glass_Existing_Space Heating_Natural Gas_Boiler_E8 | F3 | Industrial | Stone, Clay, and Glass | Existing | Space Heating | Natural Gas | Boiler | E8 | PACT BC Ratio | 0 | 0 | 0 | 0 | 0 | 0 | 0 | 0 | 0 | 0 | 0 | 0 | 0 | 0 | 0 | 0 | 0 | 0 | 0 | 0 | 0 | 0 | 0 | 0 | 0 | 0 | 0 | 0 | 0 | 0
F3_Industrial_Stone, Clay, and Glass_Existing_Space Heating_Natural Gas_Boiler_E9 | F3 | Industrial | Stone, Clay, and Glass | Existing | Space Heating | Natural Gas | Boiler | E9 | PACT BC Ratio | 0 | 0 | 0 | 0 | 0 | 0 | 0 | 0 | 0 | 0 | 0 | 0 | 0 | 0 | 0 | 0 | 0 | 0 | 0 | 0 | 0 | 0 | 0 | 0 | 0 | 0 | 0 | 0 | 0 | 0
F3_Industrial_Stone, Clay, and Glass_Existing_Space Heating_Natural Gas_Boiler_E10 | F3 | Industrial | Stone, Clay, and Glass | Existing | Space Heating | Natural Gas | Boiler | E10 | PACT BC Ratio | 0 | 0 | 0 | 0 | 0 | 0 | 0 | 0 | 0 | 0 | 0 | 0 | 0 | 0 | 0 | 0 | 0 | 0 | 0 | 0 | 0 | 0 | 0 | 0 | 0 | 0 | 0 | 0 | 0 | 0
F4_Industrial_Stone, Clay, and Glass_Existing_Space Heating_Natural Gas_Boiler_E1 | F4 | Industrial | Stone, Clay, and Glass | Existing | Space Heating | Natural Gas | Boiler | E1 | PCT BC Ratio | 0.9 | 0.9 | 0.9 | 0.9 | 0.9 | 0.9 | 0.9 | 0.9 | 0.9 | 0.9 | 0.9 | 0.9 | 0.9 | 0.9 | 0.9 | 0.9 | 0.9 | 0.9 | 0.9 | 0.9 | 0.9 | 0.9 | 0 | 0 | 0 | 0 | 0 | 0 | 0 | 0
F4_Industrial_Stone, Clay, and Glass_Existing_Space Heating_Natural Gas_Boiler_E2 | F4 | Industrial | Stone, Clay, and Glass | Existing | Space Heating | Natural Gas | Boiler | E2 | PCT BC Ratio | 5.2433 | 5.2846 | 5.2145 | 5.1473 | 5.0349 | 4.9237 | 4.812 | 4.7099 | 4.6083 | 4.5193 | 4.4306 | 4.3443 | 4.2598 | 4.1785 | 4.0989 | 4.0208 | 3.9453 | 3.873 | 3.8025 | 3.7362 | 3.6727 | 3.6113 | 0 | 0 | 0 | 0 | 0 | 0 | 0 | 0
F4_Industrial_Stone, Clay, and Glass_Existing_Space Heating_Natural Gas_Boiler_E3 | F4 | Industrial | Stone, Clay, and Glass | Existing | Space Heating | Natural Gas | Boiler | E3 | PCT BC Ratio | 5.2007 | 5.2416 | 5.1722 | 5.1057 | 4.9944 | 4.8843 | 4.7737 | 4.6725 | 4.572 | 4.4839 | 4.396 | 4.3106 | 4.227 | 4.1465 | 4.0676 | 3.9903 | 3.9156 | 3.844 | 3.7742 | 3.7085 | 3.6456 | 3.5848 | 0 | 0 | 0 | 0 | 0 | 0 | 0 | 0
F4_Industrial_Stone, Clay, and Glass_Existing_Space Heating_Natural Gas_Boiler_E4 | F4 | Industrial | Stone, Clay, and Glass | Existing | Space Heating | Natural Gas | Boiler | E4 | PCT BC Ratio | 0.94178 | 0.94177 | 0.94176 | 0.94175 | 0.94173 | 0.94172 | 0.94171 | 0.94169 | 0.94168 | 0.94167 | 0.94166 | 0.94164 | 0.94163 | 0.94162 | 0.94161 | 0.9416 | 0.94159 | 0.94158 | 0.94157 | 0.94156 | 0.94156 | 0.94155 | 0 | 0 | 0 | 0 | 0 | 0 | 0 | 0
F4_Industrial_Stone, Clay, and Glass_Existing_Space Heating_Natural Gas_Boiler_E5 | F4 | Industrial | Stone, Clay, and Glass | Existing | Space Heating | Natural Gas | Boiler | E5 | PCT BC Ratio | 0 | 0 | 0 | 0 | 0 | 0 | 0 | 0 | 0 | 0 | 0 | 0 | 0 | 0 | 0 | 0 | 0 | 0 | 0 | 0 | 0 | 0 | 0 | 0 | 0 | 0 | 0 | 0 | 0 | 0
F4_Industrial_Stone, Clay, and Glass_Existing_Space Heating_Natural Gas_Boiler_E6 | F4 | Industrial | Stone, Clay, and Glass | Existing | Space Heating | Natural Gas | Boiler | E6 | PCT BC Ratio | 0 | 0 | 0 | 0 | 0 | 0 | 0 | 0 | 0 | 0 | 0 | 0 | 0 | 0 | 0 | 0 | 0 | 0 | 0 | 0 | 0 | 0 | 0 | 0 | 0 | 0 | 0 | 0 | 0 | 0
F4_Industrial_Stone, Clay, and Glass_Existing_Space Heating_Natural Gas_Boiler_E7 | F4 | Industrial | Stone, Clay, and Glass | Existing | Space Heating | Natural Gas | Boiler | E7 | PCT BC Ratio | 0 | 0 | 0 | 0 | 0 | 0 | 0 | 0 | 0 | 0 | 0 | 0 | 0 | 0 | 0 | 0 | 0 | 0 | 0 | 0 | 0 | 0 | 0 | 0 | 0 | 0 | 0 | 0 | 0 | 0
F4_Industrial_Stone, Clay, and Glass_Existing_Space Heating_Natural Gas_Boiler_E8 | F4 | Industrial | Stone, Clay, and Glass | Existing | Space Heating | Natural Gas | Boiler | E8 | PCT BC Ratio | 0 | 0 | 0 | 0 | 0 | 0 | 0 | 0 | 0 | 0 | 0 | 0 | 0 | 0 | 0 | 0 | 0 | 0 | 0 | 0 | 0 | 0 | 0 | 0 | 0 | 0 | 0 | 0 | 0 | 0
F4_Industrial_Stone, Clay, and Glass_Existing_Space Heating_Natural Gas_Boiler_E9 | F4 | Industrial | Stone, Clay, and Glass | Existing | Space Heating | Natural Gas | Boiler | E9 | PCT BC Ratio | 0 | 0 | 0 | 0 | 0 | 0 | 0 | 0 | 0 | 0 | 0 | 0 | 0 | 0 | 0 | 0 | 0 | 0 | 0 | 0 | 0 | 0 | 0 | 0 | 0 | 0 | 0 | 0 | 0 | 0
F4_Industrial_Stone, Clay, and Glass_Existing_Space Heating_Natural Gas_Boiler_E10 | F4 | Industrial | Stone, Clay, and Glass | Existing | Space Heating | Natural Gas | Boiler | E10 | PCT BC Ratio | 0 | 0 | 0 | 0 | 0 | 0 | 0 | 0 | 0 | 0 | 0 | 0 | 0 | 0 | 0 | 0 | 0 | 0 | 0 | 0 | 0 | 0 | 0 | 0 | 0 | 0 | 0 | 0 | 0 | 0
F5_Industrial_Stone, Clay, and Glass_Existing_Space Heating_Natural Gas_Boiler_E1 | F5 | Industrial | Stone, Clay, and Glass | Existing | Space Heating | Natural Gas | Boiler | E1 | RIM BC Ratio | 0.9 | 0.9 | 0.9 | 0.9 | 0.9 | 0.9 | 0.9 | 0.9 | 0.9 | 0.9 | 0.9 | 0.9 | 0.9 | 0.9 | 0.9 | 0.9 | 0.9 | 0.9 | 0.9 | 0.9 | 0.9 | 0.9 | 0 | 0 | 0 | 0 | 0 | 0 | 0 | 0
F5_Industrial_Stone, Clay, and Glass_Existing_Space Heating_Natural Gas_Boiler_E2 | F5 | Industrial | Stone, Clay, and Glass | Existing | Space Heating | Natural Gas | Boiler | E2 | RIM BC Ratio | 0.57193 | 0.57364 | 0.57072 | 0.56785 | 0.56291 | 0.55784 | 0.55255 | 0.54753 | 0.54236 | 0.53768 | 0.53286 | 0.52802 | 0.52313 | 0.51827 | 0.51336 | 0.5084 | 0.50345 | 0.49857 | 0.49367 | 0.48894 | 0.48427 | 0.47964 | 0 | 0 | 0 | 0 | 0 | 0 | 0 | 0
F5_Industrial_Stone, Clay, and Glass_Existing_Space Heating_Natural Gas_Boiler_E3 | F5 | Industrial | Stone, Clay, and Glass | Existing | Space Heating | Natural Gas | Boiler | E3 | RIM BC Ratio | 0.57013 | 0.57185 | 0.56892 | 0.56604 | 0.56108 | 0.55599 | 0.55069 | 0.54565 | 0.54047 | 0.53577 | 0.53094 | 0.52609 | 0.52118 | 0.51631 | 0.51139 | 0.50642 | 0.50146 | 0.49657 | 0.49166 | 0.48692 | 0.48225 | 0.47761 | 0 | 0 | 0 | 0 | 0 | 0 | 0 | 0
F5_Industrial_Stone, Clay, and Glass_Existing_Space Heating_Natural Gas_Boiler_E4 | F5 | Industrial | Stone, Clay, and Glass | Existing | Space Heating | Natural Gas | Boiler | E4 | RIM BC Ratio | 0.00025444 | 0.00025213 | 0.0002469 | 0.00024187 | 0.0002357 | 0.00022966 | 0.00022372 | 0.00021814 | 0.00021266 | 0.0002076 | 0.00020263 | 0.00019777 | 0.00019303 | 0.00018843 | 0.00018392 | 0.00017952 | 0.00017525 | 0.00017114 | 0.00016717 | 0.00016341 | 0.00015984 | 0.00015645 | 0 | 0 | 0 | 0 | 0 | 0 | 0 | 0
F5_Industrial_Stone, Clay, and Glass_Existing_Space Heating_Natural Gas_Boiler_E5 | F5 | Industrial | Stone, Clay, and Glass | Existing | Space Heating | Natural Gas | Boiler | E5 | RIM BC Ratio | 0 | 0 | 0 | 0 | 0 | 0 | 0 | 0 | 0 | 0 | 0 | 0 | 0 | 0 | 0 | 0 | 0 | 0 | 0 | 0 | 0 | 0 | 0 | 0 | 0 | 0 | 0 | 0 | 0 | 0
F5_Industrial_Stone, Clay, and Glass_Existing_Space Heating_Natural Gas_Boiler_E6 | F5 | Industrial | Stone, Clay, and Glass | Existing | Space Heating | Natural Gas | Boiler | E6 | RIM BC Ratio | 0 | 0 | 0 | 0 | 0 | 0 | 0 | 0 | 0 | 0 | 0 | 0 | 0 | 0 | 0 | 0 | 0 | 0 | 0 | 0 | 0 | 0 | 0 | 0 | 0 | 0 | 0 | 0 | 0 | 0
F5_Industrial_Stone, Clay, and Glass_Existing_Space Heating_Natural Gas_Boiler_E7 | F5 | Industrial | Stone, Clay, and Glass | Existing | Space Heating | Natural Gas | Boiler | E7 | RIM BC Ratio | 0 | 0 | 0 | 0 | 0 | 0 | 0 | 0 | 0 | 0 | 0 | 0 | 0 | 0 | 0 | 0 | 0 | 0 | 0 | 0 | 0 | 0 | 0 | 0 | 0 | 0 | 0 | 0 | 0 | 0
F5_Industrial_Stone, Clay, and Glass_Existing_Space Heating_Natural Gas_Boiler_E8 | F5 | Industrial | Stone, Clay, and Glass | Existing | Space Heating | Natural Gas | Boiler | E8 | RIM BC Ratio | 0 | 0 | 0 | 0 | 0 | 0 | 0 | 0 | 0 | 0 | 0 | 0 | 0 | 0 | 0 | 0 | 0 | 0 | 0 | 0 | 0 | 0 | 0 | 0 | 0 | 0 | 0 | 0 | 0 | 0
F5_Industrial_Stone, Clay, and Glass_Existing_Space Heating_Natural Gas_Boiler_E9 | F5 | Industrial | Stone, Clay, and Glass | Existing | Space Heating | Natural Gas | Boiler | E9 | RIM BC Ratio | 0 | 0 | 0 | 0 | 0 | 0 | 0 | 0 | 0 | 0 | 0 | 0 | 0 | 0 | 0 | 0 | 0 | 0 | 0 | 0 | 0 | 0 | 0 | 0 | 0 | 0 | 0 | 0 | 0 | 0
F5_Industrial_Stone, Clay, and Glass_Existing_Space Heating_Natural Gas_Boiler_E10 | F5 | Industrial | Stone, Clay, and Glass | Existing | Space Heating | Natural Gas | Boiler | E10 | RIM BC Ratio | 0 | 0 | 0 | 0 | 0 | 0 | 0 | 0 | 0 | 0 | 0 | 0 | 0 | 0 | 0 | 0 | 0 | 0 | 0 | 0 | 0 | 0 | 0 | 0 | 0 | 0 | 0 | 0 | 0 | 0
F0_Industrial_Stone, Clay, and Glass_Existing_Space Heating_Natural Gas_Unit Heater_E0 | F0 | Industrial | Stone, Clay, and Glass | Existing | Space Heating | Natural Gas | Unit Heater | E0 | Economic Unit | Infrared Radiant | Infrared Radiant | Infrared Radiant | Infrared Radiant | Infrared Radiant | Infrared Radiant | Infrared Radiant | Infrared Radiant | Infrared Radiant | Infrared Radiant | Infrared Radiant | Infrared Radiant | Infrared Radiant | Infrared Radiant | Infrared Radiant | Infrared Radiant | Infrared Radiant | Infrared Radiant | Infrared Radiant | Infrared Radiant | Infrared Radiant | Infrared Radiant | 0 | 0 | 0 | 0 | 0 | 0 | 0 | 0
F1_Industrial_Stone, Clay, and Glass_Existing_Space Heating_Natural Gas_Unit Heater_E1 | F1 | Industrial | Stone, Clay, and Glass | Existing | Space Heating | Natural Gas | Unit Heater | E1 | CCE | 0 | 0 | 0 | 0 | 0 | 0 | 0 | 0 | 0 | 0 | 0 | 0 | 0 | 0 | 0 | 0 | 0 | 0 | 0 | 0 | 0 | 0 | 0 | 0 | 0 | 0 | 0 | 0 | 0 | 0
F1_Industrial_Stone, Clay, and Glass_Existing_Space Heating_Natural Gas_Unit Heater_E2 | F1 | Industrial | Stone, Clay, and Glass | Existing | Space Heating | Natural Gas | Unit Heater | E2 | CCE | 0.025298 | 0.025298 | 0.025298 | 0.025298 | 0.025298 | 0.025298 | 0.025298 | 0.025298 | 0.025298 | 0.025298 | 0.025298 | 0.025298 | 0.025298 | 0.025298 | 0.025298 | 0.025298 | 0.025298 | 0.025298 | 0.025298 | 0.025298 | 0.025298 | 0.025298 | 0 | 0 | 0 | 0 | 0 | 0 | 0 | 0
F1_Industrial_Stone, Clay, and Glass_Existing_Space Heating_Natural Gas_Unit Heater_E3 | F1 | Industrial | Stone, Clay, and Glass | Existing | Space Heating | Natural Gas | Unit Heater | E3 | CCE | 0.0011378 | 0.0011378 | 0.0011378 | 0.0011378 | 0.0011378 | 0.0011378 | 0.0011378 | 0.0011378 | 0.0011378 | 0.0011378 | 0.0011378 | 0.0011378 | 0.0011378 | 0.0011378 | 0.0011378 | 0.0011378 | 0.0011378 | 0.0011378 | 0.0011378 | 0.0011378 | 0.0011378 | 0.0011378 | 0 | 0 | 0 | 0 | 0 | 0 | 0 | 0
F1_Industrial_Stone, Clay, and Glass_Existing_Space Heating_Natural Gas_Unit Heater_E4 | F1 | Industrial | Stone, Clay, and Glass | Existing | Space Heating | Natural Gas | Unit Heater | E4 | CCE | 0 | 0 | 0 | 0 | 0 | 0 | 0 | 0 | 0 | 0 | 0 | 0 | 0 | 0 | 0 | 0 | 0 | 0 | 0 | 0 | 0 | 0 | 0 | 0 | 0 | 0 | 0 | 0 | 0 | 0
F1_Industrial_Stone, Clay, and Glass_Existing_Space Heating_Natural Gas_Unit Heater_E5 | F1 | Industrial | Stone, Clay, and Glass | Existing | Space Heating | Natural Gas | Unit Heater | E5 | CCE | 0 | 0 | 0 | 0 | 0 | 0 | 0 | 0 | 0 | 0 | 0 | 0 | 0 | 0 | 0 | 0 | 0 | 0 | 0 | 0 | 0 | 0 | 0 | 0 | 0 | 0 | 0 | 0 | 0 | 0
F1_Industrial_Stone, Clay, and Glass_Existing_Space Heating_Natural Gas_Unit Heater_E6 | F1 | Industrial | Stone, Clay, and Glass | Existing | Space Heating | Natural Gas | Unit Heater | E6 | CCE | 0 | 0 | 0 | 0 | 0 | 0 | 0 | 0 | 0 | 0 | 0 | 0 | 0 | 0 | 0 | 0 | 0 | 0 | 0 | 0 | 0 | 0 | 0 | 0 | 0 | 0 | 0 | 0 | 0 | 0
F1_Industrial_Stone, Clay, and Glass_Existing_Space Heating_Natural Gas_Unit Heater_E7 | F1 | Industrial | Stone, Clay, and Glass | Existing | Space Heating | Natural Gas | Unit Heater | E7 | CCE | 0 | 0 | 0 | 0 | 0 | 0 | 0 | 0 | 0 | 0 | 0 | 0 | 0 | 0 | 0 | 0 | 0 | 0 | 0 | 0 | 0 | 0 | 0 | 0 | 0 | 0 | 0 | 0 | 0 | 0
F1_Industrial_Stone, Clay, and Glass_Existing_Space Heating_Natural Gas_Unit Heater_E8 | F1 | Industrial | Stone, Clay, and Glass | Existing | Space Heating | Natural Gas | Unit Heater | E8 | CCE | 0 | 0 | 0 | 0 | 0 | 0 | 0 | 0 | 0 | 0 | 0 | 0 | 0 | 0 | 0 | 0 | 0 | 0 | 0 | 0 | 0 | 0 | 0 | 0 | 0 | 0 | 0 | 0 | 0 | 0
F1_Industrial_Stone, Clay, and Glass_Existing_Space Heating_Natural Gas_Unit Heater_E9 | F1 | Industrial | Stone, Clay, and Glass | Existing | Space Heating | Natural Gas | Unit Heater | E9 | CCE | 0 | 0 | 0 | 0 | 0 | 0 | 0 | 0 | 0 | 0 | 0 | 0 | 0 | 0 | 0 | 0 | 0 | 0 | 0 | 0 | 0 | 0 | 0 | 0 | 0 | 0 | 0 | 0 | 0 | 0
F1_Industrial_Stone, Clay, and Glass_Existing_Space Heating_Natural Gas_Unit Heater_E10 | F1 | Industrial | Stone, Clay, and Glass | Existing | Space Heating | Natural Gas | Unit Heater | E10 | CCE | 0 | 0 | 0 | 0 | 0 | 0 | 0 | 0 | 0 | 0 | 0 | 0 | 0 | 0 | 0 | 0 | 0 | 0 | 0 | 0 | 0 | 0 | 0 | 0 | 0 | 0 | 0 | 0 | 0 | 0
F2_Industrial_Stone, Clay, and Glass_Existing_Space Heating_Natural Gas_Unit Heater_E1 | F2 | Industrial | Stone, Clay, and Glass | Existing | Space Heating | Natural Gas | Unit Heater | E1 | TRC BC Ratio | 0.9 | 0.9 | 0.9 | 0.9 | 0.9 | 0.9 | 0.9 | 0.9 | 0.9 | 0.9 | 0.9 | 0.9 | 0.9 | 0.9 | 0.9 | 0.9 | 0.9 | 0.9 | 0.9 | 0.9 | 0.9 | 0.9 | 0 | 0 | 0 | 0 | 0 | 0 | 0 | 0
F2_Industrial_Stone, Clay, and Glass_Existing_Space Heating_Natural Gas_Unit Heater_E2 | F2 | Industrial | Stone, Clay, and Glass | Existing | Space Heating | Natural Gas | Unit Heater | E2 | TRC BC Ratio | 0.2181 | 0.22441 | 0.22186 | 0.21944 | 0.21339 | 0.20733 | 0.20112 | 0.19555 | 0.18995 | 0.18525 | 0.18051 | 0.17591 | 0.1714 | 0.16709 | 0.16286 | 0.15871 | 0.15471 | 0.1509 | 0.14716 | 0.14369 | 0.14034 | 0.13708 | 0 | 0 | 0 | 0 | 0 | 0 | 0 | 0
F2_Industrial_Stone, Clay, and Glass_Existing_Space Heating_Natural Gas_Unit Heater_E3 | F2 | Industrial | Stone, Clay, and Glass | Existing | Space Heating | Natural Gas | Unit Heater | E3 | TRC BC Ratio | 5.5546 | 5.9201 | 5.9076 | 5.8978 | 5.7318 | 5.5622 | 5.3814 | 5.2234 | 5.0607 | 4.9317 | 4.7987 | 4.6701 | 4.5435 | 4.4241 | 4.3066 | 4.191 | 4.0803 | 3.9764 | 3.8742 | 3.7819 | 3.6939 | 3.6079 | 0 | 0 | 0 | 0 | 0 | 0 | 0 | 0
F2_Industrial_Stone, Clay, and Glass_Existing_Space Heating_Natural Gas_Unit Heater_E4 | F2 | Industrial | Stone, Clay, and Glass | Existing | Space Heating | Natural Gas | Unit Heater | E4 | TRC BC Ratio | 0 | 0 | 0 | 0 | 0 | 0 | 0 | 0 | 0 | 0 | 0 | 0 | 0 | 0 | 0 | 0 | 0 | 0 | 0 | 0 | 0 | 0 | 0 | 0 | 0 | 0 | 0 | 0 | 0 | 0
F2_Industrial_Stone, Clay, and Glass_Existing_Space Heating_Natural Gas_Unit Heater_E5 | F2 | Industrial | Stone, Clay, and Glass | Existing | Space Heating | Natural Gas | Unit Heater | E5 | TRC BC Ratio | 0 | 0 | 0 | 0 | 0 | 0 | 0 | 0 | 0 | 0 | 0 | 0 | 0 | 0 | 0 | 0 | 0 | 0 | 0 | 0 | 0 | 0 | 0 | 0 | 0 | 0 | 0 | 0 | 0 | 0
F2_Industrial_Stone, Clay, and Glass_Existing_Space Heating_Natural Gas_Unit Heater_E6 | F2 | Industrial | Stone, Clay, and Glass | Existing | Space Heating | Natural Gas | Unit Heater | E6 | TRC BC Ratio | 0 | 0 | 0 | 0 | 0 | 0 | 0 | 0 | 0 | 0 | 0 | 0 | 0 | 0 | 0 | 0 | 0 | 0 | 0 | 0 | 0 | 0 | 0 | 0 | 0 | 0 | 0 | 0 | 0 | 0
F2_Industrial_Stone, Clay, and Glass_Existing_Space Heating_Natural Gas_Unit Heater_E7 | F2 | Industrial | Stone, Clay, and Glass | Existing | Space Heating | Natural Gas | Unit Heater | E7 | TRC BC Ratio | 0 | 0 | 0 | 0 | 0 | 0 | 0 | 0 | 0 | 0 | 0 | 0 | 0 | 0 | 0 | 0 | 0 | 0 | 0 | 0 | 0 | 0 | 0 | 0 | 0 | 0 | 0 | 0 | 0 | 0
F2_Industrial_Stone, Clay, and Glass_Existing_Space Heating_Natural Gas_Unit Heater_E8 | F2 | Industrial | Stone, Clay, and Glass | Existing | Space Heating | Natural Gas | Unit Heater | E8 | TRC BC Ratio | 0 | 0 | 0 | 0 | 0 | 0 | 0 | 0 | 0 | 0 | 0 | 0 | 0 | 0 | 0 | 0 | 0 | 0 | 0 | 0 | 0 | 0 | 0 | 0 | 0 | 0 | 0 | 0 | 0 | 0
F2_Industrial_Stone, Clay, and Glass_Existing_Space Heating_Natural Gas_Unit Heater_E9 | F2 | Industrial | Stone, Clay, and Glass | Existing | Space Heating | Natural Gas | Unit Heater | E9 | TRC BC Ratio | 0 | 0 | 0 | 0 | 0 | 0 | 0 | 0 | 0 | 0 | 0 | 0 | 0 | 0 | 0 | 0 | 0 | 0 | 0 | 0 | 0 | 0 | 0 | 0 | 0 | 0 | 0 | 0 | 0 | 0
F2_Industrial_Stone, Clay, and Glass_Existing_Space Heating_Natural Gas_Unit Heater_E10 | F2 | Industrial | Stone, Clay, and Glass | Existing | Space Heating | Natural Gas | Unit Heater | E10 | TRC BC Ratio | 0 | 0 | 0 | 0 | 0 | 0 | 0 | 0 | 0 | 0 | 0 | 0 | 0 | 0 | 0 | 0 | 0 | 0 | 0 | 0 | 0 | 0 | 0 | 0 | 0 | 0 | 0 | 0 | 0 | 0
F3_Industrial_Stone, Clay, and Glass_Existing_Space Heating_Natural Gas_Unit Heater_E1 | F3 | Industrial | Stone, Clay, and Glass | Existing | Space Heating | Natural Gas | Unit Heater | E1 | PACT BC Ratio | 0.9 | 0.9 | 0.9 | 0.9 | 0.9 | 0.9 | 0.9 | 0.9 | 0.9 | 0.9 | 0.9 | 0.9 | 0.9 | 0.9 | 0.9 | 0.9 | 0.9 | 0.9 | 0.9 | 0.9 | 0.9 | 0.9 | 0 | 0 | 0 | 0 | 0 | 0 | 0 | 0
F3_Industrial_Stone, Clay, and Glass_Existing_Space Heating_Natural Gas_Unit Heater_E2 | F3 | Industrial | Stone, Clay, and Glass | Existing | Space Heating | Natural Gas | Unit Heater | E2 | PACT BC Ratio | 0.46195 | 0.47531 | 0.46991 | 0.4648 | 0.45197 | 0.43914 | 0.42598 | 0.41419 | 0.40233 | 0.39237 | 0.38233 | 0.37259 | 0.36303 | 0.35391 | 0.34495 | 0.33616 | 0.32768 | 0.31961 | 0.31169 | 0.30433 | 0.29725 | 0.29033 | 0 | 0 | 0 | 0 | 0 | 0 | 0 | 0
F3_Industrial_Stone, Clay, and Glass_Existing_Space Heating_Natural Gas_Unit Heater_E3 | F3 | Industrial | Stone, Clay, and Glass | Existing | Space Heating | Natural Gas | Unit Heater | E3 | PACT BC Ratio | 11.765 | 12.5391 | 12.5126 | 12.4918 | 12.1402 | 11.781 | 11.398 | 11.0634 | 10.7189 | 10.4457 | 10.1639 | 9.8914 | 9.6234 | 9.3705 | 9.1217 | 8.8768 | 8.6424 | 8.4222 | 8.2058 | 8.0102 | 7.8238 | 7.6418 | 0 | 0 | 0 | 0 | 0 | 0 | 0 | 0
F3_Industrial_Stone, Clay, and Glass_Existing_Space Heating_Natural Gas_Unit Heater_E4 | F3 | Industrial | Stone, Clay, and Glass | Existing | Space Heating | Natural Gas | Unit Heater | E4 | PACT BC Ratio | 0 | 0 | 0 | 0 | 0 | 0 | 0 | 0 | 0 | 0 | 0 | 0 | 0 | 0 | 0 | 0 | 0 | 0 | 0 | 0 | 0 | 0 | 0 | 0 | 0 | 0 | 0 | 0 | 0 | 0
F3_Industrial_Stone, Clay, and Glass_Existing_Space Heating_Natural Gas_Unit Heater_E5 | F3 | Industrial | Stone, Clay, and Glass | Existing | Space Heating | Natural Gas | Unit Heater | E5 | PACT BC Ratio | 0 | 0 | 0 | 0 | 0 | 0 | 0 | 0 | 0 | 0 | 0 | 0 | 0 | 0 | 0 | 0 | 0 | 0 | 0 | 0 | 0 | 0 | 0 | 0 | 0 | 0 | 0 | 0 | 0 | 0
F3_Industrial_Stone, Clay, and Glass_Existing_Space Heating_Natural Gas_Unit Heater_E6 | F3 | Industrial | Stone, Clay, and Glass | Existing | Space Heating | Natural Gas | Unit Heater | E6 | PACT BC Ratio | 0 | 0 | 0 | 0 | 0 | 0 | 0 | 0 | 0 | 0 | 0 | 0 | 0 | 0 | 0 | 0 | 0 | 0 | 0 | 0 | 0 | 0 | 0 | 0 | 0 | 0 | 0 | 0 | 0 | 0
F3_Industrial_Stone, Clay, and Glass_Existing_Space Heating_Natural Gas_Unit Heater_E7 | F3 | Industrial | Stone, Clay, and Glass | Existing | Space Heating | Natural Gas | Unit Heater | E7 | PACT BC Ratio | 0 | 0 | 0 | 0 | 0 | 0 | 0 | 0 | 0 | 0 | 0 | 0 | 0 | 0 | 0 | 0 | 0 | 0 | 0 | 0 | 0 | 0 | 0 | 0 | 0 | 0 | 0 | 0 | 0 | 0
F3_Industrial_Stone, Clay, and Glass_Existing_Space Heating_Natural Gas_Unit Heater_E8 | F3 | Industrial | Stone, Clay, and Glass | Existing | Space Heating | Natural Gas | Unit Heater | E8 | PACT BC Ratio | 0 | 0 | 0 | 0 | 0 | 0 | 0 | 0 | 0 | 0 | 0 | 0 | 0 | 0 | 0 | 0 | 0 | 0 | 0 | 0 | 0 | 0 | 0 | 0 | 0 | 0 | 0 | 0 | 0 | 0
F3_Industrial_Stone, Clay, and Glass_Existing_Space Heating_Natural Gas_Unit Heater_E9 | F3 | Industrial | Stone, Clay, and Glass | Existing | Space Heating | Natural Gas | Unit Heater | E9 | PACT BC Ratio | 0 | 0 | 0 | 0 | 0 | 0 | 0 | 0 | 0 | 0 | 0 | 0 | 0 | 0 | 0 | 0 | 0 | 0 | 0 | 0 | 0 | 0 | 0 | 0 | 0 | 0 | 0 | 0 | 0 | 0
F3_Industrial_Stone, Clay, and Glass_Existing_Space Heating_Natural Gas_Unit Heater_E10 | F3 | Industrial | Stone, Clay, and Glass | Existing | Space Heating | Natural Gas | Unit Heater | E10 | PACT BC Ratio | 0 | 0 | 0 | 0 | 0 | 0 | 0 | 0 | 0 | 0 | 0 | 0 | 0 | 0 | 0 | 0 | 0 | 0 | 0 | 0 | 0 | 0 | 0 | 0 | 0 | 0 | 0 | 0 | 0 | 0
F4_Industrial_Stone, Clay, and Glass_Existing_Space Heating_Natural Gas_Unit Heater_E1 | F4 | Industrial | Stone, Clay, and Glass | Existing | Space Heating | Natural Gas | Unit Heater | E1 | PCT BC Ratio | 0.9 | 0.9 | 0.9 | 0.9 | 0.9 | 0.9 | 0.9 | 0.9 | 0.9 | 0.9 | 0.9 | 0.9 | 0.9 | 0.9 | 0.9 | 0.9 | 0.9 | 0.9 | 0.9 | 0.9 | 0.9 | 0.9 | 0 | 0 | 0 | 0 | 0 | 0 | 0 | 0
F4_Industrial_Stone, Clay, and Glass_Existing_Space Heating_Natural Gas_Unit Heater_E2 | F4 | Industrial | Stone, Clay, and Glass | Existing | Space Heating | Natural Gas | Unit Heater | E2 | PCT BC Ratio | 0.64585 | 0.65588 | 0.65183 | 0.64799 | 0.63835 | 0.6287 | 0.61882 | 0.60996 | 0.60104 | 0.59356 | 0.58601 | 0.57869 | 0.57151 | 0.56465 | 0.55792 | 0.55132 | 0.54495 | 0.53888 | 0.53293 | 0.5274 | 0.52208 | 0.51688 | 0 | 0 | 0 | 0 | 0 | 0 | 0 | 0
F4_Industrial_Stone, Clay, and Glass_Existing_Space Heating_Natural Gas_Unit Heater_E3 | F4 | Industrial | Stone, Clay, and Glass | Existing | Space Heating | Natural Gas | Unit Heater | E3 | PCT BC Ratio | 9.14 | 9.7218 | 9.7019 | 9.6862 | 9.422 | 9.152 | 8.8642 | 8.6128 | 8.3539 | 8.1486 | 7.9368 | 7.7321 | 7.5307 | 7.3406 | 7.1536 | 6.9696 | 6.7934 | 6.628 | 6.4653 | 6.3184 | 6.1783 | 6.0415 | 0 | 0 | 0 | 0 | 0 | 0 | 0 | 0
F4_Industrial_Stone, Clay, and Glass_Existing_Space Heating_Natural Gas_Unit Heater_E4 | F4 | Industrial | Stone, Clay, and Glass | Existing | Space Heating | Natural Gas | Unit Heater | E4 | PCT BC Ratio | 0 | 0 | 0 | 0 | 0 | 0 | 0 | 0 | 0 | 0 | 0 | 0 | 0 | 0 | 0 | 0 | 0 | 0 | 0 | 0 | 0 | 0 | 0 | 0 | 0 | 0 | 0 | 0 | 0 | 0
F4_Industrial_Stone, Clay, and Glass_Existing_Space Heating_Natural Gas_Unit Heater_E5 | F4 | Industrial | Stone, Clay, and Glass | Existing | Space Heating | Natural Gas | Unit Heater | E5 | PCT BC Ratio | 0 | 0 | 0 | 0 | 0 | 0 | 0 | 0 | 0 | 0 | 0 | 0 | 0 | 0 | 0 | 0 | 0 | 0 | 0 | 0 | 0 | 0 | 0 | 0 | 0 | 0 | 0 | 0 | 0 | 0
F4_Industrial_Stone, Clay, and Glass_Existing_Space Heating_Natural Gas_Unit Heater_E6 | F4 | Industrial | Stone, Clay, and Glass | Existing | Space Heating | Natural Gas | Unit Heater | E6 | PCT BC Ratio | 0 | 0 | 0 | 0 | 0 | 0 | 0 | 0 | 0 | 0 | 0 | 0 | 0 | 0 | 0 | 0 | 0 | 0 | 0 | 0 | 0 | 0 | 0 | 0 | 0 | 0 | 0 | 0 | 0 | 0
F4_Industrial_Stone, Clay, and Glass_Existing_Space Heating_Natural Gas_Unit Heater_E7 | F4 | Industrial | Stone, Clay, and Glass | Existing | Space Heating | Natural Gas | Unit Heater | E7 | PCT BC Ratio | 0 | 0 | 0 | 0 | 0 | 0 | 0 | 0 | 0 | 0 | 0 | 0 | 0 | 0 | 0 | 0 | 0 | 0 | 0 | 0 | 0 | 0 | 0 | 0 | 0 | 0 | 0 | 0 | 0 | 0
F4_Industrial_Stone, Clay, and Glass_Existing_Space Heating_Natural Gas_Unit Heater_E8 | F4 | Industrial | Stone, Clay, and Glass | Existing | Space Heating | Natural Gas | Unit Heater | E8 | PCT BC Ratio | 0 | 0 | 0 | 0 | 0 | 0 | 0 | 0 | 0 | 0 | 0 | 0 | 0 | 0 | 0 | 0 | 0 | 0 | 0 | 0 | 0 | 0 | 0 | 0 | 0 | 0 | 0 | 0 | 0 | 0
F4_Industrial_Stone, Clay, and Glass_Existing_Space Heating_Natural Gas_Unit Heater_E9 | F4 | Industrial | Stone, Clay, and Glass | Existing | Space Heating | Natural Gas | Unit Heater | E9 | PCT BC Ratio | 0 | 0 | 0 | 0 | 0 | 0 | 0 | 0 | 0 | 0 | 0 | 0 | 0 | 0 | 0 | 0 | 0 | 0 | 0 | 0 | 0 | 0 | 0 | 0 | 0 | 0 | 0 | 0 | 0 | 0
F4_Industrial_Stone, Clay, and Glass_Existing_Space Heating_Natural Gas_Unit Heater_E10 | F4 | Industrial | Stone, Clay, and Glass | Existing | Space Heating | Natural Gas | Unit Heater | E10 | PCT BC Ratio | 0 | 0 | 0 | 0 | 0 | 0 | 0 | 0 | 0 | 0 | 0 | 0 | 0 | 0 | 0 | 0 | 0 | 0 | 0 | 0 | 0 | 0 | 0 | 0 | 0 | 0 | 0 | 0 | 0 | 0
F5_Industrial_Stone, Clay, and Glass_Existing_Space Heating_Natural Gas_Unit Heater_E1 | F5 | Industrial | Stone, Clay, and Glass | Existing | Space Heating | Natural Gas | Unit Heater | E1 | RIM BC Ratio | 0.9 | 0.9 | 0.9 | 0.9 | 0.9 | 0.9 | 0.9 | 0.9 | 0.9 | 0.9 | 0.9 | 0.9 | 0.9 | 0.9 | 0.9 | 0.9 | 0.9 | 0.9 | 0.9 | 0.9 | 0.9 | 0.9 | 0 | 0 | 0 | 0 | 0 | 0 | 0 | 0
F5_Industrial_Stone, Clay, and Glass_Existing_Space Heating_Natural Gas_Unit Heater_E2 | F5 | Industrial | Stone, Clay, and Glass | Existing | Space Heating | Natural Gas | Unit Heater | E2 | RIM BC Ratio | 0.29737 | 0.30285 | 0.30065 | 0.29855 | 0.2932 | 0.28775 | 0.28204 | 0.27682 | 0.27147 | 0.2669 | 0.26222 | 0.2576 | 0.253 | 0.24853 | 0.24408 | 0.23964 | 0.2353 | 0.23111 | 0.22695 | 0.22302 | 0.21919 | 0.21541 | 0 | 0 | 0 | 0 | 0 | 0 | 0 | 0
F5_Industrial_Stone, Clay, and Glass_Existing_Space Heating_Natural Gas_Unit Heater_E3 | F5 | Industrial | Stone, Clay, and Glass | Existing | Space Heating | Natural Gas | Unit Heater | E3 | RIM BC Ratio | 0.77938 | 0.78259 | 0.78248 | 0.7824 | 0.78098 | 0.77945 | 0.77773 | 0.77612 | 0.77438 | 0.77292 | 0.77134 | 0.76973 | 0.76806 | 0.76641 | 0.7647 | 0.76294 | 0.76117 | 0.75942 | 0.75762 | 0.75591 | 0.75422 | 0.75249 | 0 | 0 | 0 | 0 | 0 | 0 | 0 | 0
F5_Industrial_Stone, Clay, and Glass_Existing_Space Heating_Natural Gas_Unit Heater_E4 | F5 | Industrial | Stone, Clay, and Glass | Existing | Space Heating | Natural Gas | Unit Heater | E4 | RIM BC Ratio | 0 | 0 | 0 | 0 | 0 | 0 | 0 | 0 | 0 | 0 | 0 | 0 | 0 | 0 | 0 | 0 | 0 | 0 | 0 | 0 | 0 | 0 | 0 | 0 | 0 | 0 | 0 | 0 | 0 | 0
F5_Industrial_Stone, Clay, and Glass_Existing_Space Heating_Natural Gas_Unit Heater_E5 | F5 | Industrial | Stone, Clay, and Glass | Existing | Space Heating | Natural Gas | Unit Heater | E5 | RIM BC Ratio | 0 | 0 | 0 | 0 | 0 | 0 | 0 | 0 | 0 | 0 | 0 | 0 | 0 | 0 | 0 | 0 | 0 | 0 | 0 | 0 | 0 | 0 | 0 | 0 | 0 | 0 | 0 | 0 | 0 | 0
F5_Industrial_Stone, Clay, and Glass_Existing_Space Heating_Natural Gas_Unit Heater_E6 | F5 | Industrial | Stone, Clay, and Glass | Existing | Space Heating | Natural Gas | Unit Heater | E6 | RIM BC Ratio | 0 | 0 | 0 | 0 | 0 | 0 | 0 | 0 | 0 | 0 | 0 | 0 | 0 | 0 | 0 | 0 | 0 | 0 | 0 | 0 | 0 | 0 | 0 | 0 | 0 | 0 | 0 | 0 | 0 | 0
F5_Industrial_Stone, Clay, and Glass_Existing_Space Heating_Natural Gas_Unit Heater_E7 | F5 | Industrial | Stone, Clay, and Glass | Existing | Space Heating | Natural Gas | Unit Heater | E7 | RIM BC Ratio | 0 | 0 | 0 | 0 | 0 | 0 | 0 | 0 | 0 | 0 | 0 | 0 | 0 | 0 | 0 | 0 | 0 | 0 | 0 | 0 | 0 | 0 | 0 | 0 | 0 | 0 | 0 | 0 | 0 | 0
F5_Industrial_Stone, Clay, and Glass_Existing_Space Heating_Natural Gas_Unit Heater_E8 | F5 | Industrial | Stone, Clay, and Glass | Existing | Space Heating | Natural Gas | Unit Heater | E8 | RIM BC Ratio | 0 | 0 | 0 | 0 | 0 | 0 | 0 | 0 | 0 | 0 | 0 | 0 | 0 | 0 | 0 | 0 | 0 | 0 | 0 | 0 | 0 | 0 | 0 | 0 | 0 | 0 | 0 | 0 | 0 | 0
F5_Industrial_Stone, Clay, and Glass_Existing_Space Heating_Natural Gas_Unit Heater_E9 | F5 | Industrial | Stone, Clay, and Glass | Existing | Space Heating | Natural Gas | Unit Heater | E9 | RIM BC Ratio | 0 | 0 | 0 | 0 | 0 | 0 | 0 | 0 | 0 | 0 | 0 | 0 | 0 | 0 | 0 | 0 | 0 | 0 | 0 | 0 | 0 | 0 | 0 | 0 | 0 | 0 | 0 | 0 | 0 | 0
F5_Industrial_Stone, Clay, and Glass_Existing_Space Heating_Natural Gas_Unit Heater_E10 | F5 | Industrial | Stone, Clay, and Glass | Existing | Space Heating | Natural Gas | Unit Heater | E10 | RIM BC Ratio | 0 | 0 | 0 | 0 | 0 | 0 | 0 | 0 | 0 | 0 | 0 | 0 | 0 | 0 | 0 | 0 | 0 | 0 | 0 | 0 | 0 | 0 | 0 | 0 | 0 | 0 | 0 | 0 | 0 | 0
F0_Industrial_Stone, Clay, and Glass_Existing_Process_Natural Gas_Process Boiler_E0 | F0 | Industrial | Stone, Clay, and Glass | Existing | Process | Natural Gas | Process Boiler | E0 | Economic Unit | EF .80 | EF .80 | EF .80 | EF .80 | EF .80 | EF .80 | EF .80 | EF .80 | EF .80 | EF .80 | EF .80 | EF .80 | EF .80 | EF .80 | EF .80 | EF .80 | EF .80 | EF .80 | EF .80 | EF .80 | EF .80 | EF .80 | 0 | 0 | 0 | 0 | 0 | 0 | 0 | 0
F1_Industrial_Stone, Clay, and Glass_Existing_Process_Natural Gas_Process Boiler_E1 | F1 | Industrial | Stone, Clay, and Glass | Existing | Process | Natural Gas | Process Boiler | E1 | CCE | 0 | 0 | 0 | 0 | 0 | 0 | 0 | 0 | 0 | 0 | 0 | 0 | 0 | 0 | 0 | 0 | 0 | 0 | 0 | 0 | 0 | 0 | 0 | 0 | 0 | 0 | 0 | 0 | 0 | 0
F1_Industrial_Stone, Clay, and Glass_Existing_Process_Natural Gas_Process Boiler_E2 | F1 | Industrial | Stone, Clay, and Glass | Existing | Process | Natural Gas | Process Boiler | E2 | CCE | 0 | 0 | 0 | 0 | 0 | 0 | 0 | 0 | 0 | 0 | 0 | 0 | 0 | 0 | 0 | 0 | 0 | 0 | 0 | 0 | 0 | 0 | 0 | 0 | 0 | 0 | 0 | 0 | 0 | 0
F1_Industrial_Stone, Clay, and Glass_Existing_Process_Natural Gas_Process Boiler_E3 | F1 | Industrial | Stone, Clay, and Glass | Existing | Process | Natural Gas | Process Boiler | E3 | CCE | 0 | 0 | 0 | 0 | 0 | 0 | 0 | 0 | 0 | 0 | 0 | 0 | 0 | 0 | 0 | 0 | 0 | 0 | 0 | 0 | 0 | 0 | 0 | 0 | 0 | 0 | 0 | 0 | 0 | 0
F1_Industrial_Stone, Clay, and Glass_Existing_Process_Natural Gas_Process Boiler_E4 | F1 | Industrial | Stone, Clay, and Glass | Existing | Process | Natural Gas | Process Boiler | E4 | CCE | 0 | 0 | 0 | 0 | 0 | 0 | 0 | 0 | 0 | 0 | 0 | 0 | 0 | 0 | 0 | 0 | 0 | 0 | 0 | 0 | 0 | 0 | 0 | 0 | 0 | 0 | 0 | 0 | 0 | 0
F1_Industrial_Stone, Clay, and Glass_Existing_Process_Natural Gas_Process Boiler_E5 | F1 | Industrial | Stone, Clay, and Glass | Existing | Process | Natural Gas | Process Boiler | E5 | CCE | 0 | 0 | 0 | 0 | 0 | 0 | 0 | 0 | 0 | 0 | 0 | 0 | 0 | 0 | 0 | 0 | 0 | 0 | 0 | 0 | 0 | 0 | 0 | 0 | 0 | 0 | 0 | 0 | 0 | 0
F1_Industrial_Stone, Clay, and Glass_Existing_Process_Natural Gas_Process Boiler_E6 | F1 | Industrial | Stone, Clay, and Glass | Existing | Process | Natural Gas | Process Boiler | E6 | CCE | 0 | 0 | 0 | 0 | 0 | 0 | 0 | 0 | 0 | 0 | 0 | 0 | 0 | 0 | 0 | 0 | 0 | 0 | 0 | 0 | 0 | 0 | 0 | 0 | 0 | 0 | 0 | 0 | 0 | 0
F1_Industrial_Stone, Clay, and Glass_Existing_Process_Natural Gas_Process Boiler_E7 | F1 | Industrial | Stone, Clay, and Glass | Existing | Process | Natural Gas | Process Boiler | E7 | CCE | 0 | 0 | 0 | 0 | 0 | 0 | 0 | 0 | 0 | 0 | 0 | 0 | 0 | 0 | 0 | 0 | 0 | 0 | 0 | 0 | 0 | 0 | 0 | 0 | 0 | 0 | 0 | 0 | 0 | 0
F1_Industrial_Stone, Clay, and Glass_Existing_Process_Natural Gas_Process Boiler_E8 | F1 | Industrial | Stone, Clay, and Glass | Existing | Process | Natural Gas | Process Boiler | E8 | CCE | 0 | 0 | 0 | 0 | 0 | 0 | 0 | 0 | 0 | 0 | 0 | 0 | 0 | 0 | 0 | 0 | 0 | 0 | 0 | 0 | 0 | 0 | 0 | 0 | 0 | 0 | 0 | 0 | 0 | 0
F1_Industrial_Stone, Clay, and Glass_Existing_Process_Natural Gas_Process Boiler_E9 | F1 | Industrial | Stone, Clay, and Glass | Existing | Process | Natural Gas | Process Boiler | E9 | CCE | 0 | 0 | 0 | 0 | 0 | 0 | 0 | 0 | 0 | 0 | 0 | 0 | 0 | 0 | 0 | 0 | 0 | 0 | 0 | 0 | 0 | 0 | 0 | 0 | 0 | 0 | 0 | 0 | 0 | 0
F1_Industrial_Stone, Clay, and Glass_Existing_Process_Natural Gas_Process Boiler_E10 | F1 | Industrial | Stone, Clay, and Glass | Existing | Process | Natural Gas | Process Boiler | E10 | CCE | 0 | 0 | 0 | 0 | 0 | 0 | 0 | 0 | 0 | 0 | 0 | 0 | 0 | 0 | 0 | 0 | 0 | 0 | 0 | 0 | 0 | 0 | 0 | 0 | 0 | 0 | 0 | 0 | 0 | 0
F2_Industrial_Stone, Clay, and Glass_Existing_Process_Natural Gas_Process Boiler_E1 | F2 | Industrial | Stone, Clay, and Glass | Existing | Process | Natural Gas | Process Boiler | E1 | TRC BC Ratio | 0.9 | 0.9 | 0.9 | 0.9 | 0.9 | 0.9 | 0.9 | 0.9 | 0.9 | 0.9 | 0.9 | 0.9 | 0.9 | 0.9 | 0.9 | 0.9 | 0.9 | 0.9 | 0.9 | 0.9 | 0.9 | 0.9 | 0 | 0 | 0 | 0 | 0 | 0 | 0 | 0
F2_Industrial_Stone, Clay, and Glass_Existing_Process_Natural Gas_Process Boiler_E2 | F2 | Industrial | Stone, Clay, and Glass | Existing | Process | Natural Gas | Process Boiler | E2 | TRC BC Ratio | 0 | 0 | 0 | 0 | 0 | 0 | 0 | 0 | 0 | 0 | 0 | 0 | 0 | 0 | 0 | 0 | 0 | 0 | 0 | 0 | 0 | 0 | 0 | 0 | 0 | 0 | 0 | 0 | 0 | 0
F2_Industrial_Stone, Clay, and Glass_Existing_Process_Natural Gas_Process Boiler_E3 | F2 | Industrial | Stone, Clay, and Glass | Existing | Process | Natural Gas | Process Boiler | E3 | TRC BC Ratio | 0 | 0 | 0 | 0 | 0 | 0 | 0 | 0 | 0 | 0 | 0 | 0 | 0 | 0 | 0 | 0 | 0 | 0 | 0 | 0 | 0 | 0 | 0 | 0 | 0 | 0 | 0 | 0 | 0 | 0
F2_Industrial_Stone, Clay, and Glass_Existing_Process_Natural Gas_Process Boiler_E4 | F2 | Industrial | Stone, Clay, and Glass | Existing | Process | Natural Gas | Process Boiler | E4 | TRC BC Ratio | 0 | 0 | 0 | 0 | 0 | 0 | 0 | 0 | 0 | 0 | 0 | 0 | 0 | 0 | 0 | 0 | 0 | 0 | 0 | 0 | 0 | 0 | 0 | 0 | 0 | 0 | 0 | 0 | 0 | 0
F2_Industrial_Stone, Clay, and Glass_Existing_Process_Natural Gas_Process Boiler_E5 | F2 | Industrial | Stone, Clay, and Glass | Existing | Process | Natural Gas | Process Boiler | E5 | TRC BC Ratio | 0 | 0 | 0 | 0 | 0 | 0 | 0 | 0 | 0 | 0 | 0 | 0 | 0 | 0 | 0 | 0 | 0 | 0 | 0 | 0 | 0 | 0 | 0 | 0 | 0 | 0 | 0 | 0 | 0 | 0
F2_Industrial_Stone, Clay, and Glass_Existing_Process_Natural Gas_Process Boiler_E6 | F2 | Industrial | Stone, Clay, and Glass | Existing | Process | Natural Gas | Process Boiler | E6 | TRC BC Ratio | 0 | 0 | 0 | 0 | 0 | 0 | 0 | 0 | 0 | 0 | 0 | 0 | 0 | 0 | 0 | 0 | 0 | 0 | 0 | 0 | 0 | 0 | 0 | 0 | 0 | 0 | 0 | 0 | 0 | 0
F2_Industrial_Stone, Clay, and Glass_Existing_Process_Natural Gas_Process Boiler_E7 | F2 | Industrial | Stone, Clay, and Glass | Existing | Process | Natural Gas | Process Boiler | E7 | TRC BC Ratio | 0 | 0 | 0 | 0 | 0 | 0 | 0 | 0 | 0 | 0 | 0 | 0 | 0 | 0 | 0 | 0 | 0 | 0 | 0 | 0 | 0 | 0 | 0 | 0 | 0 | 0 | 0 | 0 | 0 | 0
F2_Industrial_Stone, Clay, and Glass_Existing_Process_Natural Gas_Process Boiler_E8 | F2 | Industrial | Stone, Clay, and Glass | Existing | Process | Natural Gas | Process Boiler | E8 | TRC BC Ratio | 0 | 0 | 0 | 0 | 0 | 0 | 0 | 0 | 0 | 0 | 0 | 0 | 0 | 0 | 0 | 0 | 0 | 0 | 0 | 0 | 0 | 0 | 0 | 0 | 0 | 0 | 0 | 0 | 0 | 0
F2_Industrial_Stone, Clay, and Glass_Existing_Process_Natural Gas_Process Boiler_E9 | F2 | Industrial | Stone, Clay, and Glass | Existing | Process | Natural Gas | Process Boiler | E9 | TRC BC Ratio | 0 | 0 | 0 | 0 | 0 | 0 | 0 | 0 | 0 | 0 | 0 | 0 | 0 | 0 | 0 | 0 | 0 | 0 | 0 | 0 | 0 | 0 | 0 | 0 | 0 | 0 | 0 | 0 | 0 | 0
F2_Industrial_Stone, Clay, and Glass_Existing_Process_Natural Gas_Process Boiler_E10 | F2 | Industrial | Stone, Clay, and Glass | Existing | Process | Natural Gas | Process Boiler | E10 | TRC BC Ratio | 0 | 0 | 0 | 0 | 0 | 0 | 0 | 0 | 0 | 0 | 0 | 0 | 0 | 0 | 0 | 0 | 0 | 0 | 0 | 0 | 0 | 0 | 0 | 0 | 0 | 0 | 0 | 0 | 0 | 0
F3_Industrial_Stone, Clay, and Glass_Existing_Process_Natural Gas_Process Boiler_E1 | F3 | Industrial | Stone, Clay, and Glass | Existing | Process | Natural Gas | Process Boiler | E1 | PACT BC Ratio | 0.9 | 0.9 | 0.9 | 0.9 | 0.9 | 0.9 | 0.9 | 0.9 | 0.9 | 0.9 | 0.9 | 0.9 | 0.9 | 0.9 | 0.9 | 0.9 | 0.9 | 0.9 | 0.9 | 0.9 | 0.9 | 0.9 | 0 | 0 | 0 | 0 | 0 | 0 | 0 | 0
F3_Industrial_Stone, Clay, and Glass_Existing_Process_Natural Gas_Process Boiler_E2 | F3 | Industrial | Stone, Clay, and Glass | Existing | Process | Natural Gas | Process Boiler | E2 | PACT BC Ratio | 0 | 0 | 0 | 0 | 0 | 0 | 0 | 0 | 0 | 0 | 0 | 0 | 0 | 0 | 0 | 0 | 0 | 0 | 0 | 0 | 0 | 0 | 0 | 0 | 0 | 0 | 0 | 0 | 0 | 0
F3_Industrial_Stone, Clay, and Glass_Existing_Process_Natural Gas_Process Boiler_E3 | F3 | Industrial | Stone, Clay, and Glass | Existing | Process | Natural Gas | Process Boiler | E3 | PACT BC Ratio | 0 | 0 | 0 | 0 | 0 | 0 | 0 | 0 | 0 | 0 | 0 | 0 | 0 | 0 | 0 | 0 | 0 | 0 | 0 | 0 | 0 | 0 | 0 | 0 | 0 | 0 | 0 | 0 | 0 | 0
F3_Industrial_Stone, Clay, and Glass_Existing_Process_Natural Gas_Process Boiler_E4 | F3 | Industrial | Stone, Clay, and Glass | Existing | Process | Natural Gas | Process Boiler | E4 | PACT BC Ratio | 0 | 0 | 0 | 0 | 0 | 0 | 0 | 0 | 0 | 0 | 0 | 0 | 0 | 0 | 0 | 0 | 0 | 0 | 0 | 0 | 0 | 0 | 0 | 0 | 0 | 0 | 0 | 0 | 0 | 0
F3_Industrial_Stone, Clay, and Glass_Existing_Process_Natural Gas_Process Boiler_E5 | F3 | Industrial | Stone, Clay, and Glass | Existing | Process | Natural Gas | Process Boiler | E5 | PACT BC Ratio | 0 | 0 | 0 | 0 | 0 | 0 | 0 | 0 | 0 | 0 | 0 | 0 | 0 | 0 | 0 | 0 | 0 | 0 | 0 | 0 | 0 | 0 | 0 | 0 | 0 | 0 | 0 | 0 | 0 | 0
F3_Industrial_Stone, Clay, and Glass_Existing_Process_Natural Gas_Process Boiler_E6 | F3 | Industrial | Stone, Clay, and Glass | Existing | Process | Natural Gas | Process Boiler | E6 | PACT BC Ratio | 0 | 0 | 0 | 0 | 0 | 0 | 0 | 0 | 0 | 0 | 0 | 0 | 0 | 0 | 0 | 0 | 0 | 0 | 0 | 0 | 0 | 0 | 0 | 0 | 0 | 0 | 0 | 0 | 0 | 0
F3_Industrial_Stone, Clay, and Glass_Existing_Process_Natural Gas_Process Boiler_E7 | F3 | Industrial | Stone, Clay, and Glass | Existing | Process | Natural Gas | Process Boiler | E7 | PACT BC Ratio | 0 | 0 | 0 | 0 | 0 | 0 | 0 | 0 | 0 | 0 | 0 | 0 | 0 | 0 | 0 | 0 | 0 | 0 | 0 | 0 | 0 | 0 | 0 | 0 | 0 | 0 | 0 | 0 | 0 | 0
F3_Industrial_Stone, Clay, and Glass_Existing_Process_Natural Gas_Process Boiler_E8 | F3 | Industrial | Stone, Clay, and Glass | Existing | Process | Natural Gas | Process Boiler | E8 | PACT BC Ratio | 0 | 0 | 0 | 0 | 0 | 0 | 0 | 0 | 0 | 0 | 0 | 0 | 0 | 0 | 0 | 0 | 0 | 0 | 0 | 0 | 0 | 0 | 0 | 0 | 0 | 0 | 0 | 0 | 0 | 0
F3_Industrial_Stone, Clay, and Glass_Existing_Process_Natural Gas_Process Boiler_E9 | F3 | Industrial | Stone, Clay, and Glass | Existing | Process | Natural Gas | Process Boiler | E9 | PACT BC Ratio | 0 | 0 | 0 | 0 | 0 | 0 | 0 | 0 | 0 | 0 | 0 | 0 | 0 | 0 | 0 | 0 | 0 | 0 | 0 | 0 | 0 | 0 | 0 | 0 | 0 | 0 | 0 | 0 | 0 | 0
F3_Industrial_Stone, Clay, and Glass_Existing_Process_Natural Gas_Process Boiler_E10 | F3 | Industrial | Stone, Clay, and Glass | Existing | Process | Natural Gas | Process Boiler | E10 | PACT BC Ratio | 0 | 0 | 0 | 0 | 0 | 0 | 0 | 0 | 0 | 0 | 0 | 0 | 0 | 0 | 0 | 0 | 0 | 0 | 0 | 0 | 0 | 0 | 0 | 0 | 0 | 0 | 0 | 0 | 0 | 0
F4_Industrial_Stone, Clay, and Glass_Existing_Process_Natural Gas_Process Boiler_E1 | F4 | Industrial | Stone, Clay, and Glass | Existing | Process | Natural Gas | Process Boiler | E1 | PCT BC Ratio | 0.9 | 0.9 | 0.9 | 0.9 | 0.9 | 0.9 | 0.9 | 0.9 | 0.9 | 0.9 | 0.9 | 0.9 | 0.9 | 0.9 | 0.9 | 0.9 | 0.9 | 0.9 | 0.9 | 0.9 | 0.9 | 0.9 | 0 | 0 | 0 | 0 | 0 | 0 | 0 | 0
F4_Industrial_Stone, Clay, and Glass_Existing_Process_Natural Gas_Process Boiler_E2 | F4 | Industrial | Stone, Clay, and Glass | Existing | Process | Natural Gas | Process Boiler | E2 | PCT BC Ratio | 0 | 0 | 0 | 0 | 0 | 0 | 0 | 0 | 0 | 0 | 0 | 0 | 0 | 0 | 0 | 0 | 0 | 0 | 0 | 0 | 0 | 0 | 0 | 0 | 0 | 0 | 0 | 0 | 0 | 0
F4_Industrial_Stone, Clay, and Glass_Existing_Process_Natural Gas_Process Boiler_E3 | F4 | Industrial | Stone, Clay, and Glass | Existing | Process | Natural Gas | Process Boiler | E3 | PCT BC Ratio | 0 | 0 | 0 | 0 | 0 | 0 | 0 | 0 | 0 | 0 | 0 | 0 | 0 | 0 | 0 | 0 | 0 | 0 | 0 | 0 | 0 | 0 | 0 | 0 | 0 | 0 | 0 | 0 | 0 | 0
F4_Industrial_Stone, Clay, and Glass_Existing_Process_Natural Gas_Process Boiler_E4 | F4 | Industrial | Stone, Clay, and Glass | Existing | Process | Natural Gas | Process Boiler | E4 | PCT BC Ratio | 0 | 0 | 0 | 0 | 0 | 0 | 0 | 0 | 0 | 0 | 0 | 0 | 0 | 0 | 0 | 0 | 0 | 0 | 0 | 0 | 0 | 0 | 0 | 0 | 0 | 0 | 0 | 0 | 0 | 0
F4_Industrial_Stone, Clay, and Glass_Existing_Process_Natural Gas_Process Boiler_E5 | F4 | Industrial | Stone, Clay, and Glass | Existing | Process | Natural Gas | Process Boiler | E5 | PCT BC Ratio | 0 | 0 | 0 | 0 | 0 | 0 | 0 | 0 | 0 | 0 | 0 | 0 | 0 | 0 | 0 | 0 | 0 | 0 | 0 | 0 | 0 | 0 | 0 | 0 | 0 | 0 | 0 | 0 | 0 | 0
F4_Industrial_Stone, Clay, and Glass_Existing_Process_Natural Gas_Process Boiler_E6 | F4 | Industrial | Stone, Clay, and Glass | Existing | Process | Natural Gas | Process Boiler | E6 | PCT BC Ratio | 0 | 0 | 0 | 0 | 0 | 0 | 0 | 0 | 0 | 0 | 0 | 0 | 0 | 0 | 0 | 0 | 0 | 0 | 0 | 0 | 0 | 0 | 0 | 0 | 0 | 0 | 0 | 0 | 0 | 0
F4_Industrial_Stone, Clay, and Glass_Existing_Process_Natural Gas_Process Boiler_E7 | F4 | Industrial | Stone, Clay, and Glass | Existing | Process | Natural Gas | Process Boiler | E7 | PCT BC Ratio | 0 | 0 | 0 | 0 | 0 | 0 | 0 | 0 | 0 | 0 | 0 | 0 | 0 | 0 | 0 | 0 | 0 | 0 | 0 | 0 | 0 | 0 | 0 | 0 | 0 | 0 | 0 | 0 | 0 | 0
F4_Industrial_Stone, Clay, and Glass_Existing_Process_Natural Gas_Process Boiler_E8 | F4 | Industrial | Stone, Clay, and Glass | Existing | Process | Natural Gas | Process Boiler | E8 | PCT BC Ratio | 0 | 0 | 0 | 0 | 0 | 0 | 0 | 0 | 0 | 0 | 0 | 0 | 0 | 0 | 0 | 0 | 0 | 0 | 0 | 0 | 0 | 0 | 0 | 0 | 0 | 0 | 0 | 0 | 0 | 0
F4_Industrial_Stone, Clay, and Glass_Existing_Process_Natural Gas_Process Boiler_E9 | F4 | Industrial | Stone, Clay, and Glass | Existing | Process | Natural Gas | Process Boiler | E9 | PCT BC Ratio | 0 | 0 | 0 | 0 | 0 | 0 | 0 | 0 | 0 | 0 | 0 | 0 | 0 | 0 | 0 | 0 | 0 | 0 | 0 | 0 | 0 | 0 | 0 | 0 | 0 | 0 | 0 | 0 | 0 | 0
F4_Industrial_Stone, Clay, and Glass_Existing_Process_Natural Gas_Process Boiler_E10 | F4 | Industrial | Stone, Clay, and Glass | Existing | Process | Natural Gas | Process Boiler | E10 | PCT BC Ratio | 0 | 0 | 0 | 0 | 0 | 0 | 0 | 0 | 0 | 0 | 0 | 0 | 0 | 0 | 0 | 0 | 0 | 0 | 0 | 0 | 0 | 0 | 0 | 0 | 0 | 0 | 0 | 0 | 0 | 0
F5_Industrial_Stone, Clay, and Glass_Existing_Process_Natural Gas_Process Boiler_E1 | F5 | Industrial | Stone, Clay, and Glass | Existing | Process | Natural Gas | Process Boiler | E1 | RIM BC Ratio | 0.9 | 0.9 | 0.9 | 0.9 | 0.9 | 0.9 | 0.9 | 0.9 | 0.9 | 0.9 | 0.9 | 0.9 | 0.9 | 0.9 | 0.9 | 0.9 | 0.9 | 0.9 | 0.9 | 0.9 | 0.9 | 0.9 | 0 | 0 | 0 | 0 | 0 | 0 | 0 | 0
F5_Industrial_Stone, Clay, and Glass_Existing_Process_Natural Gas_Process Boiler_E2 | F5 | Industrial | Stone, Clay, and Glass | Existing | Process | Natural Gas | Process Boiler | E2 | RIM BC Ratio | 0 | 0 | 0 | 0 | 0 | 0 | 0 | 0 | 0 | 0 | 0 | 0 | 0 | 0 | 0 | 0 | 0 | 0 | 0 | 0 | 0 | 0 | 0 | 0 | 0 | 0 | 0 | 0 | 0 | 0
F5_Industrial_Stone, Clay, and Glass_Existing_Process_Natural Gas_Process Boiler_E3 | F5 | Industrial | Stone, Clay, and Glass | Existing | Process | Natural Gas | Process Boiler | E3 | RIM BC Ratio | 0 | 0 | 0 | 0 | 0 | 0 | 0 | 0 | 0 | 0 | 0 | 0 | 0 | 0 | 0 | 0 | 0 | 0 | 0 | 0 | 0 | 0 | 0 | 0 | 0 | 0 | 0 | 0 | 0 | 0
F5_Industrial_Stone, Clay, and Glass_Existing_Process_Natural Gas_Process Boiler_E4 | F5 | Industrial | Stone, Clay, and Glass | Existing | Process | Natural Gas | Process Boiler | E4 | RIM BC Ratio | 0 | 0 | 0 | 0 | 0 | 0 | 0 | 0 | 0 | 0 | 0 | 0 | 0 | 0 | 0 | 0 | 0 | 0 | 0 | 0 | 0 | 0 | 0 | 0 | 0 | 0 | 0 | 0 | 0 | 0
F5_Industrial_Stone, Clay, and Glass_Existing_Process_Natural Gas_Process Boiler_E5 | F5 | Industrial | Stone, Clay, and Glass | Existing | Process | Natural Gas | Process Boiler | E5 | RIM BC Ratio | 0 | 0 | 0 | 0 | 0 | 0 | 0 | 0 | 0 | 0 | 0 | 0 | 0 | 0 | 0 | 0 | 0 | 0 | 0 | 0 | 0 | 0 | 0 | 0 | 0 | 0 | 0 | 0 | 0 | 0
F5_Industrial_Stone, Clay, and Glass_Existing_Process_Natural Gas_Process Boiler_E6 | F5 | Industrial | Stone, Clay, and Glass | Existing | Process | Natural Gas | Process Boiler | E6 | RIM BC Ratio | 0 | 0 | 0 | 0 | 0 | 0 | 0 | 0 | 0 | 0 | 0 | 0 | 0 | 0 | 0 | 0 | 0 | 0 | 0 | 0 | 0 | 0 | 0 | 0 | 0 | 0 | 0 | 0 | 0 | 0
F5_Industrial_Stone, Clay, and Glass_Existing_Process_Natural Gas_Process Boiler_E7 | F5 | Industrial | Stone, Clay, and Glass | Existing | Process | Natural Gas | Process Boiler | E7 | RIM BC Ratio | 0 | 0 | 0 | 0 | 0 | 0 | 0 | 0 | 0 | 0 | 0 | 0 | 0 | 0 | 0 | 0 | 0 | 0 | 0 | 0 | 0 | 0 | 0 | 0 | 0 | 0 | 0 | 0 | 0 | 0
F5_Industrial_Stone, Clay, and Glass_Existing_Process_Natural Gas_Process Boiler_E8 | F5 | Industrial | Stone, Clay, and Glass | Existing | Process | Natural Gas | Process Boiler | E8 | RIM BC Ratio | 0 | 0 | 0 | 0 | 0 | 0 | 0 | 0 | 0 | 0 | 0 | 0 | 0 | 0 | 0 | 0 | 0 | 0 | 0 | 0 | 0 | 0 | 0 | 0 | 0 | 0 | 0 | 0 | 0 | 0
F5_Industrial_Stone, Clay, and Glass_Existing_Process_Natural Gas_Process Boiler_E9 | F5 | Industrial | Stone, Clay, and Glass | Existing | Process | Natural Gas | Process Boiler | E9 | RIM BC Ratio | 0 | 0 | 0 | 0 | 0 | 0 | 0 | 0 | 0 | 0 | 0 | 0 | 0 | 0 | 0 | 0 | 0 | 0 | 0 | 0 | 0 | 0 | 0 | 0 | 0 | 0 | 0 | 0 | 0 | 0
F5_Industrial_Stone, Clay, and Glass_Existing_Process_Natural Gas_Process Boiler_E10 | F5 | Industrial | Stone, Clay, and Glass | Existing | Process | Natural Gas | Process Boiler | E10 | RIM BC Ratio | 0 | 0 | 0 | 0 | 0 | 0 | 0 | 0 | 0 | 0 | 0 | 0 | 0 | 0 | 0 | 0 | 0 | 0 | 0 | 0 | 0 | 0 | 0 | 0 | 0 | 0 | 0 | 0 | 0 | 0
F0_Industrial_Stone, Clay, and Glass_Existing_Process_Natural Gas_Process Heating_E0 | F0 | Industrial | Stone, Clay, and Glass | Existing | Process | Natural Gas | Process Heating | E0 | Economic Unit | Standard | Standard | Standard | Standard | Standard | Standard | Standard | Standard | Standard | Standard | Standard | Standard | Standard | Standard | Standard | Standard | Standard | Standard | Standard | Standard | Standard | Standard | 0 | 0 | 0 | 0 | 0 | 0 | 0 | 0
F1_Industrial_Stone, Clay, and Glass_Existing_Process_Natural Gas_Process Heating_E1 | F1 | Industrial | Stone, Clay, and Glass | Existing | Process | Natural Gas | Process Heating | E1 | CCE | 0 | 0 | 0 | 0 | 0 | 0 | 0 | 0 | 0 | 0 | 0 | 0 | 0 | 0 | 0 | 0 | 0 | 0 | 0 | 0 | 0 | 0 | 0 | 0 | 0 | 0 | 0 | 0 | 0 | 0
F1_Industrial_Stone, Clay, and Glass_Existing_Process_Natural Gas_Process Heating_E2 | F1 | Industrial | Stone, Clay, and Glass | Existing | Process | Natural Gas | Process Heating | E2 | CCE | 0 | 0 | 0 | 0 | 0 | 0 | 0 | 0 | 0 | 0 | 0 | 0 | 0 | 0 | 0 | 0 | 0 | 0 | 0 | 0 | 0 | 0 | 0 | 0 | 0 | 0 | 0 | 0 | 0 | 0
F1_Industrial_Stone, Clay, and Glass_Existing_Process_Natural Gas_Process Heating_E3 | F1 | Industrial | Stone, Clay, and Glass | Existing | Process | Natural Gas | Process Heating | E3 | CCE | 0 | 0 | 0 | 0 | 0 | 0 | 0 | 0 | 0 | 0 | 0 | 0 | 0 | 0 | 0 | 0 | 0 | 0 | 0 | 0 | 0 | 0 | 0 | 0 | 0 | 0 | 0 | 0 | 0 | 0
F1_Industrial_Stone, Clay, and Glass_Existing_Process_Natural Gas_Process Heating_E4 | F1 | Industrial | Stone, Clay, and Glass | Existing | Process | Natural Gas | Process Heating | E4 | CCE | 0 | 0 | 0 | 0 | 0 | 0 | 0 | 0 | 0 | 0 | 0 | 0 | 0 | 0 | 0 | 0 | 0 | 0 | 0 | 0 | 0 | 0 | 0 | 0 | 0 | 0 | 0 | 0 | 0 | 0
F1_Industrial_Stone, Clay, and Glass_Existing_Process_Natural Gas_Process Heating_E5 | F1 | Industrial | Stone, Clay, and Glass | Existing | Process | Natural Gas | Process Heating | E5 | CCE | 0 | 0 | 0 | 0 | 0 | 0 | 0 | 0 | 0 | 0 | 0 | 0 | 0 | 0 | 0 | 0 | 0 | 0 | 0 | 0 | 0 | 0 | 0 | 0 | 0 | 0 | 0 | 0 | 0 | 0
F1_Industrial_Stone, Clay, and Glass_Existing_Process_Natural Gas_Process Heating_E6 | F1 | Industrial | Stone, Clay, and Glass | Existing | Process | Natural Gas | Process Heating | E6 | CCE | 0 | 0 | 0 | 0 | 0 | 0 | 0 | 0 | 0 | 0 | 0 | 0 | 0 | 0 | 0 | 0 | 0 | 0 | 0 | 0 | 0 | 0 | 0 | 0 | 0 | 0 | 0 | 0 | 0 | 0
F1_Industrial_Stone, Clay, and Glass_Existing_Process_Natural Gas_Process Heating_E7 | F1 | Industrial | Stone, Clay, and Glass | Existing | Process | Natural Gas | Process Heating | E7 | CCE | 0 | 0 | 0 | 0 | 0 | 0 | 0 | 0 | 0 | 0 | 0 | 0 | 0 | 0 | 0 | 0 | 0 | 0 | 0 | 0 | 0 | 0 | 0 | 0 | 0 | 0 | 0 | 0 | 0 | 0
F1_Industrial_Stone, Clay, and Glass_Existing_Process_Natural Gas_Process Heating_E8 | F1 | Industrial | Stone, Clay, and Glass | Existing | Process | Natural Gas | Process Heating | E8 | CCE | 0 | 0 | 0 | 0 | 0 | 0 | 0 | 0 | 0 | 0 | 0 | 0 | 0 | 0 | 0 | 0 | 0 | 0 | 0 | 0 | 0 | 0 | 0 | 0 | 0 | 0 | 0 | 0 | 0 | 0
F1_Industrial_Stone, Clay, and Glass_Existing_Process_Natural Gas_Process Heating_E9 | F1 | Industrial | Stone, Clay, and Glass | Existing | Process | Natural Gas | Process Heating | E9 | CCE | 0 | 0 | 0 | 0 | 0 | 0 | 0 | 0 | 0 | 0 | 0 | 0 | 0 | 0 | 0 | 0 | 0 | 0 | 0 | 0 | 0 | 0 | 0 | 0 | 0 | 0 | 0 | 0 | 0 | 0
F1_Industrial_Stone, Clay, and Glass_Existing_Process_Natural Gas_Process Heating_E10 | F1 | Industrial | Stone, Clay, and Glass | Existing | Process | Natural Gas | Process Heating | E10 | CCE | 0 | 0 | 0 | 0 | 0 | 0 | 0 | 0 | 0 | 0 | 0 | 0 | 0 | 0 | 0 | 0 | 0 | 0 | 0 | 0 | 0 | 0 | 0 | 0 | 0 | 0 | 0 | 0 | 0 | 0
F2_Industrial_Stone, Clay, and Glass_Existing_Process_Natural Gas_Process Heating_E1 | F2 | Industrial | Stone, Clay, and Glass | Existing | Process | Natural Gas | Process Heating | E1 | TRC BC Ratio | 0.9 | 0.9 | 0.9 | 0.9 | 0.9 | 0.9 | 0.9 | 0.9 | 0.9 | 0.9 | 0.9 | 0.9 | 0.9 | 0.9 | 0.9 | 0.9 | 0.9 | 0.9 | 0.9 | 0.9 | 0.9 | 0.9 | 0 | 0 | 0 | 0 | 0 | 0 | 0 | 0
F2_Industrial_Stone, Clay, and Glass_Existing_Process_Natural Gas_Process Heating_E2 | F2 | Industrial | Stone, Clay, and Glass | Existing | Process | Natural Gas | Process Heating | E2 | TRC BC Ratio | 0 | 0 | 0 | 0 | 0 | 0 | 0 | 0 | 0 | 0 | 0 | 0 | 0 | 0 | 0 | 0 | 0 | 0 | 0 | 0 | 0 | 0 | 0 | 0 | 0 | 0 | 0 | 0 | 0 | 0
F2_Industrial_Stone, Clay, and Glass_Existing_Process_Natural Gas_Process Heating_E3 | F2 | Industrial | Stone, Clay, and Glass | Existing | Process | Natural Gas | Process Heating | E3 | TRC BC Ratio | 0 | 0 | 0 | 0 | 0 | 0 | 0 | 0 | 0 | 0 | 0 | 0 | 0 | 0 | 0 | 0 | 0 | 0 | 0 | 0 | 0 | 0 | 0 | 0 | 0 | 0 | 0 | 0 | 0 | 0
F2_Industrial_Stone, Clay, and Glass_Existing_Process_Natural Gas_Process Heating_E4 | F2 | Industrial | Stone, Clay, and Glass | Existing | Process | Natural Gas | Process Heating | E4 | TRC BC Ratio | 0 | 0 | 0 | 0 | 0 | 0 | 0 | 0 | 0 | 0 | 0 | 0 | 0 | 0 | 0 | 0 | 0 | 0 | 0 | 0 | 0 | 0 | 0 | 0 | 0 | 0 | 0 | 0 | 0 | 0
F2_Industrial_Stone, Clay, and Glass_Existing_Process_Natural Gas_Process Heating_E5 | F2 | Industrial | Stone, Clay, and Glass | Existing | Process | Natural Gas | Process Heating | E5 | TRC BC Ratio | 0 | 0 | 0 | 0 | 0 | 0 | 0 | 0 | 0 | 0 | 0 | 0 | 0 | 0 | 0 | 0 | 0 | 0 | 0 | 0 | 0 | 0 | 0 | 0 | 0 | 0 | 0 | 0 | 0 | 0
F2_Industrial_Stone, Clay, and Glass_Existing_Process_Natural Gas_Process Heating_E6 | F2 | Industrial | Stone, Clay, and Glass | Existing | Process | Natural Gas | Process Heating | E6 | TRC BC Ratio | 0 | 0 | 0 | 0 | 0 | 0 | 0 | 0 | 0 | 0 | 0 | 0 | 0 | 0 | 0 | 0 | 0 | 0 | 0 | 0 | 0 | 0 | 0 | 0 | 0 | 0 | 0 | 0 | 0 | 0
F2_Industrial_Stone, Clay, and Glass_Existing_Process_Natural Gas_Process Heating_E7 | F2 | Industrial | Stone, Clay, and Glass | Existing | Process | Natural Gas | Process Heating | E7 | TRC BC Ratio | 0 | 0 | 0 | 0 | 0 | 0 | 0 | 0 | 0 | 0 | 0 | 0 | 0 | 0 | 0 | 0 | 0 | 0 | 0 | 0 | 0 | 0 | 0 | 0 | 0 | 0 | 0 | 0 | 0 | 0
F2_Industrial_Stone, Clay, and Glass_Existing_Process_Natural Gas_Process Heating_E8 | F2 | Industrial | Stone, Clay, and Glass | Existing | Process | Natural Gas | Process Heating | E8 | TRC BC Ratio | 0 | 0 | 0 | 0 | 0 | 0 | 0 | 0 | 0 | 0 | 0 | 0 | 0 | 0 | 0 | 0 | 0 | 0 | 0 | 0 | 0 | 0 | 0 | 0 | 0 | 0 | 0 | 0 | 0 | 0
F2_Industrial_Stone, Clay, and Glass_Existing_Process_Natural Gas_Process Heating_E9 | F2 | Industrial | Stone, Clay, and Glass | Existing | Process | Natural Gas | Process Heating | E9 | TRC BC Ratio | 0 | 0 | 0 | 0 | 0 | 0 | 0 | 0 | 0 | 0 | 0 | 0 | 0 | 0 | 0 | 0 | 0 | 0 | 0 | 0 | 0 | 0 | 0 | 0 | 0 | 0 | 0 | 0 | 0 | 0
F2_Industrial_Stone, Clay, and Glass_Existing_Process_Natural Gas_Process Heating_E10 | F2 | Industrial | Stone, Clay, and Glass | Existing | Process | Natural Gas | Process Heating | E10 | TRC BC Ratio | 0 | 0 | 0 | 0 | 0 | 0 | 0 | 0 | 0 | 0 | 0 | 0 | 0 | 0 | 0 | 0 | 0 | 0 | 0 | 0 | 0 | 0 | 0 | 0 | 0 | 0 | 0 | 0 | 0 | 0
F3_Industrial_Stone, Clay, and Glass_Existing_Process_Natural Gas_Process Heating_E1 | F3 | Industrial | Stone, Clay, and Glass | Existing | Process | Natural Gas | Process Heating | E1 | PACT BC Ratio | 0.9 | 0.9 | 0.9 | 0.9 | 0.9 | 0.9 | 0.9 | 0.9 | 0.9 | 0.9 | 0.9 | 0.9 | 0.9 | 0.9 | 0.9 | 0.9 | 0.9 | 0.9 | 0.9 | 0.9 | 0.9 | 0.9 | 0 | 0 | 0 | 0 | 0 | 0 | 0 | 0
F3_Industrial_Stone, Clay, and Glass_Existing_Process_Natural Gas_Process Heating_E2 | F3 | Industrial | Stone, Clay, and Glass | Existing | Process | Natural Gas | Process Heating | E2 | PACT BC Ratio | 0 | 0 | 0 | 0 | 0 | 0 | 0 | 0 | 0 | 0 | 0 | 0 | 0 | 0 | 0 | 0 | 0 | 0 | 0 | 0 | 0 | 0 | 0 | 0 | 0 | 0 | 0 | 0 | 0 | 0
F3_Industrial_Stone, Clay, and Glass_Existing_Process_Natural Gas_Process Heating_E3 | F3 | Industrial | Stone, Clay, and Glass | Existing | Process | Natural Gas | Process Heating | E3 | PACT BC Ratio | 0 | 0 | 0 | 0 | 0 | 0 | 0 | 0 | 0 | 0 | 0 | 0 | 0 | 0 | 0 | 0 | 0 | 0 | 0 | 0 | 0 | 0 | 0 | 0 | 0 | 0 | 0 | 0 | 0 | 0
F3_Industrial_Stone, Clay, and Glass_Existing_Process_Natural Gas_Process Heating_E4 | F3 | Industrial | Stone, Clay, and Glass | Existing | Process | Natural Gas | Process Heating | E4 | PACT BC Ratio | 0 | 0 | 0 | 0 | 0 | 0 | 0 | 0 | 0 | 0 | 0 | 0 | 0 | 0 | 0 | 0 | 0 | 0 | 0 | 0 | 0 | 0 | 0 | 0 | 0 | 0 | 0 | 0 | 0 | 0
F3_Industrial_Stone, Clay, and Glass_Existing_Process_Natural Gas_Process Heating_E5 | F3 | Industrial | Stone, Clay, and Glass | Existing | Process | Natural Gas | Process Heating | E5 | PACT BC Ratio | 0 | 0 | 0 | 0 | 0 | 0 | 0 | 0 | 0 | 0 | 0 | 0 | 0 | 0 | 0 | 0 | 0 | 0 | 0 | 0 | 0 | 0 | 0 | 0 | 0 | 0 | 0 | 0 | 0 | 0
F3_Industrial_Stone, Clay, and Glass_Existing_Process_Natural Gas_Process Heating_E6 | F3 | Industrial | Stone, Clay, and Glass | Existing | Process | Natural Gas | Process Heating | E6 | PACT BC Ratio | 0 | 0 | 0 | 0 | 0 | 0 | 0 | 0 | 0 | 0 | 0 | 0 | 0 | 0 | 0 | 0 | 0 | 0 | 0 | 0 | 0 | 0 | 0 | 0 | 0 | 0 | 0 | 0 | 0 | 0
F3_Industrial_Stone, Clay, and Glass_Existing_Process_Natural Gas_Process Heating_E7 | F3 | Industrial | Stone, Clay, and Glass | Existing | Process | Natural Gas | Process Heating | E7 | PACT BC Ratio | 0 | 0 | 0 | 0 | 0 | 0 | 0 | 0 | 0 | 0 | 0 | 0 | 0 | 0 | 0 | 0 | 0 | 0 | 0 | 0 | 0 | 0 | 0 | 0 | 0 | 0 | 0 | 0 | 0 | 0
F3_Industrial_Stone, Clay, and Glass_Existing_Process_Natural Gas_Process Heating_E8 | F3 | Industrial | Stone, Clay, and Glass | Existing | Process | Natural Gas | Process Heating | E8 | PACT BC Ratio | 0 | 0 | 0 | 0 | 0 | 0 | 0 | 0 | 0 | 0 | 0 | 0 | 0 | 0 | 0 | 0 | 0 | 0 | 0 | 0 | 0 | 0 | 0 | 0 | 0 | 0 | 0 | 0 | 0 | 0
F3_Industrial_Stone, Clay, and Glass_Existing_Process_Natural Gas_Process Heating_E9 | F3 | Industrial | Stone, Clay, and Glass | Existing | Process | Natural Gas | Process Heating | E9 | PACT BC Ratio | 0 | 0 | 0 | 0 | 0 | 0 | 0 | 0 | 0 | 0 | 0 | 0 | 0 | 0 | 0 | 0 | 0 | 0 | 0 | 0 | 0 | 0 | 0 | 0 | 0 | 0 | 0 | 0 | 0 | 0
F3_Industrial_Stone, Clay, and Glass_Existing_Process_Natural Gas_Process Heating_E10 | F3 | Industrial | Stone, Clay, and Glass | Existing | Process | Natural Gas | Process Heating | E10 | PACT BC Ratio | 0 | 0 | 0 | 0 | 0 | 0 | 0 | 0 | 0 | 0 | 0 | 0 | 0 | 0 | 0 | 0 | 0 | 0 | 0 | 0 | 0 | 0 | 0 | 0 | 0 | 0 | 0 | 0 | 0 | 0
F4_Industrial_Stone, Clay, and Glass_Existing_Process_Natural Gas_Process Heating_E1 | F4 | Industrial | Stone, Clay, and Glass | Existing | Process | Natural Gas | Process Heating | E1 | PCT BC Ratio | 0.9 | 0.9 | 0.9 | 0.9 | 0.9 | 0.9 | 0.9 | 0.9 | 0.9 | 0.9 | 0.9 | 0.9 | 0.9 | 0.9 | 0.9 | 0.9 | 0.9 | 0.9 | 0.9 | 0.9 | 0.9 | 0.9 | 0 | 0 | 0 | 0 | 0 | 0 | 0 | 0
F4_Industrial_Stone, Clay, and Glass_Existing_Process_Natural Gas_Process Heating_E2 | F4 | Industrial | Stone, Clay, and Glass | Existing | Process | Natural Gas | Process Heating | E2 | PCT BC Ratio | 0 | 0 | 0 | 0 | 0 | 0 | 0 | 0 | 0 | 0 | 0 | 0 | 0 | 0 | 0 | 0 | 0 | 0 | 0 | 0 | 0 | 0 | 0 | 0 | 0 | 0 | 0 | 0 | 0 | 0
F4_Industrial_Stone, Clay, and Glass_Existing_Process_Natural Gas_Process Heating_E3 | F4 | Industrial | Stone, Clay, and Glass | Existing | Process | Natural Gas | Process Heating | E3 | PCT BC Ratio | 0 | 0 | 0 | 0 | 0 | 0 | 0 | 0 | 0 | 0 | 0 | 0 | 0 | 0 | 0 | 0 | 0 | 0 | 0 | 0 | 0 | 0 | 0 | 0 | 0 | 0 | 0 | 0 | 0 | 0
F4_Industrial_Stone, Clay, and Glass_Existing_Process_Natural Gas_Process Heating_E4 | F4 | Industrial | Stone, Clay, and Glass | Existing | Process | Natural Gas | Process Heating | E4 | PCT BC Ratio | 0 | 0 | 0 | 0 | 0 | 0 | 0 | 0 | 0 | 0 | 0 | 0 | 0 | 0 | 0 | 0 | 0 | 0 | 0 | 0 | 0 | 0 | 0 | 0 | 0 | 0 | 0 | 0 | 0 | 0
F4_Industrial_Stone, Clay, and Glass_Existing_Process_Natural Gas_Process Heating_E5 | F4 | Industrial | Stone, Clay, and Glass | Existing | Process | Natural Gas | Process Heating | E5 | PCT BC Ratio | 0 | 0 | 0 | 0 | 0 | 0 | 0 | 0 | 0 | 0 | 0 | 0 | 0 | 0 | 0 | 0 | 0 | 0 | 0 | 0 | 0 | 0 | 0 | 0 | 0 | 0 | 0 | 0 | 0 | 0
F4_Industrial_Stone, Clay, and Glass_Existing_Process_Natural Gas_Process Heating_E6 | F4 | Industrial | Stone, Clay, and Glass | Existing | Process | Natural Gas | Process Heating | E6 | PCT BC Ratio | 0 | 0 | 0 | 0 | 0 | 0 | 0 | 0 | 0 | 0 | 0 | 0 | 0 | 0 | 0 | 0 | 0 | 0 | 0 | 0 | 0 | 0 | 0 | 0 | 0 | 0 | 0 | 0 | 0 | 0
F4_Industrial_Stone, Clay, and Glass_Existing_Process_Natural Gas_Process Heating_E7 | F4 | Industrial | Stone, Clay, and Glass | Existing | Process | Natural Gas | Process Heating | E7 | PCT BC Ratio | 0 | 0 | 0 | 0 | 0 | 0 | 0 | 0 | 0 | 0 | 0 | 0 | 0 | 0 | 0 | 0 | 0 | 0 | 0 | 0 | 0 | 0 | 0 | 0 | 0 | 0 | 0 | 0 | 0 | 0
F4_Industrial_Stone, Clay, and Glass_Existing_Process_Natural Gas_Process Heating_E8 | F4 | Industrial | Stone, Clay, and Glass | Existing | Process | Natural Gas | Process Heating | E8 | PCT BC Ratio | 0 | 0 | 0 | 0 | 0 | 0 | 0 | 0 | 0 | 0 | 0 | 0 | 0 | 0 | 0 | 0 | 0 | 0 | 0 | 0 | 0 | 0 | 0 | 0 | 0 | 0 | 0 | 0 | 0 | 0
F4_Industrial_Stone, Clay, and Glass_Existing_Process_Natural Gas_Process Heating_E9 | F4 | Industrial | Stone, Clay, and Glass | Existing | Process | Natural Gas | Process Heating | E9 | PCT BC Ratio | 0 | 0 | 0 | 0 | 0 | 0 | 0 | 0 | 0 | 0 | 0 | 0 | 0 | 0 | 0 | 0 | 0 | 0 | 0 | 0 | 0 | 0 | 0 | 0 | 0 | 0 | 0 | 0 | 0 | 0
F4_Industrial_Stone, Clay, and Glass_Existing_Process_Natural Gas_Process Heating_E10 | F4 | Industrial | Stone, Clay, and Glass | Existing | Process | Natural Gas | Process Heating | E10 | PCT BC Ratio | 0 | 0 | 0 | 0 | 0 | 0 | 0 | 0 | 0 | 0 | 0 | 0 | 0 | 0 | 0 | 0 | 0 | 0 | 0 | 0 | 0 | 0 | 0 | 0 | 0 | 0 | 0 | 0 | 0 | 0
F5_Industrial_Stone, Clay, and Glass_Existing_Process_Natural Gas_Process Heating_E1 | F5 | Industrial | Stone, Clay, and Glass | Existing | Process | Natural Gas | Process Heating | E1 | RIM BC Ratio | 0.9 | 0.9 | 0.9 | 0.9 | 0.9 | 0.9 | 0.9 | 0.9 | 0.9 | 0.9 | 0.9 | 0.9 | 0.9 | 0.9 | 0.9 | 0.9 | 0.9 | 0.9 | 0.9 | 0.9 | 0.9 | 0.9 | 0 | 0 | 0 | 0 | 0 | 0 | 0 | 0
F5_Industrial_Stone, Clay, and Glass_Existing_Process_Natural Gas_Process Heating_E2 | F5 | Industrial | Stone, Clay, and Glass | Existing | Process | Natural Gas | Process Heating | E2 | RIM BC Ratio | 0 | 0 | 0 | 0 | 0 | 0 | 0 | 0 | 0 | 0 | 0 | 0 | 0 | 0 | 0 | 0 | 0 | 0 | 0 | 0 | 0 | 0 | 0 | 0 | 0 | 0 | 0 | 0 | 0 | 0
F5_Industrial_Stone, Clay, and Glass_Existing_Process_Natural Gas_Process Heating_E3 | F5 | Industrial | Stone, Clay, and Glass | Existing | Process | Natural Gas | Process Heating | E3 | RIM BC Ratio | 0 | 0 | 0 | 0 | 0 | 0 | 0 | 0 | 0 | 0 | 0 | 0 | 0 | 0 | 0 | 0 | 0 | 0 | 0 | 0 | 0 | 0 | 0 | 0 | 0 | 0 | 0 | 0 | 0 | 0
F5_Industrial_Stone, Clay, and Glass_Existing_Process_Natural Gas_Process Heating_E4 | F5 | Industrial | Stone, Clay, and Glass | Existing | Process | Natural Gas | Process Heating | E4 | RIM BC Ratio | 0 | 0 | 0 | 0 | 0 | 0 | 0 | 0 | 0 | 0 | 0 | 0 | 0 | 0 | 0 | 0 | 0 | 0 | 0 | 0 | 0 | 0 | 0 | 0 | 0 | 0 | 0 | 0 | 0 | 0
F5_Industrial_Stone, Clay, and Glass_Existing_Process_Natural Gas_Process Heating_E5 | F5 | Industrial | Stone, Clay, and Glass | Existing | Process | Natural Gas | Process Heating | E5 | RIM BC Ratio | 0 | 0 | 0 | 0 | 0 | 0 | 0 | 0 | 0 | 0 | 0 | 0 | 0 | 0 | 0 | 0 | 0 | 0 | 0 | 0 | 0 | 0 | 0 | 0 | 0 | 0 | 0 | 0 | 0 | 0
F5_Industrial_Stone, Clay, and Glass_Existing_Process_Natural Gas_Process Heating_E6 | F5 | Industrial | Stone, Clay, and Glass | Existing | Process | Natural Gas | Process Heating | E6 | RIM BC Ratio | 0 | 0 | 0 | 0 | 0 | 0 | 0 | 0 | 0 | 0 | 0 | 0 | 0 | 0 | 0 | 0 | 0 | 0 | 0 | 0 | 0 | 0 | 0 | 0 | 0 | 0 | 0 | 0 | 0 | 0
F5_Industrial_Stone, Clay, and Glass_Existing_Process_Natural Gas_Process Heating_E7 | F5 | Industrial | Stone, Clay, and Glass | Existing | Process | Natural Gas | Process Heating | E7 | RIM BC Ratio | 0 | 0 | 0 | 0 | 0 | 0 | 0 | 0 | 0 | 0 | 0 | 0 | 0 | 0 | 0 | 0 | 0 | 0 | 0 | 0 | 0 | 0 | 0 | 0 | 0 | 0 | 0 | 0 | 0 | 0
F5_Industrial_Stone, Clay, and Glass_Existing_Process_Natural Gas_Process Heating_E8 | F5 | Industrial | Stone, Clay, and Glass | Existing | Process | Natural Gas | Process Heating | E8 | RIM BC Ratio | 0 | 0 | 0 | 0 | 0 | 0 | 0 | 0 | 0 | 0 | 0 | 0 | 0 | 0 | 0 | 0 | 0 | 0 | 0 | 0 | 0 | 0 | 0 | 0 | 0 | 0 | 0 | 0 | 0 | 0
F5_Industrial_Stone, Clay, and Glass_Existing_Process_Natural Gas_Process Heating_E9 | F5 | Industrial | Stone, Clay, and Glass | Existing | Process | Natural Gas | Process Heating | E9 | RIM BC Ratio | 0 | 0 | 0 | 0 | 0 | 0 | 0 | 0 | 0 | 0 | 0 | 0 | 0 | 0 | 0 | 0 | 0 | 0 | 0 | 0 | 0 | 0 | 0 | 0 | 0 | 0 | 0 | 0 | 0 | 0
F5_Industrial_Stone, Clay, and Glass_Existing_Process_Natural Gas_Process Heating_E10 | F5 | Industrial | Stone, Clay, and Glass | Existing | Process | Natural Gas | Process Heating | E10 | RIM BC Ratio | 0 | 0 | 0 | 0 | 0 | 0 | 0 | 0 | 0 | 0 | 0 | 0 | 0 | 0 | 0 | 0 | 0 | 0 | 0 | 0 | 0 | 0 | 0 | 0 | 0 | 0 | 0 | 0 | 0 | 0
F0_Industrial_Stone, Clay, and Glass_Existing_Process_Natural Gas_Process Cooling_E0 | F0 | Industrial | Stone, Clay, and Glass | Existing | Process | Natural Gas | Process Cooling | E0 | Economic Unit | Standard | Standard | Standard | Standard | Standard | Standard | Standard | Standard | Standard | Standard | Standard | Standard | Standard | Standard | Standard | Standard | Standard | Standard | Standard | Standard | Standard | Standard | 0 | 0 | 0 | 0 | 0 | 0 | 0 | 0
F1_Industrial_Stone, Clay, and Glass_Existing_Process_Natural Gas_Process Cooling_E1 | F1 | Industrial | Stone, Clay, and Glass | Existing | Process | Natural Gas | Process Cooling | E1 | CCE | 0 | 0 | 0 | 0 | 0 | 0 | 0 | 0 | 0 | 0 | 0 | 0 | 0 | 0 | 0 | 0 | 0 | 0 | 0 | 0 | 0 | 0 | 0 | 0 | 0 | 0 | 0 | 0 | 0 | 0
F1_Industrial_Stone, Clay, and Glass_Existing_Process_Natural Gas_Process Cooling_E2 | F1 | Industrial | Stone, Clay, and Glass | Existing | Process | Natural Gas | Process Cooling | E2 | CCE | 0 | 0 | 0 | 0 | 0 | 0 | 0 | 0 | 0 | 0 | 0 | 0 | 0 | 0 | 0 | 0 | 0 | 0 | 0 | 0 | 0 | 0 | 0 | 0 | 0 | 0 | 0 | 0 | 0 | 0
F1_Industrial_Stone, Clay, and Glass_Existing_Process_Natural Gas_Process Cooling_E3 | F1 | Industrial | Stone, Clay, and Glass | Existing | Process | Natural Gas | Process Cooling | E3 | CCE | 0 | 0 | 0 | 0 | 0 | 0 | 0 | 0 | 0 | 0 | 0 | 0 | 0 | 0 | 0 | 0 | 0 | 0 | 0 | 0 | 0 | 0 | 0 | 0 | 0 | 0 | 0 | 0 | 0 | 0
F1_Industrial_Stone, Clay, and Glass_Existing_Process_Natural Gas_Process Cooling_E4 | F1 | Industrial | Stone, Clay, and Glass | Existing | Process | Natural Gas | Process Cooling | E4 | CCE | 0 | 0 | 0 | 0 | 0 | 0 | 0 | 0 | 0 | 0 | 0 | 0 | 0 | 0 | 0 | 0 | 0 | 0 | 0 | 0 | 0 | 0 | 0 | 0 | 0 | 0 | 0 | 0 | 0 | 0
F1_Industrial_Stone, Clay, and Glass_Existing_Process_Natural Gas_Process Cooling_E5 | F1 | Industrial | Stone, Clay, and Glass | Existing | Process | Natural Gas | Process Cooling | E5 | CCE | 0 | 0 | 0 | 0 | 0 | 0 | 0 | 0 | 0 | 0 | 0 | 0 | 0 | 0 | 0 | 0 | 0 | 0 | 0 | 0 | 0 | 0 | 0 | 0 | 0 | 0 | 0 | 0 | 0 | 0
F1_Industrial_Stone, Clay, and Glass_Existing_Process_Natural Gas_Process Cooling_E6 | F1 | Industrial | Stone, Clay, and Glass | Existing | Process | Natural Gas | Process Cooling | E6 | CCE | 0 | 0 | 0 | 0 | 0 | 0 | 0 | 0 | 0 | 0 | 0 | 0 | 0 | 0 | 0 | 0 | 0 | 0 | 0 | 0 | 0 | 0 | 0 | 0 | 0 | 0 | 0 | 0 | 0 | 0
F1_Industrial_Stone, Clay, and Glass_Existing_Process_Natural Gas_Process Cooling_E7 | F1 | Industrial | Stone, Clay, and Glass | Existing | Process | Natural Gas | Process Cooling | E7 | CCE | 0 | 0 | 0 | 0 | 0 | 0 | 0 | 0 | 0 | 0 | 0 | 0 | 0 | 0 | 0 | 0 | 0 | 0 | 0 | 0 | 0 | 0 | 0 | 0 | 0 | 0 | 0 | 0 | 0 | 0
F1_Industrial_Stone, Clay, and Glass_Existing_Process_Natural Gas_Process Cooling_E8 | F1 | Industrial | Stone, Clay, and Glass | Existing | Process | Natural Gas | Process Cooling | E8 | CCE | 0 | 0 | 0 | 0 | 0 | 0 | 0 | 0 | 0 | 0 | 0 | 0 | 0 | 0 | 0 | 0 | 0 | 0 | 0 | 0 | 0 | 0 | 0 | 0 | 0 | 0 | 0 | 0 | 0 | 0
F1_Industrial_Stone, Clay, and Glass_Existing_Process_Natural Gas_Process Cooling_E9 | F1 | Industrial | Stone, Clay, and Glass | Existing | Process | Natural Gas | Process Cooling | E9 | CCE | 0 | 0 | 0 | 0 | 0 | 0 | 0 | 0 | 0 | 0 | 0 | 0 | 0 | 0 | 0 | 0 | 0 | 0 | 0 | 0 | 0 | 0 | 0 | 0 | 0 | 0 | 0 | 0 | 0 | 0
F1_Industrial_Stone, Clay, and Glass_Existing_Process_Natural Gas_Process Cooling_E10 | F1 | Industrial | Stone, Clay, and Glass | Existing | Process | Natural Gas | Process Cooling | E10 | CCE | 0 | 0 | 0 | 0 | 0 | 0 | 0 | 0 | 0 | 0 | 0 | 0 | 0 | 0 | 0 | 0 | 0 | 0 | 0 | 0 | 0 | 0 | 0 | 0 | 0 | 0 | 0 | 0 | 0 | 0
F2_Industrial_Stone, Clay, and Glass_Existing_Process_Natural Gas_Process Cooling_E1 | F2 | Industrial | Stone, Clay, and Glass | Existing | Process | Natural Gas | Process Cooling | E1 | TRC BC Ratio | 0.9 | 0.9 | 0.9 | 0.9 | 0.9 | 0.9 | 0.9 | 0.9 | 0.9 | 0.9 | 0.9 | 0.9 | 0.9 | 0.9 | 0.9 | 0.9 | 0.9 | 0.9 | 0.9 | 0.9 | 0.9 | 0.9 | 0 | 0 | 0 | 0 | 0 | 0 | 0 | 0
F2_Industrial_Stone, Clay, and Glass_Existing_Process_Natural Gas_Process Cooling_E2 | F2 | Industrial | Stone, Clay, and Glass | Existing | Process | Natural Gas | Process Cooling | E2 | TRC BC Ratio | 0 | 0 | 0 | 0 | 0 | 0 | 0 | 0 | 0 | 0 | 0 | 0 | 0 | 0 | 0 | 0 | 0 | 0 | 0 | 0 | 0 | 0 | 0 | 0 | 0 | 0 | 0 | 0 | 0 | 0
F2_Industrial_Stone, Clay, and Glass_Existing_Process_Natural Gas_Process Cooling_E3 | F2 | Industrial | Stone, Clay, and Glass | Existing | Process | Natural Gas | Process Cooling | E3 | TRC BC Ratio | 0 | 0 | 0 | 0 | 0 | 0 | 0 | 0 | 0 | 0 | 0 | 0 | 0 | 0 | 0 | 0 | 0 | 0 | 0 | 0 | 0 | 0 | 0 | 0 | 0 | 0 | 0 | 0 | 0 | 0
F2_Industrial_Stone, Clay, and Glass_Existing_Process_Natural Gas_Process Cooling_E4 | F2 | Industrial | Stone, Clay, and Glass | Existing | Process | Natural Gas | Process Cooling | E4 | TRC BC Ratio | 0 | 0 | 0 | 0 | 0 | 0 | 0 | 0 | 0 | 0 | 0 | 0 | 0 | 0 | 0 | 0 | 0 | 0 | 0 | 0 | 0 | 0 | 0 | 0 | 0 | 0 | 0 | 0 | 0 | 0
F2_Industrial_Stone, Clay, and Glass_Existing_Process_Natural Gas_Process Cooling_E5 | F2 | Industrial | Stone, Clay, and Glass | Existing | Process | Natural Gas | Process Cooling | E5 | TRC BC Ratio | 0 | 0 | 0 | 0 | 0 | 0 | 0 | 0 | 0 | 0 | 0 | 0 | 0 | 0 | 0 | 0 | 0 | 0 | 0 | 0 | 0 | 0 | 0 | 0 | 0 | 0 | 0 | 0 | 0 | 0
F2_Industrial_Stone, Clay, and Glass_Existing_Process_Natural Gas_Process Cooling_E6 | F2 | Industrial | Stone, Clay, and Glass | Existing | Process | Natural Gas | Process Cooling | E6 | TRC BC Ratio | 0 | 0 | 0 | 0 | 0 | 0 | 0 | 0 | 0 | 0 | 0 | 0 | 0 | 0 | 0 | 0 | 0 | 0 | 0 | 0 | 0 | 0 | 0 | 0 | 0 | 0 | 0 | 0 | 0 | 0
F2_Industrial_Stone, Clay, and Glass_Existing_Process_Natural Gas_Process Cooling_E7 | F2 | Industrial | Stone, Clay, and Glass | Existing | Process | Natural Gas | Process Cooling | E7 | TRC BC Ratio | 0 | 0 | 0 | 0 | 0 | 0 | 0 | 0 | 0 | 0 | 0 | 0 | 0 | 0 | 0 | 0 | 0 | 0 | 0 | 0 | 0 | 0 | 0 | 0 | 0 | 0 | 0 | 0 | 0 | 0
F2_Industrial_Stone, Clay, and Glass_Existing_Process_Natural Gas_Process Cooling_E8 | F2 | Industrial | Stone, Clay, and Glass | Existing | Process | Natural Gas | Process Cooling | E8 | TRC BC Ratio | 0 | 0 | 0 | 0 | 0 | 0 | 0 | 0 | 0 | 0 | 0 | 0 | 0 | 0 | 0 | 0 | 0 | 0 | 0 | 0 | 0 | 0 | 0 | 0 | 0 | 0 | 0 | 0 | 0 | 0
F2_Industrial_Stone, Clay, and Glass_Existing_Process_Natural Gas_Process Cooling_E9 | F2 | Industrial | Stone, Clay, and Glass | Existing | Process | Natural Gas | Process Cooling | E9 | TRC BC Ratio | 0 | 0 | 0 | 0 | 0 | 0 | 0 | 0 | 0 | 0 | 0 | 0 | 0 | 0 | 0 | 0 | 0 | 0 | 0 | 0 | 0 | 0 | 0 | 0 | 0 | 0 | 0 | 0 | 0 | 0
F2_Industrial_Stone, Clay, and Glass_Existing_Process_Natural Gas_Process Cooling_E10 | F2 | Industrial | Stone, Clay, and Glass | Existing | Process | Natural Gas | Process Cooling | E10 | TRC BC Ratio | 0 | 0 | 0 | 0 | 0 | 0 | 0 | 0 | 0 | 0 | 0 | 0 | 0 | 0 | 0 | 0 | 0 | 0 | 0 | 0 | 0 | 0 | 0 | 0 | 0 | 0 | 0 | 0 | 0 | 0
F3_Industrial_Stone, Clay, and Glass_Existing_Process_Natural Gas_Process Cooling_E1 | F3 | Industrial | Stone, Clay, and Glass | Existing | Process | Natural Gas | Process Cooling | E1 | PACT BC Ratio | 0.9 | 0.9 | 0.9 | 0.9 | 0.9 | 0.9 | 0.9 | 0.9 | 0.9 | 0.9 | 0.9 | 0.9 | 0.9 | 0.9 | 0.9 | 0.9 | 0.9 | 0.9 | 0.9 | 0.9 | 0.9 | 0.9 | 0 | 0 | 0 | 0 | 0 | 0 | 0 | 0
F3_Industrial_Stone, Clay, and Glass_Existing_Process_Natural Gas_Process Cooling_E2 | F3 | Industrial | Stone, Clay, and Glass | Existing | Process | Natural Gas | Process Cooling | E2 | PACT BC Ratio | 0 | 0 | 0 | 0 | 0 | 0 | 0 | 0 | 0 | 0 | 0 | 0 | 0 | 0 | 0 | 0 | 0 | 0 | 0 | 0 | 0 | 0 | 0 | 0 | 0 | 0 | 0 | 0 | 0 | 0
F3_Industrial_Stone, Clay, and Glass_Existing_Process_Natural Gas_Process Cooling_E3 | F3 | Industrial | Stone, Clay, and Glass | Existing | Process | Natural Gas | Process Cooling | E3 | PACT BC Ratio | 0 | 0 | 0 | 0 | 0 | 0 | 0 | 0 | 0 | 0 | 0 | 0 | 0 | 0 | 0 | 0 | 0 | 0 | 0 | 0 | 0 | 0 | 0 | 0 | 0 | 0 | 0 | 0 | 0 | 0
F3_Industrial_Stone, Clay, and Glass_Existing_Process_Natural Gas_Process Cooling_E4 | F3 | Industrial | Stone, Clay, and Glass | Existing | Process | Natural Gas | Process Cooling | E4 | PACT BC Ratio | 0 | 0 | 0 | 0 | 0 | 0 | 0 | 0 | 0 | 0 | 0 | 0 | 0 | 0 | 0 | 0 | 0 | 0 | 0 | 0 | 0 | 0 | 0 | 0 | 0 | 0 | 0 | 0 | 0 | 0
F3_Industrial_Stone, Clay, and Glass_Existing_Process_Natural Gas_Process Cooling_E5 | F3 | Industrial | Stone, Clay, and Glass | Existing | Process | Natural Gas | Process Cooling | E5 | PACT BC Ratio | 0 | 0 | 0 | 0 | 0 | 0 | 0 | 0 | 0 | 0 | 0 | 0 | 0 | 0 | 0 | 0 | 0 | 0 | 0 | 0 | 0 | 0 | 0 | 0 | 0 | 0 | 0 | 0 | 0 | 0
F3_Industrial_Stone, Clay, and Glass_Existing_Process_Natural Gas_Process Cooling_E6 | F3 | Industrial | Stone, Clay, and Glass | Existing | Process | Natural Gas | Process Cooling | E6 | PACT BC Ratio | 0 | 0 | 0 | 0 | 0 | 0 | 0 | 0 | 0 | 0 | 0 | 0 | 0 | 0 | 0 | 0 | 0 | 0 | 0 | 0 | 0 | 0 | 0 | 0 | 0 | 0 | 0 | 0 | 0 | 0
F3_Industrial_Stone, Clay, and Glass_Existing_Process_Natural Gas_Process Cooling_E7 | F3 | Industrial | Stone, Clay, and Glass | Existing | Process | Natural Gas | Process Cooling | E7 | PACT BC Ratio | 0 | 0 | 0 | 0 | 0 | 0 | 0 | 0 | 0 | 0 | 0 | 0 | 0 | 0 | 0 | 0 | 0 | 0 | 0 | 0 | 0 | 0 | 0 | 0 | 0 | 0 | 0 | 0 | 0 | 0
F3_Industrial_Stone, Clay, and Glass_Existing_Process_Natural Gas_Process Cooling_E8 | F3 | Industrial | Stone, Clay, and Glass | Existing | Process | Natural Gas | Process Cooling | E8 | PACT BC Ratio | 0 | 0 | 0 | 0 | 0 | 0 | 0 | 0 | 0 | 0 | 0 | 0 | 0 | 0 | 0 | 0 | 0 | 0 | 0 | 0 | 0 | 0 | 0 | 0 | 0 | 0 | 0 | 0 | 0 | 0
F3_Industrial_Stone, Clay, and Glass_Existing_Process_Natural Gas_Process Cooling_E9 | F3 | Industrial | Stone, Clay, and Glass | Existing | Process | Natural Gas | Process Cooling | E9 | PACT BC Ratio | 0 | 0 | 0 | 0 | 0 | 0 | 0 | 0 | 0 | 0 | 0 | 0 | 0 | 0 | 0 | 0 | 0 | 0 | 0 | 0 | 0 | 0 | 0 | 0 | 0 | 0 | 0 | 0 | 0 | 0
F3_Industrial_Stone, Clay, and Glass_Existing_Process_Natural Gas_Process Cooling_E10 | F3 | Industrial | Stone, Clay, and Glass | Existing | Process | Natural Gas | Process Cooling | E10 | PACT BC Ratio | 0 | 0 | 0 | 0 | 0 | 0 | 0 | 0 | 0 | 0 | 0 | 0 | 0 | 0 | 0 | 0 | 0 | 0 | 0 | 0 | 0 | 0 | 0 | 0 | 0 | 0 | 0 | 0 | 0 | 0
F4_Industrial_Stone, Clay, and Glass_Existing_Process_Natural Gas_Process Cooling_E1 | F4 | Industrial | Stone, Clay, and Glass | Existing | Process | Natural Gas | Process Cooling | E1 | PCT BC Ratio | 0.9 | 0.9 | 0.9 | 0.9 | 0.9 | 0.9 | 0.9 | 0.9 | 0.9 | 0.9 | 0.9 | 0.9 | 0.9 | 0.9 | 0.9 | 0.9 | 0.9 | 0.9 | 0.9 | 0.9 | 0.9 | 0.9 | 0 | 0 | 0 | 0 | 0 | 0 | 0 | 0
F4_Industrial_Stone, Clay, and Glass_Existing_Process_Natural Gas_Process Cooling_E2 | F4 | Industrial | Stone, Clay, and Glass | Existing | Process | Natural Gas | Process Cooling | E2 | PCT BC Ratio | 0 | 0 | 0 | 0 | 0 | 0 | 0 | 0 | 0 | 0 | 0 | 0 | 0 | 0 | 0 | 0 | 0 | 0 | 0 | 0 | 0 | 0 | 0 | 0 | 0 | 0 | 0 | 0 | 0 | 0
F4_Industrial_Stone, Clay, and Glass_Existing_Process_Natural Gas_Process Cooling_E3 | F4 | Industrial | Stone, Clay, and Glass | Existing | Process | Natural Gas | Process Cooling | E3 | PCT BC Ratio | 0 | 0 | 0 | 0 | 0 | 0 | 0 | 0 | 0 | 0 | 0 | 0 | 0 | 0 | 0 | 0 | 0 | 0 | 0 | 0 | 0 | 0 | 0 | 0 | 0 | 0 | 0 | 0 | 0 | 0
F4_Industrial_Stone, Clay, and Glass_Existing_Process_Natural Gas_Process Cooling_E4 | F4 | Industrial | Stone, Clay, and Glass | Existing | Process | Natural Gas | Process Cooling | E4 | PCT BC Ratio | 0 | 0 | 0 | 0 | 0 | 0 | 0 | 0 | 0 | 0 | 0 | 0 | 0 | 0 | 0 | 0 | 0 | 0 | 0 | 0 | 0 | 0 | 0 | 0 | 0 | 0 | 0 | 0 | 0 | 0
F4_Industrial_Stone, Clay, and Glass_Existing_Process_Natural Gas_Process Cooling_E5 | F4 | Industrial | Stone, Clay, and Glass | Existing | Process | Natural Gas | Process Cooling | E5 | PCT BC Ratio | 0 | 0 | 0 | 0 | 0 | 0 | 0 | 0 | 0 | 0 | 0 | 0 | 0 | 0 | 0 | 0 | 0 | 0 | 0 | 0 | 0 | 0 | 0 | 0 | 0 | 0 | 0 | 0 | 0 | 0
F4_Industrial_Stone, Clay, and Glass_Existing_Process_Natural Gas_Process Cooling_E6 | F4 | Industrial | Stone, Clay, and Glass | Existing | Process | Natural Gas | Process Cooling | E6 | PCT BC Ratio | 0 | 0 | 0 | 0 | 0 | 0 | 0 | 0 | 0 | 0 | 0 | 0 | 0 | 0 | 0 | 0 | 0 | 0 | 0 | 0 | 0 | 0 | 0 | 0 | 0 | 0 | 0 | 0 | 0 | 0
F4_Industrial_Stone, Clay, and Glass_Existing_Process_Natural Gas_Process Cooling_E7 | F4 | Industrial | Stone, Clay, and Glass | Existing | Process | Natural Gas | Process Cooling | E7 | PCT BC Ratio | 0 | 0 | 0 | 0 | 0 | 0 | 0 | 0 | 0 | 0 | 0 | 0 | 0 | 0 | 0 | 0 | 0 | 0 | 0 | 0 | 0 | 0 | 0 | 0 | 0 | 0 | 0 | 0 | 0 | 0
F4_Industrial_Stone, Clay, and Glass_Existing_Process_Natural Gas_Process Cooling_E8 | F4 | Industrial | Stone, Clay, and Glass | Existing | Process | Natural Gas | Process Cooling | E8 | PCT BC Ratio | 0 | 0 | 0 | 0 | 0 | 0 | 0 | 0 | 0 | 0 | 0 | 0 | 0 | 0 | 0 | 0 | 0 | 0 | 0 | 0 | 0 | 0 | 0 | 0 | 0 | 0 | 0 | 0 | 0 | 0
F4_Industrial_Stone, Clay, and Glass_Existing_Process_Natural Gas_Process Cooling_E9 | F4 | Industrial | Stone, Clay, and Glass | Existing | Process | Natural Gas | Process Cooling | E9 | PCT BC Ratio | 0 | 0 | 0 | 0 | 0 | 0 | 0 | 0 | 0 | 0 | 0 | 0 | 0 | 0 | 0 | 0 | 0 | 0 | 0 | 0 | 0 | 0 | 0 | 0 | 0 | 0 | 0 | 0 | 0 | 0
F4_Industrial_Stone, Clay, and Glass_Existing_Process_Natural Gas_Process Cooling_E10 | F4 | Industrial | Stone, Clay, and Glass | Existing | Process | Natural Gas | Process Cooling | E10 | PCT BC Ratio | 0 | 0 | 0 | 0 | 0 | 0 | 0 | 0 | 0 | 0 | 0 | 0 | 0 | 0 | 0 | 0 | 0 | 0 | 0 | 0 | 0 | 0 | 0 | 0 | 0 | 0 | 0 | 0 | 0 | 0
F5_Industrial_Stone, Clay, and Glass_Existing_Process_Natural Gas_Process Cooling_E1 | F5 | Industrial | Stone, Clay, and Glass | Existing | Process | Natural Gas | Process Cooling | E1 | RIM BC Ratio | 0.9 | 0.9 | 0.9 | 0.9 | 0.9 | 0.9 | 0.9 | 0.9 | 0.9 | 0.9 | 0.9 | 0.9 | 0.9 | 0.9 | 0.9 | 0.9 | 0.9 | 0.9 | 0.9 | 0.9 | 0.9 | 0.9 | 0 | 0 | 0 | 0 | 0 | 0 | 0 | 0
F5_Industrial_Stone, Clay, and Glass_Existing_Process_Natural Gas_Process Cooling_E2 | F5 | Industrial | Stone, Clay, and Glass | Existing | Process | Natural Gas | Process Cooling | E2 | RIM BC Ratio | 0 | 0 | 0 | 0 | 0 | 0 | 0 | 0 | 0 | 0 | 0 | 0 | 0 | 0 | 0 | 0 | 0 | 0 | 0 | 0 | 0 | 0 | 0 | 0 | 0 | 0 | 0 | 0 | 0 | 0
F5_Industrial_Stone, Clay, and Glass_Existing_Process_Natural Gas_Process Cooling_E3 | F5 | Industrial | Stone, Clay, and Glass | Existing | Process | Natural Gas | Process Cooling | E3 | RIM BC Ratio | 0 | 0 | 0 | 0 | 0 | 0 | 0 | 0 | 0 | 0 | 0 | 0 | 0 | 0 | 0 | 0 | 0 | 0 | 0 | 0 | 0 | 0 | 0 | 0 | 0 | 0 | 0 | 0 | 0 | 0
F5_Industrial_Stone, Clay, and Glass_Existing_Process_Natural Gas_Process Cooling_E4 | F5 | Industrial | Stone, Clay, and Glass | Existing | Process | Natural Gas | Process Cooling | E4 | RIM BC Ratio | 0 | 0 | 0 | 0 | 0 | 0 | 0 | 0 | 0 | 0 | 0 | 0 | 0 | 0 | 0 | 0 | 0 | 0 | 0 | 0 | 0 | 0 | 0 | 0 | 0 | 0 | 0 | 0 | 0 | 0
F5_Industrial_Stone, Clay, and Glass_Existing_Process_Natural Gas_Process Cooling_E5 | F5 | Industrial | Stone, Clay, and Glass | Existing | Process | Natural Gas | Process Cooling | E5 | RIM BC Ratio | 0 | 0 | 0 | 0 | 0 | 0 | 0 | 0 | 0 | 0 | 0 | 0 | 0 | 0 | 0 | 0 | 0 | 0 | 0 | 0 | 0 | 0 | 0 | 0 | 0 | 0 | 0 | 0 | 0 | 0
F5_Industrial_Stone, Clay, and Glass_Existing_Process_Natural Gas_Process Cooling_E6 | F5 | Industrial | Stone, Clay, and Glass | Existing | Process | Natural Gas | Process Cooling | E6 | RIM BC Ratio | 0 | 0 | 0 | 0 | 0 | 0 | 0 | 0 | 0 | 0 | 0 | 0 | 0 | 0 | 0 | 0 | 0 | 0 | 0 | 0 | 0 | 0 | 0 | 0 | 0 | 0 | 0 | 0 | 0 | 0
F5_Industrial_Stone, Clay, and Glass_Existing_Process_Natural Gas_Process Cooling_E7 | F5 | Industrial | Stone, Clay, and Glass | Existing | Process | Natural Gas | Process Cooling | E7 | RIM BC Ratio | 0 | 0 | 0 | 0 | 0 | 0 | 0 | 0 | 0 | 0 | 0 | 0 | 0 | 0 | 0 | 0 | 0 | 0 | 0 | 0 | 0 | 0 | 0 | 0 | 0 | 0 | 0 | 0 | 0 | 0
F5_Industrial_Stone, Clay, and Glass_Existing_Process_Natural Gas_Process Cooling_E8 | F5 | Industrial | Stone, Clay, and Glass | Existing | Process | Natural Gas | Process Cooling | E8 | RIM BC Ratio | 0 | 0 | 0 | 0 | 0 | 0 | 0 | 0 | 0 | 0 | 0 | 0 | 0 | 0 | 0 | 0 | 0 | 0 | 0 | 0 | 0 | 0 | 0 | 0 | 0 | 0 | 0 | 0 | 0 | 0
F5_Industrial_Stone, Clay, and Glass_Existing_Process_Natural Gas_Process Cooling_E9 | F5 | Industrial | Stone, Clay, and Glass | Existing | Process | Natural Gas | Process Cooling | E9 | RIM BC Ratio | 0 | 0 | 0 | 0 | 0 | 0 | 0 | 0 | 0 | 0 | 0 | 0 | 0 | 0 | 0 | 0 | 0 | 0 | 0 | 0 | 0 | 0 | 0 | 0 | 0 | 0 | 0 | 0 | 0 | 0
F5_Industrial_Stone, Clay, and Glass_Existing_Process_Natural Gas_Process Cooling_E10 | F5 | Industrial | Stone, Clay, and Glass | Existing | Process | Natural Gas | Process Cooling | E10 | RIM BC Ratio | 0 | 0 | 0 | 0 | 0 | 0 | 0 | 0 | 0 | 0 | 0 | 0 | 0 | 0 | 0 | 0 | 0 | 0 | 0 | 0 | 0 | 0 | 0 | 0 | 0 | 0 | 0 | 0 | 0 | 0
F0_Industrial_Stone, Clay, and Glass_Existing_Process_Natural Gas_Other Process_E0 | F0 | Industrial | Stone, Clay, and Glass | Existing | Process | Natural Gas | Other Process | E0 | Economic Unit | Standard | Standard | Standard | Standard | Standard | Standard | Standard | Standard | Standard | Standard | Standard | Standard | Standard | Standard | Standard | Standard | Standard | Standard | Standard | Standard | Standard | Standard | 0 | 0 | 0 | 0 | 0 | 0 | 0 | 0
F1_Industrial_Stone, Clay, and Glass_Existing_Process_Natural Gas_Other Process_E1 | F1 | Industrial | Stone, Clay, and Glass | Existing | Process | Natural Gas | Other Process | E1 | CCE | 0 | 0 | 0 | 0 | 0 | 0 | 0 | 0 | 0 | 0 | 0 | 0 | 0 | 0 | 0 | 0 | 0 | 0 | 0 | 0 | 0 | 0 | 0 | 0 | 0 | 0 | 0 | 0 | 0 | 0
F1_Industrial_Stone, Clay, and Glass_Existing_Process_Natural Gas_Other Process_E2 | F1 | Industrial | Stone, Clay, and Glass | Existing | Process | Natural Gas | Other Process | E2 | CCE | 0 | 0 | 0 | 0 | 0 | 0 | 0 | 0 | 0 | 0 | 0 | 0 | 0 | 0 | 0 | 0 | 0 | 0 | 0 | 0 | 0 | 0 | 0 | 0 | 0 | 0 | 0 | 0 | 0 | 0
F1_Industrial_Stone, Clay, and Glass_Existing_Process_Natural Gas_Other Process_E3 | F1 | Industrial | Stone, Clay, and Glass | Existing | Process | Natural Gas | Other Process | E3 | CCE | 0 | 0 | 0 | 0 | 0 | 0 | 0 | 0 | 0 | 0 | 0 | 0 | 0 | 0 | 0 | 0 | 0 | 0 | 0 | 0 | 0 | 0 | 0 | 0 | 0 | 0 | 0 | 0 | 0 | 0
F1_Industrial_Stone, Clay, and Glass_Existing_Process_Natural Gas_Other Process_E4 | F1 | Industrial | Stone, Clay, and Glass | Existing | Process | Natural Gas | Other Process | E4 | CCE | 0 | 0 | 0 | 0 | 0 | 0 | 0 | 0 | 0 | 0 | 0 | 0 | 0 | 0 | 0 | 0 | 0 | 0 | 0 | 0 | 0 | 0 | 0 | 0 | 0 | 0 | 0 | 0 | 0 | 0
F1_Industrial_Stone, Clay, and Glass_Existing_Process_Natural Gas_Other Process_E5 | F1 | Industrial | Stone, Clay, and Glass | Existing | Process | Natural Gas | Other Process | E5 | CCE | 0 | 0 | 0 | 0 | 0 | 0 | 0 | 0 | 0 | 0 | 0 | 0 | 0 | 0 | 0 | 0 | 0 | 0 | 0 | 0 | 0 | 0 | 0 | 0 | 0 | 0 | 0 | 0 | 0 | 0
F1_Industrial_Stone, Clay, and Glass_Existing_Process_Natural Gas_Other Process_E6 | F1 | Industrial | Stone, Clay, and Glass | Existing | Process | Natural Gas | Other Process | E6 | CCE | 0 | 0 | 0 | 0 | 0 | 0 | 0 | 0 | 0 | 0 | 0 | 0 | 0 | 0 | 0 | 0 | 0 | 0 | 0 | 0 | 0 | 0 | 0 | 0 | 0 | 0 | 0 | 0 | 0 | 0
F1_Industrial_Stone, Clay, and Glass_Existing_Process_Natural Gas_Other Process_E7 | F1 | Industrial | Stone, Clay, and Glass | Existing | Process | Natural Gas | Other Process | E7 | CCE | 0 | 0 | 0 | 0 | 0 | 0 | 0 | 0 | 0 | 0 | 0 | 0 | 0 | 0 | 0 | 0 | 0 | 0 | 0 | 0 | 0 | 0 | 0 | 0 | 0 | 0 | 0 | 0 | 0 | 0
F1_Industrial_Stone, Clay, and Glass_Existing_Process_Natural Gas_Other Process_E8 | F1 | Industrial | Stone, Clay, and Glass | Existing | Process | Natural Gas | Other Process | E8 | CCE | 0 | 0 | 0 | 0 | 0 | 0 | 0 | 0 | 0 | 0 | 0 | 0 | 0 | 0 | 0 | 0 | 0 | 0 | 0 | 0 | 0 | 0 | 0 | 0 | 0 | 0 | 0 | 0 | 0 | 0
F1_Industrial_Stone, Clay, and Glass_Existing_Process_Natural Gas_Other Process_E9 | F1 | Industrial | Stone, Clay, and Glass | Existing | Process | Natural Gas | Other Process | E9 | CCE | 0 | 0 | 0 | 0 | 0 | 0 | 0 | 0 | 0 | 0 | 0 | 0 | 0 | 0 | 0 | 0 | 0 | 0 | 0 | 0 | 0 | 0 | 0 | 0 | 0 | 0 | 0 | 0 | 0 | 0
F1_Industrial_Stone, Clay, and Glass_Existing_Process_Natural Gas_Other Process_E10 | F1 | Industrial | Stone, Clay, and Glass | Existing | Process | Natural Gas | Other Process | E10 | CCE | 0 | 0 | 0 | 0 | 0 | 0 | 0 | 0 | 0 | 0 | 0 | 0 | 0 | 0 | 0 | 0 | 0 | 0 | 0 | 0 | 0 | 0 | 0 | 0 | 0 | 0 | 0 | 0 | 0 | 0
F2_Industrial_Stone, Clay, and Glass_Existing_Process_Natural Gas_Other Process_E1 | F2 | Industrial | Stone, Clay, and Glass | Existing | Process | Natural Gas | Other Process | E1 | TRC BC Ratio | 0.9 | 0.9 | 0.9 | 0.9 | 0.9 | 0.9 | 0.9 | 0.9 | 0.9 | 0.9 | 0.9 | 0.9 | 0.9 | 0.9 | 0.9 | 0.9 | 0.9 | 0.9 | 0.9 | 0.9 | 0.9 | 0.9 | 0 | 0 | 0 | 0 | 0 | 0 | 0 | 0
F2_Industrial_Stone, Clay, and Glass_Existing_Process_Natural Gas_Other Process_E2 | F2 | Industrial | Stone, Clay, and Glass | Existing | Process | Natural Gas | Other Process | E2 | TRC BC Ratio | 0 | 0 | 0 | 0 | 0 | 0 | 0 | 0 | 0 | 0 | 0 | 0 | 0 | 0 | 0 | 0 | 0 | 0 | 0 | 0 | 0 | 0 | 0 | 0 | 0 | 0 | 0 | 0 | 0 | 0
F2_Industrial_Stone, Clay, and Glass_Existing_Process_Natural Gas_Other Process_E3 | F2 | Industrial | Stone, Clay, and Glass | Existing | Process | Natural Gas | Other Process | E3 | TRC BC Ratio | 0 | 0 | 0 | 0 | 0 | 0 | 0 | 0 | 0 | 0 | 0 | 0 | 0 | 0 | 0 | 0 | 0 | 0 | 0 | 0 | 0 | 0 | 0 | 0 | 0 | 0 | 0 | 0 | 0 | 0
F2_Industrial_Stone, Clay, and Glass_Existing_Process_Natural Gas_Other Process_E4 | F2 | Industrial | Stone, Clay, and Glass | Existing | Process | Natural Gas | Other Process | E4 | TRC BC Ratio | 0 | 0 | 0 | 0 | 0 | 0 | 0 | 0 | 0 | 0 | 0 | 0 | 0 | 0 | 0 | 0 | 0 | 0 | 0 | 0 | 0 | 0 | 0 | 0 | 0 | 0 | 0 | 0 | 0 | 0
F2_Industrial_Stone, Clay, and Glass_Existing_Process_Natural Gas_Other Process_E5 | F2 | Industrial | Stone, Clay, and Glass | Existing | Process | Natural Gas | Other Process | E5 | TRC BC Ratio | 0 | 0 | 0 | 0 | 0 | 0 | 0 | 0 | 0 | 0 | 0 | 0 | 0 | 0 | 0 | 0 | 0 | 0 | 0 | 0 | 0 | 0 | 0 | 0 | 0 | 0 | 0 | 0 | 0 | 0
F2_Industrial_Stone, Clay, and Glass_Existing_Process_Natural Gas_Other Process_E6 | F2 | Industrial | Stone, Clay, and Glass | Existing | Process | Natural Gas | Other Process | E6 | TRC BC Ratio | 0 | 0 | 0 | 0 | 0 | 0 | 0 | 0 | 0 | 0 | 0 | 0 | 0 | 0 | 0 | 0 | 0 | 0 | 0 | 0 | 0 | 0 | 0 | 0 | 0 | 0 | 0 | 0 | 0 | 0
F2_Industrial_Stone, Clay, and Glass_Existing_Process_Natural Gas_Other Process_E7 | F2 | Industrial | Stone, Clay, and Glass | Existing | Process | Natural Gas | Other Process | E7 | TRC BC Ratio | 0 | 0 | 0 | 0 | 0 | 0 | 0 | 0 | 0 | 0 | 0 | 0 | 0 | 0 | 0 | 0 | 0 | 0 | 0 | 0 | 0 | 0 | 0 | 0 | 0 | 0 | 0 | 0 | 0 | 0
F2_Industrial_Stone, Clay, and Glass_Existing_Process_Natural Gas_Other Process_E8 | F2 | Industrial | Stone, Clay, and Glass | Existing | Process | Natural Gas | Other Process | E8 | TRC BC Ratio | 0 | 0 | 0 | 0 | 0 | 0 | 0 | 0 | 0 | 0 | 0 | 0 | 0 | 0 | 0 | 0 | 0 | 0 | 0 | 0 | 0 | 0 | 0 | 0 | 0 | 0 | 0 | 0 | 0 | 0
F2_Industrial_Stone, Clay, and Glass_Existing_Process_Natural Gas_Other Process_E9 | F2 | Industrial | Stone, Clay, and Glass | Existing | Process | Natural Gas | Other Process | E9 | TRC BC Ratio | 0 | 0 | 0 | 0 | 0 | 0 | 0 | 0 | 0 | 0 | 0 | 0 | 0 | 0 | 0 | 0 | 0 | 0 | 0 | 0 | 0 | 0 | 0 | 0 | 0 | 0 | 0 | 0 | 0 | 0
F2_Industrial_Stone, Clay, and Glass_Existing_Process_Natural Gas_Other Process_E10 | F2 | Industrial | Stone, Clay, and Glass | Existing | Process | Natural Gas | Other Process | E10 | TRC BC Ratio | 0 | 0 | 0 | 0 | 0 | 0 | 0 | 0 | 0 | 0 | 0 | 0 | 0 | 0 | 0 | 0 | 0 | 0 | 0 | 0 | 0 | 0 | 0 | 0 | 0 | 0 | 0 | 0 | 0 | 0
F3_Industrial_Stone, Clay, and Glass_Existing_Process_Natural Gas_Other Process_E1 | F3 | Industrial | Stone, Clay, and Glass | Existing | Process | Natural Gas | Other Process | E1 | PACT BC Ratio | 0.9 | 0.9 | 0.9 | 0.9 | 0.9 | 0.9 | 0.9 | 0.9 | 0.9 | 0.9 | 0.9 | 0.9 | 0.9 | 0.9 | 0.9 | 0.9 | 0.9 | 0.9 | 0.9 | 0.9 | 0.9 | 0.9 | 0 | 0 | 0 | 0 | 0 | 0 | 0 | 0
F3_Industrial_Stone, Clay, and Glass_Existing_Process_Natural Gas_Other Process_E2 | F3 | Industrial | Stone, Clay, and Glass | Existing | Process | Natural Gas | Other Process | E2 | PACT BC Ratio | 0 | 0 | 0 | 0 | 0 | 0 | 0 | 0 | 0 | 0 | 0 | 0 | 0 | 0 | 0 | 0 | 0 | 0 | 0 | 0 | 0 | 0 | 0 | 0 | 0 | 0 | 0 | 0 | 0 | 0
F3_Industrial_Stone, Clay, and Glass_Existing_Process_Natural Gas_Other Process_E3 | F3 | Industrial | Stone, Clay, and Glass | Existing | Process | Natural Gas | Other Process | E3 | PACT BC Ratio | 0 | 0 | 0 | 0 | 0 | 0 | 0 | 0 | 0 | 0 | 0 | 0 | 0 | 0 | 0 | 0 | 0 | 0 | 0 | 0 | 0 | 0 | 0 | 0 | 0 | 0 | 0 | 0 | 0 | 0
F3_Industrial_Stone, Clay, and Glass_Existing_Process_Natural Gas_Other Process_E4 | F3 | Industrial | Stone, Clay, and Glass | Existing | Process | Natural Gas | Other Process | E4 | PACT BC Ratio | 0 | 0 | 0 | 0 | 0 | 0 | 0 | 0 | 0 | 0 | 0 | 0 | 0 | 0 | 0 | 0 | 0 | 0 | 0 | 0 | 0 | 0 | 0 | 0 | 0 | 0 | 0 | 0 | 0 | 0
F3_Industrial_Stone, Clay, and Glass_Existing_Process_Natural Gas_Other Process_E5 | F3 | Industrial | Stone, Clay, and Glass | Existing | Process | Natural Gas | Other Process | E5 | PACT BC Ratio | 0 | 0 | 0 | 0 | 0 | 0 | 0 | 0 | 0 | 0 | 0 | 0 | 0 | 0 | 0 | 0 | 0 | 0 | 0 | 0 | 0 | 0 | 0 | 0 | 0 | 0 | 0 | 0 | 0 | 0
F3_Industrial_Stone, Clay, and Glass_Existing_Process_Natural Gas_Other Process_E6 | F3 | Industrial | Stone, Clay, and Glass | Existing | Process | Natural Gas | Other Process | E6 | PACT BC Ratio | 0 | 0 | 0 | 0 | 0 | 0 | 0 | 0 | 0 | 0 | 0 | 0 | 0 | 0 | 0 | 0 | 0 | 0 | 0 | 0 | 0 | 0 | 0 | 0 | 0 | 0 | 0 | 0 | 0 | 0
F3_Industrial_Stone, Clay, and Glass_Existing_Process_Natural Gas_Other Process_E7 | F3 | Industrial | Stone, Clay, and Glass | Existing | Process | Natural Gas | Other Process | E7 | PACT BC Ratio | 0 | 0 | 0 | 0 | 0 | 0 | 0 | 0 | 0 | 0 | 0 | 0 | 0 | 0 | 0 | 0 | 0 | 0 | 0 | 0 | 0 | 0 | 0 | 0 | 0 | 0 | 0 | 0 | 0 | 0
F3_Industrial_Stone, Clay, and Glass_Existing_Process_Natural Gas_Other Process_E8 | F3 | Industrial | Stone, Clay, and Glass | Existing | Process | Natural Gas | Other Process | E8 | PACT BC Ratio | 0 | 0 | 0 | 0 | 0 | 0 | 0 | 0 | 0 | 0 | 0 | 0 | 0 | 0 | 0 | 0 | 0 | 0 | 0 | 0 | 0 | 0 | 0 | 0 | 0 | 0 | 0 | 0 | 0 | 0
F3_Industrial_Stone, Clay, and Glass_Existing_Process_Natural Gas_Other Process_E9 | F3 | Industrial | Stone, Clay, and Glass | Existing | Process | Natural Gas | Other Process | E9 | PACT BC Ratio | 0 | 0 | 0 | 0 | 0 | 0 | 0 | 0 | 0 | 0 | 0 | 0 | 0 | 0 | 0 | 0 | 0 | 0 | 0 | 0 | 0 | 0 | 0 | 0 | 0 | 0 | 0 | 0 | 0 | 0
F3_Industrial_Stone, Clay, and Glass_Existing_Process_Natural Gas_Other Process_E10 | F3 | Industrial | Stone, Clay, and Glass | Existing | Process | Natural Gas | Other Process | E10 | PACT BC Ratio | 0 | 0 | 0 | 0 | 0 | 0 | 0 | 0 | 0 | 0 | 0 | 0 | 0 | 0 | 0 | 0 | 0 | 0 | 0 | 0 | 0 | 0 | 0 | 0 | 0 | 0 | 0 | 0 | 0 | 0
F4_Industrial_Stone, Clay, and Glass_Existing_Process_Natural Gas_Other Process_E1 | F4 | Industrial | Stone, Clay, and Glass | Existing | Process | Natural Gas | Other Process | E1 | PCT BC Ratio | 0.9 | 0.9 | 0.9 | 0.9 | 0.9 | 0.9 | 0.9 | 0.9 | 0.9 | 0.9 | 0.9 | 0.9 | 0.9 | 0.9 | 0.9 | 0.9 | 0.9 | 0.9 | 0.9 | 0.9 | 0.9 | 0.9 | 0 | 0 | 0 | 0 | 0 | 0 | 0 | 0
F4_Industrial_Stone, Clay, and Glass_Existing_Process_Natural Gas_Other Process_E2 | F4 | Industrial | Stone, Clay, and Glass | Existing | Process | Natural Gas | Other Process | E2 | PCT BC Ratio | 0 | 0 | 0 | 0 | 0 | 0 | 0 | 0 | 0 | 0 | 0 | 0 | 0 | 0 | 0 | 0 | 0 | 0 | 0 | 0 | 0 | 0 | 0 | 0 | 0 | 0 | 0 | 0 | 0 | 0
F4_Industrial_Stone, Clay, and Glass_Existing_Process_Natural Gas_Other Process_E3 | F4 | Industrial | Stone, Clay, and Glass | Existing | Process | Natural Gas | Other Process | E3 | PCT BC Ratio | 0 | 0 | 0 | 0 | 0 | 0 | 0 | 0 | 0 | 0 | 0 | 0 | 0 | 0 | 0 | 0 | 0 | 0 | 0 | 0 | 0 | 0 | 0 | 0 | 0 | 0 | 0 | 0 | 0 | 0
F4_Industrial_Stone, Clay, and Glass_Existing_Process_Natural Gas_Other Process_E4 | F4 | Industrial | Stone, Clay, and Glass | Existing | Process | Natural Gas | Other Process | E4 | PCT BC Ratio | 0 | 0 | 0 | 0 | 0 | 0 | 0 | 0 | 0 | 0 | 0 | 0 | 0 | 0 | 0 | 0 | 0 | 0 | 0 | 0 | 0 | 0 | 0 | 0 | 0 | 0 | 0 | 0 | 0 | 0
F4_Industrial_Stone, Clay, and Glass_Existing_Process_Natural Gas_Other Process_E5 | F4 | Industrial | Stone, Clay, and Glass | Existing | Process | Natural Gas | Other Process | E5 | PCT BC Ratio | 0 | 0 | 0 | 0 | 0 | 0 | 0 | 0 | 0 | 0 | 0 | 0 | 0 | 0 | 0 | 0 | 0 | 0 | 0 | 0 | 0 | 0 | 0 | 0 | 0 | 0 | 0 | 0 | 0 | 0
F4_Industrial_Stone, Clay, and Glass_Existing_Process_Natural Gas_Other Process_E6 | F4 | Industrial | Stone, Clay, and Glass | Existing | Process | Natural Gas | Other Process | E6 | PCT BC Ratio | 0 | 0 | 0 | 0 | 0 | 0 | 0 | 0 | 0 | 0 | 0 | 0 | 0 | 0 | 0 | 0 | 0 | 0 | 0 | 0 | 0 | 0 | 0 | 0 | 0 | 0 | 0 | 0 | 0 | 0
F4_Industrial_Stone, Clay, and Glass_Existing_Process_Natural Gas_Other Process_E7 | F4 | Industrial | Stone, Clay, and Glass | Existing | Process | Natural Gas | Other Process | E7 | PCT BC Ratio | 0 | 0 | 0 | 0 | 0 | 0 | 0 | 0 | 0 | 0 | 0 | 0 | 0 | 0 | 0 | 0 | 0 | 0 | 0 | 0 | 0 | 0 | 0 | 0 | 0 | 0 | 0 | 0 | 0 | 0
F4_Industrial_Stone, Clay, and Glass_Existing_Process_Natural Gas_Other Process_E8 | F4 | Industrial | Stone, Clay, and Glass | Existing | Process | Natural Gas | Other Process | E8 | PCT BC Ratio | 0 | 0 | 0 | 0 | 0 | 0 | 0 | 0 | 0 | 0 | 0 | 0 | 0 | 0 | 0 | 0 | 0 | 0 | 0 | 0 | 0 | 0 | 0 | 0 | 0 | 0 | 0 | 0 | 0 | 0
F4_Industrial_Stone, Clay, and Glass_Existing_Process_Natural Gas_Other Process_E9 | F4 | Industrial | Stone, Clay, and Glass | Existing | Process | Natural Gas | Other Process | E9 | PCT BC Ratio | 0 | 0 | 0 | 0 | 0 | 0 | 0 | 0 | 0 | 0 | 0 | 0 | 0 | 0 | 0 | 0 | 0 | 0 | 0 | 0 | 0 | 0 | 0 | 0 | 0 | 0 | 0 | 0 | 0 | 0
F4_Industrial_Stone, Clay, and Glass_Existing_Process_Natural Gas_Other Process_E10 | F4 | Industrial | Stone, Clay, and Glass | Existing | Process | Natural Gas | Other Process | E10 | PCT BC Ratio | 0 | 0 | 0 | 0 | 0 | 0 | 0 | 0 | 0 | 0 | 0 | 0 | 0 | 0 | 0 | 0 | 0 | 0 | 0 | 0 | 0 | 0 | 0 | 0 | 0 | 0 | 0 | 0 | 0 | 0
F5_Industrial_Stone, Clay, and Glass_Existing_Process_Natural Gas_Other Process_E1 | F5 | Industrial | Stone, Clay, and Glass | Existing | Process | Natural Gas | Other Process | E1 | RIM BC Ratio | 0.9 | 0.9 | 0.9 | 0.9 | 0.9 | 0.9 | 0.9 | 0.9 | 0.9 | 0.9 | 0.9 | 0.9 | 0.9 | 0.9 | 0.9 | 0.9 | 0.9 | 0.9 | 0.9 | 0.9 | 0.9 | 0.9 | 0 | 0 | 0 | 0 | 0 | 0 | 0 | 0
F5_Industrial_Stone, Clay, and Glass_Existing_Process_Natural Gas_Other Process_E2 | F5 | Industrial | Stone, Clay, and Glass | Existing | Process | Natural Gas | Other Process | E2 | RIM BC Ratio | 0 | 0 | 0 | 0 | 0 | 0 | 0 | 0 | 0 | 0 | 0 | 0 | 0 | 0 | 0 | 0 | 0 | 0 | 0 | 0 | 0 | 0 | 0 | 0 | 0 | 0 | 0 | 0 | 0 | 0
F5_Industrial_Stone, Clay, and Glass_Existing_Process_Natural Gas_Other Process_E3 | F5 | Industrial | Stone, Clay, and Glass | Existing | Process | Natural Gas | Other Process | E3 | RIM BC Ratio | 0 | 0 | 0 | 0 | 0 | 0 | 0 | 0 | 0 | 0 | 0 | 0 | 0 | 0 | 0 | 0 | 0 | 0 | 0 | 0 | 0 | 0 | 0 | 0 | 0 | 0 | 0 | 0 | 0 | 0
F5_Industrial_Stone, Clay, and Glass_Existing_Process_Natural Gas_Other Process_E4 | F5 | Industrial | Stone, Clay, and Glass | Existing | Process | Natural Gas | Other Process | E4 | RIM BC Ratio | 0 | 0 | 0 | 0 | 0 | 0 | 0 | 0 | 0 | 0 | 0 | 0 | 0 | 0 | 0 | 0 | 0 | 0 | 0 | 0 | 0 | 0 | 0 | 0 | 0 | 0 | 0 | 0 | 0 | 0
F5_Industrial_Stone, Clay, and Glass_Existing_Process_Natural Gas_Other Process_E5 | F5 | Industrial | Stone, Clay, and Glass | Existing | Process | Natural Gas | Other Process | E5 | RIM BC Ratio | 0 | 0 | 0 | 0 | 0 | 0 | 0 | 0 | 0 | 0 | 0 | 0 | 0 | 0 | 0 | 0 | 0 | 0 | 0 | 0 | 0 | 0 | 0 | 0 | 0 | 0 | 0 | 0 | 0 | 0
F5_Industrial_Stone, Clay, and Glass_Existing_Process_Natural Gas_Other Process_E6 | F5 | Industrial | Stone, Clay, and Glass | Existing | Process | Natural Gas | Other Process | E6 | RIM BC Ratio | 0 | 0 | 0 | 0 | 0 | 0 | 0 | 0 | 0 | 0 | 0 | 0 | 0 | 0 | 0 | 0 | 0 | 0 | 0 | 0 | 0 | 0 | 0 | 0 | 0 | 0 | 0 | 0 | 0 | 0
F5_Industrial_Stone, Clay, and Glass_Existing_Process_Natural Gas_Other Process_E7 | F5 | Industrial | Stone, Clay, and Glass | Existing | Process | Natural Gas | Other Process | E7 | RIM BC Ratio | 0 | 0 | 0 | 0 | 0 | 0 | 0 | 0 | 0 | 0 | 0 | 0 | 0 | 0 | 0 | 0 | 0 | 0 | 0 | 0 | 0 | 0 | 0 | 0 | 0 | 0 | 0 | 0 | 0 | 0
F5_Industrial_Stone, Clay, and Glass_Existing_Process_Natural Gas_Other Process_E8 | F5 | Industrial | Stone, Clay, and Glass | Existing | Process | Natural Gas | Other Process | E8 | RIM BC Ratio | 0 | 0 | 0 | 0 | 0 | 0 | 0 | 0 | 0 | 0 | 0 | 0 | 0 | 0 | 0 | 0 | 0 | 0 | 0 | 0 | 0 | 0 | 0 | 0 | 0 | 0 | 0 | 0 | 0 | 0
F5_Industrial_Stone, Clay, and Glass_Existing_Process_Natural Gas_Other Process_E9 | F5 | Industrial | Stone, Clay, and Glass | Existing | Process | Natural Gas | Other Process | E9 | RIM BC Ratio | 0 | 0 | 0 | 0 | 0 | 0 | 0 | 0 | 0 | 0 | 0 | 0 | 0 | 0 | 0 | 0 | 0 | 0 | 0 | 0 | 0 | 0 | 0 | 0 | 0 | 0 | 0 | 0 | 0 | 0
F5_Industrial_Stone, Clay, and Glass_Existing_Process_Natural Gas_Other Process_E10 | F5 | Industrial | Stone, Clay, and Glass | Existing | Process | Natural Gas | Other Process | E10 | RIM BC Ratio | 0 | 0 | 0 | 0 | 0 | 0 | 0 | 0 | 0 | 0 | 0 | 0 | 0 | 0 | 0 | 0 | 0 | 0 | 0 | 0 | 0 | 0 | 0 | 0 | 0 | 0 | 0 | 0 | 0 | 0
F0_Industrial_Stone, Clay, and Glass_Existing_Miscellaneous_Natural Gas_Miscellaneous_E0 | F0 | Industrial | Stone, Clay, and Glass | Existing | Miscellaneous | Natural Gas | Miscellaneous | E0 | Economic Unit | Standard | Standard | Standard | Standard | Standard | Standard | Standard | Standard | Standard | Standard | Standard | Standard | Standard | Standard | Standard | Standard | Standard | Standard | Standard | Standard | Standard | Standard | 0 | 0 | 0 | 0 | 0 | 0 | 0 | 0
F1_Industrial_Stone, Clay, and Glass_Existing_Miscellaneous_Natural Gas_Miscellaneous_E1 | F1 | Industrial | Stone, Clay, and Glass | Existing | Miscellaneous | Natural Gas | Miscellaneous | E1 | CCE | 0 | 0 | 0 | 0 | 0 | 0 | 0 | 0 | 0 | 0 | 0 | 0 | 0 | 0 | 0 | 0 | 0 | 0 | 0 | 0 | 0 | 0 | 0 | 0 | 0 | 0 | 0 | 0 | 0 | 0
F1_Industrial_Stone, Clay, and Glass_Existing_Miscellaneous_Natural Gas_Miscellaneous_E2 | F1 | Industrial | Stone, Clay, and Glass | Existing | Miscellaneous | Natural Gas | Miscellaneous | E2 | CCE | 0 | 0 | 0 | 0 | 0 | 0 | 0 | 0 | 0 | 0 | 0 | 0 | 0 | 0 | 0 | 0 | 0 | 0 | 0 | 0 | 0 | 0 | 0 | 0 | 0 | 0 | 0 | 0 | 0 | 0
F1_Industrial_Stone, Clay, and Glass_Existing_Miscellaneous_Natural Gas_Miscellaneous_E3 | F1 | Industrial | Stone, Clay, and Glass | Existing | Miscellaneous | Natural Gas | Miscellaneous | E3 | CCE | 0 | 0 | 0 | 0 | 0 | 0 | 0 | 0 | 0 | 0 | 0 | 0 | 0 | 0 | 0 | 0 | 0 | 0 | 0 | 0 | 0 | 0 | 0 | 0 | 0 | 0 | 0 | 0 | 0 | 0
F1_Industrial_Stone, Clay, and Glass_Existing_Miscellaneous_Natural Gas_Miscellaneous_E4 | F1 | Industrial | Stone, Clay, and Glass | Existing | Miscellaneous | Natural Gas | Miscellaneous | E4 | CCE | 0 | 0 | 0 | 0 | 0 | 0 | 0 | 0 | 0 | 0 | 0 | 0 | 0 | 0 | 0 | 0 | 0 | 0 | 0 | 0 | 0 | 0 | 0 | 0 | 0 | 0 | 0 | 0 | 0 | 0
F1_Industrial_Stone, Clay, and Glass_Existing_Miscellaneous_Natural Gas_Miscellaneous_E5 | F1 | Industrial | Stone, Clay, and Glass | Existing | Miscellaneous | Natural Gas | Miscellaneous | E5 | CCE | 0 | 0 | 0 | 0 | 0 | 0 | 0 | 0 | 0 | 0 | 0 | 0 | 0 | 0 | 0 | 0 | 0 | 0 | 0 | 0 | 0 | 0 | 0 | 0 | 0 | 0 | 0 | 0 | 0 | 0
F1_Industrial_Stone, Clay, and Glass_Existing_Miscellaneous_Natural Gas_Miscellaneous_E6 | F1 | Industrial | Stone, Clay, and Glass | Existing | Miscellaneous | Natural Gas | Miscellaneous | E6 | CCE | 0 | 0 | 0 | 0 | 0 | 0 | 0 | 0 | 0 | 0 | 0 | 0 | 0 | 0 | 0 | 0 | 0 | 0 | 0 | 0 | 0 | 0 | 0 | 0 | 0 | 0 | 0 | 0 | 0 | 0
F1_Industrial_Stone, Clay, and Glass_Existing_Miscellaneous_Natural Gas_Miscellaneous_E7 | F1 | Industrial | Stone, Clay, and Glass | Existing | Miscellaneous | Natural Gas | Miscellaneous | E7 | CCE | 0 | 0 | 0 | 0 | 0 | 0 | 0 | 0 | 0 | 0 | 0 | 0 | 0 | 0 | 0 | 0 | 0 | 0 | 0 | 0 | 0 | 0 | 0 | 0 | 0 | 0 | 0 | 0 | 0 | 0
F1_Industrial_Stone, Clay, and Glass_Existing_Miscellaneous_Natural Gas_Miscellaneous_E8 | F1 | Industrial | Stone, Clay, and Glass | Existing | Miscellaneous | Natural Gas | Miscellaneous | E8 | CCE | 0 | 0 | 0 | 0 | 0 | 0 | 0 | 0 | 0 | 0 | 0 | 0 | 0 | 0 | 0 | 0 | 0 | 0 | 0 | 0 | 0 | 0 | 0 | 0 | 0 | 0 | 0 | 0 | 0 | 0
F1_Industrial_Stone, Clay, and Glass_Existing_Miscellaneous_Natural Gas_Miscellaneous_E9 | F1 | Industrial | Stone, Clay, and Glass | Existing | Miscellaneous | Natural Gas | Miscellaneous | E9 | CCE | 0 | 0 | 0 | 0 | 0 | 0 | 0 | 0 | 0 | 0 | 0 | 0 | 0 | 0 | 0 | 0 | 0 | 0 | 0 | 0 | 0 | 0 | 0 | 0 | 0 | 0 | 0 | 0 | 0 | 0
F1_Industrial_Stone, Clay, and Glass_Existing_Miscellaneous_Natural Gas_Miscellaneous_E10 | F1 | Industrial | Stone, Clay, and Glass | Existing | Miscellaneous | Natural Gas | Miscellaneous | E10 | CCE | 0 | 0 | 0 | 0 | 0 | 0 | 0 | 0 | 0 | 0 | 0 | 0 | 0 | 0 | 0 | 0 | 0 | 0 | 0 | 0 | 0 | 0 | 0 | 0 | 0 | 0 | 0 | 0 | 0 | 0
F2_Industrial_Stone, Clay, and Glass_Existing_Miscellaneous_Natural Gas_Miscellaneous_E1 | F2 | Industrial | Stone, Clay, and Glass | Existing | Miscellaneous | Natural Gas | Miscellaneous | E1 | TRC BC Ratio | 0.9 | 0.9 | 0.9 | 0.9 | 0.9 | 0.9 | 0.9 | 0.9 | 0.9 | 0.9 | 0.9 | 0.9 | 0.9 | 0.9 | 0.9 | 0.9 | 0.9 | 0.9 | 0.9 | 0.9 | 0.9 | 0.9 | 0 | 0 | 0 | 0 | 0 | 0 | 0 | 0
F2_Industrial_Stone, Clay, and Glass_Existing_Miscellaneous_Natural Gas_Miscellaneous_E2 | F2 | Industrial | Stone, Clay, and Glass | Existing | Miscellaneous | Natural Gas | Miscellaneous | E2 | TRC BC Ratio | 0 | 0 | 0 | 0 | 0 | 0 | 0 | 0 | 0 | 0 | 0 | 0 | 0 | 0 | 0 | 0 | 0 | 0 | 0 | 0 | 0 | 0 | 0 | 0 | 0 | 0 | 0 | 0 | 0 | 0
F2_Industrial_Stone, Clay, and Glass_Existing_Miscellaneous_Natural Gas_Miscellaneous_E3 | F2 | Industrial | Stone, Clay, and Glass | Existing | Miscellaneous | Natural Gas | Miscellaneous | E3 | TRC BC Ratio | 0 | 0 | 0 | 0 | 0 | 0 | 0 | 0 | 0 | 0 | 0 | 0 | 0 | 0 | 0 | 0 | 0 | 0 | 0 | 0 | 0 | 0 | 0 | 0 | 0 | 0 | 0 | 0 | 0 | 0
F2_Industrial_Stone, Clay, and Glass_Existing_Miscellaneous_Natural Gas_Miscellaneous_E4 | F2 | Industrial | Stone, Clay, and Glass | Existing | Miscellaneous | Natural Gas | Miscellaneous | E4 | TRC BC Ratio | 0 | 0 | 0 | 0 | 0 | 0 | 0 | 0 | 0 | 0 | 0 | 0 | 0 | 0 | 0 | 0 | 0 | 0 | 0 | 0 | 0 | 0 | 0 | 0 | 0 | 0 | 0 | 0 | 0 | 0
F2_Industrial_Stone, Clay, and Glass_Existing_Miscellaneous_Natural Gas_Miscellaneous_E5 | F2 | Industrial | Stone, Clay, and Glass | Existing | Miscellaneous | Natural Gas | Miscellaneous | E5 | TRC BC Ratio | 0 | 0 | 0 | 0 | 0 | 0 | 0 | 0 | 0 | 0 | 0 | 0 | 0 | 0 | 0 | 0 | 0 | 0 | 0 | 0 | 0 | 0 | 0 | 0 | 0 | 0 | 0 | 0 | 0 | 0
F2_Industrial_Stone, Clay, and Glass_Existing_Miscellaneous_Natural Gas_Miscellaneous_E6 | F2 | Industrial | Stone, Clay, and Glass | Existing | Miscellaneous | Natural Gas | Miscellaneous | E6 | TRC BC Ratio | 0 | 0 | 0 | 0 | 0 | 0 | 0 | 0 | 0 | 0 | 0 | 0 | 0 | 0 | 0 | 0 | 0 | 0 | 0 | 0 | 0 | 0 | 0 | 0 | 0 | 0 | 0 | 0 | 0 | 0
F2_Industrial_Stone, Clay, and Glass_Existing_Miscellaneous_Natural Gas_Miscellaneous_E7 | F2 | Industrial | Stone, Clay, and Glass | Existing | Miscellaneous | Natural Gas | Miscellaneous | E7 | TRC BC Ratio | 0 | 0 | 0 | 0 | 0 | 0 | 0 | 0 | 0 | 0 | 0 | 0 | 0 | 0 | 0 | 0 | 0 | 0 | 0 | 0 | 0 | 0 | 0 | 0 | 0 | 0 | 0 | 0 | 0 | 0
F2_Industrial_Stone, Clay, and Glass_Existing_Miscellaneous_Natural Gas_Miscellaneous_E8 | F2 | Industrial | Stone, Clay, and Glass | Existing | Miscellaneous | Natural Gas | Miscellaneous | E8 | TRC BC Ratio | 0 | 0 | 0 | 0 | 0 | 0 | 0 | 0 | 0 | 0 | 0 | 0 | 0 | 0 | 0 | 0 | 0 | 0 | 0 | 0 | 0 | 0 | 0 | 0 | 0 | 0 | 0 | 0 | 0 | 0
F2_Industrial_Stone, Clay, and Glass_Existing_Miscellaneous_Natural Gas_Miscellaneous_E9 | F2 | Industrial | Stone, Clay, and Glass | Existing | Miscellaneous | Natural Gas | Miscellaneous | E9 | TRC BC Ratio | 0 | 0 | 0 | 0 | 0 | 0 | 0 | 0 | 0 | 0 | 0 | 0 | 0 | 0 | 0 | 0 | 0 | 0 | 0 | 0 | 0 | 0 | 0 | 0 | 0 | 0 | 0 | 0 | 0 | 0
F2_Industrial_Stone, Clay, and Glass_Existing_Miscellaneous_Natural Gas_Miscellaneous_E10 | F2 | Industrial | Stone, Clay, and Glass | Existing | Miscellaneous | Natural Gas | Miscellaneous | E10 | TRC BC Ratio | 0 | 0 | 0 | 0 | 0 | 0 | 0 | 0 | 0 | 0 | 0 | 0 | 0 | 0 | 0 | 0 | 0 | 0 | 0 | 0 | 0 | 0 | 0 | 0 | 0 | 0 | 0 | 0 | 0 | 0
F3_Industrial_Stone, Clay, and Glass_Existing_Miscellaneous_Natural Gas_Miscellaneous_E1 | F3 | Industrial | Stone, Clay, and Glass | Existing | Miscellaneous | Natural Gas | Miscellaneous | E1 | PACT BC Ratio | 0.9 | 0.9 | 0.9 | 0.9 | 0.9 | 0.9 | 0.9 | 0.9 | 0.9 | 0.9 | 0.9 | 0.9 | 0.9 | 0.9 | 0.9 | 0.9 | 0.9 | 0.9 | 0.9 | 0.9 | 0.9 | 0.9 | 0 | 0 | 0 | 0 | 0 | 0 | 0 | 0
F3_Industrial_Stone, Clay, and Glass_Existing_Miscellaneous_Natural Gas_Miscellaneous_E2 | F3 | Industrial | Stone, Clay, and Glass | Existing | Miscellaneous | Natural Gas | Miscellaneous | E2 | PACT BC Ratio | 0 | 0 | 0 | 0 | 0 | 0 | 0 | 0 | 0 | 0 | 0 | 0 | 0 | 0 | 0 | 0 | 0 | 0 | 0 | 0 | 0 | 0 | 0 | 0 | 0 | 0 | 0 | 0 | 0 | 0
F3_Industrial_Stone, Clay, and Glass_Existing_Miscellaneous_Natural Gas_Miscellaneous_E3 | F3 | Industrial | Stone, Clay, and Glass | Existing | Miscellaneous | Natural Gas | Miscellaneous | E3 | PACT BC Ratio | 0 | 0 | 0 | 0 | 0 | 0 | 0 | 0 | 0 | 0 | 0 | 0 | 0 | 0 | 0 | 0 | 0 | 0 | 0 | 0 | 0 | 0 | 0 | 0 | 0 | 0 | 0 | 0 | 0 | 0
F3_Industrial_Stone, Clay, and Glass_Existing_Miscellaneous_Natural Gas_Miscellaneous_E4 | F3 | Industrial | Stone, Clay, and Glass | Existing | Miscellaneous | Natural Gas | Miscellaneous | E4 | PACT BC Ratio | 0 | 0 | 0 | 0 | 0 | 0 | 0 | 0 | 0 | 0 | 0 | 0 | 0 | 0 | 0 | 0 | 0 | 0 | 0 | 0 | 0 | 0 | 0 | 0 | 0 | 0 | 0 | 0 | 0 | 0
F3_Industrial_Stone, Clay, and Glass_Existing_Miscellaneous_Natural Gas_Miscellaneous_E5 | F3 | Industrial | Stone, Clay, and Glass | Existing | Miscellaneous | Natural Gas | Miscellaneous | E5 | PACT BC Ratio | 0 | 0 | 0 | 0 | 0 | 0 | 0 | 0 | 0 | 0 | 0 | 0 | 0 | 0 | 0 | 0 | 0 | 0 | 0 | 0 | 0 | 0 | 0 | 0 | 0 | 0 | 0 | 0 | 0 | 0
F3_Industrial_Stone, Clay, and Glass_Existing_Miscellaneous_Natural Gas_Miscellaneous_E6 | F3 | Industrial | Stone, Clay, and Glass | Existing | Miscellaneous | Natural Gas | Miscellaneous | E6 | PACT BC Ratio | 0 | 0 | 0 | 0 | 0 | 0 | 0 | 0 | 0 | 0 | 0 | 0 | 0 | 0 | 0 | 0 | 0 | 0 | 0 | 0 | 0 | 0 | 0 | 0 | 0 | 0 | 0 | 0 | 0 | 0
F3_Industrial_Stone, Clay, and Glass_Existing_Miscellaneous_Natural Gas_Miscellaneous_E7 | F3 | Industrial | Stone, Clay, and Glass | Existing | Miscellaneous | Natural Gas | Miscellaneous | E7 | PACT BC Ratio | 0 | 0 | 0 | 0 | 0 | 0 | 0 | 0 | 0 | 0 | 0 | 0 | 0 | 0 | 0 | 0 | 0 | 0 | 0 | 0 | 0 | 0 | 0 | 0 | 0 | 0 | 0 | 0 | 0 | 0
F3_Industrial_Stone, Clay, and Glass_Existing_Miscellaneous_Natural Gas_Miscellaneous_E8 | F3 | Industrial | Stone, Clay, and Glass | Existing | Miscellaneous | Natural Gas | Miscellaneous | E8 | PACT BC Ratio | 0 | 0 | 0 | 0 | 0 | 0 | 0 | 0 | 0 | 0 | 0 | 0 | 0 | 0 | 0 | 0 | 0 | 0 | 0 | 0 | 0 | 0 | 0 | 0 | 0 | 0 | 0 | 0 | 0 | 0
F3_Industrial_Stone, Clay, and Glass_Existing_Miscellaneous_Natural Gas_Miscellaneous_E9 | F3 | Industrial | Stone, Clay, and Glass | Existing | Miscellaneous | Natural Gas | Miscellaneous | E9 | PACT BC Ratio | 0 | 0 | 0 | 0 | 0 | 0 | 0 | 0 | 0 | 0 | 0 | 0 | 0 | 0 | 0 | 0 | 0 | 0 | 0 | 0 | 0 | 0 | 0 | 0 | 0 | 0 | 0 | 0 | 0 | 0
F3_Industrial_Stone, Clay, and Glass_Existing_Miscellaneous_Natural Gas_Miscellaneous_E10 | F3 | Industrial | Stone, Clay, and Glass | Existing | Miscellaneous | Natural Gas | Miscellaneous | E10 | PACT BC Ratio | 0 | 0 | 0 | 0 | 0 | 0 | 0 | 0 | 0 | 0 | 0 | 0 | 0 | 0 | 0 | 0 | 0 | 0 | 0 | 0 | 0 | 0 | 0 | 0 | 0 | 0 | 0 | 0 | 0 | 0
F4_Industrial_Stone, Clay, and Glass_Existing_Miscellaneous_Natural Gas_Miscellaneous_E1 | F4 | Industrial | Stone, Clay, and Glass | Existing | Miscellaneous | Natural Gas | Miscellaneous | E1 | PCT BC Ratio | 0.9 | 0.9 | 0.9 | 0.9 | 0.9 | 0.9 | 0.9 | 0.9 | 0.9 | 0.9 | 0.9 | 0.9 | 0.9 | 0.9 | 0.9 | 0.9 | 0.9 | 0.9 | 0.9 | 0.9 | 0.9 | 0.9 | 0 | 0 | 0 | 0 | 0 | 0 | 0 | 0
F4_Industrial_Stone, Clay, and Glass_Existing_Miscellaneous_Natural Gas_Miscellaneous_E2 | F4 | Industrial | Stone, Clay, and Glass | Existing | Miscellaneous | Natural Gas | Miscellaneous | E2 | PCT BC Ratio | 0 | 0 | 0 | 0 | 0 | 0 | 0 | 0 | 0 | 0 | 0 | 0 | 0 | 0 | 0 | 0 | 0 | 0 | 0 | 0 | 0 | 0 | 0 | 0 | 0 | 0 | 0 | 0 | 0 | 0
F4_Industrial_Stone, Clay, and Glass_Existing_Miscellaneous_Natural Gas_Miscellaneous_E3 | F4 | Industrial | Stone, Clay, and Glass | Existing | Miscellaneous | Natural Gas | Miscellaneous | E3 | PCT BC Ratio | 0 | 0 | 0 | 0 | 0 | 0 | 0 | 0 | 0 | 0 | 0 | 0 | 0 | 0 | 0 | 0 | 0 | 0 | 0 | 0 | 0 | 0 | 0 | 0 | 0 | 0 | 0 | 0 | 0 | 0
F4_Industrial_Stone, Clay, and Glass_Existing_Miscellaneous_Natural Gas_Miscellaneous_E4 | F4 | Industrial | Stone, Clay, and Glass | Existing | Miscellaneous | Natural Gas | Miscellaneous | E4 | PCT BC Ratio | 0 | 0 | 0 | 0 | 0 | 0 | 0 | 0 | 0 | 0 | 0 | 0 | 0 | 0 | 0 | 0 | 0 | 0 | 0 | 0 | 0 | 0 | 0 | 0 | 0 | 0 | 0 | 0 | 0 | 0
F4_Industrial_Stone, Clay, and Glass_Existing_Miscellaneous_Natural Gas_Miscellaneous_E5 | F4 | Industrial | Stone, Clay, and Glass | Existing | Miscellaneous | Natural Gas | Miscellaneous | E5 | PCT BC Ratio | 0 | 0 | 0 | 0 | 0 | 0 | 0 | 0 | 0 | 0 | 0 | 0 | 0 | 0 | 0 | 0 | 0 | 0 | 0 | 0 | 0 | 0 | 0 | 0 | 0 | 0 | 0 | 0 | 0 | 0
F4_Industrial_Stone, Clay, and Glass_Existing_Miscellaneous_Natural Gas_Miscellaneous_E6 | F4 | Industrial | Stone, Clay, and Glass | Existing | Miscellaneous | Natural Gas | Miscellaneous | E6 | PCT BC Ratio | 0 | 0 | 0 | 0 | 0 | 0 | 0 | 0 | 0 | 0 | 0 | 0 | 0 | 0 | 0 | 0 | 0 | 0 | 0 | 0 | 0 | 0 | 0 | 0 | 0 | 0 | 0 | 0 | 0 | 0
F4_Industrial_Stone, Clay, and Glass_Existing_Miscellaneous_Natural Gas_Miscellaneous_E7 | F4 | Industrial | Stone, Clay, and Glass | Existing | Miscellaneous | Natural Gas | Miscellaneous | E7 | PCT BC Ratio | 0 | 0 | 0 | 0 | 0 | 0 | 0 | 0 | 0 | 0 | 0 | 0 | 0 | 0 | 0 | 0 | 0 | 0 | 0 | 0 | 0 | 0 | 0 | 0 | 0 | 0 | 0 | 0 | 0 | 0
F4_Industrial_Stone, Clay, and Glass_Existing_Miscellaneous_Natural Gas_Miscellaneous_E8 | F4 | Industrial | Stone, Clay, and Glass | Existing | Miscellaneous | Natural Gas | Miscellaneous | E8 | PCT BC Ratio | 0 | 0 | 0 | 0 | 0 | 0 | 0 | 0 | 0 | 0 | 0 | 0 | 0 | 0 | 0 | 0 | 0 | 0 | 0 | 0 | 0 | 0 | 0 | 0 | 0 | 0 | 0 | 0 | 0 | 0
F4_Industrial_Stone, Clay, and Glass_Existing_Miscellaneous_Natural Gas_Miscellaneous_E9 | F4 | Industrial | Stone, Clay, and Glass | Existing | Miscellaneous | Natural Gas | Miscellaneous | E9 | PCT BC Ratio | 0 | 0 | 0 | 0 | 0 | 0 | 0 | 0 | 0 | 0 | 0 | 0 | 0 | 0 | 0 | 0 | 0 | 0 | 0 | 0 | 0 | 0 | 0 | 0 | 0 | 0 | 0 | 0 | 0 | 0
F4_Industrial_Stone, Clay, and Glass_Existing_Miscellaneous_Natural Gas_Miscellaneous_E10 | F4 | Industrial | Stone, Clay, and Glass | Existing | Miscellaneous | Natural Gas | Miscellaneous | E10 | PCT BC Ratio | 0 | 0 | 0 | 0 | 0 | 0 | 0 | 0 | 0 | 0 | 0 | 0 | 0 | 0 | 0 | 0 | 0 | 0 | 0 | 0 | 0 | 0 | 0 | 0 | 0 | 0 | 0 | 0 | 0 | 0
F5_Industrial_Stone, Clay, and Glass_Existing_Miscellaneous_Natural Gas_Miscellaneous_E1 | F5 | Industrial | Stone, Clay, and Glass | Existing | Miscellaneous | Natural Gas | Miscellaneous | E1 | RIM BC Ratio | 0.9 | 0.9 | 0.9 | 0.9 | 0.9 | 0.9 | 0.9 | 0.9 | 0.9 | 0.9 | 0.9 | 0.9 | 0.9 | 0.9 | 0.9 | 0.9 | 0.9 | 0.9 | 0.9 | 0.9 | 0.9 | 0.9 | 0 | 0 | 0 | 0 | 0 | 0 | 0 | 0
F5_Industrial_Stone, Clay, and Glass_Existing_Miscellaneous_Natural Gas_Miscellaneous_E2 | F5 | Industrial | Stone, Clay, and Glass | Existing | Miscellaneous | Natural Gas | Miscellaneous | E2 | RIM BC Ratio | 0 | 0 | 0 | 0 | 0 | 0 | 0 | 0 | 0 | 0 | 0 | 0 | 0 | 0 | 0 | 0 | 0 | 0 | 0 | 0 | 0 | 0 | 0 | 0 | 0 | 0 | 0 | 0 | 0 | 0
F5_Industrial_Stone, Clay, and Glass_Existing_Miscellaneous_Natural Gas_Miscellaneous_E3 | F5 | Industrial | Stone, Clay, and Glass | Existing | Miscellaneous | Natural Gas | Miscellaneous | E3 | RIM BC Ratio | 0 | 0 | 0 | 0 | 0 | 0 | 0 | 0 | 0 | 0 | 0 | 0 | 0 | 0 | 0 | 0 | 0 | 0 | 0 | 0 | 0 | 0 | 0 | 0 | 0 | 0 | 0 | 0 | 0 | 0
F5_Industrial_Stone, Clay, and Glass_Existing_Miscellaneous_Natural Gas_Miscellaneous_E4 | F5 | Industrial | Stone, Clay, and Glass | Existing | Miscellaneous | Natural Gas | Miscellaneous | E4 | RIM BC Ratio | 0 | 0 | 0 | 0 | 0 | 0 | 0 | 0 | 0 | 0 | 0 | 0 | 0 | 0 | 0 | 0 | 0 | 0 | 0 | 0 | 0 | 0 | 0 | 0 | 0 | 0 | 0 | 0 | 0 | 0
F5_Industrial_Stone, Clay, and Glass_Existing_Miscellaneous_Natural Gas_Miscellaneous_E5 | F5 | Industrial | Stone, Clay, and Glass | Existing | Miscellaneous | Natural Gas | Miscellaneous | E5 | RIM BC Ratio | 0 | 0 | 0 | 0 | 0 | 0 | 0 | 0 | 0 | 0 | 0 | 0 | 0 | 0 | 0 | 0 | 0 | 0 | 0 | 0 | 0 | 0 | 0 | 0 | 0 | 0 | 0 | 0 | 0 | 0
F5_Industrial_Stone, Clay, and Glass_Existing_Miscellaneous_Natural Gas_Miscellaneous_E6 | F5 | Industrial | Stone, Clay, and Glass | Existing | Miscellaneous | Natural Gas | Miscellaneous | E6 | RIM BC Ratio | 0 | 0 | 0 | 0 | 0 | 0 | 0 | 0 | 0 | 0 | 0 | 0 | 0 | 0 | 0 | 0 | 0 | 0 | 0 | 0 | 0 | 0 | 0 | 0 | 0 | 0 | 0 | 0 | 0 | 0
F5_Industrial_Stone, Clay, and Glass_Existing_Miscellaneous_Natural Gas_Miscellaneous_E7 | F5 | Industrial | Stone, Clay, and Glass | Existing | Miscellaneous | Natural Gas | Miscellaneous | E7 | RIM BC Ratio | 0 | 0 | 0 | 0 | 0 | 0 | 0 | 0 | 0 | 0 | 0 | 0 | 0 | 0 | 0 | 0 | 0 | 0 | 0 | 0 | 0 | 0 | 0 | 0 | 0 | 0 | 0 | 0 | 0 | 0
F5_Industrial_Stone, Clay, and Glass_Existing_Miscellaneous_Natural Gas_Miscellaneous_E8 | F5 | Industrial | Stone, Clay, and Glass | Existing | Miscellaneous | Natural Gas | Miscellaneous | E8 | RIM BC Ratio | 0 | 0 | 0 | 0 | 0 | 0 | 0 | 0 | 0 | 0 | 0 | 0 | 0 | 0 | 0 | 0 | 0 | 0 | 0 | 0 | 0 | 0 | 0 | 0 | 0 | 0 | 0 | 0 | 0 | 0
F5_Industrial_Stone, Clay, and Glass_Existing_Miscellaneous_Natural Gas_Miscellaneous_E9 | F5 | Industrial | Stone, Clay, and Glass | Existing | Miscellaneous | Natural Gas | Miscellaneous | E9 | RIM BC Ratio | 0 | 0 | 0 | 0 | 0 | 0 | 0 | 0 | 0 | 0 | 0 | 0 | 0 | 0 | 0 | 0 | 0 | 0 | 0 | 0 | 0 | 0 | 0 | 0 | 0 | 0 | 0 | 0 | 0 | 0
F5_Industrial_Stone, Clay, and Glass_Existing_Miscellaneous_Natural Gas_Miscellaneous_E10 | F5 | Industrial | Stone, Clay, and Glass | Existing | Miscellaneous | Natural Gas | Miscellaneous | E10 | RIM BC Ratio | 0 | 0 | 0 | 0 | 0 | 0 | 0 | 0 | 0 | 0 | 0 | 0 | 0 | 0 | 0 | 0 | 0 | 0 | 0 | 0 | 0 | 0 | 0 | 0 | 0 | 0 | 0 | 0 | 0 | 0
F0_Industrial_Stone, Clay, and Glass_New_Space Heating_Natural Gas_Furnace_E0 | F0 | Industrial | Stone, Clay, and Glass | New | Space Heating | Natural Gas | Furnace | E0 | Economic Unit | AFUE 96% | AFUE 96% | AFUE 96% | AFUE 96% | AFUE 96% | AFUE 96% | AFUE 96% | AFUE 96% | AFUE 96% | AFUE 96% | AFUE 96% | AFUE 96% | AFUE 96% | AFUE 96% | AFUE 96% | AFUE 96% | AFUE 96% | AFUE 96% | AFUE 96% | AFUE 96% | AFUE 96% | AFUE 96% | 0 | 0 | 0 | 0 | 0 | 0 | 0 | 0
F1_Industrial_Stone, Clay, and Glass_New_Space Heating_Natural Gas_Furnace_E1 | F1 | Industrial | Stone, Clay, and Glass | New | Space Heating | Natural Gas | Furnace | E1 | CCE | 0 | 0 | 0 | 0 | 0 | 0 | 0 | 0 | 0 | 0 | 0 | 0 | 0 | 0 | 0 | 0 | 0 | 0 | 0 | 0 | 0 | 0 | 0 | 0 | 0 | 0 | 0 | 0 | 0 | 0
F1_Industrial_Stone, Clay, and Glass_New_Space Heating_Natural Gas_Furnace_E2 | F1 | Industrial | Stone, Clay, and Glass | New | Space Heating | Natural Gas | Furnace | E2 | CCE | 0.00079977 | 0.00079977 | 0.00079977 | 0.00079977 | 0.00079977 | 0.00079977 | 0.00079977 | 0.00079977 | 0.00079977 | 0.00079977 | 0.00079977 | 0.00079977 | 0.00079977 | 0.00079977 | 0.00079977 | 0.00079977 | 0.00079977 | 0.00079977 | 0.00079977 | 0.00079977 | 0.00079977 | 0.00079977 | 0 | 0 | 0 | 0 | 0 | 0 | 0 | 0
F1_Industrial_Stone, Clay, and Glass_New_Space Heating_Natural Gas_Furnace_E3 | F1 | Industrial | Stone, Clay, and Glass | New | Space Heating | Natural Gas | Furnace | E3 | CCE | 0.0010664 | 0.0010664 | 0.0010664 | 0.0010664 | 0.0010664 | 0.0010664 | 0.0010664 | 0.0010664 | 0.0010664 | 0.0010664 | 0.0010664 | 0.0010664 | 0.0010664 | 0.0010664 | 0.0010664 | 0.0010664 | 0.0010664 | 0.0010664 | 0.0010664 | 0.0010664 | 0.0010664 | 0.0010664 | 0 | 0 | 0 | 0 | 0 | 0 | 0 | 0
F1_Industrial_Stone, Clay, and Glass_New_Space Heating_Natural Gas_Furnace_E4 | F1 | Industrial | Stone, Clay, and Glass | New | Space Heating | Natural Gas | Furnace | E4 | CCE | 0 | 0 | 0 | 0 | 0 | 0 | 0 | 0 | 0 | 0 | 0 | 0 | 0 | 0 | 0 | 0 | 0 | 0 | 0 | 0 | 0 | 0 | 0 | 0 | 0 | 0 | 0 | 0 | 0 | 0
F1_Industrial_Stone, Clay, and Glass_New_Space Heating_Natural Gas_Furnace_E5 | F1 | Industrial | Stone, Clay, and Glass | New | Space Heating | Natural Gas | Furnace | E5 | CCE | 0 | 0 | 0 | 0 | 0 | 0 | 0 | 0 | 0 | 0 | 0 | 0 | 0 | 0 | 0 | 0 | 0 | 0 | 0 | 0 | 0 | 0 | 0 | 0 | 0 | 0 | 0 | 0 | 0 | 0
F1_Industrial_Stone, Clay, and Glass_New_Space Heating_Natural Gas_Furnace_E6 | F1 | Industrial | Stone, Clay, and Glass | New | Space Heating | Natural Gas | Furnace | E6 | CCE | 0 | 0 | 0 | 0 | 0 | 0 | 0 | 0 | 0 | 0 | 0 | 0 | 0 | 0 | 0 | 0 | 0 | 0 | 0 | 0 | 0 | 0 | 0 | 0 | 0 | 0 | 0 | 0 | 0 | 0
F1_Industrial_Stone, Clay, and Glass_New_Space Heating_Natural Gas_Furnace_E7 | F1 | Industrial | Stone, Clay, and Glass | New | Space Heating | Natural Gas | Furnace | E7 | CCE | 0 | 0 | 0 | 0 | 0 | 0 | 0 | 0 | 0 | 0 | 0 | 0 | 0 | 0 | 0 | 0 | 0 | 0 | 0 | 0 | 0 | 0 | 0 | 0 | 0 | 0 | 0 | 0 | 0 | 0
F1_Industrial_Stone, Clay, and Glass_New_Space Heating_Natural Gas_Furnace_E8 | F1 | Industrial | Stone, Clay, and Glass | New | Space Heating | Natural Gas | Furnace | E8 | CCE | 0 | 0 | 0 | 0 | 0 | 0 | 0 | 0 | 0 | 0 | 0 | 0 | 0 | 0 | 0 | 0 | 0 | 0 | 0 | 0 | 0 | 0 | 0 | 0 | 0 | 0 | 0 | 0 | 0 | 0
F1_Industrial_Stone, Clay, and Glass_New_Space Heating_Natural Gas_Furnace_E9 | F1 | Industrial | Stone, Clay, and Glass | New | Space Heating | Natural Gas | Furnace | E9 | CCE | 0 | 0 | 0 | 0 | 0 | 0 | 0 | 0 | 0 | 0 | 0 | 0 | 0 | 0 | 0 | 0 | 0 | 0 | 0 | 0 | 0 | 0 | 0 | 0 | 0 | 0 | 0 | 0 | 0 | 0
F1_Industrial_Stone, Clay, and Glass_New_Space Heating_Natural Gas_Furnace_E10 | F1 | Industrial | Stone, Clay, and Glass | New | Space Heating | Natural Gas | Furnace | E10 | CCE | 0 | 0 | 0 | 0 | 0 | 0 | 0 | 0 | 0 | 0 | 0 | 0 | 0 | 0 | 0 | 0 | 0 | 0 | 0 | 0 | 0 | 0 | 0 | 0 | 0 | 0 | 0 | 0 | 0 | 0
F2_Industrial_Stone, Clay, and Glass_New_Space Heating_Natural Gas_Furnace_E1 | F2 | Industrial | Stone, Clay, and Glass | New | Space Heating | Natural Gas | Furnace | E1 | TRC BC Ratio | 0.9 | 0.9 | 0.9 | 0.9 | 0.9 | 0.9 | 0.9 | 0.9 | 0.9 | 0.9 | 0.9 | 0.9 | 0.9 | 0.9 | 0.9 | 0.9 | 0.9 | 0.9 | 0.9 | 0.9 | 0.9 | 0.9 | 0 | 0 | 0 | 0 | 0 | 0 | 0 | 0
F2_Industrial_Stone, Clay, and Glass_New_Space Heating_Natural Gas_Furnace_E2 | F2 | Industrial | Stone, Clay, and Glass | New | Space Heating | Natural Gas | Furnace | E2 | TRC BC Ratio | 6.3212 | 6.3913 | 6.2901 | 6.1932 | 6.0268 | 5.8622 | 5.6966 | 5.5455 | 5.3952 | 5.264 | 5.1331 | 5.0059 | 4.8813 | 4.7615 | 4.644 | 4.5289 | 4.4175 | 4.3108 | 4.2064 | 4.1083 | 4.014 | 3.9226 | 0 | 0 | 0 | 0 | 0 | 0 | 0 | 0
F2_Industrial_Stone, Clay, and Glass_New_Space Heating_Natural Gas_Furnace_E3 | F2 | Industrial | Stone, Clay, and Glass | New | Space Heating | Natural Gas | Furnace | E3 | TRC BC Ratio | 4.7409 | 4.7935 | 4.7176 | 4.6449 | 4.5201 | 4.3966 | 4.2724 | 4.1591 | 4.0464 | 3.948 | 3.8499 | 3.7545 | 3.661 | 3.5711 | 3.483 | 3.3967 | 3.3131 | 3.2331 | 3.1548 | 3.0812 | 3.0105 | 2.942 | 0 | 0 | 0 | 0 | 0 | 0 | 0 | 0
F2_Industrial_Stone, Clay, and Glass_New_Space Heating_Natural Gas_Furnace_E4 | F2 | Industrial | Stone, Clay, and Glass | New | Space Heating | Natural Gas | Furnace | E4 | TRC BC Ratio | 0 | 0 | 0 | 0 | 0 | 0 | 0 | 0 | 0 | 0 | 0 | 0 | 0 | 0 | 0 | 0 | 0 | 0 | 0 | 0 | 0 | 0 | 0 | 0 | 0 | 0 | 0 | 0 | 0 | 0
F2_Industrial_Stone, Clay, and Glass_New_Space Heating_Natural Gas_Furnace_E5 | F2 | Industrial | Stone, Clay, and Glass | New | Space Heating | Natural Gas | Furnace | E5 | TRC BC Ratio | 0 | 0 | 0 | 0 | 0 | 0 | 0 | 0 | 0 | 0 | 0 | 0 | 0 | 0 | 0 | 0 | 0 | 0 | 0 | 0 | 0 | 0 | 0 | 0 | 0 | 0 | 0 | 0 | 0 | 0
F2_Industrial_Stone, Clay, and Glass_New_Space Heating_Natural Gas_Furnace_E6 | F2 | Industrial | Stone, Clay, and Glass | New | Space Heating | Natural Gas | Furnace | E6 | TRC BC Ratio | 0 | 0 | 0 | 0 | 0 | 0 | 0 | 0 | 0 | 0 | 0 | 0 | 0 | 0 | 0 | 0 | 0 | 0 | 0 | 0 | 0 | 0 | 0 | 0 | 0 | 0 | 0 | 0 | 0 | 0
F2_Industrial_Stone, Clay, and Glass_New_Space Heating_Natural Gas_Furnace_E7 | F2 | Industrial | Stone, Clay, and Glass | New | Space Heating | Natural Gas | Furnace | E7 | TRC BC Ratio | 0 | 0 | 0 | 0 | 0 | 0 | 0 | 0 | 0 | 0 | 0 | 0 | 0 | 0 | 0 | 0 | 0 | 0 | 0 | 0 | 0 | 0 | 0 | 0 | 0 | 0 | 0 | 0 | 0 | 0
F2_Industrial_Stone, Clay, and Glass_New_Space Heating_Natural Gas_Furnace_E8 | F2 | Industrial | Stone, Clay, and Glass | New | Space Heating | Natural Gas | Furnace | E8 | TRC BC Ratio | 0 | 0 | 0 | 0 | 0 | 0 | 0 | 0 | 0 | 0 | 0 | 0 | 0 | 0 | 0 | 0 | 0 | 0 | 0 | 0 | 0 | 0 | 0 | 0 | 0 | 0 | 0 | 0 | 0 | 0
F2_Industrial_Stone, Clay, and Glass_New_Space Heating_Natural Gas_Furnace_E9 | F2 | Industrial | Stone, Clay, and Glass | New | Space Heating | Natural Gas | Furnace | E9 | TRC BC Ratio | 0 | 0 | 0 | 0 | 0 | 0 | 0 | 0 | 0 | 0 | 0 | 0 | 0 | 0 | 0 | 0 | 0 | 0 | 0 | 0 | 0 | 0 | 0 | 0 | 0 | 0 | 0 | 0 | 0 | 0
F2_Industrial_Stone, Clay, and Glass_New_Space Heating_Natural Gas_Furnace_E10 | F2 | Industrial | Stone, Clay, and Glass | New | Space Heating | Natural Gas | Furnace | E10 | TRC BC Ratio | 0 | 0 | 0 | 0 | 0 | 0 | 0 | 0 | 0 | 0 | 0 | 0 | 0 | 0 | 0 | 0 | 0 | 0 | 0 | 0 | 0 | 0 | 0 | 0 | 0 | 0 | 0 | 0 | 0 | 0
F3_Industrial_Stone, Clay, and Glass_New_Space Heating_Natural Gas_Furnace_E1 | F3 | Industrial | Stone, Clay, and Glass | New | Space Heating | Natural Gas | Furnace | E1 | PACT BC Ratio | 0.9 | 0.9 | 0.9 | 0.9 | 0.9 | 0.9 | 0.9 | 0.9 | 0.9 | 0.9 | 0.9 | 0.9 | 0.9 | 0.9 | 0.9 | 0.9 | 0.9 | 0.9 | 0.9 | 0.9 | 0.9 | 0.9 | 0 | 0 | 0 | 0 | 0 | 0 | 0 | 0
F3_Industrial_Stone, Clay, and Glass_New_Space Heating_Natural Gas_Furnace_E2 | F3 | Industrial | Stone, Clay, and Glass | New | Space Heating | Natural Gas | Furnace | E2 | PACT BC Ratio | 18.2413 | 18.4434 | 18.1516 | 17.8719 | 17.3918 | 16.9166 | 16.4388 | 16.0026 | 15.5689 | 15.1904 | 14.8128 | 14.4457 | 14.0861 | 13.7402 | 13.4013 | 13.0692 | 12.7477 | 12.4396 | 12.1385 | 11.8554 | 11.5833 | 11.3196 | 0 | 0 | 0 | 0 | 0 | 0 | 0 | 0
F3_Industrial_Stone, Clay, and Glass_New_Space Heating_Natural Gas_Furnace_E3 | F3 | Industrial | Stone, Clay, and Glass | New | Space Heating | Natural Gas | Furnace | E3 | PACT BC Ratio | 13.681 | 13.8325 | 13.6137 | 13.4039 | 13.0438 | 12.6874 | 12.3291 | 12.002 | 11.6767 | 11.3928 | 11.1096 | 10.8343 | 10.5645 | 10.3052 | 10.051 | 9.8019 | 9.5608 | 9.3297 | 9.1039 | 8.8915 | 8.6875 | 8.4897 | 0 | 0 | 0 | 0 | 0 | 0 | 0 | 0
F3_Industrial_Stone, Clay, and Glass_New_Space Heating_Natural Gas_Furnace_E4 | F3 | Industrial | Stone, Clay, and Glass | New | Space Heating | Natural Gas | Furnace | E4 | PACT BC Ratio | 0 | 0 | 0 | 0 | 0 | 0 | 0 | 0 | 0 | 0 | 0 | 0 | 0 | 0 | 0 | 0 | 0 | 0 | 0 | 0 | 0 | 0 | 0 | 0 | 0 | 0 | 0 | 0 | 0 | 0
F3_Industrial_Stone, Clay, and Glass_New_Space Heating_Natural Gas_Furnace_E5 | F3 | Industrial | Stone, Clay, and Glass | New | Space Heating | Natural Gas | Furnace | E5 | PACT BC Ratio | 0 | 0 | 0 | 0 | 0 | 0 | 0 | 0 | 0 | 0 | 0 | 0 | 0 | 0 | 0 | 0 | 0 | 0 | 0 | 0 | 0 | 0 | 0 | 0 | 0 | 0 | 0 | 0 | 0 | 0
F3_Industrial_Stone, Clay, and Glass_New_Space Heating_Natural Gas_Furnace_E6 | F3 | Industrial | Stone, Clay, and Glass | New | Space Heating | Natural Gas | Furnace | E6 | PACT BC Ratio | 0 | 0 | 0 | 0 | 0 | 0 | 0 | 0 | 0 | 0 | 0 | 0 | 0 | 0 | 0 | 0 | 0 | 0 | 0 | 0 | 0 | 0 | 0 | 0 | 0 | 0 | 0 | 0 | 0 | 0
F3_Industrial_Stone, Clay, and Glass_New_Space Heating_Natural Gas_Furnace_E7 | F3 | Industrial | Stone, Clay, and Glass | New | Space Heating | Natural Gas | Furnace | E7 | PACT BC Ratio | 0 | 0 | 0 | 0 | 0 | 0 | 0 | 0 | 0 | 0 | 0 | 0 | 0 | 0 | 0 | 0 | 0 | 0 | 0 | 0 | 0 | 0 | 0 | 0 | 0 | 0 | 0 | 0 | 0 | 0
F3_Industrial_Stone, Clay, and Glass_New_Space Heating_Natural Gas_Furnace_E8 | F3 | Industrial | Stone, Clay, and Glass | New | Space Heating | Natural Gas | Furnace | E8 | PACT BC Ratio | 0 | 0 | 0 | 0 | 0 | 0 | 0 | 0 | 0 | 0 | 0 | 0 | 0 | 0 | 0 | 0 | 0 | 0 | 0 | 0 | 0 | 0 | 0 | 0 | 0 | 0 | 0 | 0 | 0 | 0
F3_Industrial_Stone, Clay, and Glass_New_Space Heating_Natural Gas_Furnace_E9 | F3 | Industrial | Stone, Clay, and Glass | New | Space Heating | Natural Gas | Furnace | E9 | PACT BC Ratio | 0 | 0 | 0 | 0 | 0 | 0 | 0 | 0 | 0 | 0 | 0 | 0 | 0 | 0 | 0 | 0 | 0 | 0 | 0 | 0 | 0 | 0 | 0 | 0 | 0 | 0 | 0 | 0 | 0 | 0
F3_Industrial_Stone, Clay, and Glass_New_Space Heating_Natural Gas_Furnace_E10 | F3 | Industrial | Stone, Clay, and Glass | New | Space Heating | Natural Gas | Furnace | E10 | PACT BC Ratio | 0 | 0 | 0 | 0 | 0 | 0 | 0 | 0 | 0 | 0 | 0 | 0 | 0 | 0 | 0 | 0 | 0 | 0 | 0 | 0 | 0 | 0 | 0 | 0 | 0 | 0 | 0 | 0 | 0 | 0
F4_Industrial_Stone, Clay, and Glass_New_Space Heating_Natural Gas_Furnace_E1 | F4 | Industrial | Stone, Clay, and Glass | New | Space Heating | Natural Gas | Furnace | E1 | PCT BC Ratio | 0.9 | 0.9 | 0.9 | 0.9 | 0.9 | 0.9 | 0.9 | 0.9 | 0.9 | 0.9 | 0.9 | 0.9 | 0.9 | 0.9 | 0.9 | 0.9 | 0.9 | 0.9 | 0.9 | 0.9 | 0.9 | 0.9 | 0 | 0 | 0 | 0 | 0 | 0 | 0 | 0
F4_Industrial_Stone, Clay, and Glass_New_Space Heating_Natural Gas_Furnace_E2 | F4 | Industrial | Stone, Clay, and Glass | New | Space Heating | Natural Gas | Furnace | E2 | PCT BC Ratio | 9.4544 | 9.5569 | 9.4089 | 9.2671 | 9.0235 | 8.7825 | 8.5401 | 8.3189 | 8.0989 | 7.9069 | 7.7153 | 7.5291 | 7.3467 | 7.1713 | 6.9994 | 6.8309 | 6.6678 | 6.5115 | 6.3588 | 6.2152 | 6.0772 | 5.9434 | 0 | 0 | 0 | 0 | 0 | 0 | 0 | 0
F4_Industrial_Stone, Clay, and Glass_New_Space Heating_Natural Gas_Furnace_E3 | F4 | Industrial | Stone, Clay, and Glass | New | Space Heating | Natural Gas | Furnace | E3 | PCT BC Ratio | 7.1412 | 7.2181 | 7.1071 | 7.0007 | 6.818 | 6.6373 | 6.4555 | 6.2896 | 6.1246 | 5.9805 | 5.8369 | 5.6973 | 5.5604 | 5.4289 | 5.2999 | 5.1736 | 5.0513 | 4.9341 | 4.8195 | 4.7118 | 4.6083 | 4.508 | 0 | 0 | 0 | 0 | 0 | 0 | 0 | 0
F4_Industrial_Stone, Clay, and Glass_New_Space Heating_Natural Gas_Furnace_E4 | F4 | Industrial | Stone, Clay, and Glass | New | Space Heating | Natural Gas | Furnace | E4 | PCT BC Ratio | 0 | 0 | 0 | 0 | 0 | 0 | 0 | 0 | 0 | 0 | 0 | 0 | 0 | 0 | 0 | 0 | 0 | 0 | 0 | 0 | 0 | 0 | 0 | 0 | 0 | 0 | 0 | 0 | 0 | 0
F4_Industrial_Stone, Clay, and Glass_New_Space Heating_Natural Gas_Furnace_E5 | F4 | Industrial | Stone, Clay, and Glass | New | Space Heating | Natural Gas | Furnace | E5 | PCT BC Ratio | 0 | 0 | 0 | 0 | 0 | 0 | 0 | 0 | 0 | 0 | 0 | 0 | 0 | 0 | 0 | 0 | 0 | 0 | 0 | 0 | 0 | 0 | 0 | 0 | 0 | 0 | 0 | 0 | 0 | 0
F4_Industrial_Stone, Clay, and Glass_New_Space Heating_Natural Gas_Furnace_E6 | F4 | Industrial | Stone, Clay, and Glass | New | Space Heating | Natural Gas | Furnace | E6 | PCT BC Ratio | 0 | 0 | 0 | 0 | 0 | 0 | 0 | 0 | 0 | 0 | 0 | 0 | 0 | 0 | 0 | 0 | 0 | 0 | 0 | 0 | 0 | 0 | 0 | 0 | 0 | 0 | 0 | 0 | 0 | 0
F4_Industrial_Stone, Clay, and Glass_New_Space Heating_Natural Gas_Furnace_E7 | F4 | Industrial | Stone, Clay, and Glass | New | Space Heating | Natural Gas | Furnace | E7 | PCT BC Ratio | 0 | 0 | 0 | 0 | 0 | 0 | 0 | 0 | 0 | 0 | 0 | 0 | 0 | 0 | 0 | 0 | 0 | 0 | 0 | 0 | 0 | 0 | 0 | 0 | 0 | 0 | 0 | 0 | 0 | 0
F4_Industrial_Stone, Clay, and Glass_New_Space Heating_Natural Gas_Furnace_E8 | F4 | Industrial | Stone, Clay, and Glass | New | Space Heating | Natural Gas | Furnace | E8 | PCT BC Ratio | 0 | 0 | 0 | 0 | 0 | 0 | 0 | 0 | 0 | 0 | 0 | 0 | 0 | 0 | 0 | 0 | 0 | 0 | 0 | 0 | 0 | 0 | 0 | 0 | 0 | 0 | 0 | 0 | 0 | 0
F4_Industrial_Stone, Clay, and Glass_New_Space Heating_Natural Gas_Furnace_E9 | F4 | Industrial | Stone, Clay, and Glass | New | Space Heating | Natural Gas | Furnace | E9 | PCT BC Ratio | 0 | 0 | 0 | 0 | 0 | 0 | 0 | 0 | 0 | 0 | 0 | 0 | 0 | 0 | 0 | 0 | 0 | 0 | 0 | 0 | 0 | 0 | 0 | 0 | 0 | 0 | 0 | 0 | 0 | 0
F4_Industrial_Stone, Clay, and Glass_New_Space Heating_Natural Gas_Furnace_E10 | F4 | Industrial | Stone, Clay, and Glass | New | Space Heating | Natural Gas | Furnace | E10 | PCT BC Ratio | 0 | 0 | 0 | 0 | 0 | 0 | 0 | 0 | 0 | 0 | 0 | 0 | 0 | 0 | 0 | 0 | 0 | 0 | 0 | 0 | 0 | 0 | 0 | 0 | 0 | 0 | 0 | 0 | 0 | 0
F5_Industrial_Stone, Clay, and Glass_New_Space Heating_Natural Gas_Furnace_E1 | F5 | Industrial | Stone, Clay, and Glass | New | Space Heating | Natural Gas | Furnace | E1 | RIM BC Ratio | 0.9 | 0.9 | 0.9 | 0.9 | 0.9 | 0.9 | 0.9 | 0.9 | 0.9 | 0.9 | 0.9 | 0.9 | 0.9 | 0.9 | 0.9 | 0.9 | 0.9 | 0.9 | 0.9 | 0.9 | 0.9 | 0.9 | 0 | 0 | 0 | 0 | 0 | 0 | 0 | 0
F5_Industrial_Stone, Clay, and Glass_New_Space Heating_Natural Gas_Furnace_E2 | F5 | Industrial | Stone, Clay, and Glass | New | Space Heating | Natural Gas | Furnace | E2 | RIM BC Ratio | 0.79816 | 0.79854 | 0.79798 | 0.79744 | 0.79646 | 0.79543 | 0.79435 | 0.7933 | 0.79221 | 0.7912 | 0.79016 | 0.78909 | 0.78799 | 0.78688 | 0.78574 | 0.78457 | 0.78339 | 0.7822 | 0.78098 | 0.77978 | 0.77858 | 0.77736 | 0 | 0 | 0 | 0 | 0 | 0 | 0 | 0
F5_Industrial_Stone, Clay, and Glass_New_Space Heating_Natural Gas_Furnace_E3 | F5 | Industrial | Stone, Clay, and Glass | New | Space Heating | Natural Gas | Furnace | E3 | RIM BC Ratio | 0.78668 | 0.78718 | 0.78646 | 0.78575 | 0.78448 | 0.78316 | 0.78175 | 0.78041 | 0.77899 | 0.7777 | 0.77635 | 0.77497 | 0.77356 | 0.77214 | 0.77068 | 0.76918 | 0.76766 | 0.76614 | 0.76458 | 0.76305 | 0.76151 | 0.75996 | 0 | 0 | 0 | 0 | 0 | 0 | 0 | 0
F5_Industrial_Stone, Clay, and Glass_New_Space Heating_Natural Gas_Furnace_E4 | F5 | Industrial | Stone, Clay, and Glass | New | Space Heating | Natural Gas | Furnace | E4 | RIM BC Ratio | 0 | 0 | 0 | 0 | 0 | 0 | 0 | 0 | 0 | 0 | 0 | 0 | 0 | 0 | 0 | 0 | 0 | 0 | 0 | 0 | 0 | 0 | 0 | 0 | 0 | 0 | 0 | 0 | 0 | 0
F5_Industrial_Stone, Clay, and Glass_New_Space Heating_Natural Gas_Furnace_E5 | F5 | Industrial | Stone, Clay, and Glass | New | Space Heating | Natural Gas | Furnace | E5 | RIM BC Ratio | 0 | 0 | 0 | 0 | 0 | 0 | 0 | 0 | 0 | 0 | 0 | 0 | 0 | 0 | 0 | 0 | 0 | 0 | 0 | 0 | 0 | 0 | 0 | 0 | 0 | 0 | 0 | 0 | 0 | 0
F5_Industrial_Stone, Clay, and Glass_New_Space Heating_Natural Gas_Furnace_E6 | F5 | Industrial | Stone, Clay, and Glass | New | Space Heating | Natural Gas | Furnace | E6 | RIM BC Ratio | 0 | 0 | 0 | 0 | 0 | 0 | 0 | 0 | 0 | 0 | 0 | 0 | 0 | 0 | 0 | 0 | 0 | 0 | 0 | 0 | 0 | 0 | 0 | 0 | 0 | 0 | 0 | 0 | 0 | 0
F5_Industrial_Stone, Clay, and Glass_New_Space Heating_Natural Gas_Furnace_E7 | F5 | Industrial | Stone, Clay, and Glass | New | Space Heating | Natural Gas | Furnace | E7 | RIM BC Ratio | 0 | 0 | 0 | 0 | 0 | 0 | 0 | 0 | 0 | 0 | 0 | 0 | 0 | 0 | 0 | 0 | 0 | 0 | 0 | 0 | 0 | 0 | 0 | 0 | 0 | 0 | 0 | 0 | 0 | 0
F5_Industrial_Stone, Clay, and Glass_New_Space Heating_Natural Gas_Furnace_E8 | F5 | Industrial | Stone, Clay, and Glass | New | Space Heating | Natural Gas | Furnace | E8 | RIM BC Ratio | 0 | 0 | 0 | 0 | 0 | 0 | 0 | 0 | 0 | 0 | 0 | 0 | 0 | 0 | 0 | 0 | 0 | 0 | 0 | 0 | 0 | 0 | 0 | 0 | 0 | 0 | 0 | 0 | 0 | 0
F5_Industrial_Stone, Clay, and Glass_New_Space Heating_Natural Gas_Furnace_E9 | F5 | Industrial | Stone, Clay, and Glass | New | Space Heating | Natural Gas | Furnace | E9 | RIM BC Ratio | 0 | 0 | 0 | 0 | 0 | 0 | 0 | 0 | 0 | 0 | 0 | 0 | 0 | 0 | 0 | 0 | 0 | 0 | 0 | 0 | 0 | 0 | 0 | 0 | 0 | 0 | 0 | 0 | 0 | 0
F5_Industrial_Stone, Clay, and Glass_New_Space Heating_Natural Gas_Furnace_E10 | F5 | Industrial | Stone, Clay, and Glass | New | Space Heating | Natural Gas | Furnace | E10 | RIM BC Ratio | 0 | 0 | 0 | 0 | 0 | 0 | 0 | 0 | 0 | 0 | 0 | 0 | 0 | 0 | 0 | 0 | 0 | 0 | 0 | 0 | 0 | 0 | 0 | 0 | 0 | 0 | 0 | 0 | 0 | 0
F0_Industrial_Stone, Clay, and Glass_New_Space Heating_Natural Gas_Boiler_E0 | F0 | Industrial | Stone, Clay, and Glass | New | Space Heating | Natural Gas | Boiler | E0 | Economic Unit | AFUE 97% | AFUE 97% | AFUE 97% | AFUE 97% | AFUE 97% | AFUE 97% | AFUE 97% | AFUE 97% | AFUE 97% | AFUE 97% | AFUE 97% | AFUE 97% | AFUE 97% | AFUE 97% | AFUE 97% | AFUE 97% | AFUE 97% | AFUE 97% | AFUE 97% | AFUE 97% | AFUE 97% | AFUE 97% | 0 | 0 | 0 | 0 | 0 | 0 | 0 | 0
F1_Industrial_Stone, Clay, and Glass_New_Space Heating_Natural Gas_Boiler_E1 | F1 | Industrial | Stone, Clay, and Glass | New | Space Heating | Natural Gas | Boiler | E1 | CCE | 0 | 0 | 0 | 0 | 0 | 0 | 0 | 0 | 0 | 0 | 0 | 0 | 0 | 0 | 0 | 0 | 0 | 0 | 0 | 0 | 0 | 0 | 0 | 0 | 0 | 0 | 0 | 0 | 0 | 0
F1_Industrial_Stone, Clay, and Glass_New_Space Heating_Natural Gas_Boiler_E2 | F1 | Industrial | Stone, Clay, and Glass | New | Space Heating | Natural Gas | Boiler | E2 | CCE | 0.0028349 | 0.0028349 | 0.0028349 | 0.0028349 | 0.0028349 | 0.0028349 | 0.0028349 | 0.0028349 | 0.0028349 | 0.0028349 | 0.0028349 | 0.0028349 | 0.0028349 | 0.0028349 | 0.0028349 | 0.0028349 | 0.0028349 | 0.0028349 | 0.0028349 | 0.0028349 | 0.0028349 | 0.0028349 | 0 | 0 | 0 | 0 | 0 | 0 | 0 | 0
F1_Industrial_Stone, Clay, and Glass_New_Space Heating_Natural Gas_Boiler_E3 | F1 | Industrial | Stone, Clay, and Glass | New | Space Heating | Natural Gas | Boiler | E3 | CCE | 0.0028632 | 0.0028632 | 0.0028632 | 0.0028632 | 0.0028632 | 0.0028632 | 0.0028632 | 0.0028632 | 0.0028632 | 0.0028632 | 0.0028632 | 0.0028632 | 0.0028632 | 0.0028632 | 0.0028632 | 0.0028632 | 0.0028632 | 0.0028632 | 0.0028632 | 0.0028632 | 0.0028632 | 0.0028632 | 0 | 0 | 0 | 0 | 0 | 0 | 0 | 0
F1_Industrial_Stone, Clay, and Glass_New_Space Heating_Natural Gas_Boiler_E4 | F1 | Industrial | Stone, Clay, and Glass | New | Space Heating | Natural Gas | Boiler | E4 | CCE | 18.3182 | 18.3182 | 18.3182 | 18.3182 | 18.3182 | 18.3182 | 18.3182 | 18.3182 | 18.3182 | 18.3182 | 18.3182 | 18.3182 | 18.3182 | 18.3182 | 18.3182 | 18.3182 | 18.3182 | 18.3182 | 18.3182 | 18.3182 | 18.3182 | 18.3182 | 0 | 0 | 0 | 0 | 0 | 0 | 0 | 0
F1_Industrial_Stone, Clay, and Glass_New_Space Heating_Natural Gas_Boiler_E5 | F1 | Industrial | Stone, Clay, and Glass | New | Space Heating | Natural Gas | Boiler | E5 | CCE | 0 | 0 | 0 | 0 | 0 | 0 | 0 | 0 | 0 | 0 | 0 | 0 | 0 | 0 | 0 | 0 | 0 | 0 | 0 | 0 | 0 | 0 | 0 | 0 | 0 | 0 | 0 | 0 | 0 | 0
F1_Industrial_Stone, Clay, and Glass_New_Space Heating_Natural Gas_Boiler_E6 | F1 | Industrial | Stone, Clay, and Glass | New | Space Heating | Natural Gas | Boiler | E6 | CCE | 0 | 0 | 0 | 0 | 0 | 0 | 0 | 0 | 0 | 0 | 0 | 0 | 0 | 0 | 0 | 0 | 0 | 0 | 0 | 0 | 0 | 0 | 0 | 0 | 0 | 0 | 0 | 0 | 0 | 0
F1_Industrial_Stone, Clay, and Glass_New_Space Heating_Natural Gas_Boiler_E7 | F1 | Industrial | Stone, Clay, and Glass | New | Space Heating | Natural Gas | Boiler | E7 | CCE | 0 | 0 | 0 | 0 | 0 | 0 | 0 | 0 | 0 | 0 | 0 | 0 | 0 | 0 | 0 | 0 | 0 | 0 | 0 | 0 | 0 | 0 | 0 | 0 | 0 | 0 | 0 | 0 | 0 | 0
F1_Industrial_Stone, Clay, and Glass_New_Space Heating_Natural Gas_Boiler_E8 | F1 | Industrial | Stone, Clay, and Glass | New | Space Heating | Natural Gas | Boiler | E8 | CCE | 0 | 0 | 0 | 0 | 0 | 0 | 0 | 0 | 0 | 0 | 0 | 0 | 0 | 0 | 0 | 0 | 0 | 0 | 0 | 0 | 0 | 0 | 0 | 0 | 0 | 0 | 0 | 0 | 0 | 0
F1_Industrial_Stone, Clay, and Glass_New_Space Heating_Natural Gas_Boiler_E9 | F1 | Industrial | Stone, Clay, and Glass | New | Space Heating | Natural Gas | Boiler | E9 | CCE | 0 | 0 | 0 | 0 | 0 | 0 | 0 | 0 | 0 | 0 | 0 | 0 | 0 | 0 | 0 | 0 | 0 | 0 | 0 | 0 | 0 | 0 | 0 | 0 | 0 | 0 | 0 | 0 | 0 | 0
F1_Industrial_Stone, Clay, and Glass_New_Space Heating_Natural Gas_Boiler_E10 | F1 | Industrial | Stone, Clay, and Glass | New | Space Heating | Natural Gas | Boiler | E10 | CCE | 0 | 0 | 0 | 0 | 0 | 0 | 0 | 0 | 0 | 0 | 0 | 0 | 0 | 0 | 0 | 0 | 0 | 0 | 0 | 0 | 0 | 0 | 0 | 0 | 0 | 0 | 0 | 0 | 0 | 0
F2_Industrial_Stone, Clay, and Glass_New_Space Heating_Natural Gas_Boiler_E1 | F2 | Industrial | Stone, Clay, and Glass | New | Space Heating | Natural Gas | Boiler | E1 | TRC BC Ratio | 0.9 | 0.9 | 0.9 | 0.9 | 0.9 | 0.9 | 0.9 | 0.9 | 0.9 | 0.9 | 0.9 | 0.9 | 0.9 | 0.9 | 0.9 | 0.9 | 0.9 | 0.9 | 0.9 | 0.9 | 0.9 | 0.9 | 0 | 0 | 0 | 0 | 0 | 0 | 0 | 0
F2_Industrial_Stone, Clay, and Glass_New_Space Heating_Natural Gas_Boiler_E2 | F2 | Industrial | Stone, Clay, and Glass | New | Space Heating | Natural Gas | Boiler | E2 | TRC BC Ratio | 1.7632 | 1.7801 | 1.7514 | 1.7239 | 1.6778 | 1.6322 | 1.5864 | 1.5446 | 1.5029 | 1.4665 | 1.4301 | 1.3948 | 1.3601 | 1.3268 | 1.2942 | 1.2622 | 1.2312 | 1.2016 | 1.1727 | 1.1455 | 1.1195 | 1.0943 | 0 | 0 | 0 | 0 | 0 | 0 | 0 | 0
F2_Industrial_Stone, Clay, and Glass_New_Space Heating_Natural Gas_Boiler_E3 | F2 | Industrial | Stone, Clay, and Glass | New | Space Heating | Natural Gas | Boiler | E3 | TRC BC Ratio | 1.7458 | 1.7625 | 1.7341 | 1.7068 | 1.6612 | 1.6161 | 1.5708 | 1.5293 | 1.4881 | 1.452 | 1.416 | 1.381 | 1.3467 | 1.3137 | 1.2814 | 1.2497 | 1.2191 | 1.1897 | 1.1611 | 1.1342 | 1.1084 | 1.0835 | 0 | 0 | 0 | 0 | 0 | 0 | 0 | 0
F2_Industrial_Stone, Clay, and Glass_New_Space Heating_Natural Gas_Boiler_E4 | F2 | Industrial | Stone, Clay, and Glass | New | Space Heating | Natural Gas | Boiler | E4 | TRC BC Ratio | 0.00024714 | 0.0002449 | 0.00023981 | 0.00023492 | 0.00022893 | 0.00022307 | 0.00021729 | 0.00021187 | 0.00020654 | 0.00020163 | 0.0001968 | 0.00019208 | 0.00018747 | 0.000183 | 0.00017863 | 0.00017435 | 0.0001702 | 0.00016621 | 0.00016236 | 0.0001587 | 0.00015523 | 0.00015194 | 0 | 0 | 0 | 0 | 0 | 0 | 0 | 0
F2_Industrial_Stone, Clay, and Glass_New_Space Heating_Natural Gas_Boiler_E5 | F2 | Industrial | Stone, Clay, and Glass | New | Space Heating | Natural Gas | Boiler | E5 | TRC BC Ratio | 0 | 0 | 0 | 0 | 0 | 0 | 0 | 0 | 0 | 0 | 0 | 0 | 0 | 0 | 0 | 0 | 0 | 0 | 0 | 0 | 0 | 0 | 0 | 0 | 0 | 0 | 0 | 0 | 0 | 0
F2_Industrial_Stone, Clay, and Glass_New_Space Heating_Natural Gas_Boiler_E6 | F2 | Industrial | Stone, Clay, and Glass | New | Space Heating | Natural Gas | Boiler | E6 | TRC BC Ratio | 0 | 0 | 0 | 0 | 0 | 0 | 0 | 0 | 0 | 0 | 0 | 0 | 0 | 0 | 0 | 0 | 0 | 0 | 0 | 0 | 0 | 0 | 0 | 0 | 0 | 0 | 0 | 0 | 0 | 0
F2_Industrial_Stone, Clay, and Glass_New_Space Heating_Natural Gas_Boiler_E7 | F2 | Industrial | Stone, Clay, and Glass | New | Space Heating | Natural Gas | Boiler | E7 | TRC BC Ratio | 0 | 0 | 0 | 0 | 0 | 0 | 0 | 0 | 0 | 0 | 0 | 0 | 0 | 0 | 0 | 0 | 0 | 0 | 0 | 0 | 0 | 0 | 0 | 0 | 0 | 0 | 0 | 0 | 0 | 0
F2_Industrial_Stone, Clay, and Glass_New_Space Heating_Natural Gas_Boiler_E8 | F2 | Industrial | Stone, Clay, and Glass | New | Space Heating | Natural Gas | Boiler | E8 | TRC BC Ratio | 0 | 0 | 0 | 0 | 0 | 0 | 0 | 0 | 0 | 0 | 0 | 0 | 0 | 0 | 0 | 0 | 0 | 0 | 0 | 0 | 0 | 0 | 0 | 0 | 0 | 0 | 0 | 0 | 0 | 0
F2_Industrial_Stone, Clay, and Glass_New_Space Heating_Natural Gas_Boiler_E9 | F2 | Industrial | Stone, Clay, and Glass | New | Space Heating | Natural Gas | Boiler | E9 | TRC BC Ratio | 0 | 0 | 0 | 0 | 0 | 0 | 0 | 0 | 0 | 0 | 0 | 0 | 0 | 0 | 0 | 0 | 0 | 0 | 0 | 0 | 0 | 0 | 0 | 0 | 0 | 0 | 0 | 0 | 0 | 0
F2_Industrial_Stone, Clay, and Glass_New_Space Heating_Natural Gas_Boiler_E10 | F2 | Industrial | Stone, Clay, and Glass | New | Space Heating | Natural Gas | Boiler | E10 | TRC BC Ratio | 0 | 0 | 0 | 0 | 0 | 0 | 0 | 0 | 0 | 0 | 0 | 0 | 0 | 0 | 0 | 0 | 0 | 0 | 0 | 0 | 0 | 0 | 0 | 0 | 0 | 0 | 0 | 0 | 0 | 0
F3_Industrial_Stone, Clay, and Glass_New_Space Heating_Natural Gas_Boiler_E1 | F3 | Industrial | Stone, Clay, and Glass | New | Space Heating | Natural Gas | Boiler | E1 | PACT BC Ratio | 0.9 | 0.9 | 0.9 | 0.9 | 0.9 | 0.9 | 0.9 | 0.9 | 0.9 | 0.9 | 0.9 | 0.9 | 0.9 | 0.9 | 0.9 | 0.9 | 0.9 | 0.9 | 0.9 | 0.9 | 0.9 | 0.9 | 0 | 0 | 0 | 0 | 0 | 0 | 0 | 0
F3_Industrial_Stone, Clay, and Glass_New_Space Heating_Natural Gas_Boiler_E2 | F3 | Industrial | Stone, Clay, and Glass | New | Space Heating | Natural Gas | Boiler | E2 | PACT BC Ratio | 1.8157 | 1.8331 | 1.8035 | 1.7752 | 1.7277 | 1.6808 | 1.6337 | 1.5905 | 1.5477 | 1.5101 | 1.4727 | 1.4363 | 1.4006 | 1.3663 | 1.3327 | 1.2997 | 1.2679 | 1.2374 | 1.2076 | 1.1796 | 1.1528 | 1.1269 | 0 | 0 | 0 | 0 | 0 | 0 | 0 | 0
F3_Industrial_Stone, Clay, and Glass_New_Space Heating_Natural Gas_Boiler_E3 | F3 | Industrial | Stone, Clay, and Glass | New | Space Heating | Natural Gas | Boiler | E3 | PACT BC Ratio | 1.7977 | 1.815 | 1.7857 | 1.7576 | 1.7107 | 1.6642 | 1.6175 | 1.5748 | 1.5324 | 1.4952 | 1.4581 | 1.4221 | 1.3868 | 1.3528 | 1.3195 | 1.2869 | 1.2554 | 1.2251 | 1.1957 | 1.168 | 1.1414 | 1.1158 | 0 | 0 | 0 | 0 | 0 | 0 | 0 | 0
F3_Industrial_Stone, Clay, and Glass_New_Space Heating_Natural Gas_Boiler_E4 | F3 | Industrial | Stone, Clay, and Glass | New | Space Heating | Natural Gas | Boiler | E4 | PACT BC Ratio | 0.00025449 | 0.00025219 | 0.00024695 | 0.00024191 | 0.00023574 | 0.00022971 | 0.00022376 | 0.00021817 | 0.00021269 | 0.00020764 | 0.00020266 | 0.0001978 | 0.00019305 | 0.00018845 | 0.00018395 | 0.00017954 | 0.00017527 | 0.00017116 | 0.00016719 | 0.00016343 | 0.00015985 | 0.00015646 | 0 | 0 | 0 | 0 | 0 | 0 | 0 | 0
F3_Industrial_Stone, Clay, and Glass_New_Space Heating_Natural Gas_Boiler_E5 | F3 | Industrial | Stone, Clay, and Glass | New | Space Heating | Natural Gas | Boiler | E5 | PACT BC Ratio | 0 | 0 | 0 | 0 | 0 | 0 | 0 | 0 | 0 | 0 | 0 | 0 | 0 | 0 | 0 | 0 | 0 | 0 | 0 | 0 | 0 | 0 | 0 | 0 | 0 | 0 | 0 | 0 | 0 | 0
F3_Industrial_Stone, Clay, and Glass_New_Space Heating_Natural Gas_Boiler_E6 | F3 | Industrial | Stone, Clay, and Glass | New | Space Heating | Natural Gas | Boiler | E6 | PACT BC Ratio | 0 | 0 | 0 | 0 | 0 | 0 | 0 | 0 | 0 | 0 | 0 | 0 | 0 | 0 | 0 | 0 | 0 | 0 | 0 | 0 | 0 | 0 | 0 | 0 | 0 | 0 | 0 | 0 | 0 | 0
F3_Industrial_Stone, Clay, and Glass_New_Space Heating_Natural Gas_Boiler_E7 | F3 | Industrial | Stone, Clay, and Glass | New | Space Heating | Natural Gas | Boiler | E7 | PACT BC Ratio | 0 | 0 | 0 | 0 | 0 | 0 | 0 | 0 | 0 | 0 | 0 | 0 | 0 | 0 | 0 | 0 | 0 | 0 | 0 | 0 | 0 | 0 | 0 | 0 | 0 | 0 | 0 | 0 | 0 | 0
F3_Industrial_Stone, Clay, and Glass_New_Space Heating_Natural Gas_Boiler_E8 | F3 | Industrial | Stone, Clay, and Glass | New | Space Heating | Natural Gas | Boiler | E8 | PACT BC Ratio | 0 | 0 | 0 | 0 | 0 | 0 | 0 | 0 | 0 | 0 | 0 | 0 | 0 | 0 | 0 | 0 | 0 | 0 | 0 | 0 | 0 | 0 | 0 | 0 | 0 | 0 | 0 | 0 | 0 | 0
F3_Industrial_Stone, Clay, and Glass_New_Space Heating_Natural Gas_Boiler_E9 | F3 | Industrial | Stone, Clay, and Glass | New | Space Heating | Natural Gas | Boiler | E9 | PACT BC Ratio | 0 | 0 | 0 | 0 | 0 | 0 | 0 | 0 | 0 | 0 | 0 | 0 | 0 | 0 | 0 | 0 | 0 | 0 | 0 | 0 | 0 | 0 | 0 | 0 | 0 | 0 | 0 | 0 | 0 | 0
F3_Industrial_Stone, Clay, and Glass_New_Space Heating_Natural Gas_Boiler_E10 | F3 | Industrial | Stone, Clay, and Glass | New | Space Heating | Natural Gas | Boiler | E10 | PACT BC Ratio | 0 | 0 | 0 | 0 | 0 | 0 | 0 | 0 | 0 | 0 | 0 | 0 | 0 | 0 | 0 | 0 | 0 | 0 | 0 | 0 | 0 | 0 | 0 | 0 | 0 | 0 | 0 | 0 | 0 | 0
F4_Industrial_Stone, Clay, and Glass_New_Space Heating_Natural Gas_Boiler_E1 | F4 | Industrial | Stone, Clay, and Glass | New | Space Heating | Natural Gas | Boiler | E1 | PCT BC Ratio | 0.9 | 0.9 | 0.9 | 0.9 | 0.9 | 0.9 | 0.9 | 0.9 | 0.9 | 0.9 | 0.9 | 0.9 | 0.9 | 0.9 | 0.9 | 0.9 | 0.9 | 0.9 | 0.9 | 0.9 | 0.9 | 0.9 | 0 | 0 | 0 | 0 | 0 | 0 | 0 | 0
F4_Industrial_Stone, Clay, and Glass_New_Space Heating_Natural Gas_Boiler_E2 | F4 | Industrial | Stone, Clay, and Glass | New | Space Heating | Natural Gas | Boiler | E2 | PCT BC Ratio | 5.2405 | 5.2818 | 5.2118 | 5.1446 | 5.0323 | 4.9212 | 4.8096 | 4.7075 | 4.606 | 4.517 | 4.4284 | 4.3422 | 4.2577 | 4.1765 | 4.0969 | 4.0189 | 3.9434 | 3.8712 | 3.8007 | 3.7345 | 3.671 | 3.6096 | 0 | 0 | 0 | 0 | 0 | 0 | 0 | 0
F4_Industrial_Stone, Clay, and Glass_New_Space Heating_Natural Gas_Boiler_E3 | F4 | Industrial | Stone, Clay, and Glass | New | Space Heating | Natural Gas | Boiler | E3 | PCT BC Ratio | 5.1981 | 5.239 | 5.1696 | 5.1032 | 4.9919 | 4.8819 | 4.7714 | 4.6703 | 4.5698 | 4.4817 | 4.3939 | 4.3086 | 4.225 | 4.1445 | 4.0657 | 3.9885 | 3.9138 | 3.8422 | 3.7725 | 3.7069 | 3.644 | 3.5832 | 0 | 0 | 0 | 0 | 0 | 0 | 0 | 0
F4_Industrial_Stone, Clay, and Glass_New_Space Heating_Natural Gas_Boiler_E4 | F4 | Industrial | Stone, Clay, and Glass | New | Space Heating | Natural Gas | Boiler | E4 | PCT BC Ratio | 0.94178 | 0.94177 | 0.94176 | 0.94175 | 0.94173 | 0.94172 | 0.94171 | 0.94169 | 0.94168 | 0.94167 | 0.94166 | 0.94164 | 0.94163 | 0.94162 | 0.94161 | 0.9416 | 0.94159 | 0.94158 | 0.94157 | 0.94156 | 0.94155 | 0.94155 | 0 | 0 | 0 | 0 | 0 | 0 | 0 | 0
F4_Industrial_Stone, Clay, and Glass_New_Space Heating_Natural Gas_Boiler_E5 | F4 | Industrial | Stone, Clay, and Glass | New | Space Heating | Natural Gas | Boiler | E5 | PCT BC Ratio | 0 | 0 | 0 | 0 | 0 | 0 | 0 | 0 | 0 | 0 | 0 | 0 | 0 | 0 | 0 | 0 | 0 | 0 | 0 | 0 | 0 | 0 | 0 | 0 | 0 | 0 | 0 | 0 | 0 | 0
F4_Industrial_Stone, Clay, and Glass_New_Space Heating_Natural Gas_Boiler_E6 | F4 | Industrial | Stone, Clay, and Glass | New | Space Heating | Natural Gas | Boiler | E6 | PCT BC Ratio | 0 | 0 | 0 | 0 | 0 | 0 | 0 | 0 | 0 | 0 | 0 | 0 | 0 | 0 | 0 | 0 | 0 | 0 | 0 | 0 | 0 | 0 | 0 | 0 | 0 | 0 | 0 | 0 | 0 | 0
F4_Industrial_Stone, Clay, and Glass_New_Space Heating_Natural Gas_Boiler_E7 | F4 | Industrial | Stone, Clay, and Glass | New | Space Heating | Natural Gas | Boiler | E7 | PCT BC Ratio | 0 | 0 | 0 | 0 | 0 | 0 | 0 | 0 | 0 | 0 | 0 | 0 | 0 | 0 | 0 | 0 | 0 | 0 | 0 | 0 | 0 | 0 | 0 | 0 | 0 | 0 | 0 | 0 | 0 | 0
F4_Industrial_Stone, Clay, and Glass_New_Space Heating_Natural Gas_Boiler_E8 | F4 | Industrial | Stone, Clay, and Glass | New | Space Heating | Natural Gas | Boiler | E8 | PCT BC Ratio | 0 | 0 | 0 | 0 | 0 | 0 | 0 | 0 | 0 | 0 | 0 | 0 | 0 | 0 | 0 | 0 | 0 | 0 | 0 | 0 | 0 | 0 | 0 | 0 | 0 | 0 | 0 | 0 | 0 | 0
F4_Industrial_Stone, Clay, and Glass_New_Space Heating_Natural Gas_Boiler_E9 | F4 | Industrial | Stone, Clay, and Glass | New | Space Heating | Natural Gas | Boiler | E9 | PCT BC Ratio | 0 | 0 | 0 | 0 | 0 | 0 | 0 | 0 | 0 | 0 | 0 | 0 | 0 | 0 | 0 | 0 | 0 | 0 | 0 | 0 | 0 | 0 | 0 | 0 | 0 | 0 | 0 | 0 | 0 | 0
F4_Industrial_Stone, Clay, and Glass_New_Space Heating_Natural Gas_Boiler_E10 | F4 | Industrial | Stone, Clay, and Glass | New | Space Heating | Natural Gas | Boiler | E10 | PCT BC Ratio | 0 | 0 | 0 | 0 | 0 | 0 | 0 | 0 | 0 | 0 | 0 | 0 | 0 | 0 | 0 | 0 | 0 | 0 | 0 | 0 | 0 | 0 | 0 | 0 | 0 | 0 | 0 | 0 | 0 | 0
F5_Industrial_Stone, Clay, and Glass_New_Space Heating_Natural Gas_Boiler_E1 | F5 | Industrial | Stone, Clay, and Glass | New | Space Heating | Natural Gas | Boiler | E1 | RIM BC Ratio | 0.9 | 0.9 | 0.9 | 0.9 | 0.9 | 0.9 | 0.9 | 0.9 | 0.9 | 0.9 | 0.9 | 0.9 | 0.9 | 0.9 | 0.9 | 0.9 | 0.9 | 0.9 | 0.9 | 0.9 | 0.9 | 0.9 | 0 | 0 | 0 | 0 | 0 | 0 | 0 | 0
F5_Industrial_Stone, Clay, and Glass_New_Space Heating_Natural Gas_Boiler_E2 | F5 | Industrial | Stone, Clay, and Glass | New | Space Heating | Natural Gas | Boiler | E2 | RIM BC Ratio | 0.57181 | 0.57353 | 0.5706 | 0.56773 | 0.56279 | 0.55772 | 0.55243 | 0.54741 | 0.54224 | 0.53756 | 0.53274 | 0.5279 | 0.523 | 0.51814 | 0.51323 | 0.50827 | 0.50332 | 0.49844 | 0.49354 | 0.48881 | 0.48414 | 0.47951 | 0 | 0 | 0 | 0 | 0 | 0 | 0 | 0
F5_Industrial_Stone, Clay, and Glass_New_Space Heating_Natural Gas_Boiler_E3 | F5 | Industrial | Stone, Clay, and Glass | New | Space Heating | Natural Gas | Boiler | E3 | RIM BC Ratio | 0.57002 | 0.57174 | 0.56881 | 0.56593 | 0.56097 | 0.55588 | 0.55057 | 0.54554 | 0.54035 | 0.53566 | 0.53082 | 0.52597 | 0.52106 | 0.51619 | 0.51127 | 0.5063 | 0.50134 | 0.49645 | 0.49154 | 0.4868 | 0.48212 | 0.47748 | 0 | 0 | 0 | 0 | 0 | 0 | 0 | 0
F5_Industrial_Stone, Clay, and Glass_New_Space Heating_Natural Gas_Boiler_E4 | F5 | Industrial | Stone, Clay, and Glass | New | Space Heating | Natural Gas | Boiler | E4 | RIM BC Ratio | 0.00025441 | 0.00025211 | 0.00024688 | 0.00024184 | 0.00023567 | 0.00022964 | 0.0002237 | 0.00021812 | 0.00021264 | 0.00020758 | 0.00020261 | 0.00019775 | 0.00019301 | 0.00018841 | 0.00018391 | 0.0001795 | 0.00017523 | 0.00017113 | 0.00016715 | 0.0001634 | 0.00015982 | 0.00015643 | 0 | 0 | 0 | 0 | 0 | 0 | 0 | 0
F5_Industrial_Stone, Clay, and Glass_New_Space Heating_Natural Gas_Boiler_E5 | F5 | Industrial | Stone, Clay, and Glass | New | Space Heating | Natural Gas | Boiler | E5 | RIM BC Ratio | 0 | 0 | 0 | 0 | 0 | 0 | 0 | 0 | 0 | 0 | 0 | 0 | 0 | 0 | 0 | 0 | 0 | 0 | 0 | 0 | 0 | 0 | 0 | 0 | 0 | 0 | 0 | 0 | 0 | 0
F5_Industrial_Stone, Clay, and Glass_New_Space Heating_Natural Gas_Boiler_E6 | F5 | Industrial | Stone, Clay, and Glass | New | Space Heating | Natural Gas | Boiler | E6 | RIM BC Ratio | 0 | 0 | 0 | 0 | 0 | 0 | 0 | 0 | 0 | 0 | 0 | 0 | 0 | 0 | 0 | 0 | 0 | 0 | 0 | 0 | 0 | 0 | 0 | 0 | 0 | 0 | 0 | 0 | 0 | 0
F5_Industrial_Stone, Clay, and Glass_New_Space Heating_Natural Gas_Boiler_E7 | F5 | Industrial | Stone, Clay, and Glass | New | Space Heating | Natural Gas | Boiler | E7 | RIM BC Ratio | 0 | 0 | 0 | 0 | 0 | 0 | 0 | 0 | 0 | 0 | 0 | 0 | 0 | 0 | 0 | 0 | 0 | 0 | 0 | 0 | 0 | 0 | 0 | 0 | 0 | 0 | 0 | 0 | 0 | 0
F5_Industrial_Stone, Clay, and Glass_New_Space Heating_Natural Gas_Boiler_E8 | F5 | Industrial | Stone, Clay, and Glass | New | Space Heating | Natural Gas | Boiler | E8 | RIM BC Ratio | 0 | 0 | 0 | 0 | 0 | 0 | 0 | 0 | 0 | 0 | 0 | 0 | 0 | 0 | 0 | 0 | 0 | 0 | 0 | 0 | 0 | 0 | 0 | 0 | 0 | 0 | 0 | 0 | 0 | 0
F5_Industrial_Stone, Clay, and Glass_New_Space Heating_Natural Gas_Boiler_E9 | F5 | Industrial | Stone, Clay, and Glass | New | Space Heating | Natural Gas | Boiler | E9 | RIM BC Ratio | 0 | 0 | 0 | 0 | 0 | 0 | 0 | 0 | 0 | 0 | 0 | 0 | 0 | 0 | 0 | 0 | 0 | 0 | 0 | 0 | 0 | 0 | 0 | 0 | 0 | 0 | 0 | 0 | 0 | 0
F5_Industrial_Stone, Clay, and Glass_New_Space Heating_Natural Gas_Boiler_E10 | F5 | Industrial | Stone, Clay, and Glass | New | Space Heating | Natural Gas | Boiler | E10 | RIM BC Ratio | 0 | 0 | 0 | 0 | 0 | 0 | 0 | 0 | 0 | 0 | 0 | 0 | 0 | 0 | 0 | 0 | 0 | 0 | 0 | 0 | 0 | 0 | 0 | 0 | 0 | 0 | 0 | 0 | 0 | 0
F0_Industrial_Stone, Clay, and Glass_New_Space Heating_Natural Gas_Unit Heater_E0 | F0 | Industrial | Stone, Clay, and Glass | New | Space Heating | Natural Gas | Unit Heater | E0 | Economic Unit | Infrared Radiant | Infrared Radiant | Infrared Radiant | Infrared Radiant | Infrared Radiant | Infrared Radiant | Infrared Radiant | Infrared Radiant | Infrared Radiant | Infrared Radiant | Infrared Radiant | Infrared Radiant | Infrared Radiant | Infrared Radiant | Infrared Radiant | Infrared Radiant | Infrared Radiant | Infrared Radiant | Infrared Radiant | Infrared Radiant | Infrared Radiant | Infrared Radiant | 0 | 0 | 0 | 0 | 0 | 0 | 0 | 0
F1_Industrial_Stone, Clay, and Glass_New_Space Heating_Natural Gas_Unit Heater_E1 | F1 | Industrial | Stone, Clay, and Glass | New | Space Heating | Natural Gas | Unit Heater | E1 | CCE | 0 | 0 | 0 | 0 | 0 | 0 | 0 | 0 | 0 | 0 | 0 | 0 | 0 | 0 | 0 | 0 | 0 | 0 | 0 | 0 | 0 | 0 | 0 | 0 | 0 | 0 | 0 | 0 | 0 | 0
F1_Industrial_Stone, Clay, and Glass_New_Space Heating_Natural Gas_Unit Heater_E2 | F1 | Industrial | Stone, Clay, and Glass | New | Space Heating | Natural Gas | Unit Heater | E2 | CCE | 0.025298 | 0.025298 | 0.025298 | 0.025298 | 0.025298 | 0.025298 | 0.025298 | 0.025298 | 0.025298 | 0.025298 | 0.025298 | 0.025298 | 0.025298 | 0.025298 | 0.025298 | 0.025298 | 0.025298 | 0.025298 | 0.025298 | 0.025298 | 0.025298 | 0.025298 | 0 | 0 | 0 | 0 | 0 | 0 | 0 | 0
F1_Industrial_Stone, Clay, and Glass_New_Space Heating_Natural Gas_Unit Heater_E3 | F1 | Industrial | Stone, Clay, and Glass | New | Space Heating | Natural Gas | Unit Heater | E3 | CCE | 0.0011378 | 0.0011378 | 0.0011378 | 0.0011378 | 0.0011378 | 0.0011378 | 0.0011378 | 0.0011378 | 0.0011378 | 0.0011378 | 0.0011378 | 0.0011378 | 0.0011378 | 0.0011378 | 0.0011378 | 0.0011378 | 0.0011378 | 0.0011378 | 0.0011378 | 0.0011378 | 0.0011378 | 0.0011378 | 0 | 0 | 0 | 0 | 0 | 0 | 0 | 0
F1_Industrial_Stone, Clay, and Glass_New_Space Heating_Natural Gas_Unit Heater_E4 | F1 | Industrial | Stone, Clay, and Glass | New | Space Heating | Natural Gas | Unit Heater | E4 | CCE | 0 | 0 | 0 | 0 | 0 | 0 | 0 | 0 | 0 | 0 | 0 | 0 | 0 | 0 | 0 | 0 | 0 | 0 | 0 | 0 | 0 | 0 | 0 | 0 | 0 | 0 | 0 | 0 | 0 | 0
F1_Industrial_Stone, Clay, and Glass_New_Space Heating_Natural Gas_Unit Heater_E5 | F1 | Industrial | Stone, Clay, and Glass | New | Space Heating | Natural Gas | Unit Heater | E5 | CCE | 0 | 0 | 0 | 0 | 0 | 0 | 0 | 0 | 0 | 0 | 0 | 0 | 0 | 0 | 0 | 0 | 0 | 0 | 0 | 0 | 0 | 0 | 0 | 0 | 0 | 0 | 0 | 0 | 0 | 0
F1_Industrial_Stone, Clay, and Glass_New_Space Heating_Natural Gas_Unit Heater_E6 | F1 | Industrial | Stone, Clay, and Glass | New | Space Heating | Natural Gas | Unit Heater | E6 | CCE | 0 | 0 | 0 | 0 | 0 | 0 | 0 | 0 | 0 | 0 | 0 | 0 | 0 | 0 | 0 | 0 | 0 | 0 | 0 | 0 | 0 | 0 | 0 | 0 | 0 | 0 | 0 | 0 | 0 | 0
F1_Industrial_Stone, Clay, and Glass_New_Space Heating_Natural Gas_Unit Heater_E7 | F1 | Industrial | Stone, Clay, and Glass | New | Space Heating | Natural Gas | Unit Heater | E7 | CCE | 0 | 0 | 0 | 0 | 0 | 0 | 0 | 0 | 0 | 0 | 0 | 0 | 0 | 0 | 0 | 0 | 0 | 0 | 0 | 0 | 0 | 0 | 0 | 0 | 0 | 0 | 0 | 0 | 0 | 0
F1_Industrial_Stone, Clay, and Glass_New_Space Heating_Natural Gas_Unit Heater_E8 | F1 | Industrial | Stone, Clay, and Glass | New | Space Heating | Natural Gas | Unit Heater | E8 | CCE | 0 | 0 | 0 | 0 | 0 | 0 | 0 | 0 | 0 | 0 | 0 | 0 | 0 | 0 | 0 | 0 | 0 | 0 | 0 | 0 | 0 | 0 | 0 | 0 | 0 | 0 | 0 | 0 | 0 | 0
F1_Industrial_Stone, Clay, and Glass_New_Space Heating_Natural Gas_Unit Heater_E9 | F1 | Industrial | Stone, Clay, and Glass | New | Space Heating | Natural Gas | Unit Heater | E9 | CCE | 0 | 0 | 0 | 0 | 0 | 0 | 0 | 0 | 0 | 0 | 0 | 0 | 0 | 0 | 0 | 0 | 0 | 0 | 0 | 0 | 0 | 0 | 0 | 0 | 0 | 0 | 0 | 0 | 0 | 0
F1_Industrial_Stone, Clay, and Glass_New_Space Heating_Natural Gas_Unit Heater_E10 | F1 | Industrial | Stone, Clay, and Glass | New | Space Heating | Natural Gas | Unit Heater | E10 | CCE | 0 | 0 | 0 | 0 | 0 | 0 | 0 | 0 | 0 | 0 | 0 | 0 | 0 | 0 | 0 | 0 | 0 | 0 | 0 | 0 | 0 | 0 | 0 | 0 | 0 | 0 | 0 | 0 | 0 | 0
F2_Industrial_Stone, Clay, and Glass_New_Space Heating_Natural Gas_Unit Heater_E1 | F2 | Industrial | Stone, Clay, and Glass | New | Space Heating | Natural Gas | Unit Heater | E1 | TRC BC Ratio | 0.9 | 0.9 | 0.9 | 0.9 | 0.9 | 0.9 | 0.9 | 0.9 | 0.9 | 0.9 | 0.9 | 0.9 | 0.9 | 0.9 | 0.9 | 0.9 | 0.9 | 0.9 | 0.9 | 0.9 | 0.9 | 0.9 | 0 | 0 | 0 | 0 | 0 | 0 | 0 | 0
F2_Industrial_Stone, Clay, and Glass_New_Space Heating_Natural Gas_Unit Heater_E2 | F2 | Industrial | Stone, Clay, and Glass | New | Space Heating | Natural Gas | Unit Heater | E2 | TRC BC Ratio | 0.2181 | 0.22441 | 0.22186 | 0.21944 | 0.21339 | 0.20733 | 0.20112 | 0.19555 | 0.18995 | 0.18525 | 0.18051 | 0.17591 | 0.1714 | 0.16709 | 0.16286 | 0.15871 | 0.15471 | 0.1509 | 0.14716 | 0.14369 | 0.14034 | 0.13708 | 0 | 0 | 0 | 0 | 0 | 0 | 0 | 0
F2_Industrial_Stone, Clay, and Glass_New_Space Heating_Natural Gas_Unit Heater_E3 | F2 | Industrial | Stone, Clay, and Glass | New | Space Heating | Natural Gas | Unit Heater | E3 | TRC BC Ratio | 5.5546 | 5.9201 | 5.9076 | 5.8978 | 5.7318 | 5.5622 | 5.3814 | 5.2234 | 5.0607 | 4.9317 | 4.7987 | 4.6701 | 4.5435 | 4.4241 | 4.3066 | 4.191 | 4.0803 | 3.9764 | 3.8742 | 3.7819 | 3.6939 | 3.6079 | 0 | 0 | 0 | 0 | 0 | 0 | 0 | 0
F2_Industrial_Stone, Clay, and Glass_New_Space Heating_Natural Gas_Unit Heater_E4 | F2 | Industrial | Stone, Clay, and Glass | New | Space Heating | Natural Gas | Unit Heater | E4 | TRC BC Ratio | 0 | 0 | 0 | 0 | 0 | 0 | 0 | 0 | 0 | 0 | 0 | 0 | 0 | 0 | 0 | 0 | 0 | 0 | 0 | 0 | 0 | 0 | 0 | 0 | 0 | 0 | 0 | 0 | 0 | 0
F2_Industrial_Stone, Clay, and Glass_New_Space Heating_Natural Gas_Unit Heater_E5 | F2 | Industrial | Stone, Clay, and Glass | New | Space Heating | Natural Gas | Unit Heater | E5 | TRC BC Ratio | 0 | 0 | 0 | 0 | 0 | 0 | 0 | 0 | 0 | 0 | 0 | 0 | 0 | 0 | 0 | 0 | 0 | 0 | 0 | 0 | 0 | 0 | 0 | 0 | 0 | 0 | 0 | 0 | 0 | 0
F2_Industrial_Stone, Clay, and Glass_New_Space Heating_Natural Gas_Unit Heater_E6 | F2 | Industrial | Stone, Clay, and Glass | New | Space Heating | Natural Gas | Unit Heater | E6 | TRC BC Ratio | 0 | 0 | 0 | 0 | 0 | 0 | 0 | 0 | 0 | 0 | 0 | 0 | 0 | 0 | 0 | 0 | 0 | 0 | 0 | 0 | 0 | 0 | 0 | 0 | 0 | 0 | 0 | 0 | 0 | 0
F2_Industrial_Stone, Clay, and Glass_New_Space Heating_Natural Gas_Unit Heater_E7 | F2 | Industrial | Stone, Clay, and Glass | New | Space Heating | Natural Gas | Unit Heater | E7 | TRC BC Ratio | 0 | 0 | 0 | 0 | 0 | 0 | 0 | 0 | 0 | 0 | 0 | 0 | 0 | 0 | 0 | 0 | 0 | 0 | 0 | 0 | 0 | 0 | 0 | 0 | 0 | 0 | 0 | 0 | 0 | 0
F2_Industrial_Stone, Clay, and Glass_New_Space Heating_Natural Gas_Unit Heater_E8 | F2 | Industrial | Stone, Clay, and Glass | New | Space Heating | Natural Gas | Unit Heater | E8 | TRC BC Ratio | 0 | 0 | 0 | 0 | 0 | 0 | 0 | 0 | 0 | 0 | 0 | 0 | 0 | 0 | 0 | 0 | 0 | 0 | 0 | 0 | 0 | 0 | 0 | 0 | 0 | 0 | 0 | 0 | 0 | 0
F2_Industrial_Stone, Clay, and Glass_New_Space Heating_Natural Gas_Unit Heater_E9 | F2 | Industrial | Stone, Clay, and Glass | New | Space Heating | Natural Gas | Unit Heater | E9 | TRC BC Ratio | 0 | 0 | 0 | 0 | 0 | 0 | 0 | 0 | 0 | 0 | 0 | 0 | 0 | 0 | 0 | 0 | 0 | 0 | 0 | 0 | 0 | 0 | 0 | 0 | 0 | 0 | 0 | 0 | 0 | 0
F2_Industrial_Stone, Clay, and Glass_New_Space Heating_Natural Gas_Unit Heater_E10 | F2 | Industrial | Stone, Clay, and Glass | New | Space Heating | Natural Gas | Unit Heater | E10 | TRC BC Ratio | 0 | 0 | 0 | 0 | 0 | 0 | 0 | 0 | 0 | 0 | 0 | 0 | 0 | 0 | 0 | 0 | 0 | 0 | 0 | 0 | 0 | 0 | 0 | 0 | 0 | 0 | 0 | 0 | 0 | 0
F3_Industrial_Stone, Clay, and Glass_New_Space Heating_Natural Gas_Unit Heater_E1 | F3 | Industrial | Stone, Clay, and Glass | New | Space Heating | Natural Gas | Unit Heater | E1 | PACT BC Ratio | 0.9 | 0.9 | 0.9 | 0.9 | 0.9 | 0.9 | 0.9 | 0.9 | 0.9 | 0.9 | 0.9 | 0.9 | 0.9 | 0.9 | 0.9 | 0.9 | 0.9 | 0.9 | 0.9 | 0.9 | 0.9 | 0.9 | 0 | 0 | 0 | 0 | 0 | 0 | 0 | 0
F3_Industrial_Stone, Clay, and Glass_New_Space Heating_Natural Gas_Unit Heater_E2 | F3 | Industrial | Stone, Clay, and Glass | New | Space Heating | Natural Gas | Unit Heater | E2 | PACT BC Ratio | 0.46195 | 0.47531 | 0.46991 | 0.4648 | 0.45197 | 0.43914 | 0.42598 | 0.41419 | 0.40233 | 0.39237 | 0.38233 | 0.37259 | 0.36303 | 0.35391 | 0.34495 | 0.33616 | 0.32768 | 0.31961 | 0.31169 | 0.30433 | 0.29725 | 0.29033 | 0 | 0 | 0 | 0 | 0 | 0 | 0 | 0
F3_Industrial_Stone, Clay, and Glass_New_Space Heating_Natural Gas_Unit Heater_E3 | F3 | Industrial | Stone, Clay, and Glass | New | Space Heating | Natural Gas | Unit Heater | E3 | PACT BC Ratio | 11.765 | 12.5391 | 12.5126 | 12.4918 | 12.1402 | 11.781 | 11.398 | 11.0634 | 10.7189 | 10.4457 | 10.1639 | 9.8914 | 9.6234 | 9.3705 | 9.1217 | 8.8768 | 8.6424 | 8.4222 | 8.2058 | 8.0102 | 7.8238 | 7.6418 | 0 | 0 | 0 | 0 | 0 | 0 | 0 | 0
F3_Industrial_Stone, Clay, and Glass_New_Space Heating_Natural Gas_Unit Heater_E4 | F3 | Industrial | Stone, Clay, and Glass | New | Space Heating | Natural Gas | Unit Heater | E4 | PACT BC Ratio | 0 | 0 | 0 | 0 | 0 | 0 | 0 | 0 | 0 | 0 | 0 | 0 | 0 | 0 | 0 | 0 | 0 | 0 | 0 | 0 | 0 | 0 | 0 | 0 | 0 | 0 | 0 | 0 | 0 | 0
F3_Industrial_Stone, Clay, and Glass_New_Space Heating_Natural Gas_Unit Heater_E5 | F3 | Industrial | Stone, Clay, and Glass | New | Space Heating | Natural Gas | Unit Heater | E5 | PACT BC Ratio | 0 | 0 | 0 | 0 | 0 | 0 | 0 | 0 | 0 | 0 | 0 | 0 | 0 | 0 | 0 | 0 | 0 | 0 | 0 | 0 | 0 | 0 | 0 | 0 | 0 | 0 | 0 | 0 | 0 | 0
F3_Industrial_Stone, Clay, and Glass_New_Space Heating_Natural Gas_Unit Heater_E6 | F3 | Industrial | Stone, Clay, and Glass | New | Space Heating | Natural Gas | Unit Heater | E6 | PACT BC Ratio | 0 | 0 | 0 | 0 | 0 | 0 | 0 | 0 | 0 | 0 | 0 | 0 | 0 | 0 | 0 | 0 | 0 | 0 | 0 | 0 | 0 | 0 | 0 | 0 | 0 | 0 | 0 | 0 | 0 | 0
F3_Industrial_Stone, Clay, and Glass_New_Space Heating_Natural Gas_Unit Heater_E7 | F3 | Industrial | Stone, Clay, and Glass | New | Space Heating | Natural Gas | Unit Heater | E7 | PACT BC Ratio | 0 | 0 | 0 | 0 | 0 | 0 | 0 | 0 | 0 | 0 | 0 | 0 | 0 | 0 | 0 | 0 | 0 | 0 | 0 | 0 | 0 | 0 | 0 | 0 | 0 | 0 | 0 | 0 | 0 | 0
F3_Industrial_Stone, Clay, and Glass_New_Space Heating_Natural Gas_Unit Heater_E8 | F3 | Industrial | Stone, Clay, and Glass | New | Space Heating | Natural Gas | Unit Heater | E8 | PACT BC Ratio | 0 | 0 | 0 | 0 | 0 | 0 | 0 | 0 | 0 | 0 | 0 | 0 | 0 | 0 | 0 | 0 | 0 | 0 | 0 | 0 | 0 | 0 | 0 | 0 | 0 | 0 | 0 | 0 | 0 | 0
F3_Industrial_Stone, Clay, and Glass_New_Space Heating_Natural Gas_Unit Heater_E9 | F3 | Industrial | Stone, Clay, and Glass | New | Space Heating | Natural Gas | Unit Heater | E9 | PACT BC Ratio | 0 | 0 | 0 | 0 | 0 | 0 | 0 | 0 | 0 | 0 | 0 | 0 | 0 | 0 | 0 | 0 | 0 | 0 | 0 | 0 | 0 | 0 | 0 | 0 | 0 | 0 | 0 | 0 | 0 | 0
F3_Industrial_Stone, Clay, and Glass_New_Space Heating_Natural Gas_Unit Heater_E10 | F3 | Industrial | Stone, Clay, and Glass | New | Space Heating | Natural Gas | Unit Heater | E10 | PACT BC Ratio | 0 | 0 | 0 | 0 | 0 | 0 | 0 | 0 | 0 | 0 | 0 | 0 | 0 | 0 | 0 | 0 | 0 | 0 | 0 | 0 | 0 | 0 | 0 | 0 | 0 | 0 | 0 | 0 | 0 | 0
F4_Industrial_Stone, Clay, and Glass_New_Space Heating_Natural Gas_Unit Heater_E1 | F4 | Industrial | Stone, Clay, and Glass | New | Space Heating | Natural Gas | Unit Heater | E1 | PCT BC Ratio | 0.9 | 0.9 | 0.9 | 0.9 | 0.9 | 0.9 | 0.9 | 0.9 | 0.9 | 0.9 | 0.9 | 0.9 | 0.9 | 0.9 | 0.9 | 0.9 | 0.9 | 0.9 | 0.9 | 0.9 | 0.9 | 0.9 | 0 | 0 | 0 | 0 | 0 | 0 | 0 | 0
F4_Industrial_Stone, Clay, and Glass_New_Space Heating_Natural Gas_Unit Heater_E2 | F4 | Industrial | Stone, Clay, and Glass | New | Space Heating | Natural Gas | Unit Heater | E2 | PCT BC Ratio | 0.64585 | 0.65588 | 0.65183 | 0.64799 | 0.63835 | 0.6287 | 0.61882 | 0.60996 | 0.60104 | 0.59356 | 0.58601 | 0.57869 | 0.57151 | 0.56465 | 0.55792 | 0.55132 | 0.54495 | 0.53888 | 0.53293 | 0.5274 | 0.52208 | 0.51688 | 0 | 0 | 0 | 0 | 0 | 0 | 0 | 0
F4_Industrial_Stone, Clay, and Glass_New_Space Heating_Natural Gas_Unit Heater_E3 | F4 | Industrial | Stone, Clay, and Glass | New | Space Heating | Natural Gas | Unit Heater | E3 | PCT BC Ratio | 9.14 | 9.7218 | 9.7019 | 9.6862 | 9.422 | 9.152 | 8.8642 | 8.6128 | 8.3539 | 8.1486 | 7.9368 | 7.7321 | 7.5307 | 7.3406 | 7.1536 | 6.9696 | 6.7934 | 6.628 | 6.4653 | 6.3184 | 6.1783 | 6.0415 | 0 | 0 | 0 | 0 | 0 | 0 | 0 | 0
F4_Industrial_Stone, Clay, and Glass_New_Space Heating_Natural Gas_Unit Heater_E4 | F4 | Industrial | Stone, Clay, and Glass | New | Space Heating | Natural Gas | Unit Heater | E4 | PCT BC Ratio | 0 | 0 | 0 | 0 | 0 | 0 | 0 | 0 | 0 | 0 | 0 | 0 | 0 | 0 | 0 | 0 | 0 | 0 | 0 | 0 | 0 | 0 | 0 | 0 | 0 | 0 | 0 | 0 | 0 | 0
F4_Industrial_Stone, Clay, and Glass_New_Space Heating_Natural Gas_Unit Heater_E5 | F4 | Industrial | Stone, Clay, and Glass | New | Space Heating | Natural Gas | Unit Heater | E5 | PCT BC Ratio | 0 | 0 | 0 | 0 | 0 | 0 | 0 | 0 | 0 | 0 | 0 | 0 | 0 | 0 | 0 | 0 | 0 | 0 | 0 | 0 | 0 | 0 | 0 | 0 | 0 | 0 | 0 | 0 | 0 | 0
F4_Industrial_Stone, Clay, and Glass_New_Space Heating_Natural Gas_Unit Heater_E6 | F4 | Industrial | Stone, Clay, and Glass | New | Space Heating | Natural Gas | Unit Heater | E6 | PCT BC Ratio | 0 | 0 | 0 | 0 | 0 | 0 | 0 | 0 | 0 | 0 | 0 | 0 | 0 | 0 | 0 | 0 | 0 | 0 | 0 | 0 | 0 | 0 | 0 | 0 | 0 | 0 | 0 | 0 | 0 | 0
F4_Industrial_Stone, Clay, and Glass_New_Space Heating_Natural Gas_Unit Heater_E7 | F4 | Industrial | Stone, Clay, and Glass | New | Space Heating | Natural Gas | Unit Heater | E7 | PCT BC Ratio | 0 | 0 | 0 | 0 | 0 | 0 | 0 | 0 | 0 | 0 | 0 | 0 | 0 | 0 | 0 | 0 | 0 | 0 | 0 | 0 | 0 | 0 | 0 | 0 | 0 | 0 | 0 | 0 | 0 | 0
F4_Industrial_Stone, Clay, and Glass_New_Space Heating_Natural Gas_Unit Heater_E8 | F4 | Industrial | Stone, Clay, and Glass | New | Space Heating | Natural Gas | Unit Heater | E8 | PCT BC Ratio | 0 | 0 | 0 | 0 | 0 | 0 | 0 | 0 | 0 | 0 | 0 | 0 | 0 | 0 | 0 | 0 | 0 | 0 | 0 | 0 | 0 | 0 | 0 | 0 | 0 | 0 | 0 | 0 | 0 | 0
F4_Industrial_Stone, Clay, and Glass_New_Space Heating_Natural Gas_Unit Heater_E9 | F4 | Industrial | Stone, Clay, and Glass | New | Space Heating | Natural Gas | Unit Heater | E9 | PCT BC Ratio | 0 | 0 | 0 | 0 | 0 | 0 | 0 | 0 | 0 | 0 | 0 | 0 | 0 | 0 | 0 | 0 | 0 | 0 | 0 | 0 | 0 | 0 | 0 | 0 | 0 | 0 | 0 | 0 | 0 | 0
F4_Industrial_Stone, Clay, and Glass_New_Space Heating_Natural Gas_Unit Heater_E10 | F4 | Industrial | Stone, Clay, and Glass | New | Space Heating | Natural Gas | Unit Heater | E10 | PCT BC Ratio | 0 | 0 | 0 | 0 | 0 | 0 | 0 | 0 | 0 | 0 | 0 | 0 | 0 | 0 | 0 | 0 | 0 | 0 | 0 | 0 | 0 | 0 | 0 | 0 | 0 | 0 | 0 | 0 | 0 | 0
F5_Industrial_Stone, Clay, and Glass_New_Space Heating_Natural Gas_Unit Heater_E1 | F5 | Industrial | Stone, Clay, and Glass | New | Space Heating | Natural Gas | Unit Heater | E1 | RIM BC Ratio | 0.9 | 0.9 | 0.9 | 0.9 | 0.9 | 0.9 | 0.9 | 0.9 | 0.9 | 0.9 | 0.9 | 0.9 | 0.9 | 0.9 | 0.9 | 0.9 | 0.9 | 0.9 | 0.9 | 0.9 | 0.9 | 0.9 | 0 | 0 | 0 | 0 | 0 | 0 | 0 | 0
F5_Industrial_Stone, Clay, and Glass_New_Space Heating_Natural Gas_Unit Heater_E2 | F5 | Industrial | Stone, Clay, and Glass | New | Space Heating | Natural Gas | Unit Heater | E2 | RIM BC Ratio | 0.29737 | 0.30285 | 0.30065 | 0.29855 | 0.2932 | 0.28775 | 0.28204 | 0.27682 | 0.27147 | 0.2669 | 0.26222 | 0.2576 | 0.253 | 0.24853 | 0.24408 | 0.23964 | 0.2353 | 0.23111 | 0.22695 | 0.22302 | 0.21919 | 0.21541 | 0 | 0 | 0 | 0 | 0 | 0 | 0 | 0
F5_Industrial_Stone, Clay, and Glass_New_Space Heating_Natural Gas_Unit Heater_E3 | F5 | Industrial | Stone, Clay, and Glass | New | Space Heating | Natural Gas | Unit Heater | E3 | RIM BC Ratio | 0.77938 | 0.78259 | 0.78248 | 0.7824 | 0.78098 | 0.77945 | 0.77773 | 0.77612 | 0.77438 | 0.77292 | 0.77134 | 0.76973 | 0.76806 | 0.76641 | 0.7647 | 0.76294 | 0.76117 | 0.75942 | 0.75762 | 0.75591 | 0.75422 | 0.75249 | 0 | 0 | 0 | 0 | 0 | 0 | 0 | 0
F5_Industrial_Stone, Clay, and Glass_New_Space Heating_Natural Gas_Unit Heater_E4 | F5 | Industrial | Stone, Clay, and Glass | New | Space Heating | Natural Gas | Unit Heater | E4 | RIM BC Ratio | 0 | 0 | 0 | 0 | 0 | 0 | 0 | 0 | 0 | 0 | 0 | 0 | 0 | 0 | 0 | 0 | 0 | 0 | 0 | 0 | 0 | 0 | 0 | 0 | 0 | 0 | 0 | 0 | 0 | 0
F5_Industrial_Stone, Clay, and Glass_New_Space Heating_Natural Gas_Unit Heater_E5 | F5 | Industrial | Stone, Clay, and Glass | New | Space Heating | Natural Gas | Unit Heater | E5 | RIM BC Ratio | 0 | 0 | 0 | 0 | 0 | 0 | 0 | 0 | 0 | 0 | 0 | 0 | 0 | 0 | 0 | 0 | 0 | 0 | 0 | 0 | 0 | 0 | 0 | 0 | 0 | 0 | 0 | 0 | 0 | 0
F5_Industrial_Stone, Clay, and Glass_New_Space Heating_Natural Gas_Unit Heater_E6 | F5 | Industrial | Stone, Clay, and Glass | New | Space Heating | Natural Gas | Unit Heater | E6 | RIM BC Ratio | 0 | 0 | 0 | 0 | 0 | 0 | 0 | 0 | 0 | 0 | 0 | 0 | 0 | 0 | 0 | 0 | 0 | 0 | 0 | 0 | 0 | 0 | 0 | 0 | 0 | 0 | 0 | 0 | 0 | 0
F5_Industrial_Stone, Clay, and Glass_New_Space Heating_Natural Gas_Unit Heater_E7 | F5 | Industrial | Stone, Clay, and Glass | New | Space Heating | Natural Gas | Unit Heater | E7 | RIM BC Ratio | 0 | 0 | 0 | 0 | 0 | 0 | 0 | 0 | 0 | 0 | 0 | 0 | 0 | 0 | 0 | 0 | 0 | 0 | 0 | 0 | 0 | 0 | 0 | 0 | 0 | 0 | 0 | 0 | 0 | 0
F5_Industrial_Stone, Clay, and Glass_New_Space Heating_Natural Gas_Unit Heater_E8 | F5 | Industrial | Stone, Clay, and Glass | New | Space Heating | Natural Gas | Unit Heater | E8 | RIM BC Ratio | 0 | 0 | 0 | 0 | 0 | 0 | 0 | 0 | 0 | 0 | 0 | 0 | 0 | 0 | 0 | 0 | 0 | 0 | 0 | 0 | 0 | 0 | 0 | 0 | 0 | 0 | 0 | 0 | 0 | 0
F5_Industrial_Stone, Clay, and Glass_New_Space Heating_Natural Gas_Unit Heater_E9 | F5 | Industrial | Stone, Clay, and Glass | New | Space Heating | Natural Gas | Unit Heater | E9 | RIM BC Ratio | 0 | 0 | 0 | 0 | 0 | 0 | 0 | 0 | 0 | 0 | 0 | 0 | 0 | 0 | 0 | 0 | 0 | 0 | 0 | 0 | 0 | 0 | 0 | 0 | 0 | 0 | 0 | 0 | 0 | 0
F5_Industrial_Stone, Clay, and Glass_New_Space Heating_Natural Gas_Unit Heater_E10 | F5 | Industrial | Stone, Clay, and Glass | New | Space Heating | Natural Gas | Unit Heater | E10 | RIM BC Ratio | 0 | 0 | 0 | 0 | 0 | 0 | 0 | 0 | 0 | 0 | 0 | 0 | 0 | 0 | 0 | 0 | 0 | 0 | 0 | 0 | 0 | 0 | 0 | 0 | 0 | 0 | 0 | 0 | 0 | 0
F0_Industrial_Stone, Clay, and Glass_New_Process_Natural Gas_Process Boiler_E0 | F0 | Industrial | Stone, Clay, and Glass | New | Process | Natural Gas | Process Boiler | E0 | Economic Unit | EF .80 | EF .80 | EF .80 | EF .80 | EF .80 | EF .80 | EF .80 | EF .80 | EF .80 | EF .80 | EF .80 | EF .80 | EF .80 | EF .80 | EF .80 | EF .80 | EF .80 | EF .80 | EF .80 | EF .80 | EF .80 | EF .80 | 0 | 0 | 0 | 0 | 0 | 0 | 0 | 0
F1_Industrial_Stone, Clay, and Glass_New_Process_Natural Gas_Process Boiler_E1 | F1 | Industrial | Stone, Clay, and Glass | New | Process | Natural Gas | Process Boiler | E1 | CCE | 0 | 0 | 0 | 0 | 0 | 0 | 0 | 0 | 0 | 0 | 0 | 0 | 0 | 0 | 0 | 0 | 0 | 0 | 0 | 0 | 0 | 0 | 0 | 0 | 0 | 0 | 0 | 0 | 0 | 0
F1_Industrial_Stone, Clay, and Glass_New_Process_Natural Gas_Process Boiler_E2 | F1 | Industrial | Stone, Clay, and Glass | New | Process | Natural Gas | Process Boiler | E2 | CCE | 0 | 0 | 0 | 0 | 0 | 0 | 0 | 0 | 0 | 0 | 0 | 0 | 0 | 0 | 0 | 0 | 0 | 0 | 0 | 0 | 0 | 0 | 0 | 0 | 0 | 0 | 0 | 0 | 0 | 0
F1_Industrial_Stone, Clay, and Glass_New_Process_Natural Gas_Process Boiler_E3 | F1 | Industrial | Stone, Clay, and Glass | New | Process | Natural Gas | Process Boiler | E3 | CCE | 0 | 0 | 0 | 0 | 0 | 0 | 0 | 0 | 0 | 0 | 0 | 0 | 0 | 0 | 0 | 0 | 0 | 0 | 0 | 0 | 0 | 0 | 0 | 0 | 0 | 0 | 0 | 0 | 0 | 0
F1_Industrial_Stone, Clay, and Glass_New_Process_Natural Gas_Process Boiler_E4 | F1 | Industrial | Stone, Clay, and Glass | New | Process | Natural Gas | Process Boiler | E4 | CCE | 0 | 0 | 0 | 0 | 0 | 0 | 0 | 0 | 0 | 0 | 0 | 0 | 0 | 0 | 0 | 0 | 0 | 0 | 0 | 0 | 0 | 0 | 0 | 0 | 0 | 0 | 0 | 0 | 0 | 0
F1_Industrial_Stone, Clay, and Glass_New_Process_Natural Gas_Process Boiler_E5 | F1 | Industrial | Stone, Clay, and Glass | New | Process | Natural Gas | Process Boiler | E5 | CCE | 0 | 0 | 0 | 0 | 0 | 0 | 0 | 0 | 0 | 0 | 0 | 0 | 0 | 0 | 0 | 0 | 0 | 0 | 0 | 0 | 0 | 0 | 0 | 0 | 0 | 0 | 0 | 0 | 0 | 0
F1_Industrial_Stone, Clay, and Glass_New_Process_Natural Gas_Process Boiler_E6 | F1 | Industrial | Stone, Clay, and Glass | New | Process | Natural Gas | Process Boiler | E6 | CCE | 0 | 0 | 0 | 0 | 0 | 0 | 0 | 0 | 0 | 0 | 0 | 0 | 0 | 0 | 0 | 0 | 0 | 0 | 0 | 0 | 0 | 0 | 0 | 0 | 0 | 0 | 0 | 0 | 0 | 0
F1_Industrial_Stone, Clay, and Glass_New_Process_Natural Gas_Process Boiler_E7 | F1 | Industrial | Stone, Clay, and Glass | New | Process | Natural Gas | Process Boiler | E7 | CCE | 0 | 0 | 0 | 0 | 0 | 0 | 0 | 0 | 0 | 0 | 0 | 0 | 0 | 0 | 0 | 0 | 0 | 0 | 0 | 0 | 0 | 0 | 0 | 0 | 0 | 0 | 0 | 0 | 0 | 0
F1_Industrial_Stone, Clay, and Glass_New_Process_Natural Gas_Process Boiler_E8 | F1 | Industrial | Stone, Clay, and Glass | New | Process | Natural Gas | Process Boiler | E8 | CCE | 0 | 0 | 0 | 0 | 0 | 0 | 0 | 0 | 0 | 0 | 0 | 0 | 0 | 0 | 0 | 0 | 0 | 0 | 0 | 0 | 0 | 0 | 0 | 0 | 0 | 0 | 0 | 0 | 0 | 0
F1_Industrial_Stone, Clay, and Glass_New_Process_Natural Gas_Process Boiler_E9 | F1 | Industrial | Stone, Clay, and Glass | New | Process | Natural Gas | Process Boiler | E9 | CCE | 0 | 0 | 0 | 0 | 0 | 0 | 0 | 0 | 0 | 0 | 0 | 0 | 0 | 0 | 0 | 0 | 0 | 0 | 0 | 0 | 0 | 0 | 0 | 0 | 0 | 0 | 0 | 0 | 0 | 0
F1_Industrial_Stone, Clay, and Glass_New_Process_Natural Gas_Process Boiler_E10 | F1 | Industrial | Stone, Clay, and Glass | New | Process | Natural Gas | Process Boiler | E10 | CCE | 0 | 0 | 0 | 0 | 0 | 0 | 0 | 0 | 0 | 0 | 0 | 0 | 0 | 0 | 0 | 0 | 0 | 0 | 0 | 0 | 0 | 0 | 0 | 0 | 0 | 0 | 0 | 0 | 0 | 0
F2_Industrial_Stone, Clay, and Glass_New_Process_Natural Gas_Process Boiler_E1 | F2 | Industrial | Stone, Clay, and Glass | New | Process | Natural Gas | Process Boiler | E1 | TRC BC Ratio | 0.9 | 0.9 | 0.9 | 0.9 | 0.9 | 0.9 | 0.9 | 0.9 | 0.9 | 0.9 | 0.9 | 0.9 | 0.9 | 0.9 | 0.9 | 0.9 | 0.9 | 0.9 | 0.9 | 0.9 | 0.9 | 0.9 | 0 | 0 | 0 | 0 | 0 | 0 | 0 | 0
F2_Industrial_Stone, Clay, and Glass_New_Process_Natural Gas_Process Boiler_E2 | F2 | Industrial | Stone, Clay, and Glass | New | Process | Natural Gas | Process Boiler | E2 | TRC BC Ratio | 0 | 0 | 0 | 0 | 0 | 0 | 0 | 0 | 0 | 0 | 0 | 0 | 0 | 0 | 0 | 0 | 0 | 0 | 0 | 0 | 0 | 0 | 0 | 0 | 0 | 0 | 0 | 0 | 0 | 0
F2_Industrial_Stone, Clay, and Glass_New_Process_Natural Gas_Process Boiler_E3 | F2 | Industrial | Stone, Clay, and Glass | New | Process | Natural Gas | Process Boiler | E3 | TRC BC Ratio | 0 | 0 | 0 | 0 | 0 | 0 | 0 | 0 | 0 | 0 | 0 | 0 | 0 | 0 | 0 | 0 | 0 | 0 | 0 | 0 | 0 | 0 | 0 | 0 | 0 | 0 | 0 | 0 | 0 | 0
F2_Industrial_Stone, Clay, and Glass_New_Process_Natural Gas_Process Boiler_E4 | F2 | Industrial | Stone, Clay, and Glass | New | Process | Natural Gas | Process Boiler | E4 | TRC BC Ratio | 0 | 0 | 0 | 0 | 0 | 0 | 0 | 0 | 0 | 0 | 0 | 0 | 0 | 0 | 0 | 0 | 0 | 0 | 0 | 0 | 0 | 0 | 0 | 0 | 0 | 0 | 0 | 0 | 0 | 0
F2_Industrial_Stone, Clay, and Glass_New_Process_Natural Gas_Process Boiler_E5 | F2 | Industrial | Stone, Clay, and Glass | New | Process | Natural Gas | Process Boiler | E5 | TRC BC Ratio | 0 | 0 | 0 | 0 | 0 | 0 | 0 | 0 | 0 | 0 | 0 | 0 | 0 | 0 | 0 | 0 | 0 | 0 | 0 | 0 | 0 | 0 | 0 | 0 | 0 | 0 | 0 | 0 | 0 | 0
F2_Industrial_Stone, Clay, and Glass_New_Process_Natural Gas_Process Boiler_E6 | F2 | Industrial | Stone, Clay, and Glass | New | Process | Natural Gas | Process Boiler | E6 | TRC BC Ratio | 0 | 0 | 0 | 0 | 0 | 0 | 0 | 0 | 0 | 0 | 0 | 0 | 0 | 0 | 0 | 0 | 0 | 0 | 0 | 0 | 0 | 0 | 0 | 0 | 0 | 0 | 0 | 0 | 0 | 0
F2_Industrial_Stone, Clay, and Glass_New_Process_Natural Gas_Process Boiler_E7 | F2 | Industrial | Stone, Clay, and Glass | New | Process | Natural Gas | Process Boiler | E7 | TRC BC Ratio | 0 | 0 | 0 | 0 | 0 | 0 | 0 | 0 | 0 | 0 | 0 | 0 | 0 | 0 | 0 | 0 | 0 | 0 | 0 | 0 | 0 | 0 | 0 | 0 | 0 | 0 | 0 | 0 | 0 | 0
F2_Industrial_Stone, Clay, and Glass_New_Process_Natural Gas_Process Boiler_E8 | F2 | Industrial | Stone, Clay, and Glass | New | Process | Natural Gas | Process Boiler | E8 | TRC BC Ratio | 0 | 0 | 0 | 0 | 0 | 0 | 0 | 0 | 0 | 0 | 0 | 0 | 0 | 0 | 0 | 0 | 0 | 0 | 0 | 0 | 0 | 0 | 0 | 0 | 0 | 0 | 0 | 0 | 0 | 0
F2_Industrial_Stone, Clay, and Glass_New_Process_Natural Gas_Process Boiler_E9 | F2 | Industrial | Stone, Clay, and Glass | New | Process | Natural Gas | Process Boiler | E9 | TRC BC Ratio | 0 | 0 | 0 | 0 | 0 | 0 | 0 | 0 | 0 | 0 | 0 | 0 | 0 | 0 | 0 | 0 | 0 | 0 | 0 | 0 | 0 | 0 | 0 | 0 | 0 | 0 | 0 | 0 | 0 | 0
F2_Industrial_Stone, Clay, and Glass_New_Process_Natural Gas_Process Boiler_E10 | F2 | Industrial | Stone, Clay, and Glass | New | Process | Natural Gas | Process Boiler | E10 | TRC BC Ratio | 0 | 0 | 0 | 0 | 0 | 0 | 0 | 0 | 0 | 0 | 0 | 0 | 0 | 0 | 0 | 0 | 0 | 0 | 0 | 0 | 0 | 0 | 0 | 0 | 0 | 0 | 0 | 0 | 0 | 0
F3_Industrial_Stone, Clay, and Glass_New_Process_Natural Gas_Process Boiler_E1 | F3 | Industrial | Stone, Clay, and Glass | New | Process | Natural Gas | Process Boiler | E1 | PACT BC Ratio | 0.9 | 0.9 | 0.9 | 0.9 | 0.9 | 0.9 | 0.9 | 0.9 | 0.9 | 0.9 | 0.9 | 0.9 | 0.9 | 0.9 | 0.9 | 0.9 | 0.9 | 0.9 | 0.9 | 0.9 | 0.9 | 0.9 | 0 | 0 | 0 | 0 | 0 | 0 | 0 | 0
F3_Industrial_Stone, Clay, and Glass_New_Process_Natural Gas_Process Boiler_E2 | F3 | Industrial | Stone, Clay, and Glass | New | Process | Natural Gas | Process Boiler | E2 | PACT BC Ratio | 0 | 0 | 0 | 0 | 0 | 0 | 0 | 0 | 0 | 0 | 0 | 0 | 0 | 0 | 0 | 0 | 0 | 0 | 0 | 0 | 0 | 0 | 0 | 0 | 0 | 0 | 0 | 0 | 0 | 0
F3_Industrial_Stone, Clay, and Glass_New_Process_Natural Gas_Process Boiler_E3 | F3 | Industrial | Stone, Clay, and Glass | New | Process | Natural Gas | Process Boiler | E3 | PACT BC Ratio | 0 | 0 | 0 | 0 | 0 | 0 | 0 | 0 | 0 | 0 | 0 | 0 | 0 | 0 | 0 | 0 | 0 | 0 | 0 | 0 | 0 | 0 | 0 | 0 | 0 | 0 | 0 | 0 | 0 | 0
F3_Industrial_Stone, Clay, and Glass_New_Process_Natural Gas_Process Boiler_E4 | F3 | Industrial | Stone, Clay, and Glass | New | Process | Natural Gas | Process Boiler | E4 | PACT BC Ratio | 0 | 0 | 0 | 0 | 0 | 0 | 0 | 0 | 0 | 0 | 0 | 0 | 0 | 0 | 0 | 0 | 0 | 0 | 0 | 0 | 0 | 0 | 0 | 0 | 0 | 0 | 0 | 0 | 0 | 0
F3_Industrial_Stone, Clay, and Glass_New_Process_Natural Gas_Process Boiler_E5 | F3 | Industrial | Stone, Clay, and Glass | New | Process | Natural Gas | Process Boiler | E5 | PACT BC Ratio | 0 | 0 | 0 | 0 | 0 | 0 | 0 | 0 | 0 | 0 | 0 | 0 | 0 | 0 | 0 | 0 | 0 | 0 | 0 | 0 | 0 | 0 | 0 | 0 | 0 | 0 | 0 | 0 | 0 | 0
F3_Industrial_Stone, Clay, and Glass_New_Process_Natural Gas_Process Boiler_E6 | F3 | Industrial | Stone, Clay, and Glass | New | Process | Natural Gas | Process Boiler | E6 | PACT BC Ratio | 0 | 0 | 0 | 0 | 0 | 0 | 0 | 0 | 0 | 0 | 0 | 0 | 0 | 0 | 0 | 0 | 0 | 0 | 0 | 0 | 0 | 0 | 0 | 0 | 0 | 0 | 0 | 0 | 0 | 0
F3_Industrial_Stone, Clay, and Glass_New_Process_Natural Gas_Process Boiler_E7 | F3 | Industrial | Stone, Clay, and Glass | New | Process | Natural Gas | Process Boiler | E7 | PACT BC Ratio | 0 | 0 | 0 | 0 | 0 | 0 | 0 | 0 | 0 | 0 | 0 | 0 | 0 | 0 | 0 | 0 | 0 | 0 | 0 | 0 | 0 | 0 | 0 | 0 | 0 | 0 | 0 | 0 | 0 | 0
F3_Industrial_Stone, Clay, and Glass_New_Process_Natural Gas_Process Boiler_E8 | F3 | Industrial | Stone, Clay, and Glass | New | Process | Natural Gas | Process Boiler | E8 | PACT BC Ratio | 0 | 0 | 0 | 0 | 0 | 0 | 0 | 0 | 0 | 0 | 0 | 0 | 0 | 0 | 0 | 0 | 0 | 0 | 0 | 0 | 0 | 0 | 0 | 0 | 0 | 0 | 0 | 0 | 0 | 0
F3_Industrial_Stone, Clay, and Glass_New_Process_Natural Gas_Process Boiler_E9 | F3 | Industrial | Stone, Clay, and Glass | New | Process | Natural Gas | Process Boiler | E9 | PACT BC Ratio | 0 | 0 | 0 | 0 | 0 | 0 | 0 | 0 | 0 | 0 | 0 | 0 | 0 | 0 | 0 | 0 | 0 | 0 | 0 | 0 | 0 | 0 | 0 | 0 | 0 | 0 | 0 | 0 | 0 | 0
F3_Industrial_Stone, Clay, and Glass_New_Process_Natural Gas_Process Boiler_E10 | F3 | Industrial | Stone, Clay, and Glass | New | Process | Natural Gas | Process Boiler | E10 | PACT BC Ratio | 0 | 0 | 0 | 0 | 0 | 0 | 0 | 0 | 0 | 0 | 0 | 0 | 0 | 0 | 0 | 0 | 0 | 0 | 0 | 0 | 0 | 0 | 0 | 0 | 0 | 0 | 0 | 0 | 0 | 0
F4_Industrial_Stone, Clay, and Glass_New_Process_Natural Gas_Process Boiler_E1 | F4 | Industrial | Stone, Clay, and Glass | New | Process | Natural Gas | Process Boiler | E1 | PCT BC Ratio | 0.9 | 0.9 | 0.9 | 0.9 | 0.9 | 0.9 | 0.9 | 0.9 | 0.9 | 0.9 | 0.9 | 0.9 | 0.9 | 0.9 | 0.9 | 0.9 | 0.9 | 0.9 | 0.9 | 0.9 | 0.9 | 0.9 | 0 | 0 | 0 | 0 | 0 | 0 | 0 | 0
F4_Industrial_Stone, Clay, and Glass_New_Process_Natural Gas_Process Boiler_E2 | F4 | Industrial | Stone, Clay, and Glass | New | Process | Natural Gas | Process Boiler | E2 | PCT BC Ratio | 0 | 0 | 0 | 0 | 0 | 0 | 0 | 0 | 0 | 0 | 0 | 0 | 0 | 0 | 0 | 0 | 0 | 0 | 0 | 0 | 0 | 0 | 0 | 0 | 0 | 0 | 0 | 0 | 0 | 0
F4_Industrial_Stone, Clay, and Glass_New_Process_Natural Gas_Process Boiler_E3 | F4 | Industrial | Stone, Clay, and Glass | New | Process | Natural Gas | Process Boiler | E3 | PCT BC Ratio | 0 | 0 | 0 | 0 | 0 | 0 | 0 | 0 | 0 | 0 | 0 | 0 | 0 | 0 | 0 | 0 | 0 | 0 | 0 | 0 | 0 | 0 | 0 | 0 | 0 | 0 | 0 | 0 | 0 | 0
F4_Industrial_Stone, Clay, and Glass_New_Process_Natural Gas_Process Boiler_E4 | F4 | Industrial | Stone, Clay, and Glass | New | Process | Natural Gas | Process Boiler | E4 | PCT BC Ratio | 0 | 0 | 0 | 0 | 0 | 0 | 0 | 0 | 0 | 0 | 0 | 0 | 0 | 0 | 0 | 0 | 0 | 0 | 0 | 0 | 0 | 0 | 0 | 0 | 0 | 0 | 0 | 0 | 0 | 0
F4_Industrial_Stone, Clay, and Glass_New_Process_Natural Gas_Process Boiler_E5 | F4 | Industrial | Stone, Clay, and Glass | New | Process | Natural Gas | Process Boiler | E5 | PCT BC Ratio | 0 | 0 | 0 | 0 | 0 | 0 | 0 | 0 | 0 | 0 | 0 | 0 | 0 | 0 | 0 | 0 | 0 | 0 | 0 | 0 | 0 | 0 | 0 | 0 | 0 | 0 | 0 | 0 | 0 | 0
F4_Industrial_Stone, Clay, and Glass_New_Process_Natural Gas_Process Boiler_E6 | F4 | Industrial | Stone, Clay, and Glass | New | Process | Natural Gas | Process Boiler | E6 | PCT BC Ratio | 0 | 0 | 0 | 0 | 0 | 0 | 0 | 0 | 0 | 0 | 0 | 0 | 0 | 0 | 0 | 0 | 0 | 0 | 0 | 0 | 0 | 0 | 0 | 0 | 0 | 0 | 0 | 0 | 0 | 0
F4_Industrial_Stone, Clay, and Glass_New_Process_Natural Gas_Process Boiler_E7 | F4 | Industrial | Stone, Clay, and Glass | New | Process | Natural Gas | Process Boiler | E7 | PCT BC Ratio | 0 | 0 | 0 | 0 | 0 | 0 | 0 | 0 | 0 | 0 | 0 | 0 | 0 | 0 | 0 | 0 | 0 | 0 | 0 | 0 | 0 | 0 | 0 | 0 | 0 | 0 | 0 | 0 | 0 | 0
F4_Industrial_Stone, Clay, and Glass_New_Process_Natural Gas_Process Boiler_E8 | F4 | Industrial | Stone, Clay, and Glass | New | Process | Natural Gas | Process Boiler | E8 | PCT BC Ratio | 0 | 0 | 0 | 0 | 0 | 0 | 0 | 0 | 0 | 0 | 0 | 0 | 0 | 0 | 0 | 0 | 0 | 0 | 0 | 0 | 0 | 0 | 0 | 0 | 0 | 0 | 0 | 0 | 0 | 0
F4_Industrial_Stone, Clay, and Glass_New_Process_Natural Gas_Process Boiler_E9 | F4 | Industrial | Stone, Clay, and Glass | New | Process | Natural Gas | Process Boiler | E9 | PCT BC Ratio | 0 | 0 | 0 | 0 | 0 | 0 | 0 | 0 | 0 | 0 | 0 | 0 | 0 | 0 | 0 | 0 | 0 | 0 | 0 | 0 | 0 | 0 | 0 | 0 | 0 | 0 | 0 | 0 | 0 | 0
F4_Industrial_Stone, Clay, and Glass_New_Process_Natural Gas_Process Boiler_E10 | F4 | Industrial | Stone, Clay, and Glass | New | Process | Natural Gas | Process Boiler | E10 | PCT BC Ratio | 0 | 0 | 0 | 0 | 0 | 0 | 0 | 0 | 0 | 0 | 0 | 0 | 0 | 0 | 0 | 0 | 0 | 0 | 0 | 0 | 0 | 0 | 0 | 0 | 0 | 0 | 0 | 0 | 0 | 0
F5_Industrial_Stone, Clay, and Glass_New_Process_Natural Gas_Process Boiler_E1 | F5 | Industrial | Stone, Clay, and Glass | New | Process | Natural Gas | Process Boiler | E1 | RIM BC Ratio | 0.9 | 0.9 | 0.9 | 0.9 | 0.9 | 0.9 | 0.9 | 0.9 | 0.9 | 0.9 | 0.9 | 0.9 | 0.9 | 0.9 | 0.9 | 0.9 | 0.9 | 0.9 | 0.9 | 0.9 | 0.9 | 0.9 | 0 | 0 | 0 | 0 | 0 | 0 | 0 | 0
F5_Industrial_Stone, Clay, and Glass_New_Process_Natural Gas_Process Boiler_E2 | F5 | Industrial | Stone, Clay, and Glass | New | Process | Natural Gas | Process Boiler | E2 | RIM BC Ratio | 0 | 0 | 0 | 0 | 0 | 0 | 0 | 0 | 0 | 0 | 0 | 0 | 0 | 0 | 0 | 0 | 0 | 0 | 0 | 0 | 0 | 0 | 0 | 0 | 0 | 0 | 0 | 0 | 0 | 0
F5_Industrial_Stone, Clay, and Glass_New_Process_Natural Gas_Process Boiler_E3 | F5 | Industrial | Stone, Clay, and Glass | New | Process | Natural Gas | Process Boiler | E3 | RIM BC Ratio | 0 | 0 | 0 | 0 | 0 | 0 | 0 | 0 | 0 | 0 | 0 | 0 | 0 | 0 | 0 | 0 | 0 | 0 | 0 | 0 | 0 | 0 | 0 | 0 | 0 | 0 | 0 | 0 | 0 | 0
F5_Industrial_Stone, Clay, and Glass_New_Process_Natural Gas_Process Boiler_E4 | F5 | Industrial | Stone, Clay, and Glass | New | Process | Natural Gas | Process Boiler | E4 | RIM BC Ratio | 0 | 0 | 0 | 0 | 0 | 0 | 0 | 0 | 0 | 0 | 0 | 0 | 0 | 0 | 0 | 0 | 0 | 0 | 0 | 0 | 0 | 0 | 0 | 0 | 0 | 0 | 0 | 0 | 0 | 0
F5_Industrial_Stone, Clay, and Glass_New_Process_Natural Gas_Process Boiler_E5 | F5 | Industrial | Stone, Clay, and Glass | New | Process | Natural Gas | Process Boiler | E5 | RIM BC Ratio | 0 | 0 | 0 | 0 | 0 | 0 | 0 | 0 | 0 | 0 | 0 | 0 | 0 | 0 | 0 | 0 | 0 | 0 | 0 | 0 | 0 | 0 | 0 | 0 | 0 | 0 | 0 | 0 | 0 | 0
F5_Industrial_Stone, Clay, and Glass_New_Process_Natural Gas_Process Boiler_E6 | F5 | Industrial | Stone, Clay, and Glass | New | Process | Natural Gas | Process Boiler | E6 | RIM BC Ratio | 0 | 0 | 0 | 0 | 0 | 0 | 0 | 0 | 0 | 0 | 0 | 0 | 0 | 0 | 0 | 0 | 0 | 0 | 0 | 0 | 0 | 0 | 0 | 0 | 0 | 0 | 0 | 0 | 0 | 0
F5_Industrial_Stone, Clay, and Glass_New_Process_Natural Gas_Process Boiler_E7 | F5 | Industrial | Stone, Clay, and Glass | New | Process | Natural Gas | Process Boiler | E7 | RIM BC Ratio | 0 | 0 | 0 | 0 | 0 | 0 | 0 | 0 | 0 | 0 | 0 | 0 | 0 | 0 | 0 | 0 | 0 | 0 | 0 | 0 | 0 | 0 | 0 | 0 | 0 | 0 | 0 | 0 | 0 | 0
F5_Industrial_Stone, Clay, and Glass_New_Process_Natural Gas_Process Boiler_E8 | F5 | Industrial | Stone, Clay, and Glass | New | Process | Natural Gas | Process Boiler | E8 | RIM BC Ratio | 0 | 0 | 0 | 0 | 0 | 0 | 0 | 0 | 0 | 0 | 0 | 0 | 0 | 0 | 0 | 0 | 0 | 0 | 0 | 0 | 0 | 0 | 0 | 0 | 0 | 0 | 0 | 0 | 0 | 0
F5_Industrial_Stone, Clay, and Glass_New_Process_Natural Gas_Process Boiler_E9 | F5 | Industrial | Stone, Clay, and Glass | New | Process | Natural Gas | Process Boiler | E9 | RIM BC Ratio | 0 | 0 | 0 | 0 | 0 | 0 | 0 | 0 | 0 | 0 | 0 | 0 | 0 | 0 | 0 | 0 | 0 | 0 | 0 | 0 | 0 | 0 | 0 | 0 | 0 | 0 | 0 | 0 | 0 | 0
F5_Industrial_Stone, Clay, and Glass_New_Process_Natural Gas_Process Boiler_E10 | F5 | Industrial | Stone, Clay, and Glass | New | Process | Natural Gas | Process Boiler | E10 | RIM BC Ratio | 0 | 0 | 0 | 0 | 0 | 0 | 0 | 0 | 0 | 0 | 0 | 0 | 0 | 0 | 0 | 0 | 0 | 0 | 0 | 0 | 0 | 0 | 0 | 0 | 0 | 0 | 0 | 0 | 0 | 0
F0_Industrial_Stone, Clay, and Glass_New_Process_Natural Gas_Process Heating_E0 | F0 | Industrial | Stone, Clay, and Glass | New | Process | Natural Gas | Process Heating | E0 | Economic Unit | Standard | Standard | Standard | Standard | Standard | Standard | Standard | Standard | Standard | Standard | Standard | Standard | Standard | Standard | Standard | Standard | Standard | Standard | Standard | Standard | Standard | Standard | 0 | 0 | 0 | 0 | 0 | 0 | 0 | 0
F1_Industrial_Stone, Clay, and Glass_New_Process_Natural Gas_Process Heating_E1 | F1 | Industrial | Stone, Clay, and Glass | New | Process | Natural Gas | Process Heating | E1 | CCE | 0 | 0 | 0 | 0 | 0 | 0 | 0 | 0 | 0 | 0 | 0 | 0 | 0 | 0 | 0 | 0 | 0 | 0 | 0 | 0 | 0 | 0 | 0 | 0 | 0 | 0 | 0 | 0 | 0 | 0
F1_Industrial_Stone, Clay, and Glass_New_Process_Natural Gas_Process Heating_E2 | F1 | Industrial | Stone, Clay, and Glass | New | Process | Natural Gas | Process Heating | E2 | CCE | 0 | 0 | 0 | 0 | 0 | 0 | 0 | 0 | 0 | 0 | 0 | 0 | 0 | 0 | 0 | 0 | 0 | 0 | 0 | 0 | 0 | 0 | 0 | 0 | 0 | 0 | 0 | 0 | 0 | 0
F1_Industrial_Stone, Clay, and Glass_New_Process_Natural Gas_Process Heating_E3 | F1 | Industrial | Stone, Clay, and Glass | New | Process | Natural Gas | Process Heating | E3 | CCE | 0 | 0 | 0 | 0 | 0 | 0 | 0 | 0 | 0 | 0 | 0 | 0 | 0 | 0 | 0 | 0 | 0 | 0 | 0 | 0 | 0 | 0 | 0 | 0 | 0 | 0 | 0 | 0 | 0 | 0
F1_Industrial_Stone, Clay, and Glass_New_Process_Natural Gas_Process Heating_E4 | F1 | Industrial | Stone, Clay, and Glass | New | Process | Natural Gas | Process Heating | E4 | CCE | 0 | 0 | 0 | 0 | 0 | 0 | 0 | 0 | 0 | 0 | 0 | 0 | 0 | 0 | 0 | 0 | 0 | 0 | 0 | 0 | 0 | 0 | 0 | 0 | 0 | 0 | 0 | 0 | 0 | 0
F1_Industrial_Stone, Clay, and Glass_New_Process_Natural Gas_Process Heating_E5 | F1 | Industrial | Stone, Clay, and Glass | New | Process | Natural Gas | Process Heating | E5 | CCE | 0 | 0 | 0 | 0 | 0 | 0 | 0 | 0 | 0 | 0 | 0 | 0 | 0 | 0 | 0 | 0 | 0 | 0 | 0 | 0 | 0 | 0 | 0 | 0 | 0 | 0 | 0 | 0 | 0 | 0
F1_Industrial_Stone, Clay, and Glass_New_Process_Natural Gas_Process Heating_E6 | F1 | Industrial | Stone, Clay, and Glass | New | Process | Natural Gas | Process Heating | E6 | CCE | 0 | 0 | 0 | 0 | 0 | 0 | 0 | 0 | 0 | 0 | 0 | 0 | 0 | 0 | 0 | 0 | 0 | 0 | 0 | 0 | 0 | 0 | 0 | 0 | 0 | 0 | 0 | 0 | 0 | 0
F1_Industrial_Stone, Clay, and Glass_New_Process_Natural Gas_Process Heating_E7 | F1 | Industrial | Stone, Clay, and Glass | New | Process | Natural Gas | Process Heating | E7 | CCE | 0 | 0 | 0 | 0 | 0 | 0 | 0 | 0 | 0 | 0 | 0 | 0 | 0 | 0 | 0 | 0 | 0 | 0 | 0 | 0 | 0 | 0 | 0 | 0 | 0 | 0 | 0 | 0 | 0 | 0
F1_Industrial_Stone, Clay, and Glass_New_Process_Natural Gas_Process Heating_E8 | F1 | Industrial | Stone, Clay, and Glass | New | Process | Natural Gas | Process Heating | E8 | CCE | 0 | 0 | 0 | 0 | 0 | 0 | 0 | 0 | 0 | 0 | 0 | 0 | 0 | 0 | 0 | 0 | 0 | 0 | 0 | 0 | 0 | 0 | 0 | 0 | 0 | 0 | 0 | 0 | 0 | 0
F1_Industrial_Stone, Clay, and Glass_New_Process_Natural Gas_Process Heating_E9 | F1 | Industrial | Stone, Clay, and Glass | New | Process | Natural Gas | Process Heating | E9 | CCE | 0 | 0 | 0 | 0 | 0 | 0 | 0 | 0 | 0 | 0 | 0 | 0 | 0 | 0 | 0 | 0 | 0 | 0 | 0 | 0 | 0 | 0 | 0 | 0 | 0 | 0 | 0 | 0 | 0 | 0
F1_Industrial_Stone, Clay, and Glass_New_Process_Natural Gas_Process Heating_E10 | F1 | Industrial | Stone, Clay, and Glass | New | Process | Natural Gas | Process Heating | E10 | CCE | 0 | 0 | 0 | 0 | 0 | 0 | 0 | 0 | 0 | 0 | 0 | 0 | 0 | 0 | 0 | 0 | 0 | 0 | 0 | 0 | 0 | 0 | 0 | 0 | 0 | 0 | 0 | 0 | 0 | 0
F2_Industrial_Stone, Clay, and Glass_New_Process_Natural Gas_Process Heating_E1 | F2 | Industrial | Stone, Clay, and Glass | New | Process | Natural Gas | Process Heating | E1 | TRC BC Ratio | 0.9 | 0.9 | 0.9 | 0.9 | 0.9 | 0.9 | 0.9 | 0.9 | 0.9 | 0.9 | 0.9 | 0.9 | 0.9 | 0.9 | 0.9 | 0.9 | 0.9 | 0.9 | 0.9 | 0.9 | 0.9 | 0.9 | 0 | 0 | 0 | 0 | 0 | 0 | 0 | 0
F2_Industrial_Stone, Clay, and Glass_New_Process_Natural Gas_Process Heating_E2 | F2 | Industrial | Stone, Clay, and Glass | New | Process | Natural Gas | Process Heating | E2 | TRC BC Ratio | 0 | 0 | 0 | 0 | 0 | 0 | 0 | 0 | 0 | 0 | 0 | 0 | 0 | 0 | 0 | 0 | 0 | 0 | 0 | 0 | 0 | 0 | 0 | 0 | 0 | 0 | 0 | 0 | 0 | 0
F2_Industrial_Stone, Clay, and Glass_New_Process_Natural Gas_Process Heating_E3 | F2 | Industrial | Stone, Clay, and Glass | New | Process | Natural Gas | Process Heating | E3 | TRC BC Ratio | 0 | 0 | 0 | 0 | 0 | 0 | 0 | 0 | 0 | 0 | 0 | 0 | 0 | 0 | 0 | 0 | 0 | 0 | 0 | 0 | 0 | 0 | 0 | 0 | 0 | 0 | 0 | 0 | 0 | 0
F2_Industrial_Stone, Clay, and Glass_New_Process_Natural Gas_Process Heating_E4 | F2 | Industrial | Stone, Clay, and Glass | New | Process | Natural Gas | Process Heating | E4 | TRC BC Ratio | 0 | 0 | 0 | 0 | 0 | 0 | 0 | 0 | 0 | 0 | 0 | 0 | 0 | 0 | 0 | 0 | 0 | 0 | 0 | 0 | 0 | 0 | 0 | 0 | 0 | 0 | 0 | 0 | 0 | 0
F2_Industrial_Stone, Clay, and Glass_New_Process_Natural Gas_Process Heating_E5 | F2 | Industrial | Stone, Clay, and Glass | New | Process | Natural Gas | Process Heating | E5 | TRC BC Ratio | 0 | 0 | 0 | 0 | 0 | 0 | 0 | 0 | 0 | 0 | 0 | 0 | 0 | 0 | 0 | 0 | 0 | 0 | 0 | 0 | 0 | 0 | 0 | 0 | 0 | 0 | 0 | 0 | 0 | 0
F2_Industrial_Stone, Clay, and Glass_New_Process_Natural Gas_Process Heating_E6 | F2 | Industrial | Stone, Clay, and Glass | New | Process | Natural Gas | Process Heating | E6 | TRC BC Ratio | 0 | 0 | 0 | 0 | 0 | 0 | 0 | 0 | 0 | 0 | 0 | 0 | 0 | 0 | 0 | 0 | 0 | 0 | 0 | 0 | 0 | 0 | 0 | 0 | 0 | 0 | 0 | 0 | 0 | 0
F2_Industrial_Stone, Clay, and Glass_New_Process_Natural Gas_Process Heating_E7 | F2 | Industrial | Stone, Clay, and Glass | New | Process | Natural Gas | Process Heating | E7 | TRC BC Ratio | 0 | 0 | 0 | 0 | 0 | 0 | 0 | 0 | 0 | 0 | 0 | 0 | 0 | 0 | 0 | 0 | 0 | 0 | 0 | 0 | 0 | 0 | 0 | 0 | 0 | 0 | 0 | 0 | 0 | 0
F2_Industrial_Stone, Clay, and Glass_New_Process_Natural Gas_Process Heating_E8 | F2 | Industrial | Stone, Clay, and Glass | New | Process | Natural Gas | Process Heating | E8 | TRC BC Ratio | 0 | 0 | 0 | 0 | 0 | 0 | 0 | 0 | 0 | 0 | 0 | 0 | 0 | 0 | 0 | 0 | 0 | 0 | 0 | 0 | 0 | 0 | 0 | 0 | 0 | 0 | 0 | 0 | 0 | 0
F2_Industrial_Stone, Clay, and Glass_New_Process_Natural Gas_Process Heating_E9 | F2 | Industrial | Stone, Clay, and Glass | New | Process | Natural Gas | Process Heating | E9 | TRC BC Ratio | 0 | 0 | 0 | 0 | 0 | 0 | 0 | 0 | 0 | 0 | 0 | 0 | 0 | 0 | 0 | 0 | 0 | 0 | 0 | 0 | 0 | 0 | 0 | 0 | 0 | 0 | 0 | 0 | 0 | 0
F2_Industrial_Stone, Clay, and Glass_New_Process_Natural Gas_Process Heating_E10 | F2 | Industrial | Stone, Clay, and Glass | New | Process | Natural Gas | Process Heating | E10 | TRC BC Ratio | 0 | 0 | 0 | 0 | 0 | 0 | 0 | 0 | 0 | 0 | 0 | 0 | 0 | 0 | 0 | 0 | 0 | 0 | 0 | 0 | 0 | 0 | 0 | 0 | 0 | 0 | 0 | 0 | 0 | 0
F3_Industrial_Stone, Clay, and Glass_New_Process_Natural Gas_Process Heating_E1 | F3 | Industrial | Stone, Clay, and Glass | New | Process | Natural Gas | Process Heating | E1 | PACT BC Ratio | 0.9 | 0.9 | 0.9 | 0.9 | 0.9 | 0.9 | 0.9 | 0.9 | 0.9 | 0.9 | 0.9 | 0.9 | 0.9 | 0.9 | 0.9 | 0.9 | 0.9 | 0.9 | 0.9 | 0.9 | 0.9 | 0.9 | 0 | 0 | 0 | 0 | 0 | 0 | 0 | 0
F3_Industrial_Stone, Clay, and Glass_New_Process_Natural Gas_Process Heating_E2 | F3 | Industrial | Stone, Clay, and Glass | New | Process | Natural Gas | Process Heating | E2 | PACT BC Ratio | 0 | 0 | 0 | 0 | 0 | 0 | 0 | 0 | 0 | 0 | 0 | 0 | 0 | 0 | 0 | 0 | 0 | 0 | 0 | 0 | 0 | 0 | 0 | 0 | 0 | 0 | 0 | 0 | 0 | 0
F3_Industrial_Stone, Clay, and Glass_New_Process_Natural Gas_Process Heating_E3 | F3 | Industrial | Stone, Clay, and Glass | New | Process | Natural Gas | Process Heating | E3 | PACT BC Ratio | 0 | 0 | 0 | 0 | 0 | 0 | 0 | 0 | 0 | 0 | 0 | 0 | 0 | 0 | 0 | 0 | 0 | 0 | 0 | 0 | 0 | 0 | 0 | 0 | 0 | 0 | 0 | 0 | 0 | 0
F3_Industrial_Stone, Clay, and Glass_New_Process_Natural Gas_Process Heating_E4 | F3 | Industrial | Stone, Clay, and Glass | New | Process | Natural Gas | Process Heating | E4 | PACT BC Ratio | 0 | 0 | 0 | 0 | 0 | 0 | 0 | 0 | 0 | 0 | 0 | 0 | 0 | 0 | 0 | 0 | 0 | 0 | 0 | 0 | 0 | 0 | 0 | 0 | 0 | 0 | 0 | 0 | 0 | 0
F3_Industrial_Stone, Clay, and Glass_New_Process_Natural Gas_Process Heating_E5 | F3 | Industrial | Stone, Clay, and Glass | New | Process | Natural Gas | Process Heating | E5 | PACT BC Ratio | 0 | 0 | 0 | 0 | 0 | 0 | 0 | 0 | 0 | 0 | 0 | 0 | 0 | 0 | 0 | 0 | 0 | 0 | 0 | 0 | 0 | 0 | 0 | 0 | 0 | 0 | 0 | 0 | 0 | 0
F3_Industrial_Stone, Clay, and Glass_New_Process_Natural Gas_Process Heating_E6 | F3 | Industrial | Stone, Clay, and Glass | New | Process | Natural Gas | Process Heating | E6 | PACT BC Ratio | 0 | 0 | 0 | 0 | 0 | 0 | 0 | 0 | 0 | 0 | 0 | 0 | 0 | 0 | 0 | 0 | 0 | 0 | 0 | 0 | 0 | 0 | 0 | 0 | 0 | 0 | 0 | 0 | 0 | 0
F3_Industrial_Stone, Clay, and Glass_New_Process_Natural Gas_Process Heating_E7 | F3 | Industrial | Stone, Clay, and Glass | New | Process | Natural Gas | Process Heating | E7 | PACT BC Ratio | 0 | 0 | 0 | 0 | 0 | 0 | 0 | 0 | 0 | 0 | 0 | 0 | 0 | 0 | 0 | 0 | 0 | 0 | 0 | 0 | 0 | 0 | 0 | 0 | 0 | 0 | 0 | 0 | 0 | 0
F3_Industrial_Stone, Clay, and Glass_New_Process_Natural Gas_Process Heating_E8 | F3 | Industrial | Stone, Clay, and Glass | New | Process | Natural Gas | Process Heating | E8 | PACT BC Ratio | 0 | 0 | 0 | 0 | 0 | 0 | 0 | 0 | 0 | 0 | 0 | 0 | 0 | 0 | 0 | 0 | 0 | 0 | 0 | 0 | 0 | 0 | 0 | 0 | 0 | 0 | 0 | 0 | 0 | 0
F3_Industrial_Stone, Clay, and Glass_New_Process_Natural Gas_Process Heating_E9 | F3 | Industrial | Stone, Clay, and Glass | New | Process | Natural Gas | Process Heating | E9 | PACT BC Ratio | 0 | 0 | 0 | 0 | 0 | 0 | 0 | 0 | 0 | 0 | 0 | 0 | 0 | 0 | 0 | 0 | 0 | 0 | 0 | 0 | 0 | 0 | 0 | 0 | 0 | 0 | 0 | 0 | 0 | 0
F3_Industrial_Stone, Clay, and Glass_New_Process_Natural Gas_Process Heating_E10 | F3 | Industrial | Stone, Clay, and Glass | New | Process | Natural Gas | Process Heating | E10 | PACT BC Ratio | 0 | 0 | 0 | 0 | 0 | 0 | 0 | 0 | 0 | 0 | 0 | 0 | 0 | 0 | 0 | 0 | 0 | 0 | 0 | 0 | 0 | 0 | 0 | 0 | 0 | 0 | 0 | 0 | 0 | 0
F4_Industrial_Stone, Clay, and Glass_New_Process_Natural Gas_Process Heating_E1 | F4 | Industrial | Stone, Clay, and Glass | New | Process | Natural Gas | Process Heating | E1 | PCT BC Ratio | 0.9 | 0.9 | 0.9 | 0.9 | 0.9 | 0.9 | 0.9 | 0.9 | 0.9 | 0.9 | 0.9 | 0.9 | 0.9 | 0.9 | 0.9 | 0.9 | 0.9 | 0.9 | 0.9 | 0.9 | 0.9 | 0.9 | 0 | 0 | 0 | 0 | 0 | 0 | 0 | 0
F4_Industrial_Stone, Clay, and Glass_New_Process_Natural Gas_Process Heating_E2 | F4 | Industrial | Stone, Clay, and Glass | New | Process | Natural Gas | Process Heating | E2 | PCT BC Ratio | 0 | 0 | 0 | 0 | 0 | 0 | 0 | 0 | 0 | 0 | 0 | 0 | 0 | 0 | 0 | 0 | 0 | 0 | 0 | 0 | 0 | 0 | 0 | 0 | 0 | 0 | 0 | 0 | 0 | 0
F4_Industrial_Stone, Clay, and Glass_New_Process_Natural Gas_Process Heating_E3 | F4 | Industrial | Stone, Clay, and Glass | New | Process | Natural Gas | Process Heating | E3 | PCT BC Ratio | 0 | 0 | 0 | 0 | 0 | 0 | 0 | 0 | 0 | 0 | 0 | 0 | 0 | 0 | 0 | 0 | 0 | 0 | 0 | 0 | 0 | 0 | 0 | 0 | 0 | 0 | 0 | 0 | 0 | 0
F4_Industrial_Stone, Clay, and Glass_New_Process_Natural Gas_Process Heating_E4 | F4 | Industrial | Stone, Clay, and Glass | New | Process | Natural Gas | Process Heating | E4 | PCT BC Ratio | 0 | 0 | 0 | 0 | 0 | 0 | 0 | 0 | 0 | 0 | 0 | 0 | 0 | 0 | 0 | 0 | 0 | 0 | 0 | 0 | 0 | 0 | 0 | 0 | 0 | 0 | 0 | 0 | 0 | 0
F4_Industrial_Stone, Clay, and Glass_New_Process_Natural Gas_Process Heating_E5 | F4 | Industrial | Stone, Clay, and Glass | New | Process | Natural Gas | Process Heating | E5 | PCT BC Ratio | 0 | 0 | 0 | 0 | 0 | 0 | 0 | 0 | 0 | 0 | 0 | 0 | 0 | 0 | 0 | 0 | 0 | 0 | 0 | 0 | 0 | 0 | 0 | 0 | 0 | 0 | 0 | 0 | 0 | 0
F4_Industrial_Stone, Clay, and Glass_New_Process_Natural Gas_Process Heating_E6 | F4 | Industrial | Stone, Clay, and Glass | New | Process | Natural Gas | Process Heating | E6 | PCT BC Ratio | 0 | 0 | 0 | 0 | 0 | 0 | 0 | 0 | 0 | 0 | 0 | 0 | 0 | 0 | 0 | 0 | 0 | 0 | 0 | 0 | 0 | 0 | 0 | 0 | 0 | 0 | 0 | 0 | 0 | 0
F4_Industrial_Stone, Clay, and Glass_New_Process_Natural Gas_Process Heating_E7 | F4 | Industrial | Stone, Clay, and Glass | New | Process | Natural Gas | Process Heating | E7 | PCT BC Ratio | 0 | 0 | 0 | 0 | 0 | 0 | 0 | 0 | 0 | 0 | 0 | 0 | 0 | 0 | 0 | 0 | 0 | 0 | 0 | 0 | 0 | 0 | 0 | 0 | 0 | 0 | 0 | 0 | 0 | 0
F4_Industrial_Stone, Clay, and Glass_New_Process_Natural Gas_Process Heating_E8 | F4 | Industrial | Stone, Clay, and Glass | New | Process | Natural Gas | Process Heating | E8 | PCT BC Ratio | 0 | 0 | 0 | 0 | 0 | 0 | 0 | 0 | 0 | 0 | 0 | 0 | 0 | 0 | 0 | 0 | 0 | 0 | 0 | 0 | 0 | 0 | 0 | 0 | 0 | 0 | 0 | 0 | 0 | 0
F4_Industrial_Stone, Clay, and Glass_New_Process_Natural Gas_Process Heating_E9 | F4 | Industrial | Stone, Clay, and Glass | New | Process | Natural Gas | Process Heating | E9 | PCT BC Ratio | 0 | 0 | 0 | 0 | 0 | 0 | 0 | 0 | 0 | 0 | 0 | 0 | 0 | 0 | 0 | 0 | 0 | 0 | 0 | 0 | 0 | 0 | 0 | 0 | 0 | 0 | 0 | 0 | 0 | 0
F4_Industrial_Stone, Clay, and Glass_New_Process_Natural Gas_Process Heating_E10 | F4 | Industrial | Stone, Clay, and Glass | New | Process | Natural Gas | Process Heating | E10 | PCT BC Ratio | 0 | 0 | 0 | 0 | 0 | 0 | 0 | 0 | 0 | 0 | 0 | 0 | 0 | 0 | 0 | 0 | 0 | 0 | 0 | 0 | 0 | 0 | 0 | 0 | 0 | 0 | 0 | 0 | 0 | 0
F5_Industrial_Stone, Clay, and Glass_New_Process_Natural Gas_Process Heating_E1 | F5 | Industrial | Stone, Clay, and Glass | New | Process | Natural Gas | Process Heating | E1 | RIM BC Ratio | 0.9 | 0.9 | 0.9 | 0.9 | 0.9 | 0.9 | 0.9 | 0.9 | 0.9 | 0.9 | 0.9 | 0.9 | 0.9 | 0.9 | 0.9 | 0.9 | 0.9 | 0.9 | 0.9 | 0.9 | 0.9 | 0.9 | 0 | 0 | 0 | 0 | 0 | 0 | 0 | 0
F5_Industrial_Stone, Clay, and Glass_New_Process_Natural Gas_Process Heating_E2 | F5 | Industrial | Stone, Clay, and Glass | New | Process | Natural Gas | Process Heating | E2 | RIM BC Ratio | 0 | 0 | 0 | 0 | 0 | 0 | 0 | 0 | 0 | 0 | 0 | 0 | 0 | 0 | 0 | 0 | 0 | 0 | 0 | 0 | 0 | 0 | 0 | 0 | 0 | 0 | 0 | 0 | 0 | 0
F5_Industrial_Stone, Clay, and Glass_New_Process_Natural Gas_Process Heating_E3 | F5 | Industrial | Stone, Clay, and Glass | New | Process | Natural Gas | Process Heating | E3 | RIM BC Ratio | 0 | 0 | 0 | 0 | 0 | 0 | 0 | 0 | 0 | 0 | 0 | 0 | 0 | 0 | 0 | 0 | 0 | 0 | 0 | 0 | 0 | 0 | 0 | 0 | 0 | 0 | 0 | 0 | 0 | 0
F5_Industrial_Stone, Clay, and Glass_New_Process_Natural Gas_Process Heating_E4 | F5 | Industrial | Stone, Clay, and Glass | New | Process | Natural Gas | Process Heating | E4 | RIM BC Ratio | 0 | 0 | 0 | 0 | 0 | 0 | 0 | 0 | 0 | 0 | 0 | 0 | 0 | 0 | 0 | 0 | 0 | 0 | 0 | 0 | 0 | 0 | 0 | 0 | 0 | 0 | 0 | 0 | 0 | 0
F5_Industrial_Stone, Clay, and Glass_New_Process_Natural Gas_Process Heating_E5 | F5 | Industrial | Stone, Clay, and Glass | New | Process | Natural Gas | Process Heating | E5 | RIM BC Ratio | 0 | 0 | 0 | 0 | 0 | 0 | 0 | 0 | 0 | 0 | 0 | 0 | 0 | 0 | 0 | 0 | 0 | 0 | 0 | 0 | 0 | 0 | 0 | 0 | 0 | 0 | 0 | 0 | 0 | 0
F5_Industrial_Stone, Clay, and Glass_New_Process_Natural Gas_Process Heating_E6 | F5 | Industrial | Stone, Clay, and Glass | New | Process | Natural Gas | Process Heating | E6 | RIM BC Ratio | 0 | 0 | 0 | 0 | 0 | 0 | 0 | 0 | 0 | 0 | 0 | 0 | 0 | 0 | 0 | 0 | 0 | 0 | 0 | 0 | 0 | 0 | 0 | 0 | 0 | 0 | 0 | 0 | 0 | 0
F5_Industrial_Stone, Clay, and Glass_New_Process_Natural Gas_Process Heating_E7 | F5 | Industrial | Stone, Clay, and Glass | New | Process | Natural Gas | Process Heating | E7 | RIM BC Ratio | 0 | 0 | 0 | 0 | 0 | 0 | 0 | 0 | 0 | 0 | 0 | 0 | 0 | 0 | 0 | 0 | 0 | 0 | 0 | 0 | 0 | 0 | 0 | 0 | 0 | 0 | 0 | 0 | 0 | 0
F5_Industrial_Stone, Clay, and Glass_New_Process_Natural Gas_Process Heating_E8 | F5 | Industrial | Stone, Clay, and Glass | New | Process | Natural Gas | Process Heating | E8 | RIM BC Ratio | 0 | 0 | 0 | 0 | 0 | 0 | 0 | 0 | 0 | 0 | 0 | 0 | 0 | 0 | 0 | 0 | 0 | 0 | 0 | 0 | 0 | 0 | 0 | 0 | 0 | 0 | 0 | 0 | 0 | 0
F5_Industrial_Stone, Clay, and Glass_New_Process_Natural Gas_Process Heating_E9 | F5 | Industrial | Stone, Clay, and Glass | New | Process | Natural Gas | Process Heating | E9 | RIM BC Ratio | 0 | 0 | 0 | 0 | 0 | 0 | 0 | 0 | 0 | 0 | 0 | 0 | 0 | 0 | 0 | 0 | 0 | 0 | 0 | 0 | 0 | 0 | 0 | 0 | 0 | 0 | 0 | 0 | 0 | 0
F5_Industrial_Stone, Clay, and Glass_New_Process_Natural Gas_Process Heating_E10 | F5 | Industrial | Stone, Clay, and Glass | New | Process | Natural Gas | Process Heating | E10 | RIM BC Ratio | 0 | 0 | 0 | 0 | 0 | 0 | 0 | 0 | 0 | 0 | 0 | 0 | 0 | 0 | 0 | 0 | 0 | 0 | 0 | 0 | 0 | 0 | 0 | 0 | 0 | 0 | 0 | 0 | 0 | 0
F0_Industrial_Stone, Clay, and Glass_New_Process_Natural Gas_Process Cooling_E0 | F0 | Industrial | Stone, Clay, and Glass | New | Process | Natural Gas | Process Cooling | E0 | Economic Unit | Standard | Standard | Standard | Standard | Standard | Standard | Standard | Standard | Standard | Standard | Standard | Standard | Standard | Standard | Standard | Standard | Standard | Standard | Standard | Standard | Standard | Standard | 0 | 0 | 0 | 0 | 0 | 0 | 0 | 0
F1_Industrial_Stone, Clay, and Glass_New_Process_Natural Gas_Process Cooling_E1 | F1 | Industrial | Stone, Clay, and Glass | New | Process | Natural Gas | Process Cooling | E1 | CCE | 0 | 0 | 0 | 0 | 0 | 0 | 0 | 0 | 0 | 0 | 0 | 0 | 0 | 0 | 0 | 0 | 0 | 0 | 0 | 0 | 0 | 0 | 0 | 0 | 0 | 0 | 0 | 0 | 0 | 0
F1_Industrial_Stone, Clay, and Glass_New_Process_Natural Gas_Process Cooling_E2 | F1 | Industrial | Stone, Clay, and Glass | New | Process | Natural Gas | Process Cooling | E2 | CCE | 0 | 0 | 0 | 0 | 0 | 0 | 0 | 0 | 0 | 0 | 0 | 0 | 0 | 0 | 0 | 0 | 0 | 0 | 0 | 0 | 0 | 0 | 0 | 0 | 0 | 0 | 0 | 0 | 0 | 0
F1_Industrial_Stone, Clay, and Glass_New_Process_Natural Gas_Process Cooling_E3 | F1 | Industrial | Stone, Clay, and Glass | New | Process | Natural Gas | Process Cooling | E3 | CCE | 0 | 0 | 0 | 0 | 0 | 0 | 0 | 0 | 0 | 0 | 0 | 0 | 0 | 0 | 0 | 0 | 0 | 0 | 0 | 0 | 0 | 0 | 0 | 0 | 0 | 0 | 0 | 0 | 0 | 0
F1_Industrial_Stone, Clay, and Glass_New_Process_Natural Gas_Process Cooling_E4 | F1 | Industrial | Stone, Clay, and Glass | New | Process | Natural Gas | Process Cooling | E4 | CCE | 0 | 0 | 0 | 0 | 0 | 0 | 0 | 0 | 0 | 0 | 0 | 0 | 0 | 0 | 0 | 0 | 0 | 0 | 0 | 0 | 0 | 0 | 0 | 0 | 0 | 0 | 0 | 0 | 0 | 0
F1_Industrial_Stone, Clay, and Glass_New_Process_Natural Gas_Process Cooling_E5 | F1 | Industrial | Stone, Clay, and Glass | New | Process | Natural Gas | Process Cooling | E5 | CCE | 0 | 0 | 0 | 0 | 0 | 0 | 0 | 0 | 0 | 0 | 0 | 0 | 0 | 0 | 0 | 0 | 0 | 0 | 0 | 0 | 0 | 0 | 0 | 0 | 0 | 0 | 0 | 0 | 0 | 0
F1_Industrial_Stone, Clay, and Glass_New_Process_Natural Gas_Process Cooling_E6 | F1 | Industrial | Stone, Clay, and Glass | New | Process | Natural Gas | Process Cooling | E6 | CCE | 0 | 0 | 0 | 0 | 0 | 0 | 0 | 0 | 0 | 0 | 0 | 0 | 0 | 0 | 0 | 0 | 0 | 0 | 0 | 0 | 0 | 0 | 0 | 0 | 0 | 0 | 0 | 0 | 0 | 0
F1_Industrial_Stone, Clay, and Glass_New_Process_Natural Gas_Process Cooling_E7 | F1 | Industrial | Stone, Clay, and Glass | New | Process | Natural Gas | Process Cooling | E7 | CCE | 0 | 0 | 0 | 0 | 0 | 0 | 0 | 0 | 0 | 0 | 0 | 0 | 0 | 0 | 0 | 0 | 0 | 0 | 0 | 0 | 0 | 0 | 0 | 0 | 0 | 0 | 0 | 0 | 0 | 0
F1_Industrial_Stone, Clay, and Glass_New_Process_Natural Gas_Process Cooling_E8 | F1 | Industrial | Stone, Clay, and Glass | New | Process | Natural Gas | Process Cooling | E8 | CCE | 0 | 0 | 0 | 0 | 0 | 0 | 0 | 0 | 0 | 0 | 0 | 0 | 0 | 0 | 0 | 0 | 0 | 0 | 0 | 0 | 0 | 0 | 0 | 0 | 0 | 0 | 0 | 0 | 0 | 0
F1_Industrial_Stone, Clay, and Glass_New_Process_Natural Gas_Process Cooling_E9 | F1 | Industrial | Stone, Clay, and Glass | New | Process | Natural Gas | Process Cooling | E9 | CCE | 0 | 0 | 0 | 0 | 0 | 0 | 0 | 0 | 0 | 0 | 0 | 0 | 0 | 0 | 0 | 0 | 0 | 0 | 0 | 0 | 0 | 0 | 0 | 0 | 0 | 0 | 0 | 0 | 0 | 0
F1_Industrial_Stone, Clay, and Glass_New_Process_Natural Gas_Process Cooling_E10 | F1 | Industrial | Stone, Clay, and Glass | New | Process | Natural Gas | Process Cooling | E10 | CCE | 0 | 0 | 0 | 0 | 0 | 0 | 0 | 0 | 0 | 0 | 0 | 0 | 0 | 0 | 0 | 0 | 0 | 0 | 0 | 0 | 0 | 0 | 0 | 0 | 0 | 0 | 0 | 0 | 0 | 0
F2_Industrial_Stone, Clay, and Glass_New_Process_Natural Gas_Process Cooling_E1 | F2 | Industrial | Stone, Clay, and Glass | New | Process | Natural Gas | Process Cooling | E1 | TRC BC Ratio | 0.9 | 0.9 | 0.9 | 0.9 | 0.9 | 0.9 | 0.9 | 0.9 | 0.9 | 0.9 | 0.9 | 0.9 | 0.9 | 0.9 | 0.9 | 0.9 | 0.9 | 0.9 | 0.9 | 0.9 | 0.9 | 0.9 | 0 | 0 | 0 | 0 | 0 | 0 | 0 | 0
F2_Industrial_Stone, Clay, and Glass_New_Process_Natural Gas_Process Cooling_E2 | F2 | Industrial | Stone, Clay, and Glass | New | Process | Natural Gas | Process Cooling | E2 | TRC BC Ratio | 0 | 0 | 0 | 0 | 0 | 0 | 0 | 0 | 0 | 0 | 0 | 0 | 0 | 0 | 0 | 0 | 0 | 0 | 0 | 0 | 0 | 0 | 0 | 0 | 0 | 0 | 0 | 0 | 0 | 0
F2_Industrial_Stone, Clay, and Glass_New_Process_Natural Gas_Process Cooling_E3 | F2 | Industrial | Stone, Clay, and Glass | New | Process | Natural Gas | Process Cooling | E3 | TRC BC Ratio | 0 | 0 | 0 | 0 | 0 | 0 | 0 | 0 | 0 | 0 | 0 | 0 | 0 | 0 | 0 | 0 | 0 | 0 | 0 | 0 | 0 | 0 | 0 | 0 | 0 | 0 | 0 | 0 | 0 | 0
F2_Industrial_Stone, Clay, and Glass_New_Process_Natural Gas_Process Cooling_E4 | F2 | Industrial | Stone, Clay, and Glass | New | Process | Natural Gas | Process Cooling | E4 | TRC BC Ratio | 0 | 0 | 0 | 0 | 0 | 0 | 0 | 0 | 0 | 0 | 0 | 0 | 0 | 0 | 0 | 0 | 0 | 0 | 0 | 0 | 0 | 0 | 0 | 0 | 0 | 0 | 0 | 0 | 0 | 0
F2_Industrial_Stone, Clay, and Glass_New_Process_Natural Gas_Process Cooling_E5 | F2 | Industrial | Stone, Clay, and Glass | New | Process | Natural Gas | Process Cooling | E5 | TRC BC Ratio | 0 | 0 | 0 | 0 | 0 | 0 | 0 | 0 | 0 | 0 | 0 | 0 | 0 | 0 | 0 | 0 | 0 | 0 | 0 | 0 | 0 | 0 | 0 | 0 | 0 | 0 | 0 | 0 | 0 | 0
F2_Industrial_Stone, Clay, and Glass_New_Process_Natural Gas_Process Cooling_E6 | F2 | Industrial | Stone, Clay, and Glass | New | Process | Natural Gas | Process Cooling | E6 | TRC BC Ratio | 0 | 0 | 0 | 0 | 0 | 0 | 0 | 0 | 0 | 0 | 0 | 0 | 0 | 0 | 0 | 0 | 0 | 0 | 0 | 0 | 0 | 0 | 0 | 0 | 0 | 0 | 0 | 0 | 0 | 0
F2_Industrial_Stone, Clay, and Glass_New_Process_Natural Gas_Process Cooling_E7 | F2 | Industrial | Stone, Clay, and Glass | New | Process | Natural Gas | Process Cooling | E7 | TRC BC Ratio | 0 | 0 | 0 | 0 | 0 | 0 | 0 | 0 | 0 | 0 | 0 | 0 | 0 | 0 | 0 | 0 | 0 | 0 | 0 | 0 | 0 | 0 | 0 | 0 | 0 | 0 | 0 | 0 | 0 | 0
F2_Industrial_Stone, Clay, and Glass_New_Process_Natural Gas_Process Cooling_E8 | F2 | Industrial | Stone, Clay, and Glass | New | Process | Natural Gas | Process Cooling | E8 | TRC BC Ratio | 0 | 0 | 0 | 0 | 0 | 0 | 0 | 0 | 0 | 0 | 0 | 0 | 0 | 0 | 0 | 0 | 0 | 0 | 0 | 0 | 0 | 0 | 0 | 0 | 0 | 0 | 0 | 0 | 0 | 0
F2_Industrial_Stone, Clay, and Glass_New_Process_Natural Gas_Process Cooling_E9 | F2 | Industrial | Stone, Clay, and Glass | New | Process | Natural Gas | Process Cooling | E9 | TRC BC Ratio | 0 | 0 | 0 | 0 | 0 | 0 | 0 | 0 | 0 | 0 | 0 | 0 | 0 | 0 | 0 | 0 | 0 | 0 | 0 | 0 | 0 | 0 | 0 | 0 | 0 | 0 | 0 | 0 | 0 | 0
F2_Industrial_Stone, Clay, and Glass_New_Process_Natural Gas_Process Cooling_E10 | F2 | Industrial | Stone, Clay, and Glass | New | Process | Natural Gas | Process Cooling | E10 | TRC BC Ratio | 0 | 0 | 0 | 0 | 0 | 0 | 0 | 0 | 0 | 0 | 0 | 0 | 0 | 0 | 0 | 0 | 0 | 0 | 0 | 0 | 0 | 0 | 0 | 0 | 0 | 0 | 0 | 0 | 0 | 0
F3_Industrial_Stone, Clay, and Glass_New_Process_Natural Gas_Process Cooling_E1 | F3 | Industrial | Stone, Clay, and Glass | New | Process | Natural Gas | Process Cooling | E1 | PACT BC Ratio | 0.9 | 0.9 | 0.9 | 0.9 | 0.9 | 0.9 | 0.9 | 0.9 | 0.9 | 0.9 | 0.9 | 0.9 | 0.9 | 0.9 | 0.9 | 0.9 | 0.9 | 0.9 | 0.9 | 0.9 | 0.9 | 0.9 | 0 | 0 | 0 | 0 | 0 | 0 | 0 | 0
F3_Industrial_Stone, Clay, and Glass_New_Process_Natural Gas_Process Cooling_E2 | F3 | Industrial | Stone, Clay, and Glass | New | Process | Natural Gas | Process Cooling | E2 | PACT BC Ratio | 0 | 0 | 0 | 0 | 0 | 0 | 0 | 0 | 0 | 0 | 0 | 0 | 0 | 0 | 0 | 0 | 0 | 0 | 0 | 0 | 0 | 0 | 0 | 0 | 0 | 0 | 0 | 0 | 0 | 0
F3_Industrial_Stone, Clay, and Glass_New_Process_Natural Gas_Process Cooling_E3 | F3 | Industrial | Stone, Clay, and Glass | New | Process | Natural Gas | Process Cooling | E3 | PACT BC Ratio | 0 | 0 | 0 | 0 | 0 | 0 | 0 | 0 | 0 | 0 | 0 | 0 | 0 | 0 | 0 | 0 | 0 | 0 | 0 | 0 | 0 | 0 | 0 | 0 | 0 | 0 | 0 | 0 | 0 | 0
F3_Industrial_Stone, Clay, and Glass_New_Process_Natural Gas_Process Cooling_E4 | F3 | Industrial | Stone, Clay, and Glass | New | Process | Natural Gas | Process Cooling | E4 | PACT BC Ratio | 0 | 0 | 0 | 0 | 0 | 0 | 0 | 0 | 0 | 0 | 0 | 0 | 0 | 0 | 0 | 0 | 0 | 0 | 0 | 0 | 0 | 0 | 0 | 0 | 0 | 0 | 0 | 0 | 0 | 0
F3_Industrial_Stone, Clay, and Glass_New_Process_Natural Gas_Process Cooling_E5 | F3 | Industrial | Stone, Clay, and Glass | New | Process | Natural Gas | Process Cooling | E5 | PACT BC Ratio | 0 | 0 | 0 | 0 | 0 | 0 | 0 | 0 | 0 | 0 | 0 | 0 | 0 | 0 | 0 | 0 | 0 | 0 | 0 | 0 | 0 | 0 | 0 | 0 | 0 | 0 | 0 | 0 | 0 | 0
F3_Industrial_Stone, Clay, and Glass_New_Process_Natural Gas_Process Cooling_E6 | F3 | Industrial | Stone, Clay, and Glass | New | Process | Natural Gas | Process Cooling | E6 | PACT BC Ratio | 0 | 0 | 0 | 0 | 0 | 0 | 0 | 0 | 0 | 0 | 0 | 0 | 0 | 0 | 0 | 0 | 0 | 0 | 0 | 0 | 0 | 0 | 0 | 0 | 0 | 0 | 0 | 0 | 0 | 0
F3_Industrial_Stone, Clay, and Glass_New_Process_Natural Gas_Process Cooling_E7 | F3 | Industrial | Stone, Clay, and Glass | New | Process | Natural Gas | Process Cooling | E7 | PACT BC Ratio | 0 | 0 | 0 | 0 | 0 | 0 | 0 | 0 | 0 | 0 | 0 | 0 | 0 | 0 | 0 | 0 | 0 | 0 | 0 | 0 | 0 | 0 | 0 | 0 | 0 | 0 | 0 | 0 | 0 | 0
F3_Industrial_Stone, Clay, and Glass_New_Process_Natural Gas_Process Cooling_E8 | F3 | Industrial | Stone, Clay, and Glass | New | Process | Natural Gas | Process Cooling | E8 | PACT BC Ratio | 0 | 0 | 0 | 0 | 0 | 0 | 0 | 0 | 0 | 0 | 0 | 0 | 0 | 0 | 0 | 0 | 0 | 0 | 0 | 0 | 0 | 0 | 0 | 0 | 0 | 0 | 0 | 0 | 0 | 0
F3_Industrial_Stone, Clay, and Glass_New_Process_Natural Gas_Process Cooling_E9 | F3 | Industrial | Stone, Clay, and Glass | New | Process | Natural Gas | Process Cooling | E9 | PACT BC Ratio | 0 | 0 | 0 | 0 | 0 | 0 | 0 | 0 | 0 | 0 | 0 | 0 | 0 | 0 | 0 | 0 | 0 | 0 | 0 | 0 | 0 | 0 | 0 | 0 | 0 | 0 | 0 | 0 | 0 | 0
F3_Industrial_Stone, Clay, and Glass_New_Process_Natural Gas_Process Cooling_E10 | F3 | Industrial | Stone, Clay, and Glass | New | Process | Natural Gas | Process Cooling | E10 | PACT BC Ratio | 0 | 0 | 0 | 0 | 0 | 0 | 0 | 0 | 0 | 0 | 0 | 0 | 0 | 0 | 0 | 0 | 0 | 0 | 0 | 0 | 0 | 0 | 0 | 0 | 0 | 0 | 0 | 0 | 0 | 0
F4_Industrial_Stone, Clay, and Glass_New_Process_Natural Gas_Process Cooling_E1 | F4 | Industrial | Stone, Clay, and Glass | New | Process | Natural Gas | Process Cooling | E1 | PCT BC Ratio | 0.9 | 0.9 | 0.9 | 0.9 | 0.9 | 0.9 | 0.9 | 0.9 | 0.9 | 0.9 | 0.9 | 0.9 | 0.9 | 0.9 | 0.9 | 0.9 | 0.9 | 0.9 | 0.9 | 0.9 | 0.9 | 0.9 | 0 | 0 | 0 | 0 | 0 | 0 | 0 | 0
F4_Industrial_Stone, Clay, and Glass_New_Process_Natural Gas_Process Cooling_E2 | F4 | Industrial | Stone, Clay, and Glass | New | Process | Natural Gas | Process Cooling | E2 | PCT BC Ratio | 0 | 0 | 0 | 0 | 0 | 0 | 0 | 0 | 0 | 0 | 0 | 0 | 0 | 0 | 0 | 0 | 0 | 0 | 0 | 0 | 0 | 0 | 0 | 0 | 0 | 0 | 0 | 0 | 0 | 0
F4_Industrial_Stone, Clay, and Glass_New_Process_Natural Gas_Process Cooling_E3 | F4 | Industrial | Stone, Clay, and Glass | New | Process | Natural Gas | Process Cooling | E3 | PCT BC Ratio | 0 | 0 | 0 | 0 | 0 | 0 | 0 | 0 | 0 | 0 | 0 | 0 | 0 | 0 | 0 | 0 | 0 | 0 | 0 | 0 | 0 | 0 | 0 | 0 | 0 | 0 | 0 | 0 | 0 | 0
F4_Industrial_Stone, Clay, and Glass_New_Process_Natural Gas_Process Cooling_E4 | F4 | Industrial | Stone, Clay, and Glass | New | Process | Natural Gas | Process Cooling | E4 | PCT BC Ratio | 0 | 0 | 0 | 0 | 0 | 0 | 0 | 0 | 0 | 0 | 0 | 0 | 0 | 0 | 0 | 0 | 0 | 0 | 0 | 0 | 0 | 0 | 0 | 0 | 0 | 0 | 0 | 0 | 0 | 0
F4_Industrial_Stone, Clay, and Glass_New_Process_Natural Gas_Process Cooling_E5 | F4 | Industrial | Stone, Clay, and Glass | New | Process | Natural Gas | Process Cooling | E5 | PCT BC Ratio | 0 | 0 | 0 | 0 | 0 | 0 | 0 | 0 | 0 | 0 | 0 | 0 | 0 | 0 | 0 | 0 | 0 | 0 | 0 | 0 | 0 | 0 | 0 | 0 | 0 | 0 | 0 | 0 | 0 | 0
F4_Industrial_Stone, Clay, and Glass_New_Process_Natural Gas_Process Cooling_E6 | F4 | Industrial | Stone, Clay, and Glass | New | Process | Natural Gas | Process Cooling | E6 | PCT BC Ratio | 0 | 0 | 0 | 0 | 0 | 0 | 0 | 0 | 0 | 0 | 0 | 0 | 0 | 0 | 0 | 0 | 0 | 0 | 0 | 0 | 0 | 0 | 0 | 0 | 0 | 0 | 0 | 0 | 0 | 0
F4_Industrial_Stone, Clay, and Glass_New_Process_Natural Gas_Process Cooling_E7 | F4 | Industrial | Stone, Clay, and Glass | New | Process | Natural Gas | Process Cooling | E7 | PCT BC Ratio | 0 | 0 | 0 | 0 | 0 | 0 | 0 | 0 | 0 | 0 | 0 | 0 | 0 | 0 | 0 | 0 | 0 | 0 | 0 | 0 | 0 | 0 | 0 | 0 | 0 | 0 | 0 | 0 | 0 | 0
F4_Industrial_Stone, Clay, and Glass_New_Process_Natural Gas_Process Cooling_E8 | F4 | Industrial | Stone, Clay, and Glass | New | Process | Natural Gas | Process Cooling | E8 | PCT BC Ratio | 0 | 0 | 0 | 0 | 0 | 0 | 0 | 0 | 0 | 0 | 0 | 0 | 0 | 0 | 0 | 0 | 0 | 0 | 0 | 0 | 0 | 0 | 0 | 0 | 0 | 0 | 0 | 0 | 0 | 0
F4_Industrial_Stone, Clay, and Glass_New_Process_Natural Gas_Process Cooling_E9 | F4 | Industrial | Stone, Clay, and Glass | New | Process | Natural Gas | Process Cooling | E9 | PCT BC Ratio | 0 | 0 | 0 | 0 | 0 | 0 | 0 | 0 | 0 | 0 | 0 | 0 | 0 | 0 | 0 | 0 | 0 | 0 | 0 | 0 | 0 | 0 | 0 | 0 | 0 | 0 | 0 | 0 | 0 | 0
F4_Industrial_Stone, Clay, and Glass_New_Process_Natural Gas_Process Cooling_E10 | F4 | Industrial | Stone, Clay, and Glass | New | Process | Natural Gas | Process Cooling | E10 | PCT BC Ratio | 0 | 0 | 0 | 0 | 0 | 0 | 0 | 0 | 0 | 0 | 0 | 0 | 0 | 0 | 0 | 0 | 0 | 0 | 0 | 0 | 0 | 0 | 0 | 0 | 0 | 0 | 0 | 0 | 0 | 0
F5_Industrial_Stone, Clay, and Glass_New_Process_Natural Gas_Process Cooling_E1 | F5 | Industrial | Stone, Clay, and Glass | New | Process | Natural Gas | Process Cooling | E1 | RIM BC Ratio | 0.9 | 0.9 | 0.9 | 0.9 | 0.9 | 0.9 | 0.9 | 0.9 | 0.9 | 0.9 | 0.9 | 0.9 | 0.9 | 0.9 | 0.9 | 0.9 | 0.9 | 0.9 | 0.9 | 0.9 | 0.9 | 0.9 | 0 | 0 | 0 | 0 | 0 | 0 | 0 | 0
F5_Industrial_Stone, Clay, and Glass_New_Process_Natural Gas_Process Cooling_E2 | F5 | Industrial | Stone, Clay, and Glass | New | Process | Natural Gas | Process Cooling | E2 | RIM BC Ratio | 0 | 0 | 0 | 0 | 0 | 0 | 0 | 0 | 0 | 0 | 0 | 0 | 0 | 0 | 0 | 0 | 0 | 0 | 0 | 0 | 0 | 0 | 0 | 0 | 0 | 0 | 0 | 0 | 0 | 0
F5_Industrial_Stone, Clay, and Glass_New_Process_Natural Gas_Process Cooling_E3 | F5 | Industrial | Stone, Clay, and Glass | New | Process | Natural Gas | Process Cooling | E3 | RIM BC Ratio | 0 | 0 | 0 | 0 | 0 | 0 | 0 | 0 | 0 | 0 | 0 | 0 | 0 | 0 | 0 | 0 | 0 | 0 | 0 | 0 | 0 | 0 | 0 | 0 | 0 | 0 | 0 | 0 | 0 | 0
F5_Industrial_Stone, Clay, and Glass_New_Process_Natural Gas_Process Cooling_E4 | F5 | Industrial | Stone, Clay, and Glass | New | Process | Natural Gas | Process Cooling | E4 | RIM BC Ratio | 0 | 0 | 0 | 0 | 0 | 0 | 0 | 0 | 0 | 0 | 0 | 0 | 0 | 0 | 0 | 0 | 0 | 0 | 0 | 0 | 0 | 0 | 0 | 0 | 0 | 0 | 0 | 0 | 0 | 0
F5_Industrial_Stone, Clay, and Glass_New_Process_Natural Gas_Process Cooling_E5 | F5 | Industrial | Stone, Clay, and Glass | New | Process | Natural Gas | Process Cooling | E5 | RIM BC Ratio | 0 | 0 | 0 | 0 | 0 | 0 | 0 | 0 | 0 | 0 | 0 | 0 | 0 | 0 | 0 | 0 | 0 | 0 | 0 | 0 | 0 | 0 | 0 | 0 | 0 | 0 | 0 | 0 | 0 | 0
F5_Industrial_Stone, Clay, and Glass_New_Process_Natural Gas_Process Cooling_E6 | F5 | Industrial | Stone, Clay, and Glass | New | Process | Natural Gas | Process Cooling | E6 | RIM BC Ratio | 0 | 0 | 0 | 0 | 0 | 0 | 0 | 0 | 0 | 0 | 0 | 0 | 0 | 0 | 0 | 0 | 0 | 0 | 0 | 0 | 0 | 0 | 0 | 0 | 0 | 0 | 0 | 0 | 0 | 0
F5_Industrial_Stone, Clay, and Glass_New_Process_Natural Gas_Process Cooling_E7 | F5 | Industrial | Stone, Clay, and Glass | New | Process | Natural Gas | Process Cooling | E7 | RIM BC Ratio | 0 | 0 | 0 | 0 | 0 | 0 | 0 | 0 | 0 | 0 | 0 | 0 | 0 | 0 | 0 | 0 | 0 | 0 | 0 | 0 | 0 | 0 | 0 | 0 | 0 | 0 | 0 | 0 | 0 | 0
F5_Industrial_Stone, Clay, and Glass_New_Process_Natural Gas_Process Cooling_E8 | F5 | Industrial | Stone, Clay, and Glass | New | Process | Natural Gas | Process Cooling | E8 | RIM BC Ratio | 0 | 0 | 0 | 0 | 0 | 0 | 0 | 0 | 0 | 0 | 0 | 0 | 0 | 0 | 0 | 0 | 0 | 0 | 0 | 0 | 0 | 0 | 0 | 0 | 0 | 0 | 0 | 0 | 0 | 0
F5_Industrial_Stone, Clay, and Glass_New_Process_Natural Gas_Process Cooling_E9 | F5 | Industrial | Stone, Clay, and Glass | New | Process | Natural Gas | Process Cooling | E9 | RIM BC Ratio | 0 | 0 | 0 | 0 | 0 | 0 | 0 | 0 | 0 | 0 | 0 | 0 | 0 | 0 | 0 | 0 | 0 | 0 | 0 | 0 | 0 | 0 | 0 | 0 | 0 | 0 | 0 | 0 | 0 | 0
F5_Industrial_Stone, Clay, and Glass_New_Process_Natural Gas_Process Cooling_E10 | F5 | Industrial | Stone, Clay, and Glass | New | Process | Natural Gas | Process Cooling | E10 | RIM BC Ratio | 0 | 0 | 0 | 0 | 0 | 0 | 0 | 0 | 0 | 0 | 0 | 0 | 0 | 0 | 0 | 0 | 0 | 0 | 0 | 0 | 0 | 0 | 0 | 0 | 0 | 0 | 0 | 0 | 0 | 0
F0_Industrial_Stone, Clay, and Glass_New_Process_Natural Gas_Other Process_E0 | F0 | Industrial | Stone, Clay, and Glass | New | Process | Natural Gas | Other Process | E0 | Economic Unit | Standard | Standard | Standard | Standard | Standard | Standard | Standard | Standard | Standard | Standard | Standard | Standard | Standard | Standard | Standard | Standard | Standard | Standard | Standard | Standard | Standard | Standard | 0 | 0 | 0 | 0 | 0 | 0 | 0 | 0
F1_Industrial_Stone, Clay, and Glass_New_Process_Natural Gas_Other Process_E1 | F1 | Industrial | Stone, Clay, and Glass | New | Process | Natural Gas | Other Process | E1 | CCE | 0 | 0 | 0 | 0 | 0 | 0 | 0 | 0 | 0 | 0 | 0 | 0 | 0 | 0 | 0 | 0 | 0 | 0 | 0 | 0 | 0 | 0 | 0 | 0 | 0 | 0 | 0 | 0 | 0 | 0
F1_Industrial_Stone, Clay, and Glass_New_Process_Natural Gas_Other Process_E2 | F1 | Industrial | Stone, Clay, and Glass | New | Process | Natural Gas | Other Process | E2 | CCE | 0 | 0 | 0 | 0 | 0 | 0 | 0 | 0 | 0 | 0 | 0 | 0 | 0 | 0 | 0 | 0 | 0 | 0 | 0 | 0 | 0 | 0 | 0 | 0 | 0 | 0 | 0 | 0 | 0 | 0
F1_Industrial_Stone, Clay, and Glass_New_Process_Natural Gas_Other Process_E3 | F1 | Industrial | Stone, Clay, and Glass | New | Process | Natural Gas | Other Process | E3 | CCE | 0 | 0 | 0 | 0 | 0 | 0 | 0 | 0 | 0 | 0 | 0 | 0 | 0 | 0 | 0 | 0 | 0 | 0 | 0 | 0 | 0 | 0 | 0 | 0 | 0 | 0 | 0 | 0 | 0 | 0
F1_Industrial_Stone, Clay, and Glass_New_Process_Natural Gas_Other Process_E4 | F1 | Industrial | Stone, Clay, and Glass | New | Process | Natural Gas | Other Process | E4 | CCE | 0 | 0 | 0 | 0 | 0 | 0 | 0 | 0 | 0 | 0 | 0 | 0 | 0 | 0 | 0 | 0 | 0 | 0 | 0 | 0 | 0 | 0 | 0 | 0 | 0 | 0 | 0 | 0 | 0 | 0
F1_Industrial_Stone, Clay, and Glass_New_Process_Natural Gas_Other Process_E5 | F1 | Industrial | Stone, Clay, and Glass | New | Process | Natural Gas | Other Process | E5 | CCE | 0 | 0 | 0 | 0 | 0 | 0 | 0 | 0 | 0 | 0 | 0 | 0 | 0 | 0 | 0 | 0 | 0 | 0 | 0 | 0 | 0 | 0 | 0 | 0 | 0 | 0 | 0 | 0 | 0 | 0
F1_Industrial_Stone, Clay, and Glass_New_Process_Natural Gas_Other Process_E6 | F1 | Industrial | Stone, Clay, and Glass | New | Process | Natural Gas | Other Process | E6 | CCE | 0 | 0 | 0 | 0 | 0 | 0 | 0 | 0 | 0 | 0 | 0 | 0 | 0 | 0 | 0 | 0 | 0 | 0 | 0 | 0 | 0 | 0 | 0 | 0 | 0 | 0 | 0 | 0 | 0 | 0
F1_Industrial_Stone, Clay, and Glass_New_Process_Natural Gas_Other Process_E7 | F1 | Industrial | Stone, Clay, and Glass | New | Process | Natural Gas | Other Process | E7 | CCE | 0 | 0 | 0 | 0 | 0 | 0 | 0 | 0 | 0 | 0 | 0 | 0 | 0 | 0 | 0 | 0 | 0 | 0 | 0 | 0 | 0 | 0 | 0 | 0 | 0 | 0 | 0 | 0 | 0 | 0
F1_Industrial_Stone, Clay, and Glass_New_Process_Natural Gas_Other Process_E8 | F1 | Industrial | Stone, Clay, and Glass | New | Process | Natural Gas | Other Process | E8 | CCE | 0 | 0 | 0 | 0 | 0 | 0 | 0 | 0 | 0 | 0 | 0 | 0 | 0 | 0 | 0 | 0 | 0 | 0 | 0 | 0 | 0 | 0 | 0 | 0 | 0 | 0 | 0 | 0 | 0 | 0
F1_Industrial_Stone, Clay, and Glass_New_Process_Natural Gas_Other Process_E9 | F1 | Industrial | Stone, Clay, and Glass | New | Process | Natural Gas | Other Process | E9 | CCE | 0 | 0 | 0 | 0 | 0 | 0 | 0 | 0 | 0 | 0 | 0 | 0 | 0 | 0 | 0 | 0 | 0 | 0 | 0 | 0 | 0 | 0 | 0 | 0 | 0 | 0 | 0 | 0 | 0 | 0
F1_Industrial_Stone, Clay, and Glass_New_Process_Natural Gas_Other Process_E10 | F1 | Industrial | Stone, Clay, and Glass | New | Process | Natural Gas | Other Process | E10 | CCE | 0 | 0 | 0 | 0 | 0 | 0 | 0 | 0 | 0 | 0 | 0 | 0 | 0 | 0 | 0 | 0 | 0 | 0 | 0 | 0 | 0 | 0 | 0 | 0 | 0 | 0 | 0 | 0 | 0 | 0
F2_Industrial_Stone, Clay, and Glass_New_Process_Natural Gas_Other Process_E1 | F2 | Industrial | Stone, Clay, and Glass | New | Process | Natural Gas | Other Process | E1 | TRC BC Ratio | 0.9 | 0.9 | 0.9 | 0.9 | 0.9 | 0.9 | 0.9 | 0.9 | 0.9 | 0.9 | 0.9 | 0.9 | 0.9 | 0.9 | 0.9 | 0.9 | 0.9 | 0.9 | 0.9 | 0.9 | 0.9 | 0.9 | 0 | 0 | 0 | 0 | 0 | 0 | 0 | 0
F2_Industrial_Stone, Clay, and Glass_New_Process_Natural Gas_Other Process_E2 | F2 | Industrial | Stone, Clay, and Glass | New | Process | Natural Gas | Other Process | E2 | TRC BC Ratio | 0 | 0 | 0 | 0 | 0 | 0 | 0 | 0 | 0 | 0 | 0 | 0 | 0 | 0 | 0 | 0 | 0 | 0 | 0 | 0 | 0 | 0 | 0 | 0 | 0 | 0 | 0 | 0 | 0 | 0
F2_Industrial_Stone, Clay, and Glass_New_Process_Natural Gas_Other Process_E3 | F2 | Industrial | Stone, Clay, and Glass | New | Process | Natural Gas | Other Process | E3 | TRC BC Ratio | 0 | 0 | 0 | 0 | 0 | 0 | 0 | 0 | 0 | 0 | 0 | 0 | 0 | 0 | 0 | 0 | 0 | 0 | 0 | 0 | 0 | 0 | 0 | 0 | 0 | 0 | 0 | 0 | 0 | 0
F2_Industrial_Stone, Clay, and Glass_New_Process_Natural Gas_Other Process_E4 | F2 | Industrial | Stone, Clay, and Glass | New | Process | Natural Gas | Other Process | E4 | TRC BC Ratio | 0 | 0 | 0 | 0 | 0 | 0 | 0 | 0 | 0 | 0 | 0 | 0 | 0 | 0 | 0 | 0 | 0 | 0 | 0 | 0 | 0 | 0 | 0 | 0 | 0 | 0 | 0 | 0 | 0 | 0
F2_Industrial_Stone, Clay, and Glass_New_Process_Natural Gas_Other Process_E5 | F2 | Industrial | Stone, Clay, and Glass | New | Process | Natural Gas | Other Process | E5 | TRC BC Ratio | 0 | 0 | 0 | 0 | 0 | 0 | 0 | 0 | 0 | 0 | 0 | 0 | 0 | 0 | 0 | 0 | 0 | 0 | 0 | 0 | 0 | 0 | 0 | 0 | 0 | 0 | 0 | 0 | 0 | 0
F2_Industrial_Stone, Clay, and Glass_New_Process_Natural Gas_Other Process_E6 | F2 | Industrial | Stone, Clay, and Glass | New | Process | Natural Gas | Other Process | E6 | TRC BC Ratio | 0 | 0 | 0 | 0 | 0 | 0 | 0 | 0 | 0 | 0 | 0 | 0 | 0 | 0 | 0 | 0 | 0 | 0 | 0 | 0 | 0 | 0 | 0 | 0 | 0 | 0 | 0 | 0 | 0 | 0
F2_Industrial_Stone, Clay, and Glass_New_Process_Natural Gas_Other Process_E7 | F2 | Industrial | Stone, Clay, and Glass | New | Process | Natural Gas | Other Process | E7 | TRC BC Ratio | 0 | 0 | 0 | 0 | 0 | 0 | 0 | 0 | 0 | 0 | 0 | 0 | 0 | 0 | 0 | 0 | 0 | 0 | 0 | 0 | 0 | 0 | 0 | 0 | 0 | 0 | 0 | 0 | 0 | 0
F2_Industrial_Stone, Clay, and Glass_New_Process_Natural Gas_Other Process_E8 | F2 | Industrial | Stone, Clay, and Glass | New | Process | Natural Gas | Other Process | E8 | TRC BC Ratio | 0 | 0 | 0 | 0 | 0 | 0 | 0 | 0 | 0 | 0 | 0 | 0 | 0 | 0 | 0 | 0 | 0 | 0 | 0 | 0 | 0 | 0 | 0 | 0 | 0 | 0 | 0 | 0 | 0 | 0
F2_Industrial_Stone, Clay, and Glass_New_Process_Natural Gas_Other Process_E9 | F2 | Industrial | Stone, Clay, and Glass | New | Process | Natural Gas | Other Process | E9 | TRC BC Ratio | 0 | 0 | 0 | 0 | 0 | 0 | 0 | 0 | 0 | 0 | 0 | 0 | 0 | 0 | 0 | 0 | 0 | 0 | 0 | 0 | 0 | 0 | 0 | 0 | 0 | 0 | 0 | 0 | 0 | 0
F2_Industrial_Stone, Clay, and Glass_New_Process_Natural Gas_Other Process_E10 | F2 | Industrial | Stone, Clay, and Glass | New | Process | Natural Gas | Other Process | E10 | TRC BC Ratio | 0 | 0 | 0 | 0 | 0 | 0 | 0 | 0 | 0 | 0 | 0 | 0 | 0 | 0 | 0 | 0 | 0 | 0 | 0 | 0 | 0 | 0 | 0 | 0 | 0 | 0 | 0 | 0 | 0 | 0
F3_Industrial_Stone, Clay, and Glass_New_Process_Natural Gas_Other Process_E1 | F3 | Industrial | Stone, Clay, and Glass | New | Process | Natural Gas | Other Process | E1 | PACT BC Ratio | 0.9 | 0.9 | 0.9 | 0.9 | 0.9 | 0.9 | 0.9 | 0.9 | 0.9 | 0.9 | 0.9 | 0.9 | 0.9 | 0.9 | 0.9 | 0.9 | 0.9 | 0.9 | 0.9 | 0.9 | 0.9 | 0.9 | 0 | 0 | 0 | 0 | 0 | 0 | 0 | 0
F3_Industrial_Stone, Clay, and Glass_New_Process_Natural Gas_Other Process_E2 | F3 | Industrial | Stone, Clay, and Glass | New | Process | Natural Gas | Other Process | E2 | PACT BC Ratio | 0 | 0 | 0 | 0 | 0 | 0 | 0 | 0 | 0 | 0 | 0 | 0 | 0 | 0 | 0 | 0 | 0 | 0 | 0 | 0 | 0 | 0 | 0 | 0 | 0 | 0 | 0 | 0 | 0 | 0
F3_Industrial_Stone, Clay, and Glass_New_Process_Natural Gas_Other Process_E3 | F3 | Industrial | Stone, Clay, and Glass | New | Process | Natural Gas | Other Process | E3 | PACT BC Ratio | 0 | 0 | 0 | 0 | 0 | 0 | 0 | 0 | 0 | 0 | 0 | 0 | 0 | 0 | 0 | 0 | 0 | 0 | 0 | 0 | 0 | 0 | 0 | 0 | 0 | 0 | 0 | 0 | 0 | 0
F3_Industrial_Stone, Clay, and Glass_New_Process_Natural Gas_Other Process_E4 | F3 | Industrial | Stone, Clay, and Glass | New | Process | Natural Gas | Other Process | E4 | PACT BC Ratio | 0 | 0 | 0 | 0 | 0 | 0 | 0 | 0 | 0 | 0 | 0 | 0 | 0 | 0 | 0 | 0 | 0 | 0 | 0 | 0 | 0 | 0 | 0 | 0 | 0 | 0 | 0 | 0 | 0 | 0
F3_Industrial_Stone, Clay, and Glass_New_Process_Natural Gas_Other Process_E5 | F3 | Industrial | Stone, Clay, and Glass | New | Process | Natural Gas | Other Process | E5 | PACT BC Ratio | 0 | 0 | 0 | 0 | 0 | 0 | 0 | 0 | 0 | 0 | 0 | 0 | 0 | 0 | 0 | 0 | 0 | 0 | 0 | 0 | 0 | 0 | 0 | 0 | 0 | 0 | 0 | 0 | 0 | 0
F3_Industrial_Stone, Clay, and Glass_New_Process_Natural Gas_Other Process_E6 | F3 | Industrial | Stone, Clay, and Glass | New | Process | Natural Gas | Other Process | E6 | PACT BC Ratio | 0 | 0 | 0 | 0 | 0 | 0 | 0 | 0 | 0 | 0 | 0 | 0 | 0 | 0 | 0 | 0 | 0 | 0 | 0 | 0 | 0 | 0 | 0 | 0 | 0 | 0 | 0 | 0 | 0 | 0
F3_Industrial_Stone, Clay, and Glass_New_Process_Natural Gas_Other Process_E7 | F3 | Industrial | Stone, Clay, and Glass | New | Process | Natural Gas | Other Process | E7 | PACT BC Ratio | 0 | 0 | 0 | 0 | 0 | 0 | 0 | 0 | 0 | 0 | 0 | 0 | 0 | 0 | 0 | 0 | 0 | 0 | 0 | 0 | 0 | 0 | 0 | 0 | 0 | 0 | 0 | 0 | 0 | 0
F3_Industrial_Stone, Clay, and Glass_New_Process_Natural Gas_Other Process_E8 | F3 | Industrial | Stone, Clay, and Glass | New | Process | Natural Gas | Other Process | E8 | PACT BC Ratio | 0 | 0 | 0 | 0 | 0 | 0 | 0 | 0 | 0 | 0 | 0 | 0 | 0 | 0 | 0 | 0 | 0 | 0 | 0 | 0 | 0 | 0 | 0 | 0 | 0 | 0 | 0 | 0 | 0 | 0
F3_Industrial_Stone, Clay, and Glass_New_Process_Natural Gas_Other Process_E9 | F3 | Industrial | Stone, Clay, and Glass | New | Process | Natural Gas | Other Process | E9 | PACT BC Ratio | 0 | 0 | 0 | 0 | 0 | 0 | 0 | 0 | 0 | 0 | 0 | 0 | 0 | 0 | 0 | 0 | 0 | 0 | 0 | 0 | 0 | 0 | 0 | 0 | 0 | 0 | 0 | 0 | 0 | 0
F3_Industrial_Stone, Clay, and Glass_New_Process_Natural Gas_Other Process_E10 | F3 | Industrial | Stone, Clay, and Glass | New | Process | Natural Gas | Other Process | E10 | PACT BC Ratio | 0 | 0 | 0 | 0 | 0 | 0 | 0 | 0 | 0 | 0 | 0 | 0 | 0 | 0 | 0 | 0 | 0 | 0 | 0 | 0 | 0 | 0 | 0 | 0 | 0 | 0 | 0 | 0 | 0 | 0
F4_Industrial_Stone, Clay, and Glass_New_Process_Natural Gas_Other Process_E1 | F4 | Industrial | Stone, Clay, and Glass | New | Process | Natural Gas | Other Process | E1 | PCT BC Ratio | 0.9 | 0.9 | 0.9 | 0.9 | 0.9 | 0.9 | 0.9 | 0.9 | 0.9 | 0.9 | 0.9 | 0.9 | 0.9 | 0.9 | 0.9 | 0.9 | 0.9 | 0.9 | 0.9 | 0.9 | 0.9 | 0.9 | 0 | 0 | 0 | 0 | 0 | 0 | 0 | 0
F4_Industrial_Stone, Clay, and Glass_New_Process_Natural Gas_Other Process_E2 | F4 | Industrial | Stone, Clay, and Glass | New | Process | Natural Gas | Other Process | E2 | PCT BC Ratio | 0 | 0 | 0 | 0 | 0 | 0 | 0 | 0 | 0 | 0 | 0 | 0 | 0 | 0 | 0 | 0 | 0 | 0 | 0 | 0 | 0 | 0 | 0 | 0 | 0 | 0 | 0 | 0 | 0 | 0
F4_Industrial_Stone, Clay, and Glass_New_Process_Natural Gas_Other Process_E3 | F4 | Industrial | Stone, Clay, and Glass | New | Process | Natural Gas | Other Process | E3 | PCT BC Ratio | 0 | 0 | 0 | 0 | 0 | 0 | 0 | 0 | 0 | 0 | 0 | 0 | 0 | 0 | 0 | 0 | 0 | 0 | 0 | 0 | 0 | 0 | 0 | 0 | 0 | 0 | 0 | 0 | 0 | 0
F4_Industrial_Stone, Clay, and Glass_New_Process_Natural Gas_Other Process_E4 | F4 | Industrial | Stone, Clay, and Glass | New | Process | Natural Gas | Other Process | E4 | PCT BC Ratio | 0 | 0 | 0 | 0 | 0 | 0 | 0 | 0 | 0 | 0 | 0 | 0 | 0 | 0 | 0 | 0 | 0 | 0 | 0 | 0 | 0 | 0 | 0 | 0 | 0 | 0 | 0 | 0 | 0 | 0
F4_Industrial_Stone, Clay, and Glass_New_Process_Natural Gas_Other Process_E5 | F4 | Industrial | Stone, Clay, and Glass | New | Process | Natural Gas | Other Process | E5 | PCT BC Ratio | 0 | 0 | 0 | 0 | 0 | 0 | 0 | 0 | 0 | 0 | 0 | 0 | 0 | 0 | 0 | 0 | 0 | 0 | 0 | 0 | 0 | 0 | 0 | 0 | 0 | 0 | 0 | 0 | 0 | 0
F4_Industrial_Stone, Clay, and Glass_New_Process_Natural Gas_Other Process_E6 | F4 | Industrial | Stone, Clay, and Glass | New | Process | Natural Gas | Other Process | E6 | PCT BC Ratio | 0 | 0 | 0 | 0 | 0 | 0 | 0 | 0 | 0 | 0 | 0 | 0 | 0 | 0 | 0 | 0 | 0 | 0 | 0 | 0 | 0 | 0 | 0 | 0 | 0 | 0 | 0 | 0 | 0 | 0
F4_Industrial_Stone, Clay, and Glass_New_Process_Natural Gas_Other Process_E7 | F4 | Industrial | Stone, Clay, and Glass | New | Process | Natural Gas | Other Process | E7 | PCT BC Ratio | 0 | 0 | 0 | 0 | 0 | 0 | 0 | 0 | 0 | 0 | 0 | 0 | 0 | 0 | 0 | 0 | 0 | 0 | 0 | 0 | 0 | 0 | 0 | 0 | 0 | 0 | 0 | 0 | 0 | 0
F4_Industrial_Stone, Clay, and Glass_New_Process_Natural Gas_Other Process_E8 | F4 | Industrial | Stone, Clay, and Glass | New | Process | Natural Gas | Other Process | E8 | PCT BC Ratio | 0 | 0 | 0 | 0 | 0 | 0 | 0 | 0 | 0 | 0 | 0 | 0 | 0 | 0 | 0 | 0 | 0 | 0 | 0 | 0 | 0 | 0 | 0 | 0 | 0 | 0 | 0 | 0 | 0 | 0
F4_Industrial_Stone, Clay, and Glass_New_Process_Natural Gas_Other Process_E9 | F4 | Industrial | Stone, Clay, and Glass | New | Process | Natural Gas | Other Process | E9 | PCT BC Ratio | 0 | 0 | 0 | 0 | 0 | 0 | 0 | 0 | 0 | 0 | 0 | 0 | 0 | 0 | 0 | 0 | 0 | 0 | 0 | 0 | 0 | 0 | 0 | 0 | 0 | 0 | 0 | 0 | 0 | 0
F4_Industrial_Stone, Clay, and Glass_New_Process_Natural Gas_Other Process_E10 | F4 | Industrial | Stone, Clay, and Glass | New | Process | Natural Gas | Other Process | E10 | PCT BC Ratio | 0 | 0 | 0 | 0 | 0 | 0 | 0 | 0 | 0 | 0 | 0 | 0 | 0 | 0 | 0 | 0 | 0 | 0 | 0 | 0 | 0 | 0 | 0 | 0 | 0 | 0 | 0 | 0 | 0 | 0
F5_Industrial_Stone, Clay, and Glass_New_Process_Natural Gas_Other Process_E1 | F5 | Industrial | Stone, Clay, and Glass | New | Process | Natural Gas | Other Process | E1 | RIM BC Ratio | 0.9 | 0.9 | 0.9 | 0.9 | 0.9 | 0.9 | 0.9 | 0.9 | 0.9 | 0.9 | 0.9 | 0.9 | 0.9 | 0.9 | 0.9 | 0.9 | 0.9 | 0.9 | 0.9 | 0.9 | 0.9 | 0.9 | 0 | 0 | 0 | 0 | 0 | 0 | 0 | 0
F5_Industrial_Stone, Clay, and Glass_New_Process_Natural Gas_Other Process_E2 | F5 | Industrial | Stone, Clay, and Glass | New | Process | Natural Gas | Other Process | E2 | RIM BC Ratio | 0 | 0 | 0 | 0 | 0 | 0 | 0 | 0 | 0 | 0 | 0 | 0 | 0 | 0 | 0 | 0 | 0 | 0 | 0 | 0 | 0 | 0 | 0 | 0 | 0 | 0 | 0 | 0 | 0 | 0
F5_Industrial_Stone, Clay, and Glass_New_Process_Natural Gas_Other Process_E3 | F5 | Industrial | Stone, Clay, and Glass | New | Process | Natural Gas | Other Process | E3 | RIM BC Ratio | 0 | 0 | 0 | 0 | 0 | 0 | 0 | 0 | 0 | 0 | 0 | 0 | 0 | 0 | 0 | 0 | 0 | 0 | 0 | 0 | 0 | 0 | 0 | 0 | 0 | 0 | 0 | 0 | 0 | 0
F5_Industrial_Stone, Clay, and Glass_New_Process_Natural Gas_Other Process_E4 | F5 | Industrial | Stone, Clay, and Glass | New | Process | Natural Gas | Other Process | E4 | RIM BC Ratio | 0 | 0 | 0 | 0 | 0 | 0 | 0 | 0 | 0 | 0 | 0 | 0 | 0 | 0 | 0 | 0 | 0 | 0 | 0 | 0 | 0 | 0 | 0 | 0 | 0 | 0 | 0 | 0 | 0 | 0
F5_Industrial_Stone, Clay, and Glass_New_Process_Natural Gas_Other Process_E5 | F5 | Industrial | Stone, Clay, and Glass | New | Process | Natural Gas | Other Process | E5 | RIM BC Ratio | 0 | 0 | 0 | 0 | 0 | 0 | 0 | 0 | 0 | 0 | 0 | 0 | 0 | 0 | 0 | 0 | 0 | 0 | 0 | 0 | 0 | 0 | 0 | 0 | 0 | 0 | 0 | 0 | 0 | 0
F5_Industrial_Stone, Clay, and Glass_New_Process_Natural Gas_Other Process_E6 | F5 | Industrial | Stone, Clay, and Glass | New | Process | Natural Gas | Other Process | E6 | RIM BC Ratio | 0 | 0 | 0 | 0 | 0 | 0 | 0 | 0 | 0 | 0 | 0 | 0 | 0 | 0 | 0 | 0 | 0 | 0 | 0 | 0 | 0 | 0 | 0 | 0 | 0 | 0 | 0 | 0 | 0 | 0
F5_Industrial_Stone, Clay, and Glass_New_Process_Natural Gas_Other Process_E7 | F5 | Industrial | Stone, Clay, and Glass | New | Process | Natural Gas | Other Process | E7 | RIM BC Ratio | 0 | 0 | 0 | 0 | 0 | 0 | 0 | 0 | 0 | 0 | 0 | 0 | 0 | 0 | 0 | 0 | 0 | 0 | 0 | 0 | 0 | 0 | 0 | 0 | 0 | 0 | 0 | 0 | 0 | 0
F5_Industrial_Stone, Clay, and Glass_New_Process_Natural Gas_Other Process_E8 | F5 | Industrial | Stone, Clay, and Glass | New | Process | Natural Gas | Other Process | E8 | RIM BC Ratio | 0 | 0 | 0 | 0 | 0 | 0 | 0 | 0 | 0 | 0 | 0 | 0 | 0 | 0 | 0 | 0 | 0 | 0 | 0 | 0 | 0 | 0 | 0 | 0 | 0 | 0 | 0 | 0 | 0 | 0
F5_Industrial_Stone, Clay, and Glass_New_Process_Natural Gas_Other Process_E9 | F5 | Industrial | Stone, Clay, and Glass | New | Process | Natural Gas | Other Process | E9 | RIM BC Ratio | 0 | 0 | 0 | 0 | 0 | 0 | 0 | 0 | 0 | 0 | 0 | 0 | 0 | 0 | 0 | 0 | 0 | 0 | 0 | 0 | 0 | 0 | 0 | 0 | 0 | 0 | 0 | 0 | 0 | 0
F5_Industrial_Stone, Clay, and Glass_New_Process_Natural Gas_Other Process_E10 | F5 | Industrial | Stone, Clay, and Glass | New | Process | Natural Gas | Other Process | E10 | RIM BC Ratio | 0 | 0 | 0 | 0 | 0 | 0 | 0 | 0 | 0 | 0 | 0 | 0 | 0 | 0 | 0 | 0 | 0 | 0 | 0 | 0 | 0 | 0 | 0 | 0 | 0 | 0 | 0 | 0 | 0 | 0
F0_Industrial_Stone, Clay, and Glass_New_Miscellaneous_Natural Gas_Miscellaneous_E0 | F0 | Industrial | Stone, Clay, and Glass | New | Miscellaneous | Natural Gas | Miscellaneous | E0 | Economic Unit | Standard | Standard | Standard | Standard | Standard | Standard | Standard | Standard | Standard | Standard | Standard | Standard | Standard | Standard | Standard | Standard | Standard | Standard | Standard | Standard | Standard | Standard | 0 | 0 | 0 | 0 | 0 | 0 | 0 | 0
F1_Industrial_Stone, Clay, and Glass_New_Miscellaneous_Natural Gas_Miscellaneous_E1 | F1 | Industrial | Stone, Clay, and Glass | New | Miscellaneous | Natural Gas | Miscellaneous | E1 | CCE | 0 | 0 | 0 | 0 | 0 | 0 | 0 | 0 | 0 | 0 | 0 | 0 | 0 | 0 | 0 | 0 | 0 | 0 | 0 | 0 | 0 | 0 | 0 | 0 | 0 | 0 | 0 | 0 | 0 | 0
F1_Industrial_Stone, Clay, and Glass_New_Miscellaneous_Natural Gas_Miscellaneous_E2 | F1 | Industrial | Stone, Clay, and Glass | New | Miscellaneous | Natural Gas | Miscellaneous | E2 | CCE | 0 | 0 | 0 | 0 | 0 | 0 | 0 | 0 | 0 | 0 | 0 | 0 | 0 | 0 | 0 | 0 | 0 | 0 | 0 | 0 | 0 | 0 | 0 | 0 | 0 | 0 | 0 | 0 | 0 | 0
F1_Industrial_Stone, Clay, and Glass_New_Miscellaneous_Natural Gas_Miscellaneous_E3 | F1 | Industrial | Stone, Clay, and Glass | New | Miscellaneous | Natural Gas | Miscellaneous | E3 | CCE | 0 | 0 | 0 | 0 | 0 | 0 | 0 | 0 | 0 | 0 | 0 | 0 | 0 | 0 | 0 | 0 | 0 | 0 | 0 | 0 | 0 | 0 | 0 | 0 | 0 | 0 | 0 | 0 | 0 | 0
F1_Industrial_Stone, Clay, and Glass_New_Miscellaneous_Natural Gas_Miscellaneous_E4 | F1 | Industrial | Stone, Clay, and Glass | New | Miscellaneous | Natural Gas | Miscellaneous | E4 | CCE | 0 | 0 | 0 | 0 | 0 | 0 | 0 | 0 | 0 | 0 | 0 | 0 | 0 | 0 | 0 | 0 | 0 | 0 | 0 | 0 | 0 | 0 | 0 | 0 | 0 | 0 | 0 | 0 | 0 | 0
F1_Industrial_Stone, Clay, and Glass_New_Miscellaneous_Natural Gas_Miscellaneous_E5 | F1 | Industrial | Stone, Clay, and Glass | New | Miscellaneous | Natural Gas | Miscellaneous | E5 | CCE | 0 | 0 | 0 | 0 | 0 | 0 | 0 | 0 | 0 | 0 | 0 | 0 | 0 | 0 | 0 | 0 | 0 | 0 | 0 | 0 | 0 | 0 | 0 | 0 | 0 | 0 | 0 | 0 | 0 | 0
F1_Industrial_Stone, Clay, and Glass_New_Miscellaneous_Natural Gas_Miscellaneous_E6 | F1 | Industrial | Stone, Clay, and Glass | New | Miscellaneous | Natural Gas | Miscellaneous | E6 | CCE | 0 | 0 | 0 | 0 | 0 | 0 | 0 | 0 | 0 | 0 | 0 | 0 | 0 | 0 | 0 | 0 | 0 | 0 | 0 | 0 | 0 | 0 | 0 | 0 | 0 | 0 | 0 | 0 | 0 | 0
F1_Industrial_Stone, Clay, and Glass_New_Miscellaneous_Natural Gas_Miscellaneous_E7 | F1 | Industrial | Stone, Clay, and Glass | New | Miscellaneous | Natural Gas | Miscellaneous | E7 | CCE | 0 | 0 | 0 | 0 | 0 | 0 | 0 | 0 | 0 | 0 | 0 | 0 | 0 | 0 | 0 | 0 | 0 | 0 | 0 | 0 | 0 | 0 | 0 | 0 | 0 | 0 | 0 | 0 | 0 | 0
F1_Industrial_Stone, Clay, and Glass_New_Miscellaneous_Natural Gas_Miscellaneous_E8 | F1 | Industrial | Stone, Clay, and Glass | New | Miscellaneous | Natural Gas | Miscellaneous | E8 | CCE | 0 | 0 | 0 | 0 | 0 | 0 | 0 | 0 | 0 | 0 | 0 | 0 | 0 | 0 | 0 | 0 | 0 | 0 | 0 | 0 | 0 | 0 | 0 | 0 | 0 | 0 | 0 | 0 | 0 | 0
F1_Industrial_Stone, Clay, and Glass_New_Miscellaneous_Natural Gas_Miscellaneous_E9 | F1 | Industrial | Stone, Clay, and Glass | New | Miscellaneous | Natural Gas | Miscellaneous | E9 | CCE | 0 | 0 | 0 | 0 | 0 | 0 | 0 | 0 | 0 | 0 | 0 | 0 | 0 | 0 | 0 | 0 | 0 | 0 | 0 | 0 | 0 | 0 | 0 | 0 | 0 | 0 | 0 | 0 | 0 | 0
F1_Industrial_Stone, Clay, and Glass_New_Miscellaneous_Natural Gas_Miscellaneous_E10 | F1 | Industrial | Stone, Clay, and Glass | New | Miscellaneous | Natural Gas | Miscellaneous | E10 | CCE | 0 | 0 | 0 | 0 | 0 | 0 | 0 | 0 | 0 | 0 | 0 | 0 | 0 | 0 | 0 | 0 | 0 | 0 | 0 | 0 | 0 | 0 | 0 | 0 | 0 | 0 | 0 | 0 | 0 | 0
F2_Industrial_Stone, Clay, and Glass_New_Miscellaneous_Natural Gas_Miscellaneous_E1 | F2 | Industrial | Stone, Clay, and Glass | New | Miscellaneous | Natural Gas | Miscellaneous | E1 | TRC BC Ratio | 0.9 | 0.9 | 0.9 | 0.9 | 0.9 | 0.9 | 0.9 | 0.9 | 0.9 | 0.9 | 0.9 | 0.9 | 0.9 | 0.9 | 0.9 | 0.9 | 0.9 | 0.9 | 0.9 | 0.9 | 0.9 | 0.9 | 0 | 0 | 0 | 0 | 0 | 0 | 0 | 0
F2_Industrial_Stone, Clay, and Glass_New_Miscellaneous_Natural Gas_Miscellaneous_E2 | F2 | Industrial | Stone, Clay, and Glass | New | Miscellaneous | Natural Gas | Miscellaneous | E2 | TRC BC Ratio | 0 | 0 | 0 | 0 | 0 | 0 | 0 | 0 | 0 | 0 | 0 | 0 | 0 | 0 | 0 | 0 | 0 | 0 | 0 | 0 | 0 | 0 | 0 | 0 | 0 | 0 | 0 | 0 | 0 | 0
F2_Industrial_Stone, Clay, and Glass_New_Miscellaneous_Natural Gas_Miscellaneous_E3 | F2 | Industrial | Stone, Clay, and Glass | New | Miscellaneous | Natural Gas | Miscellaneous | E3 | TRC BC Ratio | 0 | 0 | 0 | 0 | 0 | 0 | 0 | 0 | 0 | 0 | 0 | 0 | 0 | 0 | 0 | 0 | 0 | 0 | 0 | 0 | 0 | 0 | 0 | 0 | 0 | 0 | 0 | 0 | 0 | 0
F2_Industrial_Stone, Clay, and Glass_New_Miscellaneous_Natural Gas_Miscellaneous_E4 | F2 | Industrial | Stone, Clay, and Glass | New | Miscellaneous | Natural Gas | Miscellaneous | E4 | TRC BC Ratio | 0 | 0 | 0 | 0 | 0 | 0 | 0 | 0 | 0 | 0 | 0 | 0 | 0 | 0 | 0 | 0 | 0 | 0 | 0 | 0 | 0 | 0 | 0 | 0 | 0 | 0 | 0 | 0 | 0 | 0
F2_Industrial_Stone, Clay, and Glass_New_Miscellaneous_Natural Gas_Miscellaneous_E5 | F2 | Industrial | Stone, Clay, and Glass | New | Miscellaneous | Natural Gas | Miscellaneous | E5 | TRC BC Ratio | 0 | 0 | 0 | 0 | 0 | 0 | 0 | 0 | 0 | 0 | 0 | 0 | 0 | 0 | 0 | 0 | 0 | 0 | 0 | 0 | 0 | 0 | 0 | 0 | 0 | 0 | 0 | 0 | 0 | 0
F2_Industrial_Stone, Clay, and Glass_New_Miscellaneous_Natural Gas_Miscellaneous_E6 | F2 | Industrial | Stone, Clay, and Glass | New | Miscellaneous | Natural Gas | Miscellaneous | E6 | TRC BC Ratio | 0 | 0 | 0 | 0 | 0 | 0 | 0 | 0 | 0 | 0 | 0 | 0 | 0 | 0 | 0 | 0 | 0 | 0 | 0 | 0 | 0 | 0 | 0 | 0 | 0 | 0 | 0 | 0 | 0 | 0
F2_Industrial_Stone, Clay, and Glass_New_Miscellaneous_Natural Gas_Miscellaneous_E7 | F2 | Industrial | Stone, Clay, and Glass | New | Miscellaneous | Natural Gas | Miscellaneous | E7 | TRC BC Ratio | 0 | 0 | 0 | 0 | 0 | 0 | 0 | 0 | 0 | 0 | 0 | 0 | 0 | 0 | 0 | 0 | 0 | 0 | 0 | 0 | 0 | 0 | 0 | 0 | 0 | 0 | 0 | 0 | 0 | 0
F2_Industrial_Stone, Clay, and Glass_New_Miscellaneous_Natural Gas_Miscellaneous_E8 | F2 | Industrial | Stone, Clay, and Glass | New | Miscellaneous | Natural Gas | Miscellaneous | E8 | TRC BC Ratio | 0 | 0 | 0 | 0 | 0 | 0 | 0 | 0 | 0 | 0 | 0 | 0 | 0 | 0 | 0 | 0 | 0 | 0 | 0 | 0 | 0 | 0 | 0 | 0 | 0 | 0 | 0 | 0 | 0 | 0
F2_Industrial_Stone, Clay, and Glass_New_Miscellaneous_Natural Gas_Miscellaneous_E9 | F2 | Industrial | Stone, Clay, and Glass | New | Miscellaneous | Natural Gas | Miscellaneous | E9 | TRC BC Ratio | 0 | 0 | 0 | 0 | 0 | 0 | 0 | 0 | 0 | 0 | 0 | 0 | 0 | 0 | 0 | 0 | 0 | 0 | 0 | 0 | 0 | 0 | 0 | 0 | 0 | 0 | 0 | 0 | 0 | 0
F2_Industrial_Stone, Clay, and Glass_New_Miscellaneous_Natural Gas_Miscellaneous_E10 | F2 | Industrial | Stone, Clay, and Glass | New | Miscellaneous | Natural Gas | Miscellaneous | E10 | TRC BC Ratio | 0 | 0 | 0 | 0 | 0 | 0 | 0 | 0 | 0 | 0 | 0 | 0 | 0 | 0 | 0 | 0 | 0 | 0 | 0 | 0 | 0 | 0 | 0 | 0 | 0 | 0 | 0 | 0 | 0 | 0
F3_Industrial_Stone, Clay, and Glass_New_Miscellaneous_Natural Gas_Miscellaneous_E1 | F3 | Industrial | Stone, Clay, and Glass | New | Miscellaneous | Natural Gas | Miscellaneous | E1 | PACT BC Ratio | 0.9 | 0.9 | 0.9 | 0.9 | 0.9 | 0.9 | 0.9 | 0.9 | 0.9 | 0.9 | 0.9 | 0.9 | 0.9 | 0.9 | 0.9 | 0.9 | 0.9 | 0.9 | 0.9 | 0.9 | 0.9 | 0.9 | 0 | 0 | 0 | 0 | 0 | 0 | 0 | 0
F3_Industrial_Stone, Clay, and Glass_New_Miscellaneous_Natural Gas_Miscellaneous_E2 | F3 | Industrial | Stone, Clay, and Glass | New | Miscellaneous | Natural Gas | Miscellaneous | E2 | PACT BC Ratio | 0 | 0 | 0 | 0 | 0 | 0 | 0 | 0 | 0 | 0 | 0 | 0 | 0 | 0 | 0 | 0 | 0 | 0 | 0 | 0 | 0 | 0 | 0 | 0 | 0 | 0 | 0 | 0 | 0 | 0
F3_Industrial_Stone, Clay, and Glass_New_Miscellaneous_Natural Gas_Miscellaneous_E3 | F3 | Industrial | Stone, Clay, and Glass | New | Miscellaneous | Natural Gas | Miscellaneous | E3 | PACT BC Ratio | 0 | 0 | 0 | 0 | 0 | 0 | 0 | 0 | 0 | 0 | 0 | 0 | 0 | 0 | 0 | 0 | 0 | 0 | 0 | 0 | 0 | 0 | 0 | 0 | 0 | 0 | 0 | 0 | 0 | 0
F3_Industrial_Stone, Clay, and Glass_New_Miscellaneous_Natural Gas_Miscellaneous_E4 | F3 | Industrial | Stone, Clay, and Glass | New | Miscellaneous | Natural Gas | Miscellaneous | E4 | PACT BC Ratio | 0 | 0 | 0 | 0 | 0 | 0 | 0 | 0 | 0 | 0 | 0 | 0 | 0 | 0 | 0 | 0 | 0 | 0 | 0 | 0 | 0 | 0 | 0 | 0 | 0 | 0 | 0 | 0 | 0 | 0
F3_Industrial_Stone, Clay, and Glass_New_Miscellaneous_Natural Gas_Miscellaneous_E5 | F3 | Industrial | Stone, Clay, and Glass | New | Miscellaneous | Natural Gas | Miscellaneous | E5 | PACT BC Ratio | 0 | 0 | 0 | 0 | 0 | 0 | 0 | 0 | 0 | 0 | 0 | 0 | 0 | 0 | 0 | 0 | 0 | 0 | 0 | 0 | 0 | 0 | 0 | 0 | 0 | 0 | 0 | 0 | 0 | 0
F3_Industrial_Stone, Clay, and Glass_New_Miscellaneous_Natural Gas_Miscellaneous_E6 | F3 | Industrial | Stone, Clay, and Glass | New | Miscellaneous | Natural Gas | Miscellaneous | E6 | PACT BC Ratio | 0 | 0 | 0 | 0 | 0 | 0 | 0 | 0 | 0 | 0 | 0 | 0 | 0 | 0 | 0 | 0 | 0 | 0 | 0 | 0 | 0 | 0 | 0 | 0 | 0 | 0 | 0 | 0 | 0 | 0
F3_Industrial_Stone, Clay, and Glass_New_Miscellaneous_Natural Gas_Miscellaneous_E7 | F3 | Industrial | Stone, Clay, and Glass | New | Miscellaneous | Natural Gas | Miscellaneous | E7 | PACT BC Ratio | 0 | 0 | 0 | 0 | 0 | 0 | 0 | 0 | 0 | 0 | 0 | 0 | 0 | 0 | 0 | 0 | 0 | 0 | 0 | 0 | 0 | 0 | 0 | 0 | 0 | 0 | 0 | 0 | 0 | 0
F3_Industrial_Stone, Clay, and Glass_New_Miscellaneous_Natural Gas_Miscellaneous_E8 | F3 | Industrial | Stone, Clay, and Glass | New | Miscellaneous | Natural Gas | Miscellaneous | E8 | PACT BC Ratio | 0 | 0 | 0 | 0 | 0 | 0 | 0 | 0 | 0 | 0 | 0 | 0 | 0 | 0 | 0 | 0 | 0 | 0 | 0 | 0 | 0 | 0 | 0 | 0 | 0 | 0 | 0 | 0 | 0 | 0
F3_Industrial_Stone, Clay, and Glass_New_Miscellaneous_Natural Gas_Miscellaneous_E9 | F3 | Industrial | Stone, Clay, and Glass | New | Miscellaneous | Natural Gas | Miscellaneous | E9 | PACT BC Ratio | 0 | 0 | 0 | 0 | 0 | 0 | 0 | 0 | 0 | 0 | 0 | 0 | 0 | 0 | 0 | 0 | 0 | 0 | 0 | 0 | 0 | 0 | 0 | 0 | 0 | 0 | 0 | 0 | 0 | 0
F3_Industrial_Stone, Clay, and Glass_New_Miscellaneous_Natural Gas_Miscellaneous_E10 | F3 | Industrial | Stone, Clay, and Glass | New | Miscellaneous | Natural Gas | Miscellaneous | E10 | PACT BC Ratio | 0 | 0 | 0 | 0 | 0 | 0 | 0 | 0 | 0 | 0 | 0 | 0 | 0 | 0 | 0 | 0 | 0 | 0 | 0 | 0 | 0 | 0 | 0 | 0 | 0 | 0 | 0 | 0 | 0 | 0
F4_Industrial_Stone, Clay, and Glass_New_Miscellaneous_Natural Gas_Miscellaneous_E1 | F4 | Industrial | Stone, Clay, and Glass | New | Miscellaneous | Natural Gas | Miscellaneous | E1 | PCT BC Ratio | 0.9 | 0.9 | 0.9 | 0.9 | 0.9 | 0.9 | 0.9 | 0.9 | 0.9 | 0.9 | 0.9 | 0.9 | 0.9 | 0.9 | 0.9 | 0.9 | 0.9 | 0.9 | 0.9 | 0.9 | 0.9 | 0.9 | 0 | 0 | 0 | 0 | 0 | 0 | 0 | 0
F4_Industrial_Stone, Clay, and Glass_New_Miscellaneous_Natural Gas_Miscellaneous_E2 | F4 | Industrial | Stone, Clay, and Glass | New | Miscellaneous | Natural Gas | Miscellaneous | E2 | PCT BC Ratio | 0 | 0 | 0 | 0 | 0 | 0 | 0 | 0 | 0 | 0 | 0 | 0 | 0 | 0 | 0 | 0 | 0 | 0 | 0 | 0 | 0 | 0 | 0 | 0 | 0 | 0 | 0 | 0 | 0 | 0
F4_Industrial_Stone, Clay, and Glass_New_Miscellaneous_Natural Gas_Miscellaneous_E3 | F4 | Industrial | Stone, Clay, and Glass | New | Miscellaneous | Natural Gas | Miscellaneous | E3 | PCT BC Ratio | 0 | 0 | 0 | 0 | 0 | 0 | 0 | 0 | 0 | 0 | 0 | 0 | 0 | 0 | 0 | 0 | 0 | 0 | 0 | 0 | 0 | 0 | 0 | 0 | 0 | 0 | 0 | 0 | 0 | 0
F4_Industrial_Stone, Clay, and Glass_New_Miscellaneous_Natural Gas_Miscellaneous_E4 | F4 | Industrial | Stone, Clay, and Glass | New | Miscellaneous | Natural Gas | Miscellaneous | E4 | PCT BC Ratio | 0 | 0 | 0 | 0 | 0 | 0 | 0 | 0 | 0 | 0 | 0 | 0 | 0 | 0 | 0 | 0 | 0 | 0 | 0 | 0 | 0 | 0 | 0 | 0 | 0 | 0 | 0 | 0 | 0 | 0
F4_Industrial_Stone, Clay, and Glass_New_Miscellaneous_Natural Gas_Miscellaneous_E5 | F4 | Industrial | Stone, Clay, and Glass | New | Miscellaneous | Natural Gas | Miscellaneous | E5 | PCT BC Ratio | 0 | 0 | 0 | 0 | 0 | 0 | 0 | 0 | 0 | 0 | 0 | 0 | 0 | 0 | 0 | 0 | 0 | 0 | 0 | 0 | 0 | 0 | 0 | 0 | 0 | 0 | 0 | 0 | 0 | 0
F4_Industrial_Stone, Clay, and Glass_New_Miscellaneous_Natural Gas_Miscellaneous_E6 | F4 | Industrial | Stone, Clay, and Glass | New | Miscellaneous | Natural Gas | Miscellaneous | E6 | PCT BC Ratio | 0 | 0 | 0 | 0 | 0 | 0 | 0 | 0 | 0 | 0 | 0 | 0 | 0 | 0 | 0 | 0 | 0 | 0 | 0 | 0 | 0 | 0 | 0 | 0 | 0 | 0 | 0 | 0 | 0 | 0
F4_Industrial_Stone, Clay, and Glass_New_Miscellaneous_Natural Gas_Miscellaneous_E7 | F4 | Industrial | Stone, Clay, and Glass | New | Miscellaneous | Natural Gas | Miscellaneous | E7 | PCT BC Ratio | 0 | 0 | 0 | 0 | 0 | 0 | 0 | 0 | 0 | 0 | 0 | 0 | 0 | 0 | 0 | 0 | 0 | 0 | 0 | 0 | 0 | 0 | 0 | 0 | 0 | 0 | 0 | 0 | 0 | 0
F4_Industrial_Stone, Clay, and Glass_New_Miscellaneous_Natural Gas_Miscellaneous_E8 | F4 | Industrial | Stone, Clay, and Glass | New | Miscellaneous | Natural Gas | Miscellaneous | E8 | PCT BC Ratio | 0 | 0 | 0 | 0 | 0 | 0 | 0 | 0 | 0 | 0 | 0 | 0 | 0 | 0 | 0 | 0 | 0 | 0 | 0 | 0 | 0 | 0 | 0 | 0 | 0 | 0 | 0 | 0 | 0 | 0
F4_Industrial_Stone, Clay, and Glass_New_Miscellaneous_Natural Gas_Miscellaneous_E9 | F4 | Industrial | Stone, Clay, and Glass | New | Miscellaneous | Natural Gas | Miscellaneous | E9 | PCT BC Ratio | 0 | 0 | 0 | 0 | 0 | 0 | 0 | 0 | 0 | 0 | 0 | 0 | 0 | 0 | 0 | 0 | 0 | 0 | 0 | 0 | 0 | 0 | 0 | 0 | 0 | 0 | 0 | 0 | 0 | 0
F4_Industrial_Stone, Clay, and Glass_New_Miscellaneous_Natural Gas_Miscellaneous_E10 | F4 | Industrial | Stone, Clay, and Glass | New | Miscellaneous | Natural Gas | Miscellaneous | E10 | PCT BC Ratio | 0 | 0 | 0 | 0 | 0 | 0 | 0 | 0 | 0 | 0 | 0 | 0 | 0 | 0 | 0 | 0 | 0 | 0 | 0 | 0 | 0 | 0 | 0 | 0 | 0 | 0 | 0 | 0 | 0 | 0
F5_Industrial_Stone, Clay, and Glass_New_Miscellaneous_Natural Gas_Miscellaneous_E1 | F5 | Industrial | Stone, Clay, and Glass | New | Miscellaneous | Natural Gas | Miscellaneous | E1 | RIM BC Ratio | 0.9 | 0.9 | 0.9 | 0.9 | 0.9 | 0.9 | 0.9 | 0.9 | 0.9 | 0.9 | 0.9 | 0.9 | 0.9 | 0.9 | 0.9 | 0.9 | 0.9 | 0.9 | 0.9 | 0.9 | 0.9 | 0.9 | 0 | 0 | 0 | 0 | 0 | 0 | 0 | 0
F5_Industrial_Stone, Clay, and Glass_New_Miscellaneous_Natural Gas_Miscellaneous_E2 | F5 | Industrial | Stone, Clay, and Glass | New | Miscellaneous | Natural Gas | Miscellaneous | E2 | RIM BC Ratio | 0 | 0 | 0 | 0 | 0 | 0 | 0 | 0 | 0 | 0 | 0 | 0 | 0 | 0 | 0 | 0 | 0 | 0 | 0 | 0 | 0 | 0 | 0 | 0 | 0 | 0 | 0 | 0 | 0 | 0
F5_Industrial_Stone, Clay, and Glass_New_Miscellaneous_Natural Gas_Miscellaneous_E3 | F5 | Industrial | Stone, Clay, and Glass | New | Miscellaneous | Natural Gas | Miscellaneous | E3 | RIM BC Ratio | 0 | 0 | 0 | 0 | 0 | 0 | 0 | 0 | 0 | 0 | 0 | 0 | 0 | 0 | 0 | 0 | 0 | 0 | 0 | 0 | 0 | 0 | 0 | 0 | 0 | 0 | 0 | 0 | 0 | 0
F5_Industrial_Stone, Clay, and Glass_New_Miscellaneous_Natural Gas_Miscellaneous_E4 | F5 | Industrial | Stone, Clay, and Glass | New | Miscellaneous | Natural Gas | Miscellaneous | E4 | RIM BC Ratio | 0 | 0 | 0 | 0 | 0 | 0 | 0 | 0 | 0 | 0 | 0 | 0 | 0 | 0 | 0 | 0 | 0 | 0 | 0 | 0 | 0 | 0 | 0 | 0 | 0 | 0 | 0 | 0 | 0 | 0
F5_Industrial_Stone, Clay, and Glass_New_Miscellaneous_Natural Gas_Miscellaneous_E5 | F5 | Industrial | Stone, Clay, and Glass | New | Miscellaneous | Natural Gas | Miscellaneous | E5 | RIM BC Ratio | 0 | 0 | 0 | 0 | 0 | 0 | 0 | 0 | 0 | 0 | 0 | 0 | 0 | 0 | 0 | 0 | 0 | 0 | 0 | 0 | 0 | 0 | 0 | 0 | 0 | 0 | 0 | 0 | 0 | 0
F5_Industrial_Stone, Clay, and Glass_New_Miscellaneous_Natural Gas_Miscellaneous_E6 | F5 | Industrial | Stone, Clay, and Glass | New | Miscellaneous | Natural Gas | Miscellaneous | E6 | RIM BC Ratio | 0 | 0 | 0 | 0 | 0 | 0 | 0 | 0 | 0 | 0 | 0 | 0 | 0 | 0 | 0 | 0 | 0 | 0 | 0 | 0 | 0 | 0 | 0 | 0 | 0 | 0 | 0 | 0 | 0 | 0
F5_Industrial_Stone, Clay, and Glass_New_Miscellaneous_Natural Gas_Miscellaneous_E7 | F5 | Industrial | Stone, Clay, and Glass | New | Miscellaneous | Natural Gas | Miscellaneous | E7 | RIM BC Ratio | 0 | 0 | 0 | 0 | 0 | 0 | 0 | 0 | 0 | 0 | 0 | 0 | 0 | 0 | 0 | 0 | 0 | 0 | 0 | 0 | 0 | 0 | 0 | 0 | 0 | 0 | 0 | 0 | 0 | 0
F5_Industrial_Stone, Clay, and Glass_New_Miscellaneous_Natural Gas_Miscellaneous_E8 | F5 | Industrial | Stone, Clay, and Glass | New | Miscellaneous | Natural Gas | Miscellaneous | E8 | RIM BC Ratio | 0 | 0 | 0 | 0 | 0 | 0 | 0 | 0 | 0 | 0 | 0 | 0 | 0 | 0 | 0 | 0 | 0 | 0 | 0 | 0 | 0 | 0 | 0 | 0 | 0 | 0 | 0 | 0 | 0 | 0
F5_Industrial_Stone, Clay, and Glass_New_Miscellaneous_Natural Gas_Miscellaneous_E9 | F5 | Industrial | Stone, Clay, and Glass | New | Miscellaneous | Natural Gas | Miscellaneous | E9 | RIM BC Ratio | 0 | 0 | 0 | 0 | 0 | 0 | 0 | 0 | 0 | 0 | 0 | 0 | 0 | 0 | 0 | 0 | 0 | 0 | 0 | 0 | 0 | 0 | 0 | 0 | 0 | 0 | 0 | 0 | 0 | 0
F5_Industrial_Stone, Clay, and Glass_New_Miscellaneous_Natural Gas_Miscellaneous_E10 | F5 | Industrial | Stone, Clay, and Glass | New | Miscellaneous | Natural Gas | Miscellaneous | E10 | RIM BC Ratio | 0 | 0 | 0 | 0 | 0 | 0 | 0 | 0 | 0 | 0 | 0 | 0 | 0 | 0 | 0 | 0 | 0 | 0 | 0 | 0 | 0 | 0 | 0 | 0 | 0 | 0 | 0 | 0 | 0 | 0
F0_Industrial_Petroleum_Existing_Space Heating_Natural Gas_Furnace_E0 | F0 | Industrial | Petroleum | Existing | Space Heating | Natural Gas | Furnace | E0 | Economic Unit | AFUE 96% | AFUE 96% | AFUE 96% | AFUE 96% | AFUE 96% | AFUE 96% | AFUE 96% | AFUE 96% | AFUE 96% | AFUE 96% | AFUE 96% | AFUE 96% | AFUE 96% | AFUE 96% | AFUE 96% | AFUE 96% | AFUE 96% | AFUE 96% | AFUE 96% | AFUE 96% | AFUE 96% | AFUE 96% | 0 | 0 | 0 | 0 | 0 | 0 | 0 | 0
F1_Industrial_Petroleum_Existing_Space Heating_Natural Gas_Furnace_E1 | F1 | Industrial | Petroleum | Existing | Space Heating | Natural Gas | Furnace | E1 | CCE | 0 | 0 | 0 | 0 | 0 | 0 | 0 | 0 | 0 | 0 | 0 | 0 | 0 | 0 | 0 | 0 | 0 | 0 | 0 | 0 | 0 | 0 | 0 | 0 | 0 | 0 | 0 | 0 | 0 | 0
F1_Industrial_Petroleum_Existing_Space Heating_Natural Gas_Furnace_E2 | F1 | Industrial | Petroleum | Existing | Space Heating | Natural Gas | Furnace | E2 | CCE | 0.00080022 | 0.00080022 | 0.00080022 | 0.00080022 | 0.00080022 | 0.00080022 | 0.00080022 | 0.00080022 | 0.00080022 | 0.00080022 | 0.00080022 | 0.00080022 | 0.00080022 | 0.00080022 | 0.00080022 | 0.00080022 | 0.00080022 | 0.00080022 | 0.00080022 | 0.00080022 | 0.00080022 | 0.00080022 | 0 | 0 | 0 | 0 | 0 | 0 | 0 | 0
F1_Industrial_Petroleum_Existing_Space Heating_Natural Gas_Furnace_E3 | F1 | Industrial | Petroleum | Existing | Space Heating | Natural Gas | Furnace | E3 | CCE | 0.0010663 | 0.0010663 | 0.0010663 | 0.0010663 | 0.0010663 | 0.0010663 | 0.0010663 | 0.0010663 | 0.0010663 | 0.0010663 | 0.0010663 | 0.0010663 | 0.0010663 | 0.0010663 | 0.0010663 | 0.0010663 | 0.0010663 | 0.0010663 | 0.0010663 | 0.0010663 | 0.0010663 | 0.0010663 | 0 | 0 | 0 | 0 | 0 | 0 | 0 | 0
F1_Industrial_Petroleum_Existing_Space Heating_Natural Gas_Furnace_E4 | F1 | Industrial | Petroleum | Existing | Space Heating | Natural Gas | Furnace | E4 | CCE | 0 | 0 | 0 | 0 | 0 | 0 | 0 | 0 | 0 | 0 | 0 | 0 | 0 | 0 | 0 | 0 | 0 | 0 | 0 | 0 | 0 | 0 | 0 | 0 | 0 | 0 | 0 | 0 | 0 | 0
F1_Industrial_Petroleum_Existing_Space Heating_Natural Gas_Furnace_E5 | F1 | Industrial | Petroleum | Existing | Space Heating | Natural Gas | Furnace | E5 | CCE | 0 | 0 | 0 | 0 | 0 | 0 | 0 | 0 | 0 | 0 | 0 | 0 | 0 | 0 | 0 | 0 | 0 | 0 | 0 | 0 | 0 | 0 | 0 | 0 | 0 | 0 | 0 | 0 | 0 | 0
F1_Industrial_Petroleum_Existing_Space Heating_Natural Gas_Furnace_E6 | F1 | Industrial | Petroleum | Existing | Space Heating | Natural Gas | Furnace | E6 | CCE | 0 | 0 | 0 | 0 | 0 | 0 | 0 | 0 | 0 | 0 | 0 | 0 | 0 | 0 | 0 | 0 | 0 | 0 | 0 | 0 | 0 | 0 | 0 | 0 | 0 | 0 | 0 | 0 | 0 | 0
F1_Industrial_Petroleum_Existing_Space Heating_Natural Gas_Furnace_E7 | F1 | Industrial | Petroleum | Existing | Space Heating | Natural Gas | Furnace | E7 | CCE | 0 | 0 | 0 | 0 | 0 | 0 | 0 | 0 | 0 | 0 | 0 | 0 | 0 | 0 | 0 | 0 | 0 | 0 | 0 | 0 | 0 | 0 | 0 | 0 | 0 | 0 | 0 | 0 | 0 | 0
F1_Industrial_Petroleum_Existing_Space Heating_Natural Gas_Furnace_E8 | F1 | Industrial | Petroleum | Existing | Space Heating | Natural Gas | Furnace | E8 | CCE | 0 | 0 | 0 | 0 | 0 | 0 | 0 | 0 | 0 | 0 | 0 | 0 | 0 | 0 | 0 | 0 | 0 | 0 | 0 | 0 | 0 | 0 | 0 | 0 | 0 | 0 | 0 | 0 | 0 | 0
F1_Industrial_Petroleum_Existing_Space Heating_Natural Gas_Furnace_E9 | F1 | Industrial | Petroleum | Existing | Space Heating | Natural Gas | Furnace | E9 | CCE | 0 | 0 | 0 | 0 | 0 | 0 | 0 | 0 | 0 | 0 | 0 | 0 | 0 | 0 | 0 | 0 | 0 | 0 | 0 | 0 | 0 | 0 | 0 | 0 | 0 | 0 | 0 | 0 | 0 | 0
F1_Industrial_Petroleum_Existing_Space Heating_Natural Gas_Furnace_E10 | F1 | Industrial | Petroleum | Existing | Space Heating | Natural Gas | Furnace | E10 | CCE | 0 | 0 | 0 | 0 | 0 | 0 | 0 | 0 | 0 | 0 | 0 | 0 | 0 | 0 | 0 | 0 | 0 | 0 | 0 | 0 | 0 | 0 | 0 | 0 | 0 | 0 | 0 | 0 | 0 | 0
F2_Industrial_Petroleum_Existing_Space Heating_Natural Gas_Furnace_E1 | F2 | Industrial | Petroleum | Existing | Space Heating | Natural Gas | Furnace | E1 | TRC BC Ratio | 0.9 | 0.9 | 0.9 | 0.9 | 0.9 | 0.9 | 0.9 | 0.9 | 0.9 | 0.9 | 0.9 | 0.9 | 0.9 | 0.9 | 0.9 | 0.9 | 0.9 | 0.9 | 0.9 | 0.9 | 0.9 | 0.9 | 0 | 0 | 0 | 0 | 0 | 0 | 0 | 0
F2_Industrial_Petroleum_Existing_Space Heating_Natural Gas_Furnace_E2 | F2 | Industrial | Petroleum | Existing | Space Heating | Natural Gas | Furnace | E2 | TRC BC Ratio | 6.3177 | 6.3877 | 6.2866 | 6.1898 | 6.0235 | 5.8589 | 5.6934 | 5.5424 | 5.3921 | 5.261 | 5.1303 | 5.0031 | 4.8786 | 4.7588 | 4.6414 | 4.5264 | 4.415 | 4.3083 | 4.2041 | 4.106 | 4.0118 | 3.9204 | 0 | 0 | 0 | 0 | 0 | 0 | 0 | 0
F2_Industrial_Petroleum_Existing_Space Heating_Natural Gas_Furnace_E3 | F2 | Industrial | Petroleum | Existing | Space Heating | Natural Gas | Furnace | E3 | TRC BC Ratio | 4.7411 | 4.7936 | 4.7177 | 4.6451 | 4.5203 | 4.3968 | 4.2726 | 4.1592 | 4.0465 | 3.9481 | 3.85 | 3.7546 | 3.6611 | 3.5712 | 3.4831 | 3.3968 | 3.3132 | 3.2332 | 3.1549 | 3.0813 | 3.0106 | 2.942 | 0 | 0 | 0 | 0 | 0 | 0 | 0 | 0
F2_Industrial_Petroleum_Existing_Space Heating_Natural Gas_Furnace_E4 | F2 | Industrial | Petroleum | Existing | Space Heating | Natural Gas | Furnace | E4 | TRC BC Ratio | 0 | 0 | 0 | 0 | 0 | 0 | 0 | 0 | 0 | 0 | 0 | 0 | 0 | 0 | 0 | 0 | 0 | 0 | 0 | 0 | 0 | 0 | 0 | 0 | 0 | 0 | 0 | 0 | 0 | 0
F2_Industrial_Petroleum_Existing_Space Heating_Natural Gas_Furnace_E5 | F2 | Industrial | Petroleum | Existing | Space Heating | Natural Gas | Furnace | E5 | TRC BC Ratio | 0 | 0 | 0 | 0 | 0 | 0 | 0 | 0 | 0 | 0 | 0 | 0 | 0 | 0 | 0 | 0 | 0 | 0 | 0 | 0 | 0 | 0 | 0 | 0 | 0 | 0 | 0 | 0 | 0 | 0
F2_Industrial_Petroleum_Existing_Space Heating_Natural Gas_Furnace_E6 | F2 | Industrial | Petroleum | Existing | Space Heating | Natural Gas | Furnace | E6 | TRC BC Ratio | 0 | 0 | 0 | 0 | 0 | 0 | 0 | 0 | 0 | 0 | 0 | 0 | 0 | 0 | 0 | 0 | 0 | 0 | 0 | 0 | 0 | 0 | 0 | 0 | 0 | 0 | 0 | 0 | 0 | 0
F2_Industrial_Petroleum_Existing_Space Heating_Natural Gas_Furnace_E7 | F2 | Industrial | Petroleum | Existing | Space Heating | Natural Gas | Furnace | E7 | TRC BC Ratio | 0 | 0 | 0 | 0 | 0 | 0 | 0 | 0 | 0 | 0 | 0 | 0 | 0 | 0 | 0 | 0 | 0 | 0 | 0 | 0 | 0 | 0 | 0 | 0 | 0 | 0 | 0 | 0 | 0 | 0
F2_Industrial_Petroleum_Existing_Space Heating_Natural Gas_Furnace_E8 | F2 | Industrial | Petroleum | Existing | Space Heating | Natural Gas | Furnace | E8 | TRC BC Ratio | 0 | 0 | 0 | 0 | 0 | 0 | 0 | 0 | 0 | 0 | 0 | 0 | 0 | 0 | 0 | 0 | 0 | 0 | 0 | 0 | 0 | 0 | 0 | 0 | 0 | 0 | 0 | 0 | 0 | 0
F2_Industrial_Petroleum_Existing_Space Heating_Natural Gas_Furnace_E9 | F2 | Industrial | Petroleum | Existing | Space Heating | Natural Gas | Furnace | E9 | TRC BC Ratio | 0 | 0 | 0 | 0 | 0 | 0 | 0 | 0 | 0 | 0 | 0 | 0 | 0 | 0 | 0 | 0 | 0 | 0 | 0 | 0 | 0 | 0 | 0 | 0 | 0 | 0 | 0 | 0 | 0 | 0
F2_Industrial_Petroleum_Existing_Space Heating_Natural Gas_Furnace_E10 | F2 | Industrial | Petroleum | Existing | Space Heating | Natural Gas | Furnace | E10 | TRC BC Ratio | 0 | 0 | 0 | 0 | 0 | 0 | 0 | 0 | 0 | 0 | 0 | 0 | 0 | 0 | 0 | 0 | 0 | 0 | 0 | 0 | 0 | 0 | 0 | 0 | 0 | 0 | 0 | 0 | 0 | 0
F3_Industrial_Petroleum_Existing_Space Heating_Natural Gas_Furnace_E1 | F3 | Industrial | Petroleum | Existing | Space Heating | Natural Gas | Furnace | E1 | PACT BC Ratio | 0.9 | 0.9 | 0.9 | 0.9 | 0.9 | 0.9 | 0.9 | 0.9 | 0.9 | 0.9 | 0.9 | 0.9 | 0.9 | 0.9 | 0.9 | 0.9 | 0.9 | 0.9 | 0.9 | 0.9 | 0.9 | 0.9 | 0 | 0 | 0 | 0 | 0 | 0 | 0 | 0
F3_Industrial_Petroleum_Existing_Space Heating_Natural Gas_Furnace_E2 | F3 | Industrial | Petroleum | Existing | Space Heating | Natural Gas | Furnace | E2 | PACT BC Ratio | 18.231 | 18.433 | 18.1414 | 17.8619 | 17.382 | 16.9071 | 16.4295 | 15.9937 | 15.5602 | 15.1818 | 14.8045 | 14.4376 | 14.0781 | 13.7325 | 13.3938 | 13.0619 | 12.7406 | 12.4326 | 12.1317 | 11.8487 | 11.5768 | 11.3132 | 0 | 0 | 0 | 0 | 0 | 0 | 0 | 0
F3_Industrial_Petroleum_Existing_Space Heating_Natural Gas_Furnace_E3 | F3 | Industrial | Petroleum | Existing | Space Heating | Natural Gas | Furnace | E3 | PACT BC Ratio | 13.6813 | 13.8329 | 13.614 | 13.4043 | 13.0442 | 12.6878 | 12.3294 | 12.0023 | 11.677 | 11.3931 | 11.1099 | 10.8346 | 10.5648 | 10.3054 | 10.0513 | 9.8022 | 9.5611 | 9.3299 | 9.1041 | 8.8918 | 8.6877 | 8.4899 | 0 | 0 | 0 | 0 | 0 | 0 | 0 | 0
F3_Industrial_Petroleum_Existing_Space Heating_Natural Gas_Furnace_E4 | F3 | Industrial | Petroleum | Existing | Space Heating | Natural Gas | Furnace | E4 | PACT BC Ratio | 0 | 0 | 0 | 0 | 0 | 0 | 0 | 0 | 0 | 0 | 0 | 0 | 0 | 0 | 0 | 0 | 0 | 0 | 0 | 0 | 0 | 0 | 0 | 0 | 0 | 0 | 0 | 0 | 0 | 0
F3_Industrial_Petroleum_Existing_Space Heating_Natural Gas_Furnace_E5 | F3 | Industrial | Petroleum | Existing | Space Heating | Natural Gas | Furnace | E5 | PACT BC Ratio | 0 | 0 | 0 | 0 | 0 | 0 | 0 | 0 | 0 | 0 | 0 | 0 | 0 | 0 | 0 | 0 | 0 | 0 | 0 | 0 | 0 | 0 | 0 | 0 | 0 | 0 | 0 | 0 | 0 | 0
F3_Industrial_Petroleum_Existing_Space Heating_Natural Gas_Furnace_E6 | F3 | Industrial | Petroleum | Existing | Space Heating | Natural Gas | Furnace | E6 | PACT BC Ratio | 0 | 0 | 0 | 0 | 0 | 0 | 0 | 0 | 0 | 0 | 0 | 0 | 0 | 0 | 0 | 0 | 0 | 0 | 0 | 0 | 0 | 0 | 0 | 0 | 0 | 0 | 0 | 0 | 0 | 0
F3_Industrial_Petroleum_Existing_Space Heating_Natural Gas_Furnace_E7 | F3 | Industrial | Petroleum | Existing | Space Heating | Natural Gas | Furnace | E7 | PACT BC Ratio | 0 | 0 | 0 | 0 | 0 | 0 | 0 | 0 | 0 | 0 | 0 | 0 | 0 | 0 | 0 | 0 | 0 | 0 | 0 | 0 | 0 | 0 | 0 | 0 | 0 | 0 | 0 | 0 | 0 | 0
F3_Industrial_Petroleum_Existing_Space Heating_Natural Gas_Furnace_E8 | F3 | Industrial | Petroleum | Existing | Space Heating | Natural Gas | Furnace | E8 | PACT BC Ratio | 0 | 0 | 0 | 0 | 0 | 0 | 0 | 0 | 0 | 0 | 0 | 0 | 0 | 0 | 0 | 0 | 0 | 0 | 0 | 0 | 0 | 0 | 0 | 0 | 0 | 0 | 0 | 0 | 0 | 0
F3_Industrial_Petroleum_Existing_Space Heating_Natural Gas_Furnace_E9 | F3 | Industrial | Petroleum | Existing | Space Heating | Natural Gas | Furnace | E9 | PACT BC Ratio | 0 | 0 | 0 | 0 | 0 | 0 | 0 | 0 | 0 | 0 | 0 | 0 | 0 | 0 | 0 | 0 | 0 | 0 | 0 | 0 | 0 | 0 | 0 | 0 | 0 | 0 | 0 | 0 | 0 | 0
F3_Industrial_Petroleum_Existing_Space Heating_Natural Gas_Furnace_E10 | F3 | Industrial | Petroleum | Existing | Space Heating | Natural Gas | Furnace | E10 | PACT BC Ratio | 0 | 0 | 0 | 0 | 0 | 0 | 0 | 0 | 0 | 0 | 0 | 0 | 0 | 0 | 0 | 0 | 0 | 0 | 0 | 0 | 0 | 0 | 0 | 0 | 0 | 0 | 0 | 0 | 0 | 0
F4_Industrial_Petroleum_Existing_Space Heating_Natural Gas_Furnace_E1 | F4 | Industrial | Petroleum | Existing | Space Heating | Natural Gas | Furnace | E1 | PCT BC Ratio | 0.9 | 0.9 | 0.9 | 0.9 | 0.9 | 0.9 | 0.9 | 0.9 | 0.9 | 0.9 | 0.9 | 0.9 | 0.9 | 0.9 | 0.9 | 0.9 | 0.9 | 0.9 | 0.9 | 0.9 | 0.9 | 0.9 | 0 | 0 | 0 | 0 | 0 | 0 | 0 | 0
F4_Industrial_Petroleum_Existing_Space Heating_Natural Gas_Furnace_E2 | F4 | Industrial | Petroleum | Existing | Space Heating | Natural Gas | Furnace | E2 | PCT BC Ratio | 9.4492 | 9.5517 | 9.4037 | 9.262 | 9.0185 | 8.7777 | 8.5354 | 8.3143 | 8.0944 | 7.9025 | 7.7111 | 7.525 | 7.3427 | 7.1674 | 6.9956 | 6.8272 | 6.6642 | 6.508 | 6.3554 | 6.2118 | 6.0739 | 5.9402 | 0 | 0 | 0 | 0 | 0 | 0 | 0 | 0
F4_Industrial_Petroleum_Existing_Space Heating_Natural Gas_Furnace_E3 | F4 | Industrial | Petroleum | Existing | Space Heating | Natural Gas | Furnace | E3 | PCT BC Ratio | 7.1414 | 7.2183 | 7.1073 | 7.0009 | 6.8182 | 6.6374 | 6.4556 | 6.2897 | 6.1247 | 5.9807 | 5.837 | 5.6974 | 5.5606 | 5.429 | 5.3001 | 5.1737 | 5.0514 | 4.9342 | 4.8196 | 4.7119 | 4.6084 | 4.5081 | 0 | 0 | 0 | 0 | 0 | 0 | 0 | 0
F4_Industrial_Petroleum_Existing_Space Heating_Natural Gas_Furnace_E4 | F4 | Industrial | Petroleum | Existing | Space Heating | Natural Gas | Furnace | E4 | PCT BC Ratio | 0 | 0 | 0 | 0 | 0 | 0 | 0 | 0 | 0 | 0 | 0 | 0 | 0 | 0 | 0 | 0 | 0 | 0 | 0 | 0 | 0 | 0 | 0 | 0 | 0 | 0 | 0 | 0 | 0 | 0
F4_Industrial_Petroleum_Existing_Space Heating_Natural Gas_Furnace_E5 | F4 | Industrial | Petroleum | Existing | Space Heating | Natural Gas | Furnace | E5 | PCT BC Ratio | 0 | 0 | 0 | 0 | 0 | 0 | 0 | 0 | 0 | 0 | 0 | 0 | 0 | 0 | 0 | 0 | 0 | 0 | 0 | 0 | 0 | 0 | 0 | 0 | 0 | 0 | 0 | 0 | 0 | 0
F4_Industrial_Petroleum_Existing_Space Heating_Natural Gas_Furnace_E6 | F4 | Industrial | Petroleum | Existing | Space Heating | Natural Gas | Furnace | E6 | PCT BC Ratio | 0 | 0 | 0 | 0 | 0 | 0 | 0 | 0 | 0 | 0 | 0 | 0 | 0 | 0 | 0 | 0 | 0 | 0 | 0 | 0 | 0 | 0 | 0 | 0 | 0 | 0 | 0 | 0 | 0 | 0
F4_Industrial_Petroleum_Existing_Space Heating_Natural Gas_Furnace_E7 | F4 | Industrial | Petroleum | Existing | Space Heating | Natural Gas | Furnace | E7 | PCT BC Ratio | 0 | 0 | 0 | 0 | 0 | 0 | 0 | 0 | 0 | 0 | 0 | 0 | 0 | 0 | 0 | 0 | 0 | 0 | 0 | 0 | 0 | 0 | 0 | 0 | 0 | 0 | 0 | 0 | 0 | 0
F4_Industrial_Petroleum_Existing_Space Heating_Natural Gas_Furnace_E8 | F4 | Industrial | Petroleum | Existing | Space Heating | Natural Gas | Furnace | E8 | PCT BC Ratio | 0 | 0 | 0 | 0 | 0 | 0 | 0 | 0 | 0 | 0 | 0 | 0 | 0 | 0 | 0 | 0 | 0 | 0 | 0 | 0 | 0 | 0 | 0 | 0 | 0 | 0 | 0 | 0 | 0 | 0
F4_Industrial_Petroleum_Existing_Space Heating_Natural Gas_Furnace_E9 | F4 | Industrial | Petroleum | Existing | Space Heating | Natural Gas | Furnace | E9 | PCT BC Ratio | 0 | 0 | 0 | 0 | 0 | 0 | 0 | 0 | 0 | 0 | 0 | 0 | 0 | 0 | 0 | 0 | 0 | 0 | 0 | 0 | 0 | 0 | 0 | 0 | 0 | 0 | 0 | 0 | 0 | 0
F4_Industrial_Petroleum_Existing_Space Heating_Natural Gas_Furnace_E10 | F4 | Industrial | Petroleum | Existing | Space Heating | Natural Gas | Furnace | E10 | PCT BC Ratio | 0 | 0 | 0 | 0 | 0 | 0 | 0 | 0 | 0 | 0 | 0 | 0 | 0 | 0 | 0 | 0 | 0 | 0 | 0 | 0 | 0 | 0 | 0 | 0 | 0 | 0 | 0 | 0 | 0 | 0
F5_Industrial_Petroleum_Existing_Space Heating_Natural Gas_Furnace_E1 | F5 | Industrial | Petroleum | Existing | Space Heating | Natural Gas | Furnace | E1 | RIM BC Ratio | 0.9 | 0.9 | 0.9 | 0.9 | 0.9 | 0.9 | 0.9 | 0.9 | 0.9 | 0.9 | 0.9 | 0.9 | 0.9 | 0.9 | 0.9 | 0.9 | 0.9 | 0.9 | 0.9 | 0.9 | 0.9 | 0.9 | 0 | 0 | 0 | 0 | 0 | 0 | 0 | 0
F5_Industrial_Petroleum_Existing_Space Heating_Natural Gas_Furnace_E2 | F5 | Industrial | Petroleum | Existing | Space Heating | Natural Gas | Furnace | E2 | RIM BC Ratio | 0.79814 | 0.79852 | 0.79797 | 0.79742 | 0.79643 | 0.79541 | 0.79432 | 0.79328 | 0.79218 | 0.79118 | 0.79013 | 0.78906 | 0.78796 | 0.78685 | 0.78571 | 0.78455 | 0.78336 | 0.78217 | 0.78095 | 0.77975 | 0.77855 | 0.77733 | 0 | 0 | 0 | 0 | 0 | 0 | 0 | 0
F5_Industrial_Petroleum_Existing_Space Heating_Natural Gas_Furnace_E3 | F5 | Industrial | Petroleum | Existing | Space Heating | Natural Gas | Furnace | E3 | RIM BC Ratio | 0.78668 | 0.78718 | 0.78646 | 0.78575 | 0.78448 | 0.78316 | 0.78176 | 0.78041 | 0.779 | 0.7777 | 0.77635 | 0.77498 | 0.77356 | 0.77214 | 0.77068 | 0.76918 | 0.76766 | 0.76614 | 0.76458 | 0.76305 | 0.76152 | 0.75996 | 0 | 0 | 0 | 0 | 0 | 0 | 0 | 0
F5_Industrial_Petroleum_Existing_Space Heating_Natural Gas_Furnace_E4 | F5 | Industrial | Petroleum | Existing | Space Heating | Natural Gas | Furnace | E4 | RIM BC Ratio | 0 | 0 | 0 | 0 | 0 | 0 | 0 | 0 | 0 | 0 | 0 | 0 | 0 | 0 | 0 | 0 | 0 | 0 | 0 | 0 | 0 | 0 | 0 | 0 | 0 | 0 | 0 | 0 | 0 | 0
F5_Industrial_Petroleum_Existing_Space Heating_Natural Gas_Furnace_E5 | F5 | Industrial | Petroleum | Existing | Space Heating | Natural Gas | Furnace | E5 | RIM BC Ratio | 0 | 0 | 0 | 0 | 0 | 0 | 0 | 0 | 0 | 0 | 0 | 0 | 0 | 0 | 0 | 0 | 0 | 0 | 0 | 0 | 0 | 0 | 0 | 0 | 0 | 0 | 0 | 0 | 0 | 0
F5_Industrial_Petroleum_Existing_Space Heating_Natural Gas_Furnace_E6 | F5 | Industrial | Petroleum | Existing | Space Heating | Natural Gas | Furnace | E6 | RIM BC Ratio | 0 | 0 | 0 | 0 | 0 | 0 | 0 | 0 | 0 | 0 | 0 | 0 | 0 | 0 | 0 | 0 | 0 | 0 | 0 | 0 | 0 | 0 | 0 | 0 | 0 | 0 | 0 | 0 | 0 | 0
F5_Industrial_Petroleum_Existing_Space Heating_Natural Gas_Furnace_E7 | F5 | Industrial | Petroleum | Existing | Space Heating | Natural Gas | Furnace | E7 | RIM BC Ratio | 0 | 0 | 0 | 0 | 0 | 0 | 0 | 0 | 0 | 0 | 0 | 0 | 0 | 0 | 0 | 0 | 0 | 0 | 0 | 0 | 0 | 0 | 0 | 0 | 0 | 0 | 0 | 0 | 0 | 0
F5_Industrial_Petroleum_Existing_Space Heating_Natural Gas_Furnace_E8 | F5 | Industrial | Petroleum | Existing | Space Heating | Natural Gas | Furnace | E8 | RIM BC Ratio | 0 | 0 | 0 | 0 | 0 | 0 | 0 | 0 | 0 | 0 | 0 | 0 | 0 | 0 | 0 | 0 | 0 | 0 | 0 | 0 | 0 | 0 | 0 | 0 | 0 | 0 | 0 | 0 | 0 | 0
F5_Industrial_Petroleum_Existing_Space Heating_Natural Gas_Furnace_E9 | F5 | Industrial | Petroleum | Existing | Space Heating | Natural Gas | Furnace | E9 | RIM BC Ratio | 0 | 0 | 0 | 0 | 0 | 0 | 0 | 0 | 0 | 0 | 0 | 0 | 0 | 0 | 0 | 0 | 0 | 0 | 0 | 0 | 0 | 0 | 0 | 0 | 0 | 0 | 0 | 0 | 0 | 0
F5_Industrial_Petroleum_Existing_Space Heating_Natural Gas_Furnace_E10 | F5 | Industrial | Petroleum | Existing | Space Heating | Natural Gas | Furnace | E10 | RIM BC Ratio | 0 | 0 | 0 | 0 | 0 | 0 | 0 | 0 | 0 | 0 | 0 | 0 | 0 | 0 | 0 | 0 | 0 | 0 | 0 | 0 | 0 | 0 | 0 | 0 | 0 | 0 | 0 | 0 | 0 | 0
F0_Industrial_Petroleum_Existing_Space Heating_Natural Gas_Boiler_E0 | F0 | Industrial | Petroleum | Existing | Space Heating | Natural Gas | Boiler | E0 | Economic Unit | AFUE 97% | AFUE 97% | AFUE 97% | AFUE 97% | AFUE 97% | AFUE 97% | AFUE 97% | AFUE 97% | AFUE 97% | AFUE 97% | AFUE 97% | AFUE 97% | AFUE 97% | AFUE 97% | AFUE 97% | AFUE 97% | AFUE 97% | AFUE 97% | AFUE 97% | AFUE 97% | AFUE 97% | AFUE 97% | 0 | 0 | 0 | 0 | 0 | 0 | 0 | 0
F1_Industrial_Petroleum_Existing_Space Heating_Natural Gas_Boiler_E1 | F1 | Industrial | Petroleum | Existing | Space Heating | Natural Gas | Boiler | E1 | CCE | 0 | 0 | 0 | 0 | 0 | 0 | 0 | 0 | 0 | 0 | 0 | 0 | 0 | 0 | 0 | 0 | 0 | 0 | 0 | 0 | 0 | 0 | 0 | 0 | 0 | 0 | 0 | 0 | 0 | 0
F1_Industrial_Petroleum_Existing_Space Heating_Natural Gas_Boiler_E2 | F1 | Industrial | Petroleum | Existing | Space Heating | Natural Gas | Boiler | E2 | CCE | 0.0028331 | 0.0028331 | 0.0028331 | 0.0028331 | 0.0028331 | 0.0028331 | 0.0028331 | 0.0028331 | 0.0028331 | 0.0028331 | 0.0028331 | 0.0028331 | 0.0028331 | 0.0028331 | 0.0028331 | 0.0028331 | 0.0028331 | 0.0028331 | 0.0028331 | 0.0028331 | 0.0028331 | 0.0028331 | 0 | 0 | 0 | 0 | 0 | 0 | 0 | 0
F1_Industrial_Petroleum_Existing_Space Heating_Natural Gas_Boiler_E3 | F1 | Industrial | Petroleum | Existing | Space Heating | Natural Gas | Boiler | E3 | CCE | 0.0028615 | 0.0028615 | 0.0028615 | 0.0028615 | 0.0028615 | 0.0028615 | 0.0028615 | 0.0028615 | 0.0028615 | 0.0028615 | 0.0028615 | 0.0028615 | 0.0028615 | 0.0028615 | 0.0028615 | 0.0028615 | 0.0028615 | 0.0028615 | 0.0028615 | 0.0028615 | 0.0028615 | 0.0028615 | 0 | 0 | 0 | 0 | 0 | 0 | 0 | 0
F1_Industrial_Petroleum_Existing_Space Heating_Natural Gas_Boiler_E4 | F1 | Industrial | Petroleum | Existing | Space Heating | Natural Gas | Boiler | E4 | CCE | 18.3165 | 18.3165 | 18.3165 | 18.3165 | 18.3165 | 18.3165 | 18.3165 | 18.3165 | 18.3165 | 18.3165 | 18.3165 | 18.3165 | 18.3165 | 18.3165 | 18.3165 | 18.3165 | 18.3165 | 18.3165 | 18.3165 | 18.3165 | 18.3165 | 18.3165 | 0 | 0 | 0 | 0 | 0 | 0 | 0 | 0
F1_Industrial_Petroleum_Existing_Space Heating_Natural Gas_Boiler_E5 | F1 | Industrial | Petroleum | Existing | Space Heating | Natural Gas | Boiler | E5 | CCE | 0 | 0 | 0 | 0 | 0 | 0 | 0 | 0 | 0 | 0 | 0 | 0 | 0 | 0 | 0 | 0 | 0 | 0 | 0 | 0 | 0 | 0 | 0 | 0 | 0 | 0 | 0 | 0 | 0 | 0
F1_Industrial_Petroleum_Existing_Space Heating_Natural Gas_Boiler_E6 | F1 | Industrial | Petroleum | Existing | Space Heating | Natural Gas | Boiler | E6 | CCE | 0 | 0 | 0 | 0 | 0 | 0 | 0 | 0 | 0 | 0 | 0 | 0 | 0 | 0 | 0 | 0 | 0 | 0 | 0 | 0 | 0 | 0 | 0 | 0 | 0 | 0 | 0 | 0 | 0 | 0
F1_Industrial_Petroleum_Existing_Space Heating_Natural Gas_Boiler_E7 | F1 | Industrial | Petroleum | Existing | Space Heating | Natural Gas | Boiler | E7 | CCE | 0 | 0 | 0 | 0 | 0 | 0 | 0 | 0 | 0 | 0 | 0 | 0 | 0 | 0 | 0 | 0 | 0 | 0 | 0 | 0 | 0 | 0 | 0 | 0 | 0 | 0 | 0 | 0 | 0 | 0
F1_Industrial_Petroleum_Existing_Space Heating_Natural Gas_Boiler_E8 | F1 | Industrial | Petroleum | Existing | Space Heating | Natural Gas | Boiler | E8 | CCE | 0 | 0 | 0 | 0 | 0 | 0 | 0 | 0 | 0 | 0 | 0 | 0 | 0 | 0 | 0 | 0 | 0 | 0 | 0 | 0 | 0 | 0 | 0 | 0 | 0 | 0 | 0 | 0 | 0 | 0
F1_Industrial_Petroleum_Existing_Space Heating_Natural Gas_Boiler_E9 | F1 | Industrial | Petroleum | Existing | Space Heating | Natural Gas | Boiler | E9 | CCE | 0 | 0 | 0 | 0 | 0 | 0 | 0 | 0 | 0 | 0 | 0 | 0 | 0 | 0 | 0 | 0 | 0 | 0 | 0 | 0 | 0 | 0 | 0 | 0 | 0 | 0 | 0 | 0 | 0 | 0
F1_Industrial_Petroleum_Existing_Space Heating_Natural Gas_Boiler_E10 | F1 | Industrial | Petroleum | Existing | Space Heating | Natural Gas | Boiler | E10 | CCE | 0 | 0 | 0 | 0 | 0 | 0 | 0 | 0 | 0 | 0 | 0 | 0 | 0 | 0 | 0 | 0 | 0 | 0 | 0 | 0 | 0 | 0 | 0 | 0 | 0 | 0 | 0 | 0 | 0 | 0
F2_Industrial_Petroleum_Existing_Space Heating_Natural Gas_Boiler_E1 | F2 | Industrial | Petroleum | Existing | Space Heating | Natural Gas | Boiler | E1 | TRC BC Ratio | 0.9 | 0.9 | 0.9 | 0.9 | 0.9 | 0.9 | 0.9 | 0.9 | 0.9 | 0.9 | 0.9 | 0.9 | 0.9 | 0.9 | 0.9 | 0.9 | 0.9 | 0.9 | 0.9 | 0.9 | 0.9 | 0.9 | 0 | 0 | 0 | 0 | 0 | 0 | 0 | 0
F2_Industrial_Petroleum_Existing_Space Heating_Natural Gas_Boiler_E2 | F2 | Industrial | Petroleum | Existing | Space Heating | Natural Gas | Boiler | E2 | TRC BC Ratio | 1.7643 | 1.7812 | 1.7525 | 1.725 | 1.6789 | 1.6333 | 1.5875 | 1.5455 | 1.5039 | 1.4674 | 1.431 | 1.3956 | 1.361 | 1.3276 | 1.295 | 1.263 | 1.232 | 1.2024 | 1.1734 | 1.1463 | 1.1202 | 1.095 | 0 | 0 | 0 | 0 | 0 | 0 | 0 | 0
F2_Industrial_Petroleum_Existing_Space Heating_Natural Gas_Boiler_E3 | F2 | Industrial | Petroleum | Existing | Space Heating | Natural Gas | Boiler | E3 | TRC BC Ratio | 1.7468 | 1.7636 | 1.7351 | 1.7079 | 1.6622 | 1.6171 | 1.5717 | 1.5302 | 1.489 | 1.4529 | 1.4168 | 1.3818 | 1.3475 | 1.3145 | 1.2822 | 1.2505 | 1.2198 | 1.1904 | 1.1618 | 1.1349 | 1.1091 | 1.0842 | 0 | 0 | 0 | 0 | 0 | 0 | 0 | 0
F2_Industrial_Petroleum_Existing_Space Heating_Natural Gas_Boiler_E4 | F2 | Industrial | Petroleum | Existing | Space Heating | Natural Gas | Boiler | E4 | TRC BC Ratio | 0.00024716 | 0.00024492 | 0.00023984 | 0.00023494 | 0.00022895 | 0.00022309 | 0.00021732 | 0.00021189 | 0.00020656 | 0.00020165 | 0.00019682 | 0.0001921 | 0.00018749 | 0.00018302 | 0.00017865 | 0.00017437 | 0.00017022 | 0.00016623 | 0.00016237 | 0.00015872 | 0.00015525 | 0.00015195 | 0 | 0 | 0 | 0 | 0 | 0 | 0 | 0
F2_Industrial_Petroleum_Existing_Space Heating_Natural Gas_Boiler_E5 | F2 | Industrial | Petroleum | Existing | Space Heating | Natural Gas | Boiler | E5 | TRC BC Ratio | 0 | 0 | 0 | 0 | 0 | 0 | 0 | 0 | 0 | 0 | 0 | 0 | 0 | 0 | 0 | 0 | 0 | 0 | 0 | 0 | 0 | 0 | 0 | 0 | 0 | 0 | 0 | 0 | 0 | 0
F2_Industrial_Petroleum_Existing_Space Heating_Natural Gas_Boiler_E6 | F2 | Industrial | Petroleum | Existing | Space Heating | Natural Gas | Boiler | E6 | TRC BC Ratio | 0 | 0 | 0 | 0 | 0 | 0 | 0 | 0 | 0 | 0 | 0 | 0 | 0 | 0 | 0 | 0 | 0 | 0 | 0 | 0 | 0 | 0 | 0 | 0 | 0 | 0 | 0 | 0 | 0 | 0
F2_Industrial_Petroleum_Existing_Space Heating_Natural Gas_Boiler_E7 | F2 | Industrial | Petroleum | Existing | Space Heating | Natural Gas | Boiler | E7 | TRC BC Ratio | 0 | 0 | 0 | 0 | 0 | 0 | 0 | 0 | 0 | 0 | 0 | 0 | 0 | 0 | 0 | 0 | 0 | 0 | 0 | 0 | 0 | 0 | 0 | 0 | 0 | 0 | 0 | 0 | 0 | 0
F2_Industrial_Petroleum_Existing_Space Heating_Natural Gas_Boiler_E8 | F2 | Industrial | Petroleum | Existing | Space Heating | Natural Gas | Boiler | E8 | TRC BC Ratio | 0 | 0 | 0 | 0 | 0 | 0 | 0 | 0 | 0 | 0 | 0 | 0 | 0 | 0 | 0 | 0 | 0 | 0 | 0 | 0 | 0 | 0 | 0 | 0 | 0 | 0 | 0 | 0 | 0 | 0
F2_Industrial_Petroleum_Existing_Space Heating_Natural Gas_Boiler_E9 | F2 | Industrial | Petroleum | Existing | Space Heating | Natural Gas | Boiler | E9 | TRC BC Ratio | 0 | 0 | 0 | 0 | 0 | 0 | 0 | 0 | 0 | 0 | 0 | 0 | 0 | 0 | 0 | 0 | 0 | 0 | 0 | 0 | 0 | 0 | 0 | 0 | 0 | 0 | 0 | 0 | 0 | 0
F2_Industrial_Petroleum_Existing_Space Heating_Natural Gas_Boiler_E10 | F2 | Industrial | Petroleum | Existing | Space Heating | Natural Gas | Boiler | E10 | TRC BC Ratio | 0 | 0 | 0 | 0 | 0 | 0 | 0 | 0 | 0 | 0 | 0 | 0 | 0 | 0 | 0 | 0 | 0 | 0 | 0 | 0 | 0 | 0 | 0 | 0 | 0 | 0 | 0 | 0 | 0 | 0
F3_Industrial_Petroleum_Existing_Space Heating_Natural Gas_Boiler_E1 | F3 | Industrial | Petroleum | Existing | Space Heating | Natural Gas | Boiler | E1 | PACT BC Ratio | 0.9 | 0.9 | 0.9 | 0.9 | 0.9 | 0.9 | 0.9 | 0.9 | 0.9 | 0.9 | 0.9 | 0.9 | 0.9 | 0.9 | 0.9 | 0.9 | 0.9 | 0.9 | 0.9 | 0.9 | 0.9 | 0.9 | 0 | 0 | 0 | 0 | 0 | 0 | 0 | 0
F3_Industrial_Petroleum_Existing_Space Heating_Natural Gas_Boiler_E2 | F3 | Industrial | Petroleum | Existing | Space Heating | Natural Gas | Boiler | E2 | PACT BC Ratio | 1.8168 | 1.8343 | 1.8047 | 1.7763 | 1.7288 | 1.6819 | 1.6347 | 1.5915 | 1.5487 | 1.5111 | 1.4736 | 1.4372 | 1.4015 | 1.3672 | 1.3335 | 1.3006 | 1.2687 | 1.2381 | 1.2084 | 1.1804 | 1.1535 | 1.1276 | 0 | 0 | 0 | 0 | 0 | 0 | 0 | 0
F3_Industrial_Petroleum_Existing_Space Heating_Natural Gas_Boiler_E3 | F3 | Industrial | Petroleum | Existing | Space Heating | Natural Gas | Boiler | E3 | PACT BC Ratio | 1.7988 | 1.8161 | 1.7868 | 1.7587 | 1.7117 | 1.6652 | 1.6185 | 1.5758 | 1.5333 | 1.4961 | 1.459 | 1.4229 | 1.3876 | 1.3536 | 1.3203 | 1.2877 | 1.2561 | 1.2259 | 1.1964 | 1.1687 | 1.1421 | 1.1164 | 0 | 0 | 0 | 0 | 0 | 0 | 0 | 0
F3_Industrial_Petroleum_Existing_Space Heating_Natural Gas_Boiler_E4 | F3 | Industrial | Petroleum | Existing | Space Heating | Natural Gas | Boiler | E4 | PACT BC Ratio | 0.00025452 | 0.00025221 | 0.00024698 | 0.00024194 | 0.00023576 | 0.00022973 | 0.00022378 | 0.0002182 | 0.00021271 | 0.00020766 | 0.00020267 | 0.00019782 | 0.00019307 | 0.00018847 | 0.00018396 | 0.00017956 | 0.00017529 | 0.00017118 | 0.0001672 | 0.00016344 | 0.00015987 | 0.00015648 | 0 | 0 | 0 | 0 | 0 | 0 | 0 | 0
F3_Industrial_Petroleum_Existing_Space Heating_Natural Gas_Boiler_E5 | F3 | Industrial | Petroleum | Existing | Space Heating | Natural Gas | Boiler | E5 | PACT BC Ratio | 0 | 0 | 0 | 0 | 0 | 0 | 0 | 0 | 0 | 0 | 0 | 0 | 0 | 0 | 0 | 0 | 0 | 0 | 0 | 0 | 0 | 0 | 0 | 0 | 0 | 0 | 0 | 0 | 0 | 0
F3_Industrial_Petroleum_Existing_Space Heating_Natural Gas_Boiler_E6 | F3 | Industrial | Petroleum | Existing | Space Heating | Natural Gas | Boiler | E6 | PACT BC Ratio | 0 | 0 | 0 | 0 | 0 | 0 | 0 | 0 | 0 | 0 | 0 | 0 | 0 | 0 | 0 | 0 | 0 | 0 | 0 | 0 | 0 | 0 | 0 | 0 | 0 | 0 | 0 | 0 | 0 | 0
F3_Industrial_Petroleum_Existing_Space Heating_Natural Gas_Boiler_E7 | F3 | Industrial | Petroleum | Existing | Space Heating | Natural Gas | Boiler | E7 | PACT BC Ratio | 0 | 0 | 0 | 0 | 0 | 0 | 0 | 0 | 0 | 0 | 0 | 0 | 0 | 0 | 0 | 0 | 0 | 0 | 0 | 0 | 0 | 0 | 0 | 0 | 0 | 0 | 0 | 0 | 0 | 0
F3_Industrial_Petroleum_Existing_Space Heating_Natural Gas_Boiler_E8 | F3 | Industrial | Petroleum | Existing | Space Heating | Natural Gas | Boiler | E8 | PACT BC Ratio | 0 | 0 | 0 | 0 | 0 | 0 | 0 | 0 | 0 | 0 | 0 | 0 | 0 | 0 | 0 | 0 | 0 | 0 | 0 | 0 | 0 | 0 | 0 | 0 | 0 | 0 | 0 | 0 | 0 | 0
F3_Industrial_Petroleum_Existing_Space Heating_Natural Gas_Boiler_E9 | F3 | Industrial | Petroleum | Existing | Space Heating | Natural Gas | Boiler | E9 | PACT BC Ratio | 0 | 0 | 0 | 0 | 0 | 0 | 0 | 0 | 0 | 0 | 0 | 0 | 0 | 0 | 0 | 0 | 0 | 0 | 0 | 0 | 0 | 0 | 0 | 0 | 0 | 0 | 0 | 0 | 0 | 0
F3_Industrial_Petroleum_Existing_Space Heating_Natural Gas_Boiler_E10 | F3 | Industrial | Petroleum | Existing | Space Heating | Natural Gas | Boiler | E10 | PACT BC Ratio | 0 | 0 | 0 | 0 | 0 | 0 | 0 | 0 | 0 | 0 | 0 | 0 | 0 | 0 | 0 | 0 | 0 | 0 | 0 | 0 | 0 | 0 | 0 | 0 | 0 | 0 | 0 | 0 | 0 | 0
F4_Industrial_Petroleum_Existing_Space Heating_Natural Gas_Boiler_E1 | F4 | Industrial | Petroleum | Existing | Space Heating | Natural Gas | Boiler | E1 | PCT BC Ratio | 0.9 | 0.9 | 0.9 | 0.9 | 0.9 | 0.9 | 0.9 | 0.9 | 0.9 | 0.9 | 0.9 | 0.9 | 0.9 | 0.9 | 0.9 | 0.9 | 0.9 | 0.9 | 0.9 | 0.9 | 0.9 | 0.9 | 0 | 0 | 0 | 0 | 0 | 0 | 0 | 0
F4_Industrial_Petroleum_Existing_Space Heating_Natural Gas_Boiler_E2 | F4 | Industrial | Petroleum | Existing | Space Heating | Natural Gas | Boiler | E2 | PCT BC Ratio | 5.2433 | 5.2846 | 5.2145 | 5.1473 | 5.0349 | 4.9237 | 4.812 | 4.7099 | 4.6083 | 4.5193 | 4.4306 | 4.3443 | 4.2598 | 4.1785 | 4.0989 | 4.0208 | 3.9453 | 3.873 | 3.8025 | 3.7362 | 3.6727 | 3.6113 | 0 | 0 | 0 | 0 | 0 | 0 | 0 | 0
F4_Industrial_Petroleum_Existing_Space Heating_Natural Gas_Boiler_E3 | F4 | Industrial | Petroleum | Existing | Space Heating | Natural Gas | Boiler | E3 | PCT BC Ratio | 5.2007 | 5.2416 | 5.1722 | 5.1057 | 4.9944 | 4.8843 | 4.7737 | 4.6725 | 4.572 | 4.4839 | 4.396 | 4.3106 | 4.227 | 4.1465 | 4.0676 | 3.9903 | 3.9156 | 3.844 | 3.7742 | 3.7085 | 3.6456 | 3.5848 | 0 | 0 | 0 | 0 | 0 | 0 | 0 | 0
F4_Industrial_Petroleum_Existing_Space Heating_Natural Gas_Boiler_E4 | F4 | Industrial | Petroleum | Existing | Space Heating | Natural Gas | Boiler | E4 | PCT BC Ratio | 0.94178 | 0.94177 | 0.94176 | 0.94175 | 0.94173 | 0.94172 | 0.94171 | 0.94169 | 0.94168 | 0.94167 | 0.94166 | 0.94164 | 0.94163 | 0.94162 | 0.94161 | 0.9416 | 0.94159 | 0.94158 | 0.94157 | 0.94156 | 0.94156 | 0.94155 | 0 | 0 | 0 | 0 | 0 | 0 | 0 | 0
F4_Industrial_Petroleum_Existing_Space Heating_Natural Gas_Boiler_E5 | F4 | Industrial | Petroleum | Existing | Space Heating | Natural Gas | Boiler | E5 | PCT BC Ratio | 0 | 0 | 0 | 0 | 0 | 0 | 0 | 0 | 0 | 0 | 0 | 0 | 0 | 0 | 0 | 0 | 0 | 0 | 0 | 0 | 0 | 0 | 0 | 0 | 0 | 0 | 0 | 0 | 0 | 0
F4_Industrial_Petroleum_Existing_Space Heating_Natural Gas_Boiler_E6 | F4 | Industrial | Petroleum | Existing | Space Heating | Natural Gas | Boiler | E6 | PCT BC Ratio | 0 | 0 | 0 | 0 | 0 | 0 | 0 | 0 | 0 | 0 | 0 | 0 | 0 | 0 | 0 | 0 | 0 | 0 | 0 | 0 | 0 | 0 | 0 | 0 | 0 | 0 | 0 | 0 | 0 | 0
F4_Industrial_Petroleum_Existing_Space Heating_Natural Gas_Boiler_E7 | F4 | Industrial | Petroleum | Existing | Space Heating | Natural Gas | Boiler | E7 | PCT BC Ratio | 0 | 0 | 0 | 0 | 0 | 0 | 0 | 0 | 0 | 0 | 0 | 0 | 0 | 0 | 0 | 0 | 0 | 0 | 0 | 0 | 0 | 0 | 0 | 0 | 0 | 0 | 0 | 0 | 0 | 0
F4_Industrial_Petroleum_Existing_Space Heating_Natural Gas_Boiler_E8 | F4 | Industrial | Petroleum | Existing | Space Heating | Natural Gas | Boiler | E8 | PCT BC Ratio | 0 | 0 | 0 | 0 | 0 | 0 | 0 | 0 | 0 | 0 | 0 | 0 | 0 | 0 | 0 | 0 | 0 | 0 | 0 | 0 | 0 | 0 | 0 | 0 | 0 | 0 | 0 | 0 | 0 | 0
F4_Industrial_Petroleum_Existing_Space Heating_Natural Gas_Boiler_E9 | F4 | Industrial | Petroleum | Existing | Space Heating | Natural Gas | Boiler | E9 | PCT BC Ratio | 0 | 0 | 0 | 0 | 0 | 0 | 0 | 0 | 0 | 0 | 0 | 0 | 0 | 0 | 0 | 0 | 0 | 0 | 0 | 0 | 0 | 0 | 0 | 0 | 0 | 0 | 0 | 0 | 0 | 0
F4_Industrial_Petroleum_Existing_Space Heating_Natural Gas_Boiler_E10 | F4 | Industrial | Petroleum | Existing | Space Heating | Natural Gas | Boiler | E10 | PCT BC Ratio | 0 | 0 | 0 | 0 | 0 | 0 | 0 | 0 | 0 | 0 | 0 | 0 | 0 | 0 | 0 | 0 | 0 | 0 | 0 | 0 | 0 | 0 | 0 | 0 | 0 | 0 | 0 | 0 | 0 | 0
F5_Industrial_Petroleum_Existing_Space Heating_Natural Gas_Boiler_E1 | F5 | Industrial | Petroleum | Existing | Space Heating | Natural Gas | Boiler | E1 | RIM BC Ratio | 0.9 | 0.9 | 0.9 | 0.9 | 0.9 | 0.9 | 0.9 | 0.9 | 0.9 | 0.9 | 0.9 | 0.9 | 0.9 | 0.9 | 0.9 | 0.9 | 0.9 | 0.9 | 0.9 | 0.9 | 0.9 | 0.9 | 0 | 0 | 0 | 0 | 0 | 0 | 0 | 0
F5_Industrial_Petroleum_Existing_Space Heating_Natural Gas_Boiler_E2 | F5 | Industrial | Petroleum | Existing | Space Heating | Natural Gas | Boiler | E2 | RIM BC Ratio | 0.57193 | 0.57364 | 0.57072 | 0.56785 | 0.56291 | 0.55784 | 0.55255 | 0.54753 | 0.54236 | 0.53768 | 0.53286 | 0.52802 | 0.52313 | 0.51827 | 0.51336 | 0.5084 | 0.50345 | 0.49857 | 0.49367 | 0.48894 | 0.48427 | 0.47964 | 0 | 0 | 0 | 0 | 0 | 0 | 0 | 0
F5_Industrial_Petroleum_Existing_Space Heating_Natural Gas_Boiler_E3 | F5 | Industrial | Petroleum | Existing | Space Heating | Natural Gas | Boiler | E3 | RIM BC Ratio | 0.57013 | 0.57185 | 0.56892 | 0.56604 | 0.56108 | 0.55599 | 0.55069 | 0.54565 | 0.54047 | 0.53577 | 0.53094 | 0.52609 | 0.52118 | 0.51631 | 0.51139 | 0.50642 | 0.50146 | 0.49657 | 0.49166 | 0.48692 | 0.48225 | 0.47761 | 0 | 0 | 0 | 0 | 0 | 0 | 0 | 0
F5_Industrial_Petroleum_Existing_Space Heating_Natural Gas_Boiler_E4 | F5 | Industrial | Petroleum | Existing | Space Heating | Natural Gas | Boiler | E4 | RIM BC Ratio | 0.00025444 | 0.00025213 | 0.0002469 | 0.00024187 | 0.0002357 | 0.00022966 | 0.00022372 | 0.00021814 | 0.00021266 | 0.0002076 | 0.00020263 | 0.00019777 | 0.00019303 | 0.00018843 | 0.00018392 | 0.00017952 | 0.00017525 | 0.00017114 | 0.00016717 | 0.00016341 | 0.00015984 | 0.00015645 | 0 | 0 | 0 | 0 | 0 | 0 | 0 | 0
F5_Industrial_Petroleum_Existing_Space Heating_Natural Gas_Boiler_E5 | F5 | Industrial | Petroleum | Existing | Space Heating | Natural Gas | Boiler | E5 | RIM BC Ratio | 0 | 0 | 0 | 0 | 0 | 0 | 0 | 0 | 0 | 0 | 0 | 0 | 0 | 0 | 0 | 0 | 0 | 0 | 0 | 0 | 0 | 0 | 0 | 0 | 0 | 0 | 0 | 0 | 0 | 0
F5_Industrial_Petroleum_Existing_Space Heating_Natural Gas_Boiler_E6 | F5 | Industrial | Petroleum | Existing | Space Heating | Natural Gas | Boiler | E6 | RIM BC Ratio | 0 | 0 | 0 | 0 | 0 | 0 | 0 | 0 | 0 | 0 | 0 | 0 | 0 | 0 | 0 | 0 | 0 | 0 | 0 | 0 | 0 | 0 | 0 | 0 | 0 | 0 | 0 | 0 | 0 | 0
F5_Industrial_Petroleum_Existing_Space Heating_Natural Gas_Boiler_E7 | F5 | Industrial | Petroleum | Existing | Space Heating | Natural Gas | Boiler | E7 | RIM BC Ratio | 0 | 0 | 0 | 0 | 0 | 0 | 0 | 0 | 0 | 0 | 0 | 0 | 0 | 0 | 0 | 0 | 0 | 0 | 0 | 0 | 0 | 0 | 0 | 0 | 0 | 0 | 0 | 0 | 0 | 0
F5_Industrial_Petroleum_Existing_Space Heating_Natural Gas_Boiler_E8 | F5 | Industrial | Petroleum | Existing | Space Heating | Natural Gas | Boiler | E8 | RIM BC Ratio | 0 | 0 | 0 | 0 | 0 | 0 | 0 | 0 | 0 | 0 | 0 | 0 | 0 | 0 | 0 | 0 | 0 | 0 | 0 | 0 | 0 | 0 | 0 | 0 | 0 | 0 | 0 | 0 | 0 | 0
F5_Industrial_Petroleum_Existing_Space Heating_Natural Gas_Boiler_E9 | F5 | Industrial | Petroleum | Existing | Space Heating | Natural Gas | Boiler | E9 | RIM BC Ratio | 0 | 0 | 0 | 0 | 0 | 0 | 0 | 0 | 0 | 0 | 0 | 0 | 0 | 0 | 0 | 0 | 0 | 0 | 0 | 0 | 0 | 0 | 0 | 0 | 0 | 0 | 0 | 0 | 0 | 0
F5_Industrial_Petroleum_Existing_Space Heating_Natural Gas_Boiler_E10 | F5 | Industrial | Petroleum | Existing | Space Heating | Natural Gas | Boiler | E10 | RIM BC Ratio | 0 | 0 | 0 | 0 | 0 | 0 | 0 | 0 | 0 | 0 | 0 | 0 | 0 | 0 | 0 | 0 | 0 | 0 | 0 | 0 | 0 | 0 | 0 | 0 | 0 | 0 | 0 | 0 | 0 | 0
F0_Industrial_Petroleum_Existing_Space Heating_Natural Gas_Unit Heater_E0 | F0 | Industrial | Petroleum | Existing | Space Heating | Natural Gas | Unit Heater | E0 | Economic Unit | Infrared Radiant | Infrared Radiant | Infrared Radiant | Infrared Radiant | Infrared Radiant | Infrared Radiant | Infrared Radiant | Infrared Radiant | Infrared Radiant | Infrared Radiant | Infrared Radiant | Infrared Radiant | Infrared Radiant | Infrared Radiant | Infrared Radiant | Infrared Radiant | Infrared Radiant | Infrared Radiant | Infrared Radiant | Infrared Radiant | Infrared Radiant | Infrared Radiant | 0 | 0 | 0 | 0 | 0 | 0 | 0 | 0
F1_Industrial_Petroleum_Existing_Space Heating_Natural Gas_Unit Heater_E1 | F1 | Industrial | Petroleum | Existing | Space Heating | Natural Gas | Unit Heater | E1 | CCE | 0 | 0 | 0 | 0 | 0 | 0 | 0 | 0 | 0 | 0 | 0 | 0 | 0 | 0 | 0 | 0 | 0 | 0 | 0 | 0 | 0 | 0 | 0 | 0 | 0 | 0 | 0 | 0 | 0 | 0
F1_Industrial_Petroleum_Existing_Space Heating_Natural Gas_Unit Heater_E2 | F1 | Industrial | Petroleum | Existing | Space Heating | Natural Gas | Unit Heater | E2 | CCE | 0.025298 | 0.025298 | 0.025298 | 0.025298 | 0.025298 | 0.025298 | 0.025298 | 0.025298 | 0.025298 | 0.025298 | 0.025298 | 0.025298 | 0.025298 | 0.025298 | 0.025298 | 0.025298 | 0.025298 | 0.025298 | 0.025298 | 0.025298 | 0.025298 | 0.025298 | 0 | 0 | 0 | 0 | 0 | 0 | 0 | 0
F1_Industrial_Petroleum_Existing_Space Heating_Natural Gas_Unit Heater_E3 | F1 | Industrial | Petroleum | Existing | Space Heating | Natural Gas | Unit Heater | E3 | CCE | 0.0011378 | 0.0011378 | 0.0011378 | 0.0011378 | 0.0011378 | 0.0011378 | 0.0011378 | 0.0011378 | 0.0011378 | 0.0011378 | 0.0011378 | 0.0011378 | 0.0011378 | 0.0011378 | 0.0011378 | 0.0011378 | 0.0011378 | 0.0011378 | 0.0011378 | 0.0011378 | 0.0011378 | 0.0011378 | 0 | 0 | 0 | 0 | 0 | 0 | 0 | 0
F1_Industrial_Petroleum_Existing_Space Heating_Natural Gas_Unit Heater_E4 | F1 | Industrial | Petroleum | Existing | Space Heating | Natural Gas | Unit Heater | E4 | CCE | 0 | 0 | 0 | 0 | 0 | 0 | 0 | 0 | 0 | 0 | 0 | 0 | 0 | 0 | 0 | 0 | 0 | 0 | 0 | 0 | 0 | 0 | 0 | 0 | 0 | 0 | 0 | 0 | 0 | 0
F1_Industrial_Petroleum_Existing_Space Heating_Natural Gas_Unit Heater_E5 | F1 | Industrial | Petroleum | Existing | Space Heating | Natural Gas | Unit Heater | E5 | CCE | 0 | 0 | 0 | 0 | 0 | 0 | 0 | 0 | 0 | 0 | 0 | 0 | 0 | 0 | 0 | 0 | 0 | 0 | 0 | 0 | 0 | 0 | 0 | 0 | 0 | 0 | 0 | 0 | 0 | 0
F1_Industrial_Petroleum_Existing_Space Heating_Natural Gas_Unit Heater_E6 | F1 | Industrial | Petroleum | Existing | Space Heating | Natural Gas | Unit Heater | E6 | CCE | 0 | 0 | 0 | 0 | 0 | 0 | 0 | 0 | 0 | 0 | 0 | 0 | 0 | 0 | 0 | 0 | 0 | 0 | 0 | 0 | 0 | 0 | 0 | 0 | 0 | 0 | 0 | 0 | 0 | 0
F1_Industrial_Petroleum_Existing_Space Heating_Natural Gas_Unit Heater_E7 | F1 | Industrial | Petroleum | Existing | Space Heating | Natural Gas | Unit Heater | E7 | CCE | 0 | 0 | 0 | 0 | 0 | 0 | 0 | 0 | 0 | 0 | 0 | 0 | 0 | 0 | 0 | 0 | 0 | 0 | 0 | 0 | 0 | 0 | 0 | 0 | 0 | 0 | 0 | 0 | 0 | 0
F1_Industrial_Petroleum_Existing_Space Heating_Natural Gas_Unit Heater_E8 | F1 | Industrial | Petroleum | Existing | Space Heating | Natural Gas | Unit Heater | E8 | CCE | 0 | 0 | 0 | 0 | 0 | 0 | 0 | 0 | 0 | 0 | 0 | 0 | 0 | 0 | 0 | 0 | 0 | 0 | 0 | 0 | 0 | 0 | 0 | 0 | 0 | 0 | 0 | 0 | 0 | 0
F1_Industrial_Petroleum_Existing_Space Heating_Natural Gas_Unit Heater_E9 | F1 | Industrial | Petroleum | Existing | Space Heating | Natural Gas | Unit Heater | E9 | CCE | 0 | 0 | 0 | 0 | 0 | 0 | 0 | 0 | 0 | 0 | 0 | 0 | 0 | 0 | 0 | 0 | 0 | 0 | 0 | 0 | 0 | 0 | 0 | 0 | 0 | 0 | 0 | 0 | 0 | 0
F1_Industrial_Petroleum_Existing_Space Heating_Natural Gas_Unit Heater_E10 | F1 | Industrial | Petroleum | Existing | Space Heating | Natural Gas | Unit Heater | E10 | CCE | 0 | 0 | 0 | 0 | 0 | 0 | 0 | 0 | 0 | 0 | 0 | 0 | 0 | 0 | 0 | 0 | 0 | 0 | 0 | 0 | 0 | 0 | 0 | 0 | 0 | 0 | 0 | 0 | 0 | 0
F2_Industrial_Petroleum_Existing_Space Heating_Natural Gas_Unit Heater_E1 | F2 | Industrial | Petroleum | Existing | Space Heating | Natural Gas | Unit Heater | E1 | TRC BC Ratio | 0.9 | 0.9 | 0.9 | 0.9 | 0.9 | 0.9 | 0.9 | 0.9 | 0.9 | 0.9 | 0.9 | 0.9 | 0.9 | 0.9 | 0.9 | 0.9 | 0.9 | 0.9 | 0.9 | 0.9 | 0.9 | 0.9 | 0 | 0 | 0 | 0 | 0 | 0 | 0 | 0
F2_Industrial_Petroleum_Existing_Space Heating_Natural Gas_Unit Heater_E2 | F2 | Industrial | Petroleum | Existing | Space Heating | Natural Gas | Unit Heater | E2 | TRC BC Ratio | 0.2181 | 0.22441 | 0.22186 | 0.21944 | 0.21339 | 0.20733 | 0.20112 | 0.19555 | 0.18995 | 0.18525 | 0.18051 | 0.17591 | 0.1714 | 0.16709 | 0.16286 | 0.15871 | 0.15471 | 0.1509 | 0.14716 | 0.14369 | 0.14034 | 0.13708 | 0 | 0 | 0 | 0 | 0 | 0 | 0 | 0
F2_Industrial_Petroleum_Existing_Space Heating_Natural Gas_Unit Heater_E3 | F2 | Industrial | Petroleum | Existing | Space Heating | Natural Gas | Unit Heater | E3 | TRC BC Ratio | 5.5546 | 5.9201 | 5.9076 | 5.8978 | 5.7318 | 5.5622 | 5.3814 | 5.2234 | 5.0607 | 4.9317 | 4.7987 | 4.6701 | 4.5435 | 4.4241 | 4.3066 | 4.191 | 4.0803 | 3.9764 | 3.8742 | 3.7819 | 3.6939 | 3.6079 | 0 | 0 | 0 | 0 | 0 | 0 | 0 | 0
F2_Industrial_Petroleum_Existing_Space Heating_Natural Gas_Unit Heater_E4 | F2 | Industrial | Petroleum | Existing | Space Heating | Natural Gas | Unit Heater | E4 | TRC BC Ratio | 0 | 0 | 0 | 0 | 0 | 0 | 0 | 0 | 0 | 0 | 0 | 0 | 0 | 0 | 0 | 0 | 0 | 0 | 0 | 0 | 0 | 0 | 0 | 0 | 0 | 0 | 0 | 0 | 0 | 0
F2_Industrial_Petroleum_Existing_Space Heating_Natural Gas_Unit Heater_E5 | F2 | Industrial | Petroleum | Existing | Space Heating | Natural Gas | Unit Heater | E5 | TRC BC Ratio | 0 | 0 | 0 | 0 | 0 | 0 | 0 | 0 | 0 | 0 | 0 | 0 | 0 | 0 | 0 | 0 | 0 | 0 | 0 | 0 | 0 | 0 | 0 | 0 | 0 | 0 | 0 | 0 | 0 | 0
F2_Industrial_Petroleum_Existing_Space Heating_Natural Gas_Unit Heater_E6 | F2 | Industrial | Petroleum | Existing | Space Heating | Natural Gas | Unit Heater | E6 | TRC BC Ratio | 0 | 0 | 0 | 0 | 0 | 0 | 0 | 0 | 0 | 0 | 0 | 0 | 0 | 0 | 0 | 0 | 0 | 0 | 0 | 0 | 0 | 0 | 0 | 0 | 0 | 0 | 0 | 0 | 0 | 0
F2_Industrial_Petroleum_Existing_Space Heating_Natural Gas_Unit Heater_E7 | F2 | Industrial | Petroleum | Existing | Space Heating | Natural Gas | Unit Heater | E7 | TRC BC Ratio | 0 | 0 | 0 | 0 | 0 | 0 | 0 | 0 | 0 | 0 | 0 | 0 | 0 | 0 | 0 | 0 | 0 | 0 | 0 | 0 | 0 | 0 | 0 | 0 | 0 | 0 | 0 | 0 | 0 | 0
F2_Industrial_Petroleum_Existing_Space Heating_Natural Gas_Unit Heater_E8 | F2 | Industrial | Petroleum | Existing | Space Heating | Natural Gas | Unit Heater | E8 | TRC BC Ratio | 0 | 0 | 0 | 0 | 0 | 0 | 0 | 0 | 0 | 0 | 0 | 0 | 0 | 0 | 0 | 0 | 0 | 0 | 0 | 0 | 0 | 0 | 0 | 0 | 0 | 0 | 0 | 0 | 0 | 0
F2_Industrial_Petroleum_Existing_Space Heating_Natural Gas_Unit Heater_E9 | F2 | Industrial | Petroleum | Existing | Space Heating | Natural Gas | Unit Heater | E9 | TRC BC Ratio | 0 | 0 | 0 | 0 | 0 | 0 | 0 | 0 | 0 | 0 | 0 | 0 | 0 | 0 | 0 | 0 | 0 | 0 | 0 | 0 | 0 | 0 | 0 | 0 | 0 | 0 | 0 | 0 | 0 | 0
F2_Industrial_Petroleum_Existing_Space Heating_Natural Gas_Unit Heater_E10 | F2 | Industrial | Petroleum | Existing | Space Heating | Natural Gas | Unit Heater | E10 | TRC BC Ratio | 0 | 0 | 0 | 0 | 0 | 0 | 0 | 0 | 0 | 0 | 0 | 0 | 0 | 0 | 0 | 0 | 0 | 0 | 0 | 0 | 0 | 0 | 0 | 0 | 0 | 0 | 0 | 0 | 0 | 0
F3_Industrial_Petroleum_Existing_Space Heating_Natural Gas_Unit Heater_E1 | F3 | Industrial | Petroleum | Existing | Space Heating | Natural Gas | Unit Heater | E1 | PACT BC Ratio | 0.9 | 0.9 | 0.9 | 0.9 | 0.9 | 0.9 | 0.9 | 0.9 | 0.9 | 0.9 | 0.9 | 0.9 | 0.9 | 0.9 | 0.9 | 0.9 | 0.9 | 0.9 | 0.9 | 0.9 | 0.9 | 0.9 | 0 | 0 | 0 | 0 | 0 | 0 | 0 | 0
F3_Industrial_Petroleum_Existing_Space Heating_Natural Gas_Unit Heater_E2 | F3 | Industrial | Petroleum | Existing | Space Heating | Natural Gas | Unit Heater | E2 | PACT BC Ratio | 0.46195 | 0.47531 | 0.46991 | 0.4648 | 0.45197 | 0.43914 | 0.42598 | 0.41419 | 0.40233 | 0.39237 | 0.38233 | 0.37259 | 0.36303 | 0.35391 | 0.34495 | 0.33616 | 0.32768 | 0.31961 | 0.31169 | 0.30433 | 0.29725 | 0.29033 | 0 | 0 | 0 | 0 | 0 | 0 | 0 | 0
F3_Industrial_Petroleum_Existing_Space Heating_Natural Gas_Unit Heater_E3 | F3 | Industrial | Petroleum | Existing | Space Heating | Natural Gas | Unit Heater | E3 | PACT BC Ratio | 11.765 | 12.5391 | 12.5126 | 12.4918 | 12.1402 | 11.781 | 11.398 | 11.0634 | 10.7189 | 10.4457 | 10.1639 | 9.8914 | 9.6234 | 9.3705 | 9.1217 | 8.8768 | 8.6424 | 8.4222 | 8.2058 | 8.0102 | 7.8238 | 7.6418 | 0 | 0 | 0 | 0 | 0 | 0 | 0 | 0
F3_Industrial_Petroleum_Existing_Space Heating_Natural Gas_Unit Heater_E4 | F3 | Industrial | Petroleum | Existing | Space Heating | Natural Gas | Unit Heater | E4 | PACT BC Ratio | 0 | 0 | 0 | 0 | 0 | 0 | 0 | 0 | 0 | 0 | 0 | 0 | 0 | 0 | 0 | 0 | 0 | 0 | 0 | 0 | 0 | 0 | 0 | 0 | 0 | 0 | 0 | 0 | 0 | 0
F3_Industrial_Petroleum_Existing_Space Heating_Natural Gas_Unit Heater_E5 | F3 | Industrial | Petroleum | Existing | Space Heating | Natural Gas | Unit Heater | E5 | PACT BC Ratio | 0 | 0 | 0 | 0 | 0 | 0 | 0 | 0 | 0 | 0 | 0 | 0 | 0 | 0 | 0 | 0 | 0 | 0 | 0 | 0 | 0 | 0 | 0 | 0 | 0 | 0 | 0 | 0 | 0 | 0
F3_Industrial_Petroleum_Existing_Space Heating_Natural Gas_Unit Heater_E6 | F3 | Industrial | Petroleum | Existing | Space Heating | Natural Gas | Unit Heater | E6 | PACT BC Ratio | 0 | 0 | 0 | 0 | 0 | 0 | 0 | 0 | 0 | 0 | 0 | 0 | 0 | 0 | 0 | 0 | 0 | 0 | 0 | 0 | 0 | 0 | 0 | 0 | 0 | 0 | 0 | 0 | 0 | 0
F3_Industrial_Petroleum_Existing_Space Heating_Natural Gas_Unit Heater_E7 | F3 | Industrial | Petroleum | Existing | Space Heating | Natural Gas | Unit Heater | E7 | PACT BC Ratio | 0 | 0 | 0 | 0 | 0 | 0 | 0 | 0 | 0 | 0 | 0 | 0 | 0 | 0 | 0 | 0 | 0 | 0 | 0 | 0 | 0 | 0 | 0 | 0 | 0 | 0 | 0 | 0 | 0 | 0
F3_Industrial_Petroleum_Existing_Space Heating_Natural Gas_Unit Heater_E8 | F3 | Industrial | Petroleum | Existing | Space Heating | Natural Gas | Unit Heater | E8 | PACT BC Ratio | 0 | 0 | 0 | 0 | 0 | 0 | 0 | 0 | 0 | 0 | 0 | 0 | 0 | 0 | 0 | 0 | 0 | 0 | 0 | 0 | 0 | 0 | 0 | 0 | 0 | 0 | 0 | 0 | 0 | 0
F3_Industrial_Petroleum_Existing_Space Heating_Natural Gas_Unit Heater_E9 | F3 | Industrial | Petroleum | Existing | Space Heating | Natural Gas | Unit Heater | E9 | PACT BC Ratio | 0 | 0 | 0 | 0 | 0 | 0 | 0 | 0 | 0 | 0 | 0 | 0 | 0 | 0 | 0 | 0 | 0 | 0 | 0 | 0 | 0 | 0 | 0 | 0 | 0 | 0 | 0 | 0 | 0 | 0
F3_Industrial_Petroleum_Existing_Space Heating_Natural Gas_Unit Heater_E10 | F3 | Industrial | Petroleum | Existing | Space Heating | Natural Gas | Unit Heater | E10 | PACT BC Ratio | 0 | 0 | 0 | 0 | 0 | 0 | 0 | 0 | 0 | 0 | 0 | 0 | 0 | 0 | 0 | 0 | 0 | 0 | 0 | 0 | 0 | 0 | 0 | 0 | 0 | 0 | 0 | 0 | 0 | 0
F4_Industrial_Petroleum_Existing_Space Heating_Natural Gas_Unit Heater_E1 | F4 | Industrial | Petroleum | Existing | Space Heating | Natural Gas | Unit Heater | E1 | PCT BC Ratio | 0.9 | 0.9 | 0.9 | 0.9 | 0.9 | 0.9 | 0.9 | 0.9 | 0.9 | 0.9 | 0.9 | 0.9 | 0.9 | 0.9 | 0.9 | 0.9 | 0.9 | 0.9 | 0.9 | 0.9 | 0.9 | 0.9 | 0 | 0 | 0 | 0 | 0 | 0 | 0 | 0
F4_Industrial_Petroleum_Existing_Space Heating_Natural Gas_Unit Heater_E2 | F4 | Industrial | Petroleum | Existing | Space Heating | Natural Gas | Unit Heater | E2 | PCT BC Ratio | 0.64585 | 0.65588 | 0.65183 | 0.64799 | 0.63835 | 0.6287 | 0.61882 | 0.60996 | 0.60104 | 0.59356 | 0.58601 | 0.57869 | 0.57151 | 0.56465 | 0.55792 | 0.55132 | 0.54495 | 0.53888 | 0.53293 | 0.5274 | 0.52208 | 0.51688 | 0 | 0 | 0 | 0 | 0 | 0 | 0 | 0
F4_Industrial_Petroleum_Existing_Space Heating_Natural Gas_Unit Heater_E3 | F4 | Industrial | Petroleum | Existing | Space Heating | Natural Gas | Unit Heater | E3 | PCT BC Ratio | 9.14 | 9.7218 | 9.7019 | 9.6862 | 9.422 | 9.152 | 8.8642 | 8.6128 | 8.3539 | 8.1486 | 7.9368 | 7.7321 | 7.5307 | 7.3406 | 7.1536 | 6.9696 | 6.7934 | 6.628 | 6.4653 | 6.3184 | 6.1783 | 6.0415 | 0 | 0 | 0 | 0 | 0 | 0 | 0 | 0
F4_Industrial_Petroleum_Existing_Space Heating_Natural Gas_Unit Heater_E4 | F4 | Industrial | Petroleum | Existing | Space Heating | Natural Gas | Unit Heater | E4 | PCT BC Ratio | 0 | 0 | 0 | 0 | 0 | 0 | 0 | 0 | 0 | 0 | 0 | 0 | 0 | 0 | 0 | 0 | 0 | 0 | 0 | 0 | 0 | 0 | 0 | 0 | 0 | 0 | 0 | 0 | 0 | 0
F4_Industrial_Petroleum_Existing_Space Heating_Natural Gas_Unit Heater_E5 | F4 | Industrial | Petroleum | Existing | Space Heating | Natural Gas | Unit Heater | E5 | PCT BC Ratio | 0 | 0 | 0 | 0 | 0 | 0 | 0 | 0 | 0 | 0 | 0 | 0 | 0 | 0 | 0 | 0 | 0 | 0 | 0 | 0 | 0 | 0 | 0 | 0 | 0 | 0 | 0 | 0 | 0 | 0
F4_Industrial_Petroleum_Existing_Space Heating_Natural Gas_Unit Heater_E6 | F4 | Industrial | Petroleum | Existing | Space Heating | Natural Gas | Unit Heater | E6 | PCT BC Ratio | 0 | 0 | 0 | 0 | 0 | 0 | 0 | 0 | 0 | 0 | 0 | 0 | 0 | 0 | 0 | 0 | 0 | 0 | 0 | 0 | 0 | 0 | 0 | 0 | 0 | 0 | 0 | 0 | 0 | 0
F4_Industrial_Petroleum_Existing_Space Heating_Natural Gas_Unit Heater_E7 | F4 | Industrial | Petroleum | Existing | Space Heating | Natural Gas | Unit Heater | E7 | PCT BC Ratio | 0 | 0 | 0 | 0 | 0 | 0 | 0 | 0 | 0 | 0 | 0 | 0 | 0 | 0 | 0 | 0 | 0 | 0 | 0 | 0 | 0 | 0 | 0 | 0 | 0 | 0 | 0 | 0 | 0 | 0
F4_Industrial_Petroleum_Existing_Space Heating_Natural Gas_Unit Heater_E8 | F4 | Industrial | Petroleum | Existing | Space Heating | Natural Gas | Unit Heater | E8 | PCT BC Ratio | 0 | 0 | 0 | 0 | 0 | 0 | 0 | 0 | 0 | 0 | 0 | 0 | 0 | 0 | 0 | 0 | 0 | 0 | 0 | 0 | 0 | 0 | 0 | 0 | 0 | 0 | 0 | 0 | 0 | 0
F4_Industrial_Petroleum_Existing_Space Heating_Natural Gas_Unit Heater_E9 | F4 | Industrial | Petroleum | Existing | Space Heating | Natural Gas | Unit Heater | E9 | PCT BC Ratio | 0 | 0 | 0 | 0 | 0 | 0 | 0 | 0 | 0 | 0 | 0 | 0 | 0 | 0 | 0 | 0 | 0 | 0 | 0 | 0 | 0 | 0 | 0 | 0 | 0 | 0 | 0 | 0 | 0 | 0
F4_Industrial_Petroleum_Existing_Space Heating_Natural Gas_Unit Heater_E10 | F4 | Industrial | Petroleum | Existing | Space Heating | Natural Gas | Unit Heater | E10 | PCT BC Ratio | 0 | 0 | 0 | 0 | 0 | 0 | 0 | 0 | 0 | 0 | 0 | 0 | 0 | 0 | 0 | 0 | 0 | 0 | 0 | 0 | 0 | 0 | 0 | 0 | 0 | 0 | 0 | 0 | 0 | 0
F5_Industrial_Petroleum_Existing_Space Heating_Natural Gas_Unit Heater_E1 | F5 | Industrial | Petroleum | Existing | Space Heating | Natural Gas | Unit Heater | E1 | RIM BC Ratio | 0.9 | 0.9 | 0.9 | 0.9 | 0.9 | 0.9 | 0.9 | 0.9 | 0.9 | 0.9 | 0.9 | 0.9 | 0.9 | 0.9 | 0.9 | 0.9 | 0.9 | 0.9 | 0.9 | 0.9 | 0.9 | 0.9 | 0 | 0 | 0 | 0 | 0 | 0 | 0 | 0
F5_Industrial_Petroleum_Existing_Space Heating_Natural Gas_Unit Heater_E2 | F5 | Industrial | Petroleum | Existing | Space Heating | Natural Gas | Unit Heater | E2 | RIM BC Ratio | 0.29737 | 0.30285 | 0.30065 | 0.29855 | 0.2932 | 0.28775 | 0.28204 | 0.27682 | 0.27147 | 0.2669 | 0.26222 | 0.2576 | 0.253 | 0.24853 | 0.24408 | 0.23964 | 0.2353 | 0.23111 | 0.22695 | 0.22302 | 0.21919 | 0.21541 | 0 | 0 | 0 | 0 | 0 | 0 | 0 | 0
F5_Industrial_Petroleum_Existing_Space Heating_Natural Gas_Unit Heater_E3 | F5 | Industrial | Petroleum | Existing | Space Heating | Natural Gas | Unit Heater | E3 | RIM BC Ratio | 0.77938 | 0.78259 | 0.78248 | 0.7824 | 0.78098 | 0.77945 | 0.77773 | 0.77612 | 0.77438 | 0.77292 | 0.77134 | 0.76973 | 0.76806 | 0.76641 | 0.7647 | 0.76294 | 0.76117 | 0.75942 | 0.75762 | 0.75591 | 0.75422 | 0.75249 | 0 | 0 | 0 | 0 | 0 | 0 | 0 | 0
F5_Industrial_Petroleum_Existing_Space Heating_Natural Gas_Unit Heater_E4 | F5 | Industrial | Petroleum | Existing | Space Heating | Natural Gas | Unit Heater | E4 | RIM BC Ratio | 0 | 0 | 0 | 0 | 0 | 0 | 0 | 0 | 0 | 0 | 0 | 0 | 0 | 0 | 0 | 0 | 0 | 0 | 0 | 0 | 0 | 0 | 0 | 0 | 0 | 0 | 0 | 0 | 0 | 0
F5_Industrial_Petroleum_Existing_Space Heating_Natural Gas_Unit Heater_E5 | F5 | Industrial | Petroleum | Existing | Space Heating | Natural Gas | Unit Heater | E5 | RIM BC Ratio | 0 | 0 | 0 | 0 | 0 | 0 | 0 | 0 | 0 | 0 | 0 | 0 | 0 | 0 | 0 | 0 | 0 | 0 | 0 | 0 | 0 | 0 | 0 | 0 | 0 | 0 | 0 | 0 | 0 | 0
F5_Industrial_Petroleum_Existing_Space Heating_Natural Gas_Unit Heater_E6 | F5 | Industrial | Petroleum | Existing | Space Heating | Natural Gas | Unit Heater | E6 | RIM BC Ratio | 0 | 0 | 0 | 0 | 0 | 0 | 0 | 0 | 0 | 0 | 0 | 0 | 0 | 0 | 0 | 0 | 0 | 0 | 0 | 0 | 0 | 0 | 0 | 0 | 0 | 0 | 0 | 0 | 0 | 0
F5_Industrial_Petroleum_Existing_Space Heating_Natural Gas_Unit Heater_E7 | F5 | Industrial | Petroleum | Existing | Space Heating | Natural Gas | Unit Heater | E7 | RIM BC Ratio | 0 | 0 | 0 | 0 | 0 | 0 | 0 | 0 | 0 | 0 | 0 | 0 | 0 | 0 | 0 | 0 | 0 | 0 | 0 | 0 | 0 | 0 | 0 | 0 | 0 | 0 | 0 | 0 | 0 | 0
F5_Industrial_Petroleum_Existing_Space Heating_Natural Gas_Unit Heater_E8 | F5 | Industrial | Petroleum | Existing | Space Heating | Natural Gas | Unit Heater | E8 | RIM BC Ratio | 0 | 0 | 0 | 0 | 0 | 0 | 0 | 0 | 0 | 0 | 0 | 0 | 0 | 0 | 0 | 0 | 0 | 0 | 0 | 0 | 0 | 0 | 0 | 0 | 0 | 0 | 0 | 0 | 0 | 0
F5_Industrial_Petroleum_Existing_Space Heating_Natural Gas_Unit Heater_E9 | F5 | Industrial | Petroleum | Existing | Space Heating | Natural Gas | Unit Heater | E9 | RIM BC Ratio | 0 | 0 | 0 | 0 | 0 | 0 | 0 | 0 | 0 | 0 | 0 | 0 | 0 | 0 | 0 | 0 | 0 | 0 | 0 | 0 | 0 | 0 | 0 | 0 | 0 | 0 | 0 | 0 | 0 | 0
F5_Industrial_Petroleum_Existing_Space Heating_Natural Gas_Unit Heater_E10 | F5 | Industrial | Petroleum | Existing | Space Heating | Natural Gas | Unit Heater | E10 | RIM BC Ratio | 0 | 0 | 0 | 0 | 0 | 0 | 0 | 0 | 0 | 0 | 0 | 0 | 0 | 0 | 0 | 0 | 0 | 0 | 0 | 0 | 0 | 0 | 0 | 0 | 0 | 0 | 0 | 0 | 0 | 0
F0_Industrial_Petroleum_Existing_Process_Natural Gas_Process Boiler_E0 | F0 | Industrial | Petroleum | Existing | Process | Natural Gas | Process Boiler | E0 | Economic Unit | EF .80 | EF .80 | EF .80 | EF .80 | EF .80 | EF .80 | EF .80 | EF .80 | EF .80 | EF .80 | EF .80 | EF .80 | EF .80 | EF .80 | EF .80 | EF .80 | EF .80 | EF .80 | EF .80 | EF .80 | EF .80 | EF .80 | 0 | 0 | 0 | 0 | 0 | 0 | 0 | 0
F1_Industrial_Petroleum_Existing_Process_Natural Gas_Process Boiler_E1 | F1 | Industrial | Petroleum | Existing | Process | Natural Gas | Process Boiler | E1 | CCE | 0 | 0 | 0 | 0 | 0 | 0 | 0 | 0 | 0 | 0 | 0 | 0 | 0 | 0 | 0 | 0 | 0 | 0 | 0 | 0 | 0 | 0 | 0 | 0 | 0 | 0 | 0 | 0 | 0 | 0
F1_Industrial_Petroleum_Existing_Process_Natural Gas_Process Boiler_E2 | F1 | Industrial | Petroleum | Existing | Process | Natural Gas | Process Boiler | E2 | CCE | 0 | 0 | 0 | 0 | 0 | 0 | 0 | 0 | 0 | 0 | 0 | 0 | 0 | 0 | 0 | 0 | 0 | 0 | 0 | 0 | 0 | 0 | 0 | 0 | 0 | 0 | 0 | 0 | 0 | 0
F1_Industrial_Petroleum_Existing_Process_Natural Gas_Process Boiler_E3 | F1 | Industrial | Petroleum | Existing | Process | Natural Gas | Process Boiler | E3 | CCE | 0 | 0 | 0 | 0 | 0 | 0 | 0 | 0 | 0 | 0 | 0 | 0 | 0 | 0 | 0 | 0 | 0 | 0 | 0 | 0 | 0 | 0 | 0 | 0 | 0 | 0 | 0 | 0 | 0 | 0
F1_Industrial_Petroleum_Existing_Process_Natural Gas_Process Boiler_E4 | F1 | Industrial | Petroleum | Existing | Process | Natural Gas | Process Boiler | E4 | CCE | 0 | 0 | 0 | 0 | 0 | 0 | 0 | 0 | 0 | 0 | 0 | 0 | 0 | 0 | 0 | 0 | 0 | 0 | 0 | 0 | 0 | 0 | 0 | 0 | 0 | 0 | 0 | 0 | 0 | 0
F1_Industrial_Petroleum_Existing_Process_Natural Gas_Process Boiler_E5 | F1 | Industrial | Petroleum | Existing | Process | Natural Gas | Process Boiler | E5 | CCE | 0 | 0 | 0 | 0 | 0 | 0 | 0 | 0 | 0 | 0 | 0 | 0 | 0 | 0 | 0 | 0 | 0 | 0 | 0 | 0 | 0 | 0 | 0 | 0 | 0 | 0 | 0 | 0 | 0 | 0
F1_Industrial_Petroleum_Existing_Process_Natural Gas_Process Boiler_E6 | F1 | Industrial | Petroleum | Existing | Process | Natural Gas | Process Boiler | E6 | CCE | 0 | 0 | 0 | 0 | 0 | 0 | 0 | 0 | 0 | 0 | 0 | 0 | 0 | 0 | 0 | 0 | 0 | 0 | 0 | 0 | 0 | 0 | 0 | 0 | 0 | 0 | 0 | 0 | 0 | 0
F1_Industrial_Petroleum_Existing_Process_Natural Gas_Process Boiler_E7 | F1 | Industrial | Petroleum | Existing | Process | Natural Gas | Process Boiler | E7 | CCE | 0 | 0 | 0 | 0 | 0 | 0 | 0 | 0 | 0 | 0 | 0 | 0 | 0 | 0 | 0 | 0 | 0 | 0 | 0 | 0 | 0 | 0 | 0 | 0 | 0 | 0 | 0 | 0 | 0 | 0
F1_Industrial_Petroleum_Existing_Process_Natural Gas_Process Boiler_E8 | F1 | Industrial | Petroleum | Existing | Process | Natural Gas | Process Boiler | E8 | CCE | 0 | 0 | 0 | 0 | 0 | 0 | 0 | 0 | 0 | 0 | 0 | 0 | 0 | 0 | 0 | 0 | 0 | 0 | 0 | 0 | 0 | 0 | 0 | 0 | 0 | 0 | 0 | 0 | 0 | 0
F1_Industrial_Petroleum_Existing_Process_Natural Gas_Process Boiler_E9 | F1 | Industrial | Petroleum | Existing | Process | Natural Gas | Process Boiler | E9 | CCE | 0 | 0 | 0 | 0 | 0 | 0 | 0 | 0 | 0 | 0 | 0 | 0 | 0 | 0 | 0 | 0 | 0 | 0 | 0 | 0 | 0 | 0 | 0 | 0 | 0 | 0 | 0 | 0 | 0 | 0
F1_Industrial_Petroleum_Existing_Process_Natural Gas_Process Boiler_E10 | F1 | Industrial | Petroleum | Existing | Process | Natural Gas | Process Boiler | E10 | CCE | 0 | 0 | 0 | 0 | 0 | 0 | 0 | 0 | 0 | 0 | 0 | 0 | 0 | 0 | 0 | 0 | 0 | 0 | 0 | 0 | 0 | 0 | 0 | 0 | 0 | 0 | 0 | 0 | 0 | 0
F2_Industrial_Petroleum_Existing_Process_Natural Gas_Process Boiler_E1 | F2 | Industrial | Petroleum | Existing | Process | Natural Gas | Process Boiler | E1 | TRC BC Ratio | 0.9 | 0.9 | 0.9 | 0.9 | 0.9 | 0.9 | 0.9 | 0.9 | 0.9 | 0.9 | 0.9 | 0.9 | 0.9 | 0.9 | 0.9 | 0.9 | 0.9 | 0.9 | 0.9 | 0.9 | 0.9 | 0.9 | 0 | 0 | 0 | 0 | 0 | 0 | 0 | 0
F2_Industrial_Petroleum_Existing_Process_Natural Gas_Process Boiler_E2 | F2 | Industrial | Petroleum | Existing | Process | Natural Gas | Process Boiler | E2 | TRC BC Ratio | 0 | 0 | 0 | 0 | 0 | 0 | 0 | 0 | 0 | 0 | 0 | 0 | 0 | 0 | 0 | 0 | 0 | 0 | 0 | 0 | 0 | 0 | 0 | 0 | 0 | 0 | 0 | 0 | 0 | 0
F2_Industrial_Petroleum_Existing_Process_Natural Gas_Process Boiler_E3 | F2 | Industrial | Petroleum | Existing | Process | Natural Gas | Process Boiler | E3 | TRC BC Ratio | 0 | 0 | 0 | 0 | 0 | 0 | 0 | 0 | 0 | 0 | 0 | 0 | 0 | 0 | 0 | 0 | 0 | 0 | 0 | 0 | 0 | 0 | 0 | 0 | 0 | 0 | 0 | 0 | 0 | 0
F2_Industrial_Petroleum_Existing_Process_Natural Gas_Process Boiler_E4 | F2 | Industrial | Petroleum | Existing | Process | Natural Gas | Process Boiler | E4 | TRC BC Ratio | 0 | 0 | 0 | 0 | 0 | 0 | 0 | 0 | 0 | 0 | 0 | 0 | 0 | 0 | 0 | 0 | 0 | 0 | 0 | 0 | 0 | 0 | 0 | 0 | 0 | 0 | 0 | 0 | 0 | 0
F2_Industrial_Petroleum_Existing_Process_Natural Gas_Process Boiler_E5 | F2 | Industrial | Petroleum | Existing | Process | Natural Gas | Process Boiler | E5 | TRC BC Ratio | 0 | 0 | 0 | 0 | 0 | 0 | 0 | 0 | 0 | 0 | 0 | 0 | 0 | 0 | 0 | 0 | 0 | 0 | 0 | 0 | 0 | 0 | 0 | 0 | 0 | 0 | 0 | 0 | 0 | 0
F2_Industrial_Petroleum_Existing_Process_Natural Gas_Process Boiler_E6 | F2 | Industrial | Petroleum | Existing | Process | Natural Gas | Process Boiler | E6 | TRC BC Ratio | 0 | 0 | 0 | 0 | 0 | 0 | 0 | 0 | 0 | 0 | 0 | 0 | 0 | 0 | 0 | 0 | 0 | 0 | 0 | 0 | 0 | 0 | 0 | 0 | 0 | 0 | 0 | 0 | 0 | 0
F2_Industrial_Petroleum_Existing_Process_Natural Gas_Process Boiler_E7 | F2 | Industrial | Petroleum | Existing | Process | Natural Gas | Process Boiler | E7 | TRC BC Ratio | 0 | 0 | 0 | 0 | 0 | 0 | 0 | 0 | 0 | 0 | 0 | 0 | 0 | 0 | 0 | 0 | 0 | 0 | 0 | 0 | 0 | 0 | 0 | 0 | 0 | 0 | 0 | 0 | 0 | 0
F2_Industrial_Petroleum_Existing_Process_Natural Gas_Process Boiler_E8 | F2 | Industrial | Petroleum | Existing | Process | Natural Gas | Process Boiler | E8 | TRC BC Ratio | 0 | 0 | 0 | 0 | 0 | 0 | 0 | 0 | 0 | 0 | 0 | 0 | 0 | 0 | 0 | 0 | 0 | 0 | 0 | 0 | 0 | 0 | 0 | 0 | 0 | 0 | 0 | 0 | 0 | 0
F2_Industrial_Petroleum_Existing_Process_Natural Gas_Process Boiler_E9 | F2 | Industrial | Petroleum | Existing | Process | Natural Gas | Process Boiler | E9 | TRC BC Ratio | 0 | 0 | 0 | 0 | 0 | 0 | 0 | 0 | 0 | 0 | 0 | 0 | 0 | 0 | 0 | 0 | 0 | 0 | 0 | 0 | 0 | 0 | 0 | 0 | 0 | 0 | 0 | 0 | 0 | 0
F2_Industrial_Petroleum_Existing_Process_Natural Gas_Process Boiler_E10 | F2 | Industrial | Petroleum | Existing | Process | Natural Gas | Process Boiler | E10 | TRC BC Ratio | 0 | 0 | 0 | 0 | 0 | 0 | 0 | 0 | 0 | 0 | 0 | 0 | 0 | 0 | 0 | 0 | 0 | 0 | 0 | 0 | 0 | 0 | 0 | 0 | 0 | 0 | 0 | 0 | 0 | 0
F3_Industrial_Petroleum_Existing_Process_Natural Gas_Process Boiler_E1 | F3 | Industrial | Petroleum | Existing | Process | Natural Gas | Process Boiler | E1 | PACT BC Ratio | 0.9 | 0.9 | 0.9 | 0.9 | 0.9 | 0.9 | 0.9 | 0.9 | 0.9 | 0.9 | 0.9 | 0.9 | 0.9 | 0.9 | 0.9 | 0.9 | 0.9 | 0.9 | 0.9 | 0.9 | 0.9 | 0.9 | 0 | 0 | 0 | 0 | 0 | 0 | 0 | 0
F3_Industrial_Petroleum_Existing_Process_Natural Gas_Process Boiler_E2 | F3 | Industrial | Petroleum | Existing | Process | Natural Gas | Process Boiler | E2 | PACT BC Ratio | 0 | 0 | 0 | 0 | 0 | 0 | 0 | 0 | 0 | 0 | 0 | 0 | 0 | 0 | 0 | 0 | 0 | 0 | 0 | 0 | 0 | 0 | 0 | 0 | 0 | 0 | 0 | 0 | 0 | 0
F3_Industrial_Petroleum_Existing_Process_Natural Gas_Process Boiler_E3 | F3 | Industrial | Petroleum | Existing | Process | Natural Gas | Process Boiler | E3 | PACT BC Ratio | 0 | 0 | 0 | 0 | 0 | 0 | 0 | 0 | 0 | 0 | 0 | 0 | 0 | 0 | 0 | 0 | 0 | 0 | 0 | 0 | 0 | 0 | 0 | 0 | 0 | 0 | 0 | 0 | 0 | 0
F3_Industrial_Petroleum_Existing_Process_Natural Gas_Process Boiler_E4 | F3 | Industrial | Petroleum | Existing | Process | Natural Gas | Process Boiler | E4 | PACT BC Ratio | 0 | 0 | 0 | 0 | 0 | 0 | 0 | 0 | 0 | 0 | 0 | 0 | 0 | 0 | 0 | 0 | 0 | 0 | 0 | 0 | 0 | 0 | 0 | 0 | 0 | 0 | 0 | 0 | 0 | 0
F3_Industrial_Petroleum_Existing_Process_Natural Gas_Process Boiler_E5 | F3 | Industrial | Petroleum | Existing | Process | Natural Gas | Process Boiler | E5 | PACT BC Ratio | 0 | 0 | 0 | 0 | 0 | 0 | 0 | 0 | 0 | 0 | 0 | 0 | 0 | 0 | 0 | 0 | 0 | 0 | 0 | 0 | 0 | 0 | 0 | 0 | 0 | 0 | 0 | 0 | 0 | 0
F3_Industrial_Petroleum_Existing_Process_Natural Gas_Process Boiler_E6 | F3 | Industrial | Petroleum | Existing | Process | Natural Gas | Process Boiler | E6 | PACT BC Ratio | 0 | 0 | 0 | 0 | 0 | 0 | 0 | 0 | 0 | 0 | 0 | 0 | 0 | 0 | 0 | 0 | 0 | 0 | 0 | 0 | 0 | 0 | 0 | 0 | 0 | 0 | 0 | 0 | 0 | 0
F3_Industrial_Petroleum_Existing_Process_Natural Gas_Process Boiler_E7 | F3 | Industrial | Petroleum | Existing | Process | Natural Gas | Process Boiler | E7 | PACT BC Ratio | 0 | 0 | 0 | 0 | 0 | 0 | 0 | 0 | 0 | 0 | 0 | 0 | 0 | 0 | 0 | 0 | 0 | 0 | 0 | 0 | 0 | 0 | 0 | 0 | 0 | 0 | 0 | 0 | 0 | 0
F3_Industrial_Petroleum_Existing_Process_Natural Gas_Process Boiler_E8 | F3 | Industrial | Petroleum | Existing | Process | Natural Gas | Process Boiler | E8 | PACT BC Ratio | 0 | 0 | 0 | 0 | 0 | 0 | 0 | 0 | 0 | 0 | 0 | 0 | 0 | 0 | 0 | 0 | 0 | 0 | 0 | 0 | 0 | 0 | 0 | 0 | 0 | 0 | 0 | 0 | 0 | 0
F3_Industrial_Petroleum_Existing_Process_Natural Gas_Process Boiler_E9 | F3 | Industrial | Petroleum | Existing | Process | Natural Gas | Process Boiler | E9 | PACT BC Ratio | 0 | 0 | 0 | 0 | 0 | 0 | 0 | 0 | 0 | 0 | 0 | 0 | 0 | 0 | 0 | 0 | 0 | 0 | 0 | 0 | 0 | 0 | 0 | 0 | 0 | 0 | 0 | 0 | 0 | 0
F3_Industrial_Petroleum_Existing_Process_Natural Gas_Process Boiler_E10 | F3 | Industrial | Petroleum | Existing | Process | Natural Gas | Process Boiler | E10 | PACT BC Ratio | 0 | 0 | 0 | 0 | 0 | 0 | 0 | 0 | 0 | 0 | 0 | 0 | 0 | 0 | 0 | 0 | 0 | 0 | 0 | 0 | 0 | 0 | 0 | 0 | 0 | 0 | 0 | 0 | 0 | 0
F4_Industrial_Petroleum_Existing_Process_Natural Gas_Process Boiler_E1 | F4 | Industrial | Petroleum | Existing | Process | Natural Gas | Process Boiler | E1 | PCT BC Ratio | 0.9 | 0.9 | 0.9 | 0.9 | 0.9 | 0.9 | 0.9 | 0.9 | 0.9 | 0.9 | 0.9 | 0.9 | 0.9 | 0.9 | 0.9 | 0.9 | 0.9 | 0.9 | 0.9 | 0.9 | 0.9 | 0.9 | 0 | 0 | 0 | 0 | 0 | 0 | 0 | 0
F4_Industrial_Petroleum_Existing_Process_Natural Gas_Process Boiler_E2 | F4 | Industrial | Petroleum | Existing | Process | Natural Gas | Process Boiler | E2 | PCT BC Ratio | 0 | 0 | 0 | 0 | 0 | 0 | 0 | 0 | 0 | 0 | 0 | 0 | 0 | 0 | 0 | 0 | 0 | 0 | 0 | 0 | 0 | 0 | 0 | 0 | 0 | 0 | 0 | 0 | 0 | 0
F4_Industrial_Petroleum_Existing_Process_Natural Gas_Process Boiler_E3 | F4 | Industrial | Petroleum | Existing | Process | Natural Gas | Process Boiler | E3 | PCT BC Ratio | 0 | 0 | 0 | 0 | 0 | 0 | 0 | 0 | 0 | 0 | 0 | 0 | 0 | 0 | 0 | 0 | 0 | 0 | 0 | 0 | 0 | 0 | 0 | 0 | 0 | 0 | 0 | 0 | 0 | 0
F4_Industrial_Petroleum_Existing_Process_Natural Gas_Process Boiler_E4 | F4 | Industrial | Petroleum | Existing | Process | Natural Gas | Process Boiler | E4 | PCT BC Ratio | 0 | 0 | 0 | 0 | 0 | 0 | 0 | 0 | 0 | 0 | 0 | 0 | 0 | 0 | 0 | 0 | 0 | 0 | 0 | 0 | 0 | 0 | 0 | 0 | 0 | 0 | 0 | 0 | 0 | 0
F4_Industrial_Petroleum_Existing_Process_Natural Gas_Process Boiler_E5 | F4 | Industrial | Petroleum | Existing | Process | Natural Gas | Process Boiler | E5 | PCT BC Ratio | 0 | 0 | 0 | 0 | 0 | 0 | 0 | 0 | 0 | 0 | 0 | 0 | 0 | 0 | 0 | 0 | 0 | 0 | 0 | 0 | 0 | 0 | 0 | 0 | 0 | 0 | 0 | 0 | 0 | 0
F4_Industrial_Petroleum_Existing_Process_Natural Gas_Process Boiler_E6 | F4 | Industrial | Petroleum | Existing | Process | Natural Gas | Process Boiler | E6 | PCT BC Ratio | 0 | 0 | 0 | 0 | 0 | 0 | 0 | 0 | 0 | 0 | 0 | 0 | 0 | 0 | 0 | 0 | 0 | 0 | 0 | 0 | 0 | 0 | 0 | 0 | 0 | 0 | 0 | 0 | 0 | 0
F4_Industrial_Petroleum_Existing_Process_Natural Gas_Process Boiler_E7 | F4 | Industrial | Petroleum | Existing | Process | Natural Gas | Process Boiler | E7 | PCT BC Ratio | 0 | 0 | 0 | 0 | 0 | 0 | 0 | 0 | 0 | 0 | 0 | 0 | 0 | 0 | 0 | 0 | 0 | 0 | 0 | 0 | 0 | 0 | 0 | 0 | 0 | 0 | 0 | 0 | 0 | 0
F4_Industrial_Petroleum_Existing_Process_Natural Gas_Process Boiler_E8 | F4 | Industrial | Petroleum | Existing | Process | Natural Gas | Process Boiler | E8 | PCT BC Ratio | 0 | 0 | 0 | 0 | 0 | 0 | 0 | 0 | 0 | 0 | 0 | 0 | 0 | 0 | 0 | 0 | 0 | 0 | 0 | 0 | 0 | 0 | 0 | 0 | 0 | 0 | 0 | 0 | 0 | 0
F4_Industrial_Petroleum_Existing_Process_Natural Gas_Process Boiler_E9 | F4 | Industrial | Petroleum | Existing | Process | Natural Gas | Process Boiler | E9 | PCT BC Ratio | 0 | 0 | 0 | 0 | 0 | 0 | 0 | 0 | 0 | 0 | 0 | 0 | 0 | 0 | 0 | 0 | 0 | 0 | 0 | 0 | 0 | 0 | 0 | 0 | 0 | 0 | 0 | 0 | 0 | 0
F4_Industrial_Petroleum_Existing_Process_Natural Gas_Process Boiler_E10 | F4 | Industrial | Petroleum | Existing | Process | Natural Gas | Process Boiler | E10 | PCT BC Ratio | 0 | 0 | 0 | 0 | 0 | 0 | 0 | 0 | 0 | 0 | 0 | 0 | 0 | 0 | 0 | 0 | 0 | 0 | 0 | 0 | 0 | 0 | 0 | 0 | 0 | 0 | 0 | 0 | 0 | 0
F5_Industrial_Petroleum_Existing_Process_Natural Gas_Process Boiler_E1 | F5 | Industrial | Petroleum | Existing | Process | Natural Gas | Process Boiler | E1 | RIM BC Ratio | 0.9 | 0.9 | 0.9 | 0.9 | 0.9 | 0.9 | 0.9 | 0.9 | 0.9 | 0.9 | 0.9 | 0.9 | 0.9 | 0.9 | 0.9 | 0.9 | 0.9 | 0.9 | 0.9 | 0.9 | 0.9 | 0.9 | 0 | 0 | 0 | 0 | 0 | 0 | 0 | 0
F5_Industrial_Petroleum_Existing_Process_Natural Gas_Process Boiler_E2 | F5 | Industrial | Petroleum | Existing | Process | Natural Gas | Process Boiler | E2 | RIM BC Ratio | 0 | 0 | 0 | 0 | 0 | 0 | 0 | 0 | 0 | 0 | 0 | 0 | 0 | 0 | 0 | 0 | 0 | 0 | 0 | 0 | 0 | 0 | 0 | 0 | 0 | 0 | 0 | 0 | 0 | 0
F5_Industrial_Petroleum_Existing_Process_Natural Gas_Process Boiler_E3 | F5 | Industrial | Petroleum | Existing | Process | Natural Gas | Process Boiler | E3 | RIM BC Ratio | 0 | 0 | 0 | 0 | 0 | 0 | 0 | 0 | 0 | 0 | 0 | 0 | 0 | 0 | 0 | 0 | 0 | 0 | 0 | 0 | 0 | 0 | 0 | 0 | 0 | 0 | 0 | 0 | 0 | 0
F5_Industrial_Petroleum_Existing_Process_Natural Gas_Process Boiler_E4 | F5 | Industrial | Petroleum | Existing | Process | Natural Gas | Process Boiler | E4 | RIM BC Ratio | 0 | 0 | 0 | 0 | 0 | 0 | 0 | 0 | 0 | 0 | 0 | 0 | 0 | 0 | 0 | 0 | 0 | 0 | 0 | 0 | 0 | 0 | 0 | 0 | 0 | 0 | 0 | 0 | 0 | 0
F5_Industrial_Petroleum_Existing_Process_Natural Gas_Process Boiler_E5 | F5 | Industrial | Petroleum | Existing | Process | Natural Gas | Process Boiler | E5 | RIM BC Ratio | 0 | 0 | 0 | 0 | 0 | 0 | 0 | 0 | 0 | 0 | 0 | 0 | 0 | 0 | 0 | 0 | 0 | 0 | 0 | 0 | 0 | 0 | 0 | 0 | 0 | 0 | 0 | 0 | 0 | 0
F5_Industrial_Petroleum_Existing_Process_Natural Gas_Process Boiler_E6 | F5 | Industrial | Petroleum | Existing | Process | Natural Gas | Process Boiler | E6 | RIM BC Ratio | 0 | 0 | 0 | 0 | 0 | 0 | 0 | 0 | 0 | 0 | 0 | 0 | 0 | 0 | 0 | 0 | 0 | 0 | 0 | 0 | 0 | 0 | 0 | 0 | 0 | 0 | 0 | 0 | 0 | 0
F5_Industrial_Petroleum_Existing_Process_Natural Gas_Process Boiler_E7 | F5 | Industrial | Petroleum | Existing | Process | Natural Gas | Process Boiler | E7 | RIM BC Ratio | 0 | 0 | 0 | 0 | 0 | 0 | 0 | 0 | 0 | 0 | 0 | 0 | 0 | 0 | 0 | 0 | 0 | 0 | 0 | 0 | 0 | 0 | 0 | 0 | 0 | 0 | 0 | 0 | 0 | 0
F5_Industrial_Petroleum_Existing_Process_Natural Gas_Process Boiler_E8 | F5 | Industrial | Petroleum | Existing | Process | Natural Gas | Process Boiler | E8 | RIM BC Ratio | 0 | 0 | 0 | 0 | 0 | 0 | 0 | 0 | 0 | 0 | 0 | 0 | 0 | 0 | 0 | 0 | 0 | 0 | 0 | 0 | 0 | 0 | 0 | 0 | 0 | 0 | 0 | 0 | 0 | 0
F5_Industrial_Petroleum_Existing_Process_Natural Gas_Process Boiler_E9 | F5 | Industrial | Petroleum | Existing | Process | Natural Gas | Process Boiler | E9 | RIM BC Ratio | 0 | 0 | 0 | 0 | 0 | 0 | 0 | 0 | 0 | 0 | 0 | 0 | 0 | 0 | 0 | 0 | 0 | 0 | 0 | 0 | 0 | 0 | 0 | 0 | 0 | 0 | 0 | 0 | 0 | 0
F5_Industrial_Petroleum_Existing_Process_Natural Gas_Process Boiler_E10 | F5 | Industrial | Petroleum | Existing | Process | Natural Gas | Process Boiler | E10 | RIM BC Ratio | 0 | 0 | 0 | 0 | 0 | 0 | 0 | 0 | 0 | 0 | 0 | 0 | 0 | 0 | 0 | 0 | 0 | 0 | 0 | 0 | 0 | 0 | 0 | 0 | 0 | 0 | 0 | 0 | 0 | 0
F0_Industrial_Petroleum_Existing_Process_Natural Gas_Process Heating_E0 | F0 | Industrial | Petroleum | Existing | Process | Natural Gas | Process Heating | E0 | Economic Unit | Standard | Standard | Standard | Standard | Standard | Standard | Standard | Standard | Standard | Standard | Standard | Standard | Standard | Standard | Standard | Standard | Standard | Standard | Standard | Standard | Standard | Standard | 0 | 0 | 0 | 0 | 0 | 0 | 0 | 0
F1_Industrial_Petroleum_Existing_Process_Natural Gas_Process Heating_E1 | F1 | Industrial | Petroleum | Existing | Process | Natural Gas | Process Heating | E1 | CCE | 0 | 0 | 0 | 0 | 0 | 0 | 0 | 0 | 0 | 0 | 0 | 0 | 0 | 0 | 0 | 0 | 0 | 0 | 0 | 0 | 0 | 0 | 0 | 0 | 0 | 0 | 0 | 0 | 0 | 0
F1_Industrial_Petroleum_Existing_Process_Natural Gas_Process Heating_E2 | F1 | Industrial | Petroleum | Existing | Process | Natural Gas | Process Heating | E2 | CCE | 0 | 0 | 0 | 0 | 0 | 0 | 0 | 0 | 0 | 0 | 0 | 0 | 0 | 0 | 0 | 0 | 0 | 0 | 0 | 0 | 0 | 0 | 0 | 0 | 0 | 0 | 0 | 0 | 0 | 0
F1_Industrial_Petroleum_Existing_Process_Natural Gas_Process Heating_E3 | F1 | Industrial | Petroleum | Existing | Process | Natural Gas | Process Heating | E3 | CCE | 0 | 0 | 0 | 0 | 0 | 0 | 0 | 0 | 0 | 0 | 0 | 0 | 0 | 0 | 0 | 0 | 0 | 0 | 0 | 0 | 0 | 0 | 0 | 0 | 0 | 0 | 0 | 0 | 0 | 0
F1_Industrial_Petroleum_Existing_Process_Natural Gas_Process Heating_E4 | F1 | Industrial | Petroleum | Existing | Process | Natural Gas | Process Heating | E4 | CCE | 0 | 0 | 0 | 0 | 0 | 0 | 0 | 0 | 0 | 0 | 0 | 0 | 0 | 0 | 0 | 0 | 0 | 0 | 0 | 0 | 0 | 0 | 0 | 0 | 0 | 0 | 0 | 0 | 0 | 0
F1_Industrial_Petroleum_Existing_Process_Natural Gas_Process Heating_E5 | F1 | Industrial | Petroleum | Existing | Process | Natural Gas | Process Heating | E5 | CCE | 0 | 0 | 0 | 0 | 0 | 0 | 0 | 0 | 0 | 0 | 0 | 0 | 0 | 0 | 0 | 0 | 0 | 0 | 0 | 0 | 0 | 0 | 0 | 0 | 0 | 0 | 0 | 0 | 0 | 0
F1_Industrial_Petroleum_Existing_Process_Natural Gas_Process Heating_E6 | F1 | Industrial | Petroleum | Existing | Process | Natural Gas | Process Heating | E6 | CCE | 0 | 0 | 0 | 0 | 0 | 0 | 0 | 0 | 0 | 0 | 0 | 0 | 0 | 0 | 0 | 0 | 0 | 0 | 0 | 0 | 0 | 0 | 0 | 0 | 0 | 0 | 0 | 0 | 0 | 0
F1_Industrial_Petroleum_Existing_Process_Natural Gas_Process Heating_E7 | F1 | Industrial | Petroleum | Existing | Process | Natural Gas | Process Heating | E7 | CCE | 0 | 0 | 0 | 0 | 0 | 0 | 0 | 0 | 0 | 0 | 0 | 0 | 0 | 0 | 0 | 0 | 0 | 0 | 0 | 0 | 0 | 0 | 0 | 0 | 0 | 0 | 0 | 0 | 0 | 0
F1_Industrial_Petroleum_Existing_Process_Natural Gas_Process Heating_E8 | F1 | Industrial | Petroleum | Existing | Process | Natural Gas | Process Heating | E8 | CCE | 0 | 0 | 0 | 0 | 0 | 0 | 0 | 0 | 0 | 0 | 0 | 0 | 0 | 0 | 0 | 0 | 0 | 0 | 0 | 0 | 0 | 0 | 0 | 0 | 0 | 0 | 0 | 0 | 0 | 0
F1_Industrial_Petroleum_Existing_Process_Natural Gas_Process Heating_E9 | F1 | Industrial | Petroleum | Existing | Process | Natural Gas | Process Heating | E9 | CCE | 0 | 0 | 0 | 0 | 0 | 0 | 0 | 0 | 0 | 0 | 0 | 0 | 0 | 0 | 0 | 0 | 0 | 0 | 0 | 0 | 0 | 0 | 0 | 0 | 0 | 0 | 0 | 0 | 0 | 0
F1_Industrial_Petroleum_Existing_Process_Natural Gas_Process Heating_E10 | F1 | Industrial | Petroleum | Existing | Process | Natural Gas | Process Heating | E10 | CCE | 0 | 0 | 0 | 0 | 0 | 0 | 0 | 0 | 0 | 0 | 0 | 0 | 0 | 0 | 0 | 0 | 0 | 0 | 0 | 0 | 0 | 0 | 0 | 0 | 0 | 0 | 0 | 0 | 0 | 0
F2_Industrial_Petroleum_Existing_Process_Natural Gas_Process Heating_E1 | F2 | Industrial | Petroleum | Existing | Process | Natural Gas | Process Heating | E1 | TRC BC Ratio | 0.9 | 0.9 | 0.9 | 0.9 | 0.9 | 0.9 | 0.9 | 0.9 | 0.9 | 0.9 | 0.9 | 0.9 | 0.9 | 0.9 | 0.9 | 0.9 | 0.9 | 0.9 | 0.9 | 0.9 | 0.9 | 0.9 | 0 | 0 | 0 | 0 | 0 | 0 | 0 | 0
F2_Industrial_Petroleum_Existing_Process_Natural Gas_Process Heating_E2 | F2 | Industrial | Petroleum | Existing | Process | Natural Gas | Process Heating | E2 | TRC BC Ratio | 0 | 0 | 0 | 0 | 0 | 0 | 0 | 0 | 0 | 0 | 0 | 0 | 0 | 0 | 0 | 0 | 0 | 0 | 0 | 0 | 0 | 0 | 0 | 0 | 0 | 0 | 0 | 0 | 0 | 0
F2_Industrial_Petroleum_Existing_Process_Natural Gas_Process Heating_E3 | F2 | Industrial | Petroleum | Existing | Process | Natural Gas | Process Heating | E3 | TRC BC Ratio | 0 | 0 | 0 | 0 | 0 | 0 | 0 | 0 | 0 | 0 | 0 | 0 | 0 | 0 | 0 | 0 | 0 | 0 | 0 | 0 | 0 | 0 | 0 | 0 | 0 | 0 | 0 | 0 | 0 | 0
F2_Industrial_Petroleum_Existing_Process_Natural Gas_Process Heating_E4 | F2 | Industrial | Petroleum | Existing | Process | Natural Gas | Process Heating | E4 | TRC BC Ratio | 0 | 0 | 0 | 0 | 0 | 0 | 0 | 0 | 0 | 0 | 0 | 0 | 0 | 0 | 0 | 0 | 0 | 0 | 0 | 0 | 0 | 0 | 0 | 0 | 0 | 0 | 0 | 0 | 0 | 0
F2_Industrial_Petroleum_Existing_Process_Natural Gas_Process Heating_E5 | F2 | Industrial | Petroleum | Existing | Process | Natural Gas | Process Heating | E5 | TRC BC Ratio | 0 | 0 | 0 | 0 | 0 | 0 | 0 | 0 | 0 | 0 | 0 | 0 | 0 | 0 | 0 | 0 | 0 | 0 | 0 | 0 | 0 | 0 | 0 | 0 | 0 | 0 | 0 | 0 | 0 | 0
F2_Industrial_Petroleum_Existing_Process_Natural Gas_Process Heating_E6 | F2 | Industrial | Petroleum | Existing | Process | Natural Gas | Process Heating | E6 | TRC BC Ratio | 0 | 0 | 0 | 0 | 0 | 0 | 0 | 0 | 0 | 0 | 0 | 0 | 0 | 0 | 0 | 0 | 0 | 0 | 0 | 0 | 0 | 0 | 0 | 0 | 0 | 0 | 0 | 0 | 0 | 0
F2_Industrial_Petroleum_Existing_Process_Natural Gas_Process Heating_E7 | F2 | Industrial | Petroleum | Existing | Process | Natural Gas | Process Heating | E7 | TRC BC Ratio | 0 | 0 | 0 | 0 | 0 | 0 | 0 | 0 | 0 | 0 | 0 | 0 | 0 | 0 | 0 | 0 | 0 | 0 | 0 | 0 | 0 | 0 | 0 | 0 | 0 | 0 | 0 | 0 | 0 | 0
F2_Industrial_Petroleum_Existing_Process_Natural Gas_Process Heating_E8 | F2 | Industrial | Petroleum | Existing | Process | Natural Gas | Process Heating | E8 | TRC BC Ratio | 0 | 0 | 0 | 0 | 0 | 0 | 0 | 0 | 0 | 0 | 0 | 0 | 0 | 0 | 0 | 0 | 0 | 0 | 0 | 0 | 0 | 0 | 0 | 0 | 0 | 0 | 0 | 0 | 0 | 0
F2_Industrial_Petroleum_Existing_Process_Natural Gas_Process Heating_E9 | F2 | Industrial | Petroleum | Existing | Process | Natural Gas | Process Heating | E9 | TRC BC Ratio | 0 | 0 | 0 | 0 | 0 | 0 | 0 | 0 | 0 | 0 | 0 | 0 | 0 | 0 | 0 | 0 | 0 | 0 | 0 | 0 | 0 | 0 | 0 | 0 | 0 | 0 | 0 | 0 | 0 | 0
F2_Industrial_Petroleum_Existing_Process_Natural Gas_Process Heating_E10 | F2 | Industrial | Petroleum | Existing | Process | Natural Gas | Process Heating | E10 | TRC BC Ratio | 0 | 0 | 0 | 0 | 0 | 0 | 0 | 0 | 0 | 0 | 0 | 0 | 0 | 0 | 0 | 0 | 0 | 0 | 0 | 0 | 0 | 0 | 0 | 0 | 0 | 0 | 0 | 0 | 0 | 0
F3_Industrial_Petroleum_Existing_Process_Natural Gas_Process Heating_E1 | F3 | Industrial | Petroleum | Existing | Process | Natural Gas | Process Heating | E1 | PACT BC Ratio | 0.9 | 0.9 | 0.9 | 0.9 | 0.9 | 0.9 | 0.9 | 0.9 | 0.9 | 0.9 | 0.9 | 0.9 | 0.9 | 0.9 | 0.9 | 0.9 | 0.9 | 0.9 | 0.9 | 0.9 | 0.9 | 0.9 | 0 | 0 | 0 | 0 | 0 | 0 | 0 | 0
F3_Industrial_Petroleum_Existing_Process_Natural Gas_Process Heating_E2 | F3 | Industrial | Petroleum | Existing | Process | Natural Gas | Process Heating | E2 | PACT BC Ratio | 0 | 0 | 0 | 0 | 0 | 0 | 0 | 0 | 0 | 0 | 0 | 0 | 0 | 0 | 0 | 0 | 0 | 0 | 0 | 0 | 0 | 0 | 0 | 0 | 0 | 0 | 0 | 0 | 0 | 0
F3_Industrial_Petroleum_Existing_Process_Natural Gas_Process Heating_E3 | F3 | Industrial | Petroleum | Existing | Process | Natural Gas | Process Heating | E3 | PACT BC Ratio | 0 | 0 | 0 | 0 | 0 | 0 | 0 | 0 | 0 | 0 | 0 | 0 | 0 | 0 | 0 | 0 | 0 | 0 | 0 | 0 | 0 | 0 | 0 | 0 | 0 | 0 | 0 | 0 | 0 | 0
F3_Industrial_Petroleum_Existing_Process_Natural Gas_Process Heating_E4 | F3 | Industrial | Petroleum | Existing | Process | Natural Gas | Process Heating | E4 | PACT BC Ratio | 0 | 0 | 0 | 0 | 0 | 0 | 0 | 0 | 0 | 0 | 0 | 0 | 0 | 0 | 0 | 0 | 0 | 0 | 0 | 0 | 0 | 0 | 0 | 0 | 0 | 0 | 0 | 0 | 0 | 0
F3_Industrial_Petroleum_Existing_Process_Natural Gas_Process Heating_E5 | F3 | Industrial | Petroleum | Existing | Process | Natural Gas | Process Heating | E5 | PACT BC Ratio | 0 | 0 | 0 | 0 | 0 | 0 | 0 | 0 | 0 | 0 | 0 | 0 | 0 | 0 | 0 | 0 | 0 | 0 | 0 | 0 | 0 | 0 | 0 | 0 | 0 | 0 | 0 | 0 | 0 | 0
F3_Industrial_Petroleum_Existing_Process_Natural Gas_Process Heating_E6 | F3 | Industrial | Petroleum | Existing | Process | Natural Gas | Process Heating | E6 | PACT BC Ratio | 0 | 0 | 0 | 0 | 0 | 0 | 0 | 0 | 0 | 0 | 0 | 0 | 0 | 0 | 0 | 0 | 0 | 0 | 0 | 0 | 0 | 0 | 0 | 0 | 0 | 0 | 0 | 0 | 0 | 0
F3_Industrial_Petroleum_Existing_Process_Natural Gas_Process Heating_E7 | F3 | Industrial | Petroleum | Existing | Process | Natural Gas | Process Heating | E7 | PACT BC Ratio | 0 | 0 | 0 | 0 | 0 | 0 | 0 | 0 | 0 | 0 | 0 | 0 | 0 | 0 | 0 | 0 | 0 | 0 | 0 | 0 | 0 | 0 | 0 | 0 | 0 | 0 | 0 | 0 | 0 | 0
F3_Industrial_Petroleum_Existing_Process_Natural Gas_Process Heating_E8 | F3 | Industrial | Petroleum | Existing | Process | Natural Gas | Process Heating | E8 | PACT BC Ratio | 0 | 0 | 0 | 0 | 0 | 0 | 0 | 0 | 0 | 0 | 0 | 0 | 0 | 0 | 0 | 0 | 0 | 0 | 0 | 0 | 0 | 0 | 0 | 0 | 0 | 0 | 0 | 0 | 0 | 0
F3_Industrial_Petroleum_Existing_Process_Natural Gas_Process Heating_E9 | F3 | Industrial | Petroleum | Existing | Process | Natural Gas | Process Heating | E9 | PACT BC Ratio | 0 | 0 | 0 | 0 | 0 | 0 | 0 | 0 | 0 | 0 | 0 | 0 | 0 | 0 | 0 | 0 | 0 | 0 | 0 | 0 | 0 | 0 | 0 | 0 | 0 | 0 | 0 | 0 | 0 | 0
F3_Industrial_Petroleum_Existing_Process_Natural Gas_Process Heating_E10 | F3 | Industrial | Petroleum | Existing | Process | Natural Gas | Process Heating | E10 | PACT BC Ratio | 0 | 0 | 0 | 0 | 0 | 0 | 0 | 0 | 0 | 0 | 0 | 0 | 0 | 0 | 0 | 0 | 0 | 0 | 0 | 0 | 0 | 0 | 0 | 0 | 0 | 0 | 0 | 0 | 0 | 0
F4_Industrial_Petroleum_Existing_Process_Natural Gas_Process Heating_E1 | F4 | Industrial | Petroleum | Existing | Process | Natural Gas | Process Heating | E1 | PCT BC Ratio | 0.9 | 0.9 | 0.9 | 0.9 | 0.9 | 0.9 | 0.9 | 0.9 | 0.9 | 0.9 | 0.9 | 0.9 | 0.9 | 0.9 | 0.9 | 0.9 | 0.9 | 0.9 | 0.9 | 0.9 | 0.9 | 0.9 | 0 | 0 | 0 | 0 | 0 | 0 | 0 | 0
F4_Industrial_Petroleum_Existing_Process_Natural Gas_Process Heating_E2 | F4 | Industrial | Petroleum | Existing | Process | Natural Gas | Process Heating | E2 | PCT BC Ratio | 0 | 0 | 0 | 0 | 0 | 0 | 0 | 0 | 0 | 0 | 0 | 0 | 0 | 0 | 0 | 0 | 0 | 0 | 0 | 0 | 0 | 0 | 0 | 0 | 0 | 0 | 0 | 0 | 0 | 0
F4_Industrial_Petroleum_Existing_Process_Natural Gas_Process Heating_E3 | F4 | Industrial | Petroleum | Existing | Process | Natural Gas | Process Heating | E3 | PCT BC Ratio | 0 | 0 | 0 | 0 | 0 | 0 | 0 | 0 | 0 | 0 | 0 | 0 | 0 | 0 | 0 | 0 | 0 | 0 | 0 | 0 | 0 | 0 | 0 | 0 | 0 | 0 | 0 | 0 | 0 | 0
F4_Industrial_Petroleum_Existing_Process_Natural Gas_Process Heating_E4 | F4 | Industrial | Petroleum | Existing | Process | Natural Gas | Process Heating | E4 | PCT BC Ratio | 0 | 0 | 0 | 0 | 0 | 0 | 0 | 0 | 0 | 0 | 0 | 0 | 0 | 0 | 0 | 0 | 0 | 0 | 0 | 0 | 0 | 0 | 0 | 0 | 0 | 0 | 0 | 0 | 0 | 0
F4_Industrial_Petroleum_Existing_Process_Natural Gas_Process Heating_E5 | F4 | Industrial | Petroleum | Existing | Process | Natural Gas | Process Heating | E5 | PCT BC Ratio | 0 | 0 | 0 | 0 | 0 | 0 | 0 | 0 | 0 | 0 | 0 | 0 | 0 | 0 | 0 | 0 | 0 | 0 | 0 | 0 | 0 | 0 | 0 | 0 | 0 | 0 | 0 | 0 | 0 | 0
F4_Industrial_Petroleum_Existing_Process_Natural Gas_Process Heating_E6 | F4 | Industrial | Petroleum | Existing | Process | Natural Gas | Process Heating | E6 | PCT BC Ratio | 0 | 0 | 0 | 0 | 0 | 0 | 0 | 0 | 0 | 0 | 0 | 0 | 0 | 0 | 0 | 0 | 0 | 0 | 0 | 0 | 0 | 0 | 0 | 0 | 0 | 0 | 0 | 0 | 0 | 0
F4_Industrial_Petroleum_Existing_Process_Natural Gas_Process Heating_E7 | F4 | Industrial | Petroleum | Existing | Process | Natural Gas | Process Heating | E7 | PCT BC Ratio | 0 | 0 | 0 | 0 | 0 | 0 | 0 | 0 | 0 | 0 | 0 | 0 | 0 | 0 | 0 | 0 | 0 | 0 | 0 | 0 | 0 | 0 | 0 | 0 | 0 | 0 | 0 | 0 | 0 | 0
F4_Industrial_Petroleum_Existing_Process_Natural Gas_Process Heating_E8 | F4 | Industrial | Petroleum | Existing | Process | Natural Gas | Process Heating | E8 | PCT BC Ratio | 0 | 0 | 0 | 0 | 0 | 0 | 0 | 0 | 0 | 0 | 0 | 0 | 0 | 0 | 0 | 0 | 0 | 0 | 0 | 0 | 0 | 0 | 0 | 0 | 0 | 0 | 0 | 0 | 0 | 0
F4_Industrial_Petroleum_Existing_Process_Natural Gas_Process Heating_E9 | F4 | Industrial | Petroleum | Existing | Process | Natural Gas | Process Heating | E9 | PCT BC Ratio | 0 | 0 | 0 | 0 | 0 | 0 | 0 | 0 | 0 | 0 | 0 | 0 | 0 | 0 | 0 | 0 | 0 | 0 | 0 | 0 | 0 | 0 | 0 | 0 | 0 | 0 | 0 | 0 | 0 | 0
F4_Industrial_Petroleum_Existing_Process_Natural Gas_Process Heating_E10 | F4 | Industrial | Petroleum | Existing | Process | Natural Gas | Process Heating | E10 | PCT BC Ratio | 0 | 0 | 0 | 0 | 0 | 0 | 0 | 0 | 0 | 0 | 0 | 0 | 0 | 0 | 0 | 0 | 0 | 0 | 0 | 0 | 0 | 0 | 0 | 0 | 0 | 0 | 0 | 0 | 0 | 0
F5_Industrial_Petroleum_Existing_Process_Natural Gas_Process Heating_E1 | F5 | Industrial | Petroleum | Existing | Process | Natural Gas | Process Heating | E1 | RIM BC Ratio | 0.9 | 0.9 | 0.9 | 0.9 | 0.9 | 0.9 | 0.9 | 0.9 | 0.9 | 0.9 | 0.9 | 0.9 | 0.9 | 0.9 | 0.9 | 0.9 | 0.9 | 0.9 | 0.9 | 0.9 | 0.9 | 0.9 | 0 | 0 | 0 | 0 | 0 | 0 | 0 | 0
F5_Industrial_Petroleum_Existing_Process_Natural Gas_Process Heating_E2 | F5 | Industrial | Petroleum | Existing | Process | Natural Gas | Process Heating | E2 | RIM BC Ratio | 0 | 0 | 0 | 0 | 0 | 0 | 0 | 0 | 0 | 0 | 0 | 0 | 0 | 0 | 0 | 0 | 0 | 0 | 0 | 0 | 0 | 0 | 0 | 0 | 0 | 0 | 0 | 0 | 0 | 0
F5_Industrial_Petroleum_Existing_Process_Natural Gas_Process Heating_E3 | F5 | Industrial | Petroleum | Existing | Process | Natural Gas | Process Heating | E3 | RIM BC Ratio | 0 | 0 | 0 | 0 | 0 | 0 | 0 | 0 | 0 | 0 | 0 | 0 | 0 | 0 | 0 | 0 | 0 | 0 | 0 | 0 | 0 | 0 | 0 | 0 | 0 | 0 | 0 | 0 | 0 | 0
F5_Industrial_Petroleum_Existing_Process_Natural Gas_Process Heating_E4 | F5 | Industrial | Petroleum | Existing | Process | Natural Gas | Process Heating | E4 | RIM BC Ratio | 0 | 0 | 0 | 0 | 0 | 0 | 0 | 0 | 0 | 0 | 0 | 0 | 0 | 0 | 0 | 0 | 0 | 0 | 0 | 0 | 0 | 0 | 0 | 0 | 0 | 0 | 0 | 0 | 0 | 0
F5_Industrial_Petroleum_Existing_Process_Natural Gas_Process Heating_E5 | F5 | Industrial | Petroleum | Existing | Process | Natural Gas | Process Heating | E5 | RIM BC Ratio | 0 | 0 | 0 | 0 | 0 | 0 | 0 | 0 | 0 | 0 | 0 | 0 | 0 | 0 | 0 | 0 | 0 | 0 | 0 | 0 | 0 | 0 | 0 | 0 | 0 | 0 | 0 | 0 | 0 | 0
F5_Industrial_Petroleum_Existing_Process_Natural Gas_Process Heating_E6 | F5 | Industrial | Petroleum | Existing | Process | Natural Gas | Process Heating | E6 | RIM BC Ratio | 0 | 0 | 0 | 0 | 0 | 0 | 0 | 0 | 0 | 0 | 0 | 0 | 0 | 0 | 0 | 0 | 0 | 0 | 0 | 0 | 0 | 0 | 0 | 0 | 0 | 0 | 0 | 0 | 0 | 0
F5_Industrial_Petroleum_Existing_Process_Natural Gas_Process Heating_E7 | F5 | Industrial | Petroleum | Existing | Process | Natural Gas | Process Heating | E7 | RIM BC Ratio | 0 | 0 | 0 | 0 | 0 | 0 | 0 | 0 | 0 | 0 | 0 | 0 | 0 | 0 | 0 | 0 | 0 | 0 | 0 | 0 | 0 | 0 | 0 | 0 | 0 | 0 | 0 | 0 | 0 | 0
F5_Industrial_Petroleum_Existing_Process_Natural Gas_Process Heating_E8 | F5 | Industrial | Petroleum | Existing | Process | Natural Gas | Process Heating | E8 | RIM BC Ratio | 0 | 0 | 0 | 0 | 0 | 0 | 0 | 0 | 0 | 0 | 0 | 0 | 0 | 0 | 0 | 0 | 0 | 0 | 0 | 0 | 0 | 0 | 0 | 0 | 0 | 0 | 0 | 0 | 0 | 0
F5_Industrial_Petroleum_Existing_Process_Natural Gas_Process Heating_E9 | F5 | Industrial | Petroleum | Existing | Process | Natural Gas | Process Heating | E9 | RIM BC Ratio | 0 | 0 | 0 | 0 | 0 | 0 | 0 | 0 | 0 | 0 | 0 | 0 | 0 | 0 | 0 | 0 | 0 | 0 | 0 | 0 | 0 | 0 | 0 | 0 | 0 | 0 | 0 | 0 | 0 | 0
F5_Industrial_Petroleum_Existing_Process_Natural Gas_Process Heating_E10 | F5 | Industrial | Petroleum | Existing | Process | Natural Gas | Process Heating | E10 | RIM BC Ratio | 0 | 0 | 0 | 0 | 0 | 0 | 0 | 0 | 0 | 0 | 0 | 0 | 0 | 0 | 0 | 0 | 0 | 0 | 0 | 0 | 0 | 0 | 0 | 0 | 0 | 0 | 0 | 0 | 0 | 0
F0_Industrial_Petroleum_Existing_Process_Natural Gas_Process Cooling_E0 | F0 | Industrial | Petroleum | Existing | Process | Natural Gas | Process Cooling | E0 | Economic Unit | Standard | Standard | Standard | Standard | Standard | Standard | Standard | Standard | Standard | Standard | Standard | Standard | Standard | Standard | Standard | Standard | Standard | Standard | Standard | Standard | Standard | Standard | 0 | 0 | 0 | 0 | 0 | 0 | 0 | 0
F1_Industrial_Petroleum_Existing_Process_Natural Gas_Process Cooling_E1 | F1 | Industrial | Petroleum | Existing | Process | Natural Gas | Process Cooling | E1 | CCE | 0 | 0 | 0 | 0 | 0 | 0 | 0 | 0 | 0 | 0 | 0 | 0 | 0 | 0 | 0 | 0 | 0 | 0 | 0 | 0 | 0 | 0 | 0 | 0 | 0 | 0 | 0 | 0 | 0 | 0
F1_Industrial_Petroleum_Existing_Process_Natural Gas_Process Cooling_E2 | F1 | Industrial | Petroleum | Existing | Process | Natural Gas | Process Cooling | E2 | CCE | 0 | 0 | 0 | 0 | 0 | 0 | 0 | 0 | 0 | 0 | 0 | 0 | 0 | 0 | 0 | 0 | 0 | 0 | 0 | 0 | 0 | 0 | 0 | 0 | 0 | 0 | 0 | 0 | 0 | 0
F1_Industrial_Petroleum_Existing_Process_Natural Gas_Process Cooling_E3 | F1 | Industrial | Petroleum | Existing | Process | Natural Gas | Process Cooling | E3 | CCE | 0 | 0 | 0 | 0 | 0 | 0 | 0 | 0 | 0 | 0 | 0 | 0 | 0 | 0 | 0 | 0 | 0 | 0 | 0 | 0 | 0 | 0 | 0 | 0 | 0 | 0 | 0 | 0 | 0 | 0
F1_Industrial_Petroleum_Existing_Process_Natural Gas_Process Cooling_E4 | F1 | Industrial | Petroleum | Existing | Process | Natural Gas | Process Cooling | E4 | CCE | 0 | 0 | 0 | 0 | 0 | 0 | 0 | 0 | 0 | 0 | 0 | 0 | 0 | 0 | 0 | 0 | 0 | 0 | 0 | 0 | 0 | 0 | 0 | 0 | 0 | 0 | 0 | 0 | 0 | 0
F1_Industrial_Petroleum_Existing_Process_Natural Gas_Process Cooling_E5 | F1 | Industrial | Petroleum | Existing | Process | Natural Gas | Process Cooling | E5 | CCE | 0 | 0 | 0 | 0 | 0 | 0 | 0 | 0 | 0 | 0 | 0 | 0 | 0 | 0 | 0 | 0 | 0 | 0 | 0 | 0 | 0 | 0 | 0 | 0 | 0 | 0 | 0 | 0 | 0 | 0
F1_Industrial_Petroleum_Existing_Process_Natural Gas_Process Cooling_E6 | F1 | Industrial | Petroleum | Existing | Process | Natural Gas | Process Cooling | E6 | CCE | 0 | 0 | 0 | 0 | 0 | 0 | 0 | 0 | 0 | 0 | 0 | 0 | 0 | 0 | 0 | 0 | 0 | 0 | 0 | 0 | 0 | 0 | 0 | 0 | 0 | 0 | 0 | 0 | 0 | 0
F1_Industrial_Petroleum_Existing_Process_Natural Gas_Process Cooling_E7 | F1 | Industrial | Petroleum | Existing | Process | Natural Gas | Process Cooling | E7 | CCE | 0 | 0 | 0 | 0 | 0 | 0 | 0 | 0 | 0 | 0 | 0 | 0 | 0 | 0 | 0 | 0 | 0 | 0 | 0 | 0 | 0 | 0 | 0 | 0 | 0 | 0 | 0 | 0 | 0 | 0
F1_Industrial_Petroleum_Existing_Process_Natural Gas_Process Cooling_E8 | F1 | Industrial | Petroleum | Existing | Process | Natural Gas | Process Cooling | E8 | CCE | 0 | 0 | 0 | 0 | 0 | 0 | 0 | 0 | 0 | 0 | 0 | 0 | 0 | 0 | 0 | 0 | 0 | 0 | 0 | 0 | 0 | 0 | 0 | 0 | 0 | 0 | 0 | 0 | 0 | 0
F1_Industrial_Petroleum_Existing_Process_Natural Gas_Process Cooling_E9 | F1 | Industrial | Petroleum | Existing | Process | Natural Gas | Process Cooling | E9 | CCE | 0 | 0 | 0 | 0 | 0 | 0 | 0 | 0 | 0 | 0 | 0 | 0 | 0 | 0 | 0 | 0 | 0 | 0 | 0 | 0 | 0 | 0 | 0 | 0 | 0 | 0 | 0 | 0 | 0 | 0
F1_Industrial_Petroleum_Existing_Process_Natural Gas_Process Cooling_E10 | F1 | Industrial | Petroleum | Existing | Process | Natural Gas | Process Cooling | E10 | CCE | 0 | 0 | 0 | 0 | 0 | 0 | 0 | 0 | 0 | 0 | 0 | 0 | 0 | 0 | 0 | 0 | 0 | 0 | 0 | 0 | 0 | 0 | 0 | 0 | 0 | 0 | 0 | 0 | 0 | 0
F2_Industrial_Petroleum_Existing_Process_Natural Gas_Process Cooling_E1 | F2 | Industrial | Petroleum | Existing | Process | Natural Gas | Process Cooling | E1 | TRC BC Ratio | 0.9 | 0.9 | 0.9 | 0.9 | 0.9 | 0.9 | 0.9 | 0.9 | 0.9 | 0.9 | 0.9 | 0.9 | 0.9 | 0.9 | 0.9 | 0.9 | 0.9 | 0.9 | 0.9 | 0.9 | 0.9 | 0.9 | 0 | 0 | 0 | 0 | 0 | 0 | 0 | 0
F2_Industrial_Petroleum_Existing_Process_Natural Gas_Process Cooling_E2 | F2 | Industrial | Petroleum | Existing | Process | Natural Gas | Process Cooling | E2 | TRC BC Ratio | 0 | 0 | 0 | 0 | 0 | 0 | 0 | 0 | 0 | 0 | 0 | 0 | 0 | 0 | 0 | 0 | 0 | 0 | 0 | 0 | 0 | 0 | 0 | 0 | 0 | 0 | 0 | 0 | 0 | 0
F2_Industrial_Petroleum_Existing_Process_Natural Gas_Process Cooling_E3 | F2 | Industrial | Petroleum | Existing | Process | Natural Gas | Process Cooling | E3 | TRC BC Ratio | 0 | 0 | 0 | 0 | 0 | 0 | 0 | 0 | 0 | 0 | 0 | 0 | 0 | 0 | 0 | 0 | 0 | 0 | 0 | 0 | 0 | 0 | 0 | 0 | 0 | 0 | 0 | 0 | 0 | 0
F2_Industrial_Petroleum_Existing_Process_Natural Gas_Process Cooling_E4 | F2 | Industrial | Petroleum | Existing | Process | Natural Gas | Process Cooling | E4 | TRC BC Ratio | 0 | 0 | 0 | 0 | 0 | 0 | 0 | 0 | 0 | 0 | 0 | 0 | 0 | 0 | 0 | 0 | 0 | 0 | 0 | 0 | 0 | 0 | 0 | 0 | 0 | 0 | 0 | 0 | 0 | 0
F2_Industrial_Petroleum_Existing_Process_Natural Gas_Process Cooling_E5 | F2 | Industrial | Petroleum | Existing | Process | Natural Gas | Process Cooling | E5 | TRC BC Ratio | 0 | 0 | 0 | 0 | 0 | 0 | 0 | 0 | 0 | 0 | 0 | 0 | 0 | 0 | 0 | 0 | 0 | 0 | 0 | 0 | 0 | 0 | 0 | 0 | 0 | 0 | 0 | 0 | 0 | 0
F2_Industrial_Petroleum_Existing_Process_Natural Gas_Process Cooling_E6 | F2 | Industrial | Petroleum | Existing | Process | Natural Gas | Process Cooling | E6 | TRC BC Ratio | 0 | 0 | 0 | 0 | 0 | 0 | 0 | 0 | 0 | 0 | 0 | 0 | 0 | 0 | 0 | 0 | 0 | 0 | 0 | 0 | 0 | 0 | 0 | 0 | 0 | 0 | 0 | 0 | 0 | 0
F2_Industrial_Petroleum_Existing_Process_Natural Gas_Process Cooling_E7 | F2 | Industrial | Petroleum | Existing | Process | Natural Gas | Process Cooling | E7 | TRC BC Ratio | 0 | 0 | 0 | 0 | 0 | 0 | 0 | 0 | 0 | 0 | 0 | 0 | 0 | 0 | 0 | 0 | 0 | 0 | 0 | 0 | 0 | 0 | 0 | 0 | 0 | 0 | 0 | 0 | 0 | 0
F2_Industrial_Petroleum_Existing_Process_Natural Gas_Process Cooling_E8 | F2 | Industrial | Petroleum | Existing | Process | Natural Gas | Process Cooling | E8 | TRC BC Ratio | 0 | 0 | 0 | 0 | 0 | 0 | 0 | 0 | 0 | 0 | 0 | 0 | 0 | 0 | 0 | 0 | 0 | 0 | 0 | 0 | 0 | 0 | 0 | 0 | 0 | 0 | 0 | 0 | 0 | 0
F2_Industrial_Petroleum_Existing_Process_Natural Gas_Process Cooling_E9 | F2 | Industrial | Petroleum | Existing | Process | Natural Gas | Process Cooling | E9 | TRC BC Ratio | 0 | 0 | 0 | 0 | 0 | 0 | 0 | 0 | 0 | 0 | 0 | 0 | 0 | 0 | 0 | 0 | 0 | 0 | 0 | 0 | 0 | 0 | 0 | 0 | 0 | 0 | 0 | 0 | 0 | 0
F2_Industrial_Petroleum_Existing_Process_Natural Gas_Process Cooling_E10 | F2 | Industrial | Petroleum | Existing | Process | Natural Gas | Process Cooling | E10 | TRC BC Ratio | 0 | 0 | 0 | 0 | 0 | 0 | 0 | 0 | 0 | 0 | 0 | 0 | 0 | 0 | 0 | 0 | 0 | 0 | 0 | 0 | 0 | 0 | 0 | 0 | 0 | 0 | 0 | 0 | 0 | 0
F3_Industrial_Petroleum_Existing_Process_Natural Gas_Process Cooling_E1 | F3 | Industrial | Petroleum | Existing | Process | Natural Gas | Process Cooling | E1 | PACT BC Ratio | 0.9 | 0.9 | 0.9 | 0.9 | 0.9 | 0.9 | 0.9 | 0.9 | 0.9 | 0.9 | 0.9 | 0.9 | 0.9 | 0.9 | 0.9 | 0.9 | 0.9 | 0.9 | 0.9 | 0.9 | 0.9 | 0.9 | 0 | 0 | 0 | 0 | 0 | 0 | 0 | 0
F3_Industrial_Petroleum_Existing_Process_Natural Gas_Process Cooling_E2 | F3 | Industrial | Petroleum | Existing | Process | Natural Gas | Process Cooling | E2 | PACT BC Ratio | 0 | 0 | 0 | 0 | 0 | 0 | 0 | 0 | 0 | 0 | 0 | 0 | 0 | 0 | 0 | 0 | 0 | 0 | 0 | 0 | 0 | 0 | 0 | 0 | 0 | 0 | 0 | 0 | 0 | 0
F3_Industrial_Petroleum_Existing_Process_Natural Gas_Process Cooling_E3 | F3 | Industrial | Petroleum | Existing | Process | Natural Gas | Process Cooling | E3 | PACT BC Ratio | 0 | 0 | 0 | 0 | 0 | 0 | 0 | 0 | 0 | 0 | 0 | 0 | 0 | 0 | 0 | 0 | 0 | 0 | 0 | 0 | 0 | 0 | 0 | 0 | 0 | 0 | 0 | 0 | 0 | 0
F3_Industrial_Petroleum_Existing_Process_Natural Gas_Process Cooling_E4 | F3 | Industrial | Petroleum | Existing | Process | Natural Gas | Process Cooling | E4 | PACT BC Ratio | 0 | 0 | 0 | 0 | 0 | 0 | 0 | 0 | 0 | 0 | 0 | 0 | 0 | 0 | 0 | 0 | 0 | 0 | 0 | 0 | 0 | 0 | 0 | 0 | 0 | 0 | 0 | 0 | 0 | 0
F3_Industrial_Petroleum_Existing_Process_Natural Gas_Process Cooling_E5 | F3 | Industrial | Petroleum | Existing | Process | Natural Gas | Process Cooling | E5 | PACT BC Ratio | 0 | 0 | 0 | 0 | 0 | 0 | 0 | 0 | 0 | 0 | 0 | 0 | 0 | 0 | 0 | 0 | 0 | 0 | 0 | 0 | 0 | 0 | 0 | 0 | 0 | 0 | 0 | 0 | 0 | 0
F3_Industrial_Petroleum_Existing_Process_Natural Gas_Process Cooling_E6 | F3 | Industrial | Petroleum | Existing | Process | Natural Gas | Process Cooling | E6 | PACT BC Ratio | 0 | 0 | 0 | 0 | 0 | 0 | 0 | 0 | 0 | 0 | 0 | 0 | 0 | 0 | 0 | 0 | 0 | 0 | 0 | 0 | 0 | 0 | 0 | 0 | 0 | 0 | 0 | 0 | 0 | 0
F3_Industrial_Petroleum_Existing_Process_Natural Gas_Process Cooling_E7 | F3 | Industrial | Petroleum | Existing | Process | Natural Gas | Process Cooling | E7 | PACT BC Ratio | 0 | 0 | 0 | 0 | 0 | 0 | 0 | 0 | 0 | 0 | 0 | 0 | 0 | 0 | 0 | 0 | 0 | 0 | 0 | 0 | 0 | 0 | 0 | 0 | 0 | 0 | 0 | 0 | 0 | 0
F3_Industrial_Petroleum_Existing_Process_Natural Gas_Process Cooling_E8 | F3 | Industrial | Petroleum | Existing | Process | Natural Gas | Process Cooling | E8 | PACT BC Ratio | 0 | 0 | 0 | 0 | 0 | 0 | 0 | 0 | 0 | 0 | 0 | 0 | 0 | 0 | 0 | 0 | 0 | 0 | 0 | 0 | 0 | 0 | 0 | 0 | 0 | 0 | 0 | 0 | 0 | 0
F3_Industrial_Petroleum_Existing_Process_Natural Gas_Process Cooling_E9 | F3 | Industrial | Petroleum | Existing | Process | Natural Gas | Process Cooling | E9 | PACT BC Ratio | 0 | 0 | 0 | 0 | 0 | 0 | 0 | 0 | 0 | 0 | 0 | 0 | 0 | 0 | 0 | 0 | 0 | 0 | 0 | 0 | 0 | 0 | 0 | 0 | 0 | 0 | 0 | 0 | 0 | 0
F3_Industrial_Petroleum_Existing_Process_Natural Gas_Process Cooling_E10 | F3 | Industrial | Petroleum | Existing | Process | Natural Gas | Process Cooling | E10 | PACT BC Ratio | 0 | 0 | 0 | 0 | 0 | 0 | 0 | 0 | 0 | 0 | 0 | 0 | 0 | 0 | 0 | 0 | 0 | 0 | 0 | 0 | 0 | 0 | 0 | 0 | 0 | 0 | 0 | 0 | 0 | 0
F4_Industrial_Petroleum_Existing_Process_Natural Gas_Process Cooling_E1 | F4 | Industrial | Petroleum | Existing | Process | Natural Gas | Process Cooling | E1 | PCT BC Ratio | 0.9 | 0.9 | 0.9 | 0.9 | 0.9 | 0.9 | 0.9 | 0.9 | 0.9 | 0.9 | 0.9 | 0.9 | 0.9 | 0.9 | 0.9 | 0.9 | 0.9 | 0.9 | 0.9 | 0.9 | 0.9 | 0.9 | 0 | 0 | 0 | 0 | 0 | 0 | 0 | 0
F4_Industrial_Petroleum_Existing_Process_Natural Gas_Process Cooling_E2 | F4 | Industrial | Petroleum | Existing | Process | Natural Gas | Process Cooling | E2 | PCT BC Ratio | 0 | 0 | 0 | 0 | 0 | 0 | 0 | 0 | 0 | 0 | 0 | 0 | 0 | 0 | 0 | 0 | 0 | 0 | 0 | 0 | 0 | 0 | 0 | 0 | 0 | 0 | 0 | 0 | 0 | 0
F4_Industrial_Petroleum_Existing_Process_Natural Gas_Process Cooling_E3 | F4 | Industrial | Petroleum | Existing | Process | Natural Gas | Process Cooling | E3 | PCT BC Ratio | 0 | 0 | 0 | 0 | 0 | 0 | 0 | 0 | 0 | 0 | 0 | 0 | 0 | 0 | 0 | 0 | 0 | 0 | 0 | 0 | 0 | 0 | 0 | 0 | 0 | 0 | 0 | 0 | 0 | 0
F4_Industrial_Petroleum_Existing_Process_Natural Gas_Process Cooling_E4 | F4 | Industrial | Petroleum | Existing | Process | Natural Gas | Process Cooling | E4 | PCT BC Ratio | 0 | 0 | 0 | 0 | 0 | 0 | 0 | 0 | 0 | 0 | 0 | 0 | 0 | 0 | 0 | 0 | 0 | 0 | 0 | 0 | 0 | 0 | 0 | 0 | 0 | 0 | 0 | 0 | 0 | 0
F4_Industrial_Petroleum_Existing_Process_Natural Gas_Process Cooling_E5 | F4 | Industrial | Petroleum | Existing | Process | Natural Gas | Process Cooling | E5 | PCT BC Ratio | 0 | 0 | 0 | 0 | 0 | 0 | 0 | 0 | 0 | 0 | 0 | 0 | 0 | 0 | 0 | 0 | 0 | 0 | 0 | 0 | 0 | 0 | 0 | 0 | 0 | 0 | 0 | 0 | 0 | 0
F4_Industrial_Petroleum_Existing_Process_Natural Gas_Process Cooling_E6 | F4 | Industrial | Petroleum | Existing | Process | Natural Gas | Process Cooling | E6 | PCT BC Ratio | 0 | 0 | 0 | 0 | 0 | 0 | 0 | 0 | 0 | 0 | 0 | 0 | 0 | 0 | 0 | 0 | 0 | 0 | 0 | 0 | 0 | 0 | 0 | 0 | 0 | 0 | 0 | 0 | 0 | 0
F4_Industrial_Petroleum_Existing_Process_Natural Gas_Process Cooling_E7 | F4 | Industrial | Petroleum | Existing | Process | Natural Gas | Process Cooling | E7 | PCT BC Ratio | 0 | 0 | 0 | 0 | 0 | 0 | 0 | 0 | 0 | 0 | 0 | 0 | 0 | 0 | 0 | 0 | 0 | 0 | 0 | 0 | 0 | 0 | 0 | 0 | 0 | 0 | 0 | 0 | 0 | 0
F4_Industrial_Petroleum_Existing_Process_Natural Gas_Process Cooling_E8 | F4 | Industrial | Petroleum | Existing | Process | Natural Gas | Process Cooling | E8 | PCT BC Ratio | 0 | 0 | 0 | 0 | 0 | 0 | 0 | 0 | 0 | 0 | 0 | 0 | 0 | 0 | 0 | 0 | 0 | 0 | 0 | 0 | 0 | 0 | 0 | 0 | 0 | 0 | 0 | 0 | 0 | 0
F4_Industrial_Petroleum_Existing_Process_Natural Gas_Process Cooling_E9 | F4 | Industrial | Petroleum | Existing | Process | Natural Gas | Process Cooling | E9 | PCT BC Ratio | 0 | 0 | 0 | 0 | 0 | 0 | 0 | 0 | 0 | 0 | 0 | 0 | 0 | 0 | 0 | 0 | 0 | 0 | 0 | 0 | 0 | 0 | 0 | 0 | 0 | 0 | 0 | 0 | 0 | 0
F4_Industrial_Petroleum_Existing_Process_Natural Gas_Process Cooling_E10 | F4 | Industrial | Petroleum | Existing | Process | Natural Gas | Process Cooling | E10 | PCT BC Ratio | 0 | 0 | 0 | 0 | 0 | 0 | 0 | 0 | 0 | 0 | 0 | 0 | 0 | 0 | 0 | 0 | 0 | 0 | 0 | 0 | 0 | 0 | 0 | 0 | 0 | 0 | 0 | 0 | 0 | 0
F5_Industrial_Petroleum_Existing_Process_Natural Gas_Process Cooling_E1 | F5 | Industrial | Petroleum | Existing | Process | Natural Gas | Process Cooling | E1 | RIM BC Ratio | 0.9 | 0.9 | 0.9 | 0.9 | 0.9 | 0.9 | 0.9 | 0.9 | 0.9 | 0.9 | 0.9 | 0.9 | 0.9 | 0.9 | 0.9 | 0.9 | 0.9 | 0.9 | 0.9 | 0.9 | 0.9 | 0.9 | 0 | 0 | 0 | 0 | 0 | 0 | 0 | 0
F5_Industrial_Petroleum_Existing_Process_Natural Gas_Process Cooling_E2 | F5 | Industrial | Petroleum | Existing | Process | Natural Gas | Process Cooling | E2 | RIM BC Ratio | 0 | 0 | 0 | 0 | 0 | 0 | 0 | 0 | 0 | 0 | 0 | 0 | 0 | 0 | 0 | 0 | 0 | 0 | 0 | 0 | 0 | 0 | 0 | 0 | 0 | 0 | 0 | 0 | 0 | 0
F5_Industrial_Petroleum_Existing_Process_Natural Gas_Process Cooling_E3 | F5 | Industrial | Petroleum | Existing | Process | Natural Gas | Process Cooling | E3 | RIM BC Ratio | 0 | 0 | 0 | 0 | 0 | 0 | 0 | 0 | 0 | 0 | 0 | 0 | 0 | 0 | 0 | 0 | 0 | 0 | 0 | 0 | 0 | 0 | 0 | 0 | 0 | 0 | 0 | 0 | 0 | 0
F5_Industrial_Petroleum_Existing_Process_Natural Gas_Process Cooling_E4 | F5 | Industrial | Petroleum | Existing | Process | Natural Gas | Process Cooling | E4 | RIM BC Ratio | 0 | 0 | 0 | 0 | 0 | 0 | 0 | 0 | 0 | 0 | 0 | 0 | 0 | 0 | 0 | 0 | 0 | 0 | 0 | 0 | 0 | 0 | 0 | 0 | 0 | 0 | 0 | 0 | 0 | 0
F5_Industrial_Petroleum_Existing_Process_Natural Gas_Process Cooling_E5 | F5 | Industrial | Petroleum | Existing | Process | Natural Gas | Process Cooling | E5 | RIM BC Ratio | 0 | 0 | 0 | 0 | 0 | 0 | 0 | 0 | 0 | 0 | 0 | 0 | 0 | 0 | 0 | 0 | 0 | 0 | 0 | 0 | 0 | 0 | 0 | 0 | 0 | 0 | 0 | 0 | 0 | 0
F5_Industrial_Petroleum_Existing_Process_Natural Gas_Process Cooling_E6 | F5 | Industrial | Petroleum | Existing | Process | Natural Gas | Process Cooling | E6 | RIM BC Ratio | 0 | 0 | 0 | 0 | 0 | 0 | 0 | 0 | 0 | 0 | 0 | 0 | 0 | 0 | 0 | 0 | 0 | 0 | 0 | 0 | 0 | 0 | 0 | 0 | 0 | 0 | 0 | 0 | 0 | 0
F5_Industrial_Petroleum_Existing_Process_Natural Gas_Process Cooling_E7 | F5 | Industrial | Petroleum | Existing | Process | Natural Gas | Process Cooling | E7 | RIM BC Ratio | 0 | 0 | 0 | 0 | 0 | 0 | 0 | 0 | 0 | 0 | 0 | 0 | 0 | 0 | 0 | 0 | 0 | 0 | 0 | 0 | 0 | 0 | 0 | 0 | 0 | 0 | 0 | 0 | 0 | 0
F5_Industrial_Petroleum_Existing_Process_Natural Gas_Process Cooling_E8 | F5 | Industrial | Petroleum | Existing | Process | Natural Gas | Process Cooling | E8 | RIM BC Ratio | 0 | 0 | 0 | 0 | 0 | 0 | 0 | 0 | 0 | 0 | 0 | 0 | 0 | 0 | 0 | 0 | 0 | 0 | 0 | 0 | 0 | 0 | 0 | 0 | 0 | 0 | 0 | 0 | 0 | 0
F5_Industrial_Petroleum_Existing_Process_Natural Gas_Process Cooling_E9 | F5 | Industrial | Petroleum | Existing | Process | Natural Gas | Process Cooling | E9 | RIM BC Ratio | 0 | 0 | 0 | 0 | 0 | 0 | 0 | 0 | 0 | 0 | 0 | 0 | 0 | 0 | 0 | 0 | 0 | 0 | 0 | 0 | 0 | 0 | 0 | 0 | 0 | 0 | 0 | 0 | 0 | 0
F5_Industrial_Petroleum_Existing_Process_Natural Gas_Process Cooling_E10 | F5 | Industrial | Petroleum | Existing | Process | Natural Gas | Process Cooling | E10 | RIM BC Ratio | 0 | 0 | 0 | 0 | 0 | 0 | 0 | 0 | 0 | 0 | 0 | 0 | 0 | 0 | 0 | 0 | 0 | 0 | 0 | 0 | 0 | 0 | 0 | 0 | 0 | 0 | 0 | 0 | 0 | 0
F0_Industrial_Petroleum_Existing_Process_Natural Gas_Other Process_E0 | F0 | Industrial | Petroleum | Existing | Process | Natural Gas | Other Process | E0 | Economic Unit | Standard | Standard | Standard | Standard | Standard | Standard | Standard | Standard | Standard | Standard | Standard | Standard | Standard | Standard | Standard | Standard | Standard | Standard | Standard | Standard | Standard | Standard | 0 | 0 | 0 | 0 | 0 | 0 | 0 | 0
F1_Industrial_Petroleum_Existing_Process_Natural Gas_Other Process_E1 | F1 | Industrial | Petroleum | Existing | Process | Natural Gas | Other Process | E1 | CCE | 0 | 0 | 0 | 0 | 0 | 0 | 0 | 0 | 0 | 0 | 0 | 0 | 0 | 0 | 0 | 0 | 0 | 0 | 0 | 0 | 0 | 0 | 0 | 0 | 0 | 0 | 0 | 0 | 0 | 0
F1_Industrial_Petroleum_Existing_Process_Natural Gas_Other Process_E2 | F1 | Industrial | Petroleum | Existing | Process | Natural Gas | Other Process | E2 | CCE | 0 | 0 | 0 | 0 | 0 | 0 | 0 | 0 | 0 | 0 | 0 | 0 | 0 | 0 | 0 | 0 | 0 | 0 | 0 | 0 | 0 | 0 | 0 | 0 | 0 | 0 | 0 | 0 | 0 | 0
F1_Industrial_Petroleum_Existing_Process_Natural Gas_Other Process_E3 | F1 | Industrial | Petroleum | Existing | Process | Natural Gas | Other Process | E3 | CCE | 0 | 0 | 0 | 0 | 0 | 0 | 0 | 0 | 0 | 0 | 0 | 0 | 0 | 0 | 0 | 0 | 0 | 0 | 0 | 0 | 0 | 0 | 0 | 0 | 0 | 0 | 0 | 0 | 0 | 0
F1_Industrial_Petroleum_Existing_Process_Natural Gas_Other Process_E4 | F1 | Industrial | Petroleum | Existing | Process | Natural Gas | Other Process | E4 | CCE | 0 | 0 | 0 | 0 | 0 | 0 | 0 | 0 | 0 | 0 | 0 | 0 | 0 | 0 | 0 | 0 | 0 | 0 | 0 | 0 | 0 | 0 | 0 | 0 | 0 | 0 | 0 | 0 | 0 | 0
F1_Industrial_Petroleum_Existing_Process_Natural Gas_Other Process_E5 | F1 | Industrial | Petroleum | Existing | Process | Natural Gas | Other Process | E5 | CCE | 0 | 0 | 0 | 0 | 0 | 0 | 0 | 0 | 0 | 0 | 0 | 0 | 0 | 0 | 0 | 0 | 0 | 0 | 0 | 0 | 0 | 0 | 0 | 0 | 0 | 0 | 0 | 0 | 0 | 0
F1_Industrial_Petroleum_Existing_Process_Natural Gas_Other Process_E6 | F1 | Industrial | Petroleum | Existing | Process | Natural Gas | Other Process | E6 | CCE | 0 | 0 | 0 | 0 | 0 | 0 | 0 | 0 | 0 | 0 | 0 | 0 | 0 | 0 | 0 | 0 | 0 | 0 | 0 | 0 | 0 | 0 | 0 | 0 | 0 | 0 | 0 | 0 | 0 | 0
F1_Industrial_Petroleum_Existing_Process_Natural Gas_Other Process_E7 | F1 | Industrial | Petroleum | Existing | Process | Natural Gas | Other Process | E7 | CCE | 0 | 0 | 0 | 0 | 0 | 0 | 0 | 0 | 0 | 0 | 0 | 0 | 0 | 0 | 0 | 0 | 0 | 0 | 0 | 0 | 0 | 0 | 0 | 0 | 0 | 0 | 0 | 0 | 0 | 0
F1_Industrial_Petroleum_Existing_Process_Natural Gas_Other Process_E8 | F1 | Industrial | Petroleum | Existing | Process | Natural Gas | Other Process | E8 | CCE | 0 | 0 | 0 | 0 | 0 | 0 | 0 | 0 | 0 | 0 | 0 | 0 | 0 | 0 | 0 | 0 | 0 | 0 | 0 | 0 | 0 | 0 | 0 | 0 | 0 | 0 | 0 | 0 | 0 | 0
F1_Industrial_Petroleum_Existing_Process_Natural Gas_Other Process_E9 | F1 | Industrial | Petroleum | Existing | Process | Natural Gas | Other Process | E9 | CCE | 0 | 0 | 0 | 0 | 0 | 0 | 0 | 0 | 0 | 0 | 0 | 0 | 0 | 0 | 0 | 0 | 0 | 0 | 0 | 0 | 0 | 0 | 0 | 0 | 0 | 0 | 0 | 0 | 0 | 0
F1_Industrial_Petroleum_Existing_Process_Natural Gas_Other Process_E10 | F1 | Industrial | Petroleum | Existing | Process | Natural Gas | Other Process | E10 | CCE | 0 | 0 | 0 | 0 | 0 | 0 | 0 | 0 | 0 | 0 | 0 | 0 | 0 | 0 | 0 | 0 | 0 | 0 | 0 | 0 | 0 | 0 | 0 | 0 | 0 | 0 | 0 | 0 | 0 | 0
F2_Industrial_Petroleum_Existing_Process_Natural Gas_Other Process_E1 | F2 | Industrial | Petroleum | Existing | Process | Natural Gas | Other Process | E1 | TRC BC Ratio | 0.9 | 0.9 | 0.9 | 0.9 | 0.9 | 0.9 | 0.9 | 0.9 | 0.9 | 0.9 | 0.9 | 0.9 | 0.9 | 0.9 | 0.9 | 0.9 | 0.9 | 0.9 | 0.9 | 0.9 | 0.9 | 0.9 | 0 | 0 | 0 | 0 | 0 | 0 | 0 | 0
F2_Industrial_Petroleum_Existing_Process_Natural Gas_Other Process_E2 | F2 | Industrial | Petroleum | Existing | Process | Natural Gas | Other Process | E2 | TRC BC Ratio | 0 | 0 | 0 | 0 | 0 | 0 | 0 | 0 | 0 | 0 | 0 | 0 | 0 | 0 | 0 | 0 | 0 | 0 | 0 | 0 | 0 | 0 | 0 | 0 | 0 | 0 | 0 | 0 | 0 | 0
F2_Industrial_Petroleum_Existing_Process_Natural Gas_Other Process_E3 | F2 | Industrial | Petroleum | Existing | Process | Natural Gas | Other Process | E3 | TRC BC Ratio | 0 | 0 | 0 | 0 | 0 | 0 | 0 | 0 | 0 | 0 | 0 | 0 | 0 | 0 | 0 | 0 | 0 | 0 | 0 | 0 | 0 | 0 | 0 | 0 | 0 | 0 | 0 | 0 | 0 | 0
F2_Industrial_Petroleum_Existing_Process_Natural Gas_Other Process_E4 | F2 | Industrial | Petroleum | Existing | Process | Natural Gas | Other Process | E4 | TRC BC Ratio | 0 | 0 | 0 | 0 | 0 | 0 | 0 | 0 | 0 | 0 | 0 | 0 | 0 | 0 | 0 | 0 | 0 | 0 | 0 | 0 | 0 | 0 | 0 | 0 | 0 | 0 | 0 | 0 | 0 | 0
F2_Industrial_Petroleum_Existing_Process_Natural Gas_Other Process_E5 | F2 | Industrial | Petroleum | Existing | Process | Natural Gas | Other Process | E5 | TRC BC Ratio | 0 | 0 | 0 | 0 | 0 | 0 | 0 | 0 | 0 | 0 | 0 | 0 | 0 | 0 | 0 | 0 | 0 | 0 | 0 | 0 | 0 | 0 | 0 | 0 | 0 | 0 | 0 | 0 | 0 | 0
F2_Industrial_Petroleum_Existing_Process_Natural Gas_Other Process_E6 | F2 | Industrial | Petroleum | Existing | Process | Natural Gas | Other Process | E6 | TRC BC Ratio | 0 | 0 | 0 | 0 | 0 | 0 | 0 | 0 | 0 | 0 | 0 | 0 | 0 | 0 | 0 | 0 | 0 | 0 | 0 | 0 | 0 | 0 | 0 | 0 | 0 | 0 | 0 | 0 | 0 | 0
F2_Industrial_Petroleum_Existing_Process_Natural Gas_Other Process_E7 | F2 | Industrial | Petroleum | Existing | Process | Natural Gas | Other Process | E7 | TRC BC Ratio | 0 | 0 | 0 | 0 | 0 | 0 | 0 | 0 | 0 | 0 | 0 | 0 | 0 | 0 | 0 | 0 | 0 | 0 | 0 | 0 | 0 | 0 | 0 | 0 | 0 | 0 | 0 | 0 | 0 | 0
F2_Industrial_Petroleum_Existing_Process_Natural Gas_Other Process_E8 | F2 | Industrial | Petroleum | Existing | Process | Natural Gas | Other Process | E8 | TRC BC Ratio | 0 | 0 | 0 | 0 | 0 | 0 | 0 | 0 | 0 | 0 | 0 | 0 | 0 | 0 | 0 | 0 | 0 | 0 | 0 | 0 | 0 | 0 | 0 | 0 | 0 | 0 | 0 | 0 | 0 | 0
F2_Industrial_Petroleum_Existing_Process_Natural Gas_Other Process_E9 | F2 | Industrial | Petroleum | Existing | Process | Natural Gas | Other Process | E9 | TRC BC Ratio | 0 | 0 | 0 | 0 | 0 | 0 | 0 | 0 | 0 | 0 | 0 | 0 | 0 | 0 | 0 | 0 | 0 | 0 | 0 | 0 | 0 | 0 | 0 | 0 | 0 | 0 | 0 | 0 | 0 | 0
F2_Industrial_Petroleum_Existing_Process_Natural Gas_Other Process_E10 | F2 | Industrial | Petroleum | Existing | Process | Natural Gas | Other Process | E10 | TRC BC Ratio | 0 | 0 | 0 | 0 | 0 | 0 | 0 | 0 | 0 | 0 | 0 | 0 | 0 | 0 | 0 | 0 | 0 | 0 | 0 | 0 | 0 | 0 | 0 | 0 | 0 | 0 | 0 | 0 | 0 | 0
F3_Industrial_Petroleum_Existing_Process_Natural Gas_Other Process_E1 | F3 | Industrial | Petroleum | Existing | Process | Natural Gas | Other Process | E1 | PACT BC Ratio | 0.9 | 0.9 | 0.9 | 0.9 | 0.9 | 0.9 | 0.9 | 0.9 | 0.9 | 0.9 | 0.9 | 0.9 | 0.9 | 0.9 | 0.9 | 0.9 | 0.9 | 0.9 | 0.9 | 0.9 | 0.9 | 0.9 | 0 | 0 | 0 | 0 | 0 | 0 | 0 | 0
F3_Industrial_Petroleum_Existing_Process_Natural Gas_Other Process_E2 | F3 | Industrial | Petroleum | Existing | Process | Natural Gas | Other Process | E2 | PACT BC Ratio | 0 | 0 | 0 | 0 | 0 | 0 | 0 | 0 | 0 | 0 | 0 | 0 | 0 | 0 | 0 | 0 | 0 | 0 | 0 | 0 | 0 | 0 | 0 | 0 | 0 | 0 | 0 | 0 | 0 | 0
F3_Industrial_Petroleum_Existing_Process_Natural Gas_Other Process_E3 | F3 | Industrial | Petroleum | Existing | Process | Natural Gas | Other Process | E3 | PACT BC Ratio | 0 | 0 | 0 | 0 | 0 | 0 | 0 | 0 | 0 | 0 | 0 | 0 | 0 | 0 | 0 | 0 | 0 | 0 | 0 | 0 | 0 | 0 | 0 | 0 | 0 | 0 | 0 | 0 | 0 | 0
F3_Industrial_Petroleum_Existing_Process_Natural Gas_Other Process_E4 | F3 | Industrial | Petroleum | Existing | Process | Natural Gas | Other Process | E4 | PACT BC Ratio | 0 | 0 | 0 | 0 | 0 | 0 | 0 | 0 | 0 | 0 | 0 | 0 | 0 | 0 | 0 | 0 | 0 | 0 | 0 | 0 | 0 | 0 | 0 | 0 | 0 | 0 | 0 | 0 | 0 | 0
F3_Industrial_Petroleum_Existing_Process_Natural Gas_Other Process_E5 | F3 | Industrial | Petroleum | Existing | Process | Natural Gas | Other Process | E5 | PACT BC Ratio | 0 | 0 | 0 | 0 | 0 | 0 | 0 | 0 | 0 | 0 | 0 | 0 | 0 | 0 | 0 | 0 | 0 | 0 | 0 | 0 | 0 | 0 | 0 | 0 | 0 | 0 | 0 | 0 | 0 | 0
F3_Industrial_Petroleum_Existing_Process_Natural Gas_Other Process_E6 | F3 | Industrial | Petroleum | Existing | Process | Natural Gas | Other Process | E6 | PACT BC Ratio | 0 | 0 | 0 | 0 | 0 | 0 | 0 | 0 | 0 | 0 | 0 | 0 | 0 | 0 | 0 | 0 | 0 | 0 | 0 | 0 | 0 | 0 | 0 | 0 | 0 | 0 | 0 | 0 | 0 | 0
F3_Industrial_Petroleum_Existing_Process_Natural Gas_Other Process_E7 | F3 | Industrial | Petroleum | Existing | Process | Natural Gas | Other Process | E7 | PACT BC Ratio | 0 | 0 | 0 | 0 | 0 | 0 | 0 | 0 | 0 | 0 | 0 | 0 | 0 | 0 | 0 | 0 | 0 | 0 | 0 | 0 | 0 | 0 | 0 | 0 | 0 | 0 | 0 | 0 | 0 | 0
F3_Industrial_Petroleum_Existing_Process_Natural Gas_Other Process_E8 | F3 | Industrial | Petroleum | Existing | Process | Natural Gas | Other Process | E8 | PACT BC Ratio | 0 | 0 | 0 | 0 | 0 | 0 | 0 | 0 | 0 | 0 | 0 | 0 | 0 | 0 | 0 | 0 | 0 | 0 | 0 | 0 | 0 | 0 | 0 | 0 | 0 | 0 | 0 | 0 | 0 | 0
F3_Industrial_Petroleum_Existing_Process_Natural Gas_Other Process_E9 | F3 | Industrial | Petroleum | Existing | Process | Natural Gas | Other Process | E9 | PACT BC Ratio | 0 | 0 | 0 | 0 | 0 | 0 | 0 | 0 | 0 | 0 | 0 | 0 | 0 | 0 | 0 | 0 | 0 | 0 | 0 | 0 | 0 | 0 | 0 | 0 | 0 | 0 | 0 | 0 | 0 | 0
F3_Industrial_Petroleum_Existing_Process_Natural Gas_Other Process_E10 | F3 | Industrial | Petroleum | Existing | Process | Natural Gas | Other Process | E10 | PACT BC Ratio | 0 | 0 | 0 | 0 | 0 | 0 | 0 | 0 | 0 | 0 | 0 | 0 | 0 | 0 | 0 | 0 | 0 | 0 | 0 | 0 | 0 | 0 | 0 | 0 | 0 | 0 | 0 | 0 | 0 | 0
F4_Industrial_Petroleum_Existing_Process_Natural Gas_Other Process_E1 | F4 | Industrial | Petroleum | Existing | Process | Natural Gas | Other Process | E1 | PCT BC Ratio | 0.9 | 0.9 | 0.9 | 0.9 | 0.9 | 0.9 | 0.9 | 0.9 | 0.9 | 0.9 | 0.9 | 0.9 | 0.9 | 0.9 | 0.9 | 0.9 | 0.9 | 0.9 | 0.9 | 0.9 | 0.9 | 0.9 | 0 | 0 | 0 | 0 | 0 | 0 | 0 | 0
F4_Industrial_Petroleum_Existing_Process_Natural Gas_Other Process_E2 | F4 | Industrial | Petroleum | Existing | Process | Natural Gas | Other Process | E2 | PCT BC Ratio | 0 | 0 | 0 | 0 | 0 | 0 | 0 | 0 | 0 | 0 | 0 | 0 | 0 | 0 | 0 | 0 | 0 | 0 | 0 | 0 | 0 | 0 | 0 | 0 | 0 | 0 | 0 | 0 | 0 | 0
F4_Industrial_Petroleum_Existing_Process_Natural Gas_Other Process_E3 | F4 | Industrial | Petroleum | Existing | Process | Natural Gas | Other Process | E3 | PCT BC Ratio | 0 | 0 | 0 | 0 | 0 | 0 | 0 | 0 | 0 | 0 | 0 | 0 | 0 | 0 | 0 | 0 | 0 | 0 | 0 | 0 | 0 | 0 | 0 | 0 | 0 | 0 | 0 | 0 | 0 | 0
F4_Industrial_Petroleum_Existing_Process_Natural Gas_Other Process_E4 | F4 | Industrial | Petroleum | Existing | Process | Natural Gas | Other Process | E4 | PCT BC Ratio | 0 | 0 | 0 | 0 | 0 | 0 | 0 | 0 | 0 | 0 | 0 | 0 | 0 | 0 | 0 | 0 | 0 | 0 | 0 | 0 | 0 | 0 | 0 | 0 | 0 | 0 | 0 | 0 | 0 | 0
F4_Industrial_Petroleum_Existing_Process_Natural Gas_Other Process_E5 | F4 | Industrial | Petroleum | Existing | Process | Natural Gas | Other Process | E5 | PCT BC Ratio | 0 | 0 | 0 | 0 | 0 | 0 | 0 | 0 | 0 | 0 | 0 | 0 | 0 | 0 | 0 | 0 | 0 | 0 | 0 | 0 | 0 | 0 | 0 | 0 | 0 | 0 | 0 | 0 | 0 | 0
F4_Industrial_Petroleum_Existing_Process_Natural Gas_Other Process_E6 | F4 | Industrial | Petroleum | Existing | Process | Natural Gas | Other Process | E6 | PCT BC Ratio | 0 | 0 | 0 | 0 | 0 | 0 | 0 | 0 | 0 | 0 | 0 | 0 | 0 | 0 | 0 | 0 | 0 | 0 | 0 | 0 | 0 | 0 | 0 | 0 | 0 | 0 | 0 | 0 | 0 | 0
F4_Industrial_Petroleum_Existing_Process_Natural Gas_Other Process_E7 | F4 | Industrial | Petroleum | Existing | Process | Natural Gas | Other Process | E7 | PCT BC Ratio | 0 | 0 | 0 | 0 | 0 | 0 | 0 | 0 | 0 | 0 | 0 | 0 | 0 | 0 | 0 | 0 | 0 | 0 | 0 | 0 | 0 | 0 | 0 | 0 | 0 | 0 | 0 | 0 | 0 | 0
F4_Industrial_Petroleum_Existing_Process_Natural Gas_Other Process_E8 | F4 | Industrial | Petroleum | Existing | Process | Natural Gas | Other Process | E8 | PCT BC Ratio | 0 | 0 | 0 | 0 | 0 | 0 | 0 | 0 | 0 | 0 | 0 | 0 | 0 | 0 | 0 | 0 | 0 | 0 | 0 | 0 | 0 | 0 | 0 | 0 | 0 | 0 | 0 | 0 | 0 | 0
F4_Industrial_Petroleum_Existing_Process_Natural Gas_Other Process_E9 | F4 | Industrial | Petroleum | Existing | Process | Natural Gas | Other Process | E9 | PCT BC Ratio | 0 | 0 | 0 | 0 | 0 | 0 | 0 | 0 | 0 | 0 | 0 | 0 | 0 | 0 | 0 | 0 | 0 | 0 | 0 | 0 | 0 | 0 | 0 | 0 | 0 | 0 | 0 | 0 | 0 | 0
F4_Industrial_Petroleum_Existing_Process_Natural Gas_Other Process_E10 | F4 | Industrial | Petroleum | Existing | Process | Natural Gas | Other Process | E10 | PCT BC Ratio | 0 | 0 | 0 | 0 | 0 | 0 | 0 | 0 | 0 | 0 | 0 | 0 | 0 | 0 | 0 | 0 | 0 | 0 | 0 | 0 | 0 | 0 | 0 | 0 | 0 | 0 | 0 | 0 | 0 | 0
F5_Industrial_Petroleum_Existing_Process_Natural Gas_Other Process_E1 | F5 | Industrial | Petroleum | Existing | Process | Natural Gas | Other Process | E1 | RIM BC Ratio | 0.9 | 0.9 | 0.9 | 0.9 | 0.9 | 0.9 | 0.9 | 0.9 | 0.9 | 0.9 | 0.9 | 0.9 | 0.9 | 0.9 | 0.9 | 0.9 | 0.9 | 0.9 | 0.9 | 0.9 | 0.9 | 0.9 | 0 | 0 | 0 | 0 | 0 | 0 | 0 | 0
F5_Industrial_Petroleum_Existing_Process_Natural Gas_Other Process_E2 | F5 | Industrial | Petroleum | Existing | Process | Natural Gas | Other Process | E2 | RIM BC Ratio | 0 | 0 | 0 | 0 | 0 | 0 | 0 | 0 | 0 | 0 | 0 | 0 | 0 | 0 | 0 | 0 | 0 | 0 | 0 | 0 | 0 | 0 | 0 | 0 | 0 | 0 | 0 | 0 | 0 | 0
F5_Industrial_Petroleum_Existing_Process_Natural Gas_Other Process_E3 | F5 | Industrial | Petroleum | Existing | Process | Natural Gas | Other Process | E3 | RIM BC Ratio | 0 | 0 | 0 | 0 | 0 | 0 | 0 | 0 | 0 | 0 | 0 | 0 | 0 | 0 | 0 | 0 | 0 | 0 | 0 | 0 | 0 | 0 | 0 | 0 | 0 | 0 | 0 | 0 | 0 | 0
F5_Industrial_Petroleum_Existing_Process_Natural Gas_Other Process_E4 | F5 | Industrial | Petroleum | Existing | Process | Natural Gas | Other Process | E4 | RIM BC Ratio | 0 | 0 | 0 | 0 | 0 | 0 | 0 | 0 | 0 | 0 | 0 | 0 | 0 | 0 | 0 | 0 | 0 | 0 | 0 | 0 | 0 | 0 | 0 | 0 | 0 | 0 | 0 | 0 | 0 | 0
F5_Industrial_Petroleum_Existing_Process_Natural Gas_Other Process_E5 | F5 | Industrial | Petroleum | Existing | Process | Natural Gas | Other Process | E5 | RIM BC Ratio | 0 | 0 | 0 | 0 | 0 | 0 | 0 | 0 | 0 | 0 | 0 | 0 | 0 | 0 | 0 | 0 | 0 | 0 | 0 | 0 | 0 | 0 | 0 | 0 | 0 | 0 | 0 | 0 | 0 | 0
F5_Industrial_Petroleum_Existing_Process_Natural Gas_Other Process_E6 | F5 | Industrial | Petroleum | Existing | Process | Natural Gas | Other Process | E6 | RIM BC Ratio | 0 | 0 | 0 | 0 | 0 | 0 | 0 | 0 | 0 | 0 | 0 | 0 | 0 | 0 | 0 | 0 | 0 | 0 | 0 | 0 | 0 | 0 | 0 | 0 | 0 | 0 | 0 | 0 | 0 | 0
F5_Industrial_Petroleum_Existing_Process_Natural Gas_Other Process_E7 | F5 | Industrial | Petroleum | Existing | Process | Natural Gas | Other Process | E7 | RIM BC Ratio | 0 | 0 | 0 | 0 | 0 | 0 | 0 | 0 | 0 | 0 | 0 | 0 | 0 | 0 | 0 | 0 | 0 | 0 | 0 | 0 | 0 | 0 | 0 | 0 | 0 | 0 | 0 | 0 | 0 | 0
F5_Industrial_Petroleum_Existing_Process_Natural Gas_Other Process_E8 | F5 | Industrial | Petroleum | Existing | Process | Natural Gas | Other Process | E8 | RIM BC Ratio | 0 | 0 | 0 | 0 | 0 | 0 | 0 | 0 | 0 | 0 | 0 | 0 | 0 | 0 | 0 | 0 | 0 | 0 | 0 | 0 | 0 | 0 | 0 | 0 | 0 | 0 | 0 | 0 | 0 | 0
F5_Industrial_Petroleum_Existing_Process_Natural Gas_Other Process_E9 | F5 | Industrial | Petroleum | Existing | Process | Natural Gas | Other Process | E9 | RIM BC Ratio | 0 | 0 | 0 | 0 | 0 | 0 | 0 | 0 | 0 | 0 | 0 | 0 | 0 | 0 | 0 | 0 | 0 | 0 | 0 | 0 | 0 | 0 | 0 | 0 | 0 | 0 | 0 | 0 | 0 | 0
F5_Industrial_Petroleum_Existing_Process_Natural Gas_Other Process_E10 | F5 | Industrial | Petroleum | Existing | Process | Natural Gas | Other Process | E10 | RIM BC Ratio | 0 | 0 | 0 | 0 | 0 | 0 | 0 | 0 | 0 | 0 | 0 | 0 | 0 | 0 | 0 | 0 | 0 | 0 | 0 | 0 | 0 | 0 | 0 | 0 | 0 | 0 | 0 | 0 | 0 | 0
F0_Industrial_Petroleum_Existing_Miscellaneous_Natural Gas_Miscellaneous_E0 | F0 | Industrial | Petroleum | Existing | Miscellaneous | Natural Gas | Miscellaneous | E0 | Economic Unit | Standard | Standard | Standard | Standard | Standard | Standard | Standard | Standard | Standard | Standard | Standard | Standard | Standard | Standard | Standard | Standard | Standard | Standard | Standard | Standard | Standard | Standard | 0 | 0 | 0 | 0 | 0 | 0 | 0 | 0
F1_Industrial_Petroleum_Existing_Miscellaneous_Natural Gas_Miscellaneous_E1 | F1 | Industrial | Petroleum | Existing | Miscellaneous | Natural Gas | Miscellaneous | E1 | CCE | 0 | 0 | 0 | 0 | 0 | 0 | 0 | 0 | 0 | 0 | 0 | 0 | 0 | 0 | 0 | 0 | 0 | 0 | 0 | 0 | 0 | 0 | 0 | 0 | 0 | 0 | 0 | 0 | 0 | 0
F1_Industrial_Petroleum_Existing_Miscellaneous_Natural Gas_Miscellaneous_E2 | F1 | Industrial | Petroleum | Existing | Miscellaneous | Natural Gas | Miscellaneous | E2 | CCE | 0 | 0 | 0 | 0 | 0 | 0 | 0 | 0 | 0 | 0 | 0 | 0 | 0 | 0 | 0 | 0 | 0 | 0 | 0 | 0 | 0 | 0 | 0 | 0 | 0 | 0 | 0 | 0 | 0 | 0
F1_Industrial_Petroleum_Existing_Miscellaneous_Natural Gas_Miscellaneous_E3 | F1 | Industrial | Petroleum | Existing | Miscellaneous | Natural Gas | Miscellaneous | E3 | CCE | 0 | 0 | 0 | 0 | 0 | 0 | 0 | 0 | 0 | 0 | 0 | 0 | 0 | 0 | 0 | 0 | 0 | 0 | 0 | 0 | 0 | 0 | 0 | 0 | 0 | 0 | 0 | 0 | 0 | 0
F1_Industrial_Petroleum_Existing_Miscellaneous_Natural Gas_Miscellaneous_E4 | F1 | Industrial | Petroleum | Existing | Miscellaneous | Natural Gas | Miscellaneous | E4 | CCE | 0 | 0 | 0 | 0 | 0 | 0 | 0 | 0 | 0 | 0 | 0 | 0 | 0 | 0 | 0 | 0 | 0 | 0 | 0 | 0 | 0 | 0 | 0 | 0 | 0 | 0 | 0 | 0 | 0 | 0
F1_Industrial_Petroleum_Existing_Miscellaneous_Natural Gas_Miscellaneous_E5 | F1 | Industrial | Petroleum | Existing | Miscellaneous | Natural Gas | Miscellaneous | E5 | CCE | 0 | 0 | 0 | 0 | 0 | 0 | 0 | 0 | 0 | 0 | 0 | 0 | 0 | 0 | 0 | 0 | 0 | 0 | 0 | 0 | 0 | 0 | 0 | 0 | 0 | 0 | 0 | 0 | 0 | 0
F1_Industrial_Petroleum_Existing_Miscellaneous_Natural Gas_Miscellaneous_E6 | F1 | Industrial | Petroleum | Existing | Miscellaneous | Natural Gas | Miscellaneous | E6 | CCE | 0 | 0 | 0 | 0 | 0 | 0 | 0 | 0 | 0 | 0 | 0 | 0 | 0 | 0 | 0 | 0 | 0 | 0 | 0 | 0 | 0 | 0 | 0 | 0 | 0 | 0 | 0 | 0 | 0 | 0
F1_Industrial_Petroleum_Existing_Miscellaneous_Natural Gas_Miscellaneous_E7 | F1 | Industrial | Petroleum | Existing | Miscellaneous | Natural Gas | Miscellaneous | E7 | CCE | 0 | 0 | 0 | 0 | 0 | 0 | 0 | 0 | 0 | 0 | 0 | 0 | 0 | 0 | 0 | 0 | 0 | 0 | 0 | 0 | 0 | 0 | 0 | 0 | 0 | 0 | 0 | 0 | 0 | 0
F1_Industrial_Petroleum_Existing_Miscellaneous_Natural Gas_Miscellaneous_E8 | F1 | Industrial | Petroleum | Existing | Miscellaneous | Natural Gas | Miscellaneous | E8 | CCE | 0 | 0 | 0 | 0 | 0 | 0 | 0 | 0 | 0 | 0 | 0 | 0 | 0 | 0 | 0 | 0 | 0 | 0 | 0 | 0 | 0 | 0 | 0 | 0 | 0 | 0 | 0 | 0 | 0 | 0
F1_Industrial_Petroleum_Existing_Miscellaneous_Natural Gas_Miscellaneous_E9 | F1 | Industrial | Petroleum | Existing | Miscellaneous | Natural Gas | Miscellaneous | E9 | CCE | 0 | 0 | 0 | 0 | 0 | 0 | 0 | 0 | 0 | 0 | 0 | 0 | 0 | 0 | 0 | 0 | 0 | 0 | 0 | 0 | 0 | 0 | 0 | 0 | 0 | 0 | 0 | 0 | 0 | 0
F1_Industrial_Petroleum_Existing_Miscellaneous_Natural Gas_Miscellaneous_E10 | F1 | Industrial | Petroleum | Existing | Miscellaneous | Natural Gas | Miscellaneous | E10 | CCE | 0 | 0 | 0 | 0 | 0 | 0 | 0 | 0 | 0 | 0 | 0 | 0 | 0 | 0 | 0 | 0 | 0 | 0 | 0 | 0 | 0 | 0 | 0 | 0 | 0 | 0 | 0 | 0 | 0 | 0
F2_Industrial_Petroleum_Existing_Miscellaneous_Natural Gas_Miscellaneous_E1 | F2 | Industrial | Petroleum | Existing | Miscellaneous | Natural Gas | Miscellaneous | E1 | TRC BC Ratio | 0.9 | 0.9 | 0.9 | 0.9 | 0.9 | 0.9 | 0.9 | 0.9 | 0.9 | 0.9 | 0.9 | 0.9 | 0.9 | 0.9 | 0.9 | 0.9 | 0.9 | 0.9 | 0.9 | 0.9 | 0.9 | 0.9 | 0 | 0 | 0 | 0 | 0 | 0 | 0 | 0
F2_Industrial_Petroleum_Existing_Miscellaneous_Natural Gas_Miscellaneous_E2 | F2 | Industrial | Petroleum | Existing | Miscellaneous | Natural Gas | Miscellaneous | E2 | TRC BC Ratio | 0 | 0 | 0 | 0 | 0 | 0 | 0 | 0 | 0 | 0 | 0 | 0 | 0 | 0 | 0 | 0 | 0 | 0 | 0 | 0 | 0 | 0 | 0 | 0 | 0 | 0 | 0 | 0 | 0 | 0
F2_Industrial_Petroleum_Existing_Miscellaneous_Natural Gas_Miscellaneous_E3 | F2 | Industrial | Petroleum | Existing | Miscellaneous | Natural Gas | Miscellaneous | E3 | TRC BC Ratio | 0 | 0 | 0 | 0 | 0 | 0 | 0 | 0 | 0 | 0 | 0 | 0 | 0 | 0 | 0 | 0 | 0 | 0 | 0 | 0 | 0 | 0 | 0 | 0 | 0 | 0 | 0 | 0 | 0 | 0
F2_Industrial_Petroleum_Existing_Miscellaneous_Natural Gas_Miscellaneous_E4 | F2 | Industrial | Petroleum | Existing | Miscellaneous | Natural Gas | Miscellaneous | E4 | TRC BC Ratio | 0 | 0 | 0 | 0 | 0 | 0 | 0 | 0 | 0 | 0 | 0 | 0 | 0 | 0 | 0 | 0 | 0 | 0 | 0 | 0 | 0 | 0 | 0 | 0 | 0 | 0 | 0 | 0 | 0 | 0
F2_Industrial_Petroleum_Existing_Miscellaneous_Natural Gas_Miscellaneous_E5 | F2 | Industrial | Petroleum | Existing | Miscellaneous | Natural Gas | Miscellaneous | E5 | TRC BC Ratio | 0 | 0 | 0 | 0 | 0 | 0 | 0 | 0 | 0 | 0 | 0 | 0 | 0 | 0 | 0 | 0 | 0 | 0 | 0 | 0 | 0 | 0 | 0 | 0 | 0 | 0 | 0 | 0 | 0 | 0
F2_Industrial_Petroleum_Existing_Miscellaneous_Natural Gas_Miscellaneous_E6 | F2 | Industrial | Petroleum | Existing | Miscellaneous | Natural Gas | Miscellaneous | E6 | TRC BC Ratio | 0 | 0 | 0 | 0 | 0 | 0 | 0 | 0 | 0 | 0 | 0 | 0 | 0 | 0 | 0 | 0 | 0 | 0 | 0 | 0 | 0 | 0 | 0 | 0 | 0 | 0 | 0 | 0 | 0 | 0
F2_Industrial_Petroleum_Existing_Miscellaneous_Natural Gas_Miscellaneous_E7 | F2 | Industrial | Petroleum | Existing | Miscellaneous | Natural Gas | Miscellaneous | E7 | TRC BC Ratio | 0 | 0 | 0 | 0 | 0 | 0 | 0 | 0 | 0 | 0 | 0 | 0 | 0 | 0 | 0 | 0 | 0 | 0 | 0 | 0 | 0 | 0 | 0 | 0 | 0 | 0 | 0 | 0 | 0 | 0
F2_Industrial_Petroleum_Existing_Miscellaneous_Natural Gas_Miscellaneous_E8 | F2 | Industrial | Petroleum | Existing | Miscellaneous | Natural Gas | Miscellaneous | E8 | TRC BC Ratio | 0 | 0 | 0 | 0 | 0 | 0 | 0 | 0 | 0 | 0 | 0 | 0 | 0 | 0 | 0 | 0 | 0 | 0 | 0 | 0 | 0 | 0 | 0 | 0 | 0 | 0 | 0 | 0 | 0 | 0
F2_Industrial_Petroleum_Existing_Miscellaneous_Natural Gas_Miscellaneous_E9 | F2 | Industrial | Petroleum | Existing | Miscellaneous | Natural Gas | Miscellaneous | E9 | TRC BC Ratio | 0 | 0 | 0 | 0 | 0 | 0 | 0 | 0 | 0 | 0 | 0 | 0 | 0 | 0 | 0 | 0 | 0 | 0 | 0 | 0 | 0 | 0 | 0 | 0 | 0 | 0 | 0 | 0 | 0 | 0
F2_Industrial_Petroleum_Existing_Miscellaneous_Natural Gas_Miscellaneous_E10 | F2 | Industrial | Petroleum | Existing | Miscellaneous | Natural Gas | Miscellaneous | E10 | TRC BC Ratio | 0 | 0 | 0 | 0 | 0 | 0 | 0 | 0 | 0 | 0 | 0 | 0 | 0 | 0 | 0 | 0 | 0 | 0 | 0 | 0 | 0 | 0 | 0 | 0 | 0 | 0 | 0 | 0 | 0 | 0
F3_Industrial_Petroleum_Existing_Miscellaneous_Natural Gas_Miscellaneous_E1 | F3 | Industrial | Petroleum | Existing | Miscellaneous | Natural Gas | Miscellaneous | E1 | PACT BC Ratio | 0.9 | 0.9 | 0.9 | 0.9 | 0.9 | 0.9 | 0.9 | 0.9 | 0.9 | 0.9 | 0.9 | 0.9 | 0.9 | 0.9 | 0.9 | 0.9 | 0.9 | 0.9 | 0.9 | 0.9 | 0.9 | 0.9 | 0 | 0 | 0 | 0 | 0 | 0 | 0 | 0
F3_Industrial_Petroleum_Existing_Miscellaneous_Natural Gas_Miscellaneous_E2 | F3 | Industrial | Petroleum | Existing | Miscellaneous | Natural Gas | Miscellaneous | E2 | PACT BC Ratio | 0 | 0 | 0 | 0 | 0 | 0 | 0 | 0 | 0 | 0 | 0 | 0 | 0 | 0 | 0 | 0 | 0 | 0 | 0 | 0 | 0 | 0 | 0 | 0 | 0 | 0 | 0 | 0 | 0 | 0
F3_Industrial_Petroleum_Existing_Miscellaneous_Natural Gas_Miscellaneous_E3 | F3 | Industrial | Petroleum | Existing | Miscellaneous | Natural Gas | Miscellaneous | E3 | PACT BC Ratio | 0 | 0 | 0 | 0 | 0 | 0 | 0 | 0 | 0 | 0 | 0 | 0 | 0 | 0 | 0 | 0 | 0 | 0 | 0 | 0 | 0 | 0 | 0 | 0 | 0 | 0 | 0 | 0 | 0 | 0
F3_Industrial_Petroleum_Existing_Miscellaneous_Natural Gas_Miscellaneous_E4 | F3 | Industrial | Petroleum | Existing | Miscellaneous | Natural Gas | Miscellaneous | E4 | PACT BC Ratio | 0 | 0 | 0 | 0 | 0 | 0 | 0 | 0 | 0 | 0 | 0 | 0 | 0 | 0 | 0 | 0 | 0 | 0 | 0 | 0 | 0 | 0 | 0 | 0 | 0 | 0 | 0 | 0 | 0 | 0
F3_Industrial_Petroleum_Existing_Miscellaneous_Natural Gas_Miscellaneous_E5 | F3 | Industrial | Petroleum | Existing | Miscellaneous | Natural Gas | Miscellaneous | E5 | PACT BC Ratio | 0 | 0 | 0 | 0 | 0 | 0 | 0 | 0 | 0 | 0 | 0 | 0 | 0 | 0 | 0 | 0 | 0 | 0 | 0 | 0 | 0 | 0 | 0 | 0 | 0 | 0 | 0 | 0 | 0 | 0
F3_Industrial_Petroleum_Existing_Miscellaneous_Natural Gas_Miscellaneous_E6 | F3 | Industrial | Petroleum | Existing | Miscellaneous | Natural Gas | Miscellaneous | E6 | PACT BC Ratio | 0 | 0 | 0 | 0 | 0 | 0 | 0 | 0 | 0 | 0 | 0 | 0 | 0 | 0 | 0 | 0 | 0 | 0 | 0 | 0 | 0 | 0 | 0 | 0 | 0 | 0 | 0 | 0 | 0 | 0
F3_Industrial_Petroleum_Existing_Miscellaneous_Natural Gas_Miscellaneous_E7 | F3 | Industrial | Petroleum | Existing | Miscellaneous | Natural Gas | Miscellaneous | E7 | PACT BC Ratio | 0 | 0 | 0 | 0 | 0 | 0 | 0 | 0 | 0 | 0 | 0 | 0 | 0 | 0 | 0 | 0 | 0 | 0 | 0 | 0 | 0 | 0 | 0 | 0 | 0 | 0 | 0 | 0 | 0 | 0
F3_Industrial_Petroleum_Existing_Miscellaneous_Natural Gas_Miscellaneous_E8 | F3 | Industrial | Petroleum | Existing | Miscellaneous | Natural Gas | Miscellaneous | E8 | PACT BC Ratio | 0 | 0 | 0 | 0 | 0 | 0 | 0 | 0 | 0 | 0 | 0 | 0 | 0 | 0 | 0 | 0 | 0 | 0 | 0 | 0 | 0 | 0 | 0 | 0 | 0 | 0 | 0 | 0 | 0 | 0
F3_Industrial_Petroleum_Existing_Miscellaneous_Natural Gas_Miscellaneous_E9 | F3 | Industrial | Petroleum | Existing | Miscellaneous | Natural Gas | Miscellaneous | E9 | PACT BC Ratio | 0 | 0 | 0 | 0 | 0 | 0 | 0 | 0 | 0 | 0 | 0 | 0 | 0 | 0 | 0 | 0 | 0 | 0 | 0 | 0 | 0 | 0 | 0 | 0 | 0 | 0 | 0 | 0 | 0 | 0
F3_Industrial_Petroleum_Existing_Miscellaneous_Natural Gas_Miscellaneous_E10 | F3 | Industrial | Petroleum | Existing | Miscellaneous | Natural Gas | Miscellaneous | E10 | PACT BC Ratio | 0 | 0 | 0 | 0 | 0 | 0 | 0 | 0 | 0 | 0 | 0 | 0 | 0 | 0 | 0 | 0 | 0 | 0 | 0 | 0 | 0 | 0 | 0 | 0 | 0 | 0 | 0 | 0 | 0 | 0
F4_Industrial_Petroleum_Existing_Miscellaneous_Natural Gas_Miscellaneous_E1 | F4 | Industrial | Petroleum | Existing | Miscellaneous | Natural Gas | Miscellaneous | E1 | PCT BC Ratio | 0.9 | 0.9 | 0.9 | 0.9 | 0.9 | 0.9 | 0.9 | 0.9 | 0.9 | 0.9 | 0.9 | 0.9 | 0.9 | 0.9 | 0.9 | 0.9 | 0.9 | 0.9 | 0.9 | 0.9 | 0.9 | 0.9 | 0 | 0 | 0 | 0 | 0 | 0 | 0 | 0
F4_Industrial_Petroleum_Existing_Miscellaneous_Natural Gas_Miscellaneous_E2 | F4 | Industrial | Petroleum | Existing | Miscellaneous | Natural Gas | Miscellaneous | E2 | PCT BC Ratio | 0 | 0 | 0 | 0 | 0 | 0 | 0 | 0 | 0 | 0 | 0 | 0 | 0 | 0 | 0 | 0 | 0 | 0 | 0 | 0 | 0 | 0 | 0 | 0 | 0 | 0 | 0 | 0 | 0 | 0
F4_Industrial_Petroleum_Existing_Miscellaneous_Natural Gas_Miscellaneous_E3 | F4 | Industrial | Petroleum | Existing | Miscellaneous | Natural Gas | Miscellaneous | E3 | PCT BC Ratio | 0 | 0 | 0 | 0 | 0 | 0 | 0 | 0 | 0 | 0 | 0 | 0 | 0 | 0 | 0 | 0 | 0 | 0 | 0 | 0 | 0 | 0 | 0 | 0 | 0 | 0 | 0 | 0 | 0 | 0
F4_Industrial_Petroleum_Existing_Miscellaneous_Natural Gas_Miscellaneous_E4 | F4 | Industrial | Petroleum | Existing | Miscellaneous | Natural Gas | Miscellaneous | E4 | PCT BC Ratio | 0 | 0 | 0 | 0 | 0 | 0 | 0 | 0 | 0 | 0 | 0 | 0 | 0 | 0 | 0 | 0 | 0 | 0 | 0 | 0 | 0 | 0 | 0 | 0 | 0 | 0 | 0 | 0 | 0 | 0
F4_Industrial_Petroleum_Existing_Miscellaneous_Natural Gas_Miscellaneous_E5 | F4 | Industrial | Petroleum | Existing | Miscellaneous | Natural Gas | Miscellaneous | E5 | PCT BC Ratio | 0 | 0 | 0 | 0 | 0 | 0 | 0 | 0 | 0 | 0 | 0 | 0 | 0 | 0 | 0 | 0 | 0 | 0 | 0 | 0 | 0 | 0 | 0 | 0 | 0 | 0 | 0 | 0 | 0 | 0
F4_Industrial_Petroleum_Existing_Miscellaneous_Natural Gas_Miscellaneous_E6 | F4 | Industrial | Petroleum | Existing | Miscellaneous | Natural Gas | Miscellaneous | E6 | PCT BC Ratio | 0 | 0 | 0 | 0 | 0 | 0 | 0 | 0 | 0 | 0 | 0 | 0 | 0 | 0 | 0 | 0 | 0 | 0 | 0 | 0 | 0 | 0 | 0 | 0 | 0 | 0 | 0 | 0 | 0 | 0
F4_Industrial_Petroleum_Existing_Miscellaneous_Natural Gas_Miscellaneous_E7 | F4 | Industrial | Petroleum | Existing | Miscellaneous | Natural Gas | Miscellaneous | E7 | PCT BC Ratio | 0 | 0 | 0 | 0 | 0 | 0 | 0 | 0 | 0 | 0 | 0 | 0 | 0 | 0 | 0 | 0 | 0 | 0 | 0 | 0 | 0 | 0 | 0 | 0 | 0 | 0 | 0 | 0 | 0 | 0
F4_Industrial_Petroleum_Existing_Miscellaneous_Natural Gas_Miscellaneous_E8 | F4 | Industrial | Petroleum | Existing | Miscellaneous | Natural Gas | Miscellaneous | E8 | PCT BC Ratio | 0 | 0 | 0 | 0 | 0 | 0 | 0 | 0 | 0 | 0 | 0 | 0 | 0 | 0 | 0 | 0 | 0 | 0 | 0 | 0 | 0 | 0 | 0 | 0 | 0 | 0 | 0 | 0 | 0 | 0
F4_Industrial_Petroleum_Existing_Miscellaneous_Natural Gas_Miscellaneous_E9 | F4 | Industrial | Petroleum | Existing | Miscellaneous | Natural Gas | Miscellaneous | E9 | PCT BC Ratio | 0 | 0 | 0 | 0 | 0 | 0 | 0 | 0 | 0 | 0 | 0 | 0 | 0 | 0 | 0 | 0 | 0 | 0 | 0 | 0 | 0 | 0 | 0 | 0 | 0 | 0 | 0 | 0 | 0 | 0
F4_Industrial_Petroleum_Existing_Miscellaneous_Natural Gas_Miscellaneous_E10 | F4 | Industrial | Petroleum | Existing | Miscellaneous | Natural Gas | Miscellaneous | E10 | PCT BC Ratio | 0 | 0 | 0 | 0 | 0 | 0 | 0 | 0 | 0 | 0 | 0 | 0 | 0 | 0 | 0 | 0 | 0 | 0 | 0 | 0 | 0 | 0 | 0 | 0 | 0 | 0 | 0 | 0 | 0 | 0
F5_Industrial_Petroleum_Existing_Miscellaneous_Natural Gas_Miscellaneous_E1 | F5 | Industrial | Petroleum | Existing | Miscellaneous | Natural Gas | Miscellaneous | E1 | RIM BC Ratio | 0.9 | 0.9 | 0.9 | 0.9 | 0.9 | 0.9 | 0.9 | 0.9 | 0.9 | 0.9 | 0.9 | 0.9 | 0.9 | 0.9 | 0.9 | 0.9 | 0.9 | 0.9 | 0.9 | 0.9 | 0.9 | 0.9 | 0 | 0 | 0 | 0 | 0 | 0 | 0 | 0
F5_Industrial_Petroleum_Existing_Miscellaneous_Natural Gas_Miscellaneous_E2 | F5 | Industrial | Petroleum | Existing | Miscellaneous | Natural Gas | Miscellaneous | E2 | RIM BC Ratio | 0 | 0 | 0 | 0 | 0 | 0 | 0 | 0 | 0 | 0 | 0 | 0 | 0 | 0 | 0 | 0 | 0 | 0 | 0 | 0 | 0 | 0 | 0 | 0 | 0 | 0 | 0 | 0 | 0 | 0
F5_Industrial_Petroleum_Existing_Miscellaneous_Natural Gas_Miscellaneous_E3 | F5 | Industrial | Petroleum | Existing | Miscellaneous | Natural Gas | Miscellaneous | E3 | RIM BC Ratio | 0 | 0 | 0 | 0 | 0 | 0 | 0 | 0 | 0 | 0 | 0 | 0 | 0 | 0 | 0 | 0 | 0 | 0 | 0 | 0 | 0 | 0 | 0 | 0 | 0 | 0 | 0 | 0 | 0 | 0
F5_Industrial_Petroleum_Existing_Miscellaneous_Natural Gas_Miscellaneous_E4 | F5 | Industrial | Petroleum | Existing | Miscellaneous | Natural Gas | Miscellaneous | E4 | RIM BC Ratio | 0 | 0 | 0 | 0 | 0 | 0 | 0 | 0 | 0 | 0 | 0 | 0 | 0 | 0 | 0 | 0 | 0 | 0 | 0 | 0 | 0 | 0 | 0 | 0 | 0 | 0 | 0 | 0 | 0 | 0
F5_Industrial_Petroleum_Existing_Miscellaneous_Natural Gas_Miscellaneous_E5 | F5 | Industrial | Petroleum | Existing | Miscellaneous | Natural Gas | Miscellaneous | E5 | RIM BC Ratio | 0 | 0 | 0 | 0 | 0 | 0 | 0 | 0 | 0 | 0 | 0 | 0 | 0 | 0 | 0 | 0 | 0 | 0 | 0 | 0 | 0 | 0 | 0 | 0 | 0 | 0 | 0 | 0 | 0 | 0
F5_Industrial_Petroleum_Existing_Miscellaneous_Natural Gas_Miscellaneous_E6 | F5 | Industrial | Petroleum | Existing | Miscellaneous | Natural Gas | Miscellaneous | E6 | RIM BC Ratio | 0 | 0 | 0 | 0 | 0 | 0 | 0 | 0 | 0 | 0 | 0 | 0 | 0 | 0 | 0 | 0 | 0 | 0 | 0 | 0 | 0 | 0 | 0 | 0 | 0 | 0 | 0 | 0 | 0 | 0
F5_Industrial_Petroleum_Existing_Miscellaneous_Natural Gas_Miscellaneous_E7 | F5 | Industrial | Petroleum | Existing | Miscellaneous | Natural Gas | Miscellaneous | E7 | RIM BC Ratio | 0 | 0 | 0 | 0 | 0 | 0 | 0 | 0 | 0 | 0 | 0 | 0 | 0 | 0 | 0 | 0 | 0 | 0 | 0 | 0 | 0 | 0 | 0 | 0 | 0 | 0 | 0 | 0 | 0 | 0
F5_Industrial_Petroleum_Existing_Miscellaneous_Natural Gas_Miscellaneous_E8 | F5 | Industrial | Petroleum | Existing | Miscellaneous | Natural Gas | Miscellaneous | E8 | RIM BC Ratio | 0 | 0 | 0 | 0 | 0 | 0 | 0 | 0 | 0 | 0 | 0 | 0 | 0 | 0 | 0 | 0 | 0 | 0 | 0 | 0 | 0 | 0 | 0 | 0 | 0 | 0 | 0 | 0 | 0 | 0
F5_Industrial_Petroleum_Existing_Miscellaneous_Natural Gas_Miscellaneous_E9 | F5 | Industrial | Petroleum | Existing | Miscellaneous | Natural Gas | Miscellaneous | E9 | RIM BC Ratio | 0 | 0 | 0 | 0 | 0 | 0 | 0 | 0 | 0 | 0 | 0 | 0 | 0 | 0 | 0 | 0 | 0 | 0 | 0 | 0 | 0 | 0 | 0 | 0 | 0 | 0 | 0 | 0 | 0 | 0
F5_Industrial_Petroleum_Existing_Miscellaneous_Natural Gas_Miscellaneous_E10 | F5 | Industrial | Petroleum | Existing | Miscellaneous | Natural Gas | Miscellaneous | E10 | RIM BC Ratio | 0 | 0 | 0 | 0 | 0 | 0 | 0 | 0 | 0 | 0 | 0 | 0 | 0 | 0 | 0 | 0 | 0 | 0 | 0 | 0 | 0 | 0 | 0 | 0 | 0 | 0 | 0 | 0 | 0 | 0
F0_Industrial_Petroleum_New_Space Heating_Natural Gas_Furnace_E0 | F0 | Industrial | Petroleum | New | Space Heating | Natural Gas | Furnace | E0 | Economic Unit | AFUE 96% | AFUE 96% | AFUE 96% | AFUE 96% | AFUE 96% | AFUE 96% | AFUE 96% | AFUE 96% | AFUE 96% | AFUE 96% | AFUE 96% | AFUE 96% | AFUE 96% | AFUE 96% | AFUE 96% | AFUE 96% | AFUE 96% | AFUE 96% | AFUE 96% | AFUE 96% | AFUE 96% | AFUE 96% | 0 | 0 | 0 | 0 | 0 | 0 | 0 | 0
F1_Industrial_Petroleum_New_Space Heating_Natural Gas_Furnace_E1 | F1 | Industrial | Petroleum | New | Space Heating | Natural Gas | Furnace | E1 | CCE | 0 | 0 | 0 | 0 | 0 | 0 | 0 | 0 | 0 | 0 | 0 | 0 | 0 | 0 | 0 | 0 | 0 | 0 | 0 | 0 | 0 | 0 | 0 | 0 | 0 | 0 | 0 | 0 | 0 | 0
F1_Industrial_Petroleum_New_Space Heating_Natural Gas_Furnace_E2 | F1 | Industrial | Petroleum | New | Space Heating | Natural Gas | Furnace | E2 | CCE | 0.00079977 | 0.00079977 | 0.00079977 | 0.00079977 | 0.00079977 | 0.00079977 | 0.00079977 | 0.00079977 | 0.00079977 | 0.00079977 | 0.00079977 | 0.00079977 | 0.00079977 | 0.00079977 | 0.00079977 | 0.00079977 | 0.00079977 | 0.00079977 | 0.00079977 | 0.00079977 | 0.00079977 | 0.00079977 | 0 | 0 | 0 | 0 | 0 | 0 | 0 | 0
F1_Industrial_Petroleum_New_Space Heating_Natural Gas_Furnace_E3 | F1 | Industrial | Petroleum | New | Space Heating | Natural Gas | Furnace | E3 | CCE | 0.0010664 | 0.0010664 | 0.0010664 | 0.0010664 | 0.0010664 | 0.0010664 | 0.0010664 | 0.0010664 | 0.0010664 | 0.0010664 | 0.0010664 | 0.0010664 | 0.0010664 | 0.0010664 | 0.0010664 | 0.0010664 | 0.0010664 | 0.0010664 | 0.0010664 | 0.0010664 | 0.0010664 | 0.0010664 | 0 | 0 | 0 | 0 | 0 | 0 | 0 | 0
F1_Industrial_Petroleum_New_Space Heating_Natural Gas_Furnace_E4 | F1 | Industrial | Petroleum | New | Space Heating | Natural Gas | Furnace | E4 | CCE | 0 | 0 | 0 | 0 | 0 | 0 | 0 | 0 | 0 | 0 | 0 | 0 | 0 | 0 | 0 | 0 | 0 | 0 | 0 | 0 | 0 | 0 | 0 | 0 | 0 | 0 | 0 | 0 | 0 | 0
F1_Industrial_Petroleum_New_Space Heating_Natural Gas_Furnace_E5 | F1 | Industrial | Petroleum | New | Space Heating | Natural Gas | Furnace | E5 | CCE | 0 | 0 | 0 | 0 | 0 | 0 | 0 | 0 | 0 | 0 | 0 | 0 | 0 | 0 | 0 | 0 | 0 | 0 | 0 | 0 | 0 | 0 | 0 | 0 | 0 | 0 | 0 | 0 | 0 | 0
F1_Industrial_Petroleum_New_Space Heating_Natural Gas_Furnace_E6 | F1 | Industrial | Petroleum | New | Space Heating | Natural Gas | Furnace | E6 | CCE | 0 | 0 | 0 | 0 | 0 | 0 | 0 | 0 | 0 | 0 | 0 | 0 | 0 | 0 | 0 | 0 | 0 | 0 | 0 | 0 | 0 | 0 | 0 | 0 | 0 | 0 | 0 | 0 | 0 | 0
F1_Industrial_Petroleum_New_Space Heating_Natural Gas_Furnace_E7 | F1 | Industrial | Petroleum | New | Space Heating | Natural Gas | Furnace | E7 | CCE | 0 | 0 | 0 | 0 | 0 | 0 | 0 | 0 | 0 | 0 | 0 | 0 | 0 | 0 | 0 | 0 | 0 | 0 | 0 | 0 | 0 | 0 | 0 | 0 | 0 | 0 | 0 | 0 | 0 | 0
F1_Industrial_Petroleum_New_Space Heating_Natural Gas_Furnace_E8 | F1 | Industrial | Petroleum | New | Space Heating | Natural Gas | Furnace | E8 | CCE | 0 | 0 | 0 | 0 | 0 | 0 | 0 | 0 | 0 | 0 | 0 | 0 | 0 | 0 | 0 | 0 | 0 | 0 | 0 | 0 | 0 | 0 | 0 | 0 | 0 | 0 | 0 | 0 | 0 | 0
F1_Industrial_Petroleum_New_Space Heating_Natural Gas_Furnace_E9 | F1 | Industrial | Petroleum | New | Space Heating | Natural Gas | Furnace | E9 | CCE | 0 | 0 | 0 | 0 | 0 | 0 | 0 | 0 | 0 | 0 | 0 | 0 | 0 | 0 | 0 | 0 | 0 | 0 | 0 | 0 | 0 | 0 | 0 | 0 | 0 | 0 | 0 | 0 | 0 | 0
F1_Industrial_Petroleum_New_Space Heating_Natural Gas_Furnace_E10 | F1 | Industrial | Petroleum | New | Space Heating | Natural Gas | Furnace | E10 | CCE | 0 | 0 | 0 | 0 | 0 | 0 | 0 | 0 | 0 | 0 | 0 | 0 | 0 | 0 | 0 | 0 | 0 | 0 | 0 | 0 | 0 | 0 | 0 | 0 | 0 | 0 | 0 | 0 | 0 | 0
F2_Industrial_Petroleum_New_Space Heating_Natural Gas_Furnace_E1 | F2 | Industrial | Petroleum | New | Space Heating | Natural Gas | Furnace | E1 | TRC BC Ratio | 0.9 | 0.9 | 0.9 | 0.9 | 0.9 | 0.9 | 0.9 | 0.9 | 0.9 | 0.9 | 0.9 | 0.9 | 0.9 | 0.9 | 0.9 | 0.9 | 0.9 | 0.9 | 0.9 | 0.9 | 0.9 | 0.9 | 0 | 0 | 0 | 0 | 0 | 0 | 0 | 0
F2_Industrial_Petroleum_New_Space Heating_Natural Gas_Furnace_E2 | F2 | Industrial | Petroleum | New | Space Heating | Natural Gas | Furnace | E2 | TRC BC Ratio | 6.3212 | 6.3913 | 6.2901 | 6.1932 | 6.0268 | 5.8622 | 5.6966 | 5.5455 | 5.3952 | 5.264 | 5.1331 | 5.0059 | 4.8813 | 4.7615 | 4.644 | 4.5289 | 4.4175 | 4.3108 | 4.2064 | 4.1083 | 4.014 | 3.9226 | 0 | 0 | 0 | 0 | 0 | 0 | 0 | 0
F2_Industrial_Petroleum_New_Space Heating_Natural Gas_Furnace_E3 | F2 | Industrial | Petroleum | New | Space Heating | Natural Gas | Furnace | E3 | TRC BC Ratio | 4.7409 | 4.7935 | 4.7176 | 4.6449 | 4.5201 | 4.3966 | 4.2724 | 4.1591 | 4.0464 | 3.948 | 3.8499 | 3.7545 | 3.661 | 3.5711 | 3.483 | 3.3967 | 3.3131 | 3.2331 | 3.1548 | 3.0812 | 3.0105 | 2.942 | 0 | 0 | 0 | 0 | 0 | 0 | 0 | 0
F2_Industrial_Petroleum_New_Space Heating_Natural Gas_Furnace_E4 | F2 | Industrial | Petroleum | New | Space Heating | Natural Gas | Furnace | E4 | TRC BC Ratio | 0 | 0 | 0 | 0 | 0 | 0 | 0 | 0 | 0 | 0 | 0 | 0 | 0 | 0 | 0 | 0 | 0 | 0 | 0 | 0 | 0 | 0 | 0 | 0 | 0 | 0 | 0 | 0 | 0 | 0
F2_Industrial_Petroleum_New_Space Heating_Natural Gas_Furnace_E5 | F2 | Industrial | Petroleum | New | Space Heating | Natural Gas | Furnace | E5 | TRC BC Ratio | 0 | 0 | 0 | 0 | 0 | 0 | 0 | 0 | 0 | 0 | 0 | 0 | 0 | 0 | 0 | 0 | 0 | 0 | 0 | 0 | 0 | 0 | 0 | 0 | 0 | 0 | 0 | 0 | 0 | 0
F2_Industrial_Petroleum_New_Space Heating_Natural Gas_Furnace_E6 | F2 | Industrial | Petroleum | New | Space Heating | Natural Gas | Furnace | E6 | TRC BC Ratio | 0 | 0 | 0 | 0 | 0 | 0 | 0 | 0 | 0 | 0 | 0 | 0 | 0 | 0 | 0 | 0 | 0 | 0 | 0 | 0 | 0 | 0 | 0 | 0 | 0 | 0 | 0 | 0 | 0 | 0
F2_Industrial_Petroleum_New_Space Heating_Natural Gas_Furnace_E7 | F2 | Industrial | Petroleum | New | Space Heating | Natural Gas | Furnace | E7 | TRC BC Ratio | 0 | 0 | 0 | 0 | 0 | 0 | 0 | 0 | 0 | 0 | 0 | 0 | 0 | 0 | 0 | 0 | 0 | 0 | 0 | 0 | 0 | 0 | 0 | 0 | 0 | 0 | 0 | 0 | 0 | 0
F2_Industrial_Petroleum_New_Space Heating_Natural Gas_Furnace_E8 | F2 | Industrial | Petroleum | New | Space Heating | Natural Gas | Furnace | E8 | TRC BC Ratio | 0 | 0 | 0 | 0 | 0 | 0 | 0 | 0 | 0 | 0 | 0 | 0 | 0 | 0 | 0 | 0 | 0 | 0 | 0 | 0 | 0 | 0 | 0 | 0 | 0 | 0 | 0 | 0 | 0 | 0
F2_Industrial_Petroleum_New_Space Heating_Natural Gas_Furnace_E9 | F2 | Industrial | Petroleum | New | Space Heating | Natural Gas | Furnace | E9 | TRC BC Ratio | 0 | 0 | 0 | 0 | 0 | 0 | 0 | 0 | 0 | 0 | 0 | 0 | 0 | 0 | 0 | 0 | 0 | 0 | 0 | 0 | 0 | 0 | 0 | 0 | 0 | 0 | 0 | 0 | 0 | 0
F2_Industrial_Petroleum_New_Space Heating_Natural Gas_Furnace_E10 | F2 | Industrial | Petroleum | New | Space Heating | Natural Gas | Furnace | E10 | TRC BC Ratio | 0 | 0 | 0 | 0 | 0 | 0 | 0 | 0 | 0 | 0 | 0 | 0 | 0 | 0 | 0 | 0 | 0 | 0 | 0 | 0 | 0 | 0 | 0 | 0 | 0 | 0 | 0 | 0 | 0 | 0
F3_Industrial_Petroleum_New_Space Heating_Natural Gas_Furnace_E1 | F3 | Industrial | Petroleum | New | Space Heating | Natural Gas | Furnace | E1 | PACT BC Ratio | 0.9 | 0.9 | 0.9 | 0.9 | 0.9 | 0.9 | 0.9 | 0.9 | 0.9 | 0.9 | 0.9 | 0.9 | 0.9 | 0.9 | 0.9 | 0.9 | 0.9 | 0.9 | 0.9 | 0.9 | 0.9 | 0.9 | 0 | 0 | 0 | 0 | 0 | 0 | 0 | 0
F3_Industrial_Petroleum_New_Space Heating_Natural Gas_Furnace_E2 | F3 | Industrial | Petroleum | New | Space Heating | Natural Gas | Furnace | E2 | PACT BC Ratio | 18.2413 | 18.4434 | 18.1516 | 17.8719 | 17.3918 | 16.9166 | 16.4388 | 16.0026 | 15.5689 | 15.1904 | 14.8128 | 14.4457 | 14.0861 | 13.7402 | 13.4013 | 13.0692 | 12.7477 | 12.4396 | 12.1385 | 11.8554 | 11.5833 | 11.3196 | 0 | 0 | 0 | 0 | 0 | 0 | 0 | 0
F3_Industrial_Petroleum_New_Space Heating_Natural Gas_Furnace_E3 | F3 | Industrial | Petroleum | New | Space Heating | Natural Gas | Furnace | E3 | PACT BC Ratio | 13.681 | 13.8325 | 13.6137 | 13.4039 | 13.0438 | 12.6874 | 12.3291 | 12.002 | 11.6767 | 11.3928 | 11.1096 | 10.8343 | 10.5645 | 10.3052 | 10.051 | 9.8019 | 9.5608 | 9.3297 | 9.1039 | 8.8915 | 8.6875 | 8.4897 | 0 | 0 | 0 | 0 | 0 | 0 | 0 | 0
F3_Industrial_Petroleum_New_Space Heating_Natural Gas_Furnace_E4 | F3 | Industrial | Petroleum | New | Space Heating | Natural Gas | Furnace | E4 | PACT BC Ratio | 0 | 0 | 0 | 0 | 0 | 0 | 0 | 0 | 0 | 0 | 0 | 0 | 0 | 0 | 0 | 0 | 0 | 0 | 0 | 0 | 0 | 0 | 0 | 0 | 0 | 0 | 0 | 0 | 0 | 0
F3_Industrial_Petroleum_New_Space Heating_Natural Gas_Furnace_E5 | F3 | Industrial | Petroleum | New | Space Heating | Natural Gas | Furnace | E5 | PACT BC Ratio | 0 | 0 | 0 | 0 | 0 | 0 | 0 | 0 | 0 | 0 | 0 | 0 | 0 | 0 | 0 | 0 | 0 | 0 | 0 | 0 | 0 | 0 | 0 | 0 | 0 | 0 | 0 | 0 | 0 | 0
F3_Industrial_Petroleum_New_Space Heating_Natural Gas_Furnace_E6 | F3 | Industrial | Petroleum | New | Space Heating | Natural Gas | Furnace | E6 | PACT BC Ratio | 0 | 0 | 0 | 0 | 0 | 0 | 0 | 0 | 0 | 0 | 0 | 0 | 0 | 0 | 0 | 0 | 0 | 0 | 0 | 0 | 0 | 0 | 0 | 0 | 0 | 0 | 0 | 0 | 0 | 0
F3_Industrial_Petroleum_New_Space Heating_Natural Gas_Furnace_E7 | F3 | Industrial | Petroleum | New | Space Heating | Natural Gas | Furnace | E7 | PACT BC Ratio | 0 | 0 | 0 | 0 | 0 | 0 | 0 | 0 | 0 | 0 | 0 | 0 | 0 | 0 | 0 | 0 | 0 | 0 | 0 | 0 | 0 | 0 | 0 | 0 | 0 | 0 | 0 | 0 | 0 | 0
F3_Industrial_Petroleum_New_Space Heating_Natural Gas_Furnace_E8 | F3 | Industrial | Petroleum | New | Space Heating | Natural Gas | Furnace | E8 | PACT BC Ratio | 0 | 0 | 0 | 0 | 0 | 0 | 0 | 0 | 0 | 0 | 0 | 0 | 0 | 0 | 0 | 0 | 0 | 0 | 0 | 0 | 0 | 0 | 0 | 0 | 0 | 0 | 0 | 0 | 0 | 0
F3_Industrial_Petroleum_New_Space Heating_Natural Gas_Furnace_E9 | F3 | Industrial | Petroleum | New | Space Heating | Natural Gas | Furnace | E9 | PACT BC Ratio | 0 | 0 | 0 | 0 | 0 | 0 | 0 | 0 | 0 | 0 | 0 | 0 | 0 | 0 | 0 | 0 | 0 | 0 | 0 | 0 | 0 | 0 | 0 | 0 | 0 | 0 | 0 | 0 | 0 | 0
F3_Industrial_Petroleum_New_Space Heating_Natural Gas_Furnace_E10 | F3 | Industrial | Petroleum | New | Space Heating | Natural Gas | Furnace | E10 | PACT BC Ratio | 0 | 0 | 0 | 0 | 0 | 0 | 0 | 0 | 0 | 0 | 0 | 0 | 0 | 0 | 0 | 0 | 0 | 0 | 0 | 0 | 0 | 0 | 0 | 0 | 0 | 0 | 0 | 0 | 0 | 0
F4_Industrial_Petroleum_New_Space Heating_Natural Gas_Furnace_E1 | F4 | Industrial | Petroleum | New | Space Heating | Natural Gas | Furnace | E1 | PCT BC Ratio | 0.9 | 0.9 | 0.9 | 0.9 | 0.9 | 0.9 | 0.9 | 0.9 | 0.9 | 0.9 | 0.9 | 0.9 | 0.9 | 0.9 | 0.9 | 0.9 | 0.9 | 0.9 | 0.9 | 0.9 | 0.9 | 0.9 | 0 | 0 | 0 | 0 | 0 | 0 | 0 | 0
F4_Industrial_Petroleum_New_Space Heating_Natural Gas_Furnace_E2 | F4 | Industrial | Petroleum | New | Space Heating | Natural Gas | Furnace | E2 | PCT BC Ratio | 9.4544 | 9.5569 | 9.4089 | 9.2671 | 9.0235 | 8.7825 | 8.5401 | 8.3189 | 8.0989 | 7.9069 | 7.7153 | 7.5291 | 7.3467 | 7.1713 | 6.9994 | 6.8309 | 6.6678 | 6.5115 | 6.3588 | 6.2152 | 6.0772 | 5.9434 | 0 | 0 | 0 | 0 | 0 | 0 | 0 | 0
F4_Industrial_Petroleum_New_Space Heating_Natural Gas_Furnace_E3 | F4 | Industrial | Petroleum | New | Space Heating | Natural Gas | Furnace | E3 | PCT BC Ratio | 7.1412 | 7.2181 | 7.1071 | 7.0007 | 6.818 | 6.6373 | 6.4555 | 6.2896 | 6.1246 | 5.9805 | 5.8369 | 5.6973 | 5.5604 | 5.4289 | 5.2999 | 5.1736 | 5.0513 | 4.9341 | 4.8195 | 4.7118 | 4.6083 | 4.508 | 0 | 0 | 0 | 0 | 0 | 0 | 0 | 0
F4_Industrial_Petroleum_New_Space Heating_Natural Gas_Furnace_E4 | F4 | Industrial | Petroleum | New | Space Heating | Natural Gas | Furnace | E4 | PCT BC Ratio | 0 | 0 | 0 | 0 | 0 | 0 | 0 | 0 | 0 | 0 | 0 | 0 | 0 | 0 | 0 | 0 | 0 | 0 | 0 | 0 | 0 | 0 | 0 | 0 | 0 | 0 | 0 | 0 | 0 | 0
F4_Industrial_Petroleum_New_Space Heating_Natural Gas_Furnace_E5 | F4 | Industrial | Petroleum | New | Space Heating | Natural Gas | Furnace | E5 | PCT BC Ratio | 0 | 0 | 0 | 0 | 0 | 0 | 0 | 0 | 0 | 0 | 0 | 0 | 0 | 0 | 0 | 0 | 0 | 0 | 0 | 0 | 0 | 0 | 0 | 0 | 0 | 0 | 0 | 0 | 0 | 0
F4_Industrial_Petroleum_New_Space Heating_Natural Gas_Furnace_E6 | F4 | Industrial | Petroleum | New | Space Heating | Natural Gas | Furnace | E6 | PCT BC Ratio | 0 | 0 | 0 | 0 | 0 | 0 | 0 | 0 | 0 | 0 | 0 | 0 | 0 | 0 | 0 | 0 | 0 | 0 | 0 | 0 | 0 | 0 | 0 | 0 | 0 | 0 | 0 | 0 | 0 | 0
F4_Industrial_Petroleum_New_Space Heating_Natural Gas_Furnace_E7 | F4 | Industrial | Petroleum | New | Space Heating | Natural Gas | Furnace | E7 | PCT BC Ratio | 0 | 0 | 0 | 0 | 0 | 0 | 0 | 0 | 0 | 0 | 0 | 0 | 0 | 0 | 0 | 0 | 0 | 0 | 0 | 0 | 0 | 0 | 0 | 0 | 0 | 0 | 0 | 0 | 0 | 0
F4_Industrial_Petroleum_New_Space Heating_Natural Gas_Furnace_E8 | F4 | Industrial | Petroleum | New | Space Heating | Natural Gas | Furnace | E8 | PCT BC Ratio | 0 | 0 | 0 | 0 | 0 | 0 | 0 | 0 | 0 | 0 | 0 | 0 | 0 | 0 | 0 | 0 | 0 | 0 | 0 | 0 | 0 | 0 | 0 | 0 | 0 | 0 | 0 | 0 | 0 | 0
F4_Industrial_Petroleum_New_Space Heating_Natural Gas_Furnace_E9 | F4 | Industrial | Petroleum | New | Space Heating | Natural Gas | Furnace | E9 | PCT BC Ratio | 0 | 0 | 0 | 0 | 0 | 0 | 0 | 0 | 0 | 0 | 0 | 0 | 0 | 0 | 0 | 0 | 0 | 0 | 0 | 0 | 0 | 0 | 0 | 0 | 0 | 0 | 0 | 0 | 0 | 0
F4_Industrial_Petroleum_New_Space Heating_Natural Gas_Furnace_E10 | F4 | Industrial | Petroleum | New | Space Heating | Natural Gas | Furnace | E10 | PCT BC Ratio | 0 | 0 | 0 | 0 | 0 | 0 | 0 | 0 | 0 | 0 | 0 | 0 | 0 | 0 | 0 | 0 | 0 | 0 | 0 | 0 | 0 | 0 | 0 | 0 | 0 | 0 | 0 | 0 | 0 | 0
F5_Industrial_Petroleum_New_Space Heating_Natural Gas_Furnace_E1 | F5 | Industrial | Petroleum | New | Space Heating | Natural Gas | Furnace | E1 | RIM BC Ratio | 0.9 | 0.9 | 0.9 | 0.9 | 0.9 | 0.9 | 0.9 | 0.9 | 0.9 | 0.9 | 0.9 | 0.9 | 0.9 | 0.9 | 0.9 | 0.9 | 0.9 | 0.9 | 0.9 | 0.9 | 0.9 | 0.9 | 0 | 0 | 0 | 0 | 0 | 0 | 0 | 0
F5_Industrial_Petroleum_New_Space Heating_Natural Gas_Furnace_E2 | F5 | Industrial | Petroleum | New | Space Heating | Natural Gas | Furnace | E2 | RIM BC Ratio | 0.79816 | 0.79854 | 0.79798 | 0.79744 | 0.79646 | 0.79543 | 0.79435 | 0.7933 | 0.79221 | 0.7912 | 0.79016 | 0.78909 | 0.78799 | 0.78688 | 0.78574 | 0.78457 | 0.78339 | 0.7822 | 0.78098 | 0.77978 | 0.77858 | 0.77736 | 0 | 0 | 0 | 0 | 0 | 0 | 0 | 0
F5_Industrial_Petroleum_New_Space Heating_Natural Gas_Furnace_E3 | F5 | Industrial | Petroleum | New | Space Heating | Natural Gas | Furnace | E3 | RIM BC Ratio | 0.78668 | 0.78718 | 0.78646 | 0.78575 | 0.78448 | 0.78316 | 0.78175 | 0.78041 | 0.77899 | 0.7777 | 0.77635 | 0.77497 | 0.77356 | 0.77214 | 0.77068 | 0.76918 | 0.76766 | 0.76614 | 0.76458 | 0.76305 | 0.76151 | 0.75996 | 0 | 0 | 0 | 0 | 0 | 0 | 0 | 0
F5_Industrial_Petroleum_New_Space Heating_Natural Gas_Furnace_E4 | F5 | Industrial | Petroleum | New | Space Heating | Natural Gas | Furnace | E4 | RIM BC Ratio | 0 | 0 | 0 | 0 | 0 | 0 | 0 | 0 | 0 | 0 | 0 | 0 | 0 | 0 | 0 | 0 | 0 | 0 | 0 | 0 | 0 | 0 | 0 | 0 | 0 | 0 | 0 | 0 | 0 | 0
F5_Industrial_Petroleum_New_Space Heating_Natural Gas_Furnace_E5 | F5 | Industrial | Petroleum | New | Space Heating | Natural Gas | Furnace | E5 | RIM BC Ratio | 0 | 0 | 0 | 0 | 0 | 0 | 0 | 0 | 0 | 0 | 0 | 0 | 0 | 0 | 0 | 0 | 0 | 0 | 0 | 0 | 0 | 0 | 0 | 0 | 0 | 0 | 0 | 0 | 0 | 0
F5_Industrial_Petroleum_New_Space Heating_Natural Gas_Furnace_E6 | F5 | Industrial | Petroleum | New | Space Heating | Natural Gas | Furnace | E6 | RIM BC Ratio | 0 | 0 | 0 | 0 | 0 | 0 | 0 | 0 | 0 | 0 | 0 | 0 | 0 | 0 | 0 | 0 | 0 | 0 | 0 | 0 | 0 | 0 | 0 | 0 | 0 | 0 | 0 | 0 | 0 | 0
F5_Industrial_Petroleum_New_Space Heating_Natural Gas_Furnace_E7 | F5 | Industrial | Petroleum | New | Space Heating | Natural Gas | Furnace | E7 | RIM BC Ratio | 0 | 0 | 0 | 0 | 0 | 0 | 0 | 0 | 0 | 0 | 0 | 0 | 0 | 0 | 0 | 0 | 0 | 0 | 0 | 0 | 0 | 0 | 0 | 0 | 0 | 0 | 0 | 0 | 0 | 0
F5_Industrial_Petroleum_New_Space Heating_Natural Gas_Furnace_E8 | F5 | Industrial | Petroleum | New | Space Heating | Natural Gas | Furnace | E8 | RIM BC Ratio | 0 | 0 | 0 | 0 | 0 | 0 | 0 | 0 | 0 | 0 | 0 | 0 | 0 | 0 | 0 | 0 | 0 | 0 | 0 | 0 | 0 | 0 | 0 | 0 | 0 | 0 | 0 | 0 | 0 | 0
F5_Industrial_Petroleum_New_Space Heating_Natural Gas_Furnace_E9 | F5 | Industrial | Petroleum | New | Space Heating | Natural Gas | Furnace | E9 | RIM BC Ratio | 0 | 0 | 0 | 0 | 0 | 0 | 0 | 0 | 0 | 0 | 0 | 0 | 0 | 0 | 0 | 0 | 0 | 0 | 0 | 0 | 0 | 0 | 0 | 0 | 0 | 0 | 0 | 0 | 0 | 0
F5_Industrial_Petroleum_New_Space Heating_Natural Gas_Furnace_E10 | F5 | Industrial | Petroleum | New | Space Heating | Natural Gas | Furnace | E10 | RIM BC Ratio | 0 | 0 | 0 | 0 | 0 | 0 | 0 | 0 | 0 | 0 | 0 | 0 | 0 | 0 | 0 | 0 | 0 | 0 | 0 | 0 | 0 | 0 | 0 | 0 | 0 | 0 | 0 | 0 | 0 | 0
F0_Industrial_Petroleum_New_Space Heating_Natural Gas_Boiler_E0 | F0 | Industrial | Petroleum | New | Space Heating | Natural Gas | Boiler | E0 | Economic Unit | AFUE 97% | AFUE 97% | AFUE 97% | AFUE 97% | AFUE 97% | AFUE 97% | AFUE 97% | AFUE 97% | AFUE 97% | AFUE 97% | AFUE 97% | AFUE 97% | AFUE 97% | AFUE 97% | AFUE 97% | AFUE 97% | AFUE 97% | AFUE 97% | AFUE 97% | AFUE 97% | AFUE 97% | AFUE 97% | 0 | 0 | 0 | 0 | 0 | 0 | 0 | 0
F1_Industrial_Petroleum_New_Space Heating_Natural Gas_Boiler_E1 | F1 | Industrial | Petroleum | New | Space Heating | Natural Gas | Boiler | E1 | CCE | 0 | 0 | 0 | 0 | 0 | 0 | 0 | 0 | 0 | 0 | 0 | 0 | 0 | 0 | 0 | 0 | 0 | 0 | 0 | 0 | 0 | 0 | 0 | 0 | 0 | 0 | 0 | 0 | 0 | 0
F1_Industrial_Petroleum_New_Space Heating_Natural Gas_Boiler_E2 | F1 | Industrial | Petroleum | New | Space Heating | Natural Gas | Boiler | E2 | CCE | 0.0028349 | 0.0028349 | 0.0028349 | 0.0028349 | 0.0028349 | 0.0028349 | 0.0028349 | 0.0028349 | 0.0028349 | 0.0028349 | 0.0028349 | 0.0028349 | 0.0028349 | 0.0028349 | 0.0028349 | 0.0028349 | 0.0028349 | 0.0028349 | 0.0028349 | 0.0028349 | 0.0028349 | 0.0028349 | 0 | 0 | 0 | 0 | 0 | 0 | 0 | 0
F1_Industrial_Petroleum_New_Space Heating_Natural Gas_Boiler_E3 | F1 | Industrial | Petroleum | New | Space Heating | Natural Gas | Boiler | E3 | CCE | 0.0028632 | 0.0028632 | 0.0028632 | 0.0028632 | 0.0028632 | 0.0028632 | 0.0028632 | 0.0028632 | 0.0028632 | 0.0028632 | 0.0028632 | 0.0028632 | 0.0028632 | 0.0028632 | 0.0028632 | 0.0028632 | 0.0028632 | 0.0028632 | 0.0028632 | 0.0028632 | 0.0028632 | 0.0028632 | 0 | 0 | 0 | 0 | 0 | 0 | 0 | 0
F1_Industrial_Petroleum_New_Space Heating_Natural Gas_Boiler_E4 | F1 | Industrial | Petroleum | New | Space Heating | Natural Gas | Boiler | E4 | CCE | 18.3182 | 18.3182 | 18.3182 | 18.3182 | 18.3182 | 18.3182 | 18.3182 | 18.3182 | 18.3182 | 18.3182 | 18.3182 | 18.3182 | 18.3182 | 18.3182 | 18.3182 | 18.3182 | 18.3182 | 18.3182 | 18.3182 | 18.3182 | 18.3182 | 18.3182 | 0 | 0 | 0 | 0 | 0 | 0 | 0 | 0
F1_Industrial_Petroleum_New_Space Heating_Natural Gas_Boiler_E5 | F1 | Industrial | Petroleum | New | Space Heating | Natural Gas | Boiler | E5 | CCE | 0 | 0 | 0 | 0 | 0 | 0 | 0 | 0 | 0 | 0 | 0 | 0 | 0 | 0 | 0 | 0 | 0 | 0 | 0 | 0 | 0 | 0 | 0 | 0 | 0 | 0 | 0 | 0 | 0 | 0
F1_Industrial_Petroleum_New_Space Heating_Natural Gas_Boiler_E6 | F1 | Industrial | Petroleum | New | Space Heating | Natural Gas | Boiler | E6 | CCE | 0 | 0 | 0 | 0 | 0 | 0 | 0 | 0 | 0 | 0 | 0 | 0 | 0 | 0 | 0 | 0 | 0 | 0 | 0 | 0 | 0 | 0 | 0 | 0 | 0 | 0 | 0 | 0 | 0 | 0
F1_Industrial_Petroleum_New_Space Heating_Natural Gas_Boiler_E7 | F1 | Industrial | Petroleum | New | Space Heating | Natural Gas | Boiler | E7 | CCE | 0 | 0 | 0 | 0 | 0 | 0 | 0 | 0 | 0 | 0 | 0 | 0 | 0 | 0 | 0 | 0 | 0 | 0 | 0 | 0 | 0 | 0 | 0 | 0 | 0 | 0 | 0 | 0 | 0 | 0
F1_Industrial_Petroleum_New_Space Heating_Natural Gas_Boiler_E8 | F1 | Industrial | Petroleum | New | Space Heating | Natural Gas | Boiler | E8 | CCE | 0 | 0 | 0 | 0 | 0 | 0 | 0 | 0 | 0 | 0 | 0 | 0 | 0 | 0 | 0 | 0 | 0 | 0 | 0 | 0 | 0 | 0 | 0 | 0 | 0 | 0 | 0 | 0 | 0 | 0
F1_Industrial_Petroleum_New_Space Heating_Natural Gas_Boiler_E9 | F1 | Industrial | Petroleum | New | Space Heating | Natural Gas | Boiler | E9 | CCE | 0 | 0 | 0 | 0 | 0 | 0 | 0 | 0 | 0 | 0 | 0 | 0 | 0 | 0 | 0 | 0 | 0 | 0 | 0 | 0 | 0 | 0 | 0 | 0 | 0 | 0 | 0 | 0 | 0 | 0
F1_Industrial_Petroleum_New_Space Heating_Natural Gas_Boiler_E10 | F1 | Industrial | Petroleum | New | Space Heating | Natural Gas | Boiler | E10 | CCE | 0 | 0 | 0 | 0 | 0 | 0 | 0 | 0 | 0 | 0 | 0 | 0 | 0 | 0 | 0 | 0 | 0 | 0 | 0 | 0 | 0 | 0 | 0 | 0 | 0 | 0 | 0 | 0 | 0 | 0
F2_Industrial_Petroleum_New_Space Heating_Natural Gas_Boiler_E1 | F2 | Industrial | Petroleum | New | Space Heating | Natural Gas | Boiler | E1 | TRC BC Ratio | 0.9 | 0.9 | 0.9 | 0.9 | 0.9 | 0.9 | 0.9 | 0.9 | 0.9 | 0.9 | 0.9 | 0.9 | 0.9 | 0.9 | 0.9 | 0.9 | 0.9 | 0.9 | 0.9 | 0.9 | 0.9 | 0.9 | 0 | 0 | 0 | 0 | 0 | 0 | 0 | 0
F2_Industrial_Petroleum_New_Space Heating_Natural Gas_Boiler_E2 | F2 | Industrial | Petroleum | New | Space Heating | Natural Gas | Boiler | E2 | TRC BC Ratio | 1.7632 | 1.7801 | 1.7514 | 1.7239 | 1.6778 | 1.6322 | 1.5864 | 1.5446 | 1.5029 | 1.4665 | 1.4301 | 1.3948 | 1.3601 | 1.3268 | 1.2942 | 1.2622 | 1.2312 | 1.2016 | 1.1727 | 1.1455 | 1.1195 | 1.0943 | 0 | 0 | 0 | 0 | 0 | 0 | 0 | 0
F2_Industrial_Petroleum_New_Space Heating_Natural Gas_Boiler_E3 | F2 | Industrial | Petroleum | New | Space Heating | Natural Gas | Boiler | E3 | TRC BC Ratio | 1.7458 | 1.7625 | 1.7341 | 1.7068 | 1.6612 | 1.6161 | 1.5708 | 1.5293 | 1.4881 | 1.452 | 1.416 | 1.381 | 1.3467 | 1.3137 | 1.2814 | 1.2497 | 1.2191 | 1.1897 | 1.1611 | 1.1342 | 1.1084 | 1.0835 | 0 | 0 | 0 | 0 | 0 | 0 | 0 | 0
F2_Industrial_Petroleum_New_Space Heating_Natural Gas_Boiler_E4 | F2 | Industrial | Petroleum | New | Space Heating | Natural Gas | Boiler | E4 | TRC BC Ratio | 0.00024714 | 0.0002449 | 0.00023981 | 0.00023492 | 0.00022893 | 0.00022307 | 0.00021729 | 0.00021187 | 0.00020654 | 0.00020163 | 0.0001968 | 0.00019208 | 0.00018747 | 0.000183 | 0.00017863 | 0.00017435 | 0.0001702 | 0.00016621 | 0.00016236 | 0.0001587 | 0.00015523 | 0.00015194 | 0 | 0 | 0 | 0 | 0 | 0 | 0 | 0
F2_Industrial_Petroleum_New_Space Heating_Natural Gas_Boiler_E5 | F2 | Industrial | Petroleum | New | Space Heating | Natural Gas | Boiler | E5 | TRC BC Ratio | 0 | 0 | 0 | 0 | 0 | 0 | 0 | 0 | 0 | 0 | 0 | 0 | 0 | 0 | 0 | 0 | 0 | 0 | 0 | 0 | 0 | 0 | 0 | 0 | 0 | 0 | 0 | 0 | 0 | 0
F2_Industrial_Petroleum_New_Space Heating_Natural Gas_Boiler_E6 | F2 | Industrial | Petroleum | New | Space Heating | Natural Gas | Boiler | E6 | TRC BC Ratio | 0 | 0 | 0 | 0 | 0 | 0 | 0 | 0 | 0 | 0 | 0 | 0 | 0 | 0 | 0 | 0 | 0 | 0 | 0 | 0 | 0 | 0 | 0 | 0 | 0 | 0 | 0 | 0 | 0 | 0
F2_Industrial_Petroleum_New_Space Heating_Natural Gas_Boiler_E7 | F2 | Industrial | Petroleum | New | Space Heating | Natural Gas | Boiler | E7 | TRC BC Ratio | 0 | 0 | 0 | 0 | 0 | 0 | 0 | 0 | 0 | 0 | 0 | 0 | 0 | 0 | 0 | 0 | 0 | 0 | 0 | 0 | 0 | 0 | 0 | 0 | 0 | 0 | 0 | 0 | 0 | 0
F2_Industrial_Petroleum_New_Space Heating_Natural Gas_Boiler_E8 | F2 | Industrial | Petroleum | New | Space Heating | Natural Gas | Boiler | E8 | TRC BC Ratio | 0 | 0 | 0 | 0 | 0 | 0 | 0 | 0 | 0 | 0 | 0 | 0 | 0 | 0 | 0 | 0 | 0 | 0 | 0 | 0 | 0 | 0 | 0 | 0 | 0 | 0 | 0 | 0 | 0 | 0
F2_Industrial_Petroleum_New_Space Heating_Natural Gas_Boiler_E9 | F2 | Industrial | Petroleum | New | Space Heating | Natural Gas | Boiler | E9 | TRC BC Ratio | 0 | 0 | 0 | 0 | 0 | 0 | 0 | 0 | 0 | 0 | 0 | 0 | 0 | 0 | 0 | 0 | 0 | 0 | 0 | 0 | 0 | 0 | 0 | 0 | 0 | 0 | 0 | 0 | 0 | 0
F2_Industrial_Petroleum_New_Space Heating_Natural Gas_Boiler_E10 | F2 | Industrial | Petroleum | New | Space Heating | Natural Gas | Boiler | E10 | TRC BC Ratio | 0 | 0 | 0 | 0 | 0 | 0 | 0 | 0 | 0 | 0 | 0 | 0 | 0 | 0 | 0 | 0 | 0 | 0 | 0 | 0 | 0 | 0 | 0 | 0 | 0 | 0 | 0 | 0 | 0 | 0
F3_Industrial_Petroleum_New_Space Heating_Natural Gas_Boiler_E1 | F3 | Industrial | Petroleum | New | Space Heating | Natural Gas | Boiler | E1 | PACT BC Ratio | 0.9 | 0.9 | 0.9 | 0.9 | 0.9 | 0.9 | 0.9 | 0.9 | 0.9 | 0.9 | 0.9 | 0.9 | 0.9 | 0.9 | 0.9 | 0.9 | 0.9 | 0.9 | 0.9 | 0.9 | 0.9 | 0.9 | 0 | 0 | 0 | 0 | 0 | 0 | 0 | 0
F3_Industrial_Petroleum_New_Space Heating_Natural Gas_Boiler_E2 | F3 | Industrial | Petroleum | New | Space Heating | Natural Gas | Boiler | E2 | PACT BC Ratio | 1.8157 | 1.8331 | 1.8035 | 1.7752 | 1.7277 | 1.6808 | 1.6337 | 1.5905 | 1.5477 | 1.5101 | 1.4727 | 1.4363 | 1.4006 | 1.3663 | 1.3327 | 1.2997 | 1.2679 | 1.2374 | 1.2076 | 1.1796 | 1.1528 | 1.1269 | 0 | 0 | 0 | 0 | 0 | 0 | 0 | 0
F3_Industrial_Petroleum_New_Space Heating_Natural Gas_Boiler_E3 | F3 | Industrial | Petroleum | New | Space Heating | Natural Gas | Boiler | E3 | PACT BC Ratio | 1.7977 | 1.815 | 1.7857 | 1.7576 | 1.7107 | 1.6642 | 1.6175 | 1.5748 | 1.5324 | 1.4952 | 1.4581 | 1.4221 | 1.3868 | 1.3528 | 1.3195 | 1.2869 | 1.2554 | 1.2251 | 1.1957 | 1.168 | 1.1414 | 1.1158 | 0 | 0 | 0 | 0 | 0 | 0 | 0 | 0
F3_Industrial_Petroleum_New_Space Heating_Natural Gas_Boiler_E4 | F3 | Industrial | Petroleum | New | Space Heating | Natural Gas | Boiler | E4 | PACT BC Ratio | 0.00025449 | 0.00025219 | 0.00024695 | 0.00024191 | 0.00023574 | 0.00022971 | 0.00022376 | 0.00021817 | 0.00021269 | 0.00020764 | 0.00020266 | 0.0001978 | 0.00019305 | 0.00018845 | 0.00018395 | 0.00017954 | 0.00017527 | 0.00017116 | 0.00016719 | 0.00016343 | 0.00015985 | 0.00015646 | 0 | 0 | 0 | 0 | 0 | 0 | 0 | 0
F3_Industrial_Petroleum_New_Space Heating_Natural Gas_Boiler_E5 | F3 | Industrial | Petroleum | New | Space Heating | Natural Gas | Boiler | E5 | PACT BC Ratio | 0 | 0 | 0 | 0 | 0 | 0 | 0 | 0 | 0 | 0 | 0 | 0 | 0 | 0 | 0 | 0 | 0 | 0 | 0 | 0 | 0 | 0 | 0 | 0 | 0 | 0 | 0 | 0 | 0 | 0
F3_Industrial_Petroleum_New_Space Heating_Natural Gas_Boiler_E6 | F3 | Industrial | Petroleum | New | Space Heating | Natural Gas | Boiler | E6 | PACT BC Ratio | 0 | 0 | 0 | 0 | 0 | 0 | 0 | 0 | 0 | 0 | 0 | 0 | 0 | 0 | 0 | 0 | 0 | 0 | 0 | 0 | 0 | 0 | 0 | 0 | 0 | 0 | 0 | 0 | 0 | 0
F3_Industrial_Petroleum_New_Space Heating_Natural Gas_Boiler_E7 | F3 | Industrial | Petroleum | New | Space Heating | Natural Gas | Boiler | E7 | PACT BC Ratio | 0 | 0 | 0 | 0 | 0 | 0 | 0 | 0 | 0 | 0 | 0 | 0 | 0 | 0 | 0 | 0 | 0 | 0 | 0 | 0 | 0 | 0 | 0 | 0 | 0 | 0 | 0 | 0 | 0 | 0
F3_Industrial_Petroleum_New_Space Heating_Natural Gas_Boiler_E8 | F3 | Industrial | Petroleum | New | Space Heating | Natural Gas | Boiler | E8 | PACT BC Ratio | 0 | 0 | 0 | 0 | 0 | 0 | 0 | 0 | 0 | 0 | 0 | 0 | 0 | 0 | 0 | 0 | 0 | 0 | 0 | 0 | 0 | 0 | 0 | 0 | 0 | 0 | 0 | 0 | 0 | 0
F3_Industrial_Petroleum_New_Space Heating_Natural Gas_Boiler_E9 | F3 | Industrial | Petroleum | New | Space Heating | Natural Gas | Boiler | E9 | PACT BC Ratio | 0 | 0 | 0 | 0 | 0 | 0 | 0 | 0 | 0 | 0 | 0 | 0 | 0 | 0 | 0 | 0 | 0 | 0 | 0 | 0 | 0 | 0 | 0 | 0 | 0 | 0 | 0 | 0 | 0 | 0
F3_Industrial_Petroleum_New_Space Heating_Natural Gas_Boiler_E10 | F3 | Industrial | Petroleum | New | Space Heating | Natural Gas | Boiler | E10 | PACT BC Ratio | 0 | 0 | 0 | 0 | 0 | 0 | 0 | 0 | 0 | 0 | 0 | 0 | 0 | 0 | 0 | 0 | 0 | 0 | 0 | 0 | 0 | 0 | 0 | 0 | 0 | 0 | 0 | 0 | 0 | 0
F4_Industrial_Petroleum_New_Space Heating_Natural Gas_Boiler_E1 | F4 | Industrial | Petroleum | New | Space Heating | Natural Gas | Boiler | E1 | PCT BC Ratio | 0.9 | 0.9 | 0.9 | 0.9 | 0.9 | 0.9 | 0.9 | 0.9 | 0.9 | 0.9 | 0.9 | 0.9 | 0.9 | 0.9 | 0.9 | 0.9 | 0.9 | 0.9 | 0.9 | 0.9 | 0.9 | 0.9 | 0 | 0 | 0 | 0 | 0 | 0 | 0 | 0
F4_Industrial_Petroleum_New_Space Heating_Natural Gas_Boiler_E2 | F4 | Industrial | Petroleum | New | Space Heating | Natural Gas | Boiler | E2 | PCT BC Ratio | 5.2405 | 5.2818 | 5.2118 | 5.1446 | 5.0323 | 4.9212 | 4.8096 | 4.7075 | 4.606 | 4.517 | 4.4284 | 4.3422 | 4.2577 | 4.1765 | 4.0969 | 4.0189 | 3.9434 | 3.8712 | 3.8007 | 3.7345 | 3.671 | 3.6096 | 0 | 0 | 0 | 0 | 0 | 0 | 0 | 0
F4_Industrial_Petroleum_New_Space Heating_Natural Gas_Boiler_E3 | F4 | Industrial | Petroleum | New | Space Heating | Natural Gas | Boiler | E3 | PCT BC Ratio | 5.1981 | 5.239 | 5.1696 | 5.1032 | 4.9919 | 4.8819 | 4.7714 | 4.6703 | 4.5698 | 4.4817 | 4.3939 | 4.3086 | 4.225 | 4.1445 | 4.0657 | 3.9885 | 3.9138 | 3.8422 | 3.7725 | 3.7069 | 3.644 | 3.5832 | 0 | 0 | 0 | 0 | 0 | 0 | 0 | 0
F4_Industrial_Petroleum_New_Space Heating_Natural Gas_Boiler_E4 | F4 | Industrial | Petroleum | New | Space Heating | Natural Gas | Boiler | E4 | PCT BC Ratio | 0.94178 | 0.94177 | 0.94176 | 0.94175 | 0.94173 | 0.94172 | 0.94171 | 0.94169 | 0.94168 | 0.94167 | 0.94166 | 0.94164 | 0.94163 | 0.94162 | 0.94161 | 0.9416 | 0.94159 | 0.94158 | 0.94157 | 0.94156 | 0.94155 | 0.94155 | 0 | 0 | 0 | 0 | 0 | 0 | 0 | 0
F4_Industrial_Petroleum_New_Space Heating_Natural Gas_Boiler_E5 | F4 | Industrial | Petroleum | New | Space Heating | Natural Gas | Boiler | E5 | PCT BC Ratio | 0 | 0 | 0 | 0 | 0 | 0 | 0 | 0 | 0 | 0 | 0 | 0 | 0 | 0 | 0 | 0 | 0 | 0 | 0 | 0 | 0 | 0 | 0 | 0 | 0 | 0 | 0 | 0 | 0 | 0
F4_Industrial_Petroleum_New_Space Heating_Natural Gas_Boiler_E6 | F4 | Industrial | Petroleum | New | Space Heating | Natural Gas | Boiler | E6 | PCT BC Ratio | 0 | 0 | 0 | 0 | 0 | 0 | 0 | 0 | 0 | 0 | 0 | 0 | 0 | 0 | 0 | 0 | 0 | 0 | 0 | 0 | 0 | 0 | 0 | 0 | 0 | 0 | 0 | 0 | 0 | 0
F4_Industrial_Petroleum_New_Space Heating_Natural Gas_Boiler_E7 | F4 | Industrial | Petroleum | New | Space Heating | Natural Gas | Boiler | E7 | PCT BC Ratio | 0 | 0 | 0 | 0 | 0 | 0 | 0 | 0 | 0 | 0 | 0 | 0 | 0 | 0 | 0 | 0 | 0 | 0 | 0 | 0 | 0 | 0 | 0 | 0 | 0 | 0 | 0 | 0 | 0 | 0
F4_Industrial_Petroleum_New_Space Heating_Natural Gas_Boiler_E8 | F4 | Industrial | Petroleum | New | Space Heating | Natural Gas | Boiler | E8 | PCT BC Ratio | 0 | 0 | 0 | 0 | 0 | 0 | 0 | 0 | 0 | 0 | 0 | 0 | 0 | 0 | 0 | 0 | 0 | 0 | 0 | 0 | 0 | 0 | 0 | 0 | 0 | 0 | 0 | 0 | 0 | 0
F4_Industrial_Petroleum_New_Space Heating_Natural Gas_Boiler_E9 | F4 | Industrial | Petroleum | New | Space Heating | Natural Gas | Boiler | E9 | PCT BC Ratio | 0 | 0 | 0 | 0 | 0 | 0 | 0 | 0 | 0 | 0 | 0 | 0 | 0 | 0 | 0 | 0 | 0 | 0 | 0 | 0 | 0 | 0 | 0 | 0 | 0 | 0 | 0 | 0 | 0 | 0
F4_Industrial_Petroleum_New_Space Heating_Natural Gas_Boiler_E10 | F4 | Industrial | Petroleum | New | Space Heating | Natural Gas | Boiler | E10 | PCT BC Ratio | 0 | 0 | 0 | 0 | 0 | 0 | 0 | 0 | 0 | 0 | 0 | 0 | 0 | 0 | 0 | 0 | 0 | 0 | 0 | 0 | 0 | 0 | 0 | 0 | 0 | 0 | 0 | 0 | 0 | 0
F5_Industrial_Petroleum_New_Space Heating_Natural Gas_Boiler_E1 | F5 | Industrial | Petroleum | New | Space Heating | Natural Gas | Boiler | E1 | RIM BC Ratio | 0.9 | 0.9 | 0.9 | 0.9 | 0.9 | 0.9 | 0.9 | 0.9 | 0.9 | 0.9 | 0.9 | 0.9 | 0.9 | 0.9 | 0.9 | 0.9 | 0.9 | 0.9 | 0.9 | 0.9 | 0.9 | 0.9 | 0 | 0 | 0 | 0 | 0 | 0 | 0 | 0
F5_Industrial_Petroleum_New_Space Heating_Natural Gas_Boiler_E2 | F5 | Industrial | Petroleum | New | Space Heating | Natural Gas | Boiler | E2 | RIM BC Ratio | 0.57181 | 0.57353 | 0.5706 | 0.56773 | 0.56279 | 0.55772 | 0.55243 | 0.54741 | 0.54224 | 0.53756 | 0.53274 | 0.5279 | 0.523 | 0.51814 | 0.51323 | 0.50827 | 0.50332 | 0.49844 | 0.49354 | 0.48881 | 0.48414 | 0.47951 | 0 | 0 | 0 | 0 | 0 | 0 | 0 | 0
F5_Industrial_Petroleum_New_Space Heating_Natural Gas_Boiler_E3 | F5 | Industrial | Petroleum | New | Space Heating | Natural Gas | Boiler | E3 | RIM BC Ratio | 0.57002 | 0.57174 | 0.56881 | 0.56593 | 0.56097 | 0.55588 | 0.55057 | 0.54554 | 0.54035 | 0.53566 | 0.53082 | 0.52597 | 0.52106 | 0.51619 | 0.51127 | 0.5063 | 0.50134 | 0.49645 | 0.49154 | 0.4868 | 0.48212 | 0.47748 | 0 | 0 | 0 | 0 | 0 | 0 | 0 | 0
F5_Industrial_Petroleum_New_Space Heating_Natural Gas_Boiler_E4 | F5 | Industrial | Petroleum | New | Space Heating | Natural Gas | Boiler | E4 | RIM BC Ratio | 0.00025441 | 0.00025211 | 0.00024688 | 0.00024184 | 0.00023567 | 0.00022964 | 0.0002237 | 0.00021812 | 0.00021264 | 0.00020758 | 0.00020261 | 0.00019775 | 0.00019301 | 0.00018841 | 0.00018391 | 0.0001795 | 0.00017523 | 0.00017113 | 0.00016715 | 0.0001634 | 0.00015982 | 0.00015643 | 0 | 0 | 0 | 0 | 0 | 0 | 0 | 0
F5_Industrial_Petroleum_New_Space Heating_Natural Gas_Boiler_E5 | F5 | Industrial | Petroleum | New | Space Heating | Natural Gas | Boiler | E5 | RIM BC Ratio | 0 | 0 | 0 | 0 | 0 | 0 | 0 | 0 | 0 | 0 | 0 | 0 | 0 | 0 | 0 | 0 | 0 | 0 | 0 | 0 | 0 | 0 | 0 | 0 | 0 | 0 | 0 | 0 | 0 | 0
F5_Industrial_Petroleum_New_Space Heating_Natural Gas_Boiler_E6 | F5 | Industrial | Petroleum | New | Space Heating | Natural Gas | Boiler | E6 | RIM BC Ratio | 0 | 0 | 0 | 0 | 0 | 0 | 0 | 0 | 0 | 0 | 0 | 0 | 0 | 0 | 0 | 0 | 0 | 0 | 0 | 0 | 0 | 0 | 0 | 0 | 0 | 0 | 0 | 0 | 0 | 0
F5_Industrial_Petroleum_New_Space Heating_Natural Gas_Boiler_E7 | F5 | Industrial | Petroleum | New | Space Heating | Natural Gas | Boiler | E7 | RIM BC Ratio | 0 | 0 | 0 | 0 | 0 | 0 | 0 | 0 | 0 | 0 | 0 | 0 | 0 | 0 | 0 | 0 | 0 | 0 | 0 | 0 | 0 | 0 | 0 | 0 | 0 | 0 | 0 | 0 | 0 | 0
F5_Industrial_Petroleum_New_Space Heating_Natural Gas_Boiler_E8 | F5 | Industrial | Petroleum | New | Space Heating | Natural Gas | Boiler | E8 | RIM BC Ratio | 0 | 0 | 0 | 0 | 0 | 0 | 0 | 0 | 0 | 0 | 0 | 0 | 0 | 0 | 0 | 0 | 0 | 0 | 0 | 0 | 0 | 0 | 0 | 0 | 0 | 0 | 0 | 0 | 0 | 0
F5_Industrial_Petroleum_New_Space Heating_Natural Gas_Boiler_E9 | F5 | Industrial | Petroleum | New | Space Heating | Natural Gas | Boiler | E9 | RIM BC Ratio | 0 | 0 | 0 | 0 | 0 | 0 | 0 | 0 | 0 | 0 | 0 | 0 | 0 | 0 | 0 | 0 | 0 | 0 | 0 | 0 | 0 | 0 | 0 | 0 | 0 | 0 | 0 | 0 | 0 | 0
F5_Industrial_Petroleum_New_Space Heating_Natural Gas_Boiler_E10 | F5 | Industrial | Petroleum | New | Space Heating | Natural Gas | Boiler | E10 | RIM BC Ratio | 0 | 0 | 0 | 0 | 0 | 0 | 0 | 0 | 0 | 0 | 0 | 0 | 0 | 0 | 0 | 0 | 0 | 0 | 0 | 0 | 0 | 0 | 0 | 0 | 0 | 0 | 0 | 0 | 0 | 0
F0_Industrial_Petroleum_New_Space Heating_Natural Gas_Unit Heater_E0 | F0 | Industrial | Petroleum | New | Space Heating | Natural Gas | Unit Heater | E0 | Economic Unit | Infrared Radiant | Infrared Radiant | Infrared Radiant | Infrared Radiant | Infrared Radiant | Infrared Radiant | Infrared Radiant | Infrared Radiant | Infrared Radiant | Infrared Radiant | Infrared Radiant | Infrared Radiant | Infrared Radiant | Infrared Radiant | Infrared Radiant | Infrared Radiant | Infrared Radiant | Infrared Radiant | Infrared Radiant | Infrared Radiant | Infrared Radiant | Infrared Radiant | 0 | 0 | 0 | 0 | 0 | 0 | 0 | 0
F1_Industrial_Petroleum_New_Space Heating_Natural Gas_Unit Heater_E1 | F1 | Industrial | Petroleum | New | Space Heating | Natural Gas | Unit Heater | E1 | CCE | 0 | 0 | 0 | 0 | 0 | 0 | 0 | 0 | 0 | 0 | 0 | 0 | 0 | 0 | 0 | 0 | 0 | 0 | 0 | 0 | 0 | 0 | 0 | 0 | 0 | 0 | 0 | 0 | 0 | 0
F1_Industrial_Petroleum_New_Space Heating_Natural Gas_Unit Heater_E2 | F1 | Industrial | Petroleum | New | Space Heating | Natural Gas | Unit Heater | E2 | CCE | 0.025298 | 0.025298 | 0.025298 | 0.025298 | 0.025298 | 0.025298 | 0.025298 | 0.025298 | 0.025298 | 0.025298 | 0.025298 | 0.025298 | 0.025298 | 0.025298 | 0.025298 | 0.025298 | 0.025298 | 0.025298 | 0.025298 | 0.025298 | 0.025298 | 0.025298 | 0 | 0 | 0 | 0 | 0 | 0 | 0 | 0
F1_Industrial_Petroleum_New_Space Heating_Natural Gas_Unit Heater_E3 | F1 | Industrial | Petroleum | New | Space Heating | Natural Gas | Unit Heater | E3 | CCE | 0.0011378 | 0.0011378 | 0.0011378 | 0.0011378 | 0.0011378 | 0.0011378 | 0.0011378 | 0.0011378 | 0.0011378 | 0.0011378 | 0.0011378 | 0.0011378 | 0.0011378 | 0.0011378 | 0.0011378 | 0.0011378 | 0.0011378 | 0.0011378 | 0.0011378 | 0.0011378 | 0.0011378 | 0.0011378 | 0 | 0 | 0 | 0 | 0 | 0 | 0 | 0
F1_Industrial_Petroleum_New_Space Heating_Natural Gas_Unit Heater_E4 | F1 | Industrial | Petroleum | New | Space Heating | Natural Gas | Unit Heater | E4 | CCE | 0 | 0 | 0 | 0 | 0 | 0 | 0 | 0 | 0 | 0 | 0 | 0 | 0 | 0 | 0 | 0 | 0 | 0 | 0 | 0 | 0 | 0 | 0 | 0 | 0 | 0 | 0 | 0 | 0 | 0
F1_Industrial_Petroleum_New_Space Heating_Natural Gas_Unit Heater_E5 | F1 | Industrial | Petroleum | New | Space Heating | Natural Gas | Unit Heater | E5 | CCE | 0 | 0 | 0 | 0 | 0 | 0 | 0 | 0 | 0 | 0 | 0 | 0 | 0 | 0 | 0 | 0 | 0 | 0 | 0 | 0 | 0 | 0 | 0 | 0 | 0 | 0 | 0 | 0 | 0 | 0
F1_Industrial_Petroleum_New_Space Heating_Natural Gas_Unit Heater_E6 | F1 | Industrial | Petroleum | New | Space Heating | Natural Gas | Unit Heater | E6 | CCE | 0 | 0 | 0 | 0 | 0 | 0 | 0 | 0 | 0 | 0 | 0 | 0 | 0 | 0 | 0 | 0 | 0 | 0 | 0 | 0 | 0 | 0 | 0 | 0 | 0 | 0 | 0 | 0 | 0 | 0
F1_Industrial_Petroleum_New_Space Heating_Natural Gas_Unit Heater_E7 | F1 | Industrial | Petroleum | New | Space Heating | Natural Gas | Unit Heater | E7 | CCE | 0 | 0 | 0 | 0 | 0 | 0 | 0 | 0 | 0 | 0 | 0 | 0 | 0 | 0 | 0 | 0 | 0 | 0 | 0 | 0 | 0 | 0 | 0 | 0 | 0 | 0 | 0 | 0 | 0 | 0
F1_Industrial_Petroleum_New_Space Heating_Natural Gas_Unit Heater_E8 | F1 | Industrial | Petroleum | New | Space Heating | Natural Gas | Unit Heater | E8 | CCE | 0 | 0 | 0 | 0 | 0 | 0 | 0 | 0 | 0 | 0 | 0 | 0 | 0 | 0 | 0 | 0 | 0 | 0 | 0 | 0 | 0 | 0 | 0 | 0 | 0 | 0 | 0 | 0 | 0 | 0
F1_Industrial_Petroleum_New_Space Heating_Natural Gas_Unit Heater_E9 | F1 | Industrial | Petroleum | New | Space Heating | Natural Gas | Unit Heater | E9 | CCE | 0 | 0 | 0 | 0 | 0 | 0 | 0 | 0 | 0 | 0 | 0 | 0 | 0 | 0 | 0 | 0 | 0 | 0 | 0 | 0 | 0 | 0 | 0 | 0 | 0 | 0 | 0 | 0 | 0 | 0
F1_Industrial_Petroleum_New_Space Heating_Natural Gas_Unit Heater_E10 | F1 | Industrial | Petroleum | New | Space Heating | Natural Gas | Unit Heater | E10 | CCE | 0 | 0 | 0 | 0 | 0 | 0 | 0 | 0 | 0 | 0 | 0 | 0 | 0 | 0 | 0 | 0 | 0 | 0 | 0 | 0 | 0 | 0 | 0 | 0 | 0 | 0 | 0 | 0 | 0 | 0
F2_Industrial_Petroleum_New_Space Heating_Natural Gas_Unit Heater_E1 | F2 | Industrial | Petroleum | New | Space Heating | Natural Gas | Unit Heater | E1 | TRC BC Ratio | 0.9 | 0.9 | 0.9 | 0.9 | 0.9 | 0.9 | 0.9 | 0.9 | 0.9 | 0.9 | 0.9 | 0.9 | 0.9 | 0.9 | 0.9 | 0.9 | 0.9 | 0.9 | 0.9 | 0.9 | 0.9 | 0.9 | 0 | 0 | 0 | 0 | 0 | 0 | 0 | 0
F2_Industrial_Petroleum_New_Space Heating_Natural Gas_Unit Heater_E2 | F2 | Industrial | Petroleum | New | Space Heating | Natural Gas | Unit Heater | E2 | TRC BC Ratio | 0.2181 | 0.22441 | 0.22186 | 0.21944 | 0.21339 | 0.20733 | 0.20112 | 0.19555 | 0.18995 | 0.18525 | 0.18051 | 0.17591 | 0.1714 | 0.16709 | 0.16286 | 0.15871 | 0.15471 | 0.1509 | 0.14716 | 0.14369 | 0.14034 | 0.13708 | 0 | 0 | 0 | 0 | 0 | 0 | 0 | 0
F2_Industrial_Petroleum_New_Space Heating_Natural Gas_Unit Heater_E3 | F2 | Industrial | Petroleum | New | Space Heating | Natural Gas | Unit Heater | E3 | TRC BC Ratio | 5.5546 | 5.9201 | 5.9076 | 5.8978 | 5.7318 | 5.5622 | 5.3814 | 5.2234 | 5.0607 | 4.9317 | 4.7987 | 4.6701 | 4.5435 | 4.4241 | 4.3066 | 4.191 | 4.0803 | 3.9764 | 3.8742 | 3.7819 | 3.6939 | 3.6079 | 0 | 0 | 0 | 0 | 0 | 0 | 0 | 0
F2_Industrial_Petroleum_New_Space Heating_Natural Gas_Unit Heater_E4 | F2 | Industrial | Petroleum | New | Space Heating | Natural Gas | Unit Heater | E4 | TRC BC Ratio | 0 | 0 | 0 | 0 | 0 | 0 | 0 | 0 | 0 | 0 | 0 | 0 | 0 | 0 | 0 | 0 | 0 | 0 | 0 | 0 | 0 | 0 | 0 | 0 | 0 | 0 | 0 | 0 | 0 | 0
F2_Industrial_Petroleum_New_Space Heating_Natural Gas_Unit Heater_E5 | F2 | Industrial | Petroleum | New | Space Heating | Natural Gas | Unit Heater | E5 | TRC BC Ratio | 0 | 0 | 0 | 0 | 0 | 0 | 0 | 0 | 0 | 0 | 0 | 0 | 0 | 0 | 0 | 0 | 0 | 0 | 0 | 0 | 0 | 0 | 0 | 0 | 0 | 0 | 0 | 0 | 0 | 0
F2_Industrial_Petroleum_New_Space Heating_Natural Gas_Unit Heater_E6 | F2 | Industrial | Petroleum | New | Space Heating | Natural Gas | Unit Heater | E6 | TRC BC Ratio | 0 | 0 | 0 | 0 | 0 | 0 | 0 | 0 | 0 | 0 | 0 | 0 | 0 | 0 | 0 | 0 | 0 | 0 | 0 | 0 | 0 | 0 | 0 | 0 | 0 | 0 | 0 | 0 | 0 | 0
F2_Industrial_Petroleum_New_Space Heating_Natural Gas_Unit Heater_E7 | F2 | Industrial | Petroleum | New | Space Heating | Natural Gas | Unit Heater | E7 | TRC BC Ratio | 0 | 0 | 0 | 0 | 0 | 0 | 0 | 0 | 0 | 0 | 0 | 0 | 0 | 0 | 0 | 0 | 0 | 0 | 0 | 0 | 0 | 0 | 0 | 0 | 0 | 0 | 0 | 0 | 0 | 0
F2_Industrial_Petroleum_New_Space Heating_Natural Gas_Unit Heater_E8 | F2 | Industrial | Petroleum | New | Space Heating | Natural Gas | Unit Heater | E8 | TRC BC Ratio | 0 | 0 | 0 | 0 | 0 | 0 | 0 | 0 | 0 | 0 | 0 | 0 | 0 | 0 | 0 | 0 | 0 | 0 | 0 | 0 | 0 | 0 | 0 | 0 | 0 | 0 | 0 | 0 | 0 | 0
F2_Industrial_Petroleum_New_Space Heating_Natural Gas_Unit Heater_E9 | F2 | Industrial | Petroleum | New | Space Heating | Natural Gas | Unit Heater | E9 | TRC BC Ratio | 0 | 0 | 0 | 0 | 0 | 0 | 0 | 0 | 0 | 0 | 0 | 0 | 0 | 0 | 0 | 0 | 0 | 0 | 0 | 0 | 0 | 0 | 0 | 0 | 0 | 0 | 0 | 0 | 0 | 0
F2_Industrial_Petroleum_New_Space Heating_Natural Gas_Unit Heater_E10 | F2 | Industrial | Petroleum | New | Space Heating | Natural Gas | Unit Heater | E10 | TRC BC Ratio | 0 | 0 | 0 | 0 | 0 | 0 | 0 | 0 | 0 | 0 | 0 | 0 | 0 | 0 | 0 | 0 | 0 | 0 | 0 | 0 | 0 | 0 | 0 | 0 | 0 | 0 | 0 | 0 | 0 | 0
F3_Industrial_Petroleum_New_Space Heating_Natural Gas_Unit Heater_E1 | F3 | Industrial | Petroleum | New | Space Heating | Natural Gas | Unit Heater | E1 | PACT BC Ratio | 0.9 | 0.9 | 0.9 | 0.9 | 0.9 | 0.9 | 0.9 | 0.9 | 0.9 | 0.9 | 0.9 | 0.9 | 0.9 | 0.9 | 0.9 | 0.9 | 0.9 | 0.9 | 0.9 | 0.9 | 0.9 | 0.9 | 0 | 0 | 0 | 0 | 0 | 0 | 0 | 0
F3_Industrial_Petroleum_New_Space Heating_Natural Gas_Unit Heater_E2 | F3 | Industrial | Petroleum | New | Space Heating | Natural Gas | Unit Heater | E2 | PACT BC Ratio | 0.46195 | 0.47531 | 0.46991 | 0.4648 | 0.45197 | 0.43914 | 0.42598 | 0.41419 | 0.40233 | 0.39237 | 0.38233 | 0.37259 | 0.36303 | 0.35391 | 0.34495 | 0.33616 | 0.32768 | 0.31961 | 0.31169 | 0.30433 | 0.29725 | 0.29033 | 0 | 0 | 0 | 0 | 0 | 0 | 0 | 0
F3_Industrial_Petroleum_New_Space Heating_Natural Gas_Unit Heater_E3 | F3 | Industrial | Petroleum | New | Space Heating | Natural Gas | Unit Heater | E3 | PACT BC Ratio | 11.765 | 12.5391 | 12.5126 | 12.4918 | 12.1402 | 11.781 | 11.398 | 11.0634 | 10.7189 | 10.4457 | 10.1639 | 9.8914 | 9.6234 | 9.3705 | 9.1217 | 8.8768 | 8.6424 | 8.4222 | 8.2058 | 8.0102 | 7.8238 | 7.6418 | 0 | 0 | 0 | 0 | 0 | 0 | 0 | 0
F3_Industrial_Petroleum_New_Space Heating_Natural Gas_Unit Heater_E4 | F3 | Industrial | Petroleum | New | Space Heating | Natural Gas | Unit Heater | E4 | PACT BC Ratio | 0 | 0 | 0 | 0 | 0 | 0 | 0 | 0 | 0 | 0 | 0 | 0 | 0 | 0 | 0 | 0 | 0 | 0 | 0 | 0 | 0 | 0 | 0 | 0 | 0 | 0 | 0 | 0 | 0 | 0
F3_Industrial_Petroleum_New_Space Heating_Natural Gas_Unit Heater_E5 | F3 | Industrial | Petroleum | New | Space Heating | Natural Gas | Unit Heater | E5 | PACT BC Ratio | 0 | 0 | 0 | 0 | 0 | 0 | 0 | 0 | 0 | 0 | 0 | 0 | 0 | 0 | 0 | 0 | 0 | 0 | 0 | 0 | 0 | 0 | 0 | 0 | 0 | 0 | 0 | 0 | 0 | 0
F3_Industrial_Petroleum_New_Space Heating_Natural Gas_Unit Heater_E6 | F3 | Industrial | Petroleum | New | Space Heating | Natural Gas | Unit Heater | E6 | PACT BC Ratio | 0 | 0 | 0 | 0 | 0 | 0 | 0 | 0 | 0 | 0 | 0 | 0 | 0 | 0 | 0 | 0 | 0 | 0 | 0 | 0 | 0 | 0 | 0 | 0 | 0 | 0 | 0 | 0 | 0 | 0
F3_Industrial_Petroleum_New_Space Heating_Natural Gas_Unit Heater_E7 | F3 | Industrial | Petroleum | New | Space Heating | Natural Gas | Unit Heater | E7 | PACT BC Ratio | 0 | 0 | 0 | 0 | 0 | 0 | 0 | 0 | 0 | 0 | 0 | 0 | 0 | 0 | 0 | 0 | 0 | 0 | 0 | 0 | 0 | 0 | 0 | 0 | 0 | 0 | 0 | 0 | 0 | 0
F3_Industrial_Petroleum_New_Space Heating_Natural Gas_Unit Heater_E8 | F3 | Industrial | Petroleum | New | Space Heating | Natural Gas | Unit Heater | E8 | PACT BC Ratio | 0 | 0 | 0 | 0 | 0 | 0 | 0 | 0 | 0 | 0 | 0 | 0 | 0 | 0 | 0 | 0 | 0 | 0 | 0 | 0 | 0 | 0 | 0 | 0 | 0 | 0 | 0 | 0 | 0 | 0
F3_Industrial_Petroleum_New_Space Heating_Natural Gas_Unit Heater_E9 | F3 | Industrial | Petroleum | New | Space Heating | Natural Gas | Unit Heater | E9 | PACT BC Ratio | 0 | 0 | 0 | 0 | 0 | 0 | 0 | 0 | 0 | 0 | 0 | 0 | 0 | 0 | 0 | 0 | 0 | 0 | 0 | 0 | 0 | 0 | 0 | 0 | 0 | 0 | 0 | 0 | 0 | 0
F3_Industrial_Petroleum_New_Space Heating_Natural Gas_Unit Heater_E10 | F3 | Industrial | Petroleum | New | Space Heating | Natural Gas | Unit Heater | E10 | PACT BC Ratio | 0 | 0 | 0 | 0 | 0 | 0 | 0 | 0 | 0 | 0 | 0 | 0 | 0 | 0 | 0 | 0 | 0 | 0 | 0 | 0 | 0 | 0 | 0 | 0 | 0 | 0 | 0 | 0 | 0 | 0
F4_Industrial_Petroleum_New_Space Heating_Natural Gas_Unit Heater_E1 | F4 | Industrial | Petroleum | New | Space Heating | Natural Gas | Unit Heater | E1 | PCT BC Ratio | 0.9 | 0.9 | 0.9 | 0.9 | 0.9 | 0.9 | 0.9 | 0.9 | 0.9 | 0.9 | 0.9 | 0.9 | 0.9 | 0.9 | 0.9 | 0.9 | 0.9 | 0.9 | 0.9 | 0.9 | 0.9 | 0.9 | 0 | 0 | 0 | 0 | 0 | 0 | 0 | 0
F4_Industrial_Petroleum_New_Space Heating_Natural Gas_Unit Heater_E2 | F4 | Industrial | Petroleum | New | Space Heating | Natural Gas | Unit Heater | E2 | PCT BC Ratio | 0.64585 | 0.65588 | 0.65183 | 0.64799 | 0.63835 | 0.6287 | 0.61882 | 0.60996 | 0.60104 | 0.59356 | 0.58601 | 0.57869 | 0.57151 | 0.56465 | 0.55792 | 0.55132 | 0.54495 | 0.53888 | 0.53293 | 0.5274 | 0.52208 | 0.51688 | 0 | 0 | 0 | 0 | 0 | 0 | 0 | 0
F4_Industrial_Petroleum_New_Space Heating_Natural Gas_Unit Heater_E3 | F4 | Industrial | Petroleum | New | Space Heating | Natural Gas | Unit Heater | E3 | PCT BC Ratio | 9.14 | 9.7218 | 9.7019 | 9.6862 | 9.422 | 9.152 | 8.8642 | 8.6128 | 8.3539 | 8.1486 | 7.9368 | 7.7321 | 7.5307 | 7.3406 | 7.1536 | 6.9696 | 6.7934 | 6.628 | 6.4653 | 6.3184 | 6.1783 | 6.0415 | 0 | 0 | 0 | 0 | 0 | 0 | 0 | 0
F4_Industrial_Petroleum_New_Space Heating_Natural Gas_Unit Heater_E4 | F4 | Industrial | Petroleum | New | Space Heating | Natural Gas | Unit Heater | E4 | PCT BC Ratio | 0 | 0 | 0 | 0 | 0 | 0 | 0 | 0 | 0 | 0 | 0 | 0 | 0 | 0 | 0 | 0 | 0 | 0 | 0 | 0 | 0 | 0 | 0 | 0 | 0 | 0 | 0 | 0 | 0 | 0
F4_Industrial_Petroleum_New_Space Heating_Natural Gas_Unit Heater_E5 | F4 | Industrial | Petroleum | New | Space Heating | Natural Gas | Unit Heater | E5 | PCT BC Ratio | 0 | 0 | 0 | 0 | 0 | 0 | 0 | 0 | 0 | 0 | 0 | 0 | 0 | 0 | 0 | 0 | 0 | 0 | 0 | 0 | 0 | 0 | 0 | 0 | 0 | 0 | 0 | 0 | 0 | 0
F4_Industrial_Petroleum_New_Space Heating_Natural Gas_Unit Heater_E6 | F4 | Industrial | Petroleum | New | Space Heating | Natural Gas | Unit Heater | E6 | PCT BC Ratio | 0 | 0 | 0 | 0 | 0 | 0 | 0 | 0 | 0 | 0 | 0 | 0 | 0 | 0 | 0 | 0 | 0 | 0 | 0 | 0 | 0 | 0 | 0 | 0 | 0 | 0 | 0 | 0 | 0 | 0
F4_Industrial_Petroleum_New_Space Heating_Natural Gas_Unit Heater_E7 | F4 | Industrial | Petroleum | New | Space Heating | Natural Gas | Unit Heater | E7 | PCT BC Ratio | 0 | 0 | 0 | 0 | 0 | 0 | 0 | 0 | 0 | 0 | 0 | 0 | 0 | 0 | 0 | 0 | 0 | 0 | 0 | 0 | 0 | 0 | 0 | 0 | 0 | 0 | 0 | 0 | 0 | 0
F4_Industrial_Petroleum_New_Space Heating_Natural Gas_Unit Heater_E8 | F4 | Industrial | Petroleum | New | Space Heating | Natural Gas | Unit Heater | E8 | PCT BC Ratio | 0 | 0 | 0 | 0 | 0 | 0 | 0 | 0 | 0 | 0 | 0 | 0 | 0 | 0 | 0 | 0 | 0 | 0 | 0 | 0 | 0 | 0 | 0 | 0 | 0 | 0 | 0 | 0 | 0 | 0
F4_Industrial_Petroleum_New_Space Heating_Natural Gas_Unit Heater_E9 | F4 | Industrial | Petroleum | New | Space Heating | Natural Gas | Unit Heater | E9 | PCT BC Ratio | 0 | 0 | 0 | 0 | 0 | 0 | 0 | 0 | 0 | 0 | 0 | 0 | 0 | 0 | 0 | 0 | 0 | 0 | 0 | 0 | 0 | 0 | 0 | 0 | 0 | 0 | 0 | 0 | 0 | 0
F4_Industrial_Petroleum_New_Space Heating_Natural Gas_Unit Heater_E10 | F4 | Industrial | Petroleum | New | Space Heating | Natural Gas | Unit Heater | E10 | PCT BC Ratio | 0 | 0 | 0 | 0 | 0 | 0 | 0 | 0 | 0 | 0 | 0 | 0 | 0 | 0 | 0 | 0 | 0 | 0 | 0 | 0 | 0 | 0 | 0 | 0 | 0 | 0 | 0 | 0 | 0 | 0
F5_Industrial_Petroleum_New_Space Heating_Natural Gas_Unit Heater_E1 | F5 | Industrial | Petroleum | New | Space Heating | Natural Gas | Unit Heater | E1 | RIM BC Ratio | 0.9 | 0.9 | 0.9 | 0.9 | 0.9 | 0.9 | 0.9 | 0.9 | 0.9 | 0.9 | 0.9 | 0.9 | 0.9 | 0.9 | 0.9 | 0.9 | 0.9 | 0.9 | 0.9 | 0.9 | 0.9 | 0.9 | 0 | 0 | 0 | 0 | 0 | 0 | 0 | 0
F5_Industrial_Petroleum_New_Space Heating_Natural Gas_Unit Heater_E2 | F5 | Industrial | Petroleum | New | Space Heating | Natural Gas | Unit Heater | E2 | RIM BC Ratio | 0.29737 | 0.30285 | 0.30065 | 0.29855 | 0.2932 | 0.28775 | 0.28204 | 0.27682 | 0.27147 | 0.2669 | 0.26222 | 0.2576 | 0.253 | 0.24853 | 0.24408 | 0.23964 | 0.2353 | 0.23111 | 0.22695 | 0.22302 | 0.21919 | 0.21541 | 0 | 0 | 0 | 0 | 0 | 0 | 0 | 0
F5_Industrial_Petroleum_New_Space Heating_Natural Gas_Unit Heater_E3 | F5 | Industrial | Petroleum | New | Space Heating | Natural Gas | Unit Heater | E3 | RIM BC Ratio | 0.77938 | 0.78259 | 0.78248 | 0.7824 | 0.78098 | 0.77945 | 0.77773 | 0.77612 | 0.77438 | 0.77292 | 0.77134 | 0.76973 | 0.76806 | 0.76641 | 0.7647 | 0.76294 | 0.76117 | 0.75942 | 0.75762 | 0.75591 | 0.75422 | 0.75249 | 0 | 0 | 0 | 0 | 0 | 0 | 0 | 0
F5_Industrial_Petroleum_New_Space Heating_Natural Gas_Unit Heater_E4 | F5 | Industrial | Petroleum | New | Space Heating | Natural Gas | Unit Heater | E4 | RIM BC Ratio | 0 | 0 | 0 | 0 | 0 | 0 | 0 | 0 | 0 | 0 | 0 | 0 | 0 | 0 | 0 | 0 | 0 | 0 | 0 | 0 | 0 | 0 | 0 | 0 | 0 | 0 | 0 | 0 | 0 | 0
F5_Industrial_Petroleum_New_Space Heating_Natural Gas_Unit Heater_E5 | F5 | Industrial | Petroleum | New | Space Heating | Natural Gas | Unit Heater | E5 | RIM BC Ratio | 0 | 0 | 0 | 0 | 0 | 0 | 0 | 0 | 0 | 0 | 0 | 0 | 0 | 0 | 0 | 0 | 0 | 0 | 0 | 0 | 0 | 0 | 0 | 0 | 0 | 0 | 0 | 0 | 0 | 0
F5_Industrial_Petroleum_New_Space Heating_Natural Gas_Unit Heater_E6 | F5 | Industrial | Petroleum | New | Space Heating | Natural Gas | Unit Heater | E6 | RIM BC Ratio | 0 | 0 | 0 | 0 | 0 | 0 | 0 | 0 | 0 | 0 | 0 | 0 | 0 | 0 | 0 | 0 | 0 | 0 | 0 | 0 | 0 | 0 | 0 | 0 | 0 | 0 | 0 | 0 | 0 | 0
F5_Industrial_Petroleum_New_Space Heating_Natural Gas_Unit Heater_E7 | F5 | Industrial | Petroleum | New | Space Heating | Natural Gas | Unit Heater | E7 | RIM BC Ratio | 0 | 0 | 0 | 0 | 0 | 0 | 0 | 0 | 0 | 0 | 0 | 0 | 0 | 0 | 0 | 0 | 0 | 0 | 0 | 0 | 0 | 0 | 0 | 0 | 0 | 0 | 0 | 0 | 0 | 0
F5_Industrial_Petroleum_New_Space Heating_Natural Gas_Unit Heater_E8 | F5 | Industrial | Petroleum | New | Space Heating | Natural Gas | Unit Heater | E8 | RIM BC Ratio | 0 | 0 | 0 | 0 | 0 | 0 | 0 | 0 | 0 | 0 | 0 | 0 | 0 | 0 | 0 | 0 | 0 | 0 | 0 | 0 | 0 | 0 | 0 | 0 | 0 | 0 | 0 | 0 | 0 | 0
F5_Industrial_Petroleum_New_Space Heating_Natural Gas_Unit Heater_E9 | F5 | Industrial | Petroleum | New | Space Heating | Natural Gas | Unit Heater | E9 | RIM BC Ratio | 0 | 0 | 0 | 0 | 0 | 0 | 0 | 0 | 0 | 0 | 0 | 0 | 0 | 0 | 0 | 0 | 0 | 0 | 0 | 0 | 0 | 0 | 0 | 0 | 0 | 0 | 0 | 0 | 0 | 0
F5_Industrial_Petroleum_New_Space Heating_Natural Gas_Unit Heater_E10 | F5 | Industrial | Petroleum | New | Space Heating | Natural Gas | Unit Heater | E10 | RIM BC Ratio | 0 | 0 | 0 | 0 | 0 | 0 | 0 | 0 | 0 | 0 | 0 | 0 | 0 | 0 | 0 | 0 | 0 | 0 | 0 | 0 | 0 | 0 | 0 | 0 | 0 | 0 | 0 | 0 | 0 | 0
F0_Industrial_Petroleum_New_Process_Natural Gas_Process Boiler_E0 | F0 | Industrial | Petroleum | New | Process | Natural Gas | Process Boiler | E0 | Economic Unit | EF .80 | EF .80 | EF .80 | EF .80 | EF .80 | EF .80 | EF .80 | EF .80 | EF .80 | EF .80 | EF .80 | EF .80 | EF .80 | EF .80 | EF .80 | EF .80 | EF .80 | EF .80 | EF .80 | EF .80 | EF .80 | EF .80 | 0 | 0 | 0 | 0 | 0 | 0 | 0 | 0
F1_Industrial_Petroleum_New_Process_Natural Gas_Process Boiler_E1 | F1 | Industrial | Petroleum | New | Process | Natural Gas | Process Boiler | E1 | CCE | 0 | 0 | 0 | 0 | 0 | 0 | 0 | 0 | 0 | 0 | 0 | 0 | 0 | 0 | 0 | 0 | 0 | 0 | 0 | 0 | 0 | 0 | 0 | 0 | 0 | 0 | 0 | 0 | 0 | 0
F1_Industrial_Petroleum_New_Process_Natural Gas_Process Boiler_E2 | F1 | Industrial | Petroleum | New | Process | Natural Gas | Process Boiler | E2 | CCE | 0 | 0 | 0 | 0 | 0 | 0 | 0 | 0 | 0 | 0 | 0 | 0 | 0 | 0 | 0 | 0 | 0 | 0 | 0 | 0 | 0 | 0 | 0 | 0 | 0 | 0 | 0 | 0 | 0 | 0
F1_Industrial_Petroleum_New_Process_Natural Gas_Process Boiler_E3 | F1 | Industrial | Petroleum | New | Process | Natural Gas | Process Boiler | E3 | CCE | 0 | 0 | 0 | 0 | 0 | 0 | 0 | 0 | 0 | 0 | 0 | 0 | 0 | 0 | 0 | 0 | 0 | 0 | 0 | 0 | 0 | 0 | 0 | 0 | 0 | 0 | 0 | 0 | 0 | 0
F1_Industrial_Petroleum_New_Process_Natural Gas_Process Boiler_E4 | F1 | Industrial | Petroleum | New | Process | Natural Gas | Process Boiler | E4 | CCE | 0 | 0 | 0 | 0 | 0 | 0 | 0 | 0 | 0 | 0 | 0 | 0 | 0 | 0 | 0 | 0 | 0 | 0 | 0 | 0 | 0 | 0 | 0 | 0 | 0 | 0 | 0 | 0 | 0 | 0
F1_Industrial_Petroleum_New_Process_Natural Gas_Process Boiler_E5 | F1 | Industrial | Petroleum | New | Process | Natural Gas | Process Boiler | E5 | CCE | 0 | 0 | 0 | 0 | 0 | 0 | 0 | 0 | 0 | 0 | 0 | 0 | 0 | 0 | 0 | 0 | 0 | 0 | 0 | 0 | 0 | 0 | 0 | 0 | 0 | 0 | 0 | 0 | 0 | 0
F1_Industrial_Petroleum_New_Process_Natural Gas_Process Boiler_E6 | F1 | Industrial | Petroleum | New | Process | Natural Gas | Process Boiler | E6 | CCE | 0 | 0 | 0 | 0 | 0 | 0 | 0 | 0 | 0 | 0 | 0 | 0 | 0 | 0 | 0 | 0 | 0 | 0 | 0 | 0 | 0 | 0 | 0 | 0 | 0 | 0 | 0 | 0 | 0 | 0
F1_Industrial_Petroleum_New_Process_Natural Gas_Process Boiler_E7 | F1 | Industrial | Petroleum | New | Process | Natural Gas | Process Boiler | E7 | CCE | 0 | 0 | 0 | 0 | 0 | 0 | 0 | 0 | 0 | 0 | 0 | 0 | 0 | 0 | 0 | 0 | 0 | 0 | 0 | 0 | 0 | 0 | 0 | 0 | 0 | 0 | 0 | 0 | 0 | 0
F1_Industrial_Petroleum_New_Process_Natural Gas_Process Boiler_E8 | F1 | Industrial | Petroleum | New | Process | Natural Gas | Process Boiler | E8 | CCE | 0 | 0 | 0 | 0 | 0 | 0 | 0 | 0 | 0 | 0 | 0 | 0 | 0 | 0 | 0 | 0 | 0 | 0 | 0 | 0 | 0 | 0 | 0 | 0 | 0 | 0 | 0 | 0 | 0 | 0
F1_Industrial_Petroleum_New_Process_Natural Gas_Process Boiler_E9 | F1 | Industrial | Petroleum | New | Process | Natural Gas | Process Boiler | E9 | CCE | 0 | 0 | 0 | 0 | 0 | 0 | 0 | 0 | 0 | 0 | 0 | 0 | 0 | 0 | 0 | 0 | 0 | 0 | 0 | 0 | 0 | 0 | 0 | 0 | 0 | 0 | 0 | 0 | 0 | 0
F1_Industrial_Petroleum_New_Process_Natural Gas_Process Boiler_E10 | F1 | Industrial | Petroleum | New | Process | Natural Gas | Process Boiler | E10 | CCE | 0 | 0 | 0 | 0 | 0 | 0 | 0 | 0 | 0 | 0 | 0 | 0 | 0 | 0 | 0 | 0 | 0 | 0 | 0 | 0 | 0 | 0 | 0 | 0 | 0 | 0 | 0 | 0 | 0 | 0
F2_Industrial_Petroleum_New_Process_Natural Gas_Process Boiler_E1 | F2 | Industrial | Petroleum | New | Process | Natural Gas | Process Boiler | E1 | TRC BC Ratio | 0.9 | 0.9 | 0.9 | 0.9 | 0.9 | 0.9 | 0.9 | 0.9 | 0.9 | 0.9 | 0.9 | 0.9 | 0.9 | 0.9 | 0.9 | 0.9 | 0.9 | 0.9 | 0.9 | 0.9 | 0.9 | 0.9 | 0 | 0 | 0 | 0 | 0 | 0 | 0 | 0
F2_Industrial_Petroleum_New_Process_Natural Gas_Process Boiler_E2 | F2 | Industrial | Petroleum | New | Process | Natural Gas | Process Boiler | E2 | TRC BC Ratio | 0 | 0 | 0 | 0 | 0 | 0 | 0 | 0 | 0 | 0 | 0 | 0 | 0 | 0 | 0 | 0 | 0 | 0 | 0 | 0 | 0 | 0 | 0 | 0 | 0 | 0 | 0 | 0 | 0 | 0
F2_Industrial_Petroleum_New_Process_Natural Gas_Process Boiler_E3 | F2 | Industrial | Petroleum | New | Process | Natural Gas | Process Boiler | E3 | TRC BC Ratio | 0 | 0 | 0 | 0 | 0 | 0 | 0 | 0 | 0 | 0 | 0 | 0 | 0 | 0 | 0 | 0 | 0 | 0 | 0 | 0 | 0 | 0 | 0 | 0 | 0 | 0 | 0 | 0 | 0 | 0
F2_Industrial_Petroleum_New_Process_Natural Gas_Process Boiler_E4 | F2 | Industrial | Petroleum | New | Process | Natural Gas | Process Boiler | E4 | TRC BC Ratio | 0 | 0 | 0 | 0 | 0 | 0 | 0 | 0 | 0 | 0 | 0 | 0 | 0 | 0 | 0 | 0 | 0 | 0 | 0 | 0 | 0 | 0 | 0 | 0 | 0 | 0 | 0 | 0 | 0 | 0
F2_Industrial_Petroleum_New_Process_Natural Gas_Process Boiler_E5 | F2 | Industrial | Petroleum | New | Process | Natural Gas | Process Boiler | E5 | TRC BC Ratio | 0 | 0 | 0 | 0 | 0 | 0 | 0 | 0 | 0 | 0 | 0 | 0 | 0 | 0 | 0 | 0 | 0 | 0 | 0 | 0 | 0 | 0 | 0 | 0 | 0 | 0 | 0 | 0 | 0 | 0
F2_Industrial_Petroleum_New_Process_Natural Gas_Process Boiler_E6 | F2 | Industrial | Petroleum | New | Process | Natural Gas | Process Boiler | E6 | TRC BC Ratio | 0 | 0 | 0 | 0 | 0 | 0 | 0 | 0 | 0 | 0 | 0 | 0 | 0 | 0 | 0 | 0 | 0 | 0 | 0 | 0 | 0 | 0 | 0 | 0 | 0 | 0 | 0 | 0 | 0 | 0
F2_Industrial_Petroleum_New_Process_Natural Gas_Process Boiler_E7 | F2 | Industrial | Petroleum | New | Process | Natural Gas | Process Boiler | E7 | TRC BC Ratio | 0 | 0 | 0 | 0 | 0 | 0 | 0 | 0 | 0 | 0 | 0 | 0 | 0 | 0 | 0 | 0 | 0 | 0 | 0 | 0 | 0 | 0 | 0 | 0 | 0 | 0 | 0 | 0 | 0 | 0
F2_Industrial_Petroleum_New_Process_Natural Gas_Process Boiler_E8 | F2 | Industrial | Petroleum | New | Process | Natural Gas | Process Boiler | E8 | TRC BC Ratio | 0 | 0 | 0 | 0 | 0 | 0 | 0 | 0 | 0 | 0 | 0 | 0 | 0 | 0 | 0 | 0 | 0 | 0 | 0 | 0 | 0 | 0 | 0 | 0 | 0 | 0 | 0 | 0 | 0 | 0
F2_Industrial_Petroleum_New_Process_Natural Gas_Process Boiler_E9 | F2 | Industrial | Petroleum | New | Process | Natural Gas | Process Boiler | E9 | TRC BC Ratio | 0 | 0 | 0 | 0 | 0 | 0 | 0 | 0 | 0 | 0 | 0 | 0 | 0 | 0 | 0 | 0 | 0 | 0 | 0 | 0 | 0 | 0 | 0 | 0 | 0 | 0 | 0 | 0 | 0 | 0
F2_Industrial_Petroleum_New_Process_Natural Gas_Process Boiler_E10 | F2 | Industrial | Petroleum | New | Process | Natural Gas | Process Boiler | E10 | TRC BC Ratio | 0 | 0 | 0 | 0 | 0 | 0 | 0 | 0 | 0 | 0 | 0 | 0 | 0 | 0 | 0 | 0 | 0 | 0 | 0 | 0 | 0 | 0 | 0 | 0 | 0 | 0 | 0 | 0 | 0 | 0
F3_Industrial_Petroleum_New_Process_Natural Gas_Process Boiler_E1 | F3 | Industrial | Petroleum | New | Process | Natural Gas | Process Boiler | E1 | PACT BC Ratio | 0.9 | 0.9 | 0.9 | 0.9 | 0.9 | 0.9 | 0.9 | 0.9 | 0.9 | 0.9 | 0.9 | 0.9 | 0.9 | 0.9 | 0.9 | 0.9 | 0.9 | 0.9 | 0.9 | 0.9 | 0.9 | 0.9 | 0 | 0 | 0 | 0 | 0 | 0 | 0 | 0
F3_Industrial_Petroleum_New_Process_Natural Gas_Process Boiler_E2 | F3 | Industrial | Petroleum | New | Process | Natural Gas | Process Boiler | E2 | PACT BC Ratio | 0 | 0 | 0 | 0 | 0 | 0 | 0 | 0 | 0 | 0 | 0 | 0 | 0 | 0 | 0 | 0 | 0 | 0 | 0 | 0 | 0 | 0 | 0 | 0 | 0 | 0 | 0 | 0 | 0 | 0
F3_Industrial_Petroleum_New_Process_Natural Gas_Process Boiler_E3 | F3 | Industrial | Petroleum | New | Process | Natural Gas | Process Boiler | E3 | PACT BC Ratio | 0 | 0 | 0 | 0 | 0 | 0 | 0 | 0 | 0 | 0 | 0 | 0 | 0 | 0 | 0 | 0 | 0 | 0 | 0 | 0 | 0 | 0 | 0 | 0 | 0 | 0 | 0 | 0 | 0 | 0
F3_Industrial_Petroleum_New_Process_Natural Gas_Process Boiler_E4 | F3 | Industrial | Petroleum | New | Process | Natural Gas | Process Boiler | E4 | PACT BC Ratio | 0 | 0 | 0 | 0 | 0 | 0 | 0 | 0 | 0 | 0 | 0 | 0 | 0 | 0 | 0 | 0 | 0 | 0 | 0 | 0 | 0 | 0 | 0 | 0 | 0 | 0 | 0 | 0 | 0 | 0
F3_Industrial_Petroleum_New_Process_Natural Gas_Process Boiler_E5 | F3 | Industrial | Petroleum | New | Process | Natural Gas | Process Boiler | E5 | PACT BC Ratio | 0 | 0 | 0 | 0 | 0 | 0 | 0 | 0 | 0 | 0 | 0 | 0 | 0 | 0 | 0 | 0 | 0 | 0 | 0 | 0 | 0 | 0 | 0 | 0 | 0 | 0 | 0 | 0 | 0 | 0
F3_Industrial_Petroleum_New_Process_Natural Gas_Process Boiler_E6 | F3 | Industrial | Petroleum | New | Process | Natural Gas | Process Boiler | E6 | PACT BC Ratio | 0 | 0 | 0 | 0 | 0 | 0 | 0 | 0 | 0 | 0 | 0 | 0 | 0 | 0 | 0 | 0 | 0 | 0 | 0 | 0 | 0 | 0 | 0 | 0 | 0 | 0 | 0 | 0 | 0 | 0
F3_Industrial_Petroleum_New_Process_Natural Gas_Process Boiler_E7 | F3 | Industrial | Petroleum | New | Process | Natural Gas | Process Boiler | E7 | PACT BC Ratio | 0 | 0 | 0 | 0 | 0 | 0 | 0 | 0 | 0 | 0 | 0 | 0 | 0 | 0 | 0 | 0 | 0 | 0 | 0 | 0 | 0 | 0 | 0 | 0 | 0 | 0 | 0 | 0 | 0 | 0
F3_Industrial_Petroleum_New_Process_Natural Gas_Process Boiler_E8 | F3 | Industrial | Petroleum | New | Process | Natural Gas | Process Boiler | E8 | PACT BC Ratio | 0 | 0 | 0 | 0 | 0 | 0 | 0 | 0 | 0 | 0 | 0 | 0 | 0 | 0 | 0 | 0 | 0 | 0 | 0 | 0 | 0 | 0 | 0 | 0 | 0 | 0 | 0 | 0 | 0 | 0
F3_Industrial_Petroleum_New_Process_Natural Gas_Process Boiler_E9 | F3 | Industrial | Petroleum | New | Process | Natural Gas | Process Boiler | E9 | PACT BC Ratio | 0 | 0 | 0 | 0 | 0 | 0 | 0 | 0 | 0 | 0 | 0 | 0 | 0 | 0 | 0 | 0 | 0 | 0 | 0 | 0 | 0 | 0 | 0 | 0 | 0 | 0 | 0 | 0 | 0 | 0
F3_Industrial_Petroleum_New_Process_Natural Gas_Process Boiler_E10 | F3 | Industrial | Petroleum | New | Process | Natural Gas | Process Boiler | E10 | PACT BC Ratio | 0 | 0 | 0 | 0 | 0 | 0 | 0 | 0 | 0 | 0 | 0 | 0 | 0 | 0 | 0 | 0 | 0 | 0 | 0 | 0 | 0 | 0 | 0 | 0 | 0 | 0 | 0 | 0 | 0 | 0
F4_Industrial_Petroleum_New_Process_Natural Gas_Process Boiler_E1 | F4 | Industrial | Petroleum | New | Process | Natural Gas | Process Boiler | E1 | PCT BC Ratio | 0.9 | 0.9 | 0.9 | 0.9 | 0.9 | 0.9 | 0.9 | 0.9 | 0.9 | 0.9 | 0.9 | 0.9 | 0.9 | 0.9 | 0.9 | 0.9 | 0.9 | 0.9 | 0.9 | 0.9 | 0.9 | 0.9 | 0 | 0 | 0 | 0 | 0 | 0 | 0 | 0
F4_Industrial_Petroleum_New_Process_Natural Gas_Process Boiler_E2 | F4 | Industrial | Petroleum | New | Process | Natural Gas | Process Boiler | E2 | PCT BC Ratio | 0 | 0 | 0 | 0 | 0 | 0 | 0 | 0 | 0 | 0 | 0 | 0 | 0 | 0 | 0 | 0 | 0 | 0 | 0 | 0 | 0 | 0 | 0 | 0 | 0 | 0 | 0 | 0 | 0 | 0
F4_Industrial_Petroleum_New_Process_Natural Gas_Process Boiler_E3 | F4 | Industrial | Petroleum | New | Process | Natural Gas | Process Boiler | E3 | PCT BC Ratio | 0 | 0 | 0 | 0 | 0 | 0 | 0 | 0 | 0 | 0 | 0 | 0 | 0 | 0 | 0 | 0 | 0 | 0 | 0 | 0 | 0 | 0 | 0 | 0 | 0 | 0 | 0 | 0 | 0 | 0
F4_Industrial_Petroleum_New_Process_Natural Gas_Process Boiler_E4 | F4 | Industrial | Petroleum | New | Process | Natural Gas | Process Boiler | E4 | PCT BC Ratio | 0 | 0 | 0 | 0 | 0 | 0 | 0 | 0 | 0 | 0 | 0 | 0 | 0 | 0 | 0 | 0 | 0 | 0 | 0 | 0 | 0 | 0 | 0 | 0 | 0 | 0 | 0 | 0 | 0 | 0
F4_Industrial_Petroleum_New_Process_Natural Gas_Process Boiler_E5 | F4 | Industrial | Petroleum | New | Process | Natural Gas | Process Boiler | E5 | PCT BC Ratio | 0 | 0 | 0 | 0 | 0 | 0 | 0 | 0 | 0 | 0 | 0 | 0 | 0 | 0 | 0 | 0 | 0 | 0 | 0 | 0 | 0 | 0 | 0 | 0 | 0 | 0 | 0 | 0 | 0 | 0
F4_Industrial_Petroleum_New_Process_Natural Gas_Process Boiler_E6 | F4 | Industrial | Petroleum | New | Process | Natural Gas | Process Boiler | E6 | PCT BC Ratio | 0 | 0 | 0 | 0 | 0 | 0 | 0 | 0 | 0 | 0 | 0 | 0 | 0 | 0 | 0 | 0 | 0 | 0 | 0 | 0 | 0 | 0 | 0 | 0 | 0 | 0 | 0 | 0 | 0 | 0
F4_Industrial_Petroleum_New_Process_Natural Gas_Process Boiler_E7 | F4 | Industrial | Petroleum | New | Process | Natural Gas | Process Boiler | E7 | PCT BC Ratio | 0 | 0 | 0 | 0 | 0 | 0 | 0 | 0 | 0 | 0 | 0 | 0 | 0 | 0 | 0 | 0 | 0 | 0 | 0 | 0 | 0 | 0 | 0 | 0 | 0 | 0 | 0 | 0 | 0 | 0
F4_Industrial_Petroleum_New_Process_Natural Gas_Process Boiler_E8 | F4 | Industrial | Petroleum | New | Process | Natural Gas | Process Boiler | E8 | PCT BC Ratio | 0 | 0 | 0 | 0 | 0 | 0 | 0 | 0 | 0 | 0 | 0 | 0 | 0 | 0 | 0 | 0 | 0 | 0 | 0 | 0 | 0 | 0 | 0 | 0 | 0 | 0 | 0 | 0 | 0 | 0
F4_Industrial_Petroleum_New_Process_Natural Gas_Process Boiler_E9 | F4 | Industrial | Petroleum | New | Process | Natural Gas | Process Boiler | E9 | PCT BC Ratio | 0 | 0 | 0 | 0 | 0 | 0 | 0 | 0 | 0 | 0 | 0 | 0 | 0 | 0 | 0 | 0 | 0 | 0 | 0 | 0 | 0 | 0 | 0 | 0 | 0 | 0 | 0 | 0 | 0 | 0
F4_Industrial_Petroleum_New_Process_Natural Gas_Process Boiler_E10 | F4 | Industrial | Petroleum | New | Process | Natural Gas | Process Boiler | E10 | PCT BC Ratio | 0 | 0 | 0 | 0 | 0 | 0 | 0 | 0 | 0 | 0 | 0 | 0 | 0 | 0 | 0 | 0 | 0 | 0 | 0 | 0 | 0 | 0 | 0 | 0 | 0 | 0 | 0 | 0 | 0 | 0
F5_Industrial_Petroleum_New_Process_Natural Gas_Process Boiler_E1 | F5 | Industrial | Petroleum | New | Process | Natural Gas | Process Boiler | E1 | RIM BC Ratio | 0.9 | 0.9 | 0.9 | 0.9 | 0.9 | 0.9 | 0.9 | 0.9 | 0.9 | 0.9 | 0.9 | 0.9 | 0.9 | 0.9 | 0.9 | 0.9 | 0.9 | 0.9 | 0.9 | 0.9 | 0.9 | 0.9 | 0 | 0 | 0 | 0 | 0 | 0 | 0 | 0
F5_Industrial_Petroleum_New_Process_Natural Gas_Process Boiler_E2 | F5 | Industrial | Petroleum | New | Process | Natural Gas | Process Boiler | E2 | RIM BC Ratio | 0 | 0 | 0 | 0 | 0 | 0 | 0 | 0 | 0 | 0 | 0 | 0 | 0 | 0 | 0 | 0 | 0 | 0 | 0 | 0 | 0 | 0 | 0 | 0 | 0 | 0 | 0 | 0 | 0 | 0
F5_Industrial_Petroleum_New_Process_Natural Gas_Process Boiler_E3 | F5 | Industrial | Petroleum | New | Process | Natural Gas | Process Boiler | E3 | RIM BC Ratio | 0 | 0 | 0 | 0 | 0 | 0 | 0 | 0 | 0 | 0 | 0 | 0 | 0 | 0 | 0 | 0 | 0 | 0 | 0 | 0 | 0 | 0 | 0 | 0 | 0 | 0 | 0 | 0 | 0 | 0
F5_Industrial_Petroleum_New_Process_Natural Gas_Process Boiler_E4 | F5 | Industrial | Petroleum | New | Process | Natural Gas | Process Boiler | E4 | RIM BC Ratio | 0 | 0 | 0 | 0 | 0 | 0 | 0 | 0 | 0 | 0 | 0 | 0 | 0 | 0 | 0 | 0 | 0 | 0 | 0 | 0 | 0 | 0 | 0 | 0 | 0 | 0 | 0 | 0 | 0 | 0
F5_Industrial_Petroleum_New_Process_Natural Gas_Process Boiler_E5 | F5 | Industrial | Petroleum | New | Process | Natural Gas | Process Boiler | E5 | RIM BC Ratio | 0 | 0 | 0 | 0 | 0 | 0 | 0 | 0 | 0 | 0 | 0 | 0 | 0 | 0 | 0 | 0 | 0 | 0 | 0 | 0 | 0 | 0 | 0 | 0 | 0 | 0 | 0 | 0 | 0 | 0
F5_Industrial_Petroleum_New_Process_Natural Gas_Process Boiler_E6 | F5 | Industrial | Petroleum | New | Process | Natural Gas | Process Boiler | E6 | RIM BC Ratio | 0 | 0 | 0 | 0 | 0 | 0 | 0 | 0 | 0 | 0 | 0 | 0 | 0 | 0 | 0 | 0 | 0 | 0 | 0 | 0 | 0 | 0 | 0 | 0 | 0 | 0 | 0 | 0 | 0 | 0
F5_Industrial_Petroleum_New_Process_Natural Gas_Process Boiler_E7 | F5 | Industrial | Petroleum | New | Process | Natural Gas | Process Boiler | E7 | RIM BC Ratio | 0 | 0 | 0 | 0 | 0 | 0 | 0 | 0 | 0 | 0 | 0 | 0 | 0 | 0 | 0 | 0 | 0 | 0 | 0 | 0 | 0 | 0 | 0 | 0 | 0 | 0 | 0 | 0 | 0 | 0
F5_Industrial_Petroleum_New_Process_Natural Gas_Process Boiler_E8 | F5 | Industrial | Petroleum | New | Process | Natural Gas | Process Boiler | E8 | RIM BC Ratio | 0 | 0 | 0 | 0 | 0 | 0 | 0 | 0 | 0 | 0 | 0 | 0 | 0 | 0 | 0 | 0 | 0 | 0 | 0 | 0 | 0 | 0 | 0 | 0 | 0 | 0 | 0 | 0 | 0 | 0
F5_Industrial_Petroleum_New_Process_Natural Gas_Process Boiler_E9 | F5 | Industrial | Petroleum | New | Process | Natural Gas | Process Boiler | E9 | RIM BC Ratio | 0 | 0 | 0 | 0 | 0 | 0 | 0 | 0 | 0 | 0 | 0 | 0 | 0 | 0 | 0 | 0 | 0 | 0 | 0 | 0 | 0 | 0 | 0 | 0 | 0 | 0 | 0 | 0 | 0 | 0
F5_Industrial_Petroleum_New_Process_Natural Gas_Process Boiler_E10 | F5 | Industrial | Petroleum | New | Process | Natural Gas | Process Boiler | E10 | RIM BC Ratio | 0 | 0 | 0 | 0 | 0 | 0 | 0 | 0 | 0 | 0 | 0 | 0 | 0 | 0 | 0 | 0 | 0 | 0 | 0 | 0 | 0 | 0 | 0 | 0 | 0 | 0 | 0 | 0 | 0 | 0
F0_Industrial_Petroleum_New_Process_Natural Gas_Process Heating_E0 | F0 | Industrial | Petroleum | New | Process | Natural Gas | Process Heating | E0 | Economic Unit | Standard | Standard | Standard | Standard | Standard | Standard | Standard | Standard | Standard | Standard | Standard | Standard | Standard | Standard | Standard | Standard | Standard | Standard | Standard | Standard | Standard | Standard | 0 | 0 | 0 | 0 | 0 | 0 | 0 | 0
F1_Industrial_Petroleum_New_Process_Natural Gas_Process Heating_E1 | F1 | Industrial | Petroleum | New | Process | Natural Gas | Process Heating | E1 | CCE | 0 | 0 | 0 | 0 | 0 | 0 | 0 | 0 | 0 | 0 | 0 | 0 | 0 | 0 | 0 | 0 | 0 | 0 | 0 | 0 | 0 | 0 | 0 | 0 | 0 | 0 | 0 | 0 | 0 | 0
F1_Industrial_Petroleum_New_Process_Natural Gas_Process Heating_E2 | F1 | Industrial | Petroleum | New | Process | Natural Gas | Process Heating | E2 | CCE | 0 | 0 | 0 | 0 | 0 | 0 | 0 | 0 | 0 | 0 | 0 | 0 | 0 | 0 | 0 | 0 | 0 | 0 | 0 | 0 | 0 | 0 | 0 | 0 | 0 | 0 | 0 | 0 | 0 | 0
F1_Industrial_Petroleum_New_Process_Natural Gas_Process Heating_E3 | F1 | Industrial | Petroleum | New | Process | Natural Gas | Process Heating | E3 | CCE | 0 | 0 | 0 | 0 | 0 | 0 | 0 | 0 | 0 | 0 | 0 | 0 | 0 | 0 | 0 | 0 | 0 | 0 | 0 | 0 | 0 | 0 | 0 | 0 | 0 | 0 | 0 | 0 | 0 | 0
F1_Industrial_Petroleum_New_Process_Natural Gas_Process Heating_E4 | F1 | Industrial | Petroleum | New | Process | Natural Gas | Process Heating | E4 | CCE | 0 | 0 | 0 | 0 | 0 | 0 | 0 | 0 | 0 | 0 | 0 | 0 | 0 | 0 | 0 | 0 | 0 | 0 | 0 | 0 | 0 | 0 | 0 | 0 | 0 | 0 | 0 | 0 | 0 | 0
F1_Industrial_Petroleum_New_Process_Natural Gas_Process Heating_E5 | F1 | Industrial | Petroleum | New | Process | Natural Gas | Process Heating | E5 | CCE | 0 | 0 | 0 | 0 | 0 | 0 | 0 | 0 | 0 | 0 | 0 | 0 | 0 | 0 | 0 | 0 | 0 | 0 | 0 | 0 | 0 | 0 | 0 | 0 | 0 | 0 | 0 | 0 | 0 | 0
F1_Industrial_Petroleum_New_Process_Natural Gas_Process Heating_E6 | F1 | Industrial | Petroleum | New | Process | Natural Gas | Process Heating | E6 | CCE | 0 | 0 | 0 | 0 | 0 | 0 | 0 | 0 | 0 | 0 | 0 | 0 | 0 | 0 | 0 | 0 | 0 | 0 | 0 | 0 | 0 | 0 | 0 | 0 | 0 | 0 | 0 | 0 | 0 | 0
F1_Industrial_Petroleum_New_Process_Natural Gas_Process Heating_E7 | F1 | Industrial | Petroleum | New | Process | Natural Gas | Process Heating | E7 | CCE | 0 | 0 | 0 | 0 | 0 | 0 | 0 | 0 | 0 | 0 | 0 | 0 | 0 | 0 | 0 | 0 | 0 | 0 | 0 | 0 | 0 | 0 | 0 | 0 | 0 | 0 | 0 | 0 | 0 | 0
F1_Industrial_Petroleum_New_Process_Natural Gas_Process Heating_E8 | F1 | Industrial | Petroleum | New | Process | Natural Gas | Process Heating | E8 | CCE | 0 | 0 | 0 | 0 | 0 | 0 | 0 | 0 | 0 | 0 | 0 | 0 | 0 | 0 | 0 | 0 | 0 | 0 | 0 | 0 | 0 | 0 | 0 | 0 | 0 | 0 | 0 | 0 | 0 | 0
F1_Industrial_Petroleum_New_Process_Natural Gas_Process Heating_E9 | F1 | Industrial | Petroleum | New | Process | Natural Gas | Process Heating | E9 | CCE | 0 | 0 | 0 | 0 | 0 | 0 | 0 | 0 | 0 | 0 | 0 | 0 | 0 | 0 | 0 | 0 | 0 | 0 | 0 | 0 | 0 | 0 | 0 | 0 | 0 | 0 | 0 | 0 | 0 | 0
F1_Industrial_Petroleum_New_Process_Natural Gas_Process Heating_E10 | F1 | Industrial | Petroleum | New | Process | Natural Gas | Process Heating | E10 | CCE | 0 | 0 | 0 | 0 | 0 | 0 | 0 | 0 | 0 | 0 | 0 | 0 | 0 | 0 | 0 | 0 | 0 | 0 | 0 | 0 | 0 | 0 | 0 | 0 | 0 | 0 | 0 | 0 | 0 | 0
F2_Industrial_Petroleum_New_Process_Natural Gas_Process Heating_E1 | F2 | Industrial | Petroleum | New | Process | Natural Gas | Process Heating | E1 | TRC BC Ratio | 0.9 | 0.9 | 0.9 | 0.9 | 0.9 | 0.9 | 0.9 | 0.9 | 0.9 | 0.9 | 0.9 | 0.9 | 0.9 | 0.9 | 0.9 | 0.9 | 0.9 | 0.9 | 0.9 | 0.9 | 0.9 | 0.9 | 0 | 0 | 0 | 0 | 0 | 0 | 0 | 0
F2_Industrial_Petroleum_New_Process_Natural Gas_Process Heating_E2 | F2 | Industrial | Petroleum | New | Process | Natural Gas | Process Heating | E2 | TRC BC Ratio | 0 | 0 | 0 | 0 | 0 | 0 | 0 | 0 | 0 | 0 | 0 | 0 | 0 | 0 | 0 | 0 | 0 | 0 | 0 | 0 | 0 | 0 | 0 | 0 | 0 | 0 | 0 | 0 | 0 | 0
F2_Industrial_Petroleum_New_Process_Natural Gas_Process Heating_E3 | F2 | Industrial | Petroleum | New | Process | Natural Gas | Process Heating | E3 | TRC BC Ratio | 0 | 0 | 0 | 0 | 0 | 0 | 0 | 0 | 0 | 0 | 0 | 0 | 0 | 0 | 0 | 0 | 0 | 0 | 0 | 0 | 0 | 0 | 0 | 0 | 0 | 0 | 0 | 0 | 0 | 0
F2_Industrial_Petroleum_New_Process_Natural Gas_Process Heating_E4 | F2 | Industrial | Petroleum | New | Process | Natural Gas | Process Heating | E4 | TRC BC Ratio | 0 | 0 | 0 | 0 | 0 | 0 | 0 | 0 | 0 | 0 | 0 | 0 | 0 | 0 | 0 | 0 | 0 | 0 | 0 | 0 | 0 | 0 | 0 | 0 | 0 | 0 | 0 | 0 | 0 | 0
F2_Industrial_Petroleum_New_Process_Natural Gas_Process Heating_E5 | F2 | Industrial | Petroleum | New | Process | Natural Gas | Process Heating | E5 | TRC BC Ratio | 0 | 0 | 0 | 0 | 0 | 0 | 0 | 0 | 0 | 0 | 0 | 0 | 0 | 0 | 0 | 0 | 0 | 0 | 0 | 0 | 0 | 0 | 0 | 0 | 0 | 0 | 0 | 0 | 0 | 0
F2_Industrial_Petroleum_New_Process_Natural Gas_Process Heating_E6 | F2 | Industrial | Petroleum | New | Process | Natural Gas | Process Heating | E6 | TRC BC Ratio | 0 | 0 | 0 | 0 | 0 | 0 | 0 | 0 | 0 | 0 | 0 | 0 | 0 | 0 | 0 | 0 | 0 | 0 | 0 | 0 | 0 | 0 | 0 | 0 | 0 | 0 | 0 | 0 | 0 | 0
F2_Industrial_Petroleum_New_Process_Natural Gas_Process Heating_E7 | F2 | Industrial | Petroleum | New | Process | Natural Gas | Process Heating | E7 | TRC BC Ratio | 0 | 0 | 0 | 0 | 0 | 0 | 0 | 0 | 0 | 0 | 0 | 0 | 0 | 0 | 0 | 0 | 0 | 0 | 0 | 0 | 0 | 0 | 0 | 0 | 0 | 0 | 0 | 0 | 0 | 0
F2_Industrial_Petroleum_New_Process_Natural Gas_Process Heating_E8 | F2 | Industrial | Petroleum | New | Process | Natural Gas | Process Heating | E8 | TRC BC Ratio | 0 | 0 | 0 | 0 | 0 | 0 | 0 | 0 | 0 | 0 | 0 | 0 | 0 | 0 | 0 | 0 | 0 | 0 | 0 | 0 | 0 | 0 | 0 | 0 | 0 | 0 | 0 | 0 | 0 | 0
F2_Industrial_Petroleum_New_Process_Natural Gas_Process Heating_E9 | F2 | Industrial | Petroleum | New | Process | Natural Gas | Process Heating | E9 | TRC BC Ratio | 0 | 0 | 0 | 0 | 0 | 0 | 0 | 0 | 0 | 0 | 0 | 0 | 0 | 0 | 0 | 0 | 0 | 0 | 0 | 0 | 0 | 0 | 0 | 0 | 0 | 0 | 0 | 0 | 0 | 0
F2_Industrial_Petroleum_New_Process_Natural Gas_Process Heating_E10 | F2 | Industrial | Petroleum | New | Process | Natural Gas | Process Heating | E10 | TRC BC Ratio | 0 | 0 | 0 | 0 | 0 | 0 | 0 | 0 | 0 | 0 | 0 | 0 | 0 | 0 | 0 | 0 | 0 | 0 | 0 | 0 | 0 | 0 | 0 | 0 | 0 | 0 | 0 | 0 | 0 | 0
F3_Industrial_Petroleum_New_Process_Natural Gas_Process Heating_E1 | F3 | Industrial | Petroleum | New | Process | Natural Gas | Process Heating | E1 | PACT BC Ratio | 0.9 | 0.9 | 0.9 | 0.9 | 0.9 | 0.9 | 0.9 | 0.9 | 0.9 | 0.9 | 0.9 | 0.9 | 0.9 | 0.9 | 0.9 | 0.9 | 0.9 | 0.9 | 0.9 | 0.9 | 0.9 | 0.9 | 0 | 0 | 0 | 0 | 0 | 0 | 0 | 0
F3_Industrial_Petroleum_New_Process_Natural Gas_Process Heating_E2 | F3 | Industrial | Petroleum | New | Process | Natural Gas | Process Heating | E2 | PACT BC Ratio | 0 | 0 | 0 | 0 | 0 | 0 | 0 | 0 | 0 | 0 | 0 | 0 | 0 | 0 | 0 | 0 | 0 | 0 | 0 | 0 | 0 | 0 | 0 | 0 | 0 | 0 | 0 | 0 | 0 | 0
F3_Industrial_Petroleum_New_Process_Natural Gas_Process Heating_E3 | F3 | Industrial | Petroleum | New | Process | Natural Gas | Process Heating | E3 | PACT BC Ratio | 0 | 0 | 0 | 0 | 0 | 0 | 0 | 0 | 0 | 0 | 0 | 0 | 0 | 0 | 0 | 0 | 0 | 0 | 0 | 0 | 0 | 0 | 0 | 0 | 0 | 0 | 0 | 0 | 0 | 0
F3_Industrial_Petroleum_New_Process_Natural Gas_Process Heating_E4 | F3 | Industrial | Petroleum | New | Process | Natural Gas | Process Heating | E4 | PACT BC Ratio | 0 | 0 | 0 | 0 | 0 | 0 | 0 | 0 | 0 | 0 | 0 | 0 | 0 | 0 | 0 | 0 | 0 | 0 | 0 | 0 | 0 | 0 | 0 | 0 | 0 | 0 | 0 | 0 | 0 | 0
F3_Industrial_Petroleum_New_Process_Natural Gas_Process Heating_E5 | F3 | Industrial | Petroleum | New | Process | Natural Gas | Process Heating | E5 | PACT BC Ratio | 0 | 0 | 0 | 0 | 0 | 0 | 0 | 0 | 0 | 0 | 0 | 0 | 0 | 0 | 0 | 0 | 0 | 0 | 0 | 0 | 0 | 0 | 0 | 0 | 0 | 0 | 0 | 0 | 0 | 0
F3_Industrial_Petroleum_New_Process_Natural Gas_Process Heating_E6 | F3 | Industrial | Petroleum | New | Process | Natural Gas | Process Heating | E6 | PACT BC Ratio | 0 | 0 | 0 | 0 | 0 | 0 | 0 | 0 | 0 | 0 | 0 | 0 | 0 | 0 | 0 | 0 | 0 | 0 | 0 | 0 | 0 | 0 | 0 | 0 | 0 | 0 | 0 | 0 | 0 | 0
F3_Industrial_Petroleum_New_Process_Natural Gas_Process Heating_E7 | F3 | Industrial | Petroleum | New | Process | Natural Gas | Process Heating | E7 | PACT BC Ratio | 0 | 0 | 0 | 0 | 0 | 0 | 0 | 0 | 0 | 0 | 0 | 0 | 0 | 0 | 0 | 0 | 0 | 0 | 0 | 0 | 0 | 0 | 0 | 0 | 0 | 0 | 0 | 0 | 0 | 0
F3_Industrial_Petroleum_New_Process_Natural Gas_Process Heating_E8 | F3 | Industrial | Petroleum | New | Process | Natural Gas | Process Heating | E8 | PACT BC Ratio | 0 | 0 | 0 | 0 | 0 | 0 | 0 | 0 | 0 | 0 | 0 | 0 | 0 | 0 | 0 | 0 | 0 | 0 | 0 | 0 | 0 | 0 | 0 | 0 | 0 | 0 | 0 | 0 | 0 | 0
F3_Industrial_Petroleum_New_Process_Natural Gas_Process Heating_E9 | F3 | Industrial | Petroleum | New | Process | Natural Gas | Process Heating | E9 | PACT BC Ratio | 0 | 0 | 0 | 0 | 0 | 0 | 0 | 0 | 0 | 0 | 0 | 0 | 0 | 0 | 0 | 0 | 0 | 0 | 0 | 0 | 0 | 0 | 0 | 0 | 0 | 0 | 0 | 0 | 0 | 0
F3_Industrial_Petroleum_New_Process_Natural Gas_Process Heating_E10 | F3 | Industrial | Petroleum | New | Process | Natural Gas | Process Heating | E10 | PACT BC Ratio | 0 | 0 | 0 | 0 | 0 | 0 | 0 | 0 | 0 | 0 | 0 | 0 | 0 | 0 | 0 | 0 | 0 | 0 | 0 | 0 | 0 | 0 | 0 | 0 | 0 | 0 | 0 | 0 | 0 | 0
F4_Industrial_Petroleum_New_Process_Natural Gas_Process Heating_E1 | F4 | Industrial | Petroleum | New | Process | Natural Gas | Process Heating | E1 | PCT BC Ratio | 0.9 | 0.9 | 0.9 | 0.9 | 0.9 | 0.9 | 0.9 | 0.9 | 0.9 | 0.9 | 0.9 | 0.9 | 0.9 | 0.9 | 0.9 | 0.9 | 0.9 | 0.9 | 0.9 | 0.9 | 0.9 | 0.9 | 0 | 0 | 0 | 0 | 0 | 0 | 0 | 0
F4_Industrial_Petroleum_New_Process_Natural Gas_Process Heating_E2 | F4 | Industrial | Petroleum | New | Process | Natural Gas | Process Heating | E2 | PCT BC Ratio | 0 | 0 | 0 | 0 | 0 | 0 | 0 | 0 | 0 | 0 | 0 | 0 | 0 | 0 | 0 | 0 | 0 | 0 | 0 | 0 | 0 | 0 | 0 | 0 | 0 | 0 | 0 | 0 | 0 | 0
F4_Industrial_Petroleum_New_Process_Natural Gas_Process Heating_E3 | F4 | Industrial | Petroleum | New | Process | Natural Gas | Process Heating | E3 | PCT BC Ratio | 0 | 0 | 0 | 0 | 0 | 0 | 0 | 0 | 0 | 0 | 0 | 0 | 0 | 0 | 0 | 0 | 0 | 0 | 0 | 0 | 0 | 0 | 0 | 0 | 0 | 0 | 0 | 0 | 0 | 0
F4_Industrial_Petroleum_New_Process_Natural Gas_Process Heating_E4 | F4 | Industrial | Petroleum | New | Process | Natural Gas | Process Heating | E4 | PCT BC Ratio | 0 | 0 | 0 | 0 | 0 | 0 | 0 | 0 | 0 | 0 | 0 | 0 | 0 | 0 | 0 | 0 | 0 | 0 | 0 | 0 | 0 | 0 | 0 | 0 | 0 | 0 | 0 | 0 | 0 | 0
F4_Industrial_Petroleum_New_Process_Natural Gas_Process Heating_E5 | F4 | Industrial | Petroleum | New | Process | Natural Gas | Process Heating | E5 | PCT BC Ratio | 0 | 0 | 0 | 0 | 0 | 0 | 0 | 0 | 0 | 0 | 0 | 0 | 0 | 0 | 0 | 0 | 0 | 0 | 0 | 0 | 0 | 0 | 0 | 0 | 0 | 0 | 0 | 0 | 0 | 0
F4_Industrial_Petroleum_New_Process_Natural Gas_Process Heating_E6 | F4 | Industrial | Petroleum | New | Process | Natural Gas | Process Heating | E6 | PCT BC Ratio | 0 | 0 | 0 | 0 | 0 | 0 | 0 | 0 | 0 | 0 | 0 | 0 | 0 | 0 | 0 | 0 | 0 | 0 | 0 | 0 | 0 | 0 | 0 | 0 | 0 | 0 | 0 | 0 | 0 | 0
F4_Industrial_Petroleum_New_Process_Natural Gas_Process Heating_E7 | F4 | Industrial | Petroleum | New | Process | Natural Gas | Process Heating | E7 | PCT BC Ratio | 0 | 0 | 0 | 0 | 0 | 0 | 0 | 0 | 0 | 0 | 0 | 0 | 0 | 0 | 0 | 0 | 0 | 0 | 0 | 0 | 0 | 0 | 0 | 0 | 0 | 0 | 0 | 0 | 0 | 0
F4_Industrial_Petroleum_New_Process_Natural Gas_Process Heating_E8 | F4 | Industrial | Petroleum | New | Process | Natural Gas | Process Heating | E8 | PCT BC Ratio | 0 | 0 | 0 | 0 | 0 | 0 | 0 | 0 | 0 | 0 | 0 | 0 | 0 | 0 | 0 | 0 | 0 | 0 | 0 | 0 | 0 | 0 | 0 | 0 | 0 | 0 | 0 | 0 | 0 | 0
F4_Industrial_Petroleum_New_Process_Natural Gas_Process Heating_E9 | F4 | Industrial | Petroleum | New | Process | Natural Gas | Process Heating | E9 | PCT BC Ratio | 0 | 0 | 0 | 0 | 0 | 0 | 0 | 0 | 0 | 0 | 0 | 0 | 0 | 0 | 0 | 0 | 0 | 0 | 0 | 0 | 0 | 0 | 0 | 0 | 0 | 0 | 0 | 0 | 0 | 0
F4_Industrial_Petroleum_New_Process_Natural Gas_Process Heating_E10 | F4 | Industrial | Petroleum | New | Process | Natural Gas | Process Heating | E10 | PCT BC Ratio | 0 | 0 | 0 | 0 | 0 | 0 | 0 | 0 | 0 | 0 | 0 | 0 | 0 | 0 | 0 | 0 | 0 | 0 | 0 | 0 | 0 | 0 | 0 | 0 | 0 | 0 | 0 | 0 | 0 | 0
F5_Industrial_Petroleum_New_Process_Natural Gas_Process Heating_E1 | F5 | Industrial | Petroleum | New | Process | Natural Gas | Process Heating | E1 | RIM BC Ratio | 0.9 | 0.9 | 0.9 | 0.9 | 0.9 | 0.9 | 0.9 | 0.9 | 0.9 | 0.9 | 0.9 | 0.9 | 0.9 | 0.9 | 0.9 | 0.9 | 0.9 | 0.9 | 0.9 | 0.9 | 0.9 | 0.9 | 0 | 0 | 0 | 0 | 0 | 0 | 0 | 0
F5_Industrial_Petroleum_New_Process_Natural Gas_Process Heating_E2 | F5 | Industrial | Petroleum | New | Process | Natural Gas | Process Heating | E2 | RIM BC Ratio | 0 | 0 | 0 | 0 | 0 | 0 | 0 | 0 | 0 | 0 | 0 | 0 | 0 | 0 | 0 | 0 | 0 | 0 | 0 | 0 | 0 | 0 | 0 | 0 | 0 | 0 | 0 | 0 | 0 | 0
F5_Industrial_Petroleum_New_Process_Natural Gas_Process Heating_E3 | F5 | Industrial | Petroleum | New | Process | Natural Gas | Process Heating | E3 | RIM BC Ratio | 0 | 0 | 0 | 0 | 0 | 0 | 0 | 0 | 0 | 0 | 0 | 0 | 0 | 0 | 0 | 0 | 0 | 0 | 0 | 0 | 0 | 0 | 0 | 0 | 0 | 0 | 0 | 0 | 0 | 0
F5_Industrial_Petroleum_New_Process_Natural Gas_Process Heating_E4 | F5 | Industrial | Petroleum | New | Process | Natural Gas | Process Heating | E4 | RIM BC Ratio | 0 | 0 | 0 | 0 | 0 | 0 | 0 | 0 | 0 | 0 | 0 | 0 | 0 | 0 | 0 | 0 | 0 | 0 | 0 | 0 | 0 | 0 | 0 | 0 | 0 | 0 | 0 | 0 | 0 | 0
F5_Industrial_Petroleum_New_Process_Natural Gas_Process Heating_E5 | F5 | Industrial | Petroleum | New | Process | Natural Gas | Process Heating | E5 | RIM BC Ratio | 0 | 0 | 0 | 0 | 0 | 0 | 0 | 0 | 0 | 0 | 0 | 0 | 0 | 0 | 0 | 0 | 0 | 0 | 0 | 0 | 0 | 0 | 0 | 0 | 0 | 0 | 0 | 0 | 0 | 0
F5_Industrial_Petroleum_New_Process_Natural Gas_Process Heating_E6 | F5 | Industrial | Petroleum | New | Process | Natural Gas | Process Heating | E6 | RIM BC Ratio | 0 | 0 | 0 | 0 | 0 | 0 | 0 | 0 | 0 | 0 | 0 | 0 | 0 | 0 | 0 | 0 | 0 | 0 | 0 | 0 | 0 | 0 | 0 | 0 | 0 | 0 | 0 | 0 | 0 | 0
F5_Industrial_Petroleum_New_Process_Natural Gas_Process Heating_E7 | F5 | Industrial | Petroleum | New | Process | Natural Gas | Process Heating | E7 | RIM BC Ratio | 0 | 0 | 0 | 0 | 0 | 0 | 0 | 0 | 0 | 0 | 0 | 0 | 0 | 0 | 0 | 0 | 0 | 0 | 0 | 0 | 0 | 0 | 0 | 0 | 0 | 0 | 0 | 0 | 0 | 0
F5_Industrial_Petroleum_New_Process_Natural Gas_Process Heating_E8 | F5 | Industrial | Petroleum | New | Process | Natural Gas | Process Heating | E8 | RIM BC Ratio | 0 | 0 | 0 | 0 | 0 | 0 | 0 | 0 | 0 | 0 | 0 | 0 | 0 | 0 | 0 | 0 | 0 | 0 | 0 | 0 | 0 | 0 | 0 | 0 | 0 | 0 | 0 | 0 | 0 | 0
F5_Industrial_Petroleum_New_Process_Natural Gas_Process Heating_E9 | F5 | Industrial | Petroleum | New | Process | Natural Gas | Process Heating | E9 | RIM BC Ratio | 0 | 0 | 0 | 0 | 0 | 0 | 0 | 0 | 0 | 0 | 0 | 0 | 0 | 0 | 0 | 0 | 0 | 0 | 0 | 0 | 0 | 0 | 0 | 0 | 0 | 0 | 0 | 0 | 0 | 0
F5_Industrial_Petroleum_New_Process_Natural Gas_Process Heating_E10 | F5 | Industrial | Petroleum | New | Process | Natural Gas | Process Heating | E10 | RIM BC Ratio | 0 | 0 | 0 | 0 | 0 | 0 | 0 | 0 | 0 | 0 | 0 | 0 | 0 | 0 | 0 | 0 | 0 | 0 | 0 | 0 | 0 | 0 | 0 | 0 | 0 | 0 | 0 | 0 | 0 | 0
F0_Industrial_Petroleum_New_Process_Natural Gas_Process Cooling_E0 | F0 | Industrial | Petroleum | New | Process | Natural Gas | Process Cooling | E0 | Economic Unit | Standard | Standard | Standard | Standard | Standard | Standard | Standard | Standard | Standard | Standard | Standard | Standard | Standard | Standard | Standard | Standard | Standard | Standard | Standard | Standard | Standard | Standard | 0 | 0 | 0 | 0 | 0 | 0 | 0 | 0
F1_Industrial_Petroleum_New_Process_Natural Gas_Process Cooling_E1 | F1 | Industrial | Petroleum | New | Process | Natural Gas | Process Cooling | E1 | CCE | 0 | 0 | 0 | 0 | 0 | 0 | 0 | 0 | 0 | 0 | 0 | 0 | 0 | 0 | 0 | 0 | 0 | 0 | 0 | 0 | 0 | 0 | 0 | 0 | 0 | 0 | 0 | 0 | 0 | 0
F1_Industrial_Petroleum_New_Process_Natural Gas_Process Cooling_E2 | F1 | Industrial | Petroleum | New | Process | Natural Gas | Process Cooling | E2 | CCE | 0 | 0 | 0 | 0 | 0 | 0 | 0 | 0 | 0 | 0 | 0 | 0 | 0 | 0 | 0 | 0 | 0 | 0 | 0 | 0 | 0 | 0 | 0 | 0 | 0 | 0 | 0 | 0 | 0 | 0
F1_Industrial_Petroleum_New_Process_Natural Gas_Process Cooling_E3 | F1 | Industrial | Petroleum | New | Process | Natural Gas | Process Cooling | E3 | CCE | 0 | 0 | 0 | 0 | 0 | 0 | 0 | 0 | 0 | 0 | 0 | 0 | 0 | 0 | 0 | 0 | 0 | 0 | 0 | 0 | 0 | 0 | 0 | 0 | 0 | 0 | 0 | 0 | 0 | 0
F1_Industrial_Petroleum_New_Process_Natural Gas_Process Cooling_E4 | F1 | Industrial | Petroleum | New | Process | Natural Gas | Process Cooling | E4 | CCE | 0 | 0 | 0 | 0 | 0 | 0 | 0 | 0 | 0 | 0 | 0 | 0 | 0 | 0 | 0 | 0 | 0 | 0 | 0 | 0 | 0 | 0 | 0 | 0 | 0 | 0 | 0 | 0 | 0 | 0
F1_Industrial_Petroleum_New_Process_Natural Gas_Process Cooling_E5 | F1 | Industrial | Petroleum | New | Process | Natural Gas | Process Cooling | E5 | CCE | 0 | 0 | 0 | 0 | 0 | 0 | 0 | 0 | 0 | 0 | 0 | 0 | 0 | 0 | 0 | 0 | 0 | 0 | 0 | 0 | 0 | 0 | 0 | 0 | 0 | 0 | 0 | 0 | 0 | 0
F1_Industrial_Petroleum_New_Process_Natural Gas_Process Cooling_E6 | F1 | Industrial | Petroleum | New | Process | Natural Gas | Process Cooling | E6 | CCE | 0 | 0 | 0 | 0 | 0 | 0 | 0 | 0 | 0 | 0 | 0 | 0 | 0 | 0 | 0 | 0 | 0 | 0 | 0 | 0 | 0 | 0 | 0 | 0 | 0 | 0 | 0 | 0 | 0 | 0
F1_Industrial_Petroleum_New_Process_Natural Gas_Process Cooling_E7 | F1 | Industrial | Petroleum | New | Process | Natural Gas | Process Cooling | E7 | CCE | 0 | 0 | 0 | 0 | 0 | 0 | 0 | 0 | 0 | 0 | 0 | 0 | 0 | 0 | 0 | 0 | 0 | 0 | 0 | 0 | 0 | 0 | 0 | 0 | 0 | 0 | 0 | 0 | 0 | 0
F1_Industrial_Petroleum_New_Process_Natural Gas_Process Cooling_E8 | F1 | Industrial | Petroleum | New | Process | Natural Gas | Process Cooling | E8 | CCE | 0 | 0 | 0 | 0 | 0 | 0 | 0 | 0 | 0 | 0 | 0 | 0 | 0 | 0 | 0 | 0 | 0 | 0 | 0 | 0 | 0 | 0 | 0 | 0 | 0 | 0 | 0 | 0 | 0 | 0
F1_Industrial_Petroleum_New_Process_Natural Gas_Process Cooling_E9 | F1 | Industrial | Petroleum | New | Process | Natural Gas | Process Cooling | E9 | CCE | 0 | 0 | 0 | 0 | 0 | 0 | 0 | 0 | 0 | 0 | 0 | 0 | 0 | 0 | 0 | 0 | 0 | 0 | 0 | 0 | 0 | 0 | 0 | 0 | 0 | 0 | 0 | 0 | 0 | 0
F1_Industrial_Petroleum_New_Process_Natural Gas_Process Cooling_E10 | F1 | Industrial | Petroleum | New | Process | Natural Gas | Process Cooling | E10 | CCE | 0 | 0 | 0 | 0 | 0 | 0 | 0 | 0 | 0 | 0 | 0 | 0 | 0 | 0 | 0 | 0 | 0 | 0 | 0 | 0 | 0 | 0 | 0 | 0 | 0 | 0 | 0 | 0 | 0 | 0
F2_Industrial_Petroleum_New_Process_Natural Gas_Process Cooling_E1 | F2 | Industrial | Petroleum | New | Process | Natural Gas | Process Cooling | E1 | TRC BC Ratio | 0.9 | 0.9 | 0.9 | 0.9 | 0.9 | 0.9 | 0.9 | 0.9 | 0.9 | 0.9 | 0.9 | 0.9 | 0.9 | 0.9 | 0.9 | 0.9 | 0.9 | 0.9 | 0.9 | 0.9 | 0.9 | 0.9 | 0 | 0 | 0 | 0 | 0 | 0 | 0 | 0
F2_Industrial_Petroleum_New_Process_Natural Gas_Process Cooling_E2 | F2 | Industrial | Petroleum | New | Process | Natural Gas | Process Cooling | E2 | TRC BC Ratio | 0 | 0 | 0 | 0 | 0 | 0 | 0 | 0 | 0 | 0 | 0 | 0 | 0 | 0 | 0 | 0 | 0 | 0 | 0 | 0 | 0 | 0 | 0 | 0 | 0 | 0 | 0 | 0 | 0 | 0
F2_Industrial_Petroleum_New_Process_Natural Gas_Process Cooling_E3 | F2 | Industrial | Petroleum | New | Process | Natural Gas | Process Cooling | E3 | TRC BC Ratio | 0 | 0 | 0 | 0 | 0 | 0 | 0 | 0 | 0 | 0 | 0 | 0 | 0 | 0 | 0 | 0 | 0 | 0 | 0 | 0 | 0 | 0 | 0 | 0 | 0 | 0 | 0 | 0 | 0 | 0
F2_Industrial_Petroleum_New_Process_Natural Gas_Process Cooling_E4 | F2 | Industrial | Petroleum | New | Process | Natural Gas | Process Cooling | E4 | TRC BC Ratio | 0 | 0 | 0 | 0 | 0 | 0 | 0 | 0 | 0 | 0 | 0 | 0 | 0 | 0 | 0 | 0 | 0 | 0 | 0 | 0 | 0 | 0 | 0 | 0 | 0 | 0 | 0 | 0 | 0 | 0
F2_Industrial_Petroleum_New_Process_Natural Gas_Process Cooling_E5 | F2 | Industrial | Petroleum | New | Process | Natural Gas | Process Cooling | E5 | TRC BC Ratio | 0 | 0 | 0 | 0 | 0 | 0 | 0 | 0 | 0 | 0 | 0 | 0 | 0 | 0 | 0 | 0 | 0 | 0 | 0 | 0 | 0 | 0 | 0 | 0 | 0 | 0 | 0 | 0 | 0 | 0
F2_Industrial_Petroleum_New_Process_Natural Gas_Process Cooling_E6 | F2 | Industrial | Petroleum | New | Process | Natural Gas | Process Cooling | E6 | TRC BC Ratio | 0 | 0 | 0 | 0 | 0 | 0 | 0 | 0 | 0 | 0 | 0 | 0 | 0 | 0 | 0 | 0 | 0 | 0 | 0 | 0 | 0 | 0 | 0 | 0 | 0 | 0 | 0 | 0 | 0 | 0
F2_Industrial_Petroleum_New_Process_Natural Gas_Process Cooling_E7 | F2 | Industrial | Petroleum | New | Process | Natural Gas | Process Cooling | E7 | TRC BC Ratio | 0 | 0 | 0 | 0 | 0 | 0 | 0 | 0 | 0 | 0 | 0 | 0 | 0 | 0 | 0 | 0 | 0 | 0 | 0 | 0 | 0 | 0 | 0 | 0 | 0 | 0 | 0 | 0 | 0 | 0
F2_Industrial_Petroleum_New_Process_Natural Gas_Process Cooling_E8 | F2 | Industrial | Petroleum | New | Process | Natural Gas | Process Cooling | E8 | TRC BC Ratio | 0 | 0 | 0 | 0 | 0 | 0 | 0 | 0 | 0 | 0 | 0 | 0 | 0 | 0 | 0 | 0 | 0 | 0 | 0 | 0 | 0 | 0 | 0 | 0 | 0 | 0 | 0 | 0 | 0 | 0
F2_Industrial_Petroleum_New_Process_Natural Gas_Process Cooling_E9 | F2 | Industrial | Petroleum | New | Process | Natural Gas | Process Cooling | E9 | TRC BC Ratio | 0 | 0 | 0 | 0 | 0 | 0 | 0 | 0 | 0 | 0 | 0 | 0 | 0 | 0 | 0 | 0 | 0 | 0 | 0 | 0 | 0 | 0 | 0 | 0 | 0 | 0 | 0 | 0 | 0 | 0
F2_Industrial_Petroleum_New_Process_Natural Gas_Process Cooling_E10 | F2 | Industrial | Petroleum | New | Process | Natural Gas | Process Cooling | E10 | TRC BC Ratio | 0 | 0 | 0 | 0 | 0 | 0 | 0 | 0 | 0 | 0 | 0 | 0 | 0 | 0 | 0 | 0 | 0 | 0 | 0 | 0 | 0 | 0 | 0 | 0 | 0 | 0 | 0 | 0 | 0 | 0
F3_Industrial_Petroleum_New_Process_Natural Gas_Process Cooling_E1 | F3 | Industrial | Petroleum | New | Process | Natural Gas | Process Cooling | E1 | PACT BC Ratio | 0.9 | 0.9 | 0.9 | 0.9 | 0.9 | 0.9 | 0.9 | 0.9 | 0.9 | 0.9 | 0.9 | 0.9 | 0.9 | 0.9 | 0.9 | 0.9 | 0.9 | 0.9 | 0.9 | 0.9 | 0.9 | 0.9 | 0 | 0 | 0 | 0 | 0 | 0 | 0 | 0
F3_Industrial_Petroleum_New_Process_Natural Gas_Process Cooling_E2 | F3 | Industrial | Petroleum | New | Process | Natural Gas | Process Cooling | E2 | PACT BC Ratio | 0 | 0 | 0 | 0 | 0 | 0 | 0 | 0 | 0 | 0 | 0 | 0 | 0 | 0 | 0 | 0 | 0 | 0 | 0 | 0 | 0 | 0 | 0 | 0 | 0 | 0 | 0 | 0 | 0 | 0
F3_Industrial_Petroleum_New_Process_Natural Gas_Process Cooling_E3 | F3 | Industrial | Petroleum | New | Process | Natural Gas | Process Cooling | E3 | PACT BC Ratio | 0 | 0 | 0 | 0 | 0 | 0 | 0 | 0 | 0 | 0 | 0 | 0 | 0 | 0 | 0 | 0 | 0 | 0 | 0 | 0 | 0 | 0 | 0 | 0 | 0 | 0 | 0 | 0 | 0 | 0
F3_Industrial_Petroleum_New_Process_Natural Gas_Process Cooling_E4 | F3 | Industrial | Petroleum | New | Process | Natural Gas | Process Cooling | E4 | PACT BC Ratio | 0 | 0 | 0 | 0 | 0 | 0 | 0 | 0 | 0 | 0 | 0 | 0 | 0 | 0 | 0 | 0 | 0 | 0 | 0 | 0 | 0 | 0 | 0 | 0 | 0 | 0 | 0 | 0 | 0 | 0
F3_Industrial_Petroleum_New_Process_Natural Gas_Process Cooling_E5 | F3 | Industrial | Petroleum | New | Process | Natural Gas | Process Cooling | E5 | PACT BC Ratio | 0 | 0 | 0 | 0 | 0 | 0 | 0 | 0 | 0 | 0 | 0 | 0 | 0 | 0 | 0 | 0 | 0 | 0 | 0 | 0 | 0 | 0 | 0 | 0 | 0 | 0 | 0 | 0 | 0 | 0
F3_Industrial_Petroleum_New_Process_Natural Gas_Process Cooling_E6 | F3 | Industrial | Petroleum | New | Process | Natural Gas | Process Cooling | E6 | PACT BC Ratio | 0 | 0 | 0 | 0 | 0 | 0 | 0 | 0 | 0 | 0 | 0 | 0 | 0 | 0 | 0 | 0 | 0 | 0 | 0 | 0 | 0 | 0 | 0 | 0 | 0 | 0 | 0 | 0 | 0 | 0
F3_Industrial_Petroleum_New_Process_Natural Gas_Process Cooling_E7 | F3 | Industrial | Petroleum | New | Process | Natural Gas | Process Cooling | E7 | PACT BC Ratio | 0 | 0 | 0 | 0 | 0 | 0 | 0 | 0 | 0 | 0 | 0 | 0 | 0 | 0 | 0 | 0 | 0 | 0 | 0 | 0 | 0 | 0 | 0 | 0 | 0 | 0 | 0 | 0 | 0 | 0
F3_Industrial_Petroleum_New_Process_Natural Gas_Process Cooling_E8 | F3 | Industrial | Petroleum | New | Process | Natural Gas | Process Cooling | E8 | PACT BC Ratio | 0 | 0 | 0 | 0 | 0 | 0 | 0 | 0 | 0 | 0 | 0 | 0 | 0 | 0 | 0 | 0 | 0 | 0 | 0 | 0 | 0 | 0 | 0 | 0 | 0 | 0 | 0 | 0 | 0 | 0
F3_Industrial_Petroleum_New_Process_Natural Gas_Process Cooling_E9 | F3 | Industrial | Petroleum | New | Process | Natural Gas | Process Cooling | E9 | PACT BC Ratio | 0 | 0 | 0 | 0 | 0 | 0 | 0 | 0 | 0 | 0 | 0 | 0 | 0 | 0 | 0 | 0 | 0 | 0 | 0 | 0 | 0 | 0 | 0 | 0 | 0 | 0 | 0 | 0 | 0 | 0
F3_Industrial_Petroleum_New_Process_Natural Gas_Process Cooling_E10 | F3 | Industrial | Petroleum | New | Process | Natural Gas | Process Cooling | E10 | PACT BC Ratio | 0 | 0 | 0 | 0 | 0 | 0 | 0 | 0 | 0 | 0 | 0 | 0 | 0 | 0 | 0 | 0 | 0 | 0 | 0 | 0 | 0 | 0 | 0 | 0 | 0 | 0 | 0 | 0 | 0 | 0
F4_Industrial_Petroleum_New_Process_Natural Gas_Process Cooling_E1 | F4 | Industrial | Petroleum | New | Process | Natural Gas | Process Cooling | E1 | PCT BC Ratio | 0.9 | 0.9 | 0.9 | 0.9 | 0.9 | 0.9 | 0.9 | 0.9 | 0.9 | 0.9 | 0.9 | 0.9 | 0.9 | 0.9 | 0.9 | 0.9 | 0.9 | 0.9 | 0.9 | 0.9 | 0.9 | 0.9 | 0 | 0 | 0 | 0 | 0 | 0 | 0 | 0
F4_Industrial_Petroleum_New_Process_Natural Gas_Process Cooling_E2 | F4 | Industrial | Petroleum | New | Process | Natural Gas | Process Cooling | E2 | PCT BC Ratio | 0 | 0 | 0 | 0 | 0 | 0 | 0 | 0 | 0 | 0 | 0 | 0 | 0 | 0 | 0 | 0 | 0 | 0 | 0 | 0 | 0 | 0 | 0 | 0 | 0 | 0 | 0 | 0 | 0 | 0
F4_Industrial_Petroleum_New_Process_Natural Gas_Process Cooling_E3 | F4 | Industrial | Petroleum | New | Process | Natural Gas | Process Cooling | E3 | PCT BC Ratio | 0 | 0 | 0 | 0 | 0 | 0 | 0 | 0 | 0 | 0 | 0 | 0 | 0 | 0 | 0 | 0 | 0 | 0 | 0 | 0 | 0 | 0 | 0 | 0 | 0 | 0 | 0 | 0 | 0 | 0
F4_Industrial_Petroleum_New_Process_Natural Gas_Process Cooling_E4 | F4 | Industrial | Petroleum | New | Process | Natural Gas | Process Cooling | E4 | PCT BC Ratio | 0 | 0 | 0 | 0 | 0 | 0 | 0 | 0 | 0 | 0 | 0 | 0 | 0 | 0 | 0 | 0 | 0 | 0 | 0 | 0 | 0 | 0 | 0 | 0 | 0 | 0 | 0 | 0 | 0 | 0
F4_Industrial_Petroleum_New_Process_Natural Gas_Process Cooling_E5 | F4 | Industrial | Petroleum | New | Process | Natural Gas | Process Cooling | E5 | PCT BC Ratio | 0 | 0 | 0 | 0 | 0 | 0 | 0 | 0 | 0 | 0 | 0 | 0 | 0 | 0 | 0 | 0 | 0 | 0 | 0 | 0 | 0 | 0 | 0 | 0 | 0 | 0 | 0 | 0 | 0 | 0
F4_Industrial_Petroleum_New_Process_Natural Gas_Process Cooling_E6 | F4 | Industrial | Petroleum | New | Process | Natural Gas | Process Cooling | E6 | PCT BC Ratio | 0 | 0 | 0 | 0 | 0 | 0 | 0 | 0 | 0 | 0 | 0 | 0 | 0 | 0 | 0 | 0 | 0 | 0 | 0 | 0 | 0 | 0 | 0 | 0 | 0 | 0 | 0 | 0 | 0 | 0
F4_Industrial_Petroleum_New_Process_Natural Gas_Process Cooling_E7 | F4 | Industrial | Petroleum | New | Process | Natural Gas | Process Cooling | E7 | PCT BC Ratio | 0 | 0 | 0 | 0 | 0 | 0 | 0 | 0 | 0 | 0 | 0 | 0 | 0 | 0 | 0 | 0 | 0 | 0 | 0 | 0 | 0 | 0 | 0 | 0 | 0 | 0 | 0 | 0 | 0 | 0
F4_Industrial_Petroleum_New_Process_Natural Gas_Process Cooling_E8 | F4 | Industrial | Petroleum | New | Process | Natural Gas | Process Cooling | E8 | PCT BC Ratio | 0 | 0 | 0 | 0 | 0 | 0 | 0 | 0 | 0 | 0 | 0 | 0 | 0 | 0 | 0 | 0 | 0 | 0 | 0 | 0 | 0 | 0 | 0 | 0 | 0 | 0 | 0 | 0 | 0 | 0
F4_Industrial_Petroleum_New_Process_Natural Gas_Process Cooling_E9 | F4 | Industrial | Petroleum | New | Process | Natural Gas | Process Cooling | E9 | PCT BC Ratio | 0 | 0 | 0 | 0 | 0 | 0 | 0 | 0 | 0 | 0 | 0 | 0 | 0 | 0 | 0 | 0 | 0 | 0 | 0 | 0 | 0 | 0 | 0 | 0 | 0 | 0 | 0 | 0 | 0 | 0
F4_Industrial_Petroleum_New_Process_Natural Gas_Process Cooling_E10 | F4 | Industrial | Petroleum | New | Process | Natural Gas | Process Cooling | E10 | PCT BC Ratio | 0 | 0 | 0 | 0 | 0 | 0 | 0 | 0 | 0 | 0 | 0 | 0 | 0 | 0 | 0 | 0 | 0 | 0 | 0 | 0 | 0 | 0 | 0 | 0 | 0 | 0 | 0 | 0 | 0 | 0
F5_Industrial_Petroleum_New_Process_Natural Gas_Process Cooling_E1 | F5 | Industrial | Petroleum | New | Process | Natural Gas | Process Cooling | E1 | RIM BC Ratio | 0.9 | 0.9 | 0.9 | 0.9 | 0.9 | 0.9 | 0.9 | 0.9 | 0.9 | 0.9 | 0.9 | 0.9 | 0.9 | 0.9 | 0.9 | 0.9 | 0.9 | 0.9 | 0.9 | 0.9 | 0.9 | 0.9 | 0 | 0 | 0 | 0 | 0 | 0 | 0 | 0
F5_Industrial_Petroleum_New_Process_Natural Gas_Process Cooling_E2 | F5 | Industrial | Petroleum | New | Process | Natural Gas | Process Cooling | E2 | RIM BC Ratio | 0 | 0 | 0 | 0 | 0 | 0 | 0 | 0 | 0 | 0 | 0 | 0 | 0 | 0 | 0 | 0 | 0 | 0 | 0 | 0 | 0 | 0 | 0 | 0 | 0 | 0 | 0 | 0 | 0 | 0
F5_Industrial_Petroleum_New_Process_Natural Gas_Process Cooling_E3 | F5 | Industrial | Petroleum | New | Process | Natural Gas | Process Cooling | E3 | RIM BC Ratio | 0 | 0 | 0 | 0 | 0 | 0 | 0 | 0 | 0 | 0 | 0 | 0 | 0 | 0 | 0 | 0 | 0 | 0 | 0 | 0 | 0 | 0 | 0 | 0 | 0 | 0 | 0 | 0 | 0 | 0
F5_Industrial_Petroleum_New_Process_Natural Gas_Process Cooling_E4 | F5 | Industrial | Petroleum | New | Process | Natural Gas | Process Cooling | E4 | RIM BC Ratio | 0 | 0 | 0 | 0 | 0 | 0 | 0 | 0 | 0 | 0 | 0 | 0 | 0 | 0 | 0 | 0 | 0 | 0 | 0 | 0 | 0 | 0 | 0 | 0 | 0 | 0 | 0 | 0 | 0 | 0
F5_Industrial_Petroleum_New_Process_Natural Gas_Process Cooling_E5 | F5 | Industrial | Petroleum | New | Process | Natural Gas | Process Cooling | E5 | RIM BC Ratio | 0 | 0 | 0 | 0 | 0 | 0 | 0 | 0 | 0 | 0 | 0 | 0 | 0 | 0 | 0 | 0 | 0 | 0 | 0 | 0 | 0 | 0 | 0 | 0 | 0 | 0 | 0 | 0 | 0 | 0
F5_Industrial_Petroleum_New_Process_Natural Gas_Process Cooling_E6 | F5 | Industrial | Petroleum | New | Process | Natural Gas | Process Cooling | E6 | RIM BC Ratio | 0 | 0 | 0 | 0 | 0 | 0 | 0 | 0 | 0 | 0 | 0 | 0 | 0 | 0 | 0 | 0 | 0 | 0 | 0 | 0 | 0 | 0 | 0 | 0 | 0 | 0 | 0 | 0 | 0 | 0
F5_Industrial_Petroleum_New_Process_Natural Gas_Process Cooling_E7 | F5 | Industrial | Petroleum | New | Process | Natural Gas | Process Cooling | E7 | RIM BC Ratio | 0 | 0 | 0 | 0 | 0 | 0 | 0 | 0 | 0 | 0 | 0 | 0 | 0 | 0 | 0 | 0 | 0 | 0 | 0 | 0 | 0 | 0 | 0 | 0 | 0 | 0 | 0 | 0 | 0 | 0
F5_Industrial_Petroleum_New_Process_Natural Gas_Process Cooling_E8 | F5 | Industrial | Petroleum | New | Process | Natural Gas | Process Cooling | E8 | RIM BC Ratio | 0 | 0 | 0 | 0 | 0 | 0 | 0 | 0 | 0 | 0 | 0 | 0 | 0 | 0 | 0 | 0 | 0 | 0 | 0 | 0 | 0 | 0 | 0 | 0 | 0 | 0 | 0 | 0 | 0 | 0
F5_Industrial_Petroleum_New_Process_Natural Gas_Process Cooling_E9 | F5 | Industrial | Petroleum | New | Process | Natural Gas | Process Cooling | E9 | RIM BC Ratio | 0 | 0 | 0 | 0 | 0 | 0 | 0 | 0 | 0 | 0 | 0 | 0 | 0 | 0 | 0 | 0 | 0 | 0 | 0 | 0 | 0 | 0 | 0 | 0 | 0 | 0 | 0 | 0 | 0 | 0
F5_Industrial_Petroleum_New_Process_Natural Gas_Process Cooling_E10 | F5 | Industrial | Petroleum | New | Process | Natural Gas | Process Cooling | E10 | RIM BC Ratio | 0 | 0 | 0 | 0 | 0 | 0 | 0 | 0 | 0 | 0 | 0 | 0 | 0 | 0 | 0 | 0 | 0 | 0 | 0 | 0 | 0 | 0 | 0 | 0 | 0 | 0 | 0 | 0 | 0 | 0
F0_Industrial_Petroleum_New_Process_Natural Gas_Other Process_E0 | F0 | Industrial | Petroleum | New | Process | Natural Gas | Other Process | E0 | Economic Unit | Standard | Standard | Standard | Standard | Standard | Standard | Standard | Standard | Standard | Standard | Standard | Standard | Standard | Standard | Standard | Standard | Standard | Standard | Standard | Standard | Standard | Standard | 0 | 0 | 0 | 0 | 0 | 0 | 0 | 0
F1_Industrial_Petroleum_New_Process_Natural Gas_Other Process_E1 | F1 | Industrial | Petroleum | New | Process | Natural Gas | Other Process | E1 | CCE | 0 | 0 | 0 | 0 | 0 | 0 | 0 | 0 | 0 | 0 | 0 | 0 | 0 | 0 | 0 | 0 | 0 | 0 | 0 | 0 | 0 | 0 | 0 | 0 | 0 | 0 | 0 | 0 | 0 | 0
F1_Industrial_Petroleum_New_Process_Natural Gas_Other Process_E2 | F1 | Industrial | Petroleum | New | Process | Natural Gas | Other Process | E2 | CCE | 0 | 0 | 0 | 0 | 0 | 0 | 0 | 0 | 0 | 0 | 0 | 0 | 0 | 0 | 0 | 0 | 0 | 0 | 0 | 0 | 0 | 0 | 0 | 0 | 0 | 0 | 0 | 0 | 0 | 0
F1_Industrial_Petroleum_New_Process_Natural Gas_Other Process_E3 | F1 | Industrial | Petroleum | New | Process | Natural Gas | Other Process | E3 | CCE | 0 | 0 | 0 | 0 | 0 | 0 | 0 | 0 | 0 | 0 | 0 | 0 | 0 | 0 | 0 | 0 | 0 | 0 | 0 | 0 | 0 | 0 | 0 | 0 | 0 | 0 | 0 | 0 | 0 | 0
F1_Industrial_Petroleum_New_Process_Natural Gas_Other Process_E4 | F1 | Industrial | Petroleum | New | Process | Natural Gas | Other Process | E4 | CCE | 0 | 0 | 0 | 0 | 0 | 0 | 0 | 0 | 0 | 0 | 0 | 0 | 0 | 0 | 0 | 0 | 0 | 0 | 0 | 0 | 0 | 0 | 0 | 0 | 0 | 0 | 0 | 0 | 0 | 0
F1_Industrial_Petroleum_New_Process_Natural Gas_Other Process_E5 | F1 | Industrial | Petroleum | New | Process | Natural Gas | Other Process | E5 | CCE | 0 | 0 | 0 | 0 | 0 | 0 | 0 | 0 | 0 | 0 | 0 | 0 | 0 | 0 | 0 | 0 | 0 | 0 | 0 | 0 | 0 | 0 | 0 | 0 | 0 | 0 | 0 | 0 | 0 | 0
F1_Industrial_Petroleum_New_Process_Natural Gas_Other Process_E6 | F1 | Industrial | Petroleum | New | Process | Natural Gas | Other Process | E6 | CCE | 0 | 0 | 0 | 0 | 0 | 0 | 0 | 0 | 0 | 0 | 0 | 0 | 0 | 0 | 0 | 0 | 0 | 0 | 0 | 0 | 0 | 0 | 0 | 0 | 0 | 0 | 0 | 0 | 0 | 0
F1_Industrial_Petroleum_New_Process_Natural Gas_Other Process_E7 | F1 | Industrial | Petroleum | New | Process | Natural Gas | Other Process | E7 | CCE | 0 | 0 | 0 | 0 | 0 | 0 | 0 | 0 | 0 | 0 | 0 | 0 | 0 | 0 | 0 | 0 | 0 | 0 | 0 | 0 | 0 | 0 | 0 | 0 | 0 | 0 | 0 | 0 | 0 | 0
F1_Industrial_Petroleum_New_Process_Natural Gas_Other Process_E8 | F1 | Industrial | Petroleum | New | Process | Natural Gas | Other Process | E8 | CCE | 0 | 0 | 0 | 0 | 0 | 0 | 0 | 0 | 0 | 0 | 0 | 0 | 0 | 0 | 0 | 0 | 0 | 0 | 0 | 0 | 0 | 0 | 0 | 0 | 0 | 0 | 0 | 0 | 0 | 0
F1_Industrial_Petroleum_New_Process_Natural Gas_Other Process_E9 | F1 | Industrial | Petroleum | New | Process | Natural Gas | Other Process | E9 | CCE | 0 | 0 | 0 | 0 | 0 | 0 | 0 | 0 | 0 | 0 | 0 | 0 | 0 | 0 | 0 | 0 | 0 | 0 | 0 | 0 | 0 | 0 | 0 | 0 | 0 | 0 | 0 | 0 | 0 | 0
F1_Industrial_Petroleum_New_Process_Natural Gas_Other Process_E10 | F1 | Industrial | Petroleum | New | Process | Natural Gas | Other Process | E10 | CCE | 0 | 0 | 0 | 0 | 0 | 0 | 0 | 0 | 0 | 0 | 0 | 0 | 0 | 0 | 0 | 0 | 0 | 0 | 0 | 0 | 0 | 0 | 0 | 0 | 0 | 0 | 0 | 0 | 0 | 0
F2_Industrial_Petroleum_New_Process_Natural Gas_Other Process_E1 | F2 | Industrial | Petroleum | New | Process | Natural Gas | Other Process | E1 | TRC BC Ratio | 0.9 | 0.9 | 0.9 | 0.9 | 0.9 | 0.9 | 0.9 | 0.9 | 0.9 | 0.9 | 0.9 | 0.9 | 0.9 | 0.9 | 0.9 | 0.9 | 0.9 | 0.9 | 0.9 | 0.9 | 0.9 | 0.9 | 0 | 0 | 0 | 0 | 0 | 0 | 0 | 0
F2_Industrial_Petroleum_New_Process_Natural Gas_Other Process_E2 | F2 | Industrial | Petroleum | New | Process | Natural Gas | Other Process | E2 | TRC BC Ratio | 0 | 0 | 0 | 0 | 0 | 0 | 0 | 0 | 0 | 0 | 0 | 0 | 0 | 0 | 0 | 0 | 0 | 0 | 0 | 0 | 0 | 0 | 0 | 0 | 0 | 0 | 0 | 0 | 0 | 0
F2_Industrial_Petroleum_New_Process_Natural Gas_Other Process_E3 | F2 | Industrial | Petroleum | New | Process | Natural Gas | Other Process | E3 | TRC BC Ratio | 0 | 0 | 0 | 0 | 0 | 0 | 0 | 0 | 0 | 0 | 0 | 0 | 0 | 0 | 0 | 0 | 0 | 0 | 0 | 0 | 0 | 0 | 0 | 0 | 0 | 0 | 0 | 0 | 0 | 0
F2_Industrial_Petroleum_New_Process_Natural Gas_Other Process_E4 | F2 | Industrial | Petroleum | New | Process | Natural Gas | Other Process | E4 | TRC BC Ratio | 0 | 0 | 0 | 0 | 0 | 0 | 0 | 0 | 0 | 0 | 0 | 0 | 0 | 0 | 0 | 0 | 0 | 0 | 0 | 0 | 0 | 0 | 0 | 0 | 0 | 0 | 0 | 0 | 0 | 0
F2_Industrial_Petroleum_New_Process_Natural Gas_Other Process_E5 | F2 | Industrial | Petroleum | New | Process | Natural Gas | Other Process | E5 | TRC BC Ratio | 0 | 0 | 0 | 0 | 0 | 0 | 0 | 0 | 0 | 0 | 0 | 0 | 0 | 0 | 0 | 0 | 0 | 0 | 0 | 0 | 0 | 0 | 0 | 0 | 0 | 0 | 0 | 0 | 0 | 0
F2_Industrial_Petroleum_New_Process_Natural Gas_Other Process_E6 | F2 | Industrial | Petroleum | New | Process | Natural Gas | Other Process | E6 | TRC BC Ratio | 0 | 0 | 0 | 0 | 0 | 0 | 0 | 0 | 0 | 0 | 0 | 0 | 0 | 0 | 0 | 0 | 0 | 0 | 0 | 0 | 0 | 0 | 0 | 0 | 0 | 0 | 0 | 0 | 0 | 0
F2_Industrial_Petroleum_New_Process_Natural Gas_Other Process_E7 | F2 | Industrial | Petroleum | New | Process | Natural Gas | Other Process | E7 | TRC BC Ratio | 0 | 0 | 0 | 0 | 0 | 0 | 0 | 0 | 0 | 0 | 0 | 0 | 0 | 0 | 0 | 0 | 0 | 0 | 0 | 0 | 0 | 0 | 0 | 0 | 0 | 0 | 0 | 0 | 0 | 0
F2_Industrial_Petroleum_New_Process_Natural Gas_Other Process_E8 | F2 | Industrial | Petroleum | New | Process | Natural Gas | Other Process | E8 | TRC BC Ratio | 0 | 0 | 0 | 0 | 0 | 0 | 0 | 0 | 0 | 0 | 0 | 0 | 0 | 0 | 0 | 0 | 0 | 0 | 0 | 0 | 0 | 0 | 0 | 0 | 0 | 0 | 0 | 0 | 0 | 0
F2_Industrial_Petroleum_New_Process_Natural Gas_Other Process_E9 | F2 | Industrial | Petroleum | New | Process | Natural Gas | Other Process | E9 | TRC BC Ratio | 0 | 0 | 0 | 0 | 0 | 0 | 0 | 0 | 0 | 0 | 0 | 0 | 0 | 0 | 0 | 0 | 0 | 0 | 0 | 0 | 0 | 0 | 0 | 0 | 0 | 0 | 0 | 0 | 0 | 0
F2_Industrial_Petroleum_New_Process_Natural Gas_Other Process_E10 | F2 | Industrial | Petroleum | New | Process | Natural Gas | Other Process | E10 | TRC BC Ratio | 0 | 0 | 0 | 0 | 0 | 0 | 0 | 0 | 0 | 0 | 0 | 0 | 0 | 0 | 0 | 0 | 0 | 0 | 0 | 0 | 0 | 0 | 0 | 0 | 0 | 0 | 0 | 0 | 0 | 0
F3_Industrial_Petroleum_New_Process_Natural Gas_Other Process_E1 | F3 | Industrial | Petroleum | New | Process | Natural Gas | Other Process | E1 | PACT BC Ratio | 0.9 | 0.9 | 0.9 | 0.9 | 0.9 | 0.9 | 0.9 | 0.9 | 0.9 | 0.9 | 0.9 | 0.9 | 0.9 | 0.9 | 0.9 | 0.9 | 0.9 | 0.9 | 0.9 | 0.9 | 0.9 | 0.9 | 0 | 0 | 0 | 0 | 0 | 0 | 0 | 0
F3_Industrial_Petroleum_New_Process_Natural Gas_Other Process_E2 | F3 | Industrial | Petroleum | New | Process | Natural Gas | Other Process | E2 | PACT BC Ratio | 0 | 0 | 0 | 0 | 0 | 0 | 0 | 0 | 0 | 0 | 0 | 0 | 0 | 0 | 0 | 0 | 0 | 0 | 0 | 0 | 0 | 0 | 0 | 0 | 0 | 0 | 0 | 0 | 0 | 0
F3_Industrial_Petroleum_New_Process_Natural Gas_Other Process_E3 | F3 | Industrial | Petroleum | New | Process | Natural Gas | Other Process | E3 | PACT BC Ratio | 0 | 0 | 0 | 0 | 0 | 0 | 0 | 0 | 0 | 0 | 0 | 0 | 0 | 0 | 0 | 0 | 0 | 0 | 0 | 0 | 0 | 0 | 0 | 0 | 0 | 0 | 0 | 0 | 0 | 0
F3_Industrial_Petroleum_New_Process_Natural Gas_Other Process_E4 | F3 | Industrial | Petroleum | New | Process | Natural Gas | Other Process | E4 | PACT BC Ratio | 0 | 0 | 0 | 0 | 0 | 0 | 0 | 0 | 0 | 0 | 0 | 0 | 0 | 0 | 0 | 0 | 0 | 0 | 0 | 0 | 0 | 0 | 0 | 0 | 0 | 0 | 0 | 0 | 0 | 0
F3_Industrial_Petroleum_New_Process_Natural Gas_Other Process_E5 | F3 | Industrial | Petroleum | New | Process | Natural Gas | Other Process | E5 | PACT BC Ratio | 0 | 0 | 0 | 0 | 0 | 0 | 0 | 0 | 0 | 0 | 0 | 0 | 0 | 0 | 0 | 0 | 0 | 0 | 0 | 0 | 0 | 0 | 0 | 0 | 0 | 0 | 0 | 0 | 0 | 0
F3_Industrial_Petroleum_New_Process_Natural Gas_Other Process_E6 | F3 | Industrial | Petroleum | New | Process | Natural Gas | Other Process | E6 | PACT BC Ratio | 0 | 0 | 0 | 0 | 0 | 0 | 0 | 0 | 0 | 0 | 0 | 0 | 0 | 0 | 0 | 0 | 0 | 0 | 0 | 0 | 0 | 0 | 0 | 0 | 0 | 0 | 0 | 0 | 0 | 0
F3_Industrial_Petroleum_New_Process_Natural Gas_Other Process_E7 | F3 | Industrial | Petroleum | New | Process | Natural Gas | Other Process | E7 | PACT BC Ratio | 0 | 0 | 0 | 0 | 0 | 0 | 0 | 0 | 0 | 0 | 0 | 0 | 0 | 0 | 0 | 0 | 0 | 0 | 0 | 0 | 0 | 0 | 0 | 0 | 0 | 0 | 0 | 0 | 0 | 0
F3_Industrial_Petroleum_New_Process_Natural Gas_Other Process_E8 | F3 | Industrial | Petroleum | New | Process | Natural Gas | Other Process | E8 | PACT BC Ratio | 0 | 0 | 0 | 0 | 0 | 0 | 0 | 0 | 0 | 0 | 0 | 0 | 0 | 0 | 0 | 0 | 0 | 0 | 0 | 0 | 0 | 0 | 0 | 0 | 0 | 0 | 0 | 0 | 0 | 0
F3_Industrial_Petroleum_New_Process_Natural Gas_Other Process_E9 | F3 | Industrial | Petroleum | New | Process | Natural Gas | Other Process | E9 | PACT BC Ratio | 0 | 0 | 0 | 0 | 0 | 0 | 0 | 0 | 0 | 0 | 0 | 0 | 0 | 0 | 0 | 0 | 0 | 0 | 0 | 0 | 0 | 0 | 0 | 0 | 0 | 0 | 0 | 0 | 0 | 0
F3_Industrial_Petroleum_New_Process_Natural Gas_Other Process_E10 | F3 | Industrial | Petroleum | New | Process | Natural Gas | Other Process | E10 | PACT BC Ratio | 0 | 0 | 0 | 0 | 0 | 0 | 0 | 0 | 0 | 0 | 0 | 0 | 0 | 0 | 0 | 0 | 0 | 0 | 0 | 0 | 0 | 0 | 0 | 0 | 0 | 0 | 0 | 0 | 0 | 0
F4_Industrial_Petroleum_New_Process_Natural Gas_Other Process_E1 | F4 | Industrial | Petroleum | New | Process | Natural Gas | Other Process | E1 | PCT BC Ratio | 0.9 | 0.9 | 0.9 | 0.9 | 0.9 | 0.9 | 0.9 | 0.9 | 0.9 | 0.9 | 0.9 | 0.9 | 0.9 | 0.9 | 0.9 | 0.9 | 0.9 | 0.9 | 0.9 | 0.9 | 0.9 | 0.9 | 0 | 0 | 0 | 0 | 0 | 0 | 0 | 0
F4_Industrial_Petroleum_New_Process_Natural Gas_Other Process_E2 | F4 | Industrial | Petroleum | New | Process | Natural Gas | Other Process | E2 | PCT BC Ratio | 0 | 0 | 0 | 0 | 0 | 0 | 0 | 0 | 0 | 0 | 0 | 0 | 0 | 0 | 0 | 0 | 0 | 0 | 0 | 0 | 0 | 0 | 0 | 0 | 0 | 0 | 0 | 0 | 0 | 0
F4_Industrial_Petroleum_New_Process_Natural Gas_Other Process_E3 | F4 | Industrial | Petroleum | New | Process | Natural Gas | Other Process | E3 | PCT BC Ratio | 0 | 0 | 0 | 0 | 0 | 0 | 0 | 0 | 0 | 0 | 0 | 0 | 0 | 0 | 0 | 0 | 0 | 0 | 0 | 0 | 0 | 0 | 0 | 0 | 0 | 0 | 0 | 0 | 0 | 0
F4_Industrial_Petroleum_New_Process_Natural Gas_Other Process_E4 | F4 | Industrial | Petroleum | New | Process | Natural Gas | Other Process | E4 | PCT BC Ratio | 0 | 0 | 0 | 0 | 0 | 0 | 0 | 0 | 0 | 0 | 0 | 0 | 0 | 0 | 0 | 0 | 0 | 0 | 0 | 0 | 0 | 0 | 0 | 0 | 0 | 0 | 0 | 0 | 0 | 0
F4_Industrial_Petroleum_New_Process_Natural Gas_Other Process_E5 | F4 | Industrial | Petroleum | New | Process | Natural Gas | Other Process | E5 | PCT BC Ratio | 0 | 0 | 0 | 0 | 0 | 0 | 0 | 0 | 0 | 0 | 0 | 0 | 0 | 0 | 0 | 0 | 0 | 0 | 0 | 0 | 0 | 0 | 0 | 0 | 0 | 0 | 0 | 0 | 0 | 0
F4_Industrial_Petroleum_New_Process_Natural Gas_Other Process_E6 | F4 | Industrial | Petroleum | New | Process | Natural Gas | Other Process | E6 | PCT BC Ratio | 0 | 0 | 0 | 0 | 0 | 0 | 0 | 0 | 0 | 0 | 0 | 0 | 0 | 0 | 0 | 0 | 0 | 0 | 0 | 0 | 0 | 0 | 0 | 0 | 0 | 0 | 0 | 0 | 0 | 0
F4_Industrial_Petroleum_New_Process_Natural Gas_Other Process_E7 | F4 | Industrial | Petroleum | New | Process | Natural Gas | Other Process | E7 | PCT BC Ratio | 0 | 0 | 0 | 0 | 0 | 0 | 0 | 0 | 0 | 0 | 0 | 0 | 0 | 0 | 0 | 0 | 0 | 0 | 0 | 0 | 0 | 0 | 0 | 0 | 0 | 0 | 0 | 0 | 0 | 0
F4_Industrial_Petroleum_New_Process_Natural Gas_Other Process_E8 | F4 | Industrial | Petroleum | New | Process | Natural Gas | Other Process | E8 | PCT BC Ratio | 0 | 0 | 0 | 0 | 0 | 0 | 0 | 0 | 0 | 0 | 0 | 0 | 0 | 0 | 0 | 0 | 0 | 0 | 0 | 0 | 0 | 0 | 0 | 0 | 0 | 0 | 0 | 0 | 0 | 0
F4_Industrial_Petroleum_New_Process_Natural Gas_Other Process_E9 | F4 | Industrial | Petroleum | New | Process | Natural Gas | Other Process | E9 | PCT BC Ratio | 0 | 0 | 0 | 0 | 0 | 0 | 0 | 0 | 0 | 0 | 0 | 0 | 0 | 0 | 0 | 0 | 0 | 0 | 0 | 0 | 0 | 0 | 0 | 0 | 0 | 0 | 0 | 0 | 0 | 0
F4_Industrial_Petroleum_New_Process_Natural Gas_Other Process_E10 | F4 | Industrial | Petroleum | New | Process | Natural Gas | Other Process | E10 | PCT BC Ratio | 0 | 0 | 0 | 0 | 0 | 0 | 0 | 0 | 0 | 0 | 0 | 0 | 0 | 0 | 0 | 0 | 0 | 0 | 0 | 0 | 0 | 0 | 0 | 0 | 0 | 0 | 0 | 0 | 0 | 0
F5_Industrial_Petroleum_New_Process_Natural Gas_Other Process_E1 | F5 | Industrial | Petroleum | New | Process | Natural Gas | Other Process | E1 | RIM BC Ratio | 0.9 | 0.9 | 0.9 | 0.9 | 0.9 | 0.9 | 0.9 | 0.9 | 0.9 | 0.9 | 0.9 | 0.9 | 0.9 | 0.9 | 0.9 | 0.9 | 0.9 | 0.9 | 0.9 | 0.9 | 0.9 | 0.9 | 0 | 0 | 0 | 0 | 0 | 0 | 0 | 0
F5_Industrial_Petroleum_New_Process_Natural Gas_Other Process_E2 | F5 | Industrial | Petroleum | New | Process | Natural Gas | Other Process | E2 | RIM BC Ratio | 0 | 0 | 0 | 0 | 0 | 0 | 0 | 0 | 0 | 0 | 0 | 0 | 0 | 0 | 0 | 0 | 0 | 0 | 0 | 0 | 0 | 0 | 0 | 0 | 0 | 0 | 0 | 0 | 0 | 0
F5_Industrial_Petroleum_New_Process_Natural Gas_Other Process_E3 | F5 | Industrial | Petroleum | New | Process | Natural Gas | Other Process | E3 | RIM BC Ratio | 0 | 0 | 0 | 0 | 0 | 0 | 0 | 0 | 0 | 0 | 0 | 0 | 0 | 0 | 0 | 0 | 0 | 0 | 0 | 0 | 0 | 0 | 0 | 0 | 0 | 0 | 0 | 0 | 0 | 0
F5_Industrial_Petroleum_New_Process_Natural Gas_Other Process_E4 | F5 | Industrial | Petroleum | New | Process | Natural Gas | Other Process | E4 | RIM BC Ratio | 0 | 0 | 0 | 0 | 0 | 0 | 0 | 0 | 0 | 0 | 0 | 0 | 0 | 0 | 0 | 0 | 0 | 0 | 0 | 0 | 0 | 0 | 0 | 0 | 0 | 0 | 0 | 0 | 0 | 0
F5_Industrial_Petroleum_New_Process_Natural Gas_Other Process_E5 | F5 | Industrial | Petroleum | New | Process | Natural Gas | Other Process | E5 | RIM BC Ratio | 0 | 0 | 0 | 0 | 0 | 0 | 0 | 0 | 0 | 0 | 0 | 0 | 0 | 0 | 0 | 0 | 0 | 0 | 0 | 0 | 0 | 0 | 0 | 0 | 0 | 0 | 0 | 0 | 0 | 0
F5_Industrial_Petroleum_New_Process_Natural Gas_Other Process_E6 | F5 | Industrial | Petroleum | New | Process | Natural Gas | Other Process | E6 | RIM BC Ratio | 0 | 0 | 0 | 0 | 0 | 0 | 0 | 0 | 0 | 0 | 0 | 0 | 0 | 0 | 0 | 0 | 0 | 0 | 0 | 0 | 0 | 0 | 0 | 0 | 0 | 0 | 0 | 0 | 0 | 0
F5_Industrial_Petroleum_New_Process_Natural Gas_Other Process_E7 | F5 | Industrial | Petroleum | New | Process | Natural Gas | Other Process | E7 | RIM BC Ratio | 0 | 0 | 0 | 0 | 0 | 0 | 0 | 0 | 0 | 0 | 0 | 0 | 0 | 0 | 0 | 0 | 0 | 0 | 0 | 0 | 0 | 0 | 0 | 0 | 0 | 0 | 0 | 0 | 0 | 0
F5_Industrial_Petroleum_New_Process_Natural Gas_Other Process_E8 | F5 | Industrial | Petroleum | New | Process | Natural Gas | Other Process | E8 | RIM BC Ratio | 0 | 0 | 0 | 0 | 0 | 0 | 0 | 0 | 0 | 0 | 0 | 0 | 0 | 0 | 0 | 0 | 0 | 0 | 0 | 0 | 0 | 0 | 0 | 0 | 0 | 0 | 0 | 0 | 0 | 0
F5_Industrial_Petroleum_New_Process_Natural Gas_Other Process_E9 | F5 | Industrial | Petroleum | New | Process | Natural Gas | Other Process | E9 | RIM BC Ratio | 0 | 0 | 0 | 0 | 0 | 0 | 0 | 0 | 0 | 0 | 0 | 0 | 0 | 0 | 0 | 0 | 0 | 0 | 0 | 0 | 0 | 0 | 0 | 0 | 0 | 0 | 0 | 0 | 0 | 0
F5_Industrial_Petroleum_New_Process_Natural Gas_Other Process_E10 | F5 | Industrial | Petroleum | New | Process | Natural Gas | Other Process | E10 | RIM BC Ratio | 0 | 0 | 0 | 0 | 0 | 0 | 0 | 0 | 0 | 0 | 0 | 0 | 0 | 0 | 0 | 0 | 0 | 0 | 0 | 0 | 0 | 0 | 0 | 0 | 0 | 0 | 0 | 0 | 0 | 0
F0_Industrial_Petroleum_New_Miscellaneous_Natural Gas_Miscellaneous_E0 | F0 | Industrial | Petroleum | New | Miscellaneous | Natural Gas | Miscellaneous | E0 | Economic Unit | Standard | Standard | Standard | Standard | Standard | Standard | Standard | Standard | Standard | Standard | Standard | Standard | Standard | Standard | Standard | Standard | Standard | Standard | Standard | Standard | Standard | Standard | 0 | 0 | 0 | 0 | 0 | 0 | 0 | 0
F1_Industrial_Petroleum_New_Miscellaneous_Natural Gas_Miscellaneous_E1 | F1 | Industrial | Petroleum | New | Miscellaneous | Natural Gas | Miscellaneous | E1 | CCE | 0 | 0 | 0 | 0 | 0 | 0 | 0 | 0 | 0 | 0 | 0 | 0 | 0 | 0 | 0 | 0 | 0 | 0 | 0 | 0 | 0 | 0 | 0 | 0 | 0 | 0 | 0 | 0 | 0 | 0
F1_Industrial_Petroleum_New_Miscellaneous_Natural Gas_Miscellaneous_E2 | F1 | Industrial | Petroleum | New | Miscellaneous | Natural Gas | Miscellaneous | E2 | CCE | 0 | 0 | 0 | 0 | 0 | 0 | 0 | 0 | 0 | 0 | 0 | 0 | 0 | 0 | 0 | 0 | 0 | 0 | 0 | 0 | 0 | 0 | 0 | 0 | 0 | 0 | 0 | 0 | 0 | 0
F1_Industrial_Petroleum_New_Miscellaneous_Natural Gas_Miscellaneous_E3 | F1 | Industrial | Petroleum | New | Miscellaneous | Natural Gas | Miscellaneous | E3 | CCE | 0 | 0 | 0 | 0 | 0 | 0 | 0 | 0 | 0 | 0 | 0 | 0 | 0 | 0 | 0 | 0 | 0 | 0 | 0 | 0 | 0 | 0 | 0 | 0 | 0 | 0 | 0 | 0 | 0 | 0
F1_Industrial_Petroleum_New_Miscellaneous_Natural Gas_Miscellaneous_E4 | F1 | Industrial | Petroleum | New | Miscellaneous | Natural Gas | Miscellaneous | E4 | CCE | 0 | 0 | 0 | 0 | 0 | 0 | 0 | 0 | 0 | 0 | 0 | 0 | 0 | 0 | 0 | 0 | 0 | 0 | 0 | 0 | 0 | 0 | 0 | 0 | 0 | 0 | 0 | 0 | 0 | 0
F1_Industrial_Petroleum_New_Miscellaneous_Natural Gas_Miscellaneous_E5 | F1 | Industrial | Petroleum | New | Miscellaneous | Natural Gas | Miscellaneous | E5 | CCE | 0 | 0 | 0 | 0 | 0 | 0 | 0 | 0 | 0 | 0 | 0 | 0 | 0 | 0 | 0 | 0 | 0 | 0 | 0 | 0 | 0 | 0 | 0 | 0 | 0 | 0 | 0 | 0 | 0 | 0
F1_Industrial_Petroleum_New_Miscellaneous_Natural Gas_Miscellaneous_E6 | F1 | Industrial | Petroleum | New | Miscellaneous | Natural Gas | Miscellaneous | E6 | CCE | 0 | 0 | 0 | 0 | 0 | 0 | 0 | 0 | 0 | 0 | 0 | 0 | 0 | 0 | 0 | 0 | 0 | 0 | 0 | 0 | 0 | 0 | 0 | 0 | 0 | 0 | 0 | 0 | 0 | 0
F1_Industrial_Petroleum_New_Miscellaneous_Natural Gas_Miscellaneous_E7 | F1 | Industrial | Petroleum | New | Miscellaneous | Natural Gas | Miscellaneous | E7 | CCE | 0 | 0 | 0 | 0 | 0 | 0 | 0 | 0 | 0 | 0 | 0 | 0 | 0 | 0 | 0 | 0 | 0 | 0 | 0 | 0 | 0 | 0 | 0 | 0 | 0 | 0 | 0 | 0 | 0 | 0
F1_Industrial_Petroleum_New_Miscellaneous_Natural Gas_Miscellaneous_E8 | F1 | Industrial | Petroleum | New | Miscellaneous | Natural Gas | Miscellaneous | E8 | CCE | 0 | 0 | 0 | 0 | 0 | 0 | 0 | 0 | 0 | 0 | 0 | 0 | 0 | 0 | 0 | 0 | 0 | 0 | 0 | 0 | 0 | 0 | 0 | 0 | 0 | 0 | 0 | 0 | 0 | 0
F1_Industrial_Petroleum_New_Miscellaneous_Natural Gas_Miscellaneous_E9 | F1 | Industrial | Petroleum | New | Miscellaneous | Natural Gas | Miscellaneous | E9 | CCE | 0 | 0 | 0 | 0 | 0 | 0 | 0 | 0 | 0 | 0 | 0 | 0 | 0 | 0 | 0 | 0 | 0 | 0 | 0 | 0 | 0 | 0 | 0 | 0 | 0 | 0 | 0 | 0 | 0 | 0
F1_Industrial_Petroleum_New_Miscellaneous_Natural Gas_Miscellaneous_E10 | F1 | Industrial | Petroleum | New | Miscellaneous | Natural Gas | Miscellaneous | E10 | CCE | 0 | 0 | 0 | 0 | 0 | 0 | 0 | 0 | 0 | 0 | 0 | 0 | 0 | 0 | 0 | 0 | 0 | 0 | 0 | 0 | 0 | 0 | 0 | 0 | 0 | 0 | 0 | 0 | 0 | 0
F2_Industrial_Petroleum_New_Miscellaneous_Natural Gas_Miscellaneous_E1 | F2 | Industrial | Petroleum | New | Miscellaneous | Natural Gas | Miscellaneous | E1 | TRC BC Ratio | 0.9 | 0.9 | 0.9 | 0.9 | 0.9 | 0.9 | 0.9 | 0.9 | 0.9 | 0.9 | 0.9 | 0.9 | 0.9 | 0.9 | 0.9 | 0.9 | 0.9 | 0.9 | 0.9 | 0.9 | 0.9 | 0.9 | 0 | 0 | 0 | 0 | 0 | 0 | 0 | 0
F2_Industrial_Petroleum_New_Miscellaneous_Natural Gas_Miscellaneous_E2 | F2 | Industrial | Petroleum | New | Miscellaneous | Natural Gas | Miscellaneous | E2 | TRC BC Ratio | 0 | 0 | 0 | 0 | 0 | 0 | 0 | 0 | 0 | 0 | 0 | 0 | 0 | 0 | 0 | 0 | 0 | 0 | 0 | 0 | 0 | 0 | 0 | 0 | 0 | 0 | 0 | 0 | 0 | 0
F2_Industrial_Petroleum_New_Miscellaneous_Natural Gas_Miscellaneous_E3 | F2 | Industrial | Petroleum | New | Miscellaneous | Natural Gas | Miscellaneous | E3 | TRC BC Ratio | 0 | 0 | 0 | 0 | 0 | 0 | 0 | 0 | 0 | 0 | 0 | 0 | 0 | 0 | 0 | 0 | 0 | 0 | 0 | 0 | 0 | 0 | 0 | 0 | 0 | 0 | 0 | 0 | 0 | 0
F2_Industrial_Petroleum_New_Miscellaneous_Natural Gas_Miscellaneous_E4 | F2 | Industrial | Petroleum | New | Miscellaneous | Natural Gas | Miscellaneous | E4 | TRC BC Ratio | 0 | 0 | 0 | 0 | 0 | 0 | 0 | 0 | 0 | 0 | 0 | 0 | 0 | 0 | 0 | 0 | 0 | 0 | 0 | 0 | 0 | 0 | 0 | 0 | 0 | 0 | 0 | 0 | 0 | 0
F2_Industrial_Petroleum_New_Miscellaneous_Natural Gas_Miscellaneous_E5 | F2 | Industrial | Petroleum | New | Miscellaneous | Natural Gas | Miscellaneous | E5 | TRC BC Ratio | 0 | 0 | 0 | 0 | 0 | 0 | 0 | 0 | 0 | 0 | 0 | 0 | 0 | 0 | 0 | 0 | 0 | 0 | 0 | 0 | 0 | 0 | 0 | 0 | 0 | 0 | 0 | 0 | 0 | 0
F2_Industrial_Petroleum_New_Miscellaneous_Natural Gas_Miscellaneous_E6 | F2 | Industrial | Petroleum | New | Miscellaneous | Natural Gas | Miscellaneous | E6 | TRC BC Ratio | 0 | 0 | 0 | 0 | 0 | 0 | 0 | 0 | 0 | 0 | 0 | 0 | 0 | 0 | 0 | 0 | 0 | 0 | 0 | 0 | 0 | 0 | 0 | 0 | 0 | 0 | 0 | 0 | 0 | 0
F2_Industrial_Petroleum_New_Miscellaneous_Natural Gas_Miscellaneous_E7 | F2 | Industrial | Petroleum | New | Miscellaneous | Natural Gas | Miscellaneous | E7 | TRC BC Ratio | 0 | 0 | 0 | 0 | 0 | 0 | 0 | 0 | 0 | 0 | 0 | 0 | 0 | 0 | 0 | 0 | 0 | 0 | 0 | 0 | 0 | 0 | 0 | 0 | 0 | 0 | 0 | 0 | 0 | 0
F2_Industrial_Petroleum_New_Miscellaneous_Natural Gas_Miscellaneous_E8 | F2 | Industrial | Petroleum | New | Miscellaneous | Natural Gas | Miscellaneous | E8 | TRC BC Ratio | 0 | 0 | 0 | 0 | 0 | 0 | 0 | 0 | 0 | 0 | 0 | 0 | 0 | 0 | 0 | 0 | 0 | 0 | 0 | 0 | 0 | 0 | 0 | 0 | 0 | 0 | 0 | 0 | 0 | 0
F2_Industrial_Petroleum_New_Miscellaneous_Natural Gas_Miscellaneous_E9 | F2 | Industrial | Petroleum | New | Miscellaneous | Natural Gas | Miscellaneous | E9 | TRC BC Ratio | 0 | 0 | 0 | 0 | 0 | 0 | 0 | 0 | 0 | 0 | 0 | 0 | 0 | 0 | 0 | 0 | 0 | 0 | 0 | 0 | 0 | 0 | 0 | 0 | 0 | 0 | 0 | 0 | 0 | 0
F2_Industrial_Petroleum_New_Miscellaneous_Natural Gas_Miscellaneous_E10 | F2 | Industrial | Petroleum | New | Miscellaneous | Natural Gas | Miscellaneous | E10 | TRC BC Ratio | 0 | 0 | 0 | 0 | 0 | 0 | 0 | 0 | 0 | 0 | 0 | 0 | 0 | 0 | 0 | 0 | 0 | 0 | 0 | 0 | 0 | 0 | 0 | 0 | 0 | 0 | 0 | 0 | 0 | 0
F3_Industrial_Petroleum_New_Miscellaneous_Natural Gas_Miscellaneous_E1 | F3 | Industrial | Petroleum | New | Miscellaneous | Natural Gas | Miscellaneous | E1 | PACT BC Ratio | 0.9 | 0.9 | 0.9 | 0.9 | 0.9 | 0.9 | 0.9 | 0.9 | 0.9 | 0.9 | 0.9 | 0.9 | 0.9 | 0.9 | 0.9 | 0.9 | 0.9 | 0.9 | 0.9 | 0.9 | 0.9 | 0.9 | 0 | 0 | 0 | 0 | 0 | 0 | 0 | 0
F3_Industrial_Petroleum_New_Miscellaneous_Natural Gas_Miscellaneous_E2 | F3 | Industrial | Petroleum | New | Miscellaneous | Natural Gas | Miscellaneous | E2 | PACT BC Ratio | 0 | 0 | 0 | 0 | 0 | 0 | 0 | 0 | 0 | 0 | 0 | 0 | 0 | 0 | 0 | 0 | 0 | 0 | 0 | 0 | 0 | 0 | 0 | 0 | 0 | 0 | 0 | 0 | 0 | 0
F3_Industrial_Petroleum_New_Miscellaneous_Natural Gas_Miscellaneous_E3 | F3 | Industrial | Petroleum | New | Miscellaneous | Natural Gas | Miscellaneous | E3 | PACT BC Ratio | 0 | 0 | 0 | 0 | 0 | 0 | 0 | 0 | 0 | 0 | 0 | 0 | 0 | 0 | 0 | 0 | 0 | 0 | 0 | 0 | 0 | 0 | 0 | 0 | 0 | 0 | 0 | 0 | 0 | 0
F3_Industrial_Petroleum_New_Miscellaneous_Natural Gas_Miscellaneous_E4 | F3 | Industrial | Petroleum | New | Miscellaneous | Natural Gas | Miscellaneous | E4 | PACT BC Ratio | 0 | 0 | 0 | 0 | 0 | 0 | 0 | 0 | 0 | 0 | 0 | 0 | 0 | 0 | 0 | 0 | 0 | 0 | 0 | 0 | 0 | 0 | 0 | 0 | 0 | 0 | 0 | 0 | 0 | 0
F3_Industrial_Petroleum_New_Miscellaneous_Natural Gas_Miscellaneous_E5 | F3 | Industrial | Petroleum | New | Miscellaneous | Natural Gas | Miscellaneous | E5 | PACT BC Ratio | 0 | 0 | 0 | 0 | 0 | 0 | 0 | 0 | 0 | 0 | 0 | 0 | 0 | 0 | 0 | 0 | 0 | 0 | 0 | 0 | 0 | 0 | 0 | 0 | 0 | 0 | 0 | 0 | 0 | 0
F3_Industrial_Petroleum_New_Miscellaneous_Natural Gas_Miscellaneous_E6 | F3 | Industrial | Petroleum | New | Miscellaneous | Natural Gas | Miscellaneous | E6 | PACT BC Ratio | 0 | 0 | 0 | 0 | 0 | 0 | 0 | 0 | 0 | 0 | 0 | 0 | 0 | 0 | 0 | 0 | 0 | 0 | 0 | 0 | 0 | 0 | 0 | 0 | 0 | 0 | 0 | 0 | 0 | 0
F3_Industrial_Petroleum_New_Miscellaneous_Natural Gas_Miscellaneous_E7 | F3 | Industrial | Petroleum | New | Miscellaneous | Natural Gas | Miscellaneous | E7 | PACT BC Ratio | 0 | 0 | 0 | 0 | 0 | 0 | 0 | 0 | 0 | 0 | 0 | 0 | 0 | 0 | 0 | 0 | 0 | 0 | 0 | 0 | 0 | 0 | 0 | 0 | 0 | 0 | 0 | 0 | 0 | 0
F3_Industrial_Petroleum_New_Miscellaneous_Natural Gas_Miscellaneous_E8 | F3 | Industrial | Petroleum | New | Miscellaneous | Natural Gas | Miscellaneous | E8 | PACT BC Ratio | 0 | 0 | 0 | 0 | 0 | 0 | 0 | 0 | 0 | 0 | 0 | 0 | 0 | 0 | 0 | 0 | 0 | 0 | 0 | 0 | 0 | 0 | 0 | 0 | 0 | 0 | 0 | 0 | 0 | 0
F3_Industrial_Petroleum_New_Miscellaneous_Natural Gas_Miscellaneous_E9 | F3 | Industrial | Petroleum | New | Miscellaneous | Natural Gas | Miscellaneous | E9 | PACT BC Ratio | 0 | 0 | 0 | 0 | 0 | 0 | 0 | 0 | 0 | 0 | 0 | 0 | 0 | 0 | 0 | 0 | 0 | 0 | 0 | 0 | 0 | 0 | 0 | 0 | 0 | 0 | 0 | 0 | 0 | 0
F3_Industrial_Petroleum_New_Miscellaneous_Natural Gas_Miscellaneous_E10 | F3 | Industrial | Petroleum | New | Miscellaneous | Natural Gas | Miscellaneous | E10 | PACT BC Ratio | 0 | 0 | 0 | 0 | 0 | 0 | 0 | 0 | 0 | 0 | 0 | 0 | 0 | 0 | 0 | 0 | 0 | 0 | 0 | 0 | 0 | 0 | 0 | 0 | 0 | 0 | 0 | 0 | 0 | 0
F4_Industrial_Petroleum_New_Miscellaneous_Natural Gas_Miscellaneous_E1 | F4 | Industrial | Petroleum | New | Miscellaneous | Natural Gas | Miscellaneous | E1 | PCT BC Ratio | 0.9 | 0.9 | 0.9 | 0.9 | 0.9 | 0.9 | 0.9 | 0.9 | 0.9 | 0.9 | 0.9 | 0.9 | 0.9 | 0.9 | 0.9 | 0.9 | 0.9 | 0.9 | 0.9 | 0.9 | 0.9 | 0.9 | 0 | 0 | 0 | 0 | 0 | 0 | 0 | 0
F4_Industrial_Petroleum_New_Miscellaneous_Natural Gas_Miscellaneous_E2 | F4 | Industrial | Petroleum | New | Miscellaneous | Natural Gas | Miscellaneous | E2 | PCT BC Ratio | 0 | 0 | 0 | 0 | 0 | 0 | 0 | 0 | 0 | 0 | 0 | 0 | 0 | 0 | 0 | 0 | 0 | 0 | 0 | 0 | 0 | 0 | 0 | 0 | 0 | 0 | 0 | 0 | 0 | 0
F4_Industrial_Petroleum_New_Miscellaneous_Natural Gas_Miscellaneous_E3 | F4 | Industrial | Petroleum | New | Miscellaneous | Natural Gas | Miscellaneous | E3 | PCT BC Ratio | 0 | 0 | 0 | 0 | 0 | 0 | 0 | 0 | 0 | 0 | 0 | 0 | 0 | 0 | 0 | 0 | 0 | 0 | 0 | 0 | 0 | 0 | 0 | 0 | 0 | 0 | 0 | 0 | 0 | 0
F4_Industrial_Petroleum_New_Miscellaneous_Natural Gas_Miscellaneous_E4 | F4 | Industrial | Petroleum | New | Miscellaneous | Natural Gas | Miscellaneous | E4 | PCT BC Ratio | 0 | 0 | 0 | 0 | 0 | 0 | 0 | 0 | 0 | 0 | 0 | 0 | 0 | 0 | 0 | 0 | 0 | 0 | 0 | 0 | 0 | 0 | 0 | 0 | 0 | 0 | 0 | 0 | 0 | 0
F4_Industrial_Petroleum_New_Miscellaneous_Natural Gas_Miscellaneous_E5 | F4 | Industrial | Petroleum | New | Miscellaneous | Natural Gas | Miscellaneous | E5 | PCT BC Ratio | 0 | 0 | 0 | 0 | 0 | 0 | 0 | 0 | 0 | 0 | 0 | 0 | 0 | 0 | 0 | 0 | 0 | 0 | 0 | 0 | 0 | 0 | 0 | 0 | 0 | 0 | 0 | 0 | 0 | 0
F4_Industrial_Petroleum_New_Miscellaneous_Natural Gas_Miscellaneous_E6 | F4 | Industrial | Petroleum | New | Miscellaneous | Natural Gas | Miscellaneous | E6 | PCT BC Ratio | 0 | 0 | 0 | 0 | 0 | 0 | 0 | 0 | 0 | 0 | 0 | 0 | 0 | 0 | 0 | 0 | 0 | 0 | 0 | 0 | 0 | 0 | 0 | 0 | 0 | 0 | 0 | 0 | 0 | 0
F4_Industrial_Petroleum_New_Miscellaneous_Natural Gas_Miscellaneous_E7 | F4 | Industrial | Petroleum | New | Miscellaneous | Natural Gas | Miscellaneous | E7 | PCT BC Ratio | 0 | 0 | 0 | 0 | 0 | 0 | 0 | 0 | 0 | 0 | 0 | 0 | 0 | 0 | 0 | 0 | 0 | 0 | 0 | 0 | 0 | 0 | 0 | 0 | 0 | 0 | 0 | 0 | 0 | 0
F4_Industrial_Petroleum_New_Miscellaneous_Natural Gas_Miscellaneous_E8 | F4 | Industrial | Petroleum | New | Miscellaneous | Natural Gas | Miscellaneous | E8 | PCT BC Ratio | 0 | 0 | 0 | 0 | 0 | 0 | 0 | 0 | 0 | 0 | 0 | 0 | 0 | 0 | 0 | 0 | 0 | 0 | 0 | 0 | 0 | 0 | 0 | 0 | 0 | 0 | 0 | 0 | 0 | 0
F4_Industrial_Petroleum_New_Miscellaneous_Natural Gas_Miscellaneous_E9 | F4 | Industrial | Petroleum | New | Miscellaneous | Natural Gas | Miscellaneous | E9 | PCT BC Ratio | 0 | 0 | 0 | 0 | 0 | 0 | 0 | 0 | 0 | 0 | 0 | 0 | 0 | 0 | 0 | 0 | 0 | 0 | 0 | 0 | 0 | 0 | 0 | 0 | 0 | 0 | 0 | 0 | 0 | 0
F4_Industrial_Petroleum_New_Miscellaneous_Natural Gas_Miscellaneous_E10 | F4 | Industrial | Petroleum | New | Miscellaneous | Natural Gas | Miscellaneous | E10 | PCT BC Ratio | 0 | 0 | 0 | 0 | 0 | 0 | 0 | 0 | 0 | 0 | 0 | 0 | 0 | 0 | 0 | 0 | 0 | 0 | 0 | 0 | 0 | 0 | 0 | 0 | 0 | 0 | 0 | 0 | 0 | 0
F5_Industrial_Petroleum_New_Miscellaneous_Natural Gas_Miscellaneous_E1 | F5 | Industrial | Petroleum | New | Miscellaneous | Natural Gas | Miscellaneous | E1 | RIM BC Ratio | 0.9 | 0.9 | 0.9 | 0.9 | 0.9 | 0.9 | 0.9 | 0.9 | 0.9 | 0.9 | 0.9 | 0.9 | 0.9 | 0.9 | 0.9 | 0.9 | 0.9 | 0.9 | 0.9 | 0.9 | 0.9 | 0.9 | 0 | 0 | 0 | 0 | 0 | 0 | 0 | 0
F5_Industrial_Petroleum_New_Miscellaneous_Natural Gas_Miscellaneous_E2 | F5 | Industrial | Petroleum | New | Miscellaneous | Natural Gas | Miscellaneous | E2 | RIM BC Ratio | 0 | 0 | 0 | 0 | 0 | 0 | 0 | 0 | 0 | 0 | 0 | 0 | 0 | 0 | 0 | 0 | 0 | 0 | 0 | 0 | 0 | 0 | 0 | 0 | 0 | 0 | 0 | 0 | 0 | 0
F5_Industrial_Petroleum_New_Miscellaneous_Natural Gas_Miscellaneous_E3 | F5 | Industrial | Petroleum | New | Miscellaneous | Natural Gas | Miscellaneous | E3 | RIM BC Ratio | 0 | 0 | 0 | 0 | 0 | 0 | 0 | 0 | 0 | 0 | 0 | 0 | 0 | 0 | 0 | 0 | 0 | 0 | 0 | 0 | 0 | 0 | 0 | 0 | 0 | 0 | 0 | 0 | 0 | 0
F5_Industrial_Petroleum_New_Miscellaneous_Natural Gas_Miscellaneous_E4 | F5 | Industrial | Petroleum | New | Miscellaneous | Natural Gas | Miscellaneous | E4 | RIM BC Ratio | 0 | 0 | 0 | 0 | 0 | 0 | 0 | 0 | 0 | 0 | 0 | 0 | 0 | 0 | 0 | 0 | 0 | 0 | 0 | 0 | 0 | 0 | 0 | 0 | 0 | 0 | 0 | 0 | 0 | 0
F5_Industrial_Petroleum_New_Miscellaneous_Natural Gas_Miscellaneous_E5 | F5 | Industrial | Petroleum | New | Miscellaneous | Natural Gas | Miscellaneous | E5 | RIM BC Ratio | 0 | 0 | 0 | 0 | 0 | 0 | 0 | 0 | 0 | 0 | 0 | 0 | 0 | 0 | 0 | 0 | 0 | 0 | 0 | 0 | 0 | 0 | 0 | 0 | 0 | 0 | 0 | 0 | 0 | 0
F5_Industrial_Petroleum_New_Miscellaneous_Natural Gas_Miscellaneous_E6 | F5 | Industrial | Petroleum | New | Miscellaneous | Natural Gas | Miscellaneous | E6 | RIM BC Ratio | 0 | 0 | 0 | 0 | 0 | 0 | 0 | 0 | 0 | 0 | 0 | 0 | 0 | 0 | 0 | 0 | 0 | 0 | 0 | 0 | 0 | 0 | 0 | 0 | 0 | 0 | 0 | 0 | 0 | 0
F5_Industrial_Petroleum_New_Miscellaneous_Natural Gas_Miscellaneous_E7 | F5 | Industrial | Petroleum | New | Miscellaneous | Natural Gas | Miscellaneous | E7 | RIM BC Ratio | 0 | 0 | 0 | 0 | 0 | 0 | 0 | 0 | 0 | 0 | 0 | 0 | 0 | 0 | 0 | 0 | 0 | 0 | 0 | 0 | 0 | 0 | 0 | 0 | 0 | 0 | 0 | 0 | 0 | 0
F5_Industrial_Petroleum_New_Miscellaneous_Natural Gas_Miscellaneous_E8 | F5 | Industrial | Petroleum | New | Miscellaneous | Natural Gas | Miscellaneous | E8 | RIM BC Ratio | 0 | 0 | 0 | 0 | 0 | 0 | 0 | 0 | 0 | 0 | 0 | 0 | 0 | 0 | 0 | 0 | 0 | 0 | 0 | 0 | 0 | 0 | 0 | 0 | 0 | 0 | 0 | 0 | 0 | 0
F5_Industrial_Petroleum_New_Miscellaneous_Natural Gas_Miscellaneous_E9 | F5 | Industrial | Petroleum | New | Miscellaneous | Natural Gas | Miscellaneous | E9 | RIM BC Ratio | 0 | 0 | 0 | 0 | 0 | 0 | 0 | 0 | 0 | 0 | 0 | 0 | 0 | 0 | 0 | 0 | 0 | 0 | 0 | 0 | 0 | 0 | 0 | 0 | 0 | 0 | 0 | 0 | 0 | 0
F5_Industrial_Petroleum_New_Miscellaneous_Natural Gas_Miscellaneous_E10 | F5 | Industrial | Petroleum | New | Miscellaneous | Natural Gas | Miscellaneous | E10 | RIM BC Ratio | 0 | 0 | 0 | 0 | 0 | 0 | 0 | 0 | 0 | 0 | 0 | 0 | 0 | 0 | 0 | 0 | 0 | 0 | 0 | 0 | 0 | 0 | 0 | 0 | 0 | 0 | 0 | 0 | 0 | 0
F0_Industrial_Paper and Printing_Existing_Space Heating_Natural Gas_Furnace_E0 | F0 | Industrial | Paper and Printing | Existing | Space Heating | Natural Gas | Furnace | E0 | Economic Unit | AFUE 96% | AFUE 96% | AFUE 96% | AFUE 96% | AFUE 96% | AFUE 96% | AFUE 96% | AFUE 96% | AFUE 96% | AFUE 96% | AFUE 96% | AFUE 96% | AFUE 96% | AFUE 96% | AFUE 96% | AFUE 96% | AFUE 96% | AFUE 96% | AFUE 96% | AFUE 96% | AFUE 96% | AFUE 96% | 0 | 0 | 0 | 0 | 0 | 0 | 0 | 0
F1_Industrial_Paper and Printing_Existing_Space Heating_Natural Gas_Furnace_E1 | F1 | Industrial | Paper and Printing | Existing | Space Heating | Natural Gas | Furnace | E1 | CCE | 0 | 0 | 0 | 0 | 0 | 0 | 0 | 0 | 0 | 0 | 0 | 0 | 0 | 0 | 0 | 0 | 0 | 0 | 0 | 0 | 0 | 0 | 0 | 0 | 0 | 0 | 0 | 0 | 0 | 0
F1_Industrial_Paper and Printing_Existing_Space Heating_Natural Gas_Furnace_E2 | F1 | Industrial | Paper and Printing | Existing | Space Heating | Natural Gas | Furnace | E2 | CCE | 0.00080022 | 0.00080022 | 0.00080022 | 0.00080022 | 0.00080022 | 0.00080022 | 0.00080022 | 0.00080022 | 0.00080022 | 0.00080022 | 0.00080022 | 0.00080022 | 0.00080022 | 0.00080022 | 0.00080022 | 0.00080022 | 0.00080022 | 0.00080022 | 0.00080022 | 0.00080022 | 0.00080022 | 0.00080022 | 0 | 0 | 0 | 0 | 0 | 0 | 0 | 0
F1_Industrial_Paper and Printing_Existing_Space Heating_Natural Gas_Furnace_E3 | F1 | Industrial | Paper and Printing | Existing | Space Heating | Natural Gas | Furnace | E3 | CCE | 0.0010663 | 0.0010663 | 0.0010663 | 0.0010663 | 0.0010663 | 0.0010663 | 0.0010663 | 0.0010663 | 0.0010663 | 0.0010663 | 0.0010663 | 0.0010663 | 0.0010663 | 0.0010663 | 0.0010663 | 0.0010663 | 0.0010663 | 0.0010663 | 0.0010663 | 0.0010663 | 0.0010663 | 0.0010663 | 0 | 0 | 0 | 0 | 0 | 0 | 0 | 0
F1_Industrial_Paper and Printing_Existing_Space Heating_Natural Gas_Furnace_E4 | F1 | Industrial | Paper and Printing | Existing | Space Heating | Natural Gas | Furnace | E4 | CCE | 0 | 0 | 0 | 0 | 0 | 0 | 0 | 0 | 0 | 0 | 0 | 0 | 0 | 0 | 0 | 0 | 0 | 0 | 0 | 0 | 0 | 0 | 0 | 0 | 0 | 0 | 0 | 0 | 0 | 0
F1_Industrial_Paper and Printing_Existing_Space Heating_Natural Gas_Furnace_E5 | F1 | Industrial | Paper and Printing | Existing | Space Heating | Natural Gas | Furnace | E5 | CCE | 0 | 0 | 0 | 0 | 0 | 0 | 0 | 0 | 0 | 0 | 0 | 0 | 0 | 0 | 0 | 0 | 0 | 0 | 0 | 0 | 0 | 0 | 0 | 0 | 0 | 0 | 0 | 0 | 0 | 0
F1_Industrial_Paper and Printing_Existing_Space Heating_Natural Gas_Furnace_E6 | F1 | Industrial | Paper and Printing | Existing | Space Heating | Natural Gas | Furnace | E6 | CCE | 0 | 0 | 0 | 0 | 0 | 0 | 0 | 0 | 0 | 0 | 0 | 0 | 0 | 0 | 0 | 0 | 0 | 0 | 0 | 0 | 0 | 0 | 0 | 0 | 0 | 0 | 0 | 0 | 0 | 0
F1_Industrial_Paper and Printing_Existing_Space Heating_Natural Gas_Furnace_E7 | F1 | Industrial | Paper and Printing | Existing | Space Heating | Natural Gas | Furnace | E7 | CCE | 0 | 0 | 0 | 0 | 0 | 0 | 0 | 0 | 0 | 0 | 0 | 0 | 0 | 0 | 0 | 0 | 0 | 0 | 0 | 0 | 0 | 0 | 0 | 0 | 0 | 0 | 0 | 0 | 0 | 0
F1_Industrial_Paper and Printing_Existing_Space Heating_Natural Gas_Furnace_E8 | F1 | Industrial | Paper and Printing | Existing | Space Heating | Natural Gas | Furnace | E8 | CCE | 0 | 0 | 0 | 0 | 0 | 0 | 0 | 0 | 0 | 0 | 0 | 0 | 0 | 0 | 0 | 0 | 0 | 0 | 0 | 0 | 0 | 0 | 0 | 0 | 0 | 0 | 0 | 0 | 0 | 0
F1_Industrial_Paper and Printing_Existing_Space Heating_Natural Gas_Furnace_E9 | F1 | Industrial | Paper and Printing | Existing | Space Heating | Natural Gas | Furnace | E9 | CCE | 0 | 0 | 0 | 0 | 0 | 0 | 0 | 0 | 0 | 0 | 0 | 0 | 0 | 0 | 0 | 0 | 0 | 0 | 0 | 0 | 0 | 0 | 0 | 0 | 0 | 0 | 0 | 0 | 0 | 0
F1_Industrial_Paper and Printing_Existing_Space Heating_Natural Gas_Furnace_E10 | F1 | Industrial | Paper and Printing | Existing | Space Heating | Natural Gas | Furnace | E10 | CCE | 0 | 0 | 0 | 0 | 0 | 0 | 0 | 0 | 0 | 0 | 0 | 0 | 0 | 0 | 0 | 0 | 0 | 0 | 0 | 0 | 0 | 0 | 0 | 0 | 0 | 0 | 0 | 0 | 0 | 0
F2_Industrial_Paper and Printing_Existing_Space Heating_Natural Gas_Furnace_E1 | F2 | Industrial | Paper and Printing | Existing | Space Heating | Natural Gas | Furnace | E1 | TRC BC Ratio | 0.9 | 0.9 | 0.9 | 0.9 | 0.9 | 0.9 | 0.9 | 0.9 | 0.9 | 0.9 | 0.9 | 0.9 | 0.9 | 0.9 | 0.9 | 0.9 | 0.9 | 0.9 | 0.9 | 0.9 | 0.9 | 0.9 | 0 | 0 | 0 | 0 | 0 | 0 | 0 | 0
F2_Industrial_Paper and Printing_Existing_Space Heating_Natural Gas_Furnace_E2 | F2 | Industrial | Paper and Printing | Existing | Space Heating | Natural Gas | Furnace | E2 | TRC BC Ratio | 6.3177 | 6.3877 | 6.2866 | 6.1898 | 6.0235 | 5.8589 | 5.6934 | 5.5424 | 5.3921 | 5.261 | 5.1303 | 5.0031 | 4.8786 | 4.7588 | 4.6414 | 4.5264 | 4.415 | 4.3083 | 4.2041 | 4.106 | 4.0118 | 3.9204 | 0 | 0 | 0 | 0 | 0 | 0 | 0 | 0
F2_Industrial_Paper and Printing_Existing_Space Heating_Natural Gas_Furnace_E3 | F2 | Industrial | Paper and Printing | Existing | Space Heating | Natural Gas | Furnace | E3 | TRC BC Ratio | 4.7411 | 4.7936 | 4.7177 | 4.6451 | 4.5203 | 4.3968 | 4.2726 | 4.1592 | 4.0465 | 3.9481 | 3.85 | 3.7546 | 3.6611 | 3.5712 | 3.4831 | 3.3968 | 3.3132 | 3.2332 | 3.1549 | 3.0813 | 3.0106 | 2.942 | 0 | 0 | 0 | 0 | 0 | 0 | 0 | 0
F2_Industrial_Paper and Printing_Existing_Space Heating_Natural Gas_Furnace_E4 | F2 | Industrial | Paper and Printing | Existing | Space Heating | Natural Gas | Furnace | E4 | TRC BC Ratio | 0 | 0 | 0 | 0 | 0 | 0 | 0 | 0 | 0 | 0 | 0 | 0 | 0 | 0 | 0 | 0 | 0 | 0 | 0 | 0 | 0 | 0 | 0 | 0 | 0 | 0 | 0 | 0 | 0 | 0
F2_Industrial_Paper and Printing_Existing_Space Heating_Natural Gas_Furnace_E5 | F2 | Industrial | Paper and Printing | Existing | Space Heating | Natural Gas | Furnace | E5 | TRC BC Ratio | 0 | 0 | 0 | 0 | 0 | 0 | 0 | 0 | 0 | 0 | 0 | 0 | 0 | 0 | 0 | 0 | 0 | 0 | 0 | 0 | 0 | 0 | 0 | 0 | 0 | 0 | 0 | 0 | 0 | 0
F2_Industrial_Paper and Printing_Existing_Space Heating_Natural Gas_Furnace_E6 | F2 | Industrial | Paper and Printing | Existing | Space Heating | Natural Gas | Furnace | E6 | TRC BC Ratio | 0 | 0 | 0 | 0 | 0 | 0 | 0 | 0 | 0 | 0 | 0 | 0 | 0 | 0 | 0 | 0 | 0 | 0 | 0 | 0 | 0 | 0 | 0 | 0 | 0 | 0 | 0 | 0 | 0 | 0
F2_Industrial_Paper and Printing_Existing_Space Heating_Natural Gas_Furnace_E7 | F2 | Industrial | Paper and Printing | Existing | Space Heating | Natural Gas | Furnace | E7 | TRC BC Ratio | 0 | 0 | 0 | 0 | 0 | 0 | 0 | 0 | 0 | 0 | 0 | 0 | 0 | 0 | 0 | 0 | 0 | 0 | 0 | 0 | 0 | 0 | 0 | 0 | 0 | 0 | 0 | 0 | 0 | 0
F2_Industrial_Paper and Printing_Existing_Space Heating_Natural Gas_Furnace_E8 | F2 | Industrial | Paper and Printing | Existing | Space Heating | Natural Gas | Furnace | E8 | TRC BC Ratio | 0 | 0 | 0 | 0 | 0 | 0 | 0 | 0 | 0 | 0 | 0 | 0 | 0 | 0 | 0 | 0 | 0 | 0 | 0 | 0 | 0 | 0 | 0 | 0 | 0 | 0 | 0 | 0 | 0 | 0
F2_Industrial_Paper and Printing_Existing_Space Heating_Natural Gas_Furnace_E9 | F2 | Industrial | Paper and Printing | Existing | Space Heating | Natural Gas | Furnace | E9 | TRC BC Ratio | 0 | 0 | 0 | 0 | 0 | 0 | 0 | 0 | 0 | 0 | 0 | 0 | 0 | 0 | 0 | 0 | 0 | 0 | 0 | 0 | 0 | 0 | 0 | 0 | 0 | 0 | 0 | 0 | 0 | 0
F2_Industrial_Paper and Printing_Existing_Space Heating_Natural Gas_Furnace_E10 | F2 | Industrial | Paper and Printing | Existing | Space Heating | Natural Gas | Furnace | E10 | TRC BC Ratio | 0 | 0 | 0 | 0 | 0 | 0 | 0 | 0 | 0 | 0 | 0 | 0 | 0 | 0 | 0 | 0 | 0 | 0 | 0 | 0 | 0 | 0 | 0 | 0 | 0 | 0 | 0 | 0 | 0 | 0
F3_Industrial_Paper and Printing_Existing_Space Heating_Natural Gas_Furnace_E1 | F3 | Industrial | Paper and Printing | Existing | Space Heating | Natural Gas | Furnace | E1 | PACT BC Ratio | 0.9 | 0.9 | 0.9 | 0.9 | 0.9 | 0.9 | 0.9 | 0.9 | 0.9 | 0.9 | 0.9 | 0.9 | 0.9 | 0.9 | 0.9 | 0.9 | 0.9 | 0.9 | 0.9 | 0.9 | 0.9 | 0.9 | 0 | 0 | 0 | 0 | 0 | 0 | 0 | 0
F3_Industrial_Paper and Printing_Existing_Space Heating_Natural Gas_Furnace_E2 | F3 | Industrial | Paper and Printing | Existing | Space Heating | Natural Gas | Furnace | E2 | PACT BC Ratio | 18.231 | 18.433 | 18.1414 | 17.8619 | 17.382 | 16.9071 | 16.4295 | 15.9937 | 15.5602 | 15.1818 | 14.8045 | 14.4376 | 14.0781 | 13.7325 | 13.3938 | 13.0619 | 12.7406 | 12.4326 | 12.1317 | 11.8487 | 11.5768 | 11.3132 | 0 | 0 | 0 | 0 | 0 | 0 | 0 | 0
F3_Industrial_Paper and Printing_Existing_Space Heating_Natural Gas_Furnace_E3 | F3 | Industrial | Paper and Printing | Existing | Space Heating | Natural Gas | Furnace | E3 | PACT BC Ratio | 13.6813 | 13.8329 | 13.614 | 13.4043 | 13.0442 | 12.6878 | 12.3294 | 12.0023 | 11.677 | 11.3931 | 11.1099 | 10.8346 | 10.5648 | 10.3054 | 10.0513 | 9.8022 | 9.5611 | 9.3299 | 9.1041 | 8.8918 | 8.6877 | 8.4899 | 0 | 0 | 0 | 0 | 0 | 0 | 0 | 0
F3_Industrial_Paper and Printing_Existing_Space Heating_Natural Gas_Furnace_E4 | F3 | Industrial | Paper and Printing | Existing | Space Heating | Natural Gas | Furnace | E4 | PACT BC Ratio | 0 | 0 | 0 | 0 | 0 | 0 | 0 | 0 | 0 | 0 | 0 | 0 | 0 | 0 | 0 | 0 | 0 | 0 | 0 | 0 | 0 | 0 | 0 | 0 | 0 | 0 | 0 | 0 | 0 | 0
F3_Industrial_Paper and Printing_Existing_Space Heating_Natural Gas_Furnace_E5 | F3 | Industrial | Paper and Printing | Existing | Space Heating | Natural Gas | Furnace | E5 | PACT BC Ratio | 0 | 0 | 0 | 0 | 0 | 0 | 0 | 0 | 0 | 0 | 0 | 0 | 0 | 0 | 0 | 0 | 0 | 0 | 0 | 0 | 0 | 0 | 0 | 0 | 0 | 0 | 0 | 0 | 0 | 0
F3_Industrial_Paper and Printing_Existing_Space Heating_Natural Gas_Furnace_E6 | F3 | Industrial | Paper and Printing | Existing | Space Heating | Natural Gas | Furnace | E6 | PACT BC Ratio | 0 | 0 | 0 | 0 | 0 | 0 | 0 | 0 | 0 | 0 | 0 | 0 | 0 | 0 | 0 | 0 | 0 | 0 | 0 | 0 | 0 | 0 | 0 | 0 | 0 | 0 | 0 | 0 | 0 | 0
F3_Industrial_Paper and Printing_Existing_Space Heating_Natural Gas_Furnace_E7 | F3 | Industrial | Paper and Printing | Existing | Space Heating | Natural Gas | Furnace | E7 | PACT BC Ratio | 0 | 0 | 0 | 0 | 0 | 0 | 0 | 0 | 0 | 0 | 0 | 0 | 0 | 0 | 0 | 0 | 0 | 0 | 0 | 0 | 0 | 0 | 0 | 0 | 0 | 0 | 0 | 0 | 0 | 0
F3_Industrial_Paper and Printing_Existing_Space Heating_Natural Gas_Furnace_E8 | F3 | Industrial | Paper and Printing | Existing | Space Heating | Natural Gas | Furnace | E8 | PACT BC Ratio | 0 | 0 | 0 | 0 | 0 | 0 | 0 | 0 | 0 | 0 | 0 | 0 | 0 | 0 | 0 | 0 | 0 | 0 | 0 | 0 | 0 | 0 | 0 | 0 | 0 | 0 | 0 | 0 | 0 | 0
F3_Industrial_Paper and Printing_Existing_Space Heating_Natural Gas_Furnace_E9 | F3 | Industrial | Paper and Printing | Existing | Space Heating | Natural Gas | Furnace | E9 | PACT BC Ratio | 0 | 0 | 0 | 0 | 0 | 0 | 0 | 0 | 0 | 0 | 0 | 0 | 0 | 0 | 0 | 0 | 0 | 0 | 0 | 0 | 0 | 0 | 0 | 0 | 0 | 0 | 0 | 0 | 0 | 0
F3_Industrial_Paper and Printing_Existing_Space Heating_Natural Gas_Furnace_E10 | F3 | Industrial | Paper and Printing | Existing | Space Heating | Natural Gas | Furnace | E10 | PACT BC Ratio | 0 | 0 | 0 | 0 | 0 | 0 | 0 | 0 | 0 | 0 | 0 | 0 | 0 | 0 | 0 | 0 | 0 | 0 | 0 | 0 | 0 | 0 | 0 | 0 | 0 | 0 | 0 | 0 | 0 | 0
F4_Industrial_Paper and Printing_Existing_Space Heating_Natural Gas_Furnace_E1 | F4 | Industrial | Paper and Printing | Existing | Space Heating | Natural Gas | Furnace | E1 | PCT BC Ratio | 0.9 | 0.9 | 0.9 | 0.9 | 0.9 | 0.9 | 0.9 | 0.9 | 0.9 | 0.9 | 0.9 | 0.9 | 0.9 | 0.9 | 0.9 | 0.9 | 0.9 | 0.9 | 0.9 | 0.9 | 0.9 | 0.9 | 0 | 0 | 0 | 0 | 0 | 0 | 0 | 0
F4_Industrial_Paper and Printing_Existing_Space Heating_Natural Gas_Furnace_E2 | F4 | Industrial | Paper and Printing | Existing | Space Heating | Natural Gas | Furnace | E2 | PCT BC Ratio | 9.4492 | 9.5517 | 9.4037 | 9.262 | 9.0185 | 8.7777 | 8.5354 | 8.3143 | 8.0944 | 7.9025 | 7.7111 | 7.525 | 7.3427 | 7.1674 | 6.9956 | 6.8272 | 6.6642 | 6.508 | 6.3554 | 6.2118 | 6.0739 | 5.9402 | 0 | 0 | 0 | 0 | 0 | 0 | 0 | 0
F4_Industrial_Paper and Printing_Existing_Space Heating_Natural Gas_Furnace_E3 | F4 | Industrial | Paper and Printing | Existing | Space Heating | Natural Gas | Furnace | E3 | PCT BC Ratio | 7.1414 | 7.2183 | 7.1073 | 7.0009 | 6.8182 | 6.6374 | 6.4556 | 6.2897 | 6.1247 | 5.9807 | 5.837 | 5.6974 | 5.5606 | 5.429 | 5.3001 | 5.1737 | 5.0514 | 4.9342 | 4.8196 | 4.7119 | 4.6084 | 4.5081 | 0 | 0 | 0 | 0 | 0 | 0 | 0 | 0
F4_Industrial_Paper and Printing_Existing_Space Heating_Natural Gas_Furnace_E4 | F4 | Industrial | Paper and Printing | Existing | Space Heating | Natural Gas | Furnace | E4 | PCT BC Ratio | 0 | 0 | 0 | 0 | 0 | 0 | 0 | 0 | 0 | 0 | 0 | 0 | 0 | 0 | 0 | 0 | 0 | 0 | 0 | 0 | 0 | 0 | 0 | 0 | 0 | 0 | 0 | 0 | 0 | 0
F4_Industrial_Paper and Printing_Existing_Space Heating_Natural Gas_Furnace_E5 | F4 | Industrial | Paper and Printing | Existing | Space Heating | Natural Gas | Furnace | E5 | PCT BC Ratio | 0 | 0 | 0 | 0 | 0 | 0 | 0 | 0 | 0 | 0 | 0 | 0 | 0 | 0 | 0 | 0 | 0 | 0 | 0 | 0 | 0 | 0 | 0 | 0 | 0 | 0 | 0 | 0 | 0 | 0
F4_Industrial_Paper and Printing_Existing_Space Heating_Natural Gas_Furnace_E6 | F4 | Industrial | Paper and Printing | Existing | Space Heating | Natural Gas | Furnace | E6 | PCT BC Ratio | 0 | 0 | 0 | 0 | 0 | 0 | 0 | 0 | 0 | 0 | 0 | 0 | 0 | 0 | 0 | 0 | 0 | 0 | 0 | 0 | 0 | 0 | 0 | 0 | 0 | 0 | 0 | 0 | 0 | 0
F4_Industrial_Paper and Printing_Existing_Space Heating_Natural Gas_Furnace_E7 | F4 | Industrial | Paper and Printing | Existing | Space Heating | Natural Gas | Furnace | E7 | PCT BC Ratio | 0 | 0 | 0 | 0 | 0 | 0 | 0 | 0 | 0 | 0 | 0 | 0 | 0 | 0 | 0 | 0 | 0 | 0 | 0 | 0 | 0 | 0 | 0 | 0 | 0 | 0 | 0 | 0 | 0 | 0
F4_Industrial_Paper and Printing_Existing_Space Heating_Natural Gas_Furnace_E8 | F4 | Industrial | Paper and Printing | Existing | Space Heating | Natural Gas | Furnace | E8 | PCT BC Ratio | 0 | 0 | 0 | 0 | 0 | 0 | 0 | 0 | 0 | 0 | 0 | 0 | 0 | 0 | 0 | 0 | 0 | 0 | 0 | 0 | 0 | 0 | 0 | 0 | 0 | 0 | 0 | 0 | 0 | 0
F4_Industrial_Paper and Printing_Existing_Space Heating_Natural Gas_Furnace_E9 | F4 | Industrial | Paper and Printing | Existing | Space Heating | Natural Gas | Furnace | E9 | PCT BC Ratio | 0 | 0 | 0 | 0 | 0 | 0 | 0 | 0 | 0 | 0 | 0 | 0 | 0 | 0 | 0 | 0 | 0 | 0 | 0 | 0 | 0 | 0 | 0 | 0 | 0 | 0 | 0 | 0 | 0 | 0
F4_Industrial_Paper and Printing_Existing_Space Heating_Natural Gas_Furnace_E10 | F4 | Industrial | Paper and Printing | Existing | Space Heating | Natural Gas | Furnace | E10 | PCT BC Ratio | 0 | 0 | 0 | 0 | 0 | 0 | 0 | 0 | 0 | 0 | 0 | 0 | 0 | 0 | 0 | 0 | 0 | 0 | 0 | 0 | 0 | 0 | 0 | 0 | 0 | 0 | 0 | 0 | 0 | 0
F5_Industrial_Paper and Printing_Existing_Space Heating_Natural Gas_Furnace_E1 | F5 | Industrial | Paper and Printing | Existing | Space Heating | Natural Gas | Furnace | E1 | RIM BC Ratio | 0.9 | 0.9 | 0.9 | 0.9 | 0.9 | 0.9 | 0.9 | 0.9 | 0.9 | 0.9 | 0.9 | 0.9 | 0.9 | 0.9 | 0.9 | 0.9 | 0.9 | 0.9 | 0.9 | 0.9 | 0.9 | 0.9 | 0 | 0 | 0 | 0 | 0 | 0 | 0 | 0
F5_Industrial_Paper and Printing_Existing_Space Heating_Natural Gas_Furnace_E2 | F5 | Industrial | Paper and Printing | Existing | Space Heating | Natural Gas | Furnace | E2 | RIM BC Ratio | 0.79814 | 0.79852 | 0.79797 | 0.79742 | 0.79643 | 0.79541 | 0.79432 | 0.79328 | 0.79218 | 0.79118 | 0.79013 | 0.78906 | 0.78796 | 0.78685 | 0.78571 | 0.78455 | 0.78336 | 0.78217 | 0.78095 | 0.77975 | 0.77855 | 0.77733 | 0 | 0 | 0 | 0 | 0 | 0 | 0 | 0
F5_Industrial_Paper and Printing_Existing_Space Heating_Natural Gas_Furnace_E3 | F5 | Industrial | Paper and Printing | Existing | Space Heating | Natural Gas | Furnace | E3 | RIM BC Ratio | 0.78668 | 0.78718 | 0.78646 | 0.78575 | 0.78448 | 0.78316 | 0.78176 | 0.78041 | 0.779 | 0.7777 | 0.77635 | 0.77498 | 0.77356 | 0.77214 | 0.77068 | 0.76918 | 0.76766 | 0.76614 | 0.76458 | 0.76305 | 0.76152 | 0.75996 | 0 | 0 | 0 | 0 | 0 | 0 | 0 | 0
F5_Industrial_Paper and Printing_Existing_Space Heating_Natural Gas_Furnace_E4 | F5 | Industrial | Paper and Printing | Existing | Space Heating | Natural Gas | Furnace | E4 | RIM BC Ratio | 0 | 0 | 0 | 0 | 0 | 0 | 0 | 0 | 0 | 0 | 0 | 0 | 0 | 0 | 0 | 0 | 0 | 0 | 0 | 0 | 0 | 0 | 0 | 0 | 0 | 0 | 0 | 0 | 0 | 0
F5_Industrial_Paper and Printing_Existing_Space Heating_Natural Gas_Furnace_E5 | F5 | Industrial | Paper and Printing | Existing | Space Heating | Natural Gas | Furnace | E5 | RIM BC Ratio | 0 | 0 | 0 | 0 | 0 | 0 | 0 | 0 | 0 | 0 | 0 | 0 | 0 | 0 | 0 | 0 | 0 | 0 | 0 | 0 | 0 | 0 | 0 | 0 | 0 | 0 | 0 | 0 | 0 | 0
F5_Industrial_Paper and Printing_Existing_Space Heating_Natural Gas_Furnace_E6 | F5 | Industrial | Paper and Printing | Existing | Space Heating | Natural Gas | Furnace | E6 | RIM BC Ratio | 0 | 0 | 0 | 0 | 0 | 0 | 0 | 0 | 0 | 0 | 0 | 0 | 0 | 0 | 0 | 0 | 0 | 0 | 0 | 0 | 0 | 0 | 0 | 0 | 0 | 0 | 0 | 0 | 0 | 0
F5_Industrial_Paper and Printing_Existing_Space Heating_Natural Gas_Furnace_E7 | F5 | Industrial | Paper and Printing | Existing | Space Heating | Natural Gas | Furnace | E7 | RIM BC Ratio | 0 | 0 | 0 | 0 | 0 | 0 | 0 | 0 | 0 | 0 | 0 | 0 | 0 | 0 | 0 | 0 | 0 | 0 | 0 | 0 | 0 | 0 | 0 | 0 | 0 | 0 | 0 | 0 | 0 | 0
F5_Industrial_Paper and Printing_Existing_Space Heating_Natural Gas_Furnace_E8 | F5 | Industrial | Paper and Printing | Existing | Space Heating | Natural Gas | Furnace | E8 | RIM BC Ratio | 0 | 0 | 0 | 0 | 0 | 0 | 0 | 0 | 0 | 0 | 0 | 0 | 0 | 0 | 0 | 0 | 0 | 0 | 0 | 0 | 0 | 0 | 0 | 0 | 0 | 0 | 0 | 0 | 0 | 0
F5_Industrial_Paper and Printing_Existing_Space Heating_Natural Gas_Furnace_E9 | F5 | Industrial | Paper and Printing | Existing | Space Heating | Natural Gas | Furnace | E9 | RIM BC Ratio | 0 | 0 | 0 | 0 | 0 | 0 | 0 | 0 | 0 | 0 | 0 | 0 | 0 | 0 | 0 | 0 | 0 | 0 | 0 | 0 | 0 | 0 | 0 | 0 | 0 | 0 | 0 | 0 | 0 | 0
F5_Industrial_Paper and Printing_Existing_Space Heating_Natural Gas_Furnace_E10 | F5 | Industrial | Paper and Printing | Existing | Space Heating | Natural Gas | Furnace | E10 | RIM BC Ratio | 0 | 0 | 0 | 0 | 0 | 0 | 0 | 0 | 0 | 0 | 0 | 0 | 0 | 0 | 0 | 0 | 0 | 0 | 0 | 0 | 0 | 0 | 0 | 0 | 0 | 0 | 0 | 0 | 0 | 0
F0_Industrial_Paper and Printing_Existing_Space Heating_Natural Gas_Boiler_E0 | F0 | Industrial | Paper and Printing | Existing | Space Heating | Natural Gas | Boiler | E0 | Economic Unit | AFUE 97% | AFUE 97% | AFUE 97% | AFUE 97% | AFUE 97% | AFUE 97% | AFUE 97% | AFUE 97% | AFUE 97% | AFUE 97% | AFUE 97% | AFUE 97% | AFUE 97% | AFUE 97% | AFUE 97% | AFUE 97% | AFUE 97% | AFUE 97% | AFUE 97% | AFUE 97% | AFUE 97% | AFUE 97% | 0 | 0 | 0 | 0 | 0 | 0 | 0 | 0
F1_Industrial_Paper and Printing_Existing_Space Heating_Natural Gas_Boiler_E1 | F1 | Industrial | Paper and Printing | Existing | Space Heating | Natural Gas | Boiler | E1 | CCE | 0 | 0 | 0 | 0 | 0 | 0 | 0 | 0 | 0 | 0 | 0 | 0 | 0 | 0 | 0 | 0 | 0 | 0 | 0 | 0 | 0 | 0 | 0 | 0 | 0 | 0 | 0 | 0 | 0 | 0
F1_Industrial_Paper and Printing_Existing_Space Heating_Natural Gas_Boiler_E2 | F1 | Industrial | Paper and Printing | Existing | Space Heating | Natural Gas | Boiler | E2 | CCE | 0.0028331 | 0.0028331 | 0.0028331 | 0.0028331 | 0.0028331 | 0.0028331 | 0.0028331 | 0.0028331 | 0.0028331 | 0.0028331 | 0.0028331 | 0.0028331 | 0.0028331 | 0.0028331 | 0.0028331 | 0.0028331 | 0.0028331 | 0.0028331 | 0.0028331 | 0.0028331 | 0.0028331 | 0.0028331 | 0 | 0 | 0 | 0 | 0 | 0 | 0 | 0
F1_Industrial_Paper and Printing_Existing_Space Heating_Natural Gas_Boiler_E3 | F1 | Industrial | Paper and Printing | Existing | Space Heating | Natural Gas | Boiler | E3 | CCE | 0.0028615 | 0.0028615 | 0.0028615 | 0.0028615 | 0.0028615 | 0.0028615 | 0.0028615 | 0.0028615 | 0.0028615 | 0.0028615 | 0.0028615 | 0.0028615 | 0.0028615 | 0.0028615 | 0.0028615 | 0.0028615 | 0.0028615 | 0.0028615 | 0.0028615 | 0.0028615 | 0.0028615 | 0.0028615 | 0 | 0 | 0 | 0 | 0 | 0 | 0 | 0
F1_Industrial_Paper and Printing_Existing_Space Heating_Natural Gas_Boiler_E4 | F1 | Industrial | Paper and Printing | Existing | Space Heating | Natural Gas | Boiler | E4 | CCE | 18.3165 | 18.3165 | 18.3165 | 18.3165 | 18.3165 | 18.3165 | 18.3165 | 18.3165 | 18.3165 | 18.3165 | 18.3165 | 18.3165 | 18.3165 | 18.3165 | 18.3165 | 18.3165 | 18.3165 | 18.3165 | 18.3165 | 18.3165 | 18.3165 | 18.3165 | 0 | 0 | 0 | 0 | 0 | 0 | 0 | 0
F1_Industrial_Paper and Printing_Existing_Space Heating_Natural Gas_Boiler_E5 | F1 | Industrial | Paper and Printing | Existing | Space Heating | Natural Gas | Boiler | E5 | CCE | 0 | 0 | 0 | 0 | 0 | 0 | 0 | 0 | 0 | 0 | 0 | 0 | 0 | 0 | 0 | 0 | 0 | 0 | 0 | 0 | 0 | 0 | 0 | 0 | 0 | 0 | 0 | 0 | 0 | 0
F1_Industrial_Paper and Printing_Existing_Space Heating_Natural Gas_Boiler_E6 | F1 | Industrial | Paper and Printing | Existing | Space Heating | Natural Gas | Boiler | E6 | CCE | 0 | 0 | 0 | 0 | 0 | 0 | 0 | 0 | 0 | 0 | 0 | 0 | 0 | 0 | 0 | 0 | 0 | 0 | 0 | 0 | 0 | 0 | 0 | 0 | 0 | 0 | 0 | 0 | 0 | 0
F1_Industrial_Paper and Printing_Existing_Space Heating_Natural Gas_Boiler_E7 | F1 | Industrial | Paper and Printing | Existing | Space Heating | Natural Gas | Boiler | E7 | CCE | 0 | 0 | 0 | 0 | 0 | 0 | 0 | 0 | 0 | 0 | 0 | 0 | 0 | 0 | 0 | 0 | 0 | 0 | 0 | 0 | 0 | 0 | 0 | 0 | 0 | 0 | 0 | 0 | 0 | 0
F1_Industrial_Paper and Printing_Existing_Space Heating_Natural Gas_Boiler_E8 | F1 | Industrial | Paper and Printing | Existing | Space Heating | Natural Gas | Boiler | E8 | CCE | 0 | 0 | 0 | 0 | 0 | 0 | 0 | 0 | 0 | 0 | 0 | 0 | 0 | 0 | 0 | 0 | 0 | 0 | 0 | 0 | 0 | 0 | 0 | 0 | 0 | 0 | 0 | 0 | 0 | 0
F1_Industrial_Paper and Printing_Existing_Space Heating_Natural Gas_Boiler_E9 | F1 | Industrial | Paper and Printing | Existing | Space Heating | Natural Gas | Boiler | E9 | CCE | 0 | 0 | 0 | 0 | 0 | 0 | 0 | 0 | 0 | 0 | 0 | 0 | 0 | 0 | 0 | 0 | 0 | 0 | 0 | 0 | 0 | 0 | 0 | 0 | 0 | 0 | 0 | 0 | 0 | 0
F1_Industrial_Paper and Printing_Existing_Space Heating_Natural Gas_Boiler_E10 | F1 | Industrial | Paper and Printing | Existing | Space Heating | Natural Gas | Boiler | E10 | CCE | 0 | 0 | 0 | 0 | 0 | 0 | 0 | 0 | 0 | 0 | 0 | 0 | 0 | 0 | 0 | 0 | 0 | 0 | 0 | 0 | 0 | 0 | 0 | 0 | 0 | 0 | 0 | 0 | 0 | 0
F2_Industrial_Paper and Printing_Existing_Space Heating_Natural Gas_Boiler_E1 | F2 | Industrial | Paper and Printing | Existing | Space Heating | Natural Gas | Boiler | E1 | TRC BC Ratio | 0.9 | 0.9 | 0.9 | 0.9 | 0.9 | 0.9 | 0.9 | 0.9 | 0.9 | 0.9 | 0.9 | 0.9 | 0.9 | 0.9 | 0.9 | 0.9 | 0.9 | 0.9 | 0.9 | 0.9 | 0.9 | 0.9 | 0 | 0 | 0 | 0 | 0 | 0 | 0 | 0
F2_Industrial_Paper and Printing_Existing_Space Heating_Natural Gas_Boiler_E2 | F2 | Industrial | Paper and Printing | Existing | Space Heating | Natural Gas | Boiler | E2 | TRC BC Ratio | 1.7643 | 1.7812 | 1.7525 | 1.725 | 1.6789 | 1.6333 | 1.5875 | 1.5455 | 1.5039 | 1.4674 | 1.431 | 1.3956 | 1.361 | 1.3276 | 1.295 | 1.263 | 1.232 | 1.2024 | 1.1734 | 1.1463 | 1.1202 | 1.095 | 0 | 0 | 0 | 0 | 0 | 0 | 0 | 0
F2_Industrial_Paper and Printing_Existing_Space Heating_Natural Gas_Boiler_E3 | F2 | Industrial | Paper and Printing | Existing | Space Heating | Natural Gas | Boiler | E3 | TRC BC Ratio | 1.7468 | 1.7636 | 1.7351 | 1.7079 | 1.6622 | 1.6171 | 1.5717 | 1.5302 | 1.489 | 1.4529 | 1.4168 | 1.3818 | 1.3475 | 1.3145 | 1.2822 | 1.2505 | 1.2198 | 1.1904 | 1.1618 | 1.1349 | 1.1091 | 1.0842 | 0 | 0 | 0 | 0 | 0 | 0 | 0 | 0
F2_Industrial_Paper and Printing_Existing_Space Heating_Natural Gas_Boiler_E4 | F2 | Industrial | Paper and Printing | Existing | Space Heating | Natural Gas | Boiler | E4 | TRC BC Ratio | 0.00024716 | 0.00024492 | 0.00023984 | 0.00023494 | 0.00022895 | 0.00022309 | 0.00021732 | 0.00021189 | 0.00020656 | 0.00020165 | 0.00019682 | 0.0001921 | 0.00018749 | 0.00018302 | 0.00017865 | 0.00017437 | 0.00017022 | 0.00016623 | 0.00016237 | 0.00015872 | 0.00015525 | 0.00015195 | 0 | 0 | 0 | 0 | 0 | 0 | 0 | 0
F2_Industrial_Paper and Printing_Existing_Space Heating_Natural Gas_Boiler_E5 | F2 | Industrial | Paper and Printing | Existing | Space Heating | Natural Gas | Boiler | E5 | TRC BC Ratio | 0 | 0 | 0 | 0 | 0 | 0 | 0 | 0 | 0 | 0 | 0 | 0 | 0 | 0 | 0 | 0 | 0 | 0 | 0 | 0 | 0 | 0 | 0 | 0 | 0 | 0 | 0 | 0 | 0 | 0
F2_Industrial_Paper and Printing_Existing_Space Heating_Natural Gas_Boiler_E6 | F2 | Industrial | Paper and Printing | Existing | Space Heating | Natural Gas | Boiler | E6 | TRC BC Ratio | 0 | 0 | 0 | 0 | 0 | 0 | 0 | 0 | 0 | 0 | 0 | 0 | 0 | 0 | 0 | 0 | 0 | 0 | 0 | 0 | 0 | 0 | 0 | 0 | 0 | 0 | 0 | 0 | 0 | 0
F2_Industrial_Paper and Printing_Existing_Space Heating_Natural Gas_Boiler_E7 | F2 | Industrial | Paper and Printing | Existing | Space Heating | Natural Gas | Boiler | E7 | TRC BC Ratio | 0 | 0 | 0 | 0 | 0 | 0 | 0 | 0 | 0 | 0 | 0 | 0 | 0 | 0 | 0 | 0 | 0 | 0 | 0 | 0 | 0 | 0 | 0 | 0 | 0 | 0 | 0 | 0 | 0 | 0
F2_Industrial_Paper and Printing_Existing_Space Heating_Natural Gas_Boiler_E8 | F2 | Industrial | Paper and Printing | Existing | Space Heating | Natural Gas | Boiler | E8 | TRC BC Ratio | 0 | 0 | 0 | 0 | 0 | 0 | 0 | 0 | 0 | 0 | 0 | 0 | 0 | 0 | 0 | 0 | 0 | 0 | 0 | 0 | 0 | 0 | 0 | 0 | 0 | 0 | 0 | 0 | 0 | 0
F2_Industrial_Paper and Printing_Existing_Space Heating_Natural Gas_Boiler_E9 | F2 | Industrial | Paper and Printing | Existing | Space Heating | Natural Gas | Boiler | E9 | TRC BC Ratio | 0 | 0 | 0 | 0 | 0 | 0 | 0 | 0 | 0 | 0 | 0 | 0 | 0 | 0 | 0 | 0 | 0 | 0 | 0 | 0 | 0 | 0 | 0 | 0 | 0 | 0 | 0 | 0 | 0 | 0
F2_Industrial_Paper and Printing_Existing_Space Heating_Natural Gas_Boiler_E10 | F2 | Industrial | Paper and Printing | Existing | Space Heating | Natural Gas | Boiler | E10 | TRC BC Ratio | 0 | 0 | 0 | 0 | 0 | 0 | 0 | 0 | 0 | 0 | 0 | 0 | 0 | 0 | 0 | 0 | 0 | 0 | 0 | 0 | 0 | 0 | 0 | 0 | 0 | 0 | 0 | 0 | 0 | 0
F3_Industrial_Paper and Printing_Existing_Space Heating_Natural Gas_Boiler_E1 | F3 | Industrial | Paper and Printing | Existing | Space Heating | Natural Gas | Boiler | E1 | PACT BC Ratio | 0.9 | 0.9 | 0.9 | 0.9 | 0.9 | 0.9 | 0.9 | 0.9 | 0.9 | 0.9 | 0.9 | 0.9 | 0.9 | 0.9 | 0.9 | 0.9 | 0.9 | 0.9 | 0.9 | 0.9 | 0.9 | 0.9 | 0 | 0 | 0 | 0 | 0 | 0 | 0 | 0
F3_Industrial_Paper and Printing_Existing_Space Heating_Natural Gas_Boiler_E2 | F3 | Industrial | Paper and Printing | Existing | Space Heating | Natural Gas | Boiler | E2 | PACT BC Ratio | 1.8168 | 1.8343 | 1.8047 | 1.7763 | 1.7288 | 1.6819 | 1.6347 | 1.5915 | 1.5487 | 1.5111 | 1.4736 | 1.4372 | 1.4015 | 1.3672 | 1.3335 | 1.3006 | 1.2687 | 1.2381 | 1.2084 | 1.1804 | 1.1535 | 1.1276 | 0 | 0 | 0 | 0 | 0 | 0 | 0 | 0
F3_Industrial_Paper and Printing_Existing_Space Heating_Natural Gas_Boiler_E3 | F3 | Industrial | Paper and Printing | Existing | Space Heating | Natural Gas | Boiler | E3 | PACT BC Ratio | 1.7988 | 1.8161 | 1.7868 | 1.7587 | 1.7117 | 1.6652 | 1.6185 | 1.5758 | 1.5333 | 1.4961 | 1.459 | 1.4229 | 1.3876 | 1.3536 | 1.3203 | 1.2877 | 1.2561 | 1.2259 | 1.1964 | 1.1687 | 1.1421 | 1.1164 | 0 | 0 | 0 | 0 | 0 | 0 | 0 | 0
F3_Industrial_Paper and Printing_Existing_Space Heating_Natural Gas_Boiler_E4 | F3 | Industrial | Paper and Printing | Existing | Space Heating | Natural Gas | Boiler | E4 | PACT BC Ratio | 0.00025452 | 0.00025221 | 0.00024698 | 0.00024194 | 0.00023576 | 0.00022973 | 0.00022378 | 0.0002182 | 0.00021271 | 0.00020766 | 0.00020267 | 0.00019782 | 0.00019307 | 0.00018847 | 0.00018396 | 0.00017956 | 0.00017529 | 0.00017118 | 0.0001672 | 0.00016344 | 0.00015987 | 0.00015648 | 0 | 0 | 0 | 0 | 0 | 0 | 0 | 0
F3_Industrial_Paper and Printing_Existing_Space Heating_Natural Gas_Boiler_E5 | F3 | Industrial | Paper and Printing | Existing | Space Heating | Natural Gas | Boiler | E5 | PACT BC Ratio | 0 | 0 | 0 | 0 | 0 | 0 | 0 | 0 | 0 | 0 | 0 | 0 | 0 | 0 | 0 | 0 | 0 | 0 | 0 | 0 | 0 | 0 | 0 | 0 | 0 | 0 | 0 | 0 | 0 | 0
F3_Industrial_Paper and Printing_Existing_Space Heating_Natural Gas_Boiler_E6 | F3 | Industrial | Paper and Printing | Existing | Space Heating | Natural Gas | Boiler | E6 | PACT BC Ratio | 0 | 0 | 0 | 0 | 0 | 0 | 0 | 0 | 0 | 0 | 0 | 0 | 0 | 0 | 0 | 0 | 0 | 0 | 0 | 0 | 0 | 0 | 0 | 0 | 0 | 0 | 0 | 0 | 0 | 0
F3_Industrial_Paper and Printing_Existing_Space Heating_Natural Gas_Boiler_E7 | F3 | Industrial | Paper and Printing | Existing | Space Heating | Natural Gas | Boiler | E7 | PACT BC Ratio | 0 | 0 | 0 | 0 | 0 | 0 | 0 | 0 | 0 | 0 | 0 | 0 | 0 | 0 | 0 | 0 | 0 | 0 | 0 | 0 | 0 | 0 | 0 | 0 | 0 | 0 | 0 | 0 | 0 | 0
F3_Industrial_Paper and Printing_Existing_Space Heating_Natural Gas_Boiler_E8 | F3 | Industrial | Paper and Printing | Existing | Space Heating | Natural Gas | Boiler | E8 | PACT BC Ratio | 0 | 0 | 0 | 0 | 0 | 0 | 0 | 0 | 0 | 0 | 0 | 0 | 0 | 0 | 0 | 0 | 0 | 0 | 0 | 0 | 0 | 0 | 0 | 0 | 0 | 0 | 0 | 0 | 0 | 0
F3_Industrial_Paper and Printing_Existing_Space Heating_Natural Gas_Boiler_E9 | F3 | Industrial | Paper and Printing | Existing | Space Heating | Natural Gas | Boiler | E9 | PACT BC Ratio | 0 | 0 | 0 | 0 | 0 | 0 | 0 | 0 | 0 | 0 | 0 | 0 | 0 | 0 | 0 | 0 | 0 | 0 | 0 | 0 | 0 | 0 | 0 | 0 | 0 | 0 | 0 | 0 | 0 | 0
F3_Industrial_Paper and Printing_Existing_Space Heating_Natural Gas_Boiler_E10 | F3 | Industrial | Paper and Printing | Existing | Space Heating | Natural Gas | Boiler | E10 | PACT BC Ratio | 0 | 0 | 0 | 0 | 0 | 0 | 0 | 0 | 0 | 0 | 0 | 0 | 0 | 0 | 0 | 0 | 0 | 0 | 0 | 0 | 0 | 0 | 0 | 0 | 0 | 0 | 0 | 0 | 0 | 0
F4_Industrial_Paper and Printing_Existing_Space Heating_Natural Gas_Boiler_E1 | F4 | Industrial | Paper and Printing | Existing | Space Heating | Natural Gas | Boiler | E1 | PCT BC Ratio | 0.9 | 0.9 | 0.9 | 0.9 | 0.9 | 0.9 | 0.9 | 0.9 | 0.9 | 0.9 | 0.9 | 0.9 | 0.9 | 0.9 | 0.9 | 0.9 | 0.9 | 0.9 | 0.9 | 0.9 | 0.9 | 0.9 | 0 | 0 | 0 | 0 | 0 | 0 | 0 | 0
F4_Industrial_Paper and Printing_Existing_Space Heating_Natural Gas_Boiler_E2 | F4 | Industrial | Paper and Printing | Existing | Space Heating | Natural Gas | Boiler | E2 | PCT BC Ratio | 5.2433 | 5.2846 | 5.2145 | 5.1473 | 5.0349 | 4.9237 | 4.812 | 4.7099 | 4.6083 | 4.5193 | 4.4306 | 4.3443 | 4.2598 | 4.1785 | 4.0989 | 4.0208 | 3.9453 | 3.873 | 3.8025 | 3.7362 | 3.6727 | 3.6113 | 0 | 0 | 0 | 0 | 0 | 0 | 0 | 0
F4_Industrial_Paper and Printing_Existing_Space Heating_Natural Gas_Boiler_E3 | F4 | Industrial | Paper and Printing | Existing | Space Heating | Natural Gas | Boiler | E3 | PCT BC Ratio | 5.2007 | 5.2416 | 5.1722 | 5.1057 | 4.9944 | 4.8843 | 4.7737 | 4.6725 | 4.572 | 4.4839 | 4.396 | 4.3106 | 4.227 | 4.1465 | 4.0676 | 3.9903 | 3.9156 | 3.844 | 3.7742 | 3.7085 | 3.6456 | 3.5848 | 0 | 0 | 0 | 0 | 0 | 0 | 0 | 0
F4_Industrial_Paper and Printing_Existing_Space Heating_Natural Gas_Boiler_E4 | F4 | Industrial | Paper and Printing | Existing | Space Heating | Natural Gas | Boiler | E4 | PCT BC Ratio | 0.94178 | 0.94177 | 0.94176 | 0.94175 | 0.94173 | 0.94172 | 0.94171 | 0.94169 | 0.94168 | 0.94167 | 0.94166 | 0.94164 | 0.94163 | 0.94162 | 0.94161 | 0.9416 | 0.94159 | 0.94158 | 0.94157 | 0.94156 | 0.94156 | 0.94155 | 0 | 0 | 0 | 0 | 0 | 0 | 0 | 0
F4_Industrial_Paper and Printing_Existing_Space Heating_Natural Gas_Boiler_E5 | F4 | Industrial | Paper and Printing | Existing | Space Heating | Natural Gas | Boiler | E5 | PCT BC Ratio | 0 | 0 | 0 | 0 | 0 | 0 | 0 | 0 | 0 | 0 | 0 | 0 | 0 | 0 | 0 | 0 | 0 | 0 | 0 | 0 | 0 | 0 | 0 | 0 | 0 | 0 | 0 | 0 | 0 | 0
F4_Industrial_Paper and Printing_Existing_Space Heating_Natural Gas_Boiler_E6 | F4 | Industrial | Paper and Printing | Existing | Space Heating | Natural Gas | Boiler | E6 | PCT BC Ratio | 0 | 0 | 0 | 0 | 0 | 0 | 0 | 0 | 0 | 0 | 0 | 0 | 0 | 0 | 0 | 0 | 0 | 0 | 0 | 0 | 0 | 0 | 0 | 0 | 0 | 0 | 0 | 0 | 0 | 0
F4_Industrial_Paper and Printing_Existing_Space Heating_Natural Gas_Boiler_E7 | F4 | Industrial | Paper and Printing | Existing | Space Heating | Natural Gas | Boiler | E7 | PCT BC Ratio | 0 | 0 | 0 | 0 | 0 | 0 | 0 | 0 | 0 | 0 | 0 | 0 | 0 | 0 | 0 | 0 | 0 | 0 | 0 | 0 | 0 | 0 | 0 | 0 | 0 | 0 | 0 | 0 | 0 | 0
F4_Industrial_Paper and Printing_Existing_Space Heating_Natural Gas_Boiler_E8 | F4 | Industrial | Paper and Printing | Existing | Space Heating | Natural Gas | Boiler | E8 | PCT BC Ratio | 0 | 0 | 0 | 0 | 0 | 0 | 0 | 0 | 0 | 0 | 0 | 0 | 0 | 0 | 0 | 0 | 0 | 0 | 0 | 0 | 0 | 0 | 0 | 0 | 0 | 0 | 0 | 0 | 0 | 0
F4_Industrial_Paper and Printing_Existing_Space Heating_Natural Gas_Boiler_E9 | F4 | Industrial | Paper and Printing | Existing | Space Heating | Natural Gas | Boiler | E9 | PCT BC Ratio | 0 | 0 | 0 | 0 | 0 | 0 | 0 | 0 | 0 | 0 | 0 | 0 | 0 | 0 | 0 | 0 | 0 | 0 | 0 | 0 | 0 | 0 | 0 | 0 | 0 | 0 | 0 | 0 | 0 | 0
F4_Industrial_Paper and Printing_Existing_Space Heating_Natural Gas_Boiler_E10 | F4 | Industrial | Paper and Printing | Existing | Space Heating | Natural Gas | Boiler | E10 | PCT BC Ratio | 0 | 0 | 0 | 0 | 0 | 0 | 0 | 0 | 0 | 0 | 0 | 0 | 0 | 0 | 0 | 0 | 0 | 0 | 0 | 0 | 0 | 0 | 0 | 0 | 0 | 0 | 0 | 0 | 0 | 0
F5_Industrial_Paper and Printing_Existing_Space Heating_Natural Gas_Boiler_E1 | F5 | Industrial | Paper and Printing | Existing | Space Heating | Natural Gas | Boiler | E1 | RIM BC Ratio | 0.9 | 0.9 | 0.9 | 0.9 | 0.9 | 0.9 | 0.9 | 0.9 | 0.9 | 0.9 | 0.9 | 0.9 | 0.9 | 0.9 | 0.9 | 0.9 | 0.9 | 0.9 | 0.9 | 0.9 | 0.9 | 0.9 | 0 | 0 | 0 | 0 | 0 | 0 | 0 | 0
F5_Industrial_Paper and Printing_Existing_Space Heating_Natural Gas_Boiler_E2 | F5 | Industrial | Paper and Printing | Existing | Space Heating | Natural Gas | Boiler | E2 | RIM BC Ratio | 0.57193 | 0.57364 | 0.57072 | 0.56785 | 0.56291 | 0.55784 | 0.55255 | 0.54753 | 0.54236 | 0.53768 | 0.53286 | 0.52802 | 0.52313 | 0.51827 | 0.51336 | 0.5084 | 0.50345 | 0.49857 | 0.49367 | 0.48894 | 0.48427 | 0.47964 | 0 | 0 | 0 | 0 | 0 | 0 | 0 | 0
F5_Industrial_Paper and Printing_Existing_Space Heating_Natural Gas_Boiler_E3 | F5 | Industrial | Paper and Printing | Existing | Space Heating | Natural Gas | Boiler | E3 | RIM BC Ratio | 0.57013 | 0.57185 | 0.56892 | 0.56604 | 0.56108 | 0.55599 | 0.55069 | 0.54565 | 0.54047 | 0.53577 | 0.53094 | 0.52609 | 0.52118 | 0.51631 | 0.51139 | 0.50642 | 0.50146 | 0.49657 | 0.49166 | 0.48692 | 0.48225 | 0.47761 | 0 | 0 | 0 | 0 | 0 | 0 | 0 | 0
F5_Industrial_Paper and Printing_Existing_Space Heating_Natural Gas_Boiler_E4 | F5 | Industrial | Paper and Printing | Existing | Space Heating | Natural Gas | Boiler | E4 | RIM BC Ratio | 0.00025444 | 0.00025213 | 0.0002469 | 0.00024187 | 0.0002357 | 0.00022966 | 0.00022372 | 0.00021814 | 0.00021266 | 0.0002076 | 0.00020263 | 0.00019777 | 0.00019303 | 0.00018843 | 0.00018392 | 0.00017952 | 0.00017525 | 0.00017114 | 0.00016717 | 0.00016341 | 0.00015984 | 0.00015645 | 0 | 0 | 0 | 0 | 0 | 0 | 0 | 0
F5_Industrial_Paper and Printing_Existing_Space Heating_Natural Gas_Boiler_E5 | F5 | Industrial | Paper and Printing | Existing | Space Heating | Natural Gas | Boiler | E5 | RIM BC Ratio | 0 | 0 | 0 | 0 | 0 | 0 | 0 | 0 | 0 | 0 | 0 | 0 | 0 | 0 | 0 | 0 | 0 | 0 | 0 | 0 | 0 | 0 | 0 | 0 | 0 | 0 | 0 | 0 | 0 | 0
F5_Industrial_Paper and Printing_Existing_Space Heating_Natural Gas_Boiler_E6 | F5 | Industrial | Paper and Printing | Existing | Space Heating | Natural Gas | Boiler | E6 | RIM BC Ratio | 0 | 0 | 0 | 0 | 0 | 0 | 0 | 0 | 0 | 0 | 0 | 0 | 0 | 0 | 0 | 0 | 0 | 0 | 0 | 0 | 0 | 0 | 0 | 0 | 0 | 0 | 0 | 0 | 0 | 0
F5_Industrial_Paper and Printing_Existing_Space Heating_Natural Gas_Boiler_E7 | F5 | Industrial | Paper and Printing | Existing | Space Heating | Natural Gas | Boiler | E7 | RIM BC Ratio | 0 | 0 | 0 | 0 | 0 | 0 | 0 | 0 | 0 | 0 | 0 | 0 | 0 | 0 | 0 | 0 | 0 | 0 | 0 | 0 | 0 | 0 | 0 | 0 | 0 | 0 | 0 | 0 | 0 | 0
F5_Industrial_Paper and Printing_Existing_Space Heating_Natural Gas_Boiler_E8 | F5 | Industrial | Paper and Printing | Existing | Space Heating | Natural Gas | Boiler | E8 | RIM BC Ratio | 0 | 0 | 0 | 0 | 0 | 0 | 0 | 0 | 0 | 0 | 0 | 0 | 0 | 0 | 0 | 0 | 0 | 0 | 0 | 0 | 0 | 0 | 0 | 0 | 0 | 0 | 0 | 0 | 0 | 0
F5_Industrial_Paper and Printing_Existing_Space Heating_Natural Gas_Boiler_E9 | F5 | Industrial | Paper and Printing | Existing | Space Heating | Natural Gas | Boiler | E9 | RIM BC Ratio | 0 | 0 | 0 | 0 | 0 | 0 | 0 | 0 | 0 | 0 | 0 | 0 | 0 | 0 | 0 | 0 | 0 | 0 | 0 | 0 | 0 | 0 | 0 | 0 | 0 | 0 | 0 | 0 | 0 | 0
F5_Industrial_Paper and Printing_Existing_Space Heating_Natural Gas_Boiler_E10 | F5 | Industrial | Paper and Printing | Existing | Space Heating | Natural Gas | Boiler | E10 | RIM BC Ratio | 0 | 0 | 0 | 0 | 0 | 0 | 0 | 0 | 0 | 0 | 0 | 0 | 0 | 0 | 0 | 0 | 0 | 0 | 0 | 0 | 0 | 0 | 0 | 0 | 0 | 0 | 0 | 0 | 0 | 0
F0_Industrial_Paper and Printing_Existing_Space Heating_Natural Gas_Unit Heater_E0 | F0 | Industrial | Paper and Printing | Existing | Space Heating | Natural Gas | Unit Heater | E0 | Economic Unit | Infrared Radiant | Infrared Radiant | Infrared Radiant | Infrared Radiant | Infrared Radiant | Infrared Radiant | Infrared Radiant | Infrared Radiant | Infrared Radiant | Infrared Radiant | Infrared Radiant | Infrared Radiant | Infrared Radiant | Infrared Radiant | Infrared Radiant | Infrared Radiant | Infrared Radiant | Infrared Radiant | Infrared Radiant | Infrared Radiant | Infrared Radiant | Infrared Radiant | 0 | 0 | 0 | 0 | 0 | 0 | 0 | 0
F1_Industrial_Paper and Printing_Existing_Space Heating_Natural Gas_Unit Heater_E1 | F1 | Industrial | Paper and Printing | Existing | Space Heating | Natural Gas | Unit Heater | E1 | CCE | 0 | 0 | 0 | 0 | 0 | 0 | 0 | 0 | 0 | 0 | 0 | 0 | 0 | 0 | 0 | 0 | 0 | 0 | 0 | 0 | 0 | 0 | 0 | 0 | 0 | 0 | 0 | 0 | 0 | 0
F1_Industrial_Paper and Printing_Existing_Space Heating_Natural Gas_Unit Heater_E2 | F1 | Industrial | Paper and Printing | Existing | Space Heating | Natural Gas | Unit Heater | E2 | CCE | 0.025298 | 0.025298 | 0.025298 | 0.025298 | 0.025298 | 0.025298 | 0.025298 | 0.025298 | 0.025298 | 0.025298 | 0.025298 | 0.025298 | 0.025298 | 0.025298 | 0.025298 | 0.025298 | 0.025298 | 0.025298 | 0.025298 | 0.025298 | 0.025298 | 0.025298 | 0 | 0 | 0 | 0 | 0 | 0 | 0 | 0
F1_Industrial_Paper and Printing_Existing_Space Heating_Natural Gas_Unit Heater_E3 | F1 | Industrial | Paper and Printing | Existing | Space Heating | Natural Gas | Unit Heater | E3 | CCE | 0.0011378 | 0.0011378 | 0.0011378 | 0.0011378 | 0.0011378 | 0.0011378 | 0.0011378 | 0.0011378 | 0.0011378 | 0.0011378 | 0.0011378 | 0.0011378 | 0.0011378 | 0.0011378 | 0.0011378 | 0.0011378 | 0.0011378 | 0.0011378 | 0.0011378 | 0.0011378 | 0.0011378 | 0.0011378 | 0 | 0 | 0 | 0 | 0 | 0 | 0 | 0
F1_Industrial_Paper and Printing_Existing_Space Heating_Natural Gas_Unit Heater_E4 | F1 | Industrial | Paper and Printing | Existing | Space Heating | Natural Gas | Unit Heater | E4 | CCE | 0 | 0 | 0 | 0 | 0 | 0 | 0 | 0 | 0 | 0 | 0 | 0 | 0 | 0 | 0 | 0 | 0 | 0 | 0 | 0 | 0 | 0 | 0 | 0 | 0 | 0 | 0 | 0 | 0 | 0
F1_Industrial_Paper and Printing_Existing_Space Heating_Natural Gas_Unit Heater_E5 | F1 | Industrial | Paper and Printing | Existing | Space Heating | Natural Gas | Unit Heater | E5 | CCE | 0 | 0 | 0 | 0 | 0 | 0 | 0 | 0 | 0 | 0 | 0 | 0 | 0 | 0 | 0 | 0 | 0 | 0 | 0 | 0 | 0 | 0 | 0 | 0 | 0 | 0 | 0 | 0 | 0 | 0
F1_Industrial_Paper and Printing_Existing_Space Heating_Natural Gas_Unit Heater_E6 | F1 | Industrial | Paper and Printing | Existing | Space Heating | Natural Gas | Unit Heater | E6 | CCE | 0 | 0 | 0 | 0 | 0 | 0 | 0 | 0 | 0 | 0 | 0 | 0 | 0 | 0 | 0 | 0 | 0 | 0 | 0 | 0 | 0 | 0 | 0 | 0 | 0 | 0 | 0 | 0 | 0 | 0
F1_Industrial_Paper and Printing_Existing_Space Heating_Natural Gas_Unit Heater_E7 | F1 | Industrial | Paper and Printing | Existing | Space Heating | Natural Gas | Unit Heater | E7 | CCE | 0 | 0 | 0 | 0 | 0 | 0 | 0 | 0 | 0 | 0 | 0 | 0 | 0 | 0 | 0 | 0 | 0 | 0 | 0 | 0 | 0 | 0 | 0 | 0 | 0 | 0 | 0 | 0 | 0 | 0
F1_Industrial_Paper and Printing_Existing_Space Heating_Natural Gas_Unit Heater_E8 | F1 | Industrial | Paper and Printing | Existing | Space Heating | Natural Gas | Unit Heater | E8 | CCE | 0 | 0 | 0 | 0 | 0 | 0 | 0 | 0 | 0 | 0 | 0 | 0 | 0 | 0 | 0 | 0 | 0 | 0 | 0 | 0 | 0 | 0 | 0 | 0 | 0 | 0 | 0 | 0 | 0 | 0
F1_Industrial_Paper and Printing_Existing_Space Heating_Natural Gas_Unit Heater_E9 | F1 | Industrial | Paper and Printing | Existing | Space Heating | Natural Gas | Unit Heater | E9 | CCE | 0 | 0 | 0 | 0 | 0 | 0 | 0 | 0 | 0 | 0 | 0 | 0 | 0 | 0 | 0 | 0 | 0 | 0 | 0 | 0 | 0 | 0 | 0 | 0 | 0 | 0 | 0 | 0 | 0 | 0
F1_Industrial_Paper and Printing_Existing_Space Heating_Natural Gas_Unit Heater_E10 | F1 | Industrial | Paper and Printing | Existing | Space Heating | Natural Gas | Unit Heater | E10 | CCE | 0 | 0 | 0 | 0 | 0 | 0 | 0 | 0 | 0 | 0 | 0 | 0 | 0 | 0 | 0 | 0 | 0 | 0 | 0 | 0 | 0 | 0 | 0 | 0 | 0 | 0 | 0 | 0 | 0 | 0
F2_Industrial_Paper and Printing_Existing_Space Heating_Natural Gas_Unit Heater_E1 | F2 | Industrial | Paper and Printing | Existing | Space Heating | Natural Gas | Unit Heater | E1 | TRC BC Ratio | 0.9 | 0.9 | 0.9 | 0.9 | 0.9 | 0.9 | 0.9 | 0.9 | 0.9 | 0.9 | 0.9 | 0.9 | 0.9 | 0.9 | 0.9 | 0.9 | 0.9 | 0.9 | 0.9 | 0.9 | 0.9 | 0.9 | 0 | 0 | 0 | 0 | 0 | 0 | 0 | 0
F2_Industrial_Paper and Printing_Existing_Space Heating_Natural Gas_Unit Heater_E2 | F2 | Industrial | Paper and Printing | Existing | Space Heating | Natural Gas | Unit Heater | E2 | TRC BC Ratio | 0.2181 | 0.22441 | 0.22186 | 0.21944 | 0.21339 | 0.20733 | 0.20112 | 0.19555 | 0.18995 | 0.18525 | 0.18051 | 0.17591 | 0.1714 | 0.16709 | 0.16286 | 0.15871 | 0.15471 | 0.1509 | 0.14716 | 0.14369 | 0.14034 | 0.13708 | 0 | 0 | 0 | 0 | 0 | 0 | 0 | 0
F2_Industrial_Paper and Printing_Existing_Space Heating_Natural Gas_Unit Heater_E3 | F2 | Industrial | Paper and Printing | Existing | Space Heating | Natural Gas | Unit Heater | E3 | TRC BC Ratio | 5.5546 | 5.9201 | 5.9076 | 5.8978 | 5.7318 | 5.5622 | 5.3814 | 5.2234 | 5.0607 | 4.9317 | 4.7987 | 4.6701 | 4.5435 | 4.4241 | 4.3066 | 4.191 | 4.0803 | 3.9764 | 3.8742 | 3.7819 | 3.6939 | 3.6079 | 0 | 0 | 0 | 0 | 0 | 0 | 0 | 0
F2_Industrial_Paper and Printing_Existing_Space Heating_Natural Gas_Unit Heater_E4 | F2 | Industrial | Paper and Printing | Existing | Space Heating | Natural Gas | Unit Heater | E4 | TRC BC Ratio | 0 | 0 | 0 | 0 | 0 | 0 | 0 | 0 | 0 | 0 | 0 | 0 | 0 | 0 | 0 | 0 | 0 | 0 | 0 | 0 | 0 | 0 | 0 | 0 | 0 | 0 | 0 | 0 | 0 | 0
F2_Industrial_Paper and Printing_Existing_Space Heating_Natural Gas_Unit Heater_E5 | F2 | Industrial | Paper and Printing | Existing | Space Heating | Natural Gas | Unit Heater | E5 | TRC BC Ratio | 0 | 0 | 0 | 0 | 0 | 0 | 0 | 0 | 0 | 0 | 0 | 0 | 0 | 0 | 0 | 0 | 0 | 0 | 0 | 0 | 0 | 0 | 0 | 0 | 0 | 0 | 0 | 0 | 0 | 0
F2_Industrial_Paper and Printing_Existing_Space Heating_Natural Gas_Unit Heater_E6 | F2 | Industrial | Paper and Printing | Existing | Space Heating | Natural Gas | Unit Heater | E6 | TRC BC Ratio | 0 | 0 | 0 | 0 | 0 | 0 | 0 | 0 | 0 | 0 | 0 | 0 | 0 | 0 | 0 | 0 | 0 | 0 | 0 | 0 | 0 | 0 | 0 | 0 | 0 | 0 | 0 | 0 | 0 | 0
F2_Industrial_Paper and Printing_Existing_Space Heating_Natural Gas_Unit Heater_E7 | F2 | Industrial | Paper and Printing | Existing | Space Heating | Natural Gas | Unit Heater | E7 | TRC BC Ratio | 0 | 0 | 0 | 0 | 0 | 0 | 0 | 0 | 0 | 0 | 0 | 0 | 0 | 0 | 0 | 0 | 0 | 0 | 0 | 0 | 0 | 0 | 0 | 0 | 0 | 0 | 0 | 0 | 0 | 0
F2_Industrial_Paper and Printing_Existing_Space Heating_Natural Gas_Unit Heater_E8 | F2 | Industrial | Paper and Printing | Existing | Space Heating | Natural Gas | Unit Heater | E8 | TRC BC Ratio | 0 | 0 | 0 | 0 | 0 | 0 | 0 | 0 | 0 | 0 | 0 | 0 | 0 | 0 | 0 | 0 | 0 | 0 | 0 | 0 | 0 | 0 | 0 | 0 | 0 | 0 | 0 | 0 | 0 | 0
F2_Industrial_Paper and Printing_Existing_Space Heating_Natural Gas_Unit Heater_E9 | F2 | Industrial | Paper and Printing | Existing | Space Heating | Natural Gas | Unit Heater | E9 | TRC BC Ratio | 0 | 0 | 0 | 0 | 0 | 0 | 0 | 0 | 0 | 0 | 0 | 0 | 0 | 0 | 0 | 0 | 0 | 0 | 0 | 0 | 0 | 0 | 0 | 0 | 0 | 0 | 0 | 0 | 0 | 0
F2_Industrial_Paper and Printing_Existing_Space Heating_Natural Gas_Unit Heater_E10 | F2 | Industrial | Paper and Printing | Existing | Space Heating | Natural Gas | Unit Heater | E10 | TRC BC Ratio | 0 | 0 | 0 | 0 | 0 | 0 | 0 | 0 | 0 | 0 | 0 | 0 | 0 | 0 | 0 | 0 | 0 | 0 | 0 | 0 | 0 | 0 | 0 | 0 | 0 | 0 | 0 | 0 | 0 | 0
F3_Industrial_Paper and Printing_Existing_Space Heating_Natural Gas_Unit Heater_E1 | F3 | Industrial | Paper and Printing | Existing | Space Heating | Natural Gas | Unit Heater | E1 | PACT BC Ratio | 0.9 | 0.9 | 0.9 | 0.9 | 0.9 | 0.9 | 0.9 | 0.9 | 0.9 | 0.9 | 0.9 | 0.9 | 0.9 | 0.9 | 0.9 | 0.9 | 0.9 | 0.9 | 0.9 | 0.9 | 0.9 | 0.9 | 0 | 0 | 0 | 0 | 0 | 0 | 0 | 0
F3_Industrial_Paper and Printing_Existing_Space Heating_Natural Gas_Unit Heater_E2 | F3 | Industrial | Paper and Printing | Existing | Space Heating | Natural Gas | Unit Heater | E2 | PACT BC Ratio | 0.46195 | 0.47531 | 0.46991 | 0.4648 | 0.45197 | 0.43914 | 0.42598 | 0.41419 | 0.40233 | 0.39237 | 0.38233 | 0.37259 | 0.36303 | 0.35391 | 0.34495 | 0.33616 | 0.32768 | 0.31961 | 0.31169 | 0.30433 | 0.29725 | 0.29033 | 0 | 0 | 0 | 0 | 0 | 0 | 0 | 0
F3_Industrial_Paper and Printing_Existing_Space Heating_Natural Gas_Unit Heater_E3 | F3 | Industrial | Paper and Printing | Existing | Space Heating | Natural Gas | Unit Heater | E3 | PACT BC Ratio | 11.765 | 12.5391 | 12.5126 | 12.4918 | 12.1402 | 11.781 | 11.398 | 11.0634 | 10.7189 | 10.4457 | 10.1639 | 9.8914 | 9.6234 | 9.3705 | 9.1217 | 8.8768 | 8.6424 | 8.4222 | 8.2058 | 8.0102 | 7.8238 | 7.6418 | 0 | 0 | 0 | 0 | 0 | 0 | 0 | 0
F3_Industrial_Paper and Printing_Existing_Space Heating_Natural Gas_Unit Heater_E4 | F3 | Industrial | Paper and Printing | Existing | Space Heating | Natural Gas | Unit Heater | E4 | PACT BC Ratio | 0 | 0 | 0 | 0 | 0 | 0 | 0 | 0 | 0 | 0 | 0 | 0 | 0 | 0 | 0 | 0 | 0 | 0 | 0 | 0 | 0 | 0 | 0 | 0 | 0 | 0 | 0 | 0 | 0 | 0
F3_Industrial_Paper and Printing_Existing_Space Heating_Natural Gas_Unit Heater_E5 | F3 | Industrial | Paper and Printing | Existing | Space Heating | Natural Gas | Unit Heater | E5 | PACT BC Ratio | 0 | 0 | 0 | 0 | 0 | 0 | 0 | 0 | 0 | 0 | 0 | 0 | 0 | 0 | 0 | 0 | 0 | 0 | 0 | 0 | 0 | 0 | 0 | 0 | 0 | 0 | 0 | 0 | 0 | 0
F3_Industrial_Paper and Printing_Existing_Space Heating_Natural Gas_Unit Heater_E6 | F3 | Industrial | Paper and Printing | Existing | Space Heating | Natural Gas | Unit Heater | E6 | PACT BC Ratio | 0 | 0 | 0 | 0 | 0 | 0 | 0 | 0 | 0 | 0 | 0 | 0 | 0 | 0 | 0 | 0 | 0 | 0 | 0 | 0 | 0 | 0 | 0 | 0 | 0 | 0 | 0 | 0 | 0 | 0
F3_Industrial_Paper and Printing_Existing_Space Heating_Natural Gas_Unit Heater_E7 | F3 | Industrial | Paper and Printing | Existing | Space Heating | Natural Gas | Unit Heater | E7 | PACT BC Ratio | 0 | 0 | 0 | 0 | 0 | 0 | 0 | 0 | 0 | 0 | 0 | 0 | 0 | 0 | 0 | 0 | 0 | 0 | 0 | 0 | 0 | 0 | 0 | 0 | 0 | 0 | 0 | 0 | 0 | 0
F3_Industrial_Paper and Printing_Existing_Space Heating_Natural Gas_Unit Heater_E8 | F3 | Industrial | Paper and Printing | Existing | Space Heating | Natural Gas | Unit Heater | E8 | PACT BC Ratio | 0 | 0 | 0 | 0 | 0 | 0 | 0 | 0 | 0 | 0 | 0 | 0 | 0 | 0 | 0 | 0 | 0 | 0 | 0 | 0 | 0 | 0 | 0 | 0 | 0 | 0 | 0 | 0 | 0 | 0
F3_Industrial_Paper and Printing_Existing_Space Heating_Natural Gas_Unit Heater_E9 | F3 | Industrial | Paper and Printing | Existing | Space Heating | Natural Gas | Unit Heater | E9 | PACT BC Ratio | 0 | 0 | 0 | 0 | 0 | 0 | 0 | 0 | 0 | 0 | 0 | 0 | 0 | 0 | 0 | 0 | 0 | 0 | 0 | 0 | 0 | 0 | 0 | 0 | 0 | 0 | 0 | 0 | 0 | 0
F3_Industrial_Paper and Printing_Existing_Space Heating_Natural Gas_Unit Heater_E10 | F3 | Industrial | Paper and Printing | Existing | Space Heating | Natural Gas | Unit Heater | E10 | PACT BC Ratio | 0 | 0 | 0 | 0 | 0 | 0 | 0 | 0 | 0 | 0 | 0 | 0 | 0 | 0 | 0 | 0 | 0 | 0 | 0 | 0 | 0 | 0 | 0 | 0 | 0 | 0 | 0 | 0 | 0 | 0
F4_Industrial_Paper and Printing_Existing_Space Heating_Natural Gas_Unit Heater_E1 | F4 | Industrial | Paper and Printing | Existing | Space Heating | Natural Gas | Unit Heater | E1 | PCT BC Ratio | 0.9 | 0.9 | 0.9 | 0.9 | 0.9 | 0.9 | 0.9 | 0.9 | 0.9 | 0.9 | 0.9 | 0.9 | 0.9 | 0.9 | 0.9 | 0.9 | 0.9 | 0.9 | 0.9 | 0.9 | 0.9 | 0.9 | 0 | 0 | 0 | 0 | 0 | 0 | 0 | 0
F4_Industrial_Paper and Printing_Existing_Space Heating_Natural Gas_Unit Heater_E2 | F4 | Industrial | Paper and Printing | Existing | Space Heating | Natural Gas | Unit Heater | E2 | PCT BC Ratio | 0.64585 | 0.65588 | 0.65183 | 0.64799 | 0.63835 | 0.6287 | 0.61882 | 0.60996 | 0.60104 | 0.59356 | 0.58601 | 0.57869 | 0.57151 | 0.56465 | 0.55792 | 0.55132 | 0.54495 | 0.53888 | 0.53293 | 0.5274 | 0.52208 | 0.51688 | 0 | 0 | 0 | 0 | 0 | 0 | 0 | 0
F4_Industrial_Paper and Printing_Existing_Space Heating_Natural Gas_Unit Heater_E3 | F4 | Industrial | Paper and Printing | Existing | Space Heating | Natural Gas | Unit Heater | E3 | PCT BC Ratio | 9.14 | 9.7218 | 9.7019 | 9.6862 | 9.422 | 9.152 | 8.8642 | 8.6128 | 8.3539 | 8.1486 | 7.9368 | 7.7321 | 7.5307 | 7.3406 | 7.1536 | 6.9696 | 6.7934 | 6.628 | 6.4653 | 6.3184 | 6.1783 | 6.0415 | 0 | 0 | 0 | 0 | 0 | 0 | 0 | 0
F4_Industrial_Paper and Printing_Existing_Space Heating_Natural Gas_Unit Heater_E4 | F4 | Industrial | Paper and Printing | Existing | Space Heating | Natural Gas | Unit Heater | E4 | PCT BC Ratio | 0 | 0 | 0 | 0 | 0 | 0 | 0 | 0 | 0 | 0 | 0 | 0 | 0 | 0 | 0 | 0 | 0 | 0 | 0 | 0 | 0 | 0 | 0 | 0 | 0 | 0 | 0 | 0 | 0 | 0
F4_Industrial_Paper and Printing_Existing_Space Heating_Natural Gas_Unit Heater_E5 | F4 | Industrial | Paper and Printing | Existing | Space Heating | Natural Gas | Unit Heater | E5 | PCT BC Ratio | 0 | 0 | 0 | 0 | 0 | 0 | 0 | 0 | 0 | 0 | 0 | 0 | 0 | 0 | 0 | 0 | 0 | 0 | 0 | 0 | 0 | 0 | 0 | 0 | 0 | 0 | 0 | 0 | 0 | 0
F4_Industrial_Paper and Printing_Existing_Space Heating_Natural Gas_Unit Heater_E6 | F4 | Industrial | Paper and Printing | Existing | Space Heating | Natural Gas | Unit Heater | E6 | PCT BC Ratio | 0 | 0 | 0 | 0 | 0 | 0 | 0 | 0 | 0 | 0 | 0 | 0 | 0 | 0 | 0 | 0 | 0 | 0 | 0 | 0 | 0 | 0 | 0 | 0 | 0 | 0 | 0 | 0 | 0 | 0
F4_Industrial_Paper and Printing_Existing_Space Heating_Natural Gas_Unit Heater_E7 | F4 | Industrial | Paper and Printing | Existing | Space Heating | Natural Gas | Unit Heater | E7 | PCT BC Ratio | 0 | 0 | 0 | 0 | 0 | 0 | 0 | 0 | 0 | 0 | 0 | 0 | 0 | 0 | 0 | 0 | 0 | 0 | 0 | 0 | 0 | 0 | 0 | 0 | 0 | 0 | 0 | 0 | 0 | 0
F4_Industrial_Paper and Printing_Existing_Space Heating_Natural Gas_Unit Heater_E8 | F4 | Industrial | Paper and Printing | Existing | Space Heating | Natural Gas | Unit Heater | E8 | PCT BC Ratio | 0 | 0 | 0 | 0 | 0 | 0 | 0 | 0 | 0 | 0 | 0 | 0 | 0 | 0 | 0 | 0 | 0 | 0 | 0 | 0 | 0 | 0 | 0 | 0 | 0 | 0 | 0 | 0 | 0 | 0
F4_Industrial_Paper and Printing_Existing_Space Heating_Natural Gas_Unit Heater_E9 | F4 | Industrial | Paper and Printing | Existing | Space Heating | Natural Gas | Unit Heater | E9 | PCT BC Ratio | 0 | 0 | 0 | 0 | 0 | 0 | 0 | 0 | 0 | 0 | 0 | 0 | 0 | 0 | 0 | 0 | 0 | 0 | 0 | 0 | 0 | 0 | 0 | 0 | 0 | 0 | 0 | 0 | 0 | 0
F4_Industrial_Paper and Printing_Existing_Space Heating_Natural Gas_Unit Heater_E10 | F4 | Industrial | Paper and Printing | Existing | Space Heating | Natural Gas | Unit Heater | E10 | PCT BC Ratio | 0 | 0 | 0 | 0 | 0 | 0 | 0 | 0 | 0 | 0 | 0 | 0 | 0 | 0 | 0 | 0 | 0 | 0 | 0 | 0 | 0 | 0 | 0 | 0 | 0 | 0 | 0 | 0 | 0 | 0
F5_Industrial_Paper and Printing_Existing_Space Heating_Natural Gas_Unit Heater_E1 | F5 | Industrial | Paper and Printing | Existing | Space Heating | Natural Gas | Unit Heater | E1 | RIM BC Ratio | 0.9 | 0.9 | 0.9 | 0.9 | 0.9 | 0.9 | 0.9 | 0.9 | 0.9 | 0.9 | 0.9 | 0.9 | 0.9 | 0.9 | 0.9 | 0.9 | 0.9 | 0.9 | 0.9 | 0.9 | 0.9 | 0.9 | 0 | 0 | 0 | 0 | 0 | 0 | 0 | 0
F5_Industrial_Paper and Printing_Existing_Space Heating_Natural Gas_Unit Heater_E2 | F5 | Industrial | Paper and Printing | Existing | Space Heating | Natural Gas | Unit Heater | E2 | RIM BC Ratio | 0.29737 | 0.30285 | 0.30065 | 0.29855 | 0.2932 | 0.28775 | 0.28204 | 0.27682 | 0.27147 | 0.2669 | 0.26222 | 0.2576 | 0.253 | 0.24853 | 0.24408 | 0.23964 | 0.2353 | 0.23111 | 0.22695 | 0.22302 | 0.21919 | 0.21541 | 0 | 0 | 0 | 0 | 0 | 0 | 0 | 0
F5_Industrial_Paper and Printing_Existing_Space Heating_Natural Gas_Unit Heater_E3 | F5 | Industrial | Paper and Printing | Existing | Space Heating | Natural Gas | Unit Heater | E3 | RIM BC Ratio | 0.77938 | 0.78259 | 0.78248 | 0.7824 | 0.78098 | 0.77945 | 0.77773 | 0.77612 | 0.77438 | 0.77292 | 0.77134 | 0.76973 | 0.76806 | 0.76641 | 0.7647 | 0.76294 | 0.76117 | 0.75942 | 0.75762 | 0.75591 | 0.75422 | 0.75249 | 0 | 0 | 0 | 0 | 0 | 0 | 0 | 0
F5_Industrial_Paper and Printing_Existing_Space Heating_Natural Gas_Unit Heater_E4 | F5 | Industrial | Paper and Printing | Existing | Space Heating | Natural Gas | Unit Heater | E4 | RIM BC Ratio | 0 | 0 | 0 | 0 | 0 | 0 | 0 | 0 | 0 | 0 | 0 | 0 | 0 | 0 | 0 | 0 | 0 | 0 | 0 | 0 | 0 | 0 | 0 | 0 | 0 | 0 | 0 | 0 | 0 | 0
F5_Industrial_Paper and Printing_Existing_Space Heating_Natural Gas_Unit Heater_E5 | F5 | Industrial | Paper and Printing | Existing | Space Heating | Natural Gas | Unit Heater | E5 | RIM BC Ratio | 0 | 0 | 0 | 0 | 0 | 0 | 0 | 0 | 0 | 0 | 0 | 0 | 0 | 0 | 0 | 0 | 0 | 0 | 0 | 0 | 0 | 0 | 0 | 0 | 0 | 0 | 0 | 0 | 0 | 0
F5_Industrial_Paper and Printing_Existing_Space Heating_Natural Gas_Unit Heater_E6 | F5 | Industrial | Paper and Printing | Existing | Space Heating | Natural Gas | Unit Heater | E6 | RIM BC Ratio | 0 | 0 | 0 | 0 | 0 | 0 | 0 | 0 | 0 | 0 | 0 | 0 | 0 | 0 | 0 | 0 | 0 | 0 | 0 | 0 | 0 | 0 | 0 | 0 | 0 | 0 | 0 | 0 | 0 | 0
F5_Industrial_Paper and Printing_Existing_Space Heating_Natural Gas_Unit Heater_E7 | F5 | Industrial | Paper and Printing | Existing | Space Heating | Natural Gas | Unit Heater | E7 | RIM BC Ratio | 0 | 0 | 0 | 0 | 0 | 0 | 0 | 0 | 0 | 0 | 0 | 0 | 0 | 0 | 0 | 0 | 0 | 0 | 0 | 0 | 0 | 0 | 0 | 0 | 0 | 0 | 0 | 0 | 0 | 0
F5_Industrial_Paper and Printing_Existing_Space Heating_Natural Gas_Unit Heater_E8 | F5 | Industrial | Paper and Printing | Existing | Space Heating | Natural Gas | Unit Heater | E8 | RIM BC Ratio | 0 | 0 | 0 | 0 | 0 | 0 | 0 | 0 | 0 | 0 | 0 | 0 | 0 | 0 | 0 | 0 | 0 | 0 | 0 | 0 | 0 | 0 | 0 | 0 | 0 | 0 | 0 | 0 | 0 | 0
F5_Industrial_Paper and Printing_Existing_Space Heating_Natural Gas_Unit Heater_E9 | F5 | Industrial | Paper and Printing | Existing | Space Heating | Natural Gas | Unit Heater | E9 | RIM BC Ratio | 0 | 0 | 0 | 0 | 0 | 0 | 0 | 0 | 0 | 0 | 0 | 0 | 0 | 0 | 0 | 0 | 0 | 0 | 0 | 0 | 0 | 0 | 0 | 0 | 0 | 0 | 0 | 0 | 0 | 0
F5_Industrial_Paper and Printing_Existing_Space Heating_Natural Gas_Unit Heater_E10 | F5 | Industrial | Paper and Printing | Existing | Space Heating | Natural Gas | Unit Heater | E10 | RIM BC Ratio | 0 | 0 | 0 | 0 | 0 | 0 | 0 | 0 | 0 | 0 | 0 | 0 | 0 | 0 | 0 | 0 | 0 | 0 | 0 | 0 | 0 | 0 | 0 | 0 | 0 | 0 | 0 | 0 | 0 | 0
F0_Industrial_Paper and Printing_Existing_Process_Natural Gas_Process Boiler_E0 | F0 | Industrial | Paper and Printing | Existing | Process | Natural Gas | Process Boiler | E0 | Economic Unit | EF .80 | EF .80 | EF .80 | EF .80 | EF .80 | EF .80 | EF .80 | EF .80 | EF .80 | EF .80 | EF .80 | EF .80 | EF .80 | EF .80 | EF .80 | EF .80 | EF .80 | EF .80 | EF .80 | EF .80 | EF .80 | EF .80 | 0 | 0 | 0 | 0 | 0 | 0 | 0 | 0
F1_Industrial_Paper and Printing_Existing_Process_Natural Gas_Process Boiler_E1 | F1 | Industrial | Paper and Printing | Existing | Process | Natural Gas | Process Boiler | E1 | CCE | 0 | 0 | 0 | 0 | 0 | 0 | 0 | 0 | 0 | 0 | 0 | 0 | 0 | 0 | 0 | 0 | 0 | 0 | 0 | 0 | 0 | 0 | 0 | 0 | 0 | 0 | 0 | 0 | 0 | 0
F1_Industrial_Paper and Printing_Existing_Process_Natural Gas_Process Boiler_E2 | F1 | Industrial | Paper and Printing | Existing | Process | Natural Gas | Process Boiler | E2 | CCE | 0 | 0 | 0 | 0 | 0 | 0 | 0 | 0 | 0 | 0 | 0 | 0 | 0 | 0 | 0 | 0 | 0 | 0 | 0 | 0 | 0 | 0 | 0 | 0 | 0 | 0 | 0 | 0 | 0 | 0
F1_Industrial_Paper and Printing_Existing_Process_Natural Gas_Process Boiler_E3 | F1 | Industrial | Paper and Printing | Existing | Process | Natural Gas | Process Boiler | E3 | CCE | 0 | 0 | 0 | 0 | 0 | 0 | 0 | 0 | 0 | 0 | 0 | 0 | 0 | 0 | 0 | 0 | 0 | 0 | 0 | 0 | 0 | 0 | 0 | 0 | 0 | 0 | 0 | 0 | 0 | 0
F1_Industrial_Paper and Printing_Existing_Process_Natural Gas_Process Boiler_E4 | F1 | Industrial | Paper and Printing | Existing | Process | Natural Gas | Process Boiler | E4 | CCE | 0 | 0 | 0 | 0 | 0 | 0 | 0 | 0 | 0 | 0 | 0 | 0 | 0 | 0 | 0 | 0 | 0 | 0 | 0 | 0 | 0 | 0 | 0 | 0 | 0 | 0 | 0 | 0 | 0 | 0
F1_Industrial_Paper and Printing_Existing_Process_Natural Gas_Process Boiler_E5 | F1 | Industrial | Paper and Printing | Existing | Process | Natural Gas | Process Boiler | E5 | CCE | 0 | 0 | 0 | 0 | 0 | 0 | 0 | 0 | 0 | 0 | 0 | 0 | 0 | 0 | 0 | 0 | 0 | 0 | 0 | 0 | 0 | 0 | 0 | 0 | 0 | 0 | 0 | 0 | 0 | 0
F1_Industrial_Paper and Printing_Existing_Process_Natural Gas_Process Boiler_E6 | F1 | Industrial | Paper and Printing | Existing | Process | Natural Gas | Process Boiler | E6 | CCE | 0 | 0 | 0 | 0 | 0 | 0 | 0 | 0 | 0 | 0 | 0 | 0 | 0 | 0 | 0 | 0 | 0 | 0 | 0 | 0 | 0 | 0 | 0 | 0 | 0 | 0 | 0 | 0 | 0 | 0
F1_Industrial_Paper and Printing_Existing_Process_Natural Gas_Process Boiler_E7 | F1 | Industrial | Paper and Printing | Existing | Process | Natural Gas | Process Boiler | E7 | CCE | 0 | 0 | 0 | 0 | 0 | 0 | 0 | 0 | 0 | 0 | 0 | 0 | 0 | 0 | 0 | 0 | 0 | 0 | 0 | 0 | 0 | 0 | 0 | 0 | 0 | 0 | 0 | 0 | 0 | 0
F1_Industrial_Paper and Printing_Existing_Process_Natural Gas_Process Boiler_E8 | F1 | Industrial | Paper and Printing | Existing | Process | Natural Gas | Process Boiler | E8 | CCE | 0 | 0 | 0 | 0 | 0 | 0 | 0 | 0 | 0 | 0 | 0 | 0 | 0 | 0 | 0 | 0 | 0 | 0 | 0 | 0 | 0 | 0 | 0 | 0 | 0 | 0 | 0 | 0 | 0 | 0
F1_Industrial_Paper and Printing_Existing_Process_Natural Gas_Process Boiler_E9 | F1 | Industrial | Paper and Printing | Existing | Process | Natural Gas | Process Boiler | E9 | CCE | 0 | 0 | 0 | 0 | 0 | 0 | 0 | 0 | 0 | 0 | 0 | 0 | 0 | 0 | 0 | 0 | 0 | 0 | 0 | 0 | 0 | 0 | 0 | 0 | 0 | 0 | 0 | 0 | 0 | 0
F1_Industrial_Paper and Printing_Existing_Process_Natural Gas_Process Boiler_E10 | F1 | Industrial | Paper and Printing | Existing | Process | Natural Gas | Process Boiler | E10 | CCE | 0 | 0 | 0 | 0 | 0 | 0 | 0 | 0 | 0 | 0 | 0 | 0 | 0 | 0 | 0 | 0 | 0 | 0 | 0 | 0 | 0 | 0 | 0 | 0 | 0 | 0 | 0 | 0 | 0 | 0
F2_Industrial_Paper and Printing_Existing_Process_Natural Gas_Process Boiler_E1 | F2 | Industrial | Paper and Printing | Existing | Process | Natural Gas | Process Boiler | E1 | TRC BC Ratio | 0.9 | 0.9 | 0.9 | 0.9 | 0.9 | 0.9 | 0.9 | 0.9 | 0.9 | 0.9 | 0.9 | 0.9 | 0.9 | 0.9 | 0.9 | 0.9 | 0.9 | 0.9 | 0.9 | 0.9 | 0.9 | 0.9 | 0 | 0 | 0 | 0 | 0 | 0 | 0 | 0
F2_Industrial_Paper and Printing_Existing_Process_Natural Gas_Process Boiler_E2 | F2 | Industrial | Paper and Printing | Existing | Process | Natural Gas | Process Boiler | E2 | TRC BC Ratio | 0 | 0 | 0 | 0 | 0 | 0 | 0 | 0 | 0 | 0 | 0 | 0 | 0 | 0 | 0 | 0 | 0 | 0 | 0 | 0 | 0 | 0 | 0 | 0 | 0 | 0 | 0 | 0 | 0 | 0
F2_Industrial_Paper and Printing_Existing_Process_Natural Gas_Process Boiler_E3 | F2 | Industrial | Paper and Printing | Existing | Process | Natural Gas | Process Boiler | E3 | TRC BC Ratio | 0 | 0 | 0 | 0 | 0 | 0 | 0 | 0 | 0 | 0 | 0 | 0 | 0 | 0 | 0 | 0 | 0 | 0 | 0 | 0 | 0 | 0 | 0 | 0 | 0 | 0 | 0 | 0 | 0 | 0
F2_Industrial_Paper and Printing_Existing_Process_Natural Gas_Process Boiler_E4 | F2 | Industrial | Paper and Printing | Existing | Process | Natural Gas | Process Boiler | E4 | TRC BC Ratio | 0 | 0 | 0 | 0 | 0 | 0 | 0 | 0 | 0 | 0 | 0 | 0 | 0 | 0 | 0 | 0 | 0 | 0 | 0 | 0 | 0 | 0 | 0 | 0 | 0 | 0 | 0 | 0 | 0 | 0
F2_Industrial_Paper and Printing_Existing_Process_Natural Gas_Process Boiler_E5 | F2 | Industrial | Paper and Printing | Existing | Process | Natural Gas | Process Boiler | E5 | TRC BC Ratio | 0 | 0 | 0 | 0 | 0 | 0 | 0 | 0 | 0 | 0 | 0 | 0 | 0 | 0 | 0 | 0 | 0 | 0 | 0 | 0 | 0 | 0 | 0 | 0 | 0 | 0 | 0 | 0 | 0 | 0
F2_Industrial_Paper and Printing_Existing_Process_Natural Gas_Process Boiler_E6 | F2 | Industrial | Paper and Printing | Existing | Process | Natural Gas | Process Boiler | E6 | TRC BC Ratio | 0 | 0 | 0 | 0 | 0 | 0 | 0 | 0 | 0 | 0 | 0 | 0 | 0 | 0 | 0 | 0 | 0 | 0 | 0 | 0 | 0 | 0 | 0 | 0 | 0 | 0 | 0 | 0 | 0 | 0
F2_Industrial_Paper and Printing_Existing_Process_Natural Gas_Process Boiler_E7 | F2 | Industrial | Paper and Printing | Existing | Process | Natural Gas | Process Boiler | E7 | TRC BC Ratio | 0 | 0 | 0 | 0 | 0 | 0 | 0 | 0 | 0 | 0 | 0 | 0 | 0 | 0 | 0 | 0 | 0 | 0 | 0 | 0 | 0 | 0 | 0 | 0 | 0 | 0 | 0 | 0 | 0 | 0
F2_Industrial_Paper and Printing_Existing_Process_Natural Gas_Process Boiler_E8 | F2 | Industrial | Paper and Printing | Existing | Process | Natural Gas | Process Boiler | E8 | TRC BC Ratio | 0 | 0 | 0 | 0 | 0 | 0 | 0 | 0 | 0 | 0 | 0 | 0 | 0 | 0 | 0 | 0 | 0 | 0 | 0 | 0 | 0 | 0 | 0 | 0 | 0 | 0 | 0 | 0 | 0 | 0
F2_Industrial_Paper and Printing_Existing_Process_Natural Gas_Process Boiler_E9 | F2 | Industrial | Paper and Printing | Existing | Process | Natural Gas | Process Boiler | E9 | TRC BC Ratio | 0 | 0 | 0 | 0 | 0 | 0 | 0 | 0 | 0 | 0 | 0 | 0 | 0 | 0 | 0 | 0 | 0 | 0 | 0 | 0 | 0 | 0 | 0 | 0 | 0 | 0 | 0 | 0 | 0 | 0
F2_Industrial_Paper and Printing_Existing_Process_Natural Gas_Process Boiler_E10 | F2 | Industrial | Paper and Printing | Existing | Process | Natural Gas | Process Boiler | E10 | TRC BC Ratio | 0 | 0 | 0 | 0 | 0 | 0 | 0 | 0 | 0 | 0 | 0 | 0 | 0 | 0 | 0 | 0 | 0 | 0 | 0 | 0 | 0 | 0 | 0 | 0 | 0 | 0 | 0 | 0 | 0 | 0
F3_Industrial_Paper and Printing_Existing_Process_Natural Gas_Process Boiler_E1 | F3 | Industrial | Paper and Printing | Existing | Process | Natural Gas | Process Boiler | E1 | PACT BC Ratio | 0.9 | 0.9 | 0.9 | 0.9 | 0.9 | 0.9 | 0.9 | 0.9 | 0.9 | 0.9 | 0.9 | 0.9 | 0.9 | 0.9 | 0.9 | 0.9 | 0.9 | 0.9 | 0.9 | 0.9 | 0.9 | 0.9 | 0 | 0 | 0 | 0 | 0 | 0 | 0 | 0
F3_Industrial_Paper and Printing_Existing_Process_Natural Gas_Process Boiler_E2 | F3 | Industrial | Paper and Printing | Existing | Process | Natural Gas | Process Boiler | E2 | PACT BC Ratio | 0 | 0 | 0 | 0 | 0 | 0 | 0 | 0 | 0 | 0 | 0 | 0 | 0 | 0 | 0 | 0 | 0 | 0 | 0 | 0 | 0 | 0 | 0 | 0 | 0 | 0 | 0 | 0 | 0 | 0
F3_Industrial_Paper and Printing_Existing_Process_Natural Gas_Process Boiler_E3 | F3 | Industrial | Paper and Printing | Existing | Process | Natural Gas | Process Boiler | E3 | PACT BC Ratio | 0 | 0 | 0 | 0 | 0 | 0 | 0 | 0 | 0 | 0 | 0 | 0 | 0 | 0 | 0 | 0 | 0 | 0 | 0 | 0 | 0 | 0 | 0 | 0 | 0 | 0 | 0 | 0 | 0 | 0
F3_Industrial_Paper and Printing_Existing_Process_Natural Gas_Process Boiler_E4 | F3 | Industrial | Paper and Printing | Existing | Process | Natural Gas | Process Boiler | E4 | PACT BC Ratio | 0 | 0 | 0 | 0 | 0 | 0 | 0 | 0 | 0 | 0 | 0 | 0 | 0 | 0 | 0 | 0 | 0 | 0 | 0 | 0 | 0 | 0 | 0 | 0 | 0 | 0 | 0 | 0 | 0 | 0
F3_Industrial_Paper and Printing_Existing_Process_Natural Gas_Process Boiler_E5 | F3 | Industrial | Paper and Printing | Existing | Process | Natural Gas | Process Boiler | E5 | PACT BC Ratio | 0 | 0 | 0 | 0 | 0 | 0 | 0 | 0 | 0 | 0 | 0 | 0 | 0 | 0 | 0 | 0 | 0 | 0 | 0 | 0 | 0 | 0 | 0 | 0 | 0 | 0 | 0 | 0 | 0 | 0
F3_Industrial_Paper and Printing_Existing_Process_Natural Gas_Process Boiler_E6 | F3 | Industrial | Paper and Printing | Existing | Process | Natural Gas | Process Boiler | E6 | PACT BC Ratio | 0 | 0 | 0 | 0 | 0 | 0 | 0 | 0 | 0 | 0 | 0 | 0 | 0 | 0 | 0 | 0 | 0 | 0 | 0 | 0 | 0 | 0 | 0 | 0 | 0 | 0 | 0 | 0 | 0 | 0
F3_Industrial_Paper and Printing_Existing_Process_Natural Gas_Process Boiler_E7 | F3 | Industrial | Paper and Printing | Existing | Process | Natural Gas | Process Boiler | E7 | PACT BC Ratio | 0 | 0 | 0 | 0 | 0 | 0 | 0 | 0 | 0 | 0 | 0 | 0 | 0 | 0 | 0 | 0 | 0 | 0 | 0 | 0 | 0 | 0 | 0 | 0 | 0 | 0 | 0 | 0 | 0 | 0
F3_Industrial_Paper and Printing_Existing_Process_Natural Gas_Process Boiler_E8 | F3 | Industrial | Paper and Printing | Existing | Process | Natural Gas | Process Boiler | E8 | PACT BC Ratio | 0 | 0 | 0 | 0 | 0 | 0 | 0 | 0 | 0 | 0 | 0 | 0 | 0 | 0 | 0 | 0 | 0 | 0 | 0 | 0 | 0 | 0 | 0 | 0 | 0 | 0 | 0 | 0 | 0 | 0
F3_Industrial_Paper and Printing_Existing_Process_Natural Gas_Process Boiler_E9 | F3 | Industrial | Paper and Printing | Existing | Process | Natural Gas | Process Boiler | E9 | PACT BC Ratio | 0 | 0 | 0 | 0 | 0 | 0 | 0 | 0 | 0 | 0 | 0 | 0 | 0 | 0 | 0 | 0 | 0 | 0 | 0 | 0 | 0 | 0 | 0 | 0 | 0 | 0 | 0 | 0 | 0 | 0
F3_Industrial_Paper and Printing_Existing_Process_Natural Gas_Process Boiler_E10 | F3 | Industrial | Paper and Printing | Existing | Process | Natural Gas | Process Boiler | E10 | PACT BC Ratio | 0 | 0 | 0 | 0 | 0 | 0 | 0 | 0 | 0 | 0 | 0 | 0 | 0 | 0 | 0 | 0 | 0 | 0 | 0 | 0 | 0 | 0 | 0 | 0 | 0 | 0 | 0 | 0 | 0 | 0
F4_Industrial_Paper and Printing_Existing_Process_Natural Gas_Process Boiler_E1 | F4 | Industrial | Paper and Printing | Existing | Process | Natural Gas | Process Boiler | E1 | PCT BC Ratio | 0.9 | 0.9 | 0.9 | 0.9 | 0.9 | 0.9 | 0.9 | 0.9 | 0.9 | 0.9 | 0.9 | 0.9 | 0.9 | 0.9 | 0.9 | 0.9 | 0.9 | 0.9 | 0.9 | 0.9 | 0.9 | 0.9 | 0 | 0 | 0 | 0 | 0 | 0 | 0 | 0
F4_Industrial_Paper and Printing_Existing_Process_Natural Gas_Process Boiler_E2 | F4 | Industrial | Paper and Printing | Existing | Process | Natural Gas | Process Boiler | E2 | PCT BC Ratio | 0 | 0 | 0 | 0 | 0 | 0 | 0 | 0 | 0 | 0 | 0 | 0 | 0 | 0 | 0 | 0 | 0 | 0 | 0 | 0 | 0 | 0 | 0 | 0 | 0 | 0 | 0 | 0 | 0 | 0
F4_Industrial_Paper and Printing_Existing_Process_Natural Gas_Process Boiler_E3 | F4 | Industrial | Paper and Printing | Existing | Process | Natural Gas | Process Boiler | E3 | PCT BC Ratio | 0 | 0 | 0 | 0 | 0 | 0 | 0 | 0 | 0 | 0 | 0 | 0 | 0 | 0 | 0 | 0 | 0 | 0 | 0 | 0 | 0 | 0 | 0 | 0 | 0 | 0 | 0 | 0 | 0 | 0
F4_Industrial_Paper and Printing_Existing_Process_Natural Gas_Process Boiler_E4 | F4 | Industrial | Paper and Printing | Existing | Process | Natural Gas | Process Boiler | E4 | PCT BC Ratio | 0 | 0 | 0 | 0 | 0 | 0 | 0 | 0 | 0 | 0 | 0 | 0 | 0 | 0 | 0 | 0 | 0 | 0 | 0 | 0 | 0 | 0 | 0 | 0 | 0 | 0 | 0 | 0 | 0 | 0
F4_Industrial_Paper and Printing_Existing_Process_Natural Gas_Process Boiler_E5 | F4 | Industrial | Paper and Printing | Existing | Process | Natural Gas | Process Boiler | E5 | PCT BC Ratio | 0 | 0 | 0 | 0 | 0 | 0 | 0 | 0 | 0 | 0 | 0 | 0 | 0 | 0 | 0 | 0 | 0 | 0 | 0 | 0 | 0 | 0 | 0 | 0 | 0 | 0 | 0 | 0 | 0 | 0
F4_Industrial_Paper and Printing_Existing_Process_Natural Gas_Process Boiler_E6 | F4 | Industrial | Paper and Printing | Existing | Process | Natural Gas | Process Boiler | E6 | PCT BC Ratio | 0 | 0 | 0 | 0 | 0 | 0 | 0 | 0 | 0 | 0 | 0 | 0 | 0 | 0 | 0 | 0 | 0 | 0 | 0 | 0 | 0 | 0 | 0 | 0 | 0 | 0 | 0 | 0 | 0 | 0
F4_Industrial_Paper and Printing_Existing_Process_Natural Gas_Process Boiler_E7 | F4 | Industrial | Paper and Printing | Existing | Process | Natural Gas | Process Boiler | E7 | PCT BC Ratio | 0 | 0 | 0 | 0 | 0 | 0 | 0 | 0 | 0 | 0 | 0 | 0 | 0 | 0 | 0 | 0 | 0 | 0 | 0 | 0 | 0 | 0 | 0 | 0 | 0 | 0 | 0 | 0 | 0 | 0
F4_Industrial_Paper and Printing_Existing_Process_Natural Gas_Process Boiler_E8 | F4 | Industrial | Paper and Printing | Existing | Process | Natural Gas | Process Boiler | E8 | PCT BC Ratio | 0 | 0 | 0 | 0 | 0 | 0 | 0 | 0 | 0 | 0 | 0 | 0 | 0 | 0 | 0 | 0 | 0 | 0 | 0 | 0 | 0 | 0 | 0 | 0 | 0 | 0 | 0 | 0 | 0 | 0
F4_Industrial_Paper and Printing_Existing_Process_Natural Gas_Process Boiler_E9 | F4 | Industrial | Paper and Printing | Existing | Process | Natural Gas | Process Boiler | E9 | PCT BC Ratio | 0 | 0 | 0 | 0 | 0 | 0 | 0 | 0 | 0 | 0 | 0 | 0 | 0 | 0 | 0 | 0 | 0 | 0 | 0 | 0 | 0 | 0 | 0 | 0 | 0 | 0 | 0 | 0 | 0 | 0
F4_Industrial_Paper and Printing_Existing_Process_Natural Gas_Process Boiler_E10 | F4 | Industrial | Paper and Printing | Existing | Process | Natural Gas | Process Boiler | E10 | PCT BC Ratio | 0 | 0 | 0 | 0 | 0 | 0 | 0 | 0 | 0 | 0 | 0 | 0 | 0 | 0 | 0 | 0 | 0 | 0 | 0 | 0 | 0 | 0 | 0 | 0 | 0 | 0 | 0 | 0 | 0 | 0
F5_Industrial_Paper and Printing_Existing_Process_Natural Gas_Process Boiler_E1 | F5 | Industrial | Paper and Printing | Existing | Process | Natural Gas | Process Boiler | E1 | RIM BC Ratio | 0.9 | 0.9 | 0.9 | 0.9 | 0.9 | 0.9 | 0.9 | 0.9 | 0.9 | 0.9 | 0.9 | 0.9 | 0.9 | 0.9 | 0.9 | 0.9 | 0.9 | 0.9 | 0.9 | 0.9 | 0.9 | 0.9 | 0 | 0 | 0 | 0 | 0 | 0 | 0 | 0
F5_Industrial_Paper and Printing_Existing_Process_Natural Gas_Process Boiler_E2 | F5 | Industrial | Paper and Printing | Existing | Process | Natural Gas | Process Boiler | E2 | RIM BC Ratio | 0 | 0 | 0 | 0 | 0 | 0 | 0 | 0 | 0 | 0 | 0 | 0 | 0 | 0 | 0 | 0 | 0 | 0 | 0 | 0 | 0 | 0 | 0 | 0 | 0 | 0 | 0 | 0 | 0 | 0
F5_Industrial_Paper and Printing_Existing_Process_Natural Gas_Process Boiler_E3 | F5 | Industrial | Paper and Printing | Existing | Process | Natural Gas | Process Boiler | E3 | RIM BC Ratio | 0 | 0 | 0 | 0 | 0 | 0 | 0 | 0 | 0 | 0 | 0 | 0 | 0 | 0 | 0 | 0 | 0 | 0 | 0 | 0 | 0 | 0 | 0 | 0 | 0 | 0 | 0 | 0 | 0 | 0
F5_Industrial_Paper and Printing_Existing_Process_Natural Gas_Process Boiler_E4 | F5 | Industrial | Paper and Printing | Existing | Process | Natural Gas | Process Boiler | E4 | RIM BC Ratio | 0 | 0 | 0 | 0 | 0 | 0 | 0 | 0 | 0 | 0 | 0 | 0 | 0 | 0 | 0 | 0 | 0 | 0 | 0 | 0 | 0 | 0 | 0 | 0 | 0 | 0 | 0 | 0 | 0 | 0
F5_Industrial_Paper and Printing_Existing_Process_Natural Gas_Process Boiler_E5 | F5 | Industrial | Paper and Printing | Existing | Process | Natural Gas | Process Boiler | E5 | RIM BC Ratio | 0 | 0 | 0 | 0 | 0 | 0 | 0 | 0 | 0 | 0 | 0 | 0 | 0 | 0 | 0 | 0 | 0 | 0 | 0 | 0 | 0 | 0 | 0 | 0 | 0 | 0 | 0 | 0 | 0 | 0
F5_Industrial_Paper and Printing_Existing_Process_Natural Gas_Process Boiler_E6 | F5 | Industrial | Paper and Printing | Existing | Process | Natural Gas | Process Boiler | E6 | RIM BC Ratio | 0 | 0 | 0 | 0 | 0 | 0 | 0 | 0 | 0 | 0 | 0 | 0 | 0 | 0 | 0 | 0 | 0 | 0 | 0 | 0 | 0 | 0 | 0 | 0 | 0 | 0 | 0 | 0 | 0 | 0
F5_Industrial_Paper and Printing_Existing_Process_Natural Gas_Process Boiler_E7 | F5 | Industrial | Paper and Printing | Existing | Process | Natural Gas | Process Boiler | E7 | RIM BC Ratio | 0 | 0 | 0 | 0 | 0 | 0 | 0 | 0 | 0 | 0 | 0 | 0 | 0 | 0 | 0 | 0 | 0 | 0 | 0 | 0 | 0 | 0 | 0 | 0 | 0 | 0 | 0 | 0 | 0 | 0
F5_Industrial_Paper and Printing_Existing_Process_Natural Gas_Process Boiler_E8 | F5 | Industrial | Paper and Printing | Existing | Process | Natural Gas | Process Boiler | E8 | RIM BC Ratio | 0 | 0 | 0 | 0 | 0 | 0 | 0 | 0 | 0 | 0 | 0 | 0 | 0 | 0 | 0 | 0 | 0 | 0 | 0 | 0 | 0 | 0 | 0 | 0 | 0 | 0 | 0 | 0 | 0 | 0
F5_Industrial_Paper and Printing_Existing_Process_Natural Gas_Process Boiler_E9 | F5 | Industrial | Paper and Printing | Existing | Process | Natural Gas | Process Boiler | E9 | RIM BC Ratio | 0 | 0 | 0 | 0 | 0 | 0 | 0 | 0 | 0 | 0 | 0 | 0 | 0 | 0 | 0 | 0 | 0 | 0 | 0 | 0 | 0 | 0 | 0 | 0 | 0 | 0 | 0 | 0 | 0 | 0
F5_Industrial_Paper and Printing_Existing_Process_Natural Gas_Process Boiler_E10 | F5 | Industrial | Paper and Printing | Existing | Process | Natural Gas | Process Boiler | E10 | RIM BC Ratio | 0 | 0 | 0 | 0 | 0 | 0 | 0 | 0 | 0 | 0 | 0 | 0 | 0 | 0 | 0 | 0 | 0 | 0 | 0 | 0 | 0 | 0 | 0 | 0 | 0 | 0 | 0 | 0 | 0 | 0
F0_Industrial_Paper and Printing_Existing_Process_Natural Gas_Process Heating_E0 | F0 | Industrial | Paper and Printing | Existing | Process | Natural Gas | Process Heating | E0 | Economic Unit | Standard | Standard | Standard | Standard | Standard | Standard | Standard | Standard | Standard | Standard | Standard | Standard | Standard | Standard | Standard | Standard | Standard | Standard | Standard | Standard | Standard | Standard | 0 | 0 | 0 | 0 | 0 | 0 | 0 | 0
F1_Industrial_Paper and Printing_Existing_Process_Natural Gas_Process Heating_E1 | F1 | Industrial | Paper and Printing | Existing | Process | Natural Gas | Process Heating | E1 | CCE | 0 | 0 | 0 | 0 | 0 | 0 | 0 | 0 | 0 | 0 | 0 | 0 | 0 | 0 | 0 | 0 | 0 | 0 | 0 | 0 | 0 | 0 | 0 | 0 | 0 | 0 | 0 | 0 | 0 | 0
F1_Industrial_Paper and Printing_Existing_Process_Natural Gas_Process Heating_E2 | F1 | Industrial | Paper and Printing | Existing | Process | Natural Gas | Process Heating | E2 | CCE | 0 | 0 | 0 | 0 | 0 | 0 | 0 | 0 | 0 | 0 | 0 | 0 | 0 | 0 | 0 | 0 | 0 | 0 | 0 | 0 | 0 | 0 | 0 | 0 | 0 | 0 | 0 | 0 | 0 | 0
F1_Industrial_Paper and Printing_Existing_Process_Natural Gas_Process Heating_E3 | F1 | Industrial | Paper and Printing | Existing | Process | Natural Gas | Process Heating | E3 | CCE | 0 | 0 | 0 | 0 | 0 | 0 | 0 | 0 | 0 | 0 | 0 | 0 | 0 | 0 | 0 | 0 | 0 | 0 | 0 | 0 | 0 | 0 | 0 | 0 | 0 | 0 | 0 | 0 | 0 | 0
F1_Industrial_Paper and Printing_Existing_Process_Natural Gas_Process Heating_E4 | F1 | Industrial | Paper and Printing | Existing | Process | Natural Gas | Process Heating | E4 | CCE | 0 | 0 | 0 | 0 | 0 | 0 | 0 | 0 | 0 | 0 | 0 | 0 | 0 | 0 | 0 | 0 | 0 | 0 | 0 | 0 | 0 | 0 | 0 | 0 | 0 | 0 | 0 | 0 | 0 | 0
F1_Industrial_Paper and Printing_Existing_Process_Natural Gas_Process Heating_E5 | F1 | Industrial | Paper and Printing | Existing | Process | Natural Gas | Process Heating | E5 | CCE | 0 | 0 | 0 | 0 | 0 | 0 | 0 | 0 | 0 | 0 | 0 | 0 | 0 | 0 | 0 | 0 | 0 | 0 | 0 | 0 | 0 | 0 | 0 | 0 | 0 | 0 | 0 | 0 | 0 | 0
F1_Industrial_Paper and Printing_Existing_Process_Natural Gas_Process Heating_E6 | F1 | Industrial | Paper and Printing | Existing | Process | Natural Gas | Process Heating | E6 | CCE | 0 | 0 | 0 | 0 | 0 | 0 | 0 | 0 | 0 | 0 | 0 | 0 | 0 | 0 | 0 | 0 | 0 | 0 | 0 | 0 | 0 | 0 | 0 | 0 | 0 | 0 | 0 | 0 | 0 | 0
F1_Industrial_Paper and Printing_Existing_Process_Natural Gas_Process Heating_E7 | F1 | Industrial | Paper and Printing | Existing | Process | Natural Gas | Process Heating | E7 | CCE | 0 | 0 | 0 | 0 | 0 | 0 | 0 | 0 | 0 | 0 | 0 | 0 | 0 | 0 | 0 | 0 | 0 | 0 | 0 | 0 | 0 | 0 | 0 | 0 | 0 | 0 | 0 | 0 | 0 | 0
F1_Industrial_Paper and Printing_Existing_Process_Natural Gas_Process Heating_E8 | F1 | Industrial | Paper and Printing | Existing | Process | Natural Gas | Process Heating | E8 | CCE | 0 | 0 | 0 | 0 | 0 | 0 | 0 | 0 | 0 | 0 | 0 | 0 | 0 | 0 | 0 | 0 | 0 | 0 | 0 | 0 | 0 | 0 | 0 | 0 | 0 | 0 | 0 | 0 | 0 | 0
F1_Industrial_Paper and Printing_Existing_Process_Natural Gas_Process Heating_E9 | F1 | Industrial | Paper and Printing | Existing | Process | Natural Gas | Process Heating | E9 | CCE | 0 | 0 | 0 | 0 | 0 | 0 | 0 | 0 | 0 | 0 | 0 | 0 | 0 | 0 | 0 | 0 | 0 | 0 | 0 | 0 | 0 | 0 | 0 | 0 | 0 | 0 | 0 | 0 | 0 | 0
F1_Industrial_Paper and Printing_Existing_Process_Natural Gas_Process Heating_E10 | F1 | Industrial | Paper and Printing | Existing | Process | Natural Gas | Process Heating | E10 | CCE | 0 | 0 | 0 | 0 | 0 | 0 | 0 | 0 | 0 | 0 | 0 | 0 | 0 | 0 | 0 | 0 | 0 | 0 | 0 | 0 | 0 | 0 | 0 | 0 | 0 | 0 | 0 | 0 | 0 | 0
F2_Industrial_Paper and Printing_Existing_Process_Natural Gas_Process Heating_E1 | F2 | Industrial | Paper and Printing | Existing | Process | Natural Gas | Process Heating | E1 | TRC BC Ratio | 0.9 | 0.9 | 0.9 | 0.9 | 0.9 | 0.9 | 0.9 | 0.9 | 0.9 | 0.9 | 0.9 | 0.9 | 0.9 | 0.9 | 0.9 | 0.9 | 0.9 | 0.9 | 0.9 | 0.9 | 0.9 | 0.9 | 0 | 0 | 0 | 0 | 0 | 0 | 0 | 0
F2_Industrial_Paper and Printing_Existing_Process_Natural Gas_Process Heating_E2 | F2 | Industrial | Paper and Printing | Existing | Process | Natural Gas | Process Heating | E2 | TRC BC Ratio | 0 | 0 | 0 | 0 | 0 | 0 | 0 | 0 | 0 | 0 | 0 | 0 | 0 | 0 | 0 | 0 | 0 | 0 | 0 | 0 | 0 | 0 | 0 | 0 | 0 | 0 | 0 | 0 | 0 | 0
F2_Industrial_Paper and Printing_Existing_Process_Natural Gas_Process Heating_E3 | F2 | Industrial | Paper and Printing | Existing | Process | Natural Gas | Process Heating | E3 | TRC BC Ratio | 0 | 0 | 0 | 0 | 0 | 0 | 0 | 0 | 0 | 0 | 0 | 0 | 0 | 0 | 0 | 0 | 0 | 0 | 0 | 0 | 0 | 0 | 0 | 0 | 0 | 0 | 0 | 0 | 0 | 0
F2_Industrial_Paper and Printing_Existing_Process_Natural Gas_Process Heating_E4 | F2 | Industrial | Paper and Printing | Existing | Process | Natural Gas | Process Heating | E4 | TRC BC Ratio | 0 | 0 | 0 | 0 | 0 | 0 | 0 | 0 | 0 | 0 | 0 | 0 | 0 | 0 | 0 | 0 | 0 | 0 | 0 | 0 | 0 | 0 | 0 | 0 | 0 | 0 | 0 | 0 | 0 | 0
F2_Industrial_Paper and Printing_Existing_Process_Natural Gas_Process Heating_E5 | F2 | Industrial | Paper and Printing | Existing | Process | Natural Gas | Process Heating | E5 | TRC BC Ratio | 0 | 0 | 0 | 0 | 0 | 0 | 0 | 0 | 0 | 0 | 0 | 0 | 0 | 0 | 0 | 0 | 0 | 0 | 0 | 0 | 0 | 0 | 0 | 0 | 0 | 0 | 0 | 0 | 0 | 0
F2_Industrial_Paper and Printing_Existing_Process_Natural Gas_Process Heating_E6 | F2 | Industrial | Paper and Printing | Existing | Process | Natural Gas | Process Heating | E6 | TRC BC Ratio | 0 | 0 | 0 | 0 | 0 | 0 | 0 | 0 | 0 | 0 | 0 | 0 | 0 | 0 | 0 | 0 | 0 | 0 | 0 | 0 | 0 | 0 | 0 | 0 | 0 | 0 | 0 | 0 | 0 | 0
F2_Industrial_Paper and Printing_Existing_Process_Natural Gas_Process Heating_E7 | F2 | Industrial | Paper and Printing | Existing | Process | Natural Gas | Process Heating | E7 | TRC BC Ratio | 0 | 0 | 0 | 0 | 0 | 0 | 0 | 0 | 0 | 0 | 0 | 0 | 0 | 0 | 0 | 0 | 0 | 0 | 0 | 0 | 0 | 0 | 0 | 0 | 0 | 0 | 0 | 0 | 0 | 0
F2_Industrial_Paper and Printing_Existing_Process_Natural Gas_Process Heating_E8 | F2 | Industrial | Paper and Printing | Existing | Process | Natural Gas | Process Heating | E8 | TRC BC Ratio | 0 | 0 | 0 | 0 | 0 | 0 | 0 | 0 | 0 | 0 | 0 | 0 | 0 | 0 | 0 | 0 | 0 | 0 | 0 | 0 | 0 | 0 | 0 | 0 | 0 | 0 | 0 | 0 | 0 | 0
F2_Industrial_Paper and Printing_Existing_Process_Natural Gas_Process Heating_E9 | F2 | Industrial | Paper and Printing | Existing | Process | Natural Gas | Process Heating | E9 | TRC BC Ratio | 0 | 0 | 0 | 0 | 0 | 0 | 0 | 0 | 0 | 0 | 0 | 0 | 0 | 0 | 0 | 0 | 0 | 0 | 0 | 0 | 0 | 0 | 0 | 0 | 0 | 0 | 0 | 0 | 0 | 0
F2_Industrial_Paper and Printing_Existing_Process_Natural Gas_Process Heating_E10 | F2 | Industrial | Paper and Printing | Existing | Process | Natural Gas | Process Heating | E10 | TRC BC Ratio | 0 | 0 | 0 | 0 | 0 | 0 | 0 | 0 | 0 | 0 | 0 | 0 | 0 | 0 | 0 | 0 | 0 | 0 | 0 | 0 | 0 | 0 | 0 | 0 | 0 | 0 | 0 | 0 | 0 | 0
F3_Industrial_Paper and Printing_Existing_Process_Natural Gas_Process Heating_E1 | F3 | Industrial | Paper and Printing | Existing | Process | Natural Gas | Process Heating | E1 | PACT BC Ratio | 0.9 | 0.9 | 0.9 | 0.9 | 0.9 | 0.9 | 0.9 | 0.9 | 0.9 | 0.9 | 0.9 | 0.9 | 0.9 | 0.9 | 0.9 | 0.9 | 0.9 | 0.9 | 0.9 | 0.9 | 0.9 | 0.9 | 0 | 0 | 0 | 0 | 0 | 0 | 0 | 0
F3_Industrial_Paper and Printing_Existing_Process_Natural Gas_Process Heating_E2 | F3 | Industrial | Paper and Printing | Existing | Process | Natural Gas | Process Heating | E2 | PACT BC Ratio | 0 | 0 | 0 | 0 | 0 | 0 | 0 | 0 | 0 | 0 | 0 | 0 | 0 | 0 | 0 | 0 | 0 | 0 | 0 | 0 | 0 | 0 | 0 | 0 | 0 | 0 | 0 | 0 | 0 | 0
F3_Industrial_Paper and Printing_Existing_Process_Natural Gas_Process Heating_E3 | F3 | Industrial | Paper and Printing | Existing | Process | Natural Gas | Process Heating | E3 | PACT BC Ratio | 0 | 0 | 0 | 0 | 0 | 0 | 0 | 0 | 0 | 0 | 0 | 0 | 0 | 0 | 0 | 0 | 0 | 0 | 0 | 0 | 0 | 0 | 0 | 0 | 0 | 0 | 0 | 0 | 0 | 0
F3_Industrial_Paper and Printing_Existing_Process_Natural Gas_Process Heating_E4 | F3 | Industrial | Paper and Printing | Existing | Process | Natural Gas | Process Heating | E4 | PACT BC Ratio | 0 | 0 | 0 | 0 | 0 | 0 | 0 | 0 | 0 | 0 | 0 | 0 | 0 | 0 | 0 | 0 | 0 | 0 | 0 | 0 | 0 | 0 | 0 | 0 | 0 | 0 | 0 | 0 | 0 | 0
F3_Industrial_Paper and Printing_Existing_Process_Natural Gas_Process Heating_E5 | F3 | Industrial | Paper and Printing | Existing | Process | Natural Gas | Process Heating | E5 | PACT BC Ratio | 0 | 0 | 0 | 0 | 0 | 0 | 0 | 0 | 0 | 0 | 0 | 0 | 0 | 0 | 0 | 0 | 0 | 0 | 0 | 0 | 0 | 0 | 0 | 0 | 0 | 0 | 0 | 0 | 0 | 0
F3_Industrial_Paper and Printing_Existing_Process_Natural Gas_Process Heating_E6 | F3 | Industrial | Paper and Printing | Existing | Process | Natural Gas | Process Heating | E6 | PACT BC Ratio | 0 | 0 | 0 | 0 | 0 | 0 | 0 | 0 | 0 | 0 | 0 | 0 | 0 | 0 | 0 | 0 | 0 | 0 | 0 | 0 | 0 | 0 | 0 | 0 | 0 | 0 | 0 | 0 | 0 | 0
F3_Industrial_Paper and Printing_Existing_Process_Natural Gas_Process Heating_E7 | F3 | Industrial | Paper and Printing | Existing | Process | Natural Gas | Process Heating | E7 | PACT BC Ratio | 0 | 0 | 0 | 0 | 0 | 0 | 0 | 0 | 0 | 0 | 0 | 0 | 0 | 0 | 0 | 0 | 0 | 0 | 0 | 0 | 0 | 0 | 0 | 0 | 0 | 0 | 0 | 0 | 0 | 0
F3_Industrial_Paper and Printing_Existing_Process_Natural Gas_Process Heating_E8 | F3 | Industrial | Paper and Printing | Existing | Process | Natural Gas | Process Heating | E8 | PACT BC Ratio | 0 | 0 | 0 | 0 | 0 | 0 | 0 | 0 | 0 | 0 | 0 | 0 | 0 | 0 | 0 | 0 | 0 | 0 | 0 | 0 | 0 | 0 | 0 | 0 | 0 | 0 | 0 | 0 | 0 | 0
F3_Industrial_Paper and Printing_Existing_Process_Natural Gas_Process Heating_E9 | F3 | Industrial | Paper and Printing | Existing | Process | Natural Gas | Process Heating | E9 | PACT BC Ratio | 0 | 0 | 0 | 0 | 0 | 0 | 0 | 0 | 0 | 0 | 0 | 0 | 0 | 0 | 0 | 0 | 0 | 0 | 0 | 0 | 0 | 0 | 0 | 0 | 0 | 0 | 0 | 0 | 0 | 0
F3_Industrial_Paper and Printing_Existing_Process_Natural Gas_Process Heating_E10 | F3 | Industrial | Paper and Printing | Existing | Process | Natural Gas | Process Heating | E10 | PACT BC Ratio | 0 | 0 | 0 | 0 | 0 | 0 | 0 | 0 | 0 | 0 | 0 | 0 | 0 | 0 | 0 | 0 | 0 | 0 | 0 | 0 | 0 | 0 | 0 | 0 | 0 | 0 | 0 | 0 | 0 | 0
F4_Industrial_Paper and Printing_Existing_Process_Natural Gas_Process Heating_E1 | F4 | Industrial | Paper and Printing | Existing | Process | Natural Gas | Process Heating | E1 | PCT BC Ratio | 0.9 | 0.9 | 0.9 | 0.9 | 0.9 | 0.9 | 0.9 | 0.9 | 0.9 | 0.9 | 0.9 | 0.9 | 0.9 | 0.9 | 0.9 | 0.9 | 0.9 | 0.9 | 0.9 | 0.9 | 0.9 | 0.9 | 0 | 0 | 0 | 0 | 0 | 0 | 0 | 0
F4_Industrial_Paper and Printing_Existing_Process_Natural Gas_Process Heating_E2 | F4 | Industrial | Paper and Printing | Existing | Process | Natural Gas | Process Heating | E2 | PCT BC Ratio | 0 | 0 | 0 | 0 | 0 | 0 | 0 | 0 | 0 | 0 | 0 | 0 | 0 | 0 | 0 | 0 | 0 | 0 | 0 | 0 | 0 | 0 | 0 | 0 | 0 | 0 | 0 | 0 | 0 | 0
F4_Industrial_Paper and Printing_Existing_Process_Natural Gas_Process Heating_E3 | F4 | Industrial | Paper and Printing | Existing | Process | Natural Gas | Process Heating | E3 | PCT BC Ratio | 0 | 0 | 0 | 0 | 0 | 0 | 0 | 0 | 0 | 0 | 0 | 0 | 0 | 0 | 0 | 0 | 0 | 0 | 0 | 0 | 0 | 0 | 0 | 0 | 0 | 0 | 0 | 0 | 0 | 0
F4_Industrial_Paper and Printing_Existing_Process_Natural Gas_Process Heating_E4 | F4 | Industrial | Paper and Printing | Existing | Process | Natural Gas | Process Heating | E4 | PCT BC Ratio | 0 | 0 | 0 | 0 | 0 | 0 | 0 | 0 | 0 | 0 | 0 | 0 | 0 | 0 | 0 | 0 | 0 | 0 | 0 | 0 | 0 | 0 | 0 | 0 | 0 | 0 | 0 | 0 | 0 | 0
F4_Industrial_Paper and Printing_Existing_Process_Natural Gas_Process Heating_E5 | F4 | Industrial | Paper and Printing | Existing | Process | Natural Gas | Process Heating | E5 | PCT BC Ratio | 0 | 0 | 0 | 0 | 0 | 0 | 0 | 0 | 0 | 0 | 0 | 0 | 0 | 0 | 0 | 0 | 0 | 0 | 0 | 0 | 0 | 0 | 0 | 0 | 0 | 0 | 0 | 0 | 0 | 0
F4_Industrial_Paper and Printing_Existing_Process_Natural Gas_Process Heating_E6 | F4 | Industrial | Paper and Printing | Existing | Process | Natural Gas | Process Heating | E6 | PCT BC Ratio | 0 | 0 | 0 | 0 | 0 | 0 | 0 | 0 | 0 | 0 | 0 | 0 | 0 | 0 | 0 | 0 | 0 | 0 | 0 | 0 | 0 | 0 | 0 | 0 | 0 | 0 | 0 | 0 | 0 | 0
F4_Industrial_Paper and Printing_Existing_Process_Natural Gas_Process Heating_E7 | F4 | Industrial | Paper and Printing | Existing | Process | Natural Gas | Process Heating | E7 | PCT BC Ratio | 0 | 0 | 0 | 0 | 0 | 0 | 0 | 0 | 0 | 0 | 0 | 0 | 0 | 0 | 0 | 0 | 0 | 0 | 0 | 0 | 0 | 0 | 0 | 0 | 0 | 0 | 0 | 0 | 0 | 0
F4_Industrial_Paper and Printing_Existing_Process_Natural Gas_Process Heating_E8 | F4 | Industrial | Paper and Printing | Existing | Process | Natural Gas | Process Heating | E8 | PCT BC Ratio | 0 | 0 | 0 | 0 | 0 | 0 | 0 | 0 | 0 | 0 | 0 | 0 | 0 | 0 | 0 | 0 | 0 | 0 | 0 | 0 | 0 | 0 | 0 | 0 | 0 | 0 | 0 | 0 | 0 | 0
F4_Industrial_Paper and Printing_Existing_Process_Natural Gas_Process Heating_E9 | F4 | Industrial | Paper and Printing | Existing | Process | Natural Gas | Process Heating | E9 | PCT BC Ratio | 0 | 0 | 0 | 0 | 0 | 0 | 0 | 0 | 0 | 0 | 0 | 0 | 0 | 0 | 0 | 0 | 0 | 0 | 0 | 0 | 0 | 0 | 0 | 0 | 0 | 0 | 0 | 0 | 0 | 0
F4_Industrial_Paper and Printing_Existing_Process_Natural Gas_Process Heating_E10 | F4 | Industrial | Paper and Printing | Existing | Process | Natural Gas | Process Heating | E10 | PCT BC Ratio | 0 | 0 | 0 | 0 | 0 | 0 | 0 | 0 | 0 | 0 | 0 | 0 | 0 | 0 | 0 | 0 | 0 | 0 | 0 | 0 | 0 | 0 | 0 | 0 | 0 | 0 | 0 | 0 | 0 | 0
F5_Industrial_Paper and Printing_Existing_Process_Natural Gas_Process Heating_E1 | F5 | Industrial | Paper and Printing | Existing | Process | Natural Gas | Process Heating | E1 | RIM BC Ratio | 0.9 | 0.9 | 0.9 | 0.9 | 0.9 | 0.9 | 0.9 | 0.9 | 0.9 | 0.9 | 0.9 | 0.9 | 0.9 | 0.9 | 0.9 | 0.9 | 0.9 | 0.9 | 0.9 | 0.9 | 0.9 | 0.9 | 0 | 0 | 0 | 0 | 0 | 0 | 0 | 0
F5_Industrial_Paper and Printing_Existing_Process_Natural Gas_Process Heating_E2 | F5 | Industrial | Paper and Printing | Existing | Process | Natural Gas | Process Heating | E2 | RIM BC Ratio | 0 | 0 | 0 | 0 | 0 | 0 | 0 | 0 | 0 | 0 | 0 | 0 | 0 | 0 | 0 | 0 | 0 | 0 | 0 | 0 | 0 | 0 | 0 | 0 | 0 | 0 | 0 | 0 | 0 | 0
F5_Industrial_Paper and Printing_Existing_Process_Natural Gas_Process Heating_E3 | F5 | Industrial | Paper and Printing | Existing | Process | Natural Gas | Process Heating | E3 | RIM BC Ratio | 0 | 0 | 0 | 0 | 0 | 0 | 0 | 0 | 0 | 0 | 0 | 0 | 0 | 0 | 0 | 0 | 0 | 0 | 0 | 0 | 0 | 0 | 0 | 0 | 0 | 0 | 0 | 0 | 0 | 0
F5_Industrial_Paper and Printing_Existing_Process_Natural Gas_Process Heating_E4 | F5 | Industrial | Paper and Printing | Existing | Process | Natural Gas | Process Heating | E4 | RIM BC Ratio | 0 | 0 | 0 | 0 | 0 | 0 | 0 | 0 | 0 | 0 | 0 | 0 | 0 | 0 | 0 | 0 | 0 | 0 | 0 | 0 | 0 | 0 | 0 | 0 | 0 | 0 | 0 | 0 | 0 | 0
F5_Industrial_Paper and Printing_Existing_Process_Natural Gas_Process Heating_E5 | F5 | Industrial | Paper and Printing | Existing | Process | Natural Gas | Process Heating | E5 | RIM BC Ratio | 0 | 0 | 0 | 0 | 0 | 0 | 0 | 0 | 0 | 0 | 0 | 0 | 0 | 0 | 0 | 0 | 0 | 0 | 0 | 0 | 0 | 0 | 0 | 0 | 0 | 0 | 0 | 0 | 0 | 0
F5_Industrial_Paper and Printing_Existing_Process_Natural Gas_Process Heating_E6 | F5 | Industrial | Paper and Printing | Existing | Process | Natural Gas | Process Heating | E6 | RIM BC Ratio | 0 | 0 | 0 | 0 | 0 | 0 | 0 | 0 | 0 | 0 | 0 | 0 | 0 | 0 | 0 | 0 | 0 | 0 | 0 | 0 | 0 | 0 | 0 | 0 | 0 | 0 | 0 | 0 | 0 | 0
F5_Industrial_Paper and Printing_Existing_Process_Natural Gas_Process Heating_E7 | F5 | Industrial | Paper and Printing | Existing | Process | Natural Gas | Process Heating | E7 | RIM BC Ratio | 0 | 0 | 0 | 0 | 0 | 0 | 0 | 0 | 0 | 0 | 0 | 0 | 0 | 0 | 0 | 0 | 0 | 0 | 0 | 0 | 0 | 0 | 0 | 0 | 0 | 0 | 0 | 0 | 0 | 0
F5_Industrial_Paper and Printing_Existing_Process_Natural Gas_Process Heating_E8 | F5 | Industrial | Paper and Printing | Existing | Process | Natural Gas | Process Heating | E8 | RIM BC Ratio | 0 | 0 | 0 | 0 | 0 | 0 | 0 | 0 | 0 | 0 | 0 | 0 | 0 | 0 | 0 | 0 | 0 | 0 | 0 | 0 | 0 | 0 | 0 | 0 | 0 | 0 | 0 | 0 | 0 | 0
F5_Industrial_Paper and Printing_Existing_Process_Natural Gas_Process Heating_E9 | F5 | Industrial | Paper and Printing | Existing | Process | Natural Gas | Process Heating | E9 | RIM BC Ratio | 0 | 0 | 0 | 0 | 0 | 0 | 0 | 0 | 0 | 0 | 0 | 0 | 0 | 0 | 0 | 0 | 0 | 0 | 0 | 0 | 0 | 0 | 0 | 0 | 0 | 0 | 0 | 0 | 0 | 0
F5_Industrial_Paper and Printing_Existing_Process_Natural Gas_Process Heating_E10 | F5 | Industrial | Paper and Printing | Existing | Process | Natural Gas | Process Heating | E10 | RIM BC Ratio | 0 | 0 | 0 | 0 | 0 | 0 | 0 | 0 | 0 | 0 | 0 | 0 | 0 | 0 | 0 | 0 | 0 | 0 | 0 | 0 | 0 | 0 | 0 | 0 | 0 | 0 | 0 | 0 | 0 | 0
F0_Industrial_Paper and Printing_Existing_Process_Natural Gas_Process Cooling_E0 | F0 | Industrial | Paper and Printing | Existing | Process | Natural Gas | Process Cooling | E0 | Economic Unit | Standard | Standard | Standard | Standard | Standard | Standard | Standard | Standard | Standard | Standard | Standard | Standard | Standard | Standard | Standard | Standard | Standard | Standard | Standard | Standard | Standard | Standard | 0 | 0 | 0 | 0 | 0 | 0 | 0 | 0
F1_Industrial_Paper and Printing_Existing_Process_Natural Gas_Process Cooling_E1 | F1 | Industrial | Paper and Printing | Existing | Process | Natural Gas | Process Cooling | E1 | CCE | 0 | 0 | 0 | 0 | 0 | 0 | 0 | 0 | 0 | 0 | 0 | 0 | 0 | 0 | 0 | 0 | 0 | 0 | 0 | 0 | 0 | 0 | 0 | 0 | 0 | 0 | 0 | 0 | 0 | 0
F1_Industrial_Paper and Printing_Existing_Process_Natural Gas_Process Cooling_E2 | F1 | Industrial | Paper and Printing | Existing | Process | Natural Gas | Process Cooling | E2 | CCE | 0 | 0 | 0 | 0 | 0 | 0 | 0 | 0 | 0 | 0 | 0 | 0 | 0 | 0 | 0 | 0 | 0 | 0 | 0 | 0 | 0 | 0 | 0 | 0 | 0 | 0 | 0 | 0 | 0 | 0
F1_Industrial_Paper and Printing_Existing_Process_Natural Gas_Process Cooling_E3 | F1 | Industrial | Paper and Printing | Existing | Process | Natural Gas | Process Cooling | E3 | CCE | 0 | 0 | 0 | 0 | 0 | 0 | 0 | 0 | 0 | 0 | 0 | 0 | 0 | 0 | 0 | 0 | 0 | 0 | 0 | 0 | 0 | 0 | 0 | 0 | 0 | 0 | 0 | 0 | 0 | 0
F1_Industrial_Paper and Printing_Existing_Process_Natural Gas_Process Cooling_E4 | F1 | Industrial | Paper and Printing | Existing | Process | Natural Gas | Process Cooling | E4 | CCE | 0 | 0 | 0 | 0 | 0 | 0 | 0 | 0 | 0 | 0 | 0 | 0 | 0 | 0 | 0 | 0 | 0 | 0 | 0 | 0 | 0 | 0 | 0 | 0 | 0 | 0 | 0 | 0 | 0 | 0
F1_Industrial_Paper and Printing_Existing_Process_Natural Gas_Process Cooling_E5 | F1 | Industrial | Paper and Printing | Existing | Process | Natural Gas | Process Cooling | E5 | CCE | 0 | 0 | 0 | 0 | 0 | 0 | 0 | 0 | 0 | 0 | 0 | 0 | 0 | 0 | 0 | 0 | 0 | 0 | 0 | 0 | 0 | 0 | 0 | 0 | 0 | 0 | 0 | 0 | 0 | 0
F1_Industrial_Paper and Printing_Existing_Process_Natural Gas_Process Cooling_E6 | F1 | Industrial | Paper and Printing | Existing | Process | Natural Gas | Process Cooling | E6 | CCE | 0 | 0 | 0 | 0 | 0 | 0 | 0 | 0 | 0 | 0 | 0 | 0 | 0 | 0 | 0 | 0 | 0 | 0 | 0 | 0 | 0 | 0 | 0 | 0 | 0 | 0 | 0 | 0 | 0 | 0
F1_Industrial_Paper and Printing_Existing_Process_Natural Gas_Process Cooling_E7 | F1 | Industrial | Paper and Printing | Existing | Process | Natural Gas | Process Cooling | E7 | CCE | 0 | 0 | 0 | 0 | 0 | 0 | 0 | 0 | 0 | 0 | 0 | 0 | 0 | 0 | 0 | 0 | 0 | 0 | 0 | 0 | 0 | 0 | 0 | 0 | 0 | 0 | 0 | 0 | 0 | 0
F1_Industrial_Paper and Printing_Existing_Process_Natural Gas_Process Cooling_E8 | F1 | Industrial | Paper and Printing | Existing | Process | Natural Gas | Process Cooling | E8 | CCE | 0 | 0 | 0 | 0 | 0 | 0 | 0 | 0 | 0 | 0 | 0 | 0 | 0 | 0 | 0 | 0 | 0 | 0 | 0 | 0 | 0 | 0 | 0 | 0 | 0 | 0 | 0 | 0 | 0 | 0
F1_Industrial_Paper and Printing_Existing_Process_Natural Gas_Process Cooling_E9 | F1 | Industrial | Paper and Printing | Existing | Process | Natural Gas | Process Cooling | E9 | CCE | 0 | 0 | 0 | 0 | 0 | 0 | 0 | 0 | 0 | 0 | 0 | 0 | 0 | 0 | 0 | 0 | 0 | 0 | 0 | 0 | 0 | 0 | 0 | 0 | 0 | 0 | 0 | 0 | 0 | 0
F1_Industrial_Paper and Printing_Existing_Process_Natural Gas_Process Cooling_E10 | F1 | Industrial | Paper and Printing | Existing | Process | Natural Gas | Process Cooling | E10 | CCE | 0 | 0 | 0 | 0 | 0 | 0 | 0 | 0 | 0 | 0 | 0 | 0 | 0 | 0 | 0 | 0 | 0 | 0 | 0 | 0 | 0 | 0 | 0 | 0 | 0 | 0 | 0 | 0 | 0 | 0
F2_Industrial_Paper and Printing_Existing_Process_Natural Gas_Process Cooling_E1 | F2 | Industrial | Paper and Printing | Existing | Process | Natural Gas | Process Cooling | E1 | TRC BC Ratio | 0.9 | 0.9 | 0.9 | 0.9 | 0.9 | 0.9 | 0.9 | 0.9 | 0.9 | 0.9 | 0.9 | 0.9 | 0.9 | 0.9 | 0.9 | 0.9 | 0.9 | 0.9 | 0.9 | 0.9 | 0.9 | 0.9 | 0 | 0 | 0 | 0 | 0 | 0 | 0 | 0
F2_Industrial_Paper and Printing_Existing_Process_Natural Gas_Process Cooling_E2 | F2 | Industrial | Paper and Printing | Existing | Process | Natural Gas | Process Cooling | E2 | TRC BC Ratio | 0 | 0 | 0 | 0 | 0 | 0 | 0 | 0 | 0 | 0 | 0 | 0 | 0 | 0 | 0 | 0 | 0 | 0 | 0 | 0 | 0 | 0 | 0 | 0 | 0 | 0 | 0 | 0 | 0 | 0
F2_Industrial_Paper and Printing_Existing_Process_Natural Gas_Process Cooling_E3 | F2 | Industrial | Paper and Printing | Existing | Process | Natural Gas | Process Cooling | E3 | TRC BC Ratio | 0 | 0 | 0 | 0 | 0 | 0 | 0 | 0 | 0 | 0 | 0 | 0 | 0 | 0 | 0 | 0 | 0 | 0 | 0 | 0 | 0 | 0 | 0 | 0 | 0 | 0 | 0 | 0 | 0 | 0
F2_Industrial_Paper and Printing_Existing_Process_Natural Gas_Process Cooling_E4 | F2 | Industrial | Paper and Printing | Existing | Process | Natural Gas | Process Cooling | E4 | TRC BC Ratio | 0 | 0 | 0 | 0 | 0 | 0 | 0 | 0 | 0 | 0 | 0 | 0 | 0 | 0 | 0 | 0 | 0 | 0 | 0 | 0 | 0 | 0 | 0 | 0 | 0 | 0 | 0 | 0 | 0 | 0
F2_Industrial_Paper and Printing_Existing_Process_Natural Gas_Process Cooling_E5 | F2 | Industrial | Paper and Printing | Existing | Process | Natural Gas | Process Cooling | E5 | TRC BC Ratio | 0 | 0 | 0 | 0 | 0 | 0 | 0 | 0 | 0 | 0 | 0 | 0 | 0 | 0 | 0 | 0 | 0 | 0 | 0 | 0 | 0 | 0 | 0 | 0 | 0 | 0 | 0 | 0 | 0 | 0
F2_Industrial_Paper and Printing_Existing_Process_Natural Gas_Process Cooling_E6 | F2 | Industrial | Paper and Printing | Existing | Process | Natural Gas | Process Cooling | E6 | TRC BC Ratio | 0 | 0 | 0 | 0 | 0 | 0 | 0 | 0 | 0 | 0 | 0 | 0 | 0 | 0 | 0 | 0 | 0 | 0 | 0 | 0 | 0 | 0 | 0 | 0 | 0 | 0 | 0 | 0 | 0 | 0
F2_Industrial_Paper and Printing_Existing_Process_Natural Gas_Process Cooling_E7 | F2 | Industrial | Paper and Printing | Existing | Process | Natural Gas | Process Cooling | E7 | TRC BC Ratio | 0 | 0 | 0 | 0 | 0 | 0 | 0 | 0 | 0 | 0 | 0 | 0 | 0 | 0 | 0 | 0 | 0 | 0 | 0 | 0 | 0 | 0 | 0 | 0 | 0 | 0 | 0 | 0 | 0 | 0
F2_Industrial_Paper and Printing_Existing_Process_Natural Gas_Process Cooling_E8 | F2 | Industrial | Paper and Printing | Existing | Process | Natural Gas | Process Cooling | E8 | TRC BC Ratio | 0 | 0 | 0 | 0 | 0 | 0 | 0 | 0 | 0 | 0 | 0 | 0 | 0 | 0 | 0 | 0 | 0 | 0 | 0 | 0 | 0 | 0 | 0 | 0 | 0 | 0 | 0 | 0 | 0 | 0
F2_Industrial_Paper and Printing_Existing_Process_Natural Gas_Process Cooling_E9 | F2 | Industrial | Paper and Printing | Existing | Process | Natural Gas | Process Cooling | E9 | TRC BC Ratio | 0 | 0 | 0 | 0 | 0 | 0 | 0 | 0 | 0 | 0 | 0 | 0 | 0 | 0 | 0 | 0 | 0 | 0 | 0 | 0 | 0 | 0 | 0 | 0 | 0 | 0 | 0 | 0 | 0 | 0
F2_Industrial_Paper and Printing_Existing_Process_Natural Gas_Process Cooling_E10 | F2 | Industrial | Paper and Printing | Existing | Process | Natural Gas | Process Cooling | E10 | TRC BC Ratio | 0 | 0 | 0 | 0 | 0 | 0 | 0 | 0 | 0 | 0 | 0 | 0 | 0 | 0 | 0 | 0 | 0 | 0 | 0 | 0 | 0 | 0 | 0 | 0 | 0 | 0 | 0 | 0 | 0 | 0
F3_Industrial_Paper and Printing_Existing_Process_Natural Gas_Process Cooling_E1 | F3 | Industrial | Paper and Printing | Existing | Process | Natural Gas | Process Cooling | E1 | PACT BC Ratio | 0.9 | 0.9 | 0.9 | 0.9 | 0.9 | 0.9 | 0.9 | 0.9 | 0.9 | 0.9 | 0.9 | 0.9 | 0.9 | 0.9 | 0.9 | 0.9 | 0.9 | 0.9 | 0.9 | 0.9 | 0.9 | 0.9 | 0 | 0 | 0 | 0 | 0 | 0 | 0 | 0
F3_Industrial_Paper and Printing_Existing_Process_Natural Gas_Process Cooling_E2 | F3 | Industrial | Paper and Printing | Existing | Process | Natural Gas | Process Cooling | E2 | PACT BC Ratio | 0 | 0 | 0 | 0 | 0 | 0 | 0 | 0 | 0 | 0 | 0 | 0 | 0 | 0 | 0 | 0 | 0 | 0 | 0 | 0 | 0 | 0 | 0 | 0 | 0 | 0 | 0 | 0 | 0 | 0
F3_Industrial_Paper and Printing_Existing_Process_Natural Gas_Process Cooling_E3 | F3 | Industrial | Paper and Printing | Existing | Process | Natural Gas | Process Cooling | E3 | PACT BC Ratio | 0 | 0 | 0 | 0 | 0 | 0 | 0 | 0 | 0 | 0 | 0 | 0 | 0 | 0 | 0 | 0 | 0 | 0 | 0 | 0 | 0 | 0 | 0 | 0 | 0 | 0 | 0 | 0 | 0 | 0
F3_Industrial_Paper and Printing_Existing_Process_Natural Gas_Process Cooling_E4 | F3 | Industrial | Paper and Printing | Existing | Process | Natural Gas | Process Cooling | E4 | PACT BC Ratio | 0 | 0 | 0 | 0 | 0 | 0 | 0 | 0 | 0 | 0 | 0 | 0 | 0 | 0 | 0 | 0 | 0 | 0 | 0 | 0 | 0 | 0 | 0 | 0 | 0 | 0 | 0 | 0 | 0 | 0
F3_Industrial_Paper and Printing_Existing_Process_Natural Gas_Process Cooling_E5 | F3 | Industrial | Paper and Printing | Existing | Process | Natural Gas | Process Cooling | E5 | PACT BC Ratio | 0 | 0 | 0 | 0 | 0 | 0 | 0 | 0 | 0 | 0 | 0 | 0 | 0 | 0 | 0 | 0 | 0 | 0 | 0 | 0 | 0 | 0 | 0 | 0 | 0 | 0 | 0 | 0 | 0 | 0
F3_Industrial_Paper and Printing_Existing_Process_Natural Gas_Process Cooling_E6 | F3 | Industrial | Paper and Printing | Existing | Process | Natural Gas | Process Cooling | E6 | PACT BC Ratio | 0 | 0 | 0 | 0 | 0 | 0 | 0 | 0 | 0 | 0 | 0 | 0 | 0 | 0 | 0 | 0 | 0 | 0 | 0 | 0 | 0 | 0 | 0 | 0 | 0 | 0 | 0 | 0 | 0 | 0
F3_Industrial_Paper and Printing_Existing_Process_Natural Gas_Process Cooling_E7 | F3 | Industrial | Paper and Printing | Existing | Process | Natural Gas | Process Cooling | E7 | PACT BC Ratio | 0 | 0 | 0 | 0 | 0 | 0 | 0 | 0 | 0 | 0 | 0 | 0 | 0 | 0 | 0 | 0 | 0 | 0 | 0 | 0 | 0 | 0 | 0 | 0 | 0 | 0 | 0 | 0 | 0 | 0
F3_Industrial_Paper and Printing_Existing_Process_Natural Gas_Process Cooling_E8 | F3 | Industrial | Paper and Printing | Existing | Process | Natural Gas | Process Cooling | E8 | PACT BC Ratio | 0 | 0 | 0 | 0 | 0 | 0 | 0 | 0 | 0 | 0 | 0 | 0 | 0 | 0 | 0 | 0 | 0 | 0 | 0 | 0 | 0 | 0 | 0 | 0 | 0 | 0 | 0 | 0 | 0 | 0
F3_Industrial_Paper and Printing_Existing_Process_Natural Gas_Process Cooling_E9 | F3 | Industrial | Paper and Printing | Existing | Process | Natural Gas | Process Cooling | E9 | PACT BC Ratio | 0 | 0 | 0 | 0 | 0 | 0 | 0 | 0 | 0 | 0 | 0 | 0 | 0 | 0 | 0 | 0 | 0 | 0 | 0 | 0 | 0 | 0 | 0 | 0 | 0 | 0 | 0 | 0 | 0 | 0
F3_Industrial_Paper and Printing_Existing_Process_Natural Gas_Process Cooling_E10 | F3 | Industrial | Paper and Printing | Existing | Process | Natural Gas | Process Cooling | E10 | PACT BC Ratio | 0 | 0 | 0 | 0 | 0 | 0 | 0 | 0 | 0 | 0 | 0 | 0 | 0 | 0 | 0 | 0 | 0 | 0 | 0 | 0 | 0 | 0 | 0 | 0 | 0 | 0 | 0 | 0 | 0 | 0
F4_Industrial_Paper and Printing_Existing_Process_Natural Gas_Process Cooling_E1 | F4 | Industrial | Paper and Printing | Existing | Process | Natural Gas | Process Cooling | E1 | PCT BC Ratio | 0.9 | 0.9 | 0.9 | 0.9 | 0.9 | 0.9 | 0.9 | 0.9 | 0.9 | 0.9 | 0.9 | 0.9 | 0.9 | 0.9 | 0.9 | 0.9 | 0.9 | 0.9 | 0.9 | 0.9 | 0.9 | 0.9 | 0 | 0 | 0 | 0 | 0 | 0 | 0 | 0
F4_Industrial_Paper and Printing_Existing_Process_Natural Gas_Process Cooling_E2 | F4 | Industrial | Paper and Printing | Existing | Process | Natural Gas | Process Cooling | E2 | PCT BC Ratio | 0 | 0 | 0 | 0 | 0 | 0 | 0 | 0 | 0 | 0 | 0 | 0 | 0 | 0 | 0 | 0 | 0 | 0 | 0 | 0 | 0 | 0 | 0 | 0 | 0 | 0 | 0 | 0 | 0 | 0
F4_Industrial_Paper and Printing_Existing_Process_Natural Gas_Process Cooling_E3 | F4 | Industrial | Paper and Printing | Existing | Process | Natural Gas | Process Cooling | E3 | PCT BC Ratio | 0 | 0 | 0 | 0 | 0 | 0 | 0 | 0 | 0 | 0 | 0 | 0 | 0 | 0 | 0 | 0 | 0 | 0 | 0 | 0 | 0 | 0 | 0 | 0 | 0 | 0 | 0 | 0 | 0 | 0
F4_Industrial_Paper and Printing_Existing_Process_Natural Gas_Process Cooling_E4 | F4 | Industrial | Paper and Printing | Existing | Process | Natural Gas | Process Cooling | E4 | PCT BC Ratio | 0 | 0 | 0 | 0 | 0 | 0 | 0 | 0 | 0 | 0 | 0 | 0 | 0 | 0 | 0 | 0 | 0 | 0 | 0 | 0 | 0 | 0 | 0 | 0 | 0 | 0 | 0 | 0 | 0 | 0
F4_Industrial_Paper and Printing_Existing_Process_Natural Gas_Process Cooling_E5 | F4 | Industrial | Paper and Printing | Existing | Process | Natural Gas | Process Cooling | E5 | PCT BC Ratio | 0 | 0 | 0 | 0 | 0 | 0 | 0 | 0 | 0 | 0 | 0 | 0 | 0 | 0 | 0 | 0 | 0 | 0 | 0 | 0 | 0 | 0 | 0 | 0 | 0 | 0 | 0 | 0 | 0 | 0
F4_Industrial_Paper and Printing_Existing_Process_Natural Gas_Process Cooling_E6 | F4 | Industrial | Paper and Printing | Existing | Process | Natural Gas | Process Cooling | E6 | PCT BC Ratio | 0 | 0 | 0 | 0 | 0 | 0 | 0 | 0 | 0 | 0 | 0 | 0 | 0 | 0 | 0 | 0 | 0 | 0 | 0 | 0 | 0 | 0 | 0 | 0 | 0 | 0 | 0 | 0 | 0 | 0
F4_Industrial_Paper and Printing_Existing_Process_Natural Gas_Process Cooling_E7 | F4 | Industrial | Paper and Printing | Existing | Process | Natural Gas | Process Cooling | E7 | PCT BC Ratio | 0 | 0 | 0 | 0 | 0 | 0 | 0 | 0 | 0 | 0 | 0 | 0 | 0 | 0 | 0 | 0 | 0 | 0 | 0 | 0 | 0 | 0 | 0 | 0 | 0 | 0 | 0 | 0 | 0 | 0
F4_Industrial_Paper and Printing_Existing_Process_Natural Gas_Process Cooling_E8 | F4 | Industrial | Paper and Printing | Existing | Process | Natural Gas | Process Cooling | E8 | PCT BC Ratio | 0 | 0 | 0 | 0 | 0 | 0 | 0 | 0 | 0 | 0 | 0 | 0 | 0 | 0 | 0 | 0 | 0 | 0 | 0 | 0 | 0 | 0 | 0 | 0 | 0 | 0 | 0 | 0 | 0 | 0
F4_Industrial_Paper and Printing_Existing_Process_Natural Gas_Process Cooling_E9 | F4 | Industrial | Paper and Printing | Existing | Process | Natural Gas | Process Cooling | E9 | PCT BC Ratio | 0 | 0 | 0 | 0 | 0 | 0 | 0 | 0 | 0 | 0 | 0 | 0 | 0 | 0 | 0 | 0 | 0 | 0 | 0 | 0 | 0 | 0 | 0 | 0 | 0 | 0 | 0 | 0 | 0 | 0
F4_Industrial_Paper and Printing_Existing_Process_Natural Gas_Process Cooling_E10 | F4 | Industrial | Paper and Printing | Existing | Process | Natural Gas | Process Cooling | E10 | PCT BC Ratio | 0 | 0 | 0 | 0 | 0 | 0 | 0 | 0 | 0 | 0 | 0 | 0 | 0 | 0 | 0 | 0 | 0 | 0 | 0 | 0 | 0 | 0 | 0 | 0 | 0 | 0 | 0 | 0 | 0 | 0
F5_Industrial_Paper and Printing_Existing_Process_Natural Gas_Process Cooling_E1 | F5 | Industrial | Paper and Printing | Existing | Process | Natural Gas | Process Cooling | E1 | RIM BC Ratio | 0.9 | 0.9 | 0.9 | 0.9 | 0.9 | 0.9 | 0.9 | 0.9 | 0.9 | 0.9 | 0.9 | 0.9 | 0.9 | 0.9 | 0.9 | 0.9 | 0.9 | 0.9 | 0.9 | 0.9 | 0.9 | 0.9 | 0 | 0 | 0 | 0 | 0 | 0 | 0 | 0
F5_Industrial_Paper and Printing_Existing_Process_Natural Gas_Process Cooling_E2 | F5 | Industrial | Paper and Printing | Existing | Process | Natural Gas | Process Cooling | E2 | RIM BC Ratio | 0 | 0 | 0 | 0 | 0 | 0 | 0 | 0 | 0 | 0 | 0 | 0 | 0 | 0 | 0 | 0 | 0 | 0 | 0 | 0 | 0 | 0 | 0 | 0 | 0 | 0 | 0 | 0 | 0 | 0
F5_Industrial_Paper and Printing_Existing_Process_Natural Gas_Process Cooling_E3 | F5 | Industrial | Paper and Printing | Existing | Process | Natural Gas | Process Cooling | E3 | RIM BC Ratio | 0 | 0 | 0 | 0 | 0 | 0 | 0 | 0 | 0 | 0 | 0 | 0 | 0 | 0 | 0 | 0 | 0 | 0 | 0 | 0 | 0 | 0 | 0 | 0 | 0 | 0 | 0 | 0 | 0 | 0
F5_Industrial_Paper and Printing_Existing_Process_Natural Gas_Process Cooling_E4 | F5 | Industrial | Paper and Printing | Existing | Process | Natural Gas | Process Cooling | E4 | RIM BC Ratio | 0 | 0 | 0 | 0 | 0 | 0 | 0 | 0 | 0 | 0 | 0 | 0 | 0 | 0 | 0 | 0 | 0 | 0 | 0 | 0 | 0 | 0 | 0 | 0 | 0 | 0 | 0 | 0 | 0 | 0
F5_Industrial_Paper and Printing_Existing_Process_Natural Gas_Process Cooling_E5 | F5 | Industrial | Paper and Printing | Existing | Process | Natural Gas | Process Cooling | E5 | RIM BC Ratio | 0 | 0 | 0 | 0 | 0 | 0 | 0 | 0 | 0 | 0 | 0 | 0 | 0 | 0 | 0 | 0 | 0 | 0 | 0 | 0 | 0 | 0 | 0 | 0 | 0 | 0 | 0 | 0 | 0 | 0
F5_Industrial_Paper and Printing_Existing_Process_Natural Gas_Process Cooling_E6 | F5 | Industrial | Paper and Printing | Existing | Process | Natural Gas | Process Cooling | E6 | RIM BC Ratio | 0 | 0 | 0 | 0 | 0 | 0 | 0 | 0 | 0 | 0 | 0 | 0 | 0 | 0 | 0 | 0 | 0 | 0 | 0 | 0 | 0 | 0 | 0 | 0 | 0 | 0 | 0 | 0 | 0 | 0
F5_Industrial_Paper and Printing_Existing_Process_Natural Gas_Process Cooling_E7 | F5 | Industrial | Paper and Printing | Existing | Process | Natural Gas | Process Cooling | E7 | RIM BC Ratio | 0 | 0 | 0 | 0 | 0 | 0 | 0 | 0 | 0 | 0 | 0 | 0 | 0 | 0 | 0 | 0 | 0 | 0 | 0 | 0 | 0 | 0 | 0 | 0 | 0 | 0 | 0 | 0 | 0 | 0
F5_Industrial_Paper and Printing_Existing_Process_Natural Gas_Process Cooling_E8 | F5 | Industrial | Paper and Printing | Existing | Process | Natural Gas | Process Cooling | E8 | RIM BC Ratio | 0 | 0 | 0 | 0 | 0 | 0 | 0 | 0 | 0 | 0 | 0 | 0 | 0 | 0 | 0 | 0 | 0 | 0 | 0 | 0 | 0 | 0 | 0 | 0 | 0 | 0 | 0 | 0 | 0 | 0
F5_Industrial_Paper and Printing_Existing_Process_Natural Gas_Process Cooling_E9 | F5 | Industrial | Paper and Printing | Existing | Process | Natural Gas | Process Cooling | E9 | RIM BC Ratio | 0 | 0 | 0 | 0 | 0 | 0 | 0 | 0 | 0 | 0 | 0 | 0 | 0 | 0 | 0 | 0 | 0 | 0 | 0 | 0 | 0 | 0 | 0 | 0 | 0 | 0 | 0 | 0 | 0 | 0
F5_Industrial_Paper and Printing_Existing_Process_Natural Gas_Process Cooling_E10 | F5 | Industrial | Paper and Printing | Existing | Process | Natural Gas | Process Cooling | E10 | RIM BC Ratio | 0 | 0 | 0 | 0 | 0 | 0 | 0 | 0 | 0 | 0 | 0 | 0 | 0 | 0 | 0 | 0 | 0 | 0 | 0 | 0 | 0 | 0 | 0 | 0 | 0 | 0 | 0 | 0 | 0 | 0
F0_Industrial_Paper and Printing_Existing_Process_Natural Gas_Other Process_E0 | F0 | Industrial | Paper and Printing | Existing | Process | Natural Gas | Other Process | E0 | Economic Unit | Standard | Standard | Standard | Standard | Standard | Standard | Standard | Standard | Standard | Standard | Standard | Standard | Standard | Standard | Standard | Standard | Standard | Standard | Standard | Standard | Standard | Standard | 0 | 0 | 0 | 0 | 0 | 0 | 0 | 0
F1_Industrial_Paper and Printing_Existing_Process_Natural Gas_Other Process_E1 | F1 | Industrial | Paper and Printing | Existing | Process | Natural Gas | Other Process | E1 | CCE | 0 | 0 | 0 | 0 | 0 | 0 | 0 | 0 | 0 | 0 | 0 | 0 | 0 | 0 | 0 | 0 | 0 | 0 | 0 | 0 | 0 | 0 | 0 | 0 | 0 | 0 | 0 | 0 | 0 | 0
F1_Industrial_Paper and Printing_Existing_Process_Natural Gas_Other Process_E2 | F1 | Industrial | Paper and Printing | Existing | Process | Natural Gas | Other Process | E2 | CCE | 0 | 0 | 0 | 0 | 0 | 0 | 0 | 0 | 0 | 0 | 0 | 0 | 0 | 0 | 0 | 0 | 0 | 0 | 0 | 0 | 0 | 0 | 0 | 0 | 0 | 0 | 0 | 0 | 0 | 0
F1_Industrial_Paper and Printing_Existing_Process_Natural Gas_Other Process_E3 | F1 | Industrial | Paper and Printing | Existing | Process | Natural Gas | Other Process | E3 | CCE | 0 | 0 | 0 | 0 | 0 | 0 | 0 | 0 | 0 | 0 | 0 | 0 | 0 | 0 | 0 | 0 | 0 | 0 | 0 | 0 | 0 | 0 | 0 | 0 | 0 | 0 | 0 | 0 | 0 | 0
F1_Industrial_Paper and Printing_Existing_Process_Natural Gas_Other Process_E4 | F1 | Industrial | Paper and Printing | Existing | Process | Natural Gas | Other Process | E4 | CCE | 0 | 0 | 0 | 0 | 0 | 0 | 0 | 0 | 0 | 0 | 0 | 0 | 0 | 0 | 0 | 0 | 0 | 0 | 0 | 0 | 0 | 0 | 0 | 0 | 0 | 0 | 0 | 0 | 0 | 0
F1_Industrial_Paper and Printing_Existing_Process_Natural Gas_Other Process_E5 | F1 | Industrial | Paper and Printing | Existing | Process | Natural Gas | Other Process | E5 | CCE | 0 | 0 | 0 | 0 | 0 | 0 | 0 | 0 | 0 | 0 | 0 | 0 | 0 | 0 | 0 | 0 | 0 | 0 | 0 | 0 | 0 | 0 | 0 | 0 | 0 | 0 | 0 | 0 | 0 | 0
F1_Industrial_Paper and Printing_Existing_Process_Natural Gas_Other Process_E6 | F1 | Industrial | Paper and Printing | Existing | Process | Natural Gas | Other Process | E6 | CCE | 0 | 0 | 0 | 0 | 0 | 0 | 0 | 0 | 0 | 0 | 0 | 0 | 0 | 0 | 0 | 0 | 0 | 0 | 0 | 0 | 0 | 0 | 0 | 0 | 0 | 0 | 0 | 0 | 0 | 0
F1_Industrial_Paper and Printing_Existing_Process_Natural Gas_Other Process_E7 | F1 | Industrial | Paper and Printing | Existing | Process | Natural Gas | Other Process | E7 | CCE | 0 | 0 | 0 | 0 | 0 | 0 | 0 | 0 | 0 | 0 | 0 | 0 | 0 | 0 | 0 | 0 | 0 | 0 | 0 | 0 | 0 | 0 | 0 | 0 | 0 | 0 | 0 | 0 | 0 | 0
F1_Industrial_Paper and Printing_Existing_Process_Natural Gas_Other Process_E8 | F1 | Industrial | Paper and Printing | Existing | Process | Natural Gas | Other Process | E8 | CCE | 0 | 0 | 0 | 0 | 0 | 0 | 0 | 0 | 0 | 0 | 0 | 0 | 0 | 0 | 0 | 0 | 0 | 0 | 0 | 0 | 0 | 0 | 0 | 0 | 0 | 0 | 0 | 0 | 0 | 0
F1_Industrial_Paper and Printing_Existing_Process_Natural Gas_Other Process_E9 | F1 | Industrial | Paper and Printing | Existing | Process | Natural Gas | Other Process | E9 | CCE | 0 | 0 | 0 | 0 | 0 | 0 | 0 | 0 | 0 | 0 | 0 | 0 | 0 | 0 | 0 | 0 | 0 | 0 | 0 | 0 | 0 | 0 | 0 | 0 | 0 | 0 | 0 | 0 | 0 | 0
F1_Industrial_Paper and Printing_Existing_Process_Natural Gas_Other Process_E10 | F1 | Industrial | Paper and Printing | Existing | Process | Natural Gas | Other Process | E10 | CCE | 0 | 0 | 0 | 0 | 0 | 0 | 0 | 0 | 0 | 0 | 0 | 0 | 0 | 0 | 0 | 0 | 0 | 0 | 0 | 0 | 0 | 0 | 0 | 0 | 0 | 0 | 0 | 0 | 0 | 0
F2_Industrial_Paper and Printing_Existing_Process_Natural Gas_Other Process_E1 | F2 | Industrial | Paper and Printing | Existing | Process | Natural Gas | Other Process | E1 | TRC BC Ratio | 0.9 | 0.9 | 0.9 | 0.9 | 0.9 | 0.9 | 0.9 | 0.9 | 0.9 | 0.9 | 0.9 | 0.9 | 0.9 | 0.9 | 0.9 | 0.9 | 0.9 | 0.9 | 0.9 | 0.9 | 0.9 | 0.9 | 0 | 0 | 0 | 0 | 0 | 0 | 0 | 0
F2_Industrial_Paper and Printing_Existing_Process_Natural Gas_Other Process_E2 | F2 | Industrial | Paper and Printing | Existing | Process | Natural Gas | Other Process | E2 | TRC BC Ratio | 0 | 0 | 0 | 0 | 0 | 0 | 0 | 0 | 0 | 0 | 0 | 0 | 0 | 0 | 0 | 0 | 0 | 0 | 0 | 0 | 0 | 0 | 0 | 0 | 0 | 0 | 0 | 0 | 0 | 0
F2_Industrial_Paper and Printing_Existing_Process_Natural Gas_Other Process_E3 | F2 | Industrial | Paper and Printing | Existing | Process | Natural Gas | Other Process | E3 | TRC BC Ratio | 0 | 0 | 0 | 0 | 0 | 0 | 0 | 0 | 0 | 0 | 0 | 0 | 0 | 0 | 0 | 0 | 0 | 0 | 0 | 0 | 0 | 0 | 0 | 0 | 0 | 0 | 0 | 0 | 0 | 0
F2_Industrial_Paper and Printing_Existing_Process_Natural Gas_Other Process_E4 | F2 | Industrial | Paper and Printing | Existing | Process | Natural Gas | Other Process | E4 | TRC BC Ratio | 0 | 0 | 0 | 0 | 0 | 0 | 0 | 0 | 0 | 0 | 0 | 0 | 0 | 0 | 0 | 0 | 0 | 0 | 0 | 0 | 0 | 0 | 0 | 0 | 0 | 0 | 0 | 0 | 0 | 0
F2_Industrial_Paper and Printing_Existing_Process_Natural Gas_Other Process_E5 | F2 | Industrial | Paper and Printing | Existing | Process | Natural Gas | Other Process | E5 | TRC BC Ratio | 0 | 0 | 0 | 0 | 0 | 0 | 0 | 0 | 0 | 0 | 0 | 0 | 0 | 0 | 0 | 0 | 0 | 0 | 0 | 0 | 0 | 0 | 0 | 0 | 0 | 0 | 0 | 0 | 0 | 0
F2_Industrial_Paper and Printing_Existing_Process_Natural Gas_Other Process_E6 | F2 | Industrial | Paper and Printing | Existing | Process | Natural Gas | Other Process | E6 | TRC BC Ratio | 0 | 0 | 0 | 0 | 0 | 0 | 0 | 0 | 0 | 0 | 0 | 0 | 0 | 0 | 0 | 0 | 0 | 0 | 0 | 0 | 0 | 0 | 0 | 0 | 0 | 0 | 0 | 0 | 0 | 0
F2_Industrial_Paper and Printing_Existing_Process_Natural Gas_Other Process_E7 | F2 | Industrial | Paper and Printing | Existing | Process | Natural Gas | Other Process | E7 | TRC BC Ratio | 0 | 0 | 0 | 0 | 0 | 0 | 0 | 0 | 0 | 0 | 0 | 0 | 0 | 0 | 0 | 0 | 0 | 0 | 0 | 0 | 0 | 0 | 0 | 0 | 0 | 0 | 0 | 0 | 0 | 0
F2_Industrial_Paper and Printing_Existing_Process_Natural Gas_Other Process_E8 | F2 | Industrial | Paper and Printing | Existing | Process | Natural Gas | Other Process | E8 | TRC BC Ratio | 0 | 0 | 0 | 0 | 0 | 0 | 0 | 0 | 0 | 0 | 0 | 0 | 0 | 0 | 0 | 0 | 0 | 0 | 0 | 0 | 0 | 0 | 0 | 0 | 0 | 0 | 0 | 0 | 0 | 0
F2_Industrial_Paper and Printing_Existing_Process_Natural Gas_Other Process_E9 | F2 | Industrial | Paper and Printing | Existing | Process | Natural Gas | Other Process | E9 | TRC BC Ratio | 0 | 0 | 0 | 0 | 0 | 0 | 0 | 0 | 0 | 0 | 0 | 0 | 0 | 0 | 0 | 0 | 0 | 0 | 0 | 0 | 0 | 0 | 0 | 0 | 0 | 0 | 0 | 0 | 0 | 0
F2_Industrial_Paper and Printing_Existing_Process_Natural Gas_Other Process_E10 | F2 | Industrial | Paper and Printing | Existing | Process | Natural Gas | Other Process | E10 | TRC BC Ratio | 0 | 0 | 0 | 0 | 0 | 0 | 0 | 0 | 0 | 0 | 0 | 0 | 0 | 0 | 0 | 0 | 0 | 0 | 0 | 0 | 0 | 0 | 0 | 0 | 0 | 0 | 0 | 0 | 0 | 0
F3_Industrial_Paper and Printing_Existing_Process_Natural Gas_Other Process_E1 | F3 | Industrial | Paper and Printing | Existing | Process | Natural Gas | Other Process | E1 | PACT BC Ratio | 0.9 | 0.9 | 0.9 | 0.9 | 0.9 | 0.9 | 0.9 | 0.9 | 0.9 | 0.9 | 0.9 | 0.9 | 0.9 | 0.9 | 0.9 | 0.9 | 0.9 | 0.9 | 0.9 | 0.9 | 0.9 | 0.9 | 0 | 0 | 0 | 0 | 0 | 0 | 0 | 0
F3_Industrial_Paper and Printing_Existing_Process_Natural Gas_Other Process_E2 | F3 | Industrial | Paper and Printing | Existing | Process | Natural Gas | Other Process | E2 | PACT BC Ratio | 0 | 0 | 0 | 0 | 0 | 0 | 0 | 0 | 0 | 0 | 0 | 0 | 0 | 0 | 0 | 0 | 0 | 0 | 0 | 0 | 0 | 0 | 0 | 0 | 0 | 0 | 0 | 0 | 0 | 0
F3_Industrial_Paper and Printing_Existing_Process_Natural Gas_Other Process_E3 | F3 | Industrial | Paper and Printing | Existing | Process | Natural Gas | Other Process | E3 | PACT BC Ratio | 0 | 0 | 0 | 0 | 0 | 0 | 0 | 0 | 0 | 0 | 0 | 0 | 0 | 0 | 0 | 0 | 0 | 0 | 0 | 0 | 0 | 0 | 0 | 0 | 0 | 0 | 0 | 0 | 0 | 0
F3_Industrial_Paper and Printing_Existing_Process_Natural Gas_Other Process_E4 | F3 | Industrial | Paper and Printing | Existing | Process | Natural Gas | Other Process | E4 | PACT BC Ratio | 0 | 0 | 0 | 0 | 0 | 0 | 0 | 0 | 0 | 0 | 0 | 0 | 0 | 0 | 0 | 0 | 0 | 0 | 0 | 0 | 0 | 0 | 0 | 0 | 0 | 0 | 0 | 0 | 0 | 0
F3_Industrial_Paper and Printing_Existing_Process_Natural Gas_Other Process_E5 | F3 | Industrial | Paper and Printing | Existing | Process | Natural Gas | Other Process | E5 | PACT BC Ratio | 0 | 0 | 0 | 0 | 0 | 0 | 0 | 0 | 0 | 0 | 0 | 0 | 0 | 0 | 0 | 0 | 0 | 0 | 0 | 0 | 0 | 0 | 0 | 0 | 0 | 0 | 0 | 0 | 0 | 0
F3_Industrial_Paper and Printing_Existing_Process_Natural Gas_Other Process_E6 | F3 | Industrial | Paper and Printing | Existing | Process | Natural Gas | Other Process | E6 | PACT BC Ratio | 0 | 0 | 0 | 0 | 0 | 0 | 0 | 0 | 0 | 0 | 0 | 0 | 0 | 0 | 0 | 0 | 0 | 0 | 0 | 0 | 0 | 0 | 0 | 0 | 0 | 0 | 0 | 0 | 0 | 0
F3_Industrial_Paper and Printing_Existing_Process_Natural Gas_Other Process_E7 | F3 | Industrial | Paper and Printing | Existing | Process | Natural Gas | Other Process | E7 | PACT BC Ratio | 0 | 0 | 0 | 0 | 0 | 0 | 0 | 0 | 0 | 0 | 0 | 0 | 0 | 0 | 0 | 0 | 0 | 0 | 0 | 0 | 0 | 0 | 0 | 0 | 0 | 0 | 0 | 0 | 0 | 0
F3_Industrial_Paper and Printing_Existing_Process_Natural Gas_Other Process_E8 | F3 | Industrial | Paper and Printing | Existing | Process | Natural Gas | Other Process | E8 | PACT BC Ratio | 0 | 0 | 0 | 0 | 0 | 0 | 0 | 0 | 0 | 0 | 0 | 0 | 0 | 0 | 0 | 0 | 0 | 0 | 0 | 0 | 0 | 0 | 0 | 0 | 0 | 0 | 0 | 0 | 0 | 0
F3_Industrial_Paper and Printing_Existing_Process_Natural Gas_Other Process_E9 | F3 | Industrial | Paper and Printing | Existing | Process | Natural Gas | Other Process | E9 | PACT BC Ratio | 0 | 0 | 0 | 0 | 0 | 0 | 0 | 0 | 0 | 0 | 0 | 0 | 0 | 0 | 0 | 0 | 0 | 0 | 0 | 0 | 0 | 0 | 0 | 0 | 0 | 0 | 0 | 0 | 0 | 0
F3_Industrial_Paper and Printing_Existing_Process_Natural Gas_Other Process_E10 | F3 | Industrial | Paper and Printing | Existing | Process | Natural Gas | Other Process | E10 | PACT BC Ratio | 0 | 0 | 0 | 0 | 0 | 0 | 0 | 0 | 0 | 0 | 0 | 0 | 0 | 0 | 0 | 0 | 0 | 0 | 0 | 0 | 0 | 0 | 0 | 0 | 0 | 0 | 0 | 0 | 0 | 0
F4_Industrial_Paper and Printing_Existing_Process_Natural Gas_Other Process_E1 | F4 | Industrial | Paper and Printing | Existing | Process | Natural Gas | Other Process | E1 | PCT BC Ratio | 0.9 | 0.9 | 0.9 | 0.9 | 0.9 | 0.9 | 0.9 | 0.9 | 0.9 | 0.9 | 0.9 | 0.9 | 0.9 | 0.9 | 0.9 | 0.9 | 0.9 | 0.9 | 0.9 | 0.9 | 0.9 | 0.9 | 0 | 0 | 0 | 0 | 0 | 0 | 0 | 0
F4_Industrial_Paper and Printing_Existing_Process_Natural Gas_Other Process_E2 | F4 | Industrial | Paper and Printing | Existing | Process | Natural Gas | Other Process | E2 | PCT BC Ratio | 0 | 0 | 0 | 0 | 0 | 0 | 0 | 0 | 0 | 0 | 0 | 0 | 0 | 0 | 0 | 0 | 0 | 0 | 0 | 0 | 0 | 0 | 0 | 0 | 0 | 0 | 0 | 0 | 0 | 0
F4_Industrial_Paper and Printing_Existing_Process_Natural Gas_Other Process_E3 | F4 | Industrial | Paper and Printing | Existing | Process | Natural Gas | Other Process | E3 | PCT BC Ratio | 0 | 0 | 0 | 0 | 0 | 0 | 0 | 0 | 0 | 0 | 0 | 0 | 0 | 0 | 0 | 0 | 0 | 0 | 0 | 0 | 0 | 0 | 0 | 0 | 0 | 0 | 0 | 0 | 0 | 0
F4_Industrial_Paper and Printing_Existing_Process_Natural Gas_Other Process_E4 | F4 | Industrial | Paper and Printing | Existing | Process | Natural Gas | Other Process | E4 | PCT BC Ratio | 0 | 0 | 0 | 0 | 0 | 0 | 0 | 0 | 0 | 0 | 0 | 0 | 0 | 0 | 0 | 0 | 0 | 0 | 0 | 0 | 0 | 0 | 0 | 0 | 0 | 0 | 0 | 0 | 0 | 0
F4_Industrial_Paper and Printing_Existing_Process_Natural Gas_Other Process_E5 | F4 | Industrial | Paper and Printing | Existing | Process | Natural Gas | Other Process | E5 | PCT BC Ratio | 0 | 0 | 0 | 0 | 0 | 0 | 0 | 0 | 0 | 0 | 0 | 0 | 0 | 0 | 0 | 0 | 0 | 0 | 0 | 0 | 0 | 0 | 0 | 0 | 0 | 0 | 0 | 0 | 0 | 0
F4_Industrial_Paper and Printing_Existing_Process_Natural Gas_Other Process_E6 | F4 | Industrial | Paper and Printing | Existing | Process | Natural Gas | Other Process | E6 | PCT BC Ratio | 0 | 0 | 0 | 0 | 0 | 0 | 0 | 0 | 0 | 0 | 0 | 0 | 0 | 0 | 0 | 0 | 0 | 0 | 0 | 0 | 0 | 0 | 0 | 0 | 0 | 0 | 0 | 0 | 0 | 0
F4_Industrial_Paper and Printing_Existing_Process_Natural Gas_Other Process_E7 | F4 | Industrial | Paper and Printing | Existing | Process | Natural Gas | Other Process | E7 | PCT BC Ratio | 0 | 0 | 0 | 0 | 0 | 0 | 0 | 0 | 0 | 0 | 0 | 0 | 0 | 0 | 0 | 0 | 0 | 0 | 0 | 0 | 0 | 0 | 0 | 0 | 0 | 0 | 0 | 0 | 0 | 0
F4_Industrial_Paper and Printing_Existing_Process_Natural Gas_Other Process_E8 | F4 | Industrial | Paper and Printing | Existing | Process | Natural Gas | Other Process | E8 | PCT BC Ratio | 0 | 0 | 0 | 0 | 0 | 0 | 0 | 0 | 0 | 0 | 0 | 0 | 0 | 0 | 0 | 0 | 0 | 0 | 0 | 0 | 0 | 0 | 0 | 0 | 0 | 0 | 0 | 0 | 0 | 0
F4_Industrial_Paper and Printing_Existing_Process_Natural Gas_Other Process_E9 | F4 | Industrial | Paper and Printing | Existing | Process | Natural Gas | Other Process | E9 | PCT BC Ratio | 0 | 0 | 0 | 0 | 0 | 0 | 0 | 0 | 0 | 0 | 0 | 0 | 0 | 0 | 0 | 0 | 0 | 0 | 0 | 0 | 0 | 0 | 0 | 0 | 0 | 0 | 0 | 0 | 0 | 0
F4_Industrial_Paper and Printing_Existing_Process_Natural Gas_Other Process_E10 | F4 | Industrial | Paper and Printing | Existing | Process | Natural Gas | Other Process | E10 | PCT BC Ratio | 0 | 0 | 0 | 0 | 0 | 0 | 0 | 0 | 0 | 0 | 0 | 0 | 0 | 0 | 0 | 0 | 0 | 0 | 0 | 0 | 0 | 0 | 0 | 0 | 0 | 0 | 0 | 0 | 0 | 0
F5_Industrial_Paper and Printing_Existing_Process_Natural Gas_Other Process_E1 | F5 | Industrial | Paper and Printing | Existing | Process | Natural Gas | Other Process | E1 | RIM BC Ratio | 0.9 | 0.9 | 0.9 | 0.9 | 0.9 | 0.9 | 0.9 | 0.9 | 0.9 | 0.9 | 0.9 | 0.9 | 0.9 | 0.9 | 0.9 | 0.9 | 0.9 | 0.9 | 0.9 | 0.9 | 0.9 | 0.9 | 0 | 0 | 0 | 0 | 0 | 0 | 0 | 0
F5_Industrial_Paper and Printing_Existing_Process_Natural Gas_Other Process_E2 | F5 | Industrial | Paper and Printing | Existing | Process | Natural Gas | Other Process | E2 | RIM BC Ratio | 0 | 0 | 0 | 0 | 0 | 0 | 0 | 0 | 0 | 0 | 0 | 0 | 0 | 0 | 0 | 0 | 0 | 0 | 0 | 0 | 0 | 0 | 0 | 0 | 0 | 0 | 0 | 0 | 0 | 0
F5_Industrial_Paper and Printing_Existing_Process_Natural Gas_Other Process_E3 | F5 | Industrial | Paper and Printing | Existing | Process | Natural Gas | Other Process | E3 | RIM BC Ratio | 0 | 0 | 0 | 0 | 0 | 0 | 0 | 0 | 0 | 0 | 0 | 0 | 0 | 0 | 0 | 0 | 0 | 0 | 0 | 0 | 0 | 0 | 0 | 0 | 0 | 0 | 0 | 0 | 0 | 0
F5_Industrial_Paper and Printing_Existing_Process_Natural Gas_Other Process_E4 | F5 | Industrial | Paper and Printing | Existing | Process | Natural Gas | Other Process | E4 | RIM BC Ratio | 0 | 0 | 0 | 0 | 0 | 0 | 0 | 0 | 0 | 0 | 0 | 0 | 0 | 0 | 0 | 0 | 0 | 0 | 0 | 0 | 0 | 0 | 0 | 0 | 0 | 0 | 0 | 0 | 0 | 0
F5_Industrial_Paper and Printing_Existing_Process_Natural Gas_Other Process_E5 | F5 | Industrial | Paper and Printing | Existing | Process | Natural Gas | Other Process | E5 | RIM BC Ratio | 0 | 0 | 0 | 0 | 0 | 0 | 0 | 0 | 0 | 0 | 0 | 0 | 0 | 0 | 0 | 0 | 0 | 0 | 0 | 0 | 0 | 0 | 0 | 0 | 0 | 0 | 0 | 0 | 0 | 0
F5_Industrial_Paper and Printing_Existing_Process_Natural Gas_Other Process_E6 | F5 | Industrial | Paper and Printing | Existing | Process | Natural Gas | Other Process | E6 | RIM BC Ratio | 0 | 0 | 0 | 0 | 0 | 0 | 0 | 0 | 0 | 0 | 0 | 0 | 0 | 0 | 0 | 0 | 0 | 0 | 0 | 0 | 0 | 0 | 0 | 0 | 0 | 0 | 0 | 0 | 0 | 0
F5_Industrial_Paper and Printing_Existing_Process_Natural Gas_Other Process_E7 | F5 | Industrial | Paper and Printing | Existing | Process | Natural Gas | Other Process | E7 | RIM BC Ratio | 0 | 0 | 0 | 0 | 0 | 0 | 0 | 0 | 0 | 0 | 0 | 0 | 0 | 0 | 0 | 0 | 0 | 0 | 0 | 0 | 0 | 0 | 0 | 0 | 0 | 0 | 0 | 0 | 0 | 0
F5_Industrial_Paper and Printing_Existing_Process_Natural Gas_Other Process_E8 | F5 | Industrial | Paper and Printing | Existing | Process | Natural Gas | Other Process | E8 | RIM BC Ratio | 0 | 0 | 0 | 0 | 0 | 0 | 0 | 0 | 0 | 0 | 0 | 0 | 0 | 0 | 0 | 0 | 0 | 0 | 0 | 0 | 0 | 0 | 0 | 0 | 0 | 0 | 0 | 0 | 0 | 0
F5_Industrial_Paper and Printing_Existing_Process_Natural Gas_Other Process_E9 | F5 | Industrial | Paper and Printing | Existing | Process | Natural Gas | Other Process | E9 | RIM BC Ratio | 0 | 0 | 0 | 0 | 0 | 0 | 0 | 0 | 0 | 0 | 0 | 0 | 0 | 0 | 0 | 0 | 0 | 0 | 0 | 0 | 0 | 0 | 0 | 0 | 0 | 0 | 0 | 0 | 0 | 0
F5_Industrial_Paper and Printing_Existing_Process_Natural Gas_Other Process_E10 | F5 | Industrial | Paper and Printing | Existing | Process | Natural Gas | Other Process | E10 | RIM BC Ratio | 0 | 0 | 0 | 0 | 0 | 0 | 0 | 0 | 0 | 0 | 0 | 0 | 0 | 0 | 0 | 0 | 0 | 0 | 0 | 0 | 0 | 0 | 0 | 0 | 0 | 0 | 0 | 0 | 0 | 0
F0_Industrial_Paper and Printing_Existing_Miscellaneous_Natural Gas_Miscellaneous_E0 | F0 | Industrial | Paper and Printing | Existing | Miscellaneous | Natural Gas | Miscellaneous | E0 | Economic Unit | Standard | Standard | Standard | Standard | Standard | Standard | Standard | Standard | Standard | Standard | Standard | Standard | Standard | Standard | Standard | Standard | Standard | Standard | Standard | Standard | Standard | Standard | 0 | 0 | 0 | 0 | 0 | 0 | 0 | 0
F1_Industrial_Paper and Printing_Existing_Miscellaneous_Natural Gas_Miscellaneous_E1 | F1 | Industrial | Paper and Printing | Existing | Miscellaneous | Natural Gas | Miscellaneous | E1 | CCE | 0 | 0 | 0 | 0 | 0 | 0 | 0 | 0 | 0 | 0 | 0 | 0 | 0 | 0 | 0 | 0 | 0 | 0 | 0 | 0 | 0 | 0 | 0 | 0 | 0 | 0 | 0 | 0 | 0 | 0
F1_Industrial_Paper and Printing_Existing_Miscellaneous_Natural Gas_Miscellaneous_E2 | F1 | Industrial | Paper and Printing | Existing | Miscellaneous | Natural Gas | Miscellaneous | E2 | CCE | 0 | 0 | 0 | 0 | 0 | 0 | 0 | 0 | 0 | 0 | 0 | 0 | 0 | 0 | 0 | 0 | 0 | 0 | 0 | 0 | 0 | 0 | 0 | 0 | 0 | 0 | 0 | 0 | 0 | 0
F1_Industrial_Paper and Printing_Existing_Miscellaneous_Natural Gas_Miscellaneous_E3 | F1 | Industrial | Paper and Printing | Existing | Miscellaneous | Natural Gas | Miscellaneous | E3 | CCE | 0 | 0 | 0 | 0 | 0 | 0 | 0 | 0 | 0 | 0 | 0 | 0 | 0 | 0 | 0 | 0 | 0 | 0 | 0 | 0 | 0 | 0 | 0 | 0 | 0 | 0 | 0 | 0 | 0 | 0
F1_Industrial_Paper and Printing_Existing_Miscellaneous_Natural Gas_Miscellaneous_E4 | F1 | Industrial | Paper and Printing | Existing | Miscellaneous | Natural Gas | Miscellaneous | E4 | CCE | 0 | 0 | 0 | 0 | 0 | 0 | 0 | 0 | 0 | 0 | 0 | 0 | 0 | 0 | 0 | 0 | 0 | 0 | 0 | 0 | 0 | 0 | 0 | 0 | 0 | 0 | 0 | 0 | 0 | 0
F1_Industrial_Paper and Printing_Existing_Miscellaneous_Natural Gas_Miscellaneous_E5 | F1 | Industrial | Paper and Printing | Existing | Miscellaneous | Natural Gas | Miscellaneous | E5 | CCE | 0 | 0 | 0 | 0 | 0 | 0 | 0 | 0 | 0 | 0 | 0 | 0 | 0 | 0 | 0 | 0 | 0 | 0 | 0 | 0 | 0 | 0 | 0 | 0 | 0 | 0 | 0 | 0 | 0 | 0
F1_Industrial_Paper and Printing_Existing_Miscellaneous_Natural Gas_Miscellaneous_E6 | F1 | Industrial | Paper and Printing | Existing | Miscellaneous | Natural Gas | Miscellaneous | E6 | CCE | 0 | 0 | 0 | 0 | 0 | 0 | 0 | 0 | 0 | 0 | 0 | 0 | 0 | 0 | 0 | 0 | 0 | 0 | 0 | 0 | 0 | 0 | 0 | 0 | 0 | 0 | 0 | 0 | 0 | 0
F1_Industrial_Paper and Printing_Existing_Miscellaneous_Natural Gas_Miscellaneous_E7 | F1 | Industrial | Paper and Printing | Existing | Miscellaneous | Natural Gas | Miscellaneous | E7 | CCE | 0 | 0 | 0 | 0 | 0 | 0 | 0 | 0 | 0 | 0 | 0 | 0 | 0 | 0 | 0 | 0 | 0 | 0 | 0 | 0 | 0 | 0 | 0 | 0 | 0 | 0 | 0 | 0 | 0 | 0
F1_Industrial_Paper and Printing_Existing_Miscellaneous_Natural Gas_Miscellaneous_E8 | F1 | Industrial | Paper and Printing | Existing | Miscellaneous | Natural Gas | Miscellaneous | E8 | CCE | 0 | 0 | 0 | 0 | 0 | 0 | 0 | 0 | 0 | 0 | 0 | 0 | 0 | 0 | 0 | 0 | 0 | 0 | 0 | 0 | 0 | 0 | 0 | 0 | 0 | 0 | 0 | 0 | 0 | 0
F1_Industrial_Paper and Printing_Existing_Miscellaneous_Natural Gas_Miscellaneous_E9 | F1 | Industrial | Paper and Printing | Existing | Miscellaneous | Natural Gas | Miscellaneous | E9 | CCE | 0 | 0 | 0 | 0 | 0 | 0 | 0 | 0 | 0 | 0 | 0 | 0 | 0 | 0 | 0 | 0 | 0 | 0 | 0 | 0 | 0 | 0 | 0 | 0 | 0 | 0 | 0 | 0 | 0 | 0
F1_Industrial_Paper and Printing_Existing_Miscellaneous_Natural Gas_Miscellaneous_E10 | F1 | Industrial | Paper and Printing | Existing | Miscellaneous | Natural Gas | Miscellaneous | E10 | CCE | 0 | 0 | 0 | 0 | 0 | 0 | 0 | 0 | 0 | 0 | 0 | 0 | 0 | 0 | 0 | 0 | 0 | 0 | 0 | 0 | 0 | 0 | 0 | 0 | 0 | 0 | 0 | 0 | 0 | 0
F2_Industrial_Paper and Printing_Existing_Miscellaneous_Natural Gas_Miscellaneous_E1 | F2 | Industrial | Paper and Printing | Existing | Miscellaneous | Natural Gas | Miscellaneous | E1 | TRC BC Ratio | 0.9 | 0.9 | 0.9 | 0.9 | 0.9 | 0.9 | 0.9 | 0.9 | 0.9 | 0.9 | 0.9 | 0.9 | 0.9 | 0.9 | 0.9 | 0.9 | 0.9 | 0.9 | 0.9 | 0.9 | 0.9 | 0.9 | 0 | 0 | 0 | 0 | 0 | 0 | 0 | 0
F2_Industrial_Paper and Printing_Existing_Miscellaneous_Natural Gas_Miscellaneous_E2 | F2 | Industrial | Paper and Printing | Existing | Miscellaneous | Natural Gas | Miscellaneous | E2 | TRC BC Ratio | 0 | 0 | 0 | 0 | 0 | 0 | 0 | 0 | 0 | 0 | 0 | 0 | 0 | 0 | 0 | 0 | 0 | 0 | 0 | 0 | 0 | 0 | 0 | 0 | 0 | 0 | 0 | 0 | 0 | 0
F2_Industrial_Paper and Printing_Existing_Miscellaneous_Natural Gas_Miscellaneous_E3 | F2 | Industrial | Paper and Printing | Existing | Miscellaneous | Natural Gas | Miscellaneous | E3 | TRC BC Ratio | 0 | 0 | 0 | 0 | 0 | 0 | 0 | 0 | 0 | 0 | 0 | 0 | 0 | 0 | 0 | 0 | 0 | 0 | 0 | 0 | 0 | 0 | 0 | 0 | 0 | 0 | 0 | 0 | 0 | 0
F2_Industrial_Paper and Printing_Existing_Miscellaneous_Natural Gas_Miscellaneous_E4 | F2 | Industrial | Paper and Printing | Existing | Miscellaneous | Natural Gas | Miscellaneous | E4 | TRC BC Ratio | 0 | 0 | 0 | 0 | 0 | 0 | 0 | 0 | 0 | 0 | 0 | 0 | 0 | 0 | 0 | 0 | 0 | 0 | 0 | 0 | 0 | 0 | 0 | 0 | 0 | 0 | 0 | 0 | 0 | 0
F2_Industrial_Paper and Printing_Existing_Miscellaneous_Natural Gas_Miscellaneous_E5 | F2 | Industrial | Paper and Printing | Existing | Miscellaneous | Natural Gas | Miscellaneous | E5 | TRC BC Ratio | 0 | 0 | 0 | 0 | 0 | 0 | 0 | 0 | 0 | 0 | 0 | 0 | 0 | 0 | 0 | 0 | 0 | 0 | 0 | 0 | 0 | 0 | 0 | 0 | 0 | 0 | 0 | 0 | 0 | 0
F2_Industrial_Paper and Printing_Existing_Miscellaneous_Natural Gas_Miscellaneous_E6 | F2 | Industrial | Paper and Printing | Existing | Miscellaneous | Natural Gas | Miscellaneous | E6 | TRC BC Ratio | 0 | 0 | 0 | 0 | 0 | 0 | 0 | 0 | 0 | 0 | 0 | 0 | 0 | 0 | 0 | 0 | 0 | 0 | 0 | 0 | 0 | 0 | 0 | 0 | 0 | 0 | 0 | 0 | 0 | 0
F2_Industrial_Paper and Printing_Existing_Miscellaneous_Natural Gas_Miscellaneous_E7 | F2 | Industrial | Paper and Printing | Existing | Miscellaneous | Natural Gas | Miscellaneous | E7 | TRC BC Ratio | 0 | 0 | 0 | 0 | 0 | 0 | 0 | 0 | 0 | 0 | 0 | 0 | 0 | 0 | 0 | 0 | 0 | 0 | 0 | 0 | 0 | 0 | 0 | 0 | 0 | 0 | 0 | 0 | 0 | 0
F2_Industrial_Paper and Printing_Existing_Miscellaneous_Natural Gas_Miscellaneous_E8 | F2 | Industrial | Paper and Printing | Existing | Miscellaneous | Natural Gas | Miscellaneous | E8 | TRC BC Ratio | 0 | 0 | 0 | 0 | 0 | 0 | 0 | 0 | 0 | 0 | 0 | 0 | 0 | 0 | 0 | 0 | 0 | 0 | 0 | 0 | 0 | 0 | 0 | 0 | 0 | 0 | 0 | 0 | 0 | 0
F2_Industrial_Paper and Printing_Existing_Miscellaneous_Natural Gas_Miscellaneous_E9 | F2 | Industrial | Paper and Printing | Existing | Miscellaneous | Natural Gas | Miscellaneous | E9 | TRC BC Ratio | 0 | 0 | 0 | 0 | 0 | 0 | 0 | 0 | 0 | 0 | 0 | 0 | 0 | 0 | 0 | 0 | 0 | 0 | 0 | 0 | 0 | 0 | 0 | 0 | 0 | 0 | 0 | 0 | 0 | 0
F2_Industrial_Paper and Printing_Existing_Miscellaneous_Natural Gas_Miscellaneous_E10 | F2 | Industrial | Paper and Printing | Existing | Miscellaneous | Natural Gas | Miscellaneous | E10 | TRC BC Ratio | 0 | 0 | 0 | 0 | 0 | 0 | 0 | 0 | 0 | 0 | 0 | 0 | 0 | 0 | 0 | 0 | 0 | 0 | 0 | 0 | 0 | 0 | 0 | 0 | 0 | 0 | 0 | 0 | 0 | 0
F3_Industrial_Paper and Printing_Existing_Miscellaneous_Natural Gas_Miscellaneous_E1 | F3 | Industrial | Paper and Printing | Existing | Miscellaneous | Natural Gas | Miscellaneous | E1 | PACT BC Ratio | 0.9 | 0.9 | 0.9 | 0.9 | 0.9 | 0.9 | 0.9 | 0.9 | 0.9 | 0.9 | 0.9 | 0.9 | 0.9 | 0.9 | 0.9 | 0.9 | 0.9 | 0.9 | 0.9 | 0.9 | 0.9 | 0.9 | 0 | 0 | 0 | 0 | 0 | 0 | 0 | 0
F3_Industrial_Paper and Printing_Existing_Miscellaneous_Natural Gas_Miscellaneous_E2 | F3 | Industrial | Paper and Printing | Existing | Miscellaneous | Natural Gas | Miscellaneous | E2 | PACT BC Ratio | 0 | 0 | 0 | 0 | 0 | 0 | 0 | 0 | 0 | 0 | 0 | 0 | 0 | 0 | 0 | 0 | 0 | 0 | 0 | 0 | 0 | 0 | 0 | 0 | 0 | 0 | 0 | 0 | 0 | 0
F3_Industrial_Paper and Printing_Existing_Miscellaneous_Natural Gas_Miscellaneous_E3 | F3 | Industrial | Paper and Printing | Existing | Miscellaneous | Natural Gas | Miscellaneous | E3 | PACT BC Ratio | 0 | 0 | 0 | 0 | 0 | 0 | 0 | 0 | 0 | 0 | 0 | 0 | 0 | 0 | 0 | 0 | 0 | 0 | 0 | 0 | 0 | 0 | 0 | 0 | 0 | 0 | 0 | 0 | 0 | 0
F3_Industrial_Paper and Printing_Existing_Miscellaneous_Natural Gas_Miscellaneous_E4 | F3 | Industrial | Paper and Printing | Existing | Miscellaneous | Natural Gas | Miscellaneous | E4 | PACT BC Ratio | 0 | 0 | 0 | 0 | 0 | 0 | 0 | 0 | 0 | 0 | 0 | 0 | 0 | 0 | 0 | 0 | 0 | 0 | 0 | 0 | 0 | 0 | 0 | 0 | 0 | 0 | 0 | 0 | 0 | 0
F3_Industrial_Paper and Printing_Existing_Miscellaneous_Natural Gas_Miscellaneous_E5 | F3 | Industrial | Paper and Printing | Existing | Miscellaneous | Natural Gas | Miscellaneous | E5 | PACT BC Ratio | 0 | 0 | 0 | 0 | 0 | 0 | 0 | 0 | 0 | 0 | 0 | 0 | 0 | 0 | 0 | 0 | 0 | 0 | 0 | 0 | 0 | 0 | 0 | 0 | 0 | 0 | 0 | 0 | 0 | 0
F3_Industrial_Paper and Printing_Existing_Miscellaneous_Natural Gas_Miscellaneous_E6 | F3 | Industrial | Paper and Printing | Existing | Miscellaneous | Natural Gas | Miscellaneous | E6 | PACT BC Ratio | 0 | 0 | 0 | 0 | 0 | 0 | 0 | 0 | 0 | 0 | 0 | 0 | 0 | 0 | 0 | 0 | 0 | 0 | 0 | 0 | 0 | 0 | 0 | 0 | 0 | 0 | 0 | 0 | 0 | 0
F3_Industrial_Paper and Printing_Existing_Miscellaneous_Natural Gas_Miscellaneous_E7 | F3 | Industrial | Paper and Printing | Existing | Miscellaneous | Natural Gas | Miscellaneous | E7 | PACT BC Ratio | 0 | 0 | 0 | 0 | 0 | 0 | 0 | 0 | 0 | 0 | 0 | 0 | 0 | 0 | 0 | 0 | 0 | 0 | 0 | 0 | 0 | 0 | 0 | 0 | 0 | 0 | 0 | 0 | 0 | 0
F3_Industrial_Paper and Printing_Existing_Miscellaneous_Natural Gas_Miscellaneous_E8 | F3 | Industrial | Paper and Printing | Existing | Miscellaneous | Natural Gas | Miscellaneous | E8 | PACT BC Ratio | 0 | 0 | 0 | 0 | 0 | 0 | 0 | 0 | 0 | 0 | 0 | 0 | 0 | 0 | 0 | 0 | 0 | 0 | 0 | 0 | 0 | 0 | 0 | 0 | 0 | 0 | 0 | 0 | 0 | 0
F3_Industrial_Paper and Printing_Existing_Miscellaneous_Natural Gas_Miscellaneous_E9 | F3 | Industrial | Paper and Printing | Existing | Miscellaneous | Natural Gas | Miscellaneous | E9 | PACT BC Ratio | 0 | 0 | 0 | 0 | 0 | 0 | 0 | 0 | 0 | 0 | 0 | 0 | 0 | 0 | 0 | 0 | 0 | 0 | 0 | 0 | 0 | 0 | 0 | 0 | 0 | 0 | 0 | 0 | 0 | 0
F3_Industrial_Paper and Printing_Existing_Miscellaneous_Natural Gas_Miscellaneous_E10 | F3 | Industrial | Paper and Printing | Existing | Miscellaneous | Natural Gas | Miscellaneous | E10 | PACT BC Ratio | 0 | 0 | 0 | 0 | 0 | 0 | 0 | 0 | 0 | 0 | 0 | 0 | 0 | 0 | 0 | 0 | 0 | 0 | 0 | 0 | 0 | 0 | 0 | 0 | 0 | 0 | 0 | 0 | 0 | 0
F4_Industrial_Paper and Printing_Existing_Miscellaneous_Natural Gas_Miscellaneous_E1 | F4 | Industrial | Paper and Printing | Existing | Miscellaneous | Natural Gas | Miscellaneous | E1 | PCT BC Ratio | 0.9 | 0.9 | 0.9 | 0.9 | 0.9 | 0.9 | 0.9 | 0.9 | 0.9 | 0.9 | 0.9 | 0.9 | 0.9 | 0.9 | 0.9 | 0.9 | 0.9 | 0.9 | 0.9 | 0.9 | 0.9 | 0.9 | 0 | 0 | 0 | 0 | 0 | 0 | 0 | 0
F4_Industrial_Paper and Printing_Existing_Miscellaneous_Natural Gas_Miscellaneous_E2 | F4 | Industrial | Paper and Printing | Existing | Miscellaneous | Natural Gas | Miscellaneous | E2 | PCT BC Ratio | 0 | 0 | 0 | 0 | 0 | 0 | 0 | 0 | 0 | 0 | 0 | 0 | 0 | 0 | 0 | 0 | 0 | 0 | 0 | 0 | 0 | 0 | 0 | 0 | 0 | 0 | 0 | 0 | 0 | 0
F4_Industrial_Paper and Printing_Existing_Miscellaneous_Natural Gas_Miscellaneous_E3 | F4 | Industrial | Paper and Printing | Existing | Miscellaneous | Natural Gas | Miscellaneous | E3 | PCT BC Ratio | 0 | 0 | 0 | 0 | 0 | 0 | 0 | 0 | 0 | 0 | 0 | 0 | 0 | 0 | 0 | 0 | 0 | 0 | 0 | 0 | 0 | 0 | 0 | 0 | 0 | 0 | 0 | 0 | 0 | 0
F4_Industrial_Paper and Printing_Existing_Miscellaneous_Natural Gas_Miscellaneous_E4 | F4 | Industrial | Paper and Printing | Existing | Miscellaneous | Natural Gas | Miscellaneous | E4 | PCT BC Ratio | 0 | 0 | 0 | 0 | 0 | 0 | 0 | 0 | 0 | 0 | 0 | 0 | 0 | 0 | 0 | 0 | 0 | 0 | 0 | 0 | 0 | 0 | 0 | 0 | 0 | 0 | 0 | 0 | 0 | 0
F4_Industrial_Paper and Printing_Existing_Miscellaneous_Natural Gas_Miscellaneous_E5 | F4 | Industrial | Paper and Printing | Existing | Miscellaneous | Natural Gas | Miscellaneous | E5 | PCT BC Ratio | 0 | 0 | 0 | 0 | 0 | 0 | 0 | 0 | 0 | 0 | 0 | 0 | 0 | 0 | 0 | 0 | 0 | 0 | 0 | 0 | 0 | 0 | 0 | 0 | 0 | 0 | 0 | 0 | 0 | 0
F4_Industrial_Paper and Printing_Existing_Miscellaneous_Natural Gas_Miscellaneous_E6 | F4 | Industrial | Paper and Printing | Existing | Miscellaneous | Natural Gas | Miscellaneous | E6 | PCT BC Ratio | 0 | 0 | 0 | 0 | 0 | 0 | 0 | 0 | 0 | 0 | 0 | 0 | 0 | 0 | 0 | 0 | 0 | 0 | 0 | 0 | 0 | 0 | 0 | 0 | 0 | 0 | 0 | 0 | 0 | 0
F4_Industrial_Paper and Printing_Existing_Miscellaneous_Natural Gas_Miscellaneous_E7 | F4 | Industrial | Paper and Printing | Existing | Miscellaneous | Natural Gas | Miscellaneous | E7 | PCT BC Ratio | 0 | 0 | 0 | 0 | 0 | 0 | 0 | 0 | 0 | 0 | 0 | 0 | 0 | 0 | 0 | 0 | 0 | 0 | 0 | 0 | 0 | 0 | 0 | 0 | 0 | 0 | 0 | 0 | 0 | 0
F4_Industrial_Paper and Printing_Existing_Miscellaneous_Natural Gas_Miscellaneous_E8 | F4 | Industrial | Paper and Printing | Existing | Miscellaneous | Natural Gas | Miscellaneous | E8 | PCT BC Ratio | 0 | 0 | 0 | 0 | 0 | 0 | 0 | 0 | 0 | 0 | 0 | 0 | 0 | 0 | 0 | 0 | 0 | 0 | 0 | 0 | 0 | 0 | 0 | 0 | 0 | 0 | 0 | 0 | 0 | 0
F4_Industrial_Paper and Printing_Existing_Miscellaneous_Natural Gas_Miscellaneous_E9 | F4 | Industrial | Paper and Printing | Existing | Miscellaneous | Natural Gas | Miscellaneous | E9 | PCT BC Ratio | 0 | 0 | 0 | 0 | 0 | 0 | 0 | 0 | 0 | 0 | 0 | 0 | 0 | 0 | 0 | 0 | 0 | 0 | 0 | 0 | 0 | 0 | 0 | 0 | 0 | 0 | 0 | 0 | 0 | 0
F4_Industrial_Paper and Printing_Existing_Miscellaneous_Natural Gas_Miscellaneous_E10 | F4 | Industrial | Paper and Printing | Existing | Miscellaneous | Natural Gas | Miscellaneous | E10 | PCT BC Ratio | 0 | 0 | 0 | 0 | 0 | 0 | 0 | 0 | 0 | 0 | 0 | 0 | 0 | 0 | 0 | 0 | 0 | 0 | 0 | 0 | 0 | 0 | 0 | 0 | 0 | 0 | 0 | 0 | 0 | 0
F5_Industrial_Paper and Printing_Existing_Miscellaneous_Natural Gas_Miscellaneous_E1 | F5 | Industrial | Paper and Printing | Existing | Miscellaneous | Natural Gas | Miscellaneous | E1 | RIM BC Ratio | 0.9 | 0.9 | 0.9 | 0.9 | 0.9 | 0.9 | 0.9 | 0.9 | 0.9 | 0.9 | 0.9 | 0.9 | 0.9 | 0.9 | 0.9 | 0.9 | 0.9 | 0.9 | 0.9 | 0.9 | 0.9 | 0.9 | 0 | 0 | 0 | 0 | 0 | 0 | 0 | 0
F5_Industrial_Paper and Printing_Existing_Miscellaneous_Natural Gas_Miscellaneous_E2 | F5 | Industrial | Paper and Printing | Existing | Miscellaneous | Natural Gas | Miscellaneous | E2 | RIM BC Ratio | 0 | 0 | 0 | 0 | 0 | 0 | 0 | 0 | 0 | 0 | 0 | 0 | 0 | 0 | 0 | 0 | 0 | 0 | 0 | 0 | 0 | 0 | 0 | 0 | 0 | 0 | 0 | 0 | 0 | 0
F5_Industrial_Paper and Printing_Existing_Miscellaneous_Natural Gas_Miscellaneous_E3 | F5 | Industrial | Paper and Printing | Existing | Miscellaneous | Natural Gas | Miscellaneous | E3 | RIM BC Ratio | 0 | 0 | 0 | 0 | 0 | 0 | 0 | 0 | 0 | 0 | 0 | 0 | 0 | 0 | 0 | 0 | 0 | 0 | 0 | 0 | 0 | 0 | 0 | 0 | 0 | 0 | 0 | 0 | 0 | 0
F5_Industrial_Paper and Printing_Existing_Miscellaneous_Natural Gas_Miscellaneous_E4 | F5 | Industrial | Paper and Printing | Existing | Miscellaneous | Natural Gas | Miscellaneous | E4 | RIM BC Ratio | 0 | 0 | 0 | 0 | 0 | 0 | 0 | 0 | 0 | 0 | 0 | 0 | 0 | 0 | 0 | 0 | 0 | 0 | 0 | 0 | 0 | 0 | 0 | 0 | 0 | 0 | 0 | 0 | 0 | 0
F5_Industrial_Paper and Printing_Existing_Miscellaneous_Natural Gas_Miscellaneous_E5 | F5 | Industrial | Paper and Printing | Existing | Miscellaneous | Natural Gas | Miscellaneous | E5 | RIM BC Ratio | 0 | 0 | 0 | 0 | 0 | 0 | 0 | 0 | 0 | 0 | 0 | 0 | 0 | 0 | 0 | 0 | 0 | 0 | 0 | 0 | 0 | 0 | 0 | 0 | 0 | 0 | 0 | 0 | 0 | 0
F5_Industrial_Paper and Printing_Existing_Miscellaneous_Natural Gas_Miscellaneous_E6 | F5 | Industrial | Paper and Printing | Existing | Miscellaneous | Natural Gas | Miscellaneous | E6 | RIM BC Ratio | 0 | 0 | 0 | 0 | 0 | 0 | 0 | 0 | 0 | 0 | 0 | 0 | 0 | 0 | 0 | 0 | 0 | 0 | 0 | 0 | 0 | 0 | 0 | 0 | 0 | 0 | 0 | 0 | 0 | 0
F5_Industrial_Paper and Printing_Existing_Miscellaneous_Natural Gas_Miscellaneous_E7 | F5 | Industrial | Paper and Printing | Existing | Miscellaneous | Natural Gas | Miscellaneous | E7 | RIM BC Ratio | 0 | 0 | 0 | 0 | 0 | 0 | 0 | 0 | 0 | 0 | 0 | 0 | 0 | 0 | 0 | 0 | 0 | 0 | 0 | 0 | 0 | 0 | 0 | 0 | 0 | 0 | 0 | 0 | 0 | 0
F5_Industrial_Paper and Printing_Existing_Miscellaneous_Natural Gas_Miscellaneous_E8 | F5 | Industrial | Paper and Printing | Existing | Miscellaneous | Natural Gas | Miscellaneous | E8 | RIM BC Ratio | 0 | 0 | 0 | 0 | 0 | 0 | 0 | 0 | 0 | 0 | 0 | 0 | 0 | 0 | 0 | 0 | 0 | 0 | 0 | 0 | 0 | 0 | 0 | 0 | 0 | 0 | 0 | 0 | 0 | 0
F5_Industrial_Paper and Printing_Existing_Miscellaneous_Natural Gas_Miscellaneous_E9 | F5 | Industrial | Paper and Printing | Existing | Miscellaneous | Natural Gas | Miscellaneous | E9 | RIM BC Ratio | 0 | 0 | 0 | 0 | 0 | 0 | 0 | 0 | 0 | 0 | 0 | 0 | 0 | 0 | 0 | 0 | 0 | 0 | 0 | 0 | 0 | 0 | 0 | 0 | 0 | 0 | 0 | 0 | 0 | 0
F5_Industrial_Paper and Printing_Existing_Miscellaneous_Natural Gas_Miscellaneous_E10 | F5 | Industrial | Paper and Printing | Existing | Miscellaneous | Natural Gas | Miscellaneous | E10 | RIM BC Ratio | 0 | 0 | 0 | 0 | 0 | 0 | 0 | 0 | 0 | 0 | 0 | 0 | 0 | 0 | 0 | 0 | 0 | 0 | 0 | 0 | 0 | 0 | 0 | 0 | 0 | 0 | 0 | 0 | 0 | 0
F0_Industrial_Paper and Printing_New_Space Heating_Natural Gas_Furnace_E0 | F0 | Industrial | Paper and Printing | New | Space Heating | Natural Gas | Furnace | E0 | Economic Unit | AFUE 96% | AFUE 96% | AFUE 96% | AFUE 96% | AFUE 96% | AFUE 96% | AFUE 96% | AFUE 96% | AFUE 96% | AFUE 96% | AFUE 96% | AFUE 96% | AFUE 96% | AFUE 96% | AFUE 96% | AFUE 96% | AFUE 96% | AFUE 96% | AFUE 96% | AFUE 96% | AFUE 96% | AFUE 96% | 0 | 0 | 0 | 0 | 0 | 0 | 0 | 0
F1_Industrial_Paper and Printing_New_Space Heating_Natural Gas_Furnace_E1 | F1 | Industrial | Paper and Printing | New | Space Heating | Natural Gas | Furnace | E1 | CCE | 0 | 0 | 0 | 0 | 0 | 0 | 0 | 0 | 0 | 0 | 0 | 0 | 0 | 0 | 0 | 0 | 0 | 0 | 0 | 0 | 0 | 0 | 0 | 0 | 0 | 0 | 0 | 0 | 0 | 0
F1_Industrial_Paper and Printing_New_Space Heating_Natural Gas_Furnace_E2 | F1 | Industrial | Paper and Printing | New | Space Heating | Natural Gas | Furnace | E2 | CCE | 0.00079977 | 0.00079977 | 0.00079977 | 0.00079977 | 0.00079977 | 0.00079977 | 0.00079977 | 0.00079977 | 0.00079977 | 0.00079977 | 0.00079977 | 0.00079977 | 0.00079977 | 0.00079977 | 0.00079977 | 0.00079977 | 0.00079977 | 0.00079977 | 0.00079977 | 0.00079977 | 0.00079977 | 0.00079977 | 0 | 0 | 0 | 0 | 0 | 0 | 0 | 0
F1_Industrial_Paper and Printing_New_Space Heating_Natural Gas_Furnace_E3 | F1 | Industrial | Paper and Printing | New | Space Heating | Natural Gas | Furnace | E3 | CCE | 0.0010664 | 0.0010664 | 0.0010664 | 0.0010664 | 0.0010664 | 0.0010664 | 0.0010664 | 0.0010664 | 0.0010664 | 0.0010664 | 0.0010664 | 0.0010664 | 0.0010664 | 0.0010664 | 0.0010664 | 0.0010664 | 0.0010664 | 0.0010664 | 0.0010664 | 0.0010664 | 0.0010664 | 0.0010664 | 0 | 0 | 0 | 0 | 0 | 0 | 0 | 0
F1_Industrial_Paper and Printing_New_Space Heating_Natural Gas_Furnace_E4 | F1 | Industrial | Paper and Printing | New | Space Heating | Natural Gas | Furnace | E4 | CCE | 0 | 0 | 0 | 0 | 0 | 0 | 0 | 0 | 0 | 0 | 0 | 0 | 0 | 0 | 0 | 0 | 0 | 0 | 0 | 0 | 0 | 0 | 0 | 0 | 0 | 0 | 0 | 0 | 0 | 0
F1_Industrial_Paper and Printing_New_Space Heating_Natural Gas_Furnace_E5 | F1 | Industrial | Paper and Printing | New | Space Heating | Natural Gas | Furnace | E5 | CCE | 0 | 0 | 0 | 0 | 0 | 0 | 0 | 0 | 0 | 0 | 0 | 0 | 0 | 0 | 0 | 0 | 0 | 0 | 0 | 0 | 0 | 0 | 0 | 0 | 0 | 0 | 0 | 0 | 0 | 0
F1_Industrial_Paper and Printing_New_Space Heating_Natural Gas_Furnace_E6 | F1 | Industrial | Paper and Printing | New | Space Heating | Natural Gas | Furnace | E6 | CCE | 0 | 0 | 0 | 0 | 0 | 0 | 0 | 0 | 0 | 0 | 0 | 0 | 0 | 0 | 0 | 0 | 0 | 0 | 0 | 0 | 0 | 0 | 0 | 0 | 0 | 0 | 0 | 0 | 0 | 0
F1_Industrial_Paper and Printing_New_Space Heating_Natural Gas_Furnace_E7 | F1 | Industrial | Paper and Printing | New | Space Heating | Natural Gas | Furnace | E7 | CCE | 0 | 0 | 0 | 0 | 0 | 0 | 0 | 0 | 0 | 0 | 0 | 0 | 0 | 0 | 0 | 0 | 0 | 0 | 0 | 0 | 0 | 0 | 0 | 0 | 0 | 0 | 0 | 0 | 0 | 0
F1_Industrial_Paper and Printing_New_Space Heating_Natural Gas_Furnace_E8 | F1 | Industrial | Paper and Printing | New | Space Heating | Natural Gas | Furnace | E8 | CCE | 0 | 0 | 0 | 0 | 0 | 0 | 0 | 0 | 0 | 0 | 0 | 0 | 0 | 0 | 0 | 0 | 0 | 0 | 0 | 0 | 0 | 0 | 0 | 0 | 0 | 0 | 0 | 0 | 0 | 0
F1_Industrial_Paper and Printing_New_Space Heating_Natural Gas_Furnace_E9 | F1 | Industrial | Paper and Printing | New | Space Heating | Natural Gas | Furnace | E9 | CCE | 0 | 0 | 0 | 0 | 0 | 0 | 0 | 0 | 0 | 0 | 0 | 0 | 0 | 0 | 0 | 0 | 0 | 0 | 0 | 0 | 0 | 0 | 0 | 0 | 0 | 0 | 0 | 0 | 0 | 0
F1_Industrial_Paper and Printing_New_Space Heating_Natural Gas_Furnace_E10 | F1 | Industrial | Paper and Printing | New | Space Heating | Natural Gas | Furnace | E10 | CCE | 0 | 0 | 0 | 0 | 0 | 0 | 0 | 0 | 0 | 0 | 0 | 0 | 0 | 0 | 0 | 0 | 0 | 0 | 0 | 0 | 0 | 0 | 0 | 0 | 0 | 0 | 0 | 0 | 0 | 0
F2_Industrial_Paper and Printing_New_Space Heating_Natural Gas_Furnace_E1 | F2 | Industrial | Paper and Printing | New | Space Heating | Natural Gas | Furnace | E1 | TRC BC Ratio | 0.9 | 0.9 | 0.9 | 0.9 | 0.9 | 0.9 | 0.9 | 0.9 | 0.9 | 0.9 | 0.9 | 0.9 | 0.9 | 0.9 | 0.9 | 0.9 | 0.9 | 0.9 | 0.9 | 0.9 | 0.9 | 0.9 | 0 | 0 | 0 | 0 | 0 | 0 | 0 | 0
F2_Industrial_Paper and Printing_New_Space Heating_Natural Gas_Furnace_E2 | F2 | Industrial | Paper and Printing | New | Space Heating | Natural Gas | Furnace | E2 | TRC BC Ratio | 6.3212 | 6.3913 | 6.2901 | 6.1932 | 6.0268 | 5.8622 | 5.6966 | 5.5455 | 5.3952 | 5.264 | 5.1331 | 5.0059 | 4.8813 | 4.7615 | 4.644 | 4.5289 | 4.4175 | 4.3108 | 4.2064 | 4.1083 | 4.014 | 3.9226 | 0 | 0 | 0 | 0 | 0 | 0 | 0 | 0
F2_Industrial_Paper and Printing_New_Space Heating_Natural Gas_Furnace_E3 | F2 | Industrial | Paper and Printing | New | Space Heating | Natural Gas | Furnace | E3 | TRC BC Ratio | 4.7409 | 4.7935 | 4.7176 | 4.6449 | 4.5201 | 4.3966 | 4.2724 | 4.1591 | 4.0464 | 3.948 | 3.8499 | 3.7545 | 3.661 | 3.5711 | 3.483 | 3.3967 | 3.3131 | 3.2331 | 3.1548 | 3.0812 | 3.0105 | 2.942 | 0 | 0 | 0 | 0 | 0 | 0 | 0 | 0
F2_Industrial_Paper and Printing_New_Space Heating_Natural Gas_Furnace_E4 | F2 | Industrial | Paper and Printing | New | Space Heating | Natural Gas | Furnace | E4 | TRC BC Ratio | 0 | 0 | 0 | 0 | 0 | 0 | 0 | 0 | 0 | 0 | 0 | 0 | 0 | 0 | 0 | 0 | 0 | 0 | 0 | 0 | 0 | 0 | 0 | 0 | 0 | 0 | 0 | 0 | 0 | 0
F2_Industrial_Paper and Printing_New_Space Heating_Natural Gas_Furnace_E5 | F2 | Industrial | Paper and Printing | New | Space Heating | Natural Gas | Furnace | E5 | TRC BC Ratio | 0 | 0 | 0 | 0 | 0 | 0 | 0 | 0 | 0 | 0 | 0 | 0 | 0 | 0 | 0 | 0 | 0 | 0 | 0 | 0 | 0 | 0 | 0 | 0 | 0 | 0 | 0 | 0 | 0 | 0
F2_Industrial_Paper and Printing_New_Space Heating_Natural Gas_Furnace_E6 | F2 | Industrial | Paper and Printing | New | Space Heating | Natural Gas | Furnace | E6 | TRC BC Ratio | 0 | 0 | 0 | 0 | 0 | 0 | 0 | 0 | 0 | 0 | 0 | 0 | 0 | 0 | 0 | 0 | 0 | 0 | 0 | 0 | 0 | 0 | 0 | 0 | 0 | 0 | 0 | 0 | 0 | 0
F2_Industrial_Paper and Printing_New_Space Heating_Natural Gas_Furnace_E7 | F2 | Industrial | Paper and Printing | New | Space Heating | Natural Gas | Furnace | E7 | TRC BC Ratio | 0 | 0 | 0 | 0 | 0 | 0 | 0 | 0 | 0 | 0 | 0 | 0 | 0 | 0 | 0 | 0 | 0 | 0 | 0 | 0 | 0 | 0 | 0 | 0 | 0 | 0 | 0 | 0 | 0 | 0
F2_Industrial_Paper and Printing_New_Space Heating_Natural Gas_Furnace_E8 | F2 | Industrial | Paper and Printing | New | Space Heating | Natural Gas | Furnace | E8 | TRC BC Ratio | 0 | 0 | 0 | 0 | 0 | 0 | 0 | 0 | 0 | 0 | 0 | 0 | 0 | 0 | 0 | 0 | 0 | 0 | 0 | 0 | 0 | 0 | 0 | 0 | 0 | 0 | 0 | 0 | 0 | 0
F2_Industrial_Paper and Printing_New_Space Heating_Natural Gas_Furnace_E9 | F2 | Industrial | Paper and Printing | New | Space Heating | Natural Gas | Furnace | E9 | TRC BC Ratio | 0 | 0 | 0 | 0 | 0 | 0 | 0 | 0 | 0 | 0 | 0 | 0 | 0 | 0 | 0 | 0 | 0 | 0 | 0 | 0 | 0 | 0 | 0 | 0 | 0 | 0 | 0 | 0 | 0 | 0
F2_Industrial_Paper and Printing_New_Space Heating_Natural Gas_Furnace_E10 | F2 | Industrial | Paper and Printing | New | Space Heating | Natural Gas | Furnace | E10 | TRC BC Ratio | 0 | 0 | 0 | 0 | 0 | 0 | 0 | 0 | 0 | 0 | 0 | 0 | 0 | 0 | 0 | 0 | 0 | 0 | 0 | 0 | 0 | 0 | 0 | 0 | 0 | 0 | 0 | 0 | 0 | 0
F3_Industrial_Paper and Printing_New_Space Heating_Natural Gas_Furnace_E1 | F3 | Industrial | Paper and Printing | New | Space Heating | Natural Gas | Furnace | E1 | PACT BC Ratio | 0.9 | 0.9 | 0.9 | 0.9 | 0.9 | 0.9 | 0.9 | 0.9 | 0.9 | 0.9 | 0.9 | 0.9 | 0.9 | 0.9 | 0.9 | 0.9 | 0.9 | 0.9 | 0.9 | 0.9 | 0.9 | 0.9 | 0 | 0 | 0 | 0 | 0 | 0 | 0 | 0
F3_Industrial_Paper and Printing_New_Space Heating_Natural Gas_Furnace_E2 | F3 | Industrial | Paper and Printing | New | Space Heating | Natural Gas | Furnace | E2 | PACT BC Ratio | 18.2413 | 18.4434 | 18.1516 | 17.8719 | 17.3918 | 16.9166 | 16.4388 | 16.0026 | 15.5689 | 15.1904 | 14.8128 | 14.4457 | 14.0861 | 13.7402 | 13.4013 | 13.0692 | 12.7477 | 12.4396 | 12.1385 | 11.8554 | 11.5833 | 11.3196 | 0 | 0 | 0 | 0 | 0 | 0 | 0 | 0
F3_Industrial_Paper and Printing_New_Space Heating_Natural Gas_Furnace_E3 | F3 | Industrial | Paper and Printing | New | Space Heating | Natural Gas | Furnace | E3 | PACT BC Ratio | 13.681 | 13.8325 | 13.6137 | 13.4039 | 13.0438 | 12.6874 | 12.3291 | 12.002 | 11.6767 | 11.3928 | 11.1096 | 10.8343 | 10.5645 | 10.3052 | 10.051 | 9.8019 | 9.5608 | 9.3297 | 9.1039 | 8.8915 | 8.6875 | 8.4897 | 0 | 0 | 0 | 0 | 0 | 0 | 0 | 0
F3_Industrial_Paper and Printing_New_Space Heating_Natural Gas_Furnace_E4 | F3 | Industrial | Paper and Printing | New | Space Heating | Natural Gas | Furnace | E4 | PACT BC Ratio | 0 | 0 | 0 | 0 | 0 | 0 | 0 | 0 | 0 | 0 | 0 | 0 | 0 | 0 | 0 | 0 | 0 | 0 | 0 | 0 | 0 | 0 | 0 | 0 | 0 | 0 | 0 | 0 | 0 | 0
F3_Industrial_Paper and Printing_New_Space Heating_Natural Gas_Furnace_E5 | F3 | Industrial | Paper and Printing | New | Space Heating | Natural Gas | Furnace | E5 | PACT BC Ratio | 0 | 0 | 0 | 0 | 0 | 0 | 0 | 0 | 0 | 0 | 0 | 0 | 0 | 0 | 0 | 0 | 0 | 0 | 0 | 0 | 0 | 0 | 0 | 0 | 0 | 0 | 0 | 0 | 0 | 0
F3_Industrial_Paper and Printing_New_Space Heating_Natural Gas_Furnace_E6 | F3 | Industrial | Paper and Printing | New | Space Heating | Natural Gas | Furnace | E6 | PACT BC Ratio | 0 | 0 | 0 | 0 | 0 | 0 | 0 | 0 | 0 | 0 | 0 | 0 | 0 | 0 | 0 | 0 | 0 | 0 | 0 | 0 | 0 | 0 | 0 | 0 | 0 | 0 | 0 | 0 | 0 | 0
F3_Industrial_Paper and Printing_New_Space Heating_Natural Gas_Furnace_E7 | F3 | Industrial | Paper and Printing | New | Space Heating | Natural Gas | Furnace | E7 | PACT BC Ratio | 0 | 0 | 0 | 0 | 0 | 0 | 0 | 0 | 0 | 0 | 0 | 0 | 0 | 0 | 0 | 0 | 0 | 0 | 0 | 0 | 0 | 0 | 0 | 0 | 0 | 0 | 0 | 0 | 0 | 0
F3_Industrial_Paper and Printing_New_Space Heating_Natural Gas_Furnace_E8 | F3 | Industrial | Paper and Printing | New | Space Heating | Natural Gas | Furnace | E8 | PACT BC Ratio | 0 | 0 | 0 | 0 | 0 | 0 | 0 | 0 | 0 | 0 | 0 | 0 | 0 | 0 | 0 | 0 | 0 | 0 | 0 | 0 | 0 | 0 | 0 | 0 | 0 | 0 | 0 | 0 | 0 | 0
F3_Industrial_Paper and Printing_New_Space Heating_Natural Gas_Furnace_E9 | F3 | Industrial | Paper and Printing | New | Space Heating | Natural Gas | Furnace | E9 | PACT BC Ratio | 0 | 0 | 0 | 0 | 0 | 0 | 0 | 0 | 0 | 0 | 0 | 0 | 0 | 0 | 0 | 0 | 0 | 0 | 0 | 0 | 0 | 0 | 0 | 0 | 0 | 0 | 0 | 0 | 0 | 0
F3_Industrial_Paper and Printing_New_Space Heating_Natural Gas_Furnace_E10 | F3 | Industrial | Paper and Printing | New | Space Heating | Natural Gas | Furnace | E10 | PACT BC Ratio | 0 | 0 | 0 | 0 | 0 | 0 | 0 | 0 | 0 | 0 | 0 | 0 | 0 | 0 | 0 | 0 | 0 | 0 | 0 | 0 | 0 | 0 | 0 | 0 | 0 | 0 | 0 | 0 | 0 | 0
F4_Industrial_Paper and Printing_New_Space Heating_Natural Gas_Furnace_E1 | F4 | Industrial | Paper and Printing | New | Space Heating | Natural Gas | Furnace | E1 | PCT BC Ratio | 0.9 | 0.9 | 0.9 | 0.9 | 0.9 | 0.9 | 0.9 | 0.9 | 0.9 | 0.9 | 0.9 | 0.9 | 0.9 | 0.9 | 0.9 | 0.9 | 0.9 | 0.9 | 0.9 | 0.9 | 0.9 | 0.9 | 0 | 0 | 0 | 0 | 0 | 0 | 0 | 0
F4_Industrial_Paper and Printing_New_Space Heating_Natural Gas_Furnace_E2 | F4 | Industrial | Paper and Printing | New | Space Heating | Natural Gas | Furnace | E2 | PCT BC Ratio | 9.4544 | 9.5569 | 9.4089 | 9.2671 | 9.0235 | 8.7825 | 8.5401 | 8.3189 | 8.0989 | 7.9069 | 7.7153 | 7.5291 | 7.3467 | 7.1713 | 6.9994 | 6.8309 | 6.6678 | 6.5115 | 6.3588 | 6.2152 | 6.0772 | 5.9434 | 0 | 0 | 0 | 0 | 0 | 0 | 0 | 0
F4_Industrial_Paper and Printing_New_Space Heating_Natural Gas_Furnace_E3 | F4 | Industrial | Paper and Printing | New | Space Heating | Natural Gas | Furnace | E3 | PCT BC Ratio | 7.1412 | 7.2181 | 7.1071 | 7.0007 | 6.818 | 6.6373 | 6.4555 | 6.2896 | 6.1246 | 5.9805 | 5.8369 | 5.6973 | 5.5604 | 5.4289 | 5.2999 | 5.1736 | 5.0513 | 4.9341 | 4.8195 | 4.7118 | 4.6083 | 4.508 | 0 | 0 | 0 | 0 | 0 | 0 | 0 | 0
F4_Industrial_Paper and Printing_New_Space Heating_Natural Gas_Furnace_E4 | F4 | Industrial | Paper and Printing | New | Space Heating | Natural Gas | Furnace | E4 | PCT BC Ratio | 0 | 0 | 0 | 0 | 0 | 0 | 0 | 0 | 0 | 0 | 0 | 0 | 0 | 0 | 0 | 0 | 0 | 0 | 0 | 0 | 0 | 0 | 0 | 0 | 0 | 0 | 0 | 0 | 0 | 0
F4_Industrial_Paper and Printing_New_Space Heating_Natural Gas_Furnace_E5 | F4 | Industrial | Paper and Printing | New | Space Heating | Natural Gas | Furnace | E5 | PCT BC Ratio | 0 | 0 | 0 | 0 | 0 | 0 | 0 | 0 | 0 | 0 | 0 | 0 | 0 | 0 | 0 | 0 | 0 | 0 | 0 | 0 | 0 | 0 | 0 | 0 | 0 | 0 | 0 | 0 | 0 | 0
F4_Industrial_Paper and Printing_New_Space Heating_Natural Gas_Furnace_E6 | F4 | Industrial | Paper and Printing | New | Space Heating | Natural Gas | Furnace | E6 | PCT BC Ratio | 0 | 0 | 0 | 0 | 0 | 0 | 0 | 0 | 0 | 0 | 0 | 0 | 0 | 0 | 0 | 0 | 0 | 0 | 0 | 0 | 0 | 0 | 0 | 0 | 0 | 0 | 0 | 0 | 0 | 0
F4_Industrial_Paper and Printing_New_Space Heating_Natural Gas_Furnace_E7 | F4 | Industrial | Paper and Printing | New | Space Heating | Natural Gas | Furnace | E7 | PCT BC Ratio | 0 | 0 | 0 | 0 | 0 | 0 | 0 | 0 | 0 | 0 | 0 | 0 | 0 | 0 | 0 | 0 | 0 | 0 | 0 | 0 | 0 | 0 | 0 | 0 | 0 | 0 | 0 | 0 | 0 | 0
F4_Industrial_Paper and Printing_New_Space Heating_Natural Gas_Furnace_E8 | F4 | Industrial | Paper and Printing | New | Space Heating | Natural Gas | Furnace | E8 | PCT BC Ratio | 0 | 0 | 0 | 0 | 0 | 0 | 0 | 0 | 0 | 0 | 0 | 0 | 0 | 0 | 0 | 0 | 0 | 0 | 0 | 0 | 0 | 0 | 0 | 0 | 0 | 0 | 0 | 0 | 0 | 0
F4_Industrial_Paper and Printing_New_Space Heating_Natural Gas_Furnace_E9 | F4 | Industrial | Paper and Printing | New | Space Heating | Natural Gas | Furnace | E9 | PCT BC Ratio | 0 | 0 | 0 | 0 | 0 | 0 | 0 | 0 | 0 | 0 | 0 | 0 | 0 | 0 | 0 | 0 | 0 | 0 | 0 | 0 | 0 | 0 | 0 | 0 | 0 | 0 | 0 | 0 | 0 | 0
F4_Industrial_Paper and Printing_New_Space Heating_Natural Gas_Furnace_E10 | F4 | Industrial | Paper and Printing | New | Space Heating | Natural Gas | Furnace | E10 | PCT BC Ratio | 0 | 0 | 0 | 0 | 0 | 0 | 0 | 0 | 0 | 0 | 0 | 0 | 0 | 0 | 0 | 0 | 0 | 0 | 0 | 0 | 0 | 0 | 0 | 0 | 0 | 0 | 0 | 0 | 0 | 0
F5_Industrial_Paper and Printing_New_Space Heating_Natural Gas_Furnace_E1 | F5 | Industrial | Paper and Printing | New | Space Heating | Natural Gas | Furnace | E1 | RIM BC Ratio | 0.9 | 0.9 | 0.9 | 0.9 | 0.9 | 0.9 | 0.9 | 0.9 | 0.9 | 0.9 | 0.9 | 0.9 | 0.9 | 0.9 | 0.9 | 0.9 | 0.9 | 0.9 | 0.9 | 0.9 | 0.9 | 0.9 | 0 | 0 | 0 | 0 | 0 | 0 | 0 | 0
F5_Industrial_Paper and Printing_New_Space Heating_Natural Gas_Furnace_E2 | F5 | Industrial | Paper and Printing | New | Space Heating | Natural Gas | Furnace | E2 | RIM BC Ratio | 0.79816 | 0.79854 | 0.79798 | 0.79744 | 0.79646 | 0.79543 | 0.79435 | 0.7933 | 0.79221 | 0.7912 | 0.79016 | 0.78909 | 0.78799 | 0.78688 | 0.78574 | 0.78457 | 0.78339 | 0.7822 | 0.78098 | 0.77978 | 0.77858 | 0.77736 | 0 | 0 | 0 | 0 | 0 | 0 | 0 | 0
F5_Industrial_Paper and Printing_New_Space Heating_Natural Gas_Furnace_E3 | F5 | Industrial | Paper and Printing | New | Space Heating | Natural Gas | Furnace | E3 | RIM BC Ratio | 0.78668 | 0.78718 | 0.78646 | 0.78575 | 0.78448 | 0.78316 | 0.78175 | 0.78041 | 0.77899 | 0.7777 | 0.77635 | 0.77497 | 0.77356 | 0.77214 | 0.77068 | 0.76918 | 0.76766 | 0.76614 | 0.76458 | 0.76305 | 0.76151 | 0.75996 | 0 | 0 | 0 | 0 | 0 | 0 | 0 | 0
F5_Industrial_Paper and Printing_New_Space Heating_Natural Gas_Furnace_E4 | F5 | Industrial | Paper and Printing | New | Space Heating | Natural Gas | Furnace | E4 | RIM BC Ratio | 0 | 0 | 0 | 0 | 0 | 0 | 0 | 0 | 0 | 0 | 0 | 0 | 0 | 0 | 0 | 0 | 0 | 0 | 0 | 0 | 0 | 0 | 0 | 0 | 0 | 0 | 0 | 0 | 0 | 0
F5_Industrial_Paper and Printing_New_Space Heating_Natural Gas_Furnace_E5 | F5 | Industrial | Paper and Printing | New | Space Heating | Natural Gas | Furnace | E5 | RIM BC Ratio | 0 | 0 | 0 | 0 | 0 | 0 | 0 | 0 | 0 | 0 | 0 | 0 | 0 | 0 | 0 | 0 | 0 | 0 | 0 | 0 | 0 | 0 | 0 | 0 | 0 | 0 | 0 | 0 | 0 | 0
F5_Industrial_Paper and Printing_New_Space Heating_Natural Gas_Furnace_E6 | F5 | Industrial | Paper and Printing | New | Space Heating | Natural Gas | Furnace | E6 | RIM BC Ratio | 0 | 0 | 0 | 0 | 0 | 0 | 0 | 0 | 0 | 0 | 0 | 0 | 0 | 0 | 0 | 0 | 0 | 0 | 0 | 0 | 0 | 0 | 0 | 0 | 0 | 0 | 0 | 0 | 0 | 0
F5_Industrial_Paper and Printing_New_Space Heating_Natural Gas_Furnace_E7 | F5 | Industrial | Paper and Printing | New | Space Heating | Natural Gas | Furnace | E7 | RIM BC Ratio | 0 | 0 | 0 | 0 | 0 | 0 | 0 | 0 | 0 | 0 | 0 | 0 | 0 | 0 | 0 | 0 | 0 | 0 | 0 | 0 | 0 | 0 | 0 | 0 | 0 | 0 | 0 | 0 | 0 | 0
F5_Industrial_Paper and Printing_New_Space Heating_Natural Gas_Furnace_E8 | F5 | Industrial | Paper and Printing | New | Space Heating | Natural Gas | Furnace | E8 | RIM BC Ratio | 0 | 0 | 0 | 0 | 0 | 0 | 0 | 0 | 0 | 0 | 0 | 0 | 0 | 0 | 0 | 0 | 0 | 0 | 0 | 0 | 0 | 0 | 0 | 0 | 0 | 0 | 0 | 0 | 0 | 0
F5_Industrial_Paper and Printing_New_Space Heating_Natural Gas_Furnace_E9 | F5 | Industrial | Paper and Printing | New | Space Heating | Natural Gas | Furnace | E9 | RIM BC Ratio | 0 | 0 | 0 | 0 | 0 | 0 | 0 | 0 | 0 | 0 | 0 | 0 | 0 | 0 | 0 | 0 | 0 | 0 | 0 | 0 | 0 | 0 | 0 | 0 | 0 | 0 | 0 | 0 | 0 | 0
F5_Industrial_Paper and Printing_New_Space Heating_Natural Gas_Furnace_E10 | F5 | Industrial | Paper and Printing | New | Space Heating | Natural Gas | Furnace | E10 | RIM BC Ratio | 0 | 0 | 0 | 0 | 0 | 0 | 0 | 0 | 0 | 0 | 0 | 0 | 0 | 0 | 0 | 0 | 0 | 0 | 0 | 0 | 0 | 0 | 0 | 0 | 0 | 0 | 0 | 0 | 0 | 0
F0_Industrial_Paper and Printing_New_Space Heating_Natural Gas_Boiler_E0 | F0 | Industrial | Paper and Printing | New | Space Heating | Natural Gas | Boiler | E0 | Economic Unit | AFUE 97% | AFUE 97% | AFUE 97% | AFUE 97% | AFUE 97% | AFUE 97% | AFUE 97% | AFUE 97% | AFUE 97% | AFUE 97% | AFUE 97% | AFUE 97% | AFUE 97% | AFUE 97% | AFUE 97% | AFUE 97% | AFUE 97% | AFUE 97% | AFUE 97% | AFUE 97% | AFUE 97% | AFUE 97% | 0 | 0 | 0 | 0 | 0 | 0 | 0 | 0
F1_Industrial_Paper and Printing_New_Space Heating_Natural Gas_Boiler_E1 | F1 | Industrial | Paper and Printing | New | Space Heating | Natural Gas | Boiler | E1 | CCE | 0 | 0 | 0 | 0 | 0 | 0 | 0 | 0 | 0 | 0 | 0 | 0 | 0 | 0 | 0 | 0 | 0 | 0 | 0 | 0 | 0 | 0 | 0 | 0 | 0 | 0 | 0 | 0 | 0 | 0
F1_Industrial_Paper and Printing_New_Space Heating_Natural Gas_Boiler_E2 | F1 | Industrial | Paper and Printing | New | Space Heating | Natural Gas | Boiler | E2 | CCE | 0.0028349 | 0.0028349 | 0.0028349 | 0.0028349 | 0.0028349 | 0.0028349 | 0.0028349 | 0.0028349 | 0.0028349 | 0.0028349 | 0.0028349 | 0.0028349 | 0.0028349 | 0.0028349 | 0.0028349 | 0.0028349 | 0.0028349 | 0.0028349 | 0.0028349 | 0.0028349 | 0.0028349 | 0.0028349 | 0 | 0 | 0 | 0 | 0 | 0 | 0 | 0
F1_Industrial_Paper and Printing_New_Space Heating_Natural Gas_Boiler_E3 | F1 | Industrial | Paper and Printing | New | Space Heating | Natural Gas | Boiler | E3 | CCE | 0.0028632 | 0.0028632 | 0.0028632 | 0.0028632 | 0.0028632 | 0.0028632 | 0.0028632 | 0.0028632 | 0.0028632 | 0.0028632 | 0.0028632 | 0.0028632 | 0.0028632 | 0.0028632 | 0.0028632 | 0.0028632 | 0.0028632 | 0.0028632 | 0.0028632 | 0.0028632 | 0.0028632 | 0.0028632 | 0 | 0 | 0 | 0 | 0 | 0 | 0 | 0
F1_Industrial_Paper and Printing_New_Space Heating_Natural Gas_Boiler_E4 | F1 | Industrial | Paper and Printing | New | Space Heating | Natural Gas | Boiler | E4 | CCE | 18.3182 | 18.3182 | 18.3182 | 18.3182 | 18.3182 | 18.3182 | 18.3182 | 18.3182 | 18.3182 | 18.3182 | 18.3182 | 18.3182 | 18.3182 | 18.3182 | 18.3182 | 18.3182 | 18.3182 | 18.3182 | 18.3182 | 18.3182 | 18.3182 | 18.3182 | 0 | 0 | 0 | 0 | 0 | 0 | 0 | 0
F1_Industrial_Paper and Printing_New_Space Heating_Natural Gas_Boiler_E5 | F1 | Industrial | Paper and Printing | New | Space Heating | Natural Gas | Boiler | E5 | CCE | 0 | 0 | 0 | 0 | 0 | 0 | 0 | 0 | 0 | 0 | 0 | 0 | 0 | 0 | 0 | 0 | 0 | 0 | 0 | 0 | 0 | 0 | 0 | 0 | 0 | 0 | 0 | 0 | 0 | 0
F1_Industrial_Paper and Printing_New_Space Heating_Natural Gas_Boiler_E6 | F1 | Industrial | Paper and Printing | New | Space Heating | Natural Gas | Boiler | E6 | CCE | 0 | 0 | 0 | 0 | 0 | 0 | 0 | 0 | 0 | 0 | 0 | 0 | 0 | 0 | 0 | 0 | 0 | 0 | 0 | 0 | 0 | 0 | 0 | 0 | 0 | 0 | 0 | 0 | 0 | 0
F1_Industrial_Paper and Printing_New_Space Heating_Natural Gas_Boiler_E7 | F1 | Industrial | Paper and Printing | New | Space Heating | Natural Gas | Boiler | E7 | CCE | 0 | 0 | 0 | 0 | 0 | 0 | 0 | 0 | 0 | 0 | 0 | 0 | 0 | 0 | 0 | 0 | 0 | 0 | 0 | 0 | 0 | 0 | 0 | 0 | 0 | 0 | 0 | 0 | 0 | 0
F1_Industrial_Paper and Printing_New_Space Heating_Natural Gas_Boiler_E8 | F1 | Industrial | Paper and Printing | New | Space Heating | Natural Gas | Boiler | E8 | CCE | 0 | 0 | 0 | 0 | 0 | 0 | 0 | 0 | 0 | 0 | 0 | 0 | 0 | 0 | 0 | 0 | 0 | 0 | 0 | 0 | 0 | 0 | 0 | 0 | 0 | 0 | 0 | 0 | 0 | 0
F1_Industrial_Paper and Printing_New_Space Heating_Natural Gas_Boiler_E9 | F1 | Industrial | Paper and Printing | New | Space Heating | Natural Gas | Boiler | E9 | CCE | 0 | 0 | 0 | 0 | 0 | 0 | 0 | 0 | 0 | 0 | 0 | 0 | 0 | 0 | 0 | 0 | 0 | 0 | 0 | 0 | 0 | 0 | 0 | 0 | 0 | 0 | 0 | 0 | 0 | 0
F1_Industrial_Paper and Printing_New_Space Heating_Natural Gas_Boiler_E10 | F1 | Industrial | Paper and Printing | New | Space Heating | Natural Gas | Boiler | E10 | CCE | 0 | 0 | 0 | 0 | 0 | 0 | 0 | 0 | 0 | 0 | 0 | 0 | 0 | 0 | 0 | 0 | 0 | 0 | 0 | 0 | 0 | 0 | 0 | 0 | 0 | 0 | 0 | 0 | 0 | 0
F2_Industrial_Paper and Printing_New_Space Heating_Natural Gas_Boiler_E1 | F2 | Industrial | Paper and Printing | New | Space Heating | Natural Gas | Boiler | E1 | TRC BC Ratio | 0.9 | 0.9 | 0.9 | 0.9 | 0.9 | 0.9 | 0.9 | 0.9 | 0.9 | 0.9 | 0.9 | 0.9 | 0.9 | 0.9 | 0.9 | 0.9 | 0.9 | 0.9 | 0.9 | 0.9 | 0.9 | 0.9 | 0 | 0 | 0 | 0 | 0 | 0 | 0 | 0
F2_Industrial_Paper and Printing_New_Space Heating_Natural Gas_Boiler_E2 | F2 | Industrial | Paper and Printing | New | Space Heating | Natural Gas | Boiler | E2 | TRC BC Ratio | 1.7632 | 1.7801 | 1.7514 | 1.7239 | 1.6778 | 1.6322 | 1.5864 | 1.5446 | 1.5029 | 1.4665 | 1.4301 | 1.3948 | 1.3601 | 1.3268 | 1.2942 | 1.2622 | 1.2312 | 1.2016 | 1.1727 | 1.1455 | 1.1195 | 1.0943 | 0 | 0 | 0 | 0 | 0 | 0 | 0 | 0
F2_Industrial_Paper and Printing_New_Space Heating_Natural Gas_Boiler_E3 | F2 | Industrial | Paper and Printing | New | Space Heating | Natural Gas | Boiler | E3 | TRC BC Ratio | 1.7458 | 1.7625 | 1.7341 | 1.7068 | 1.6612 | 1.6161 | 1.5708 | 1.5293 | 1.4881 | 1.452 | 1.416 | 1.381 | 1.3467 | 1.3137 | 1.2814 | 1.2497 | 1.2191 | 1.1897 | 1.1611 | 1.1342 | 1.1084 | 1.0835 | 0 | 0 | 0 | 0 | 0 | 0 | 0 | 0
F2_Industrial_Paper and Printing_New_Space Heating_Natural Gas_Boiler_E4 | F2 | Industrial | Paper and Printing | New | Space Heating | Natural Gas | Boiler | E4 | TRC BC Ratio | 0.00024714 | 0.0002449 | 0.00023981 | 0.00023492 | 0.00022893 | 0.00022307 | 0.00021729 | 0.00021187 | 0.00020654 | 0.00020163 | 0.0001968 | 0.00019208 | 0.00018747 | 0.000183 | 0.00017863 | 0.00017435 | 0.0001702 | 0.00016621 | 0.00016236 | 0.0001587 | 0.00015523 | 0.00015194 | 0 | 0 | 0 | 0 | 0 | 0 | 0 | 0
F2_Industrial_Paper and Printing_New_Space Heating_Natural Gas_Boiler_E5 | F2 | Industrial | Paper and Printing | New | Space Heating | Natural Gas | Boiler | E5 | TRC BC Ratio | 0 | 0 | 0 | 0 | 0 | 0 | 0 | 0 | 0 | 0 | 0 | 0 | 0 | 0 | 0 | 0 | 0 | 0 | 0 | 0 | 0 | 0 | 0 | 0 | 0 | 0 | 0 | 0 | 0 | 0
F2_Industrial_Paper and Printing_New_Space Heating_Natural Gas_Boiler_E6 | F2 | Industrial | Paper and Printing | New | Space Heating | Natural Gas | Boiler | E6 | TRC BC Ratio | 0 | 0 | 0 | 0 | 0 | 0 | 0 | 0 | 0 | 0 | 0 | 0 | 0 | 0 | 0 | 0 | 0 | 0 | 0 | 0 | 0 | 0 | 0 | 0 | 0 | 0 | 0 | 0 | 0 | 0
F2_Industrial_Paper and Printing_New_Space Heating_Natural Gas_Boiler_E7 | F2 | Industrial | Paper and Printing | New | Space Heating | Natural Gas | Boiler | E7 | TRC BC Ratio | 0 | 0 | 0 | 0 | 0 | 0 | 0 | 0 | 0 | 0 | 0 | 0 | 0 | 0 | 0 | 0 | 0 | 0 | 0 | 0 | 0 | 0 | 0 | 0 | 0 | 0 | 0 | 0 | 0 | 0
F2_Industrial_Paper and Printing_New_Space Heating_Natural Gas_Boiler_E8 | F2 | Industrial | Paper and Printing | New | Space Heating | Natural Gas | Boiler | E8 | TRC BC Ratio | 0 | 0 | 0 | 0 | 0 | 0 | 0 | 0 | 0 | 0 | 0 | 0 | 0 | 0 | 0 | 0 | 0 | 0 | 0 | 0 | 0 | 0 | 0 | 0 | 0 | 0 | 0 | 0 | 0 | 0
F2_Industrial_Paper and Printing_New_Space Heating_Natural Gas_Boiler_E9 | F2 | Industrial | Paper and Printing | New | Space Heating | Natural Gas | Boiler | E9 | TRC BC Ratio | 0 | 0 | 0 | 0 | 0 | 0 | 0 | 0 | 0 | 0 | 0 | 0 | 0 | 0 | 0 | 0 | 0 | 0 | 0 | 0 | 0 | 0 | 0 | 0 | 0 | 0 | 0 | 0 | 0 | 0
F2_Industrial_Paper and Printing_New_Space Heating_Natural Gas_Boiler_E10 | F2 | Industrial | Paper and Printing | New | Space Heating | Natural Gas | Boiler | E10 | TRC BC Ratio | 0 | 0 | 0 | 0 | 0 | 0 | 0 | 0 | 0 | 0 | 0 | 0 | 0 | 0 | 0 | 0 | 0 | 0 | 0 | 0 | 0 | 0 | 0 | 0 | 0 | 0 | 0 | 0 | 0 | 0
F3_Industrial_Paper and Printing_New_Space Heating_Natural Gas_Boiler_E1 | F3 | Industrial | Paper and Printing | New | Space Heating | Natural Gas | Boiler | E1 | PACT BC Ratio | 0.9 | 0.9 | 0.9 | 0.9 | 0.9 | 0.9 | 0.9 | 0.9 | 0.9 | 0.9 | 0.9 | 0.9 | 0.9 | 0.9 | 0.9 | 0.9 | 0.9 | 0.9 | 0.9 | 0.9 | 0.9 | 0.9 | 0 | 0 | 0 | 0 | 0 | 0 | 0 | 0
F3_Industrial_Paper and Printing_New_Space Heating_Natural Gas_Boiler_E2 | F3 | Industrial | Paper and Printing | New | Space Heating | Natural Gas | Boiler | E2 | PACT BC Ratio | 1.8157 | 1.8331 | 1.8035 | 1.7752 | 1.7277 | 1.6808 | 1.6337 | 1.5905 | 1.5477 | 1.5101 | 1.4727 | 1.4363 | 1.4006 | 1.3663 | 1.3327 | 1.2997 | 1.2679 | 1.2374 | 1.2076 | 1.1796 | 1.1528 | 1.1269 | 0 | 0 | 0 | 0 | 0 | 0 | 0 | 0
F3_Industrial_Paper and Printing_New_Space Heating_Natural Gas_Boiler_E3 | F3 | Industrial | Paper and Printing | New | Space Heating | Natural Gas | Boiler | E3 | PACT BC Ratio | 1.7977 | 1.815 | 1.7857 | 1.7576 | 1.7107 | 1.6642 | 1.6175 | 1.5748 | 1.5324 | 1.4952 | 1.4581 | 1.4221 | 1.3868 | 1.3528 | 1.3195 | 1.2869 | 1.2554 | 1.2251 | 1.1957 | 1.168 | 1.1414 | 1.1158 | 0 | 0 | 0 | 0 | 0 | 0 | 0 | 0
F3_Industrial_Paper and Printing_New_Space Heating_Natural Gas_Boiler_E4 | F3 | Industrial | Paper and Printing | New | Space Heating | Natural Gas | Boiler | E4 | PACT BC Ratio | 0.00025449 | 0.00025219 | 0.00024695 | 0.00024191 | 0.00023574 | 0.00022971 | 0.00022376 | 0.00021817 | 0.00021269 | 0.00020764 | 0.00020266 | 0.0001978 | 0.00019305 | 0.00018845 | 0.00018395 | 0.00017954 | 0.00017527 | 0.00017116 | 0.00016719 | 0.00016343 | 0.00015985 | 0.00015646 | 0 | 0 | 0 | 0 | 0 | 0 | 0 | 0
F3_Industrial_Paper and Printing_New_Space Heating_Natural Gas_Boiler_E5 | F3 | Industrial | Paper and Printing | New | Space Heating | Natural Gas | Boiler | E5 | PACT BC Ratio | 0 | 0 | 0 | 0 | 0 | 0 | 0 | 0 | 0 | 0 | 0 | 0 | 0 | 0 | 0 | 0 | 0 | 0 | 0 | 0 | 0 | 0 | 0 | 0 | 0 | 0 | 0 | 0 | 0 | 0
F3_Industrial_Paper and Printing_New_Space Heating_Natural Gas_Boiler_E6 | F3 | Industrial | Paper and Printing | New | Space Heating | Natural Gas | Boiler | E6 | PACT BC Ratio | 0 | 0 | 0 | 0 | 0 | 0 | 0 | 0 | 0 | 0 | 0 | 0 | 0 | 0 | 0 | 0 | 0 | 0 | 0 | 0 | 0 | 0 | 0 | 0 | 0 | 0 | 0 | 0 | 0 | 0
F3_Industrial_Paper and Printing_New_Space Heating_Natural Gas_Boiler_E7 | F3 | Industrial | Paper and Printing | New | Space Heating | Natural Gas | Boiler | E7 | PACT BC Ratio | 0 | 0 | 0 | 0 | 0 | 0 | 0 | 0 | 0 | 0 | 0 | 0 | 0 | 0 | 0 | 0 | 0 | 0 | 0 | 0 | 0 | 0 | 0 | 0 | 0 | 0 | 0 | 0 | 0 | 0
F3_Industrial_Paper and Printing_New_Space Heating_Natural Gas_Boiler_E8 | F3 | Industrial | Paper and Printing | New | Space Heating | Natural Gas | Boiler | E8 | PACT BC Ratio | 0 | 0 | 0 | 0 | 0 | 0 | 0 | 0 | 0 | 0 | 0 | 0 | 0 | 0 | 0 | 0 | 0 | 0 | 0 | 0 | 0 | 0 | 0 | 0 | 0 | 0 | 0 | 0 | 0 | 0
F3_Industrial_Paper and Printing_New_Space Heating_Natural Gas_Boiler_E9 | F3 | Industrial | Paper and Printing | New | Space Heating | Natural Gas | Boiler | E9 | PACT BC Ratio | 0 | 0 | 0 | 0 | 0 | 0 | 0 | 0 | 0 | 0 | 0 | 0 | 0 | 0 | 0 | 0 | 0 | 0 | 0 | 0 | 0 | 0 | 0 | 0 | 0 | 0 | 0 | 0 | 0 | 0
F3_Industrial_Paper and Printing_New_Space Heating_Natural Gas_Boiler_E10 | F3 | Industrial | Paper and Printing | New | Space Heating | Natural Gas | Boiler | E10 | PACT BC Ratio | 0 | 0 | 0 | 0 | 0 | 0 | 0 | 0 | 0 | 0 | 0 | 0 | 0 | 0 | 0 | 0 | 0 | 0 | 0 | 0 | 0 | 0 | 0 | 0 | 0 | 0 | 0 | 0 | 0 | 0
F4_Industrial_Paper and Printing_New_Space Heating_Natural Gas_Boiler_E1 | F4 | Industrial | Paper and Printing | New | Space Heating | Natural Gas | Boiler | E1 | PCT BC Ratio | 0.9 | 0.9 | 0.9 | 0.9 | 0.9 | 0.9 | 0.9 | 0.9 | 0.9 | 0.9 | 0.9 | 0.9 | 0.9 | 0.9 | 0.9 | 0.9 | 0.9 | 0.9 | 0.9 | 0.9 | 0.9 | 0.9 | 0 | 0 | 0 | 0 | 0 | 0 | 0 | 0
F4_Industrial_Paper and Printing_New_Space Heating_Natural Gas_Boiler_E2 | F4 | Industrial | Paper and Printing | New | Space Heating | Natural Gas | Boiler | E2 | PCT BC Ratio | 5.2405 | 5.2818 | 5.2118 | 5.1446 | 5.0323 | 4.9212 | 4.8096 | 4.7075 | 4.606 | 4.517 | 4.4284 | 4.3422 | 4.2577 | 4.1765 | 4.0969 | 4.0189 | 3.9434 | 3.8712 | 3.8007 | 3.7345 | 3.671 | 3.6096 | 0 | 0 | 0 | 0 | 0 | 0 | 0 | 0
F4_Industrial_Paper and Printing_New_Space Heating_Natural Gas_Boiler_E3 | F4 | Industrial | Paper and Printing | New | Space Heating | Natural Gas | Boiler | E3 | PCT BC Ratio | 5.1981 | 5.239 | 5.1696 | 5.1032 | 4.9919 | 4.8819 | 4.7714 | 4.6703 | 4.5698 | 4.4817 | 4.3939 | 4.3086 | 4.225 | 4.1445 | 4.0657 | 3.9885 | 3.9138 | 3.8422 | 3.7725 | 3.7069 | 3.644 | 3.5832 | 0 | 0 | 0 | 0 | 0 | 0 | 0 | 0
F4_Industrial_Paper and Printing_New_Space Heating_Natural Gas_Boiler_E4 | F4 | Industrial | Paper and Printing | New | Space Heating | Natural Gas | Boiler | E4 | PCT BC Ratio | 0.94178 | 0.94177 | 0.94176 | 0.94175 | 0.94173 | 0.94172 | 0.94171 | 0.94169 | 0.94168 | 0.94167 | 0.94166 | 0.94164 | 0.94163 | 0.94162 | 0.94161 | 0.9416 | 0.94159 | 0.94158 | 0.94157 | 0.94156 | 0.94155 | 0.94155 | 0 | 0 | 0 | 0 | 0 | 0 | 0 | 0
F4_Industrial_Paper and Printing_New_Space Heating_Natural Gas_Boiler_E5 | F4 | Industrial | Paper and Printing | New | Space Heating | Natural Gas | Boiler | E5 | PCT BC Ratio | 0 | 0 | 0 | 0 | 0 | 0 | 0 | 0 | 0 | 0 | 0 | 0 | 0 | 0 | 0 | 0 | 0 | 0 | 0 | 0 | 0 | 0 | 0 | 0 | 0 | 0 | 0 | 0 | 0 | 0
F4_Industrial_Paper and Printing_New_Space Heating_Natural Gas_Boiler_E6 | F4 | Industrial | Paper and Printing | New | Space Heating | Natural Gas | Boiler | E6 | PCT BC Ratio | 0 | 0 | 0 | 0 | 0 | 0 | 0 | 0 | 0 | 0 | 0 | 0 | 0 | 0 | 0 | 0 | 0 | 0 | 0 | 0 | 0 | 0 | 0 | 0 | 0 | 0 | 0 | 0 | 0 | 0
F4_Industrial_Paper and Printing_New_Space Heating_Natural Gas_Boiler_E7 | F4 | Industrial | Paper and Printing | New | Space Heating | Natural Gas | Boiler | E7 | PCT BC Ratio | 0 | 0 | 0 | 0 | 0 | 0 | 0 | 0 | 0 | 0 | 0 | 0 | 0 | 0 | 0 | 0 | 0 | 0 | 0 | 0 | 0 | 0 | 0 | 0 | 0 | 0 | 0 | 0 | 0 | 0
F4_Industrial_Paper and Printing_New_Space Heating_Natural Gas_Boiler_E8 | F4 | Industrial | Paper and Printing | New | Space Heating | Natural Gas | Boiler | E8 | PCT BC Ratio | 0 | 0 | 0 | 0 | 0 | 0 | 0 | 0 | 0 | 0 | 0 | 0 | 0 | 0 | 0 | 0 | 0 | 0 | 0 | 0 | 0 | 0 | 0 | 0 | 0 | 0 | 0 | 0 | 0 | 0
F4_Industrial_Paper and Printing_New_Space Heating_Natural Gas_Boiler_E9 | F4 | Industrial | Paper and Printing | New | Space Heating | Natural Gas | Boiler | E9 | PCT BC Ratio | 0 | 0 | 0 | 0 | 0 | 0 | 0 | 0 | 0 | 0 | 0 | 0 | 0 | 0 | 0 | 0 | 0 | 0 | 0 | 0 | 0 | 0 | 0 | 0 | 0 | 0 | 0 | 0 | 0 | 0
F4_Industrial_Paper and Printing_New_Space Heating_Natural Gas_Boiler_E10 | F4 | Industrial | Paper and Printing | New | Space Heating | Natural Gas | Boiler | E10 | PCT BC Ratio | 0 | 0 | 0 | 0 | 0 | 0 | 0 | 0 | 0 | 0 | 0 | 0 | 0 | 0 | 0 | 0 | 0 | 0 | 0 | 0 | 0 | 0 | 0 | 0 | 0 | 0 | 0 | 0 | 0 | 0
F5_Industrial_Paper and Printing_New_Space Heating_Natural Gas_Boiler_E1 | F5 | Industrial | Paper and Printing | New | Space Heating | Natural Gas | Boiler | E1 | RIM BC Ratio | 0.9 | 0.9 | 0.9 | 0.9 | 0.9 | 0.9 | 0.9 | 0.9 | 0.9 | 0.9 | 0.9 | 0.9 | 0.9 | 0.9 | 0.9 | 0.9 | 0.9 | 0.9 | 0.9 | 0.9 | 0.9 | 0.9 | 0 | 0 | 0 | 0 | 0 | 0 | 0 | 0
F5_Industrial_Paper and Printing_New_Space Heating_Natural Gas_Boiler_E2 | F5 | Industrial | Paper and Printing | New | Space Heating | Natural Gas | Boiler | E2 | RIM BC Ratio | 0.57181 | 0.57353 | 0.5706 | 0.56773 | 0.56279 | 0.55772 | 0.55243 | 0.54741 | 0.54224 | 0.53756 | 0.53274 | 0.5279 | 0.523 | 0.51814 | 0.51323 | 0.50827 | 0.50332 | 0.49844 | 0.49354 | 0.48881 | 0.48414 | 0.47951 | 0 | 0 | 0 | 0 | 0 | 0 | 0 | 0
F5_Industrial_Paper and Printing_New_Space Heating_Natural Gas_Boiler_E3 | F5 | Industrial | Paper and Printing | New | Space Heating | Natural Gas | Boiler | E3 | RIM BC Ratio | 0.57002 | 0.57174 | 0.56881 | 0.56593 | 0.56097 | 0.55588 | 0.55057 | 0.54554 | 0.54035 | 0.53566 | 0.53082 | 0.52597 | 0.52106 | 0.51619 | 0.51127 | 0.5063 | 0.50134 | 0.49645 | 0.49154 | 0.4868 | 0.48212 | 0.47748 | 0 | 0 | 0 | 0 | 0 | 0 | 0 | 0
F5_Industrial_Paper and Printing_New_Space Heating_Natural Gas_Boiler_E4 | F5 | Industrial | Paper and Printing | New | Space Heating | Natural Gas | Boiler | E4 | RIM BC Ratio | 0.00025441 | 0.00025211 | 0.00024688 | 0.00024184 | 0.00023567 | 0.00022964 | 0.0002237 | 0.00021812 | 0.00021264 | 0.00020758 | 0.00020261 | 0.00019775 | 0.00019301 | 0.00018841 | 0.00018391 | 0.0001795 | 0.00017523 | 0.00017113 | 0.00016715 | 0.0001634 | 0.00015982 | 0.00015643 | 0 | 0 | 0 | 0 | 0 | 0 | 0 | 0
F5_Industrial_Paper and Printing_New_Space Heating_Natural Gas_Boiler_E5 | F5 | Industrial | Paper and Printing | New | Space Heating | Natural Gas | Boiler | E5 | RIM BC Ratio | 0 | 0 | 0 | 0 | 0 | 0 | 0 | 0 | 0 | 0 | 0 | 0 | 0 | 0 | 0 | 0 | 0 | 0 | 0 | 0 | 0 | 0 | 0 | 0 | 0 | 0 | 0 | 0 | 0 | 0
F5_Industrial_Paper and Printing_New_Space Heating_Natural Gas_Boiler_E6 | F5 | Industrial | Paper and Printing | New | Space Heating | Natural Gas | Boiler | E6 | RIM BC Ratio | 0 | 0 | 0 | 0 | 0 | 0 | 0 | 0 | 0 | 0 | 0 | 0 | 0 | 0 | 0 | 0 | 0 | 0 | 0 | 0 | 0 | 0 | 0 | 0 | 0 | 0 | 0 | 0 | 0 | 0
F5_Industrial_Paper and Printing_New_Space Heating_Natural Gas_Boiler_E7 | F5 | Industrial | Paper and Printing | New | Space Heating | Natural Gas | Boiler | E7 | RIM BC Ratio | 0 | 0 | 0 | 0 | 0 | 0 | 0 | 0 | 0 | 0 | 0 | 0 | 0 | 0 | 0 | 0 | 0 | 0 | 0 | 0 | 0 | 0 | 0 | 0 | 0 | 0 | 0 | 0 | 0 | 0
F5_Industrial_Paper and Printing_New_Space Heating_Natural Gas_Boiler_E8 | F5 | Industrial | Paper and Printing | New | Space Heating | Natural Gas | Boiler | E8 | RIM BC Ratio | 0 | 0 | 0 | 0 | 0 | 0 | 0 | 0 | 0 | 0 | 0 | 0 | 0 | 0 | 0 | 0 | 0 | 0 | 0 | 0 | 0 | 0 | 0 | 0 | 0 | 0 | 0 | 0 | 0 | 0
F5_Industrial_Paper and Printing_New_Space Heating_Natural Gas_Boiler_E9 | F5 | Industrial | Paper and Printing | New | Space Heating | Natural Gas | Boiler | E9 | RIM BC Ratio | 0 | 0 | 0 | 0 | 0 | 0 | 0 | 0 | 0 | 0 | 0 | 0 | 0 | 0 | 0 | 0 | 0 | 0 | 0 | 0 | 0 | 0 | 0 | 0 | 0 | 0 | 0 | 0 | 0 | 0
F5_Industrial_Paper and Printing_New_Space Heating_Natural Gas_Boiler_E10 | F5 | Industrial | Paper and Printing | New | Space Heating | Natural Gas | Boiler | E10 | RIM BC Ratio | 0 | 0 | 0 | 0 | 0 | 0 | 0 | 0 | 0 | 0 | 0 | 0 | 0 | 0 | 0 | 0 | 0 | 0 | 0 | 0 | 0 | 0 | 0 | 0 | 0 | 0 | 0 | 0 | 0 | 0
F0_Industrial_Paper and Printing_New_Space Heating_Natural Gas_Unit Heater_E0 | F0 | Industrial | Paper and Printing | New | Space Heating | Natural Gas | Unit Heater | E0 | Economic Unit | Infrared Radiant | Infrared Radiant | Infrared Radiant | Infrared Radiant | Infrared Radiant | Infrared Radiant | Infrared Radiant | Infrared Radiant | Infrared Radiant | Infrared Radiant | Infrared Radiant | Infrared Radiant | Infrared Radiant | Infrared Radiant | Infrared Radiant | Infrared Radiant | Infrared Radiant | Infrared Radiant | Infrared Radiant | Infrared Radiant | Infrared Radiant | Infrared Radiant | 0 | 0 | 0 | 0 | 0 | 0 | 0 | 0
F1_Industrial_Paper and Printing_New_Space Heating_Natural Gas_Unit Heater_E1 | F1 | Industrial | Paper and Printing | New | Space Heating | Natural Gas | Unit Heater | E1 | CCE | 0 | 0 | 0 | 0 | 0 | 0 | 0 | 0 | 0 | 0 | 0 | 0 | 0 | 0 | 0 | 0 | 0 | 0 | 0 | 0 | 0 | 0 | 0 | 0 | 0 | 0 | 0 | 0 | 0 | 0
F1_Industrial_Paper and Printing_New_Space Heating_Natural Gas_Unit Heater_E2 | F1 | Industrial | Paper and Printing | New | Space Heating | Natural Gas | Unit Heater | E2 | CCE | 0.025298 | 0.025298 | 0.025298 | 0.025298 | 0.025298 | 0.025298 | 0.025298 | 0.025298 | 0.025298 | 0.025298 | 0.025298 | 0.025298 | 0.025298 | 0.025298 | 0.025298 | 0.025298 | 0.025298 | 0.025298 | 0.025298 | 0.025298 | 0.025298 | 0.025298 | 0 | 0 | 0 | 0 | 0 | 0 | 0 | 0
F1_Industrial_Paper and Printing_New_Space Heating_Natural Gas_Unit Heater_E3 | F1 | Industrial | Paper and Printing | New | Space Heating | Natural Gas | Unit Heater | E3 | CCE | 0.0011378 | 0.0011378 | 0.0011378 | 0.0011378 | 0.0011378 | 0.0011378 | 0.0011378 | 0.0011378 | 0.0011378 | 0.0011378 | 0.0011378 | 0.0011378 | 0.0011378 | 0.0011378 | 0.0011378 | 0.0011378 | 0.0011378 | 0.0011378 | 0.0011378 | 0.0011378 | 0.0011378 | 0.0011378 | 0 | 0 | 0 | 0 | 0 | 0 | 0 | 0
F1_Industrial_Paper and Printing_New_Space Heating_Natural Gas_Unit Heater_E4 | F1 | Industrial | Paper and Printing | New | Space Heating | Natural Gas | Unit Heater | E4 | CCE | 0 | 0 | 0 | 0 | 0 | 0 | 0 | 0 | 0 | 0 | 0 | 0 | 0 | 0 | 0 | 0 | 0 | 0 | 0 | 0 | 0 | 0 | 0 | 0 | 0 | 0 | 0 | 0 | 0 | 0
F1_Industrial_Paper and Printing_New_Space Heating_Natural Gas_Unit Heater_E5 | F1 | Industrial | Paper and Printing | New | Space Heating | Natural Gas | Unit Heater | E5 | CCE | 0 | 0 | 0 | 0 | 0 | 0 | 0 | 0 | 0 | 0 | 0 | 0 | 0 | 0 | 0 | 0 | 0 | 0 | 0 | 0 | 0 | 0 | 0 | 0 | 0 | 0 | 0 | 0 | 0 | 0
F1_Industrial_Paper and Printing_New_Space Heating_Natural Gas_Unit Heater_E6 | F1 | Industrial | Paper and Printing | New | Space Heating | Natural Gas | Unit Heater | E6 | CCE | 0 | 0 | 0 | 0 | 0 | 0 | 0 | 0 | 0 | 0 | 0 | 0 | 0 | 0 | 0 | 0 | 0 | 0 | 0 | 0 | 0 | 0 | 0 | 0 | 0 | 0 | 0 | 0 | 0 | 0
F1_Industrial_Paper and Printing_New_Space Heating_Natural Gas_Unit Heater_E7 | F1 | Industrial | Paper and Printing | New | Space Heating | Natural Gas | Unit Heater | E7 | CCE | 0 | 0 | 0 | 0 | 0 | 0 | 0 | 0 | 0 | 0 | 0 | 0 | 0 | 0 | 0 | 0 | 0 | 0 | 0 | 0 | 0 | 0 | 0 | 0 | 0 | 0 | 0 | 0 | 0 | 0
F1_Industrial_Paper and Printing_New_Space Heating_Natural Gas_Unit Heater_E8 | F1 | Industrial | Paper and Printing | New | Space Heating | Natural Gas | Unit Heater | E8 | CCE | 0 | 0 | 0 | 0 | 0 | 0 | 0 | 0 | 0 | 0 | 0 | 0 | 0 | 0 | 0 | 0 | 0 | 0 | 0 | 0 | 0 | 0 | 0 | 0 | 0 | 0 | 0 | 0 | 0 | 0
F1_Industrial_Paper and Printing_New_Space Heating_Natural Gas_Unit Heater_E9 | F1 | Industrial | Paper and Printing | New | Space Heating | Natural Gas | Unit Heater | E9 | CCE | 0 | 0 | 0 | 0 | 0 | 0 | 0 | 0 | 0 | 0 | 0 | 0 | 0 | 0 | 0 | 0 | 0 | 0 | 0 | 0 | 0 | 0 | 0 | 0 | 0 | 0 | 0 | 0 | 0 | 0
F1_Industrial_Paper and Printing_New_Space Heating_Natural Gas_Unit Heater_E10 | F1 | Industrial | Paper and Printing | New | Space Heating | Natural Gas | Unit Heater | E10 | CCE | 0 | 0 | 0 | 0 | 0 | 0 | 0 | 0 | 0 | 0 | 0 | 0 | 0 | 0 | 0 | 0 | 0 | 0 | 0 | 0 | 0 | 0 | 0 | 0 | 0 | 0 | 0 | 0 | 0 | 0
F2_Industrial_Paper and Printing_New_Space Heating_Natural Gas_Unit Heater_E1 | F2 | Industrial | Paper and Printing | New | Space Heating | Natural Gas | Unit Heater | E1 | TRC BC Ratio | 0.9 | 0.9 | 0.9 | 0.9 | 0.9 | 0.9 | 0.9 | 0.9 | 0.9 | 0.9 | 0.9 | 0.9 | 0.9 | 0.9 | 0.9 | 0.9 | 0.9 | 0.9 | 0.9 | 0.9 | 0.9 | 0.9 | 0 | 0 | 0 | 0 | 0 | 0 | 0 | 0
F2_Industrial_Paper and Printing_New_Space Heating_Natural Gas_Unit Heater_E2 | F2 | Industrial | Paper and Printing | New | Space Heating | Natural Gas | Unit Heater | E2 | TRC BC Ratio | 0.2181 | 0.22441 | 0.22186 | 0.21944 | 0.21339 | 0.20733 | 0.20112 | 0.19555 | 0.18995 | 0.18525 | 0.18051 | 0.17591 | 0.1714 | 0.16709 | 0.16286 | 0.15871 | 0.15471 | 0.1509 | 0.14716 | 0.14369 | 0.14034 | 0.13708 | 0 | 0 | 0 | 0 | 0 | 0 | 0 | 0
F2_Industrial_Paper and Printing_New_Space Heating_Natural Gas_Unit Heater_E3 | F2 | Industrial | Paper and Printing | New | Space Heating | Natural Gas | Unit Heater | E3 | TRC BC Ratio | 5.5546 | 5.9201 | 5.9076 | 5.8978 | 5.7318 | 5.5622 | 5.3814 | 5.2234 | 5.0607 | 4.9317 | 4.7987 | 4.6701 | 4.5435 | 4.4241 | 4.3066 | 4.191 | 4.0803 | 3.9764 | 3.8742 | 3.7819 | 3.6939 | 3.6079 | 0 | 0 | 0 | 0 | 0 | 0 | 0 | 0
F2_Industrial_Paper and Printing_New_Space Heating_Natural Gas_Unit Heater_E4 | F2 | Industrial | Paper and Printing | New | Space Heating | Natural Gas | Unit Heater | E4 | TRC BC Ratio | 0 | 0 | 0 | 0 | 0 | 0 | 0 | 0 | 0 | 0 | 0 | 0 | 0 | 0 | 0 | 0 | 0 | 0 | 0 | 0 | 0 | 0 | 0 | 0 | 0 | 0 | 0 | 0 | 0 | 0
F2_Industrial_Paper and Printing_New_Space Heating_Natural Gas_Unit Heater_E5 | F2 | Industrial | Paper and Printing | New | Space Heating | Natural Gas | Unit Heater | E5 | TRC BC Ratio | 0 | 0 | 0 | 0 | 0 | 0 | 0 | 0 | 0 | 0 | 0 | 0 | 0 | 0 | 0 | 0 | 0 | 0 | 0 | 0 | 0 | 0 | 0 | 0 | 0 | 0 | 0 | 0 | 0 | 0
F2_Industrial_Paper and Printing_New_Space Heating_Natural Gas_Unit Heater_E6 | F2 | Industrial | Paper and Printing | New | Space Heating | Natural Gas | Unit Heater | E6 | TRC BC Ratio | 0 | 0 | 0 | 0 | 0 | 0 | 0 | 0 | 0 | 0 | 0 | 0 | 0 | 0 | 0 | 0 | 0 | 0 | 0 | 0 | 0 | 0 | 0 | 0 | 0 | 0 | 0 | 0 | 0 | 0
F2_Industrial_Paper and Printing_New_Space Heating_Natural Gas_Unit Heater_E7 | F2 | Industrial | Paper and Printing | New | Space Heating | Natural Gas | Unit Heater | E7 | TRC BC Ratio | 0 | 0 | 0 | 0 | 0 | 0 | 0 | 0 | 0 | 0 | 0 | 0 | 0 | 0 | 0 | 0 | 0 | 0 | 0 | 0 | 0 | 0 | 0 | 0 | 0 | 0 | 0 | 0 | 0 | 0
F2_Industrial_Paper and Printing_New_Space Heating_Natural Gas_Unit Heater_E8 | F2 | Industrial | Paper and Printing | New | Space Heating | Natural Gas | Unit Heater | E8 | TRC BC Ratio | 0 | 0 | 0 | 0 | 0 | 0 | 0 | 0 | 0 | 0 | 0 | 0 | 0 | 0 | 0 | 0 | 0 | 0 | 0 | 0 | 0 | 0 | 0 | 0 | 0 | 0 | 0 | 0 | 0 | 0
F2_Industrial_Paper and Printing_New_Space Heating_Natural Gas_Unit Heater_E9 | F2 | Industrial | Paper and Printing | New | Space Heating | Natural Gas | Unit Heater | E9 | TRC BC Ratio | 0 | 0 | 0 | 0 | 0 | 0 | 0 | 0 | 0 | 0 | 0 | 0 | 0 | 0 | 0 | 0 | 0 | 0 | 0 | 0 | 0 | 0 | 0 | 0 | 0 | 0 | 0 | 0 | 0 | 0
F2_Industrial_Paper and Printing_New_Space Heating_Natural Gas_Unit Heater_E10 | F2 | Industrial | Paper and Printing | New | Space Heating | Natural Gas | Unit Heater | E10 | TRC BC Ratio | 0 | 0 | 0 | 0 | 0 | 0 | 0 | 0 | 0 | 0 | 0 | 0 | 0 | 0 | 0 | 0 | 0 | 0 | 0 | 0 | 0 | 0 | 0 | 0 | 0 | 0 | 0 | 0 | 0 | 0
F3_Industrial_Paper and Printing_New_Space Heating_Natural Gas_Unit Heater_E1 | F3 | Industrial | Paper and Printing | New | Space Heating | Natural Gas | Unit Heater | E1 | PACT BC Ratio | 0.9 | 0.9 | 0.9 | 0.9 | 0.9 | 0.9 | 0.9 | 0.9 | 0.9 | 0.9 | 0.9 | 0.9 | 0.9 | 0.9 | 0.9 | 0.9 | 0.9 | 0.9 | 0.9 | 0.9 | 0.9 | 0.9 | 0 | 0 | 0 | 0 | 0 | 0 | 0 | 0
F3_Industrial_Paper and Printing_New_Space Heating_Natural Gas_Unit Heater_E2 | F3 | Industrial | Paper and Printing | New | Space Heating | Natural Gas | Unit Heater | E2 | PACT BC Ratio | 0.46195 | 0.47531 | 0.46991 | 0.4648 | 0.45197 | 0.43914 | 0.42598 | 0.41419 | 0.40233 | 0.39237 | 0.38233 | 0.37259 | 0.36303 | 0.35391 | 0.34495 | 0.33616 | 0.32768 | 0.31961 | 0.31169 | 0.30433 | 0.29725 | 0.29033 | 0 | 0 | 0 | 0 | 0 | 0 | 0 | 0
F3_Industrial_Paper and Printing_New_Space Heating_Natural Gas_Unit Heater_E3 | F3 | Industrial | Paper and Printing | New | Space Heating | Natural Gas | Unit Heater | E3 | PACT BC Ratio | 11.765 | 12.5391 | 12.5126 | 12.4918 | 12.1402 | 11.781 | 11.398 | 11.0634 | 10.7189 | 10.4457 | 10.1639 | 9.8914 | 9.6234 | 9.3705 | 9.1217 | 8.8768 | 8.6424 | 8.4222 | 8.2058 | 8.0102 | 7.8238 | 7.6418 | 0 | 0 | 0 | 0 | 0 | 0 | 0 | 0
F3_Industrial_Paper and Printing_New_Space Heating_Natural Gas_Unit Heater_E4 | F3 | Industrial | Paper and Printing | New | Space Heating | Natural Gas | Unit Heater | E4 | PACT BC Ratio | 0 | 0 | 0 | 0 | 0 | 0 | 0 | 0 | 0 | 0 | 0 | 0 | 0 | 0 | 0 | 0 | 0 | 0 | 0 | 0 | 0 | 0 | 0 | 0 | 0 | 0 | 0 | 0 | 0 | 0
F3_Industrial_Paper and Printing_New_Space Heating_Natural Gas_Unit Heater_E5 | F3 | Industrial | Paper and Printing | New | Space Heating | Natural Gas | Unit Heater | E5 | PACT BC Ratio | 0 | 0 | 0 | 0 | 0 | 0 | 0 | 0 | 0 | 0 | 0 | 0 | 0 | 0 | 0 | 0 | 0 | 0 | 0 | 0 | 0 | 0 | 0 | 0 | 0 | 0 | 0 | 0 | 0 | 0
F3_Industrial_Paper and Printing_New_Space Heating_Natural Gas_Unit Heater_E6 | F3 | Industrial | Paper and Printing | New | Space Heating | Natural Gas | Unit Heater | E6 | PACT BC Ratio | 0 | 0 | 0 | 0 | 0 | 0 | 0 | 0 | 0 | 0 | 0 | 0 | 0 | 0 | 0 | 0 | 0 | 0 | 0 | 0 | 0 | 0 | 0 | 0 | 0 | 0 | 0 | 0 | 0 | 0
F3_Industrial_Paper and Printing_New_Space Heating_Natural Gas_Unit Heater_E7 | F3 | Industrial | Paper and Printing | New | Space Heating | Natural Gas | Unit Heater | E7 | PACT BC Ratio | 0 | 0 | 0 | 0 | 0 | 0 | 0 | 0 | 0 | 0 | 0 | 0 | 0 | 0 | 0 | 0 | 0 | 0 | 0 | 0 | 0 | 0 | 0 | 0 | 0 | 0 | 0 | 0 | 0 | 0
F3_Industrial_Paper and Printing_New_Space Heating_Natural Gas_Unit Heater_E8 | F3 | Industrial | Paper and Printing | New | Space Heating | Natural Gas | Unit Heater | E8 | PACT BC Ratio | 0 | 0 | 0 | 0 | 0 | 0 | 0 | 0 | 0 | 0 | 0 | 0 | 0 | 0 | 0 | 0 | 0 | 0 | 0 | 0 | 0 | 0 | 0 | 0 | 0 | 0 | 0 | 0 | 0 | 0
F3_Industrial_Paper and Printing_New_Space Heating_Natural Gas_Unit Heater_E9 | F3 | Industrial | Paper and Printing | New | Space Heating | Natural Gas | Unit Heater | E9 | PACT BC Ratio | 0 | 0 | 0 | 0 | 0 | 0 | 0 | 0 | 0 | 0 | 0 | 0 | 0 | 0 | 0 | 0 | 0 | 0 | 0 | 0 | 0 | 0 | 0 | 0 | 0 | 0 | 0 | 0 | 0 | 0
F3_Industrial_Paper and Printing_New_Space Heating_Natural Gas_Unit Heater_E10 | F3 | Industrial | Paper and Printing | New | Space Heating | Natural Gas | Unit Heater | E10 | PACT BC Ratio | 0 | 0 | 0 | 0 | 0 | 0 | 0 | 0 | 0 | 0 | 0 | 0 | 0 | 0 | 0 | 0 | 0 | 0 | 0 | 0 | 0 | 0 | 0 | 0 | 0 | 0 | 0 | 0 | 0 | 0
F4_Industrial_Paper and Printing_New_Space Heating_Natural Gas_Unit Heater_E1 | F4 | Industrial | Paper and Printing | New | Space Heating | Natural Gas | Unit Heater | E1 | PCT BC Ratio | 0.9 | 0.9 | 0.9 | 0.9 | 0.9 | 0.9 | 0.9 | 0.9 | 0.9 | 0.9 | 0.9 | 0.9 | 0.9 | 0.9 | 0.9 | 0.9 | 0.9 | 0.9 | 0.9 | 0.9 | 0.9 | 0.9 | 0 | 0 | 0 | 0 | 0 | 0 | 0 | 0
F4_Industrial_Paper and Printing_New_Space Heating_Natural Gas_Unit Heater_E2 | F4 | Industrial | Paper and Printing | New | Space Heating | Natural Gas | Unit Heater | E2 | PCT BC Ratio | 0.64585 | 0.65588 | 0.65183 | 0.64799 | 0.63835 | 0.6287 | 0.61882 | 0.60996 | 0.60104 | 0.59356 | 0.58601 | 0.57869 | 0.57151 | 0.56465 | 0.55792 | 0.55132 | 0.54495 | 0.53888 | 0.53293 | 0.5274 | 0.52208 | 0.51688 | 0 | 0 | 0 | 0 | 0 | 0 | 0 | 0
F4_Industrial_Paper and Printing_New_Space Heating_Natural Gas_Unit Heater_E3 | F4 | Industrial | Paper and Printing | New | Space Heating | Natural Gas | Unit Heater | E3 | PCT BC Ratio | 9.14 | 9.7218 | 9.7019 | 9.6862 | 9.422 | 9.152 | 8.8642 | 8.6128 | 8.3539 | 8.1486 | 7.9368 | 7.7321 | 7.5307 | 7.3406 | 7.1536 | 6.9696 | 6.7934 | 6.628 | 6.4653 | 6.3184 | 6.1783 | 6.0415 | 0 | 0 | 0 | 0 | 0 | 0 | 0 | 0
F4_Industrial_Paper and Printing_New_Space Heating_Natural Gas_Unit Heater_E4 | F4 | Industrial | Paper and Printing | New | Space Heating | Natural Gas | Unit Heater | E4 | PCT BC Ratio | 0 | 0 | 0 | 0 | 0 | 0 | 0 | 0 | 0 | 0 | 0 | 0 | 0 | 0 | 0 | 0 | 0 | 0 | 0 | 0 | 0 | 0 | 0 | 0 | 0 | 0 | 0 | 0 | 0 | 0
F4_Industrial_Paper and Printing_New_Space Heating_Natural Gas_Unit Heater_E5 | F4 | Industrial | Paper and Printing | New | Space Heating | Natural Gas | Unit Heater | E5 | PCT BC Ratio | 0 | 0 | 0 | 0 | 0 | 0 | 0 | 0 | 0 | 0 | 0 | 0 | 0 | 0 | 0 | 0 | 0 | 0 | 0 | 0 | 0 | 0 | 0 | 0 | 0 | 0 | 0 | 0 | 0 | 0
F4_Industrial_Paper and Printing_New_Space Heating_Natural Gas_Unit Heater_E6 | F4 | Industrial | Paper and Printing | New | Space Heating | Natural Gas | Unit Heater | E6 | PCT BC Ratio | 0 | 0 | 0 | 0 | 0 | 0 | 0 | 0 | 0 | 0 | 0 | 0 | 0 | 0 | 0 | 0 | 0 | 0 | 0 | 0 | 0 | 0 | 0 | 0 | 0 | 0 | 0 | 0 | 0 | 0
F4_Industrial_Paper and Printing_New_Space Heating_Natural Gas_Unit Heater_E7 | F4 | Industrial | Paper and Printing | New | Space Heating | Natural Gas | Unit Heater | E7 | PCT BC Ratio | 0 | 0 | 0 | 0 | 0 | 0 | 0 | 0 | 0 | 0 | 0 | 0 | 0 | 0 | 0 | 0 | 0 | 0 | 0 | 0 | 0 | 0 | 0 | 0 | 0 | 0 | 0 | 0 | 0 | 0
F4_Industrial_Paper and Printing_New_Space Heating_Natural Gas_Unit Heater_E8 | F4 | Industrial | Paper and Printing | New | Space Heating | Natural Gas | Unit Heater | E8 | PCT BC Ratio | 0 | 0 | 0 | 0 | 0 | 0 | 0 | 0 | 0 | 0 | 0 | 0 | 0 | 0 | 0 | 0 | 0 | 0 | 0 | 0 | 0 | 0 | 0 | 0 | 0 | 0 | 0 | 0 | 0 | 0
F4_Industrial_Paper and Printing_New_Space Heating_Natural Gas_Unit Heater_E9 | F4 | Industrial | Paper and Printing | New | Space Heating | Natural Gas | Unit Heater | E9 | PCT BC Ratio | 0 | 0 | 0 | 0 | 0 | 0 | 0 | 0 | 0 | 0 | 0 | 0 | 0 | 0 | 0 | 0 | 0 | 0 | 0 | 0 | 0 | 0 | 0 | 0 | 0 | 0 | 0 | 0 | 0 | 0
F4_Industrial_Paper and Printing_New_Space Heating_Natural Gas_Unit Heater_E10 | F4 | Industrial | Paper and Printing | New | Space Heating | Natural Gas | Unit Heater | E10 | PCT BC Ratio | 0 | 0 | 0 | 0 | 0 | 0 | 0 | 0 | 0 | 0 | 0 | 0 | 0 | 0 | 0 | 0 | 0 | 0 | 0 | 0 | 0 | 0 | 0 | 0 | 0 | 0 | 0 | 0 | 0 | 0
F5_Industrial_Paper and Printing_New_Space Heating_Natural Gas_Unit Heater_E1 | F5 | Industrial | Paper and Printing | New | Space Heating | Natural Gas | Unit Heater | E1 | RIM BC Ratio | 0.9 | 0.9 | 0.9 | 0.9 | 0.9 | 0.9 | 0.9 | 0.9 | 0.9 | 0.9 | 0.9 | 0.9 | 0.9 | 0.9 | 0.9 | 0.9 | 0.9 | 0.9 | 0.9 | 0.9 | 0.9 | 0.9 | 0 | 0 | 0 | 0 | 0 | 0 | 0 | 0
F5_Industrial_Paper and Printing_New_Space Heating_Natural Gas_Unit Heater_E2 | F5 | Industrial | Paper and Printing | New | Space Heating | Natural Gas | Unit Heater | E2 | RIM BC Ratio | 0.29737 | 0.30285 | 0.30065 | 0.29855 | 0.2932 | 0.28775 | 0.28204 | 0.27682 | 0.27147 | 0.2669 | 0.26222 | 0.2576 | 0.253 | 0.24853 | 0.24408 | 0.23964 | 0.2353 | 0.23111 | 0.22695 | 0.22302 | 0.21919 | 0.21541 | 0 | 0 | 0 | 0 | 0 | 0 | 0 | 0
F5_Industrial_Paper and Printing_New_Space Heating_Natural Gas_Unit Heater_E3 | F5 | Industrial | Paper and Printing | New | Space Heating | Natural Gas | Unit Heater | E3 | RIM BC Ratio | 0.77938 | 0.78259 | 0.78248 | 0.7824 | 0.78098 | 0.77945 | 0.77773 | 0.77612 | 0.77438 | 0.77292 | 0.77134 | 0.76973 | 0.76806 | 0.76641 | 0.7647 | 0.76294 | 0.76117 | 0.75942 | 0.75762 | 0.75591 | 0.75422 | 0.75249 | 0 | 0 | 0 | 0 | 0 | 0 | 0 | 0
F5_Industrial_Paper and Printing_New_Space Heating_Natural Gas_Unit Heater_E4 | F5 | Industrial | Paper and Printing | New | Space Heating | Natural Gas | Unit Heater | E4 | RIM BC Ratio | 0 | 0 | 0 | 0 | 0 | 0 | 0 | 0 | 0 | 0 | 0 | 0 | 0 | 0 | 0 | 0 | 0 | 0 | 0 | 0 | 0 | 0 | 0 | 0 | 0 | 0 | 0 | 0 | 0 | 0
F5_Industrial_Paper and Printing_New_Space Heating_Natural Gas_Unit Heater_E5 | F5 | Industrial | Paper and Printing | New | Space Heating | Natural Gas | Unit Heater | E5 | RIM BC Ratio | 0 | 0 | 0 | 0 | 0 | 0 | 0 | 0 | 0 | 0 | 0 | 0 | 0 | 0 | 0 | 0 | 0 | 0 | 0 | 0 | 0 | 0 | 0 | 0 | 0 | 0 | 0 | 0 | 0 | 0
F5_Industrial_Paper and Printing_New_Space Heating_Natural Gas_Unit Heater_E6 | F5 | Industrial | Paper and Printing | New | Space Heating | Natural Gas | Unit Heater | E6 | RIM BC Ratio | 0 | 0 | 0 | 0 | 0 | 0 | 0 | 0 | 0 | 0 | 0 | 0 | 0 | 0 | 0 | 0 | 0 | 0 | 0 | 0 | 0 | 0 | 0 | 0 | 0 | 0 | 0 | 0 | 0 | 0
F5_Industrial_Paper and Printing_New_Space Heating_Natural Gas_Unit Heater_E7 | F5 | Industrial | Paper and Printing | New | Space Heating | Natural Gas | Unit Heater | E7 | RIM BC Ratio | 0 | 0 | 0 | 0 | 0 | 0 | 0 | 0 | 0 | 0 | 0 | 0 | 0 | 0 | 0 | 0 | 0 | 0 | 0 | 0 | 0 | 0 | 0 | 0 | 0 | 0 | 0 | 0 | 0 | 0
F5_Industrial_Paper and Printing_New_Space Heating_Natural Gas_Unit Heater_E8 | F5 | Industrial | Paper and Printing | New | Space Heating | Natural Gas | Unit Heater | E8 | RIM BC Ratio | 0 | 0 | 0 | 0 | 0 | 0 | 0 | 0 | 0 | 0 | 0 | 0 | 0 | 0 | 0 | 0 | 0 | 0 | 0 | 0 | 0 | 0 | 0 | 0 | 0 | 0 | 0 | 0 | 0 | 0
F5_Industrial_Paper and Printing_New_Space Heating_Natural Gas_Unit Heater_E9 | F5 | Industrial | Paper and Printing | New | Space Heating | Natural Gas | Unit Heater | E9 | RIM BC Ratio | 0 | 0 | 0 | 0 | 0 | 0 | 0 | 0 | 0 | 0 | 0 | 0 | 0 | 0 | 0 | 0 | 0 | 0 | 0 | 0 | 0 | 0 | 0 | 0 | 0 | 0 | 0 | 0 | 0 | 0
F5_Industrial_Paper and Printing_New_Space Heating_Natural Gas_Unit Heater_E10 | F5 | Industrial | Paper and Printing | New | Space Heating | Natural Gas | Unit Heater | E10 | RIM BC Ratio | 0 | 0 | 0 | 0 | 0 | 0 | 0 | 0 | 0 | 0 | 0 | 0 | 0 | 0 | 0 | 0 | 0 | 0 | 0 | 0 | 0 | 0 | 0 | 0 | 0 | 0 | 0 | 0 | 0 | 0
F0_Industrial_Paper and Printing_New_Process_Natural Gas_Process Boiler_E0 | F0 | Industrial | Paper and Printing | New | Process | Natural Gas | Process Boiler | E0 | Economic Unit | EF .80 | EF .80 | EF .80 | EF .80 | EF .80 | EF .80 | EF .80 | EF .80 | EF .80 | EF .80 | EF .80 | EF .80 | EF .80 | EF .80 | EF .80 | EF .80 | EF .80 | EF .80 | EF .80 | EF .80 | EF .80 | EF .80 | 0 | 0 | 0 | 0 | 0 | 0 | 0 | 0
F1_Industrial_Paper and Printing_New_Process_Natural Gas_Process Boiler_E1 | F1 | Industrial | Paper and Printing | New | Process | Natural Gas | Process Boiler | E1 | CCE | 0 | 0 | 0 | 0 | 0 | 0 | 0 | 0 | 0 | 0 | 0 | 0 | 0 | 0 | 0 | 0 | 0 | 0 | 0 | 0 | 0 | 0 | 0 | 0 | 0 | 0 | 0 | 0 | 0 | 0
F1_Industrial_Paper and Printing_New_Process_Natural Gas_Process Boiler_E2 | F1 | Industrial | Paper and Printing | New | Process | Natural Gas | Process Boiler | E2 | CCE | 0 | 0 | 0 | 0 | 0 | 0 | 0 | 0 | 0 | 0 | 0 | 0 | 0 | 0 | 0 | 0 | 0 | 0 | 0 | 0 | 0 | 0 | 0 | 0 | 0 | 0 | 0 | 0 | 0 | 0
F1_Industrial_Paper and Printing_New_Process_Natural Gas_Process Boiler_E3 | F1 | Industrial | Paper and Printing | New | Process | Natural Gas | Process Boiler | E3 | CCE | 0 | 0 | 0 | 0 | 0 | 0 | 0 | 0 | 0 | 0 | 0 | 0 | 0 | 0 | 0 | 0 | 0 | 0 | 0 | 0 | 0 | 0 | 0 | 0 | 0 | 0 | 0 | 0 | 0 | 0
F1_Industrial_Paper and Printing_New_Process_Natural Gas_Process Boiler_E4 | F1 | Industrial | Paper and Printing | New | Process | Natural Gas | Process Boiler | E4 | CCE | 0 | 0 | 0 | 0 | 0 | 0 | 0 | 0 | 0 | 0 | 0 | 0 | 0 | 0 | 0 | 0 | 0 | 0 | 0 | 0 | 0 | 0 | 0 | 0 | 0 | 0 | 0 | 0 | 0 | 0
F1_Industrial_Paper and Printing_New_Process_Natural Gas_Process Boiler_E5 | F1 | Industrial | Paper and Printing | New | Process | Natural Gas | Process Boiler | E5 | CCE | 0 | 0 | 0 | 0 | 0 | 0 | 0 | 0 | 0 | 0 | 0 | 0 | 0 | 0 | 0 | 0 | 0 | 0 | 0 | 0 | 0 | 0 | 0 | 0 | 0 | 0 | 0 | 0 | 0 | 0
F1_Industrial_Paper and Printing_New_Process_Natural Gas_Process Boiler_E6 | F1 | Industrial | Paper and Printing | New | Process | Natural Gas | Process Boiler | E6 | CCE | 0 | 0 | 0 | 0 | 0 | 0 | 0 | 0 | 0 | 0 | 0 | 0 | 0 | 0 | 0 | 0 | 0 | 0 | 0 | 0 | 0 | 0 | 0 | 0 | 0 | 0 | 0 | 0 | 0 | 0
F1_Industrial_Paper and Printing_New_Process_Natural Gas_Process Boiler_E7 | F1 | Industrial | Paper and Printing | New | Process | Natural Gas | Process Boiler | E7 | CCE | 0 | 0 | 0 | 0 | 0 | 0 | 0 | 0 | 0 | 0 | 0 | 0 | 0 | 0 | 0 | 0 | 0 | 0 | 0 | 0 | 0 | 0 | 0 | 0 | 0 | 0 | 0 | 0 | 0 | 0
F1_Industrial_Paper and Printing_New_Process_Natural Gas_Process Boiler_E8 | F1 | Industrial | Paper and Printing | New | Process | Natural Gas | Process Boiler | E8 | CCE | 0 | 0 | 0 | 0 | 0 | 0 | 0 | 0 | 0 | 0 | 0 | 0 | 0 | 0 | 0 | 0 | 0 | 0 | 0 | 0 | 0 | 0 | 0 | 0 | 0 | 0 | 0 | 0 | 0 | 0
F1_Industrial_Paper and Printing_New_Process_Natural Gas_Process Boiler_E9 | F1 | Industrial | Paper and Printing | New | Process | Natural Gas | Process Boiler | E9 | CCE | 0 | 0 | 0 | 0 | 0 | 0 | 0 | 0 | 0 | 0 | 0 | 0 | 0 | 0 | 0 | 0 | 0 | 0 | 0 | 0 | 0 | 0 | 0 | 0 | 0 | 0 | 0 | 0 | 0 | 0
F1_Industrial_Paper and Printing_New_Process_Natural Gas_Process Boiler_E10 | F1 | Industrial | Paper and Printing | New | Process | Natural Gas | Process Boiler | E10 | CCE | 0 | 0 | 0 | 0 | 0 | 0 | 0 | 0 | 0 | 0 | 0 | 0 | 0 | 0 | 0 | 0 | 0 | 0 | 0 | 0 | 0 | 0 | 0 | 0 | 0 | 0 | 0 | 0 | 0 | 0
F2_Industrial_Paper and Printing_New_Process_Natural Gas_Process Boiler_E1 | F2 | Industrial | Paper and Printing | New | Process | Natural Gas | Process Boiler | E1 | TRC BC Ratio | 0.9 | 0.9 | 0.9 | 0.9 | 0.9 | 0.9 | 0.9 | 0.9 | 0.9 | 0.9 | 0.9 | 0.9 | 0.9 | 0.9 | 0.9 | 0.9 | 0.9 | 0.9 | 0.9 | 0.9 | 0.9 | 0.9 | 0 | 0 | 0 | 0 | 0 | 0 | 0 | 0
F2_Industrial_Paper and Printing_New_Process_Natural Gas_Process Boiler_E2 | F2 | Industrial | Paper and Printing | New | Process | Natural Gas | Process Boiler | E2 | TRC BC Ratio | 0 | 0 | 0 | 0 | 0 | 0 | 0 | 0 | 0 | 0 | 0 | 0 | 0 | 0 | 0 | 0 | 0 | 0 | 0 | 0 | 0 | 0 | 0 | 0 | 0 | 0 | 0 | 0 | 0 | 0
F2_Industrial_Paper and Printing_New_Process_Natural Gas_Process Boiler_E3 | F2 | Industrial | Paper and Printing | New | Process | Natural Gas | Process Boiler | E3 | TRC BC Ratio | 0 | 0 | 0 | 0 | 0 | 0 | 0 | 0 | 0 | 0 | 0 | 0 | 0 | 0 | 0 | 0 | 0 | 0 | 0 | 0 | 0 | 0 | 0 | 0 | 0 | 0 | 0 | 0 | 0 | 0
F2_Industrial_Paper and Printing_New_Process_Natural Gas_Process Boiler_E4 | F2 | Industrial | Paper and Printing | New | Process | Natural Gas | Process Boiler | E4 | TRC BC Ratio | 0 | 0 | 0 | 0 | 0 | 0 | 0 | 0 | 0 | 0 | 0 | 0 | 0 | 0 | 0 | 0 | 0 | 0 | 0 | 0 | 0 | 0 | 0 | 0 | 0 | 0 | 0 | 0 | 0 | 0
F2_Industrial_Paper and Printing_New_Process_Natural Gas_Process Boiler_E5 | F2 | Industrial | Paper and Printing | New | Process | Natural Gas | Process Boiler | E5 | TRC BC Ratio | 0 | 0 | 0 | 0 | 0 | 0 | 0 | 0 | 0 | 0 | 0 | 0 | 0 | 0 | 0 | 0 | 0 | 0 | 0 | 0 | 0 | 0 | 0 | 0 | 0 | 0 | 0 | 0 | 0 | 0
F2_Industrial_Paper and Printing_New_Process_Natural Gas_Process Boiler_E6 | F2 | Industrial | Paper and Printing | New | Process | Natural Gas | Process Boiler | E6 | TRC BC Ratio | 0 | 0 | 0 | 0 | 0 | 0 | 0 | 0 | 0 | 0 | 0 | 0 | 0 | 0 | 0 | 0 | 0 | 0 | 0 | 0 | 0 | 0 | 0 | 0 | 0 | 0 | 0 | 0 | 0 | 0
F2_Industrial_Paper and Printing_New_Process_Natural Gas_Process Boiler_E7 | F2 | Industrial | Paper and Printing | New | Process | Natural Gas | Process Boiler | E7 | TRC BC Ratio | 0 | 0 | 0 | 0 | 0 | 0 | 0 | 0 | 0 | 0 | 0 | 0 | 0 | 0 | 0 | 0 | 0 | 0 | 0 | 0 | 0 | 0 | 0 | 0 | 0 | 0 | 0 | 0 | 0 | 0
F2_Industrial_Paper and Printing_New_Process_Natural Gas_Process Boiler_E8 | F2 | Industrial | Paper and Printing | New | Process | Natural Gas | Process Boiler | E8 | TRC BC Ratio | 0 | 0 | 0 | 0 | 0 | 0 | 0 | 0 | 0 | 0 | 0 | 0 | 0 | 0 | 0 | 0 | 0 | 0 | 0 | 0 | 0 | 0 | 0 | 0 | 0 | 0 | 0 | 0 | 0 | 0
F2_Industrial_Paper and Printing_New_Process_Natural Gas_Process Boiler_E9 | F2 | Industrial | Paper and Printing | New | Process | Natural Gas | Process Boiler | E9 | TRC BC Ratio | 0 | 0 | 0 | 0 | 0 | 0 | 0 | 0 | 0 | 0 | 0 | 0 | 0 | 0 | 0 | 0 | 0 | 0 | 0 | 0 | 0 | 0 | 0 | 0 | 0 | 0 | 0 | 0 | 0 | 0
F2_Industrial_Paper and Printing_New_Process_Natural Gas_Process Boiler_E10 | F2 | Industrial | Paper and Printing | New | Process | Natural Gas | Process Boiler | E10 | TRC BC Ratio | 0 | 0 | 0 | 0 | 0 | 0 | 0 | 0 | 0 | 0 | 0 | 0 | 0 | 0 | 0 | 0 | 0 | 0 | 0 | 0 | 0 | 0 | 0 | 0 | 0 | 0 | 0 | 0 | 0 | 0
F3_Industrial_Paper and Printing_New_Process_Natural Gas_Process Boiler_E1 | F3 | Industrial | Paper and Printing | New | Process | Natural Gas | Process Boiler | E1 | PACT BC Ratio | 0.9 | 0.9 | 0.9 | 0.9 | 0.9 | 0.9 | 0.9 | 0.9 | 0.9 | 0.9 | 0.9 | 0.9 | 0.9 | 0.9 | 0.9 | 0.9 | 0.9 | 0.9 | 0.9 | 0.9 | 0.9 | 0.9 | 0 | 0 | 0 | 0 | 0 | 0 | 0 | 0
F3_Industrial_Paper and Printing_New_Process_Natural Gas_Process Boiler_E2 | F3 | Industrial | Paper and Printing | New | Process | Natural Gas | Process Boiler | E2 | PACT BC Ratio | 0 | 0 | 0 | 0 | 0 | 0 | 0 | 0 | 0 | 0 | 0 | 0 | 0 | 0 | 0 | 0 | 0 | 0 | 0 | 0 | 0 | 0 | 0 | 0 | 0 | 0 | 0 | 0 | 0 | 0
F3_Industrial_Paper and Printing_New_Process_Natural Gas_Process Boiler_E3 | F3 | Industrial | Paper and Printing | New | Process | Natural Gas | Process Boiler | E3 | PACT BC Ratio | 0 | 0 | 0 | 0 | 0 | 0 | 0 | 0 | 0 | 0 | 0 | 0 | 0 | 0 | 0 | 0 | 0 | 0 | 0 | 0 | 0 | 0 | 0 | 0 | 0 | 0 | 0 | 0 | 0 | 0
F3_Industrial_Paper and Printing_New_Process_Natural Gas_Process Boiler_E4 | F3 | Industrial | Paper and Printing | New | Process | Natural Gas | Process Boiler | E4 | PACT BC Ratio | 0 | 0 | 0 | 0 | 0 | 0 | 0 | 0 | 0 | 0 | 0 | 0 | 0 | 0 | 0 | 0 | 0 | 0 | 0 | 0 | 0 | 0 | 0 | 0 | 0 | 0 | 0 | 0 | 0 | 0
F3_Industrial_Paper and Printing_New_Process_Natural Gas_Process Boiler_E5 | F3 | Industrial | Paper and Printing | New | Process | Natural Gas | Process Boiler | E5 | PACT BC Ratio | 0 | 0 | 0 | 0 | 0 | 0 | 0 | 0 | 0 | 0 | 0 | 0 | 0 | 0 | 0 | 0 | 0 | 0 | 0 | 0 | 0 | 0 | 0 | 0 | 0 | 0 | 0 | 0 | 0 | 0
F3_Industrial_Paper and Printing_New_Process_Natural Gas_Process Boiler_E6 | F3 | Industrial | Paper and Printing | New | Process | Natural Gas | Process Boiler | E6 | PACT BC Ratio | 0 | 0 | 0 | 0 | 0 | 0 | 0 | 0 | 0 | 0 | 0 | 0 | 0 | 0 | 0 | 0 | 0 | 0 | 0 | 0 | 0 | 0 | 0 | 0 | 0 | 0 | 0 | 0 | 0 | 0
F3_Industrial_Paper and Printing_New_Process_Natural Gas_Process Boiler_E7 | F3 | Industrial | Paper and Printing | New | Process | Natural Gas | Process Boiler | E7 | PACT BC Ratio | 0 | 0 | 0 | 0 | 0 | 0 | 0 | 0 | 0 | 0 | 0 | 0 | 0 | 0 | 0 | 0 | 0 | 0 | 0 | 0 | 0 | 0 | 0 | 0 | 0 | 0 | 0 | 0 | 0 | 0
F3_Industrial_Paper and Printing_New_Process_Natural Gas_Process Boiler_E8 | F3 | Industrial | Paper and Printing | New | Process | Natural Gas | Process Boiler | E8 | PACT BC Ratio | 0 | 0 | 0 | 0 | 0 | 0 | 0 | 0 | 0 | 0 | 0 | 0 | 0 | 0 | 0 | 0 | 0 | 0 | 0 | 0 | 0 | 0 | 0 | 0 | 0 | 0 | 0 | 0 | 0 | 0
F3_Industrial_Paper and Printing_New_Process_Natural Gas_Process Boiler_E9 | F3 | Industrial | Paper and Printing | New | Process | Natural Gas | Process Boiler | E9 | PACT BC Ratio | 0 | 0 | 0 | 0 | 0 | 0 | 0 | 0 | 0 | 0 | 0 | 0 | 0 | 0 | 0 | 0 | 0 | 0 | 0 | 0 | 0 | 0 | 0 | 0 | 0 | 0 | 0 | 0 | 0 | 0
F3_Industrial_Paper and Printing_New_Process_Natural Gas_Process Boiler_E10 | F3 | Industrial | Paper and Printing | New | Process | Natural Gas | Process Boiler | E10 | PACT BC Ratio | 0 | 0 | 0 | 0 | 0 | 0 | 0 | 0 | 0 | 0 | 0 | 0 | 0 | 0 | 0 | 0 | 0 | 0 | 0 | 0 | 0 | 0 | 0 | 0 | 0 | 0 | 0 | 0 | 0 | 0
F4_Industrial_Paper and Printing_New_Process_Natural Gas_Process Boiler_E1 | F4 | Industrial | Paper and Printing | New | Process | Natural Gas | Process Boiler | E1 | PCT BC Ratio | 0.9 | 0.9 | 0.9 | 0.9 | 0.9 | 0.9 | 0.9 | 0.9 | 0.9 | 0.9 | 0.9 | 0.9 | 0.9 | 0.9 | 0.9 | 0.9 | 0.9 | 0.9 | 0.9 | 0.9 | 0.9 | 0.9 | 0 | 0 | 0 | 0 | 0 | 0 | 0 | 0
F4_Industrial_Paper and Printing_New_Process_Natural Gas_Process Boiler_E2 | F4 | Industrial | Paper and Printing | New | Process | Natural Gas | Process Boiler | E2 | PCT BC Ratio | 0 | 0 | 0 | 0 | 0 | 0 | 0 | 0 | 0 | 0 | 0 | 0 | 0 | 0 | 0 | 0 | 0 | 0 | 0 | 0 | 0 | 0 | 0 | 0 | 0 | 0 | 0 | 0 | 0 | 0
F4_Industrial_Paper and Printing_New_Process_Natural Gas_Process Boiler_E3 | F4 | Industrial | Paper and Printing | New | Process | Natural Gas | Process Boiler | E3 | PCT BC Ratio | 0 | 0 | 0 | 0 | 0 | 0 | 0 | 0 | 0 | 0 | 0 | 0 | 0 | 0 | 0 | 0 | 0 | 0 | 0 | 0 | 0 | 0 | 0 | 0 | 0 | 0 | 0 | 0 | 0 | 0
F4_Industrial_Paper and Printing_New_Process_Natural Gas_Process Boiler_E4 | F4 | Industrial | Paper and Printing | New | Process | Natural Gas | Process Boiler | E4 | PCT BC Ratio | 0 | 0 | 0 | 0 | 0 | 0 | 0 | 0 | 0 | 0 | 0 | 0 | 0 | 0 | 0 | 0 | 0 | 0 | 0 | 0 | 0 | 0 | 0 | 0 | 0 | 0 | 0 | 0 | 0 | 0
F4_Industrial_Paper and Printing_New_Process_Natural Gas_Process Boiler_E5 | F4 | Industrial | Paper and Printing | New | Process | Natural Gas | Process Boiler | E5 | PCT BC Ratio | 0 | 0 | 0 | 0 | 0 | 0 | 0 | 0 | 0 | 0 | 0 | 0 | 0 | 0 | 0 | 0 | 0 | 0 | 0 | 0 | 0 | 0 | 0 | 0 | 0 | 0 | 0 | 0 | 0 | 0
F4_Industrial_Paper and Printing_New_Process_Natural Gas_Process Boiler_E6 | F4 | Industrial | Paper and Printing | New | Process | Natural Gas | Process Boiler | E6 | PCT BC Ratio | 0 | 0 | 0 | 0 | 0 | 0 | 0 | 0 | 0 | 0 | 0 | 0 | 0 | 0 | 0 | 0 | 0 | 0 | 0 | 0 | 0 | 0 | 0 | 0 | 0 | 0 | 0 | 0 | 0 | 0
F4_Industrial_Paper and Printing_New_Process_Natural Gas_Process Boiler_E7 | F4 | Industrial | Paper and Printing | New | Process | Natural Gas | Process Boiler | E7 | PCT BC Ratio | 0 | 0 | 0 | 0 | 0 | 0 | 0 | 0 | 0 | 0 | 0 | 0 | 0 | 0 | 0 | 0 | 0 | 0 | 0 | 0 | 0 | 0 | 0 | 0 | 0 | 0 | 0 | 0 | 0 | 0
F4_Industrial_Paper and Printing_New_Process_Natural Gas_Process Boiler_E8 | F4 | Industrial | Paper and Printing | New | Process | Natural Gas | Process Boiler | E8 | PCT BC Ratio | 0 | 0 | 0 | 0 | 0 | 0 | 0 | 0 | 0 | 0 | 0 | 0 | 0 | 0 | 0 | 0 | 0 | 0 | 0 | 0 | 0 | 0 | 0 | 0 | 0 | 0 | 0 | 0 | 0 | 0
F4_Industrial_Paper and Printing_New_Process_Natural Gas_Process Boiler_E9 | F4 | Industrial | Paper and Printing | New | Process | Natural Gas | Process Boiler | E9 | PCT BC Ratio | 0 | 0 | 0 | 0 | 0 | 0 | 0 | 0 | 0 | 0 | 0 | 0 | 0 | 0 | 0 | 0 | 0 | 0 | 0 | 0 | 0 | 0 | 0 | 0 | 0 | 0 | 0 | 0 | 0 | 0
F4_Industrial_Paper and Printing_New_Process_Natural Gas_Process Boiler_E10 | F4 | Industrial | Paper and Printing | New | Process | Natural Gas | Process Boiler | E10 | PCT BC Ratio | 0 | 0 | 0 | 0 | 0 | 0 | 0 | 0 | 0 | 0 | 0 | 0 | 0 | 0 | 0 | 0 | 0 | 0 | 0 | 0 | 0 | 0 | 0 | 0 | 0 | 0 | 0 | 0 | 0 | 0
F5_Industrial_Paper and Printing_New_Process_Natural Gas_Process Boiler_E1 | F5 | Industrial | Paper and Printing | New | Process | Natural Gas | Process Boiler | E1 | RIM BC Ratio | 0.9 | 0.9 | 0.9 | 0.9 | 0.9 | 0.9 | 0.9 | 0.9 | 0.9 | 0.9 | 0.9 | 0.9 | 0.9 | 0.9 | 0.9 | 0.9 | 0.9 | 0.9 | 0.9 | 0.9 | 0.9 | 0.9 | 0 | 0 | 0 | 0 | 0 | 0 | 0 | 0
F5_Industrial_Paper and Printing_New_Process_Natural Gas_Process Boiler_E2 | F5 | Industrial | Paper and Printing | New | Process | Natural Gas | Process Boiler | E2 | RIM BC Ratio | 0 | 0 | 0 | 0 | 0 | 0 | 0 | 0 | 0 | 0 | 0 | 0 | 0 | 0 | 0 | 0 | 0 | 0 | 0 | 0 | 0 | 0 | 0 | 0 | 0 | 0 | 0 | 0 | 0 | 0
F5_Industrial_Paper and Printing_New_Process_Natural Gas_Process Boiler_E3 | F5 | Industrial | Paper and Printing | New | Process | Natural Gas | Process Boiler | E3 | RIM BC Ratio | 0 | 0 | 0 | 0 | 0 | 0 | 0 | 0 | 0 | 0 | 0 | 0 | 0 | 0 | 0 | 0 | 0 | 0 | 0 | 0 | 0 | 0 | 0 | 0 | 0 | 0 | 0 | 0 | 0 | 0
F5_Industrial_Paper and Printing_New_Process_Natural Gas_Process Boiler_E4 | F5 | Industrial | Paper and Printing | New | Process | Natural Gas | Process Boiler | E4 | RIM BC Ratio | 0 | 0 | 0 | 0 | 0 | 0 | 0 | 0 | 0 | 0 | 0 | 0 | 0 | 0 | 0 | 0 | 0 | 0 | 0 | 0 | 0 | 0 | 0 | 0 | 0 | 0 | 0 | 0 | 0 | 0
F5_Industrial_Paper and Printing_New_Process_Natural Gas_Process Boiler_E5 | F5 | Industrial | Paper and Printing | New | Process | Natural Gas | Process Boiler | E5 | RIM BC Ratio | 0 | 0 | 0 | 0 | 0 | 0 | 0 | 0 | 0 | 0 | 0 | 0 | 0 | 0 | 0 | 0 | 0 | 0 | 0 | 0 | 0 | 0 | 0 | 0 | 0 | 0 | 0 | 0 | 0 | 0
F5_Industrial_Paper and Printing_New_Process_Natural Gas_Process Boiler_E6 | F5 | Industrial | Paper and Printing | New | Process | Natural Gas | Process Boiler | E6 | RIM BC Ratio | 0 | 0 | 0 | 0 | 0 | 0 | 0 | 0 | 0 | 0 | 0 | 0 | 0 | 0 | 0 | 0 | 0 | 0 | 0 | 0 | 0 | 0 | 0 | 0 | 0 | 0 | 0 | 0 | 0 | 0
F5_Industrial_Paper and Printing_New_Process_Natural Gas_Process Boiler_E7 | F5 | Industrial | Paper and Printing | New | Process | Natural Gas | Process Boiler | E7 | RIM BC Ratio | 0 | 0 | 0 | 0 | 0 | 0 | 0 | 0 | 0 | 0 | 0 | 0 | 0 | 0 | 0 | 0 | 0 | 0 | 0 | 0 | 0 | 0 | 0 | 0 | 0 | 0 | 0 | 0 | 0 | 0
F5_Industrial_Paper and Printing_New_Process_Natural Gas_Process Boiler_E8 | F5 | Industrial | Paper and Printing | New | Process | Natural Gas | Process Boiler | E8 | RIM BC Ratio | 0 | 0 | 0 | 0 | 0 | 0 | 0 | 0 | 0 | 0 | 0 | 0 | 0 | 0 | 0 | 0 | 0 | 0 | 0 | 0 | 0 | 0 | 0 | 0 | 0 | 0 | 0 | 0 | 0 | 0
F5_Industrial_Paper and Printing_New_Process_Natural Gas_Process Boiler_E9 | F5 | Industrial | Paper and Printing | New | Process | Natural Gas | Process Boiler | E9 | RIM BC Ratio | 0 | 0 | 0 | 0 | 0 | 0 | 0 | 0 | 0 | 0 | 0 | 0 | 0 | 0 | 0 | 0 | 0 | 0 | 0 | 0 | 0 | 0 | 0 | 0 | 0 | 0 | 0 | 0 | 0 | 0
F5_Industrial_Paper and Printing_New_Process_Natural Gas_Process Boiler_E10 | F5 | Industrial | Paper and Printing | New | Process | Natural Gas | Process Boiler | E10 | RIM BC Ratio | 0 | 0 | 0 | 0 | 0 | 0 | 0 | 0 | 0 | 0 | 0 | 0 | 0 | 0 | 0 | 0 | 0 | 0 | 0 | 0 | 0 | 0 | 0 | 0 | 0 | 0 | 0 | 0 | 0 | 0
F0_Industrial_Paper and Printing_New_Process_Natural Gas_Process Heating_E0 | F0 | Industrial | Paper and Printing | New | Process | Natural Gas | Process Heating | E0 | Economic Unit | Standard | Standard | Standard | Standard | Standard | Standard | Standard | Standard | Standard | Standard | Standard | Standard | Standard | Standard | Standard | Standard | Standard | Standard | Standard | Standard | Standard | Standard | 0 | 0 | 0 | 0 | 0 | 0 | 0 | 0
F1_Industrial_Paper and Printing_New_Process_Natural Gas_Process Heating_E1 | F1 | Industrial | Paper and Printing | New | Process | Natural Gas | Process Heating | E1 | CCE | 0 | 0 | 0 | 0 | 0 | 0 | 0 | 0 | 0 | 0 | 0 | 0 | 0 | 0 | 0 | 0 | 0 | 0 | 0 | 0 | 0 | 0 | 0 | 0 | 0 | 0 | 0 | 0 | 0 | 0
F1_Industrial_Paper and Printing_New_Process_Natural Gas_Process Heating_E2 | F1 | Industrial | Paper and Printing | New | Process | Natural Gas | Process Heating | E2 | CCE | 0 | 0 | 0 | 0 | 0 | 0 | 0 | 0 | 0 | 0 | 0 | 0 | 0 | 0 | 0 | 0 | 0 | 0 | 0 | 0 | 0 | 0 | 0 | 0 | 0 | 0 | 0 | 0 | 0 | 0
F1_Industrial_Paper and Printing_New_Process_Natural Gas_Process Heating_E3 | F1 | Industrial | Paper and Printing | New | Process | Natural Gas | Process Heating | E3 | CCE | 0 | 0 | 0 | 0 | 0 | 0 | 0 | 0 | 0 | 0 | 0 | 0 | 0 | 0 | 0 | 0 | 0 | 0 | 0 | 0 | 0 | 0 | 0 | 0 | 0 | 0 | 0 | 0 | 0 | 0
F1_Industrial_Paper and Printing_New_Process_Natural Gas_Process Heating_E4 | F1 | Industrial | Paper and Printing | New | Process | Natural Gas | Process Heating | E4 | CCE | 0 | 0 | 0 | 0 | 0 | 0 | 0 | 0 | 0 | 0 | 0 | 0 | 0 | 0 | 0 | 0 | 0 | 0 | 0 | 0 | 0 | 0 | 0 | 0 | 0 | 0 | 0 | 0 | 0 | 0
F1_Industrial_Paper and Printing_New_Process_Natural Gas_Process Heating_E5 | F1 | Industrial | Paper and Printing | New | Process | Natural Gas | Process Heating | E5 | CCE | 0 | 0 | 0 | 0 | 0 | 0 | 0 | 0 | 0 | 0 | 0 | 0 | 0 | 0 | 0 | 0 | 0 | 0 | 0 | 0 | 0 | 0 | 0 | 0 | 0 | 0 | 0 | 0 | 0 | 0
F1_Industrial_Paper and Printing_New_Process_Natural Gas_Process Heating_E6 | F1 | Industrial | Paper and Printing | New | Process | Natural Gas | Process Heating | E6 | CCE | 0 | 0 | 0 | 0 | 0 | 0 | 0 | 0 | 0 | 0 | 0 | 0 | 0 | 0 | 0 | 0 | 0 | 0 | 0 | 0 | 0 | 0 | 0 | 0 | 0 | 0 | 0 | 0 | 0 | 0
F1_Industrial_Paper and Printing_New_Process_Natural Gas_Process Heating_E7 | F1 | Industrial | Paper and Printing | New | Process | Natural Gas | Process Heating | E7 | CCE | 0 | 0 | 0 | 0 | 0 | 0 | 0 | 0 | 0 | 0 | 0 | 0 | 0 | 0 | 0 | 0 | 0 | 0 | 0 | 0 | 0 | 0 | 0 | 0 | 0 | 0 | 0 | 0 | 0 | 0
F1_Industrial_Paper and Printing_New_Process_Natural Gas_Process Heating_E8 | F1 | Industrial | Paper and Printing | New | Process | Natural Gas | Process Heating | E8 | CCE | 0 | 0 | 0 | 0 | 0 | 0 | 0 | 0 | 0 | 0 | 0 | 0 | 0 | 0 | 0 | 0 | 0 | 0 | 0 | 0 | 0 | 0 | 0 | 0 | 0 | 0 | 0 | 0 | 0 | 0
F1_Industrial_Paper and Printing_New_Process_Natural Gas_Process Heating_E9 | F1 | Industrial | Paper and Printing | New | Process | Natural Gas | Process Heating | E9 | CCE | 0 | 0 | 0 | 0 | 0 | 0 | 0 | 0 | 0 | 0 | 0 | 0 | 0 | 0 | 0 | 0 | 0 | 0 | 0 | 0 | 0 | 0 | 0 | 0 | 0 | 0 | 0 | 0 | 0 | 0
F1_Industrial_Paper and Printing_New_Process_Natural Gas_Process Heating_E10 | F1 | Industrial | Paper and Printing | New | Process | Natural Gas | Process Heating | E10 | CCE | 0 | 0 | 0 | 0 | 0 | 0 | 0 | 0 | 0 | 0 | 0 | 0 | 0 | 0 | 0 | 0 | 0 | 0 | 0 | 0 | 0 | 0 | 0 | 0 | 0 | 0 | 0 | 0 | 0 | 0
F2_Industrial_Paper and Printing_New_Process_Natural Gas_Process Heating_E1 | F2 | Industrial | Paper and Printing | New | Process | Natural Gas | Process Heating | E1 | TRC BC Ratio | 0.9 | 0.9 | 0.9 | 0.9 | 0.9 | 0.9 | 0.9 | 0.9 | 0.9 | 0.9 | 0.9 | 0.9 | 0.9 | 0.9 | 0.9 | 0.9 | 0.9 | 0.9 | 0.9 | 0.9 | 0.9 | 0.9 | 0 | 0 | 0 | 0 | 0 | 0 | 0 | 0
F2_Industrial_Paper and Printing_New_Process_Natural Gas_Process Heating_E2 | F2 | Industrial | Paper and Printing | New | Process | Natural Gas | Process Heating | E2 | TRC BC Ratio | 0 | 0 | 0 | 0 | 0 | 0 | 0 | 0 | 0 | 0 | 0 | 0 | 0 | 0 | 0 | 0 | 0 | 0 | 0 | 0 | 0 | 0 | 0 | 0 | 0 | 0 | 0 | 0 | 0 | 0
F2_Industrial_Paper and Printing_New_Process_Natural Gas_Process Heating_E3 | F2 | Industrial | Paper and Printing | New | Process | Natural Gas | Process Heating | E3 | TRC BC Ratio | 0 | 0 | 0 | 0 | 0 | 0 | 0 | 0 | 0 | 0 | 0 | 0 | 0 | 0 | 0 | 0 | 0 | 0 | 0 | 0 | 0 | 0 | 0 | 0 | 0 | 0 | 0 | 0 | 0 | 0
F2_Industrial_Paper and Printing_New_Process_Natural Gas_Process Heating_E4 | F2 | Industrial | Paper and Printing | New | Process | Natural Gas | Process Heating | E4 | TRC BC Ratio | 0 | 0 | 0 | 0 | 0 | 0 | 0 | 0 | 0 | 0 | 0 | 0 | 0 | 0 | 0 | 0 | 0 | 0 | 0 | 0 | 0 | 0 | 0 | 0 | 0 | 0 | 0 | 0 | 0 | 0
F2_Industrial_Paper and Printing_New_Process_Natural Gas_Process Heating_E5 | F2 | Industrial | Paper and Printing | New | Process | Natural Gas | Process Heating | E5 | TRC BC Ratio | 0 | 0 | 0 | 0 | 0 | 0 | 0 | 0 | 0 | 0 | 0 | 0 | 0 | 0 | 0 | 0 | 0 | 0 | 0 | 0 | 0 | 0 | 0 | 0 | 0 | 0 | 0 | 0 | 0 | 0
F2_Industrial_Paper and Printing_New_Process_Natural Gas_Process Heating_E6 | F2 | Industrial | Paper and Printing | New | Process | Natural Gas | Process Heating | E6 | TRC BC Ratio | 0 | 0 | 0 | 0 | 0 | 0 | 0 | 0 | 0 | 0 | 0 | 0 | 0 | 0 | 0 | 0 | 0 | 0 | 0 | 0 | 0 | 0 | 0 | 0 | 0 | 0 | 0 | 0 | 0 | 0
F2_Industrial_Paper and Printing_New_Process_Natural Gas_Process Heating_E7 | F2 | Industrial | Paper and Printing | New | Process | Natural Gas | Process Heating | E7 | TRC BC Ratio | 0 | 0 | 0 | 0 | 0 | 0 | 0 | 0 | 0 | 0 | 0 | 0 | 0 | 0 | 0 | 0 | 0 | 0 | 0 | 0 | 0 | 0 | 0 | 0 | 0 | 0 | 0 | 0 | 0 | 0
F2_Industrial_Paper and Printing_New_Process_Natural Gas_Process Heating_E8 | F2 | Industrial | Paper and Printing | New | Process | Natural Gas | Process Heating | E8 | TRC BC Ratio | 0 | 0 | 0 | 0 | 0 | 0 | 0 | 0 | 0 | 0 | 0 | 0 | 0 | 0 | 0 | 0 | 0 | 0 | 0 | 0 | 0 | 0 | 0 | 0 | 0 | 0 | 0 | 0 | 0 | 0
F2_Industrial_Paper and Printing_New_Process_Natural Gas_Process Heating_E9 | F2 | Industrial | Paper and Printing | New | Process | Natural Gas | Process Heating | E9 | TRC BC Ratio | 0 | 0 | 0 | 0 | 0 | 0 | 0 | 0 | 0 | 0 | 0 | 0 | 0 | 0 | 0 | 0 | 0 | 0 | 0 | 0 | 0 | 0 | 0 | 0 | 0 | 0 | 0 | 0 | 0 | 0
F2_Industrial_Paper and Printing_New_Process_Natural Gas_Process Heating_E10 | F2 | Industrial | Paper and Printing | New | Process | Natural Gas | Process Heating | E10 | TRC BC Ratio | 0 | 0 | 0 | 0 | 0 | 0 | 0 | 0 | 0 | 0 | 0 | 0 | 0 | 0 | 0 | 0 | 0 | 0 | 0 | 0 | 0 | 0 | 0 | 0 | 0 | 0 | 0 | 0 | 0 | 0
F3_Industrial_Paper and Printing_New_Process_Natural Gas_Process Heating_E1 | F3 | Industrial | Paper and Printing | New | Process | Natural Gas | Process Heating | E1 | PACT BC Ratio | 0.9 | 0.9 | 0.9 | 0.9 | 0.9 | 0.9 | 0.9 | 0.9 | 0.9 | 0.9 | 0.9 | 0.9 | 0.9 | 0.9 | 0.9 | 0.9 | 0.9 | 0.9 | 0.9 | 0.9 | 0.9 | 0.9 | 0 | 0 | 0 | 0 | 0 | 0 | 0 | 0
F3_Industrial_Paper and Printing_New_Process_Natural Gas_Process Heating_E2 | F3 | Industrial | Paper and Printing | New | Process | Natural Gas | Process Heating | E2 | PACT BC Ratio | 0 | 0 | 0 | 0 | 0 | 0 | 0 | 0 | 0 | 0 | 0 | 0 | 0 | 0 | 0 | 0 | 0 | 0 | 0 | 0 | 0 | 0 | 0 | 0 | 0 | 0 | 0 | 0 | 0 | 0
F3_Industrial_Paper and Printing_New_Process_Natural Gas_Process Heating_E3 | F3 | Industrial | Paper and Printing | New | Process | Natural Gas | Process Heating | E3 | PACT BC Ratio | 0 | 0 | 0 | 0 | 0 | 0 | 0 | 0 | 0 | 0 | 0 | 0 | 0 | 0 | 0 | 0 | 0 | 0 | 0 | 0 | 0 | 0 | 0 | 0 | 0 | 0 | 0 | 0 | 0 | 0
F3_Industrial_Paper and Printing_New_Process_Natural Gas_Process Heating_E4 | F3 | Industrial | Paper and Printing | New | Process | Natural Gas | Process Heating | E4 | PACT BC Ratio | 0 | 0 | 0 | 0 | 0 | 0 | 0 | 0 | 0 | 0 | 0 | 0 | 0 | 0 | 0 | 0 | 0 | 0 | 0 | 0 | 0 | 0 | 0 | 0 | 0 | 0 | 0 | 0 | 0 | 0
F3_Industrial_Paper and Printing_New_Process_Natural Gas_Process Heating_E5 | F3 | Industrial | Paper and Printing | New | Process | Natural Gas | Process Heating | E5 | PACT BC Ratio | 0 | 0 | 0 | 0 | 0 | 0 | 0 | 0 | 0 | 0 | 0 | 0 | 0 | 0 | 0 | 0 | 0 | 0 | 0 | 0 | 0 | 0 | 0 | 0 | 0 | 0 | 0 | 0 | 0 | 0
F3_Industrial_Paper and Printing_New_Process_Natural Gas_Process Heating_E6 | F3 | Industrial | Paper and Printing | New | Process | Natural Gas | Process Heating | E6 | PACT BC Ratio | 0 | 0 | 0 | 0 | 0 | 0 | 0 | 0 | 0 | 0 | 0 | 0 | 0 | 0 | 0 | 0 | 0 | 0 | 0 | 0 | 0 | 0 | 0 | 0 | 0 | 0 | 0 | 0 | 0 | 0
F3_Industrial_Paper and Printing_New_Process_Natural Gas_Process Heating_E7 | F3 | Industrial | Paper and Printing | New | Process | Natural Gas | Process Heating | E7 | PACT BC Ratio | 0 | 0 | 0 | 0 | 0 | 0 | 0 | 0 | 0 | 0 | 0 | 0 | 0 | 0 | 0 | 0 | 0 | 0 | 0 | 0 | 0 | 0 | 0 | 0 | 0 | 0 | 0 | 0 | 0 | 0
F3_Industrial_Paper and Printing_New_Process_Natural Gas_Process Heating_E8 | F3 | Industrial | Paper and Printing | New | Process | Natural Gas | Process Heating | E8 | PACT BC Ratio | 0 | 0 | 0 | 0 | 0 | 0 | 0 | 0 | 0 | 0 | 0 | 0 | 0 | 0 | 0 | 0 | 0 | 0 | 0 | 0 | 0 | 0 | 0 | 0 | 0 | 0 | 0 | 0 | 0 | 0
F3_Industrial_Paper and Printing_New_Process_Natural Gas_Process Heating_E9 | F3 | Industrial | Paper and Printing | New | Process | Natural Gas | Process Heating | E9 | PACT BC Ratio | 0 | 0 | 0 | 0 | 0 | 0 | 0 | 0 | 0 | 0 | 0 | 0 | 0 | 0 | 0 | 0 | 0 | 0 | 0 | 0 | 0 | 0 | 0 | 0 | 0 | 0 | 0 | 0 | 0 | 0
F3_Industrial_Paper and Printing_New_Process_Natural Gas_Process Heating_E10 | F3 | Industrial | Paper and Printing | New | Process | Natural Gas | Process Heating | E10 | PACT BC Ratio | 0 | 0 | 0 | 0 | 0 | 0 | 0 | 0 | 0 | 0 | 0 | 0 | 0 | 0 | 0 | 0 | 0 | 0 | 0 | 0 | 0 | 0 | 0 | 0 | 0 | 0 | 0 | 0 | 0 | 0
F4_Industrial_Paper and Printing_New_Process_Natural Gas_Process Heating_E1 | F4 | Industrial | Paper and Printing | New | Process | Natural Gas | Process Heating | E1 | PCT BC Ratio | 0.9 | 0.9 | 0.9 | 0.9 | 0.9 | 0.9 | 0.9 | 0.9 | 0.9 | 0.9 | 0.9 | 0.9 | 0.9 | 0.9 | 0.9 | 0.9 | 0.9 | 0.9 | 0.9 | 0.9 | 0.9 | 0.9 | 0 | 0 | 0 | 0 | 0 | 0 | 0 | 0
F4_Industrial_Paper and Printing_New_Process_Natural Gas_Process Heating_E2 | F4 | Industrial | Paper and Printing | New | Process | Natural Gas | Process Heating | E2 | PCT BC Ratio | 0 | 0 | 0 | 0 | 0 | 0 | 0 | 0 | 0 | 0 | 0 | 0 | 0 | 0 | 0 | 0 | 0 | 0 | 0 | 0 | 0 | 0 | 0 | 0 | 0 | 0 | 0 | 0 | 0 | 0
F4_Industrial_Paper and Printing_New_Process_Natural Gas_Process Heating_E3 | F4 | Industrial | Paper and Printing | New | Process | Natural Gas | Process Heating | E3 | PCT BC Ratio | 0 | 0 | 0 | 0 | 0 | 0 | 0 | 0 | 0 | 0 | 0 | 0 | 0 | 0 | 0 | 0 | 0 | 0 | 0 | 0 | 0 | 0 | 0 | 0 | 0 | 0 | 0 | 0 | 0 | 0
F4_Industrial_Paper and Printing_New_Process_Natural Gas_Process Heating_E4 | F4 | Industrial | Paper and Printing | New | Process | Natural Gas | Process Heating | E4 | PCT BC Ratio | 0 | 0 | 0 | 0 | 0 | 0 | 0 | 0 | 0 | 0 | 0 | 0 | 0 | 0 | 0 | 0 | 0 | 0 | 0 | 0 | 0 | 0 | 0 | 0 | 0 | 0 | 0 | 0 | 0 | 0
F4_Industrial_Paper and Printing_New_Process_Natural Gas_Process Heating_E5 | F4 | Industrial | Paper and Printing | New | Process | Natural Gas | Process Heating | E5 | PCT BC Ratio | 0 | 0 | 0 | 0 | 0 | 0 | 0 | 0 | 0 | 0 | 0 | 0 | 0 | 0 | 0 | 0 | 0 | 0 | 0 | 0 | 0 | 0 | 0 | 0 | 0 | 0 | 0 | 0 | 0 | 0
F4_Industrial_Paper and Printing_New_Process_Natural Gas_Process Heating_E6 | F4 | Industrial | Paper and Printing | New | Process | Natural Gas | Process Heating | E6 | PCT BC Ratio | 0 | 0 | 0 | 0 | 0 | 0 | 0 | 0 | 0 | 0 | 0 | 0 | 0 | 0 | 0 | 0 | 0 | 0 | 0 | 0 | 0 | 0 | 0 | 0 | 0 | 0 | 0 | 0 | 0 | 0
F4_Industrial_Paper and Printing_New_Process_Natural Gas_Process Heating_E7 | F4 | Industrial | Paper and Printing | New | Process | Natural Gas | Process Heating | E7 | PCT BC Ratio | 0 | 0 | 0 | 0 | 0 | 0 | 0 | 0 | 0 | 0 | 0 | 0 | 0 | 0 | 0 | 0 | 0 | 0 | 0 | 0 | 0 | 0 | 0 | 0 | 0 | 0 | 0 | 0 | 0 | 0
F4_Industrial_Paper and Printing_New_Process_Natural Gas_Process Heating_E8 | F4 | Industrial | Paper and Printing | New | Process | Natural Gas | Process Heating | E8 | PCT BC Ratio | 0 | 0 | 0 | 0 | 0 | 0 | 0 | 0 | 0 | 0 | 0 | 0 | 0 | 0 | 0 | 0 | 0 | 0 | 0 | 0 | 0 | 0 | 0 | 0 | 0 | 0 | 0 | 0 | 0 | 0
F4_Industrial_Paper and Printing_New_Process_Natural Gas_Process Heating_E9 | F4 | Industrial | Paper and Printing | New | Process | Natural Gas | Process Heating | E9 | PCT BC Ratio | 0 | 0 | 0 | 0 | 0 | 0 | 0 | 0 | 0 | 0 | 0 | 0 | 0 | 0 | 0 | 0 | 0 | 0 | 0 | 0 | 0 | 0 | 0 | 0 | 0 | 0 | 0 | 0 | 0 | 0
F4_Industrial_Paper and Printing_New_Process_Natural Gas_Process Heating_E10 | F4 | Industrial | Paper and Printing | New | Process | Natural Gas | Process Heating | E10 | PCT BC Ratio | 0 | 0 | 0 | 0 | 0 | 0 | 0 | 0 | 0 | 0 | 0 | 0 | 0 | 0 | 0 | 0 | 0 | 0 | 0 | 0 | 0 | 0 | 0 | 0 | 0 | 0 | 0 | 0 | 0 | 0
F5_Industrial_Paper and Printing_New_Process_Natural Gas_Process Heating_E1 | F5 | Industrial | Paper and Printing | New | Process | Natural Gas | Process Heating | E1 | RIM BC Ratio | 0.9 | 0.9 | 0.9 | 0.9 | 0.9 | 0.9 | 0.9 | 0.9 | 0.9 | 0.9 | 0.9 | 0.9 | 0.9 | 0.9 | 0.9 | 0.9 | 0.9 | 0.9 | 0.9 | 0.9 | 0.9 | 0.9 | 0 | 0 | 0 | 0 | 0 | 0 | 0 | 0
F5_Industrial_Paper and Printing_New_Process_Natural Gas_Process Heating_E2 | F5 | Industrial | Paper and Printing | New | Process | Natural Gas | Process Heating | E2 | RIM BC Ratio | 0 | 0 | 0 | 0 | 0 | 0 | 0 | 0 | 0 | 0 | 0 | 0 | 0 | 0 | 0 | 0 | 0 | 0 | 0 | 0 | 0 | 0 | 0 | 0 | 0 | 0 | 0 | 0 | 0 | 0
F5_Industrial_Paper and Printing_New_Process_Natural Gas_Process Heating_E3 | F5 | Industrial | Paper and Printing | New | Process | Natural Gas | Process Heating | E3 | RIM BC Ratio | 0 | 0 | 0 | 0 | 0 | 0 | 0 | 0 | 0 | 0 | 0 | 0 | 0 | 0 | 0 | 0 | 0 | 0 | 0 | 0 | 0 | 0 | 0 | 0 | 0 | 0 | 0 | 0 | 0 | 0
F5_Industrial_Paper and Printing_New_Process_Natural Gas_Process Heating_E4 | F5 | Industrial | Paper and Printing | New | Process | Natural Gas | Process Heating | E4 | RIM BC Ratio | 0 | 0 | 0 | 0 | 0 | 0 | 0 | 0 | 0 | 0 | 0 | 0 | 0 | 0 | 0 | 0 | 0 | 0 | 0 | 0 | 0 | 0 | 0 | 0 | 0 | 0 | 0 | 0 | 0 | 0
F5_Industrial_Paper and Printing_New_Process_Natural Gas_Process Heating_E5 | F5 | Industrial | Paper and Printing | New | Process | Natural Gas | Process Heating | E5 | RIM BC Ratio | 0 | 0 | 0 | 0 | 0 | 0 | 0 | 0 | 0 | 0 | 0 | 0 | 0 | 0 | 0 | 0 | 0 | 0 | 0 | 0 | 0 | 0 | 0 | 0 | 0 | 0 | 0 | 0 | 0 | 0
F5_Industrial_Paper and Printing_New_Process_Natural Gas_Process Heating_E6 | F5 | Industrial | Paper and Printing | New | Process | Natural Gas | Process Heating | E6 | RIM BC Ratio | 0 | 0 | 0 | 0 | 0 | 0 | 0 | 0 | 0 | 0 | 0 | 0 | 0 | 0 | 0 | 0 | 0 | 0 | 0 | 0 | 0 | 0 | 0 | 0 | 0 | 0 | 0 | 0 | 0 | 0
F5_Industrial_Paper and Printing_New_Process_Natural Gas_Process Heating_E7 | F5 | Industrial | Paper and Printing | New | Process | Natural Gas | Process Heating | E7 | RIM BC Ratio | 0 | 0 | 0 | 0 | 0 | 0 | 0 | 0 | 0 | 0 | 0 | 0 | 0 | 0 | 0 | 0 | 0 | 0 | 0 | 0 | 0 | 0 | 0 | 0 | 0 | 0 | 0 | 0 | 0 | 0
F5_Industrial_Paper and Printing_New_Process_Natural Gas_Process Heating_E8 | F5 | Industrial | Paper and Printing | New | Process | Natural Gas | Process Heating | E8 | RIM BC Ratio | 0 | 0 | 0 | 0 | 0 | 0 | 0 | 0 | 0 | 0 | 0 | 0 | 0 | 0 | 0 | 0 | 0 | 0 | 0 | 0 | 0 | 0 | 0 | 0 | 0 | 0 | 0 | 0 | 0 | 0
F5_Industrial_Paper and Printing_New_Process_Natural Gas_Process Heating_E9 | F5 | Industrial | Paper and Printing | New | Process | Natural Gas | Process Heating | E9 | RIM BC Ratio | 0 | 0 | 0 | 0 | 0 | 0 | 0 | 0 | 0 | 0 | 0 | 0 | 0 | 0 | 0 | 0 | 0 | 0 | 0 | 0 | 0 | 0 | 0 | 0 | 0 | 0 | 0 | 0 | 0 | 0
F5_Industrial_Paper and Printing_New_Process_Natural Gas_Process Heating_E10 | F5 | Industrial | Paper and Printing | New | Process | Natural Gas | Process Heating | E10 | RIM BC Ratio | 0 | 0 | 0 | 0 | 0 | 0 | 0 | 0 | 0 | 0 | 0 | 0 | 0 | 0 | 0 | 0 | 0 | 0 | 0 | 0 | 0 | 0 | 0 | 0 | 0 | 0 | 0 | 0 | 0 | 0
F0_Industrial_Paper and Printing_New_Process_Natural Gas_Process Cooling_E0 | F0 | Industrial | Paper and Printing | New | Process | Natural Gas | Process Cooling | E0 | Economic Unit | Standard | Standard | Standard | Standard | Standard | Standard | Standard | Standard | Standard | Standard | Standard | Standard | Standard | Standard | Standard | Standard | Standard | Standard | Standard | Standard | Standard | Standard | 0 | 0 | 0 | 0 | 0 | 0 | 0 | 0
F1_Industrial_Paper and Printing_New_Process_Natural Gas_Process Cooling_E1 | F1 | Industrial | Paper and Printing | New | Process | Natural Gas | Process Cooling | E1 | CCE | 0 | 0 | 0 | 0 | 0 | 0 | 0 | 0 | 0 | 0 | 0 | 0 | 0 | 0 | 0 | 0 | 0 | 0 | 0 | 0 | 0 | 0 | 0 | 0 | 0 | 0 | 0 | 0 | 0 | 0
F1_Industrial_Paper and Printing_New_Process_Natural Gas_Process Cooling_E2 | F1 | Industrial | Paper and Printing | New | Process | Natural Gas | Process Cooling | E2 | CCE | 0 | 0 | 0 | 0 | 0 | 0 | 0 | 0 | 0 | 0 | 0 | 0 | 0 | 0 | 0 | 0 | 0 | 0 | 0 | 0 | 0 | 0 | 0 | 0 | 0 | 0 | 0 | 0 | 0 | 0
F1_Industrial_Paper and Printing_New_Process_Natural Gas_Process Cooling_E3 | F1 | Industrial | Paper and Printing | New | Process | Natural Gas | Process Cooling | E3 | CCE | 0 | 0 | 0 | 0 | 0 | 0 | 0 | 0 | 0 | 0 | 0 | 0 | 0 | 0 | 0 | 0 | 0 | 0 | 0 | 0 | 0 | 0 | 0 | 0 | 0 | 0 | 0 | 0 | 0 | 0
F1_Industrial_Paper and Printing_New_Process_Natural Gas_Process Cooling_E4 | F1 | Industrial | Paper and Printing | New | Process | Natural Gas | Process Cooling | E4 | CCE | 0 | 0 | 0 | 0 | 0 | 0 | 0 | 0 | 0 | 0 | 0 | 0 | 0 | 0 | 0 | 0 | 0 | 0 | 0 | 0 | 0 | 0 | 0 | 0 | 0 | 0 | 0 | 0 | 0 | 0
F1_Industrial_Paper and Printing_New_Process_Natural Gas_Process Cooling_E5 | F1 | Industrial | Paper and Printing | New | Process | Natural Gas | Process Cooling | E5 | CCE | 0 | 0 | 0 | 0 | 0 | 0 | 0 | 0 | 0 | 0 | 0 | 0 | 0 | 0 | 0 | 0 | 0 | 0 | 0 | 0 | 0 | 0 | 0 | 0 | 0 | 0 | 0 | 0 | 0 | 0
F1_Industrial_Paper and Printing_New_Process_Natural Gas_Process Cooling_E6 | F1 | Industrial | Paper and Printing | New | Process | Natural Gas | Process Cooling | E6 | CCE | 0 | 0 | 0 | 0 | 0 | 0 | 0 | 0 | 0 | 0 | 0 | 0 | 0 | 0 | 0 | 0 | 0 | 0 | 0 | 0 | 0 | 0 | 0 | 0 | 0 | 0 | 0 | 0 | 0 | 0
F1_Industrial_Paper and Printing_New_Process_Natural Gas_Process Cooling_E7 | F1 | Industrial | Paper and Printing | New | Process | Natural Gas | Process Cooling | E7 | CCE | 0 | 0 | 0 | 0 | 0 | 0 | 0 | 0 | 0 | 0 | 0 | 0 | 0 | 0 | 0 | 0 | 0 | 0 | 0 | 0 | 0 | 0 | 0 | 0 | 0 | 0 | 0 | 0 | 0 | 0
F1_Industrial_Paper and Printing_New_Process_Natural Gas_Process Cooling_E8 | F1 | Industrial | Paper and Printing | New | Process | Natural Gas | Process Cooling | E8 | CCE | 0 | 0 | 0 | 0 | 0 | 0 | 0 | 0 | 0 | 0 | 0 | 0 | 0 | 0 | 0 | 0 | 0 | 0 | 0 | 0 | 0 | 0 | 0 | 0 | 0 | 0 | 0 | 0 | 0 | 0
F1_Industrial_Paper and Printing_New_Process_Natural Gas_Process Cooling_E9 | F1 | Industrial | Paper and Printing | New | Process | Natural Gas | Process Cooling | E9 | CCE | 0 | 0 | 0 | 0 | 0 | 0 | 0 | 0 | 0 | 0 | 0 | 0 | 0 | 0 | 0 | 0 | 0 | 0 | 0 | 0 | 0 | 0 | 0 | 0 | 0 | 0 | 0 | 0 | 0 | 0
F1_Industrial_Paper and Printing_New_Process_Natural Gas_Process Cooling_E10 | F1 | Industrial | Paper and Printing | New | Process | Natural Gas | Process Cooling | E10 | CCE | 0 | 0 | 0 | 0 | 0 | 0 | 0 | 0 | 0 | 0 | 0 | 0 | 0 | 0 | 0 | 0 | 0 | 0 | 0 | 0 | 0 | 0 | 0 | 0 | 0 | 0 | 0 | 0 | 0 | 0
F2_Industrial_Paper and Printing_New_Process_Natural Gas_Process Cooling_E1 | F2 | Industrial | Paper and Printing | New | Process | Natural Gas | Process Cooling | E1 | TRC BC Ratio | 0.9 | 0.9 | 0.9 | 0.9 | 0.9 | 0.9 | 0.9 | 0.9 | 0.9 | 0.9 | 0.9 | 0.9 | 0.9 | 0.9 | 0.9 | 0.9 | 0.9 | 0.9 | 0.9 | 0.9 | 0.9 | 0.9 | 0 | 0 | 0 | 0 | 0 | 0 | 0 | 0
F2_Industrial_Paper and Printing_New_Process_Natural Gas_Process Cooling_E2 | F2 | Industrial | Paper and Printing | New | Process | Natural Gas | Process Cooling | E2 | TRC BC Ratio | 0 | 0 | 0 | 0 | 0 | 0 | 0 | 0 | 0 | 0 | 0 | 0 | 0 | 0 | 0 | 0 | 0 | 0 | 0 | 0 | 0 | 0 | 0 | 0 | 0 | 0 | 0 | 0 | 0 | 0
F2_Industrial_Paper and Printing_New_Process_Natural Gas_Process Cooling_E3 | F2 | Industrial | Paper and Printing | New | Process | Natural Gas | Process Cooling | E3 | TRC BC Ratio | 0 | 0 | 0 | 0 | 0 | 0 | 0 | 0 | 0 | 0 | 0 | 0 | 0 | 0 | 0 | 0 | 0 | 0 | 0 | 0 | 0 | 0 | 0 | 0 | 0 | 0 | 0 | 0 | 0 | 0
F2_Industrial_Paper and Printing_New_Process_Natural Gas_Process Cooling_E4 | F2 | Industrial | Paper and Printing | New | Process | Natural Gas | Process Cooling | E4 | TRC BC Ratio | 0 | 0 | 0 | 0 | 0 | 0 | 0 | 0 | 0 | 0 | 0 | 0 | 0 | 0 | 0 | 0 | 0 | 0 | 0 | 0 | 0 | 0 | 0 | 0 | 0 | 0 | 0 | 0 | 0 | 0
F2_Industrial_Paper and Printing_New_Process_Natural Gas_Process Cooling_E5 | F2 | Industrial | Paper and Printing | New | Process | Natural Gas | Process Cooling | E5 | TRC BC Ratio | 0 | 0 | 0 | 0 | 0 | 0 | 0 | 0 | 0 | 0 | 0 | 0 | 0 | 0 | 0 | 0 | 0 | 0 | 0 | 0 | 0 | 0 | 0 | 0 | 0 | 0 | 0 | 0 | 0 | 0
F2_Industrial_Paper and Printing_New_Process_Natural Gas_Process Cooling_E6 | F2 | Industrial | Paper and Printing | New | Process | Natural Gas | Process Cooling | E6 | TRC BC Ratio | 0 | 0 | 0 | 0 | 0 | 0 | 0 | 0 | 0 | 0 | 0 | 0 | 0 | 0 | 0 | 0 | 0 | 0 | 0 | 0 | 0 | 0 | 0 | 0 | 0 | 0 | 0 | 0 | 0 | 0
F2_Industrial_Paper and Printing_New_Process_Natural Gas_Process Cooling_E7 | F2 | Industrial | Paper and Printing | New | Process | Natural Gas | Process Cooling | E7 | TRC BC Ratio | 0 | 0 | 0 | 0 | 0 | 0 | 0 | 0 | 0 | 0 | 0 | 0 | 0 | 0 | 0 | 0 | 0 | 0 | 0 | 0 | 0 | 0 | 0 | 0 | 0 | 0 | 0 | 0 | 0 | 0
F2_Industrial_Paper and Printing_New_Process_Natural Gas_Process Cooling_E8 | F2 | Industrial | Paper and Printing | New | Process | Natural Gas | Process Cooling | E8 | TRC BC Ratio | 0 | 0 | 0 | 0 | 0 | 0 | 0 | 0 | 0 | 0 | 0 | 0 | 0 | 0 | 0 | 0 | 0 | 0 | 0 | 0 | 0 | 0 | 0 | 0 | 0 | 0 | 0 | 0 | 0 | 0
F2_Industrial_Paper and Printing_New_Process_Natural Gas_Process Cooling_E9 | F2 | Industrial | Paper and Printing | New | Process | Natural Gas | Process Cooling | E9 | TRC BC Ratio | 0 | 0 | 0 | 0 | 0 | 0 | 0 | 0 | 0 | 0 | 0 | 0 | 0 | 0 | 0 | 0 | 0 | 0 | 0 | 0 | 0 | 0 | 0 | 0 | 0 | 0 | 0 | 0 | 0 | 0
F2_Industrial_Paper and Printing_New_Process_Natural Gas_Process Cooling_E10 | F2 | Industrial | Paper and Printing | New | Process | Natural Gas | Process Cooling | E10 | TRC BC Ratio | 0 | 0 | 0 | 0 | 0 | 0 | 0 | 0 | 0 | 0 | 0 | 0 | 0 | 0 | 0 | 0 | 0 | 0 | 0 | 0 | 0 | 0 | 0 | 0 | 0 | 0 | 0 | 0 | 0 | 0
F3_Industrial_Paper and Printing_New_Process_Natural Gas_Process Cooling_E1 | F3 | Industrial | Paper and Printing | New | Process | Natural Gas | Process Cooling | E1 | PACT BC Ratio | 0.9 | 0.9 | 0.9 | 0.9 | 0.9 | 0.9 | 0.9 | 0.9 | 0.9 | 0.9 | 0.9 | 0.9 | 0.9 | 0.9 | 0.9 | 0.9 | 0.9 | 0.9 | 0.9 | 0.9 | 0.9 | 0.9 | 0 | 0 | 0 | 0 | 0 | 0 | 0 | 0
F3_Industrial_Paper and Printing_New_Process_Natural Gas_Process Cooling_E2 | F3 | Industrial | Paper and Printing | New | Process | Natural Gas | Process Cooling | E2 | PACT BC Ratio | 0 | 0 | 0 | 0 | 0 | 0 | 0 | 0 | 0 | 0 | 0 | 0 | 0 | 0 | 0 | 0 | 0 | 0 | 0 | 0 | 0 | 0 | 0 | 0 | 0 | 0 | 0 | 0 | 0 | 0
F3_Industrial_Paper and Printing_New_Process_Natural Gas_Process Cooling_E3 | F3 | Industrial | Paper and Printing | New | Process | Natural Gas | Process Cooling | E3 | PACT BC Ratio | 0 | 0 | 0 | 0 | 0 | 0 | 0 | 0 | 0 | 0 | 0 | 0 | 0 | 0 | 0 | 0 | 0 | 0 | 0 | 0 | 0 | 0 | 0 | 0 | 0 | 0 | 0 | 0 | 0 | 0
F3_Industrial_Paper and Printing_New_Process_Natural Gas_Process Cooling_E4 | F3 | Industrial | Paper and Printing | New | Process | Natural Gas | Process Cooling | E4 | PACT BC Ratio | 0 | 0 | 0 | 0 | 0 | 0 | 0 | 0 | 0 | 0 | 0 | 0 | 0 | 0 | 0 | 0 | 0 | 0 | 0 | 0 | 0 | 0 | 0 | 0 | 0 | 0 | 0 | 0 | 0 | 0
F3_Industrial_Paper and Printing_New_Process_Natural Gas_Process Cooling_E5 | F3 | Industrial | Paper and Printing | New | Process | Natural Gas | Process Cooling | E5 | PACT BC Ratio | 0 | 0 | 0 | 0 | 0 | 0 | 0 | 0 | 0 | 0 | 0 | 0 | 0 | 0 | 0 | 0 | 0 | 0 | 0 | 0 | 0 | 0 | 0 | 0 | 0 | 0 | 0 | 0 | 0 | 0
F3_Industrial_Paper and Printing_New_Process_Natural Gas_Process Cooling_E6 | F3 | Industrial | Paper and Printing | New | Process | Natural Gas | Process Cooling | E6 | PACT BC Ratio | 0 | 0 | 0 | 0 | 0 | 0 | 0 | 0 | 0 | 0 | 0 | 0 | 0 | 0 | 0 | 0 | 0 | 0 | 0 | 0 | 0 | 0 | 0 | 0 | 0 | 0 | 0 | 0 | 0 | 0
F3_Industrial_Paper and Printing_New_Process_Natural Gas_Process Cooling_E7 | F3 | Industrial | Paper and Printing | New | Process | Natural Gas | Process Cooling | E7 | PACT BC Ratio | 0 | 0 | 0 | 0 | 0 | 0 | 0 | 0 | 0 | 0 | 0 | 0 | 0 | 0 | 0 | 0 | 0 | 0 | 0 | 0 | 0 | 0 | 0 | 0 | 0 | 0 | 0 | 0 | 0 | 0
F3_Industrial_Paper and Printing_New_Process_Natural Gas_Process Cooling_E8 | F3 | Industrial | Paper and Printing | New | Process | Natural Gas | Process Cooling | E8 | PACT BC Ratio | 0 | 0 | 0 | 0 | 0 | 0 | 0 | 0 | 0 | 0 | 0 | 0 | 0 | 0 | 0 | 0 | 0 | 0 | 0 | 0 | 0 | 0 | 0 | 0 | 0 | 0 | 0 | 0 | 0 | 0
F3_Industrial_Paper and Printing_New_Process_Natural Gas_Process Cooling_E9 | F3 | Industrial | Paper and Printing | New | Process | Natural Gas | Process Cooling | E9 | PACT BC Ratio | 0 | 0 | 0 | 0 | 0 | 0 | 0 | 0 | 0 | 0 | 0 | 0 | 0 | 0 | 0 | 0 | 0 | 0 | 0 | 0 | 0 | 0 | 0 | 0 | 0 | 0 | 0 | 0 | 0 | 0
F3_Industrial_Paper and Printing_New_Process_Natural Gas_Process Cooling_E10 | F3 | Industrial | Paper and Printing | New | Process | Natural Gas | Process Cooling | E10 | PACT BC Ratio | 0 | 0 | 0 | 0 | 0 | 0 | 0 | 0 | 0 | 0 | 0 | 0 | 0 | 0 | 0 | 0 | 0 | 0 | 0 | 0 | 0 | 0 | 0 | 0 | 0 | 0 | 0 | 0 | 0 | 0
F4_Industrial_Paper and Printing_New_Process_Natural Gas_Process Cooling_E1 | F4 | Industrial | Paper and Printing | New | Process | Natural Gas | Process Cooling | E1 | PCT BC Ratio | 0.9 | 0.9 | 0.9 | 0.9 | 0.9 | 0.9 | 0.9 | 0.9 | 0.9 | 0.9 | 0.9 | 0.9 | 0.9 | 0.9 | 0.9 | 0.9 | 0.9 | 0.9 | 0.9 | 0.9 | 0.9 | 0.9 | 0 | 0 | 0 | 0 | 0 | 0 | 0 | 0
F4_Industrial_Paper and Printing_New_Process_Natural Gas_Process Cooling_E2 | F4 | Industrial | Paper and Printing | New | Process | Natural Gas | Process Cooling | E2 | PCT BC Ratio | 0 | 0 | 0 | 0 | 0 | 0 | 0 | 0 | 0 | 0 | 0 | 0 | 0 | 0 | 0 | 0 | 0 | 0 | 0 | 0 | 0 | 0 | 0 | 0 | 0 | 0 | 0 | 0 | 0 | 0
F4_Industrial_Paper and Printing_New_Process_Natural Gas_Process Cooling_E3 | F4 | Industrial | Paper and Printing | New | Process | Natural Gas | Process Cooling | E3 | PCT BC Ratio | 0 | 0 | 0 | 0 | 0 | 0 | 0 | 0 | 0 | 0 | 0 | 0 | 0 | 0 | 0 | 0 | 0 | 0 | 0 | 0 | 0 | 0 | 0 | 0 | 0 | 0 | 0 | 0 | 0 | 0
F4_Industrial_Paper and Printing_New_Process_Natural Gas_Process Cooling_E4 | F4 | Industrial | Paper and Printing | New | Process | Natural Gas | Process Cooling | E4 | PCT BC Ratio | 0 | 0 | 0 | 0 | 0 | 0 | 0 | 0 | 0 | 0 | 0 | 0 | 0 | 0 | 0 | 0 | 0 | 0 | 0 | 0 | 0 | 0 | 0 | 0 | 0 | 0 | 0 | 0 | 0 | 0
F4_Industrial_Paper and Printing_New_Process_Natural Gas_Process Cooling_E5 | F4 | Industrial | Paper and Printing | New | Process | Natural Gas | Process Cooling | E5 | PCT BC Ratio | 0 | 0 | 0 | 0 | 0 | 0 | 0 | 0 | 0 | 0 | 0 | 0 | 0 | 0 | 0 | 0 | 0 | 0 | 0 | 0 | 0 | 0 | 0 | 0 | 0 | 0 | 0 | 0 | 0 | 0
F4_Industrial_Paper and Printing_New_Process_Natural Gas_Process Cooling_E6 | F4 | Industrial | Paper and Printing | New | Process | Natural Gas | Process Cooling | E6 | PCT BC Ratio | 0 | 0 | 0 | 0 | 0 | 0 | 0 | 0 | 0 | 0 | 0 | 0 | 0 | 0 | 0 | 0 | 0 | 0 | 0 | 0 | 0 | 0 | 0 | 0 | 0 | 0 | 0 | 0 | 0 | 0
F4_Industrial_Paper and Printing_New_Process_Natural Gas_Process Cooling_E7 | F4 | Industrial | Paper and Printing | New | Process | Natural Gas | Process Cooling | E7 | PCT BC Ratio | 0 | 0 | 0 | 0 | 0 | 0 | 0 | 0 | 0 | 0 | 0 | 0 | 0 | 0 | 0 | 0 | 0 | 0 | 0 | 0 | 0 | 0 | 0 | 0 | 0 | 0 | 0 | 0 | 0 | 0
F4_Industrial_Paper and Printing_New_Process_Natural Gas_Process Cooling_E8 | F4 | Industrial | Paper and Printing | New | Process | Natural Gas | Process Cooling | E8 | PCT BC Ratio | 0 | 0 | 0 | 0 | 0 | 0 | 0 | 0 | 0 | 0 | 0 | 0 | 0 | 0 | 0 | 0 | 0 | 0 | 0 | 0 | 0 | 0 | 0 | 0 | 0 | 0 | 0 | 0 | 0 | 0
F4_Industrial_Paper and Printing_New_Process_Natural Gas_Process Cooling_E9 | F4 | Industrial | Paper and Printing | New | Process | Natural Gas | Process Cooling | E9 | PCT BC Ratio | 0 | 0 | 0 | 0 | 0 | 0 | 0 | 0 | 0 | 0 | 0 | 0 | 0 | 0 | 0 | 0 | 0 | 0 | 0 | 0 | 0 | 0 | 0 | 0 | 0 | 0 | 0 | 0 | 0 | 0
F4_Industrial_Paper and Printing_New_Process_Natural Gas_Process Cooling_E10 | F4 | Industrial | Paper and Printing | New | Process | Natural Gas | Process Cooling | E10 | PCT BC Ratio | 0 | 0 | 0 | 0 | 0 | 0 | 0 | 0 | 0 | 0 | 0 | 0 | 0 | 0 | 0 | 0 | 0 | 0 | 0 | 0 | 0 | 0 | 0 | 0 | 0 | 0 | 0 | 0 | 0 | 0
F5_Industrial_Paper and Printing_New_Process_Natural Gas_Process Cooling_E1 | F5 | Industrial | Paper and Printing | New | Process | Natural Gas | Process Cooling | E1 | RIM BC Ratio | 0.9 | 0.9 | 0.9 | 0.9 | 0.9 | 0.9 | 0.9 | 0.9 | 0.9 | 0.9 | 0.9 | 0.9 | 0.9 | 0.9 | 0.9 | 0.9 | 0.9 | 0.9 | 0.9 | 0.9 | 0.9 | 0.9 | 0 | 0 | 0 | 0 | 0 | 0 | 0 | 0
F5_Industrial_Paper and Printing_New_Process_Natural Gas_Process Cooling_E2 | F5 | Industrial | Paper and Printing | New | Process | Natural Gas | Process Cooling | E2 | RIM BC Ratio | 0 | 0 | 0 | 0 | 0 | 0 | 0 | 0 | 0 | 0 | 0 | 0 | 0 | 0 | 0 | 0 | 0 | 0 | 0 | 0 | 0 | 0 | 0 | 0 | 0 | 0 | 0 | 0 | 0 | 0
F5_Industrial_Paper and Printing_New_Process_Natural Gas_Process Cooling_E3 | F5 | Industrial | Paper and Printing | New | Process | Natural Gas | Process Cooling | E3 | RIM BC Ratio | 0 | 0 | 0 | 0 | 0 | 0 | 0 | 0 | 0 | 0 | 0 | 0 | 0 | 0 | 0 | 0 | 0 | 0 | 0 | 0 | 0 | 0 | 0 | 0 | 0 | 0 | 0 | 0 | 0 | 0
F5_Industrial_Paper and Printing_New_Process_Natural Gas_Process Cooling_E4 | F5 | Industrial | Paper and Printing | New | Process | Natural Gas | Process Cooling | E4 | RIM BC Ratio | 0 | 0 | 0 | 0 | 0 | 0 | 0 | 0 | 0 | 0 | 0 | 0 | 0 | 0 | 0 | 0 | 0 | 0 | 0 | 0 | 0 | 0 | 0 | 0 | 0 | 0 | 0 | 0 | 0 | 0
F5_Industrial_Paper and Printing_New_Process_Natural Gas_Process Cooling_E5 | F5 | Industrial | Paper and Printing | New | Process | Natural Gas | Process Cooling | E5 | RIM BC Ratio | 0 | 0 | 0 | 0 | 0 | 0 | 0 | 0 | 0 | 0 | 0 | 0 | 0 | 0 | 0 | 0 | 0 | 0 | 0 | 0 | 0 | 0 | 0 | 0 | 0 | 0 | 0 | 0 | 0 | 0
F5_Industrial_Paper and Printing_New_Process_Natural Gas_Process Cooling_E6 | F5 | Industrial | Paper and Printing | New | Process | Natural Gas | Process Cooling | E6 | RIM BC Ratio | 0 | 0 | 0 | 0 | 0 | 0 | 0 | 0 | 0 | 0 | 0 | 0 | 0 | 0 | 0 | 0 | 0 | 0 | 0 | 0 | 0 | 0 | 0 | 0 | 0 | 0 | 0 | 0 | 0 | 0
F5_Industrial_Paper and Printing_New_Process_Natural Gas_Process Cooling_E7 | F5 | Industrial | Paper and Printing | New | Process | Natural Gas | Process Cooling | E7 | RIM BC Ratio | 0 | 0 | 0 | 0 | 0 | 0 | 0 | 0 | 0 | 0 | 0 | 0 | 0 | 0 | 0 | 0 | 0 | 0 | 0 | 0 | 0 | 0 | 0 | 0 | 0 | 0 | 0 | 0 | 0 | 0
F5_Industrial_Paper and Printing_New_Process_Natural Gas_Process Cooling_E8 | F5 | Industrial | Paper and Printing | New | Process | Natural Gas | Process Cooling | E8 | RIM BC Ratio | 0 | 0 | 0 | 0 | 0 | 0 | 0 | 0 | 0 | 0 | 0 | 0 | 0 | 0 | 0 | 0 | 0 | 0 | 0 | 0 | 0 | 0 | 0 | 0 | 0 | 0 | 0 | 0 | 0 | 0
F5_Industrial_Paper and Printing_New_Process_Natural Gas_Process Cooling_E9 | F5 | Industrial | Paper and Printing | New | Process | Natural Gas | Process Cooling | E9 | RIM BC Ratio | 0 | 0 | 0 | 0 | 0 | 0 | 0 | 0 | 0 | 0 | 0 | 0 | 0 | 0 | 0 | 0 | 0 | 0 | 0 | 0 | 0 | 0 | 0 | 0 | 0 | 0 | 0 | 0 | 0 | 0
F5_Industrial_Paper and Printing_New_Process_Natural Gas_Process Cooling_E10 | F5 | Industrial | Paper and Printing | New | Process | Natural Gas | Process Cooling | E10 | RIM BC Ratio | 0 | 0 | 0 | 0 | 0 | 0 | 0 | 0 | 0 | 0 | 0 | 0 | 0 | 0 | 0 | 0 | 0 | 0 | 0 | 0 | 0 | 0 | 0 | 0 | 0 | 0 | 0 | 0 | 0 | 0
F0_Industrial_Paper and Printing_New_Process_Natural Gas_Other Process_E0 | F0 | Industrial | Paper and Printing | New | Process | Natural Gas | Other Process | E0 | Economic Unit | Standard | Standard | Standard | Standard | Standard | Standard | Standard | Standard | Standard | Standard | Standard | Standard | Standard | Standard | Standard | Standard | Standard | Standard | Standard | Standard | Standard | Standard | 0 | 0 | 0 | 0 | 0 | 0 | 0 | 0
F1_Industrial_Paper and Printing_New_Process_Natural Gas_Other Process_E1 | F1 | Industrial | Paper and Printing | New | Process | Natural Gas | Other Process | E1 | CCE | 0 | 0 | 0 | 0 | 0 | 0 | 0 | 0 | 0 | 0 | 0 | 0 | 0 | 0 | 0 | 0 | 0 | 0 | 0 | 0 | 0 | 0 | 0 | 0 | 0 | 0 | 0 | 0 | 0 | 0
F1_Industrial_Paper and Printing_New_Process_Natural Gas_Other Process_E2 | F1 | Industrial | Paper and Printing | New | Process | Natural Gas | Other Process | E2 | CCE | 0 | 0 | 0 | 0 | 0 | 0 | 0 | 0 | 0 | 0 | 0 | 0 | 0 | 0 | 0 | 0 | 0 | 0 | 0 | 0 | 0 | 0 | 0 | 0 | 0 | 0 | 0 | 0 | 0 | 0
F1_Industrial_Paper and Printing_New_Process_Natural Gas_Other Process_E3 | F1 | Industrial | Paper and Printing | New | Process | Natural Gas | Other Process | E3 | CCE | 0 | 0 | 0 | 0 | 0 | 0 | 0 | 0 | 0 | 0 | 0 | 0 | 0 | 0 | 0 | 0 | 0 | 0 | 0 | 0 | 0 | 0 | 0 | 0 | 0 | 0 | 0 | 0 | 0 | 0
F1_Industrial_Paper and Printing_New_Process_Natural Gas_Other Process_E4 | F1 | Industrial | Paper and Printing | New | Process | Natural Gas | Other Process | E4 | CCE | 0 | 0 | 0 | 0 | 0 | 0 | 0 | 0 | 0 | 0 | 0 | 0 | 0 | 0 | 0 | 0 | 0 | 0 | 0 | 0 | 0 | 0 | 0 | 0 | 0 | 0 | 0 | 0 | 0 | 0
F1_Industrial_Paper and Printing_New_Process_Natural Gas_Other Process_E5 | F1 | Industrial | Paper and Printing | New | Process | Natural Gas | Other Process | E5 | CCE | 0 | 0 | 0 | 0 | 0 | 0 | 0 | 0 | 0 | 0 | 0 | 0 | 0 | 0 | 0 | 0 | 0 | 0 | 0 | 0 | 0 | 0 | 0 | 0 | 0 | 0 | 0 | 0 | 0 | 0
F1_Industrial_Paper and Printing_New_Process_Natural Gas_Other Process_E6 | F1 | Industrial | Paper and Printing | New | Process | Natural Gas | Other Process | E6 | CCE | 0 | 0 | 0 | 0 | 0 | 0 | 0 | 0 | 0 | 0 | 0 | 0 | 0 | 0 | 0 | 0 | 0 | 0 | 0 | 0 | 0 | 0 | 0 | 0 | 0 | 0 | 0 | 0 | 0 | 0
F1_Industrial_Paper and Printing_New_Process_Natural Gas_Other Process_E7 | F1 | Industrial | Paper and Printing | New | Process | Natural Gas | Other Process | E7 | CCE | 0 | 0 | 0 | 0 | 0 | 0 | 0 | 0 | 0 | 0 | 0 | 0 | 0 | 0 | 0 | 0 | 0 | 0 | 0 | 0 | 0 | 0 | 0 | 0 | 0 | 0 | 0 | 0 | 0 | 0
F1_Industrial_Paper and Printing_New_Process_Natural Gas_Other Process_E8 | F1 | Industrial | Paper and Printing | New | Process | Natural Gas | Other Process | E8 | CCE | 0 | 0 | 0 | 0 | 0 | 0 | 0 | 0 | 0 | 0 | 0 | 0 | 0 | 0 | 0 | 0 | 0 | 0 | 0 | 0 | 0 | 0 | 0 | 0 | 0 | 0 | 0 | 0 | 0 | 0
F1_Industrial_Paper and Printing_New_Process_Natural Gas_Other Process_E9 | F1 | Industrial | Paper and Printing | New | Process | Natural Gas | Other Process | E9 | CCE | 0 | 0 | 0 | 0 | 0 | 0 | 0 | 0 | 0 | 0 | 0 | 0 | 0 | 0 | 0 | 0 | 0 | 0 | 0 | 0 | 0 | 0 | 0 | 0 | 0 | 0 | 0 | 0 | 0 | 0
F1_Industrial_Paper and Printing_New_Process_Natural Gas_Other Process_E10 | F1 | Industrial | Paper and Printing | New | Process | Natural Gas | Other Process | E10 | CCE | 0 | 0 | 0 | 0 | 0 | 0 | 0 | 0 | 0 | 0 | 0 | 0 | 0 | 0 | 0 | 0 | 0 | 0 | 0 | 0 | 0 | 0 | 0 | 0 | 0 | 0 | 0 | 0 | 0 | 0
F2_Industrial_Paper and Printing_New_Process_Natural Gas_Other Process_E1 | F2 | Industrial | Paper and Printing | New | Process | Natural Gas | Other Process | E1 | TRC BC Ratio | 0.9 | 0.9 | 0.9 | 0.9 | 0.9 | 0.9 | 0.9 | 0.9 | 0.9 | 0.9 | 0.9 | 0.9 | 0.9 | 0.9 | 0.9 | 0.9 | 0.9 | 0.9 | 0.9 | 0.9 | 0.9 | 0.9 | 0 | 0 | 0 | 0 | 0 | 0 | 0 | 0
F2_Industrial_Paper and Printing_New_Process_Natural Gas_Other Process_E2 | F2 | Industrial | Paper and Printing | New | Process | Natural Gas | Other Process | E2 | TRC BC Ratio | 0 | 0 | 0 | 0 | 0 | 0 | 0 | 0 | 0 | 0 | 0 | 0 | 0 | 0 | 0 | 0 | 0 | 0 | 0 | 0 | 0 | 0 | 0 | 0 | 0 | 0 | 0 | 0 | 0 | 0
F2_Industrial_Paper and Printing_New_Process_Natural Gas_Other Process_E3 | F2 | Industrial | Paper and Printing | New | Process | Natural Gas | Other Process | E3 | TRC BC Ratio | 0 | 0 | 0 | 0 | 0 | 0 | 0 | 0 | 0 | 0 | 0 | 0 | 0 | 0 | 0 | 0 | 0 | 0 | 0 | 0 | 0 | 0 | 0 | 0 | 0 | 0 | 0 | 0 | 0 | 0
F2_Industrial_Paper and Printing_New_Process_Natural Gas_Other Process_E4 | F2 | Industrial | Paper and Printing | New | Process | Natural Gas | Other Process | E4 | TRC BC Ratio | 0 | 0 | 0 | 0 | 0 | 0 | 0 | 0 | 0 | 0 | 0 | 0 | 0 | 0 | 0 | 0 | 0 | 0 | 0 | 0 | 0 | 0 | 0 | 0 | 0 | 0 | 0 | 0 | 0 | 0
F2_Industrial_Paper and Printing_New_Process_Natural Gas_Other Process_E5 | F2 | Industrial | Paper and Printing | New | Process | Natural Gas | Other Process | E5 | TRC BC Ratio | 0 | 0 | 0 | 0 | 0 | 0 | 0 | 0 | 0 | 0 | 0 | 0 | 0 | 0 | 0 | 0 | 0 | 0 | 0 | 0 | 0 | 0 | 0 | 0 | 0 | 0 | 0 | 0 | 0 | 0
F2_Industrial_Paper and Printing_New_Process_Natural Gas_Other Process_E6 | F2 | Industrial | Paper and Printing | New | Process | Natural Gas | Other Process | E6 | TRC BC Ratio | 0 | 0 | 0 | 0 | 0 | 0 | 0 | 0 | 0 | 0 | 0 | 0 | 0 | 0 | 0 | 0 | 0 | 0 | 0 | 0 | 0 | 0 | 0 | 0 | 0 | 0 | 0 | 0 | 0 | 0
F2_Industrial_Paper and Printing_New_Process_Natural Gas_Other Process_E7 | F2 | Industrial | Paper and Printing | New | Process | Natural Gas | Other Process | E7 | TRC BC Ratio | 0 | 0 | 0 | 0 | 0 | 0 | 0 | 0 | 0 | 0 | 0 | 0 | 0 | 0 | 0 | 0 | 0 | 0 | 0 | 0 | 0 | 0 | 0 | 0 | 0 | 0 | 0 | 0 | 0 | 0
F2_Industrial_Paper and Printing_New_Process_Natural Gas_Other Process_E8 | F2 | Industrial | Paper and Printing | New | Process | Natural Gas | Other Process | E8 | TRC BC Ratio | 0 | 0 | 0 | 0 | 0 | 0 | 0 | 0 | 0 | 0 | 0 | 0 | 0 | 0 | 0 | 0 | 0 | 0 | 0 | 0 | 0 | 0 | 0 | 0 | 0 | 0 | 0 | 0 | 0 | 0
F2_Industrial_Paper and Printing_New_Process_Natural Gas_Other Process_E9 | F2 | Industrial | Paper and Printing | New | Process | Natural Gas | Other Process | E9 | TRC BC Ratio | 0 | 0 | 0 | 0 | 0 | 0 | 0 | 0 | 0 | 0 | 0 | 0 | 0 | 0 | 0 | 0 | 0 | 0 | 0 | 0 | 0 | 0 | 0 | 0 | 0 | 0 | 0 | 0 | 0 | 0
F2_Industrial_Paper and Printing_New_Process_Natural Gas_Other Process_E10 | F2 | Industrial | Paper and Printing | New | Process | Natural Gas | Other Process | E10 | TRC BC Ratio | 0 | 0 | 0 | 0 | 0 | 0 | 0 | 0 | 0 | 0 | 0 | 0 | 0 | 0 | 0 | 0 | 0 | 0 | 0 | 0 | 0 | 0 | 0 | 0 | 0 | 0 | 0 | 0 | 0 | 0
F3_Industrial_Paper and Printing_New_Process_Natural Gas_Other Process_E1 | F3 | Industrial | Paper and Printing | New | Process | Natural Gas | Other Process | E1 | PACT BC Ratio | 0.9 | 0.9 | 0.9 | 0.9 | 0.9 | 0.9 | 0.9 | 0.9 | 0.9 | 0.9 | 0.9 | 0.9 | 0.9 | 0.9 | 0.9 | 0.9 | 0.9 | 0.9 | 0.9 | 0.9 | 0.9 | 0.9 | 0 | 0 | 0 | 0 | 0 | 0 | 0 | 0
F3_Industrial_Paper and Printing_New_Process_Natural Gas_Other Process_E2 | F3 | Industrial | Paper and Printing | New | Process | Natural Gas | Other Process | E2 | PACT BC Ratio | 0 | 0 | 0 | 0 | 0 | 0 | 0 | 0 | 0 | 0 | 0 | 0 | 0 | 0 | 0 | 0 | 0 | 0 | 0 | 0 | 0 | 0 | 0 | 0 | 0 | 0 | 0 | 0 | 0 | 0
F3_Industrial_Paper and Printing_New_Process_Natural Gas_Other Process_E3 | F3 | Industrial | Paper and Printing | New | Process | Natural Gas | Other Process | E3 | PACT BC Ratio | 0 | 0 | 0 | 0 | 0 | 0 | 0 | 0 | 0 | 0 | 0 | 0 | 0 | 0 | 0 | 0 | 0 | 0 | 0 | 0 | 0 | 0 | 0 | 0 | 0 | 0 | 0 | 0 | 0 | 0
F3_Industrial_Paper and Printing_New_Process_Natural Gas_Other Process_E4 | F3 | Industrial | Paper and Printing | New | Process | Natural Gas | Other Process | E4 | PACT BC Ratio | 0 | 0 | 0 | 0 | 0 | 0 | 0 | 0 | 0 | 0 | 0 | 0 | 0 | 0 | 0 | 0 | 0 | 0 | 0 | 0 | 0 | 0 | 0 | 0 | 0 | 0 | 0 | 0 | 0 | 0
F3_Industrial_Paper and Printing_New_Process_Natural Gas_Other Process_E5 | F3 | Industrial | Paper and Printing | New | Process | Natural Gas | Other Process | E5 | PACT BC Ratio | 0 | 0 | 0 | 0 | 0 | 0 | 0 | 0 | 0 | 0 | 0 | 0 | 0 | 0 | 0 | 0 | 0 | 0 | 0 | 0 | 0 | 0 | 0 | 0 | 0 | 0 | 0 | 0 | 0 | 0
F3_Industrial_Paper and Printing_New_Process_Natural Gas_Other Process_E6 | F3 | Industrial | Paper and Printing | New | Process | Natural Gas | Other Process | E6 | PACT BC Ratio | 0 | 0 | 0 | 0 | 0 | 0 | 0 | 0 | 0 | 0 | 0 | 0 | 0 | 0 | 0 | 0 | 0 | 0 | 0 | 0 | 0 | 0 | 0 | 0 | 0 | 0 | 0 | 0 | 0 | 0
F3_Industrial_Paper and Printing_New_Process_Natural Gas_Other Process_E7 | F3 | Industrial | Paper and Printing | New | Process | Natural Gas | Other Process | E7 | PACT BC Ratio | 0 | 0 | 0 | 0 | 0 | 0 | 0 | 0 | 0 | 0 | 0 | 0 | 0 | 0 | 0 | 0 | 0 | 0 | 0 | 0 | 0 | 0 | 0 | 0 | 0 | 0 | 0 | 0 | 0 | 0
F3_Industrial_Paper and Printing_New_Process_Natural Gas_Other Process_E8 | F3 | Industrial | Paper and Printing | New | Process | Natural Gas | Other Process | E8 | PACT BC Ratio | 0 | 0 | 0 | 0 | 0 | 0 | 0 | 0 | 0 | 0 | 0 | 0 | 0 | 0 | 0 | 0 | 0 | 0 | 0 | 0 | 0 | 0 | 0 | 0 | 0 | 0 | 0 | 0 | 0 | 0
F3_Industrial_Paper and Printing_New_Process_Natural Gas_Other Process_E9 | F3 | Industrial | Paper and Printing | New | Process | Natural Gas | Other Process | E9 | PACT BC Ratio | 0 | 0 | 0 | 0 | 0 | 0 | 0 | 0 | 0 | 0 | 0 | 0 | 0 | 0 | 0 | 0 | 0 | 0 | 0 | 0 | 0 | 0 | 0 | 0 | 0 | 0 | 0 | 0 | 0 | 0
F3_Industrial_Paper and Printing_New_Process_Natural Gas_Other Process_E10 | F3 | Industrial | Paper and Printing | New | Process | Natural Gas | Other Process | E10 | PACT BC Ratio | 0 | 0 | 0 | 0 | 0 | 0 | 0 | 0 | 0 | 0 | 0 | 0 | 0 | 0 | 0 | 0 | 0 | 0 | 0 | 0 | 0 | 0 | 0 | 0 | 0 | 0 | 0 | 0 | 0 | 0
F4_Industrial_Paper and Printing_New_Process_Natural Gas_Other Process_E1 | F4 | Industrial | Paper and Printing | New | Process | Natural Gas | Other Process | E1 | PCT BC Ratio | 0.9 | 0.9 | 0.9 | 0.9 | 0.9 | 0.9 | 0.9 | 0.9 | 0.9 | 0.9 | 0.9 | 0.9 | 0.9 | 0.9 | 0.9 | 0.9 | 0.9 | 0.9 | 0.9 | 0.9 | 0.9 | 0.9 | 0 | 0 | 0 | 0 | 0 | 0 | 0 | 0
F4_Industrial_Paper and Printing_New_Process_Natural Gas_Other Process_E2 | F4 | Industrial | Paper and Printing | New | Process | Natural Gas | Other Process | E2 | PCT BC Ratio | 0 | 0 | 0 | 0 | 0 | 0 | 0 | 0 | 0 | 0 | 0 | 0 | 0 | 0 | 0 | 0 | 0 | 0 | 0 | 0 | 0 | 0 | 0 | 0 | 0 | 0 | 0 | 0 | 0 | 0
F4_Industrial_Paper and Printing_New_Process_Natural Gas_Other Process_E3 | F4 | Industrial | Paper and Printing | New | Process | Natural Gas | Other Process | E3 | PCT BC Ratio | 0 | 0 | 0 | 0 | 0 | 0 | 0 | 0 | 0 | 0 | 0 | 0 | 0 | 0 | 0 | 0 | 0 | 0 | 0 | 0 | 0 | 0 | 0 | 0 | 0 | 0 | 0 | 0 | 0 | 0
F4_Industrial_Paper and Printing_New_Process_Natural Gas_Other Process_E4 | F4 | Industrial | Paper and Printing | New | Process | Natural Gas | Other Process | E4 | PCT BC Ratio | 0 | 0 | 0 | 0 | 0 | 0 | 0 | 0 | 0 | 0 | 0 | 0 | 0 | 0 | 0 | 0 | 0 | 0 | 0 | 0 | 0 | 0 | 0 | 0 | 0 | 0 | 0 | 0 | 0 | 0
F4_Industrial_Paper and Printing_New_Process_Natural Gas_Other Process_E5 | F4 | Industrial | Paper and Printing | New | Process | Natural Gas | Other Process | E5 | PCT BC Ratio | 0 | 0 | 0 | 0 | 0 | 0 | 0 | 0 | 0 | 0 | 0 | 0 | 0 | 0 | 0 | 0 | 0 | 0 | 0 | 0 | 0 | 0 | 0 | 0 | 0 | 0 | 0 | 0 | 0 | 0
F4_Industrial_Paper and Printing_New_Process_Natural Gas_Other Process_E6 | F4 | Industrial | Paper and Printing | New | Process | Natural Gas | Other Process | E6 | PCT BC Ratio | 0 | 0 | 0 | 0 | 0 | 0 | 0 | 0 | 0 | 0 | 0 | 0 | 0 | 0 | 0 | 0 | 0 | 0 | 0 | 0 | 0 | 0 | 0 | 0 | 0 | 0 | 0 | 0 | 0 | 0
F4_Industrial_Paper and Printing_New_Process_Natural Gas_Other Process_E7 | F4 | Industrial | Paper and Printing | New | Process | Natural Gas | Other Process | E7 | PCT BC Ratio | 0 | 0 | 0 | 0 | 0 | 0 | 0 | 0 | 0 | 0 | 0 | 0 | 0 | 0 | 0 | 0 | 0 | 0 | 0 | 0 | 0 | 0 | 0 | 0 | 0 | 0 | 0 | 0 | 0 | 0
F4_Industrial_Paper and Printing_New_Process_Natural Gas_Other Process_E8 | F4 | Industrial | Paper and Printing | New | Process | Natural Gas | Other Process | E8 | PCT BC Ratio | 0 | 0 | 0 | 0 | 0 | 0 | 0 | 0 | 0 | 0 | 0 | 0 | 0 | 0 | 0 | 0 | 0 | 0 | 0 | 0 | 0 | 0 | 0 | 0 | 0 | 0 | 0 | 0 | 0 | 0
F4_Industrial_Paper and Printing_New_Process_Natural Gas_Other Process_E9 | F4 | Industrial | Paper and Printing | New | Process | Natural Gas | Other Process | E9 | PCT BC Ratio | 0 | 0 | 0 | 0 | 0 | 0 | 0 | 0 | 0 | 0 | 0 | 0 | 0 | 0 | 0 | 0 | 0 | 0 | 0 | 0 | 0 | 0 | 0 | 0 | 0 | 0 | 0 | 0 | 0 | 0
F4_Industrial_Paper and Printing_New_Process_Natural Gas_Other Process_E10 | F4 | Industrial | Paper and Printing | New | Process | Natural Gas | Other Process | E10 | PCT BC Ratio | 0 | 0 | 0 | 0 | 0 | 0 | 0 | 0 | 0 | 0 | 0 | 0 | 0 | 0 | 0 | 0 | 0 | 0 | 0 | 0 | 0 | 0 | 0 | 0 | 0 | 0 | 0 | 0 | 0 | 0
F5_Industrial_Paper and Printing_New_Process_Natural Gas_Other Process_E1 | F5 | Industrial | Paper and Printing | New | Process | Natural Gas | Other Process | E1 | RIM BC Ratio | 0.9 | 0.9 | 0.9 | 0.9 | 0.9 | 0.9 | 0.9 | 0.9 | 0.9 | 0.9 | 0.9 | 0.9 | 0.9 | 0.9 | 0.9 | 0.9 | 0.9 | 0.9 | 0.9 | 0.9 | 0.9 | 0.9 | 0 | 0 | 0 | 0 | 0 | 0 | 0 | 0
F5_Industrial_Paper and Printing_New_Process_Natural Gas_Other Process_E2 | F5 | Industrial | Paper and Printing | New | Process | Natural Gas | Other Process | E2 | RIM BC Ratio | 0 | 0 | 0 | 0 | 0 | 0 | 0 | 0 | 0 | 0 | 0 | 0 | 0 | 0 | 0 | 0 | 0 | 0 | 0 | 0 | 0 | 0 | 0 | 0 | 0 | 0 | 0 | 0 | 0 | 0
F5_Industrial_Paper and Printing_New_Process_Natural Gas_Other Process_E3 | F5 | Industrial | Paper and Printing | New | Process | Natural Gas | Other Process | E3 | RIM BC Ratio | 0 | 0 | 0 | 0 | 0 | 0 | 0 | 0 | 0 | 0 | 0 | 0 | 0 | 0 | 0 | 0 | 0 | 0 | 0 | 0 | 0 | 0 | 0 | 0 | 0 | 0 | 0 | 0 | 0 | 0
F5_Industrial_Paper and Printing_New_Process_Natural Gas_Other Process_E4 | F5 | Industrial | Paper and Printing | New | Process | Natural Gas | Other Process | E4 | RIM BC Ratio | 0 | 0 | 0 | 0 | 0 | 0 | 0 | 0 | 0 | 0 | 0 | 0 | 0 | 0 | 0 | 0 | 0 | 0 | 0 | 0 | 0 | 0 | 0 | 0 | 0 | 0 | 0 | 0 | 0 | 0
F5_Industrial_Paper and Printing_New_Process_Natural Gas_Other Process_E5 | F5 | Industrial | Paper and Printing | New | Process | Natural Gas | Other Process | E5 | RIM BC Ratio | 0 | 0 | 0 | 0 | 0 | 0 | 0 | 0 | 0 | 0 | 0 | 0 | 0 | 0 | 0 | 0 | 0 | 0 | 0 | 0 | 0 | 0 | 0 | 0 | 0 | 0 | 0 | 0 | 0 | 0
F5_Industrial_Paper and Printing_New_Process_Natural Gas_Other Process_E6 | F5 | Industrial | Paper and Printing | New | Process | Natural Gas | Other Process | E6 | RIM BC Ratio | 0 | 0 | 0 | 0 | 0 | 0 | 0 | 0 | 0 | 0 | 0 | 0 | 0 | 0 | 0 | 0 | 0 | 0 | 0 | 0 | 0 | 0 | 0 | 0 | 0 | 0 | 0 | 0 | 0 | 0
F5_Industrial_Paper and Printing_New_Process_Natural Gas_Other Process_E7 | F5 | Industrial | Paper and Printing | New | Process | Natural Gas | Other Process | E7 | RIM BC Ratio | 0 | 0 | 0 | 0 | 0 | 0 | 0 | 0 | 0 | 0 | 0 | 0 | 0 | 0 | 0 | 0 | 0 | 0 | 0 | 0 | 0 | 0 | 0 | 0 | 0 | 0 | 0 | 0 | 0 | 0
F5_Industrial_Paper and Printing_New_Process_Natural Gas_Other Process_E8 | F5 | Industrial | Paper and Printing | New | Process | Natural Gas | Other Process | E8 | RIM BC Ratio | 0 | 0 | 0 | 0 | 0 | 0 | 0 | 0 | 0 | 0 | 0 | 0 | 0 | 0 | 0 | 0 | 0 | 0 | 0 | 0 | 0 | 0 | 0 | 0 | 0 | 0 | 0 | 0 | 0 | 0
F5_Industrial_Paper and Printing_New_Process_Natural Gas_Other Process_E9 | F5 | Industrial | Paper and Printing | New | Process | Natural Gas | Other Process | E9 | RIM BC Ratio | 0 | 0 | 0 | 0 | 0 | 0 | 0 | 0 | 0 | 0 | 0 | 0 | 0 | 0 | 0 | 0 | 0 | 0 | 0 | 0 | 0 | 0 | 0 | 0 | 0 | 0 | 0 | 0 | 0 | 0
F5_Industrial_Paper and Printing_New_Process_Natural Gas_Other Process_E10 | F5 | Industrial | Paper and Printing | New | Process | Natural Gas | Other Process | E10 | RIM BC Ratio | 0 | 0 | 0 | 0 | 0 | 0 | 0 | 0 | 0 | 0 | 0 | 0 | 0 | 0 | 0 | 0 | 0 | 0 | 0 | 0 | 0 | 0 | 0 | 0 | 0 | 0 | 0 | 0 | 0 | 0
F0_Industrial_Paper and Printing_New_Miscellaneous_Natural Gas_Miscellaneous_E0 | F0 | Industrial | Paper and Printing | New | Miscellaneous | Natural Gas | Miscellaneous | E0 | Economic Unit | Standard | Standard | Standard | Standard | Standard | Standard | Standard | Standard | Standard | Standard | Standard | Standard | Standard | Standard | Standard | Standard | Standard | Standard | Standard | Standard | Standard | Standard | 0 | 0 | 0 | 0 | 0 | 0 | 0 | 0
F1_Industrial_Paper and Printing_New_Miscellaneous_Natural Gas_Miscellaneous_E1 | F1 | Industrial | Paper and Printing | New | Miscellaneous | Natural Gas | Miscellaneous | E1 | CCE | 0 | 0 | 0 | 0 | 0 | 0 | 0 | 0 | 0 | 0 | 0 | 0 | 0 | 0 | 0 | 0 | 0 | 0 | 0 | 0 | 0 | 0 | 0 | 0 | 0 | 0 | 0 | 0 | 0 | 0
F1_Industrial_Paper and Printing_New_Miscellaneous_Natural Gas_Miscellaneous_E2 | F1 | Industrial | Paper and Printing | New | Miscellaneous | Natural Gas | Miscellaneous | E2 | CCE | 0 | 0 | 0 | 0 | 0 | 0 | 0 | 0 | 0 | 0 | 0 | 0 | 0 | 0 | 0 | 0 | 0 | 0 | 0 | 0 | 0 | 0 | 0 | 0 | 0 | 0 | 0 | 0 | 0 | 0
F1_Industrial_Paper and Printing_New_Miscellaneous_Natural Gas_Miscellaneous_E3 | F1 | Industrial | Paper and Printing | New | Miscellaneous | Natural Gas | Miscellaneous | E3 | CCE | 0 | 0 | 0 | 0 | 0 | 0 | 0 | 0 | 0 | 0 | 0 | 0 | 0 | 0 | 0 | 0 | 0 | 0 | 0 | 0 | 0 | 0 | 0 | 0 | 0 | 0 | 0 | 0 | 0 | 0
F1_Industrial_Paper and Printing_New_Miscellaneous_Natural Gas_Miscellaneous_E4 | F1 | Industrial | Paper and Printing | New | Miscellaneous | Natural Gas | Miscellaneous | E4 | CCE | 0 | 0 | 0 | 0 | 0 | 0 | 0 | 0 | 0 | 0 | 0 | 0 | 0 | 0 | 0 | 0 | 0 | 0 | 0 | 0 | 0 | 0 | 0 | 0 | 0 | 0 | 0 | 0 | 0 | 0
F1_Industrial_Paper and Printing_New_Miscellaneous_Natural Gas_Miscellaneous_E5 | F1 | Industrial | Paper and Printing | New | Miscellaneous | Natural Gas | Miscellaneous | E5 | CCE | 0 | 0 | 0 | 0 | 0 | 0 | 0 | 0 | 0 | 0 | 0 | 0 | 0 | 0 | 0 | 0 | 0 | 0 | 0 | 0 | 0 | 0 | 0 | 0 | 0 | 0 | 0 | 0 | 0 | 0
F1_Industrial_Paper and Printing_New_Miscellaneous_Natural Gas_Miscellaneous_E6 | F1 | Industrial | Paper and Printing | New | Miscellaneous | Natural Gas | Miscellaneous | E6 | CCE | 0 | 0 | 0 | 0 | 0 | 0 | 0 | 0 | 0 | 0 | 0 | 0 | 0 | 0 | 0 | 0 | 0 | 0 | 0 | 0 | 0 | 0 | 0 | 0 | 0 | 0 | 0 | 0 | 0 | 0
F1_Industrial_Paper and Printing_New_Miscellaneous_Natural Gas_Miscellaneous_E7 | F1 | Industrial | Paper and Printing | New | Miscellaneous | Natural Gas | Miscellaneous | E7 | CCE | 0 | 0 | 0 | 0 | 0 | 0 | 0 | 0 | 0 | 0 | 0 | 0 | 0 | 0 | 0 | 0 | 0 | 0 | 0 | 0 | 0 | 0 | 0 | 0 | 0 | 0 | 0 | 0 | 0 | 0
F1_Industrial_Paper and Printing_New_Miscellaneous_Natural Gas_Miscellaneous_E8 | F1 | Industrial | Paper and Printing | New | Miscellaneous | Natural Gas | Miscellaneous | E8 | CCE | 0 | 0 | 0 | 0 | 0 | 0 | 0 | 0 | 0 | 0 | 0 | 0 | 0 | 0 | 0 | 0 | 0 | 0 | 0 | 0 | 0 | 0 | 0 | 0 | 0 | 0 | 0 | 0 | 0 | 0
F1_Industrial_Paper and Printing_New_Miscellaneous_Natural Gas_Miscellaneous_E9 | F1 | Industrial | Paper and Printing | New | Miscellaneous | Natural Gas | Miscellaneous | E9 | CCE | 0 | 0 | 0 | 0 | 0 | 0 | 0 | 0 | 0 | 0 | 0 | 0 | 0 | 0 | 0 | 0 | 0 | 0 | 0 | 0 | 0 | 0 | 0 | 0 | 0 | 0 | 0 | 0 | 0 | 0
F1_Industrial_Paper and Printing_New_Miscellaneous_Natural Gas_Miscellaneous_E10 | F1 | Industrial | Paper and Printing | New | Miscellaneous | Natural Gas | Miscellaneous | E10 | CCE | 0 | 0 | 0 | 0 | 0 | 0 | 0 | 0 | 0 | 0 | 0 | 0 | 0 | 0 | 0 | 0 | 0 | 0 | 0 | 0 | 0 | 0 | 0 | 0 | 0 | 0 | 0 | 0 | 0 | 0
F2_Industrial_Paper and Printing_New_Miscellaneous_Natural Gas_Miscellaneous_E1 | F2 | Industrial | Paper and Printing | New | Miscellaneous | Natural Gas | Miscellaneous | E1 | TRC BC Ratio | 0.9 | 0.9 | 0.9 | 0.9 | 0.9 | 0.9 | 0.9 | 0.9 | 0.9 | 0.9 | 0.9 | 0.9 | 0.9 | 0.9 | 0.9 | 0.9 | 0.9 | 0.9 | 0.9 | 0.9 | 0.9 | 0.9 | 0 | 0 | 0 | 0 | 0 | 0 | 0 | 0
F2_Industrial_Paper and Printing_New_Miscellaneous_Natural Gas_Miscellaneous_E2 | F2 | Industrial | Paper and Printing | New | Miscellaneous | Natural Gas | Miscellaneous | E2 | TRC BC Ratio | 0 | 0 | 0 | 0 | 0 | 0 | 0 | 0 | 0 | 0 | 0 | 0 | 0 | 0 | 0 | 0 | 0 | 0 | 0 | 0 | 0 | 0 | 0 | 0 | 0 | 0 | 0 | 0 | 0 | 0
F2_Industrial_Paper and Printing_New_Miscellaneous_Natural Gas_Miscellaneous_E3 | F2 | Industrial | Paper and Printing | New | Miscellaneous | Natural Gas | Miscellaneous | E3 | TRC BC Ratio | 0 | 0 | 0 | 0 | 0 | 0 | 0 | 0 | 0 | 0 | 0 | 0 | 0 | 0 | 0 | 0 | 0 | 0 | 0 | 0 | 0 | 0 | 0 | 0 | 0 | 0 | 0 | 0 | 0 | 0
F2_Industrial_Paper and Printing_New_Miscellaneous_Natural Gas_Miscellaneous_E4 | F2 | Industrial | Paper and Printing | New | Miscellaneous | Natural Gas | Miscellaneous | E4 | TRC BC Ratio | 0 | 0 | 0 | 0 | 0 | 0 | 0 | 0 | 0 | 0 | 0 | 0 | 0 | 0 | 0 | 0 | 0 | 0 | 0 | 0 | 0 | 0 | 0 | 0 | 0 | 0 | 0 | 0 | 0 | 0
F2_Industrial_Paper and Printing_New_Miscellaneous_Natural Gas_Miscellaneous_E5 | F2 | Industrial | Paper and Printing | New | Miscellaneous | Natural Gas | Miscellaneous | E5 | TRC BC Ratio | 0 | 0 | 0 | 0 | 0 | 0 | 0 | 0 | 0 | 0 | 0 | 0 | 0 | 0 | 0 | 0 | 0 | 0 | 0 | 0 | 0 | 0 | 0 | 0 | 0 | 0 | 0 | 0 | 0 | 0
F2_Industrial_Paper and Printing_New_Miscellaneous_Natural Gas_Miscellaneous_E6 | F2 | Industrial | Paper and Printing | New | Miscellaneous | Natural Gas | Miscellaneous | E6 | TRC BC Ratio | 0 | 0 | 0 | 0 | 0 | 0 | 0 | 0 | 0 | 0 | 0 | 0 | 0 | 0 | 0 | 0 | 0 | 0 | 0 | 0 | 0 | 0 | 0 | 0 | 0 | 0 | 0 | 0 | 0 | 0
F2_Industrial_Paper and Printing_New_Miscellaneous_Natural Gas_Miscellaneous_E7 | F2 | Industrial | Paper and Printing | New | Miscellaneous | Natural Gas | Miscellaneous | E7 | TRC BC Ratio | 0 | 0 | 0 | 0 | 0 | 0 | 0 | 0 | 0 | 0 | 0 | 0 | 0 | 0 | 0 | 0 | 0 | 0 | 0 | 0 | 0 | 0 | 0 | 0 | 0 | 0 | 0 | 0 | 0 | 0
F2_Industrial_Paper and Printing_New_Miscellaneous_Natural Gas_Miscellaneous_E8 | F2 | Industrial | Paper and Printing | New | Miscellaneous | Natural Gas | Miscellaneous | E8 | TRC BC Ratio | 0 | 0 | 0 | 0 | 0 | 0 | 0 | 0 | 0 | 0 | 0 | 0 | 0 | 0 | 0 | 0 | 0 | 0 | 0 | 0 | 0 | 0 | 0 | 0 | 0 | 0 | 0 | 0 | 0 | 0
F2_Industrial_Paper and Printing_New_Miscellaneous_Natural Gas_Miscellaneous_E9 | F2 | Industrial | Paper and Printing | New | Miscellaneous | Natural Gas | Miscellaneous | E9 | TRC BC Ratio | 0 | 0 | 0 | 0 | 0 | 0 | 0 | 0 | 0 | 0 | 0 | 0 | 0 | 0 | 0 | 0 | 0 | 0 | 0 | 0 | 0 | 0 | 0 | 0 | 0 | 0 | 0 | 0 | 0 | 0
F2_Industrial_Paper and Printing_New_Miscellaneous_Natural Gas_Miscellaneous_E10 | F2 | Industrial | Paper and Printing | New | Miscellaneous | Natural Gas | Miscellaneous | E10 | TRC BC Ratio | 0 | 0 | 0 | 0 | 0 | 0 | 0 | 0 | 0 | 0 | 0 | 0 | 0 | 0 | 0 | 0 | 0 | 0 | 0 | 0 | 0 | 0 | 0 | 0 | 0 | 0 | 0 | 0 | 0 | 0
F3_Industrial_Paper and Printing_New_Miscellaneous_Natural Gas_Miscellaneous_E1 | F3 | Industrial | Paper and Printing | New | Miscellaneous | Natural Gas | Miscellaneous | E1 | PACT BC Ratio | 0.9 | 0.9 | 0.9 | 0.9 | 0.9 | 0.9 | 0.9 | 0.9 | 0.9 | 0.9 | 0.9 | 0.9 | 0.9 | 0.9 | 0.9 | 0.9 | 0.9 | 0.9 | 0.9 | 0.9 | 0.9 | 0.9 | 0 | 0 | 0 | 0 | 0 | 0 | 0 | 0
F3_Industrial_Paper and Printing_New_Miscellaneous_Natural Gas_Miscellaneous_E2 | F3 | Industrial | Paper and Printing | New | Miscellaneous | Natural Gas | Miscellaneous | E2 | PACT BC Ratio | 0 | 0 | 0 | 0 | 0 | 0 | 0 | 0 | 0 | 0 | 0 | 0 | 0 | 0 | 0 | 0 | 0 | 0 | 0 | 0 | 0 | 0 | 0 | 0 | 0 | 0 | 0 | 0 | 0 | 0
F3_Industrial_Paper and Printing_New_Miscellaneous_Natural Gas_Miscellaneous_E3 | F3 | Industrial | Paper and Printing | New | Miscellaneous | Natural Gas | Miscellaneous | E3 | PACT BC Ratio | 0 | 0 | 0 | 0 | 0 | 0 | 0 | 0 | 0 | 0 | 0 | 0 | 0 | 0 | 0 | 0 | 0 | 0 | 0 | 0 | 0 | 0 | 0 | 0 | 0 | 0 | 0 | 0 | 0 | 0
F3_Industrial_Paper and Printing_New_Miscellaneous_Natural Gas_Miscellaneous_E4 | F3 | Industrial | Paper and Printing | New | Miscellaneous | Natural Gas | Miscellaneous | E4 | PACT BC Ratio | 0 | 0 | 0 | 0 | 0 | 0 | 0 | 0 | 0 | 0 | 0 | 0 | 0 | 0 | 0 | 0 | 0 | 0 | 0 | 0 | 0 | 0 | 0 | 0 | 0 | 0 | 0 | 0 | 0 | 0
F3_Industrial_Paper and Printing_New_Miscellaneous_Natural Gas_Miscellaneous_E5 | F3 | Industrial | Paper and Printing | New | Miscellaneous | Natural Gas | Miscellaneous | E5 | PACT BC Ratio | 0 | 0 | 0 | 0 | 0 | 0 | 0 | 0 | 0 | 0 | 0 | 0 | 0 | 0 | 0 | 0 | 0 | 0 | 0 | 0 | 0 | 0 | 0 | 0 | 0 | 0 | 0 | 0 | 0 | 0
F3_Industrial_Paper and Printing_New_Miscellaneous_Natural Gas_Miscellaneous_E6 | F3 | Industrial | Paper and Printing | New | Miscellaneous | Natural Gas | Miscellaneous | E6 | PACT BC Ratio | 0 | 0 | 0 | 0 | 0 | 0 | 0 | 0 | 0 | 0 | 0 | 0 | 0 | 0 | 0 | 0 | 0 | 0 | 0 | 0 | 0 | 0 | 0 | 0 | 0 | 0 | 0 | 0 | 0 | 0
F3_Industrial_Paper and Printing_New_Miscellaneous_Natural Gas_Miscellaneous_E7 | F3 | Industrial | Paper and Printing | New | Miscellaneous | Natural Gas | Miscellaneous | E7 | PACT BC Ratio | 0 | 0 | 0 | 0 | 0 | 0 | 0 | 0 | 0 | 0 | 0 | 0 | 0 | 0 | 0 | 0 | 0 | 0 | 0 | 0 | 0 | 0 | 0 | 0 | 0 | 0 | 0 | 0 | 0 | 0
F3_Industrial_Paper and Printing_New_Miscellaneous_Natural Gas_Miscellaneous_E8 | F3 | Industrial | Paper and Printing | New | Miscellaneous | Natural Gas | Miscellaneous | E8 | PACT BC Ratio | 0 | 0 | 0 | 0 | 0 | 0 | 0 | 0 | 0 | 0 | 0 | 0 | 0 | 0 | 0 | 0 | 0 | 0 | 0 | 0 | 0 | 0 | 0 | 0 | 0 | 0 | 0 | 0 | 0 | 0
F3_Industrial_Paper and Printing_New_Miscellaneous_Natural Gas_Miscellaneous_E9 | F3 | Industrial | Paper and Printing | New | Miscellaneous | Natural Gas | Miscellaneous | E9 | PACT BC Ratio | 0 | 0 | 0 | 0 | 0 | 0 | 0 | 0 | 0 | 0 | 0 | 0 | 0 | 0 | 0 | 0 | 0 | 0 | 0 | 0 | 0 | 0 | 0 | 0 | 0 | 0 | 0 | 0 | 0 | 0
F3_Industrial_Paper and Printing_New_Miscellaneous_Natural Gas_Miscellaneous_E10 | F3 | Industrial | Paper and Printing | New | Miscellaneous | Natural Gas | Miscellaneous | E10 | PACT BC Ratio | 0 | 0 | 0 | 0 | 0 | 0 | 0 | 0 | 0 | 0 | 0 | 0 | 0 | 0 | 0 | 0 | 0 | 0 | 0 | 0 | 0 | 0 | 0 | 0 | 0 | 0 | 0 | 0 | 0 | 0
F4_Industrial_Paper and Printing_New_Miscellaneous_Natural Gas_Miscellaneous_E1 | F4 | Industrial | Paper and Printing | New | Miscellaneous | Natural Gas | Miscellaneous | E1 | PCT BC Ratio | 0.9 | 0.9 | 0.9 | 0.9 | 0.9 | 0.9 | 0.9 | 0.9 | 0.9 | 0.9 | 0.9 | 0.9 | 0.9 | 0.9 | 0.9 | 0.9 | 0.9 | 0.9 | 0.9 | 0.9 | 0.9 | 0.9 | 0 | 0 | 0 | 0 | 0 | 0 | 0 | 0
F4_Industrial_Paper and Printing_New_Miscellaneous_Natural Gas_Miscellaneous_E2 | F4 | Industrial | Paper and Printing | New | Miscellaneous | Natural Gas | Miscellaneous | E2 | PCT BC Ratio | 0 | 0 | 0 | 0 | 0 | 0 | 0 | 0 | 0 | 0 | 0 | 0 | 0 | 0 | 0 | 0 | 0 | 0 | 0 | 0 | 0 | 0 | 0 | 0 | 0 | 0 | 0 | 0 | 0 | 0
F4_Industrial_Paper and Printing_New_Miscellaneous_Natural Gas_Miscellaneous_E3 | F4 | Industrial | Paper and Printing | New | Miscellaneous | Natural Gas | Miscellaneous | E3 | PCT BC Ratio | 0 | 0 | 0 | 0 | 0 | 0 | 0 | 0 | 0 | 0 | 0 | 0 | 0 | 0 | 0 | 0 | 0 | 0 | 0 | 0 | 0 | 0 | 0 | 0 | 0 | 0 | 0 | 0 | 0 | 0
F4_Industrial_Paper and Printing_New_Miscellaneous_Natural Gas_Miscellaneous_E4 | F4 | Industrial | Paper and Printing | New | Miscellaneous | Natural Gas | Miscellaneous | E4 | PCT BC Ratio | 0 | 0 | 0 | 0 | 0 | 0 | 0 | 0 | 0 | 0 | 0 | 0 | 0 | 0 | 0 | 0 | 0 | 0 | 0 | 0 | 0 | 0 | 0 | 0 | 0 | 0 | 0 | 0 | 0 | 0
F4_Industrial_Paper and Printing_New_Miscellaneous_Natural Gas_Miscellaneous_E5 | F4 | Industrial | Paper and Printing | New | Miscellaneous | Natural Gas | Miscellaneous | E5 | PCT BC Ratio | 0 | 0 | 0 | 0 | 0 | 0 | 0 | 0 | 0 | 0 | 0 | 0 | 0 | 0 | 0 | 0 | 0 | 0 | 0 | 0 | 0 | 0 | 0 | 0 | 0 | 0 | 0 | 0 | 0 | 0
F4_Industrial_Paper and Printing_New_Miscellaneous_Natural Gas_Miscellaneous_E6 | F4 | Industrial | Paper and Printing | New | Miscellaneous | Natural Gas | Miscellaneous | E6 | PCT BC Ratio | 0 | 0 | 0 | 0 | 0 | 0 | 0 | 0 | 0 | 0 | 0 | 0 | 0 | 0 | 0 | 0 | 0 | 0 | 0 | 0 | 0 | 0 | 0 | 0 | 0 | 0 | 0 | 0 | 0 | 0
F4_Industrial_Paper and Printing_New_Miscellaneous_Natural Gas_Miscellaneous_E7 | F4 | Industrial | Paper and Printing | New | Miscellaneous | Natural Gas | Miscellaneous | E7 | PCT BC Ratio | 0 | 0 | 0 | 0 | 0 | 0 | 0 | 0 | 0 | 0 | 0 | 0 | 0 | 0 | 0 | 0 | 0 | 0 | 0 | 0 | 0 | 0 | 0 | 0 | 0 | 0 | 0 | 0 | 0 | 0
F4_Industrial_Paper and Printing_New_Miscellaneous_Natural Gas_Miscellaneous_E8 | F4 | Industrial | Paper and Printing | New | Miscellaneous | Natural Gas | Miscellaneous | E8 | PCT BC Ratio | 0 | 0 | 0 | 0 | 0 | 0 | 0 | 0 | 0 | 0 | 0 | 0 | 0 | 0 | 0 | 0 | 0 | 0 | 0 | 0 | 0 | 0 | 0 | 0 | 0 | 0 | 0 | 0 | 0 | 0
F4_Industrial_Paper and Printing_New_Miscellaneous_Natural Gas_Miscellaneous_E9 | F4 | Industrial | Paper and Printing | New | Miscellaneous | Natural Gas | Miscellaneous | E9 | PCT BC Ratio | 0 | 0 | 0 | 0 | 0 | 0 | 0 | 0 | 0 | 0 | 0 | 0 | 0 | 0 | 0 | 0 | 0 | 0 | 0 | 0 | 0 | 0 | 0 | 0 | 0 | 0 | 0 | 0 | 0 | 0
F4_Industrial_Paper and Printing_New_Miscellaneous_Natural Gas_Miscellaneous_E10 | F4 | Industrial | Paper and Printing | New | Miscellaneous | Natural Gas | Miscellaneous | E10 | PCT BC Ratio | 0 | 0 | 0 | 0 | 0 | 0 | 0 | 0 | 0 | 0 | 0 | 0 | 0 | 0 | 0 | 0 | 0 | 0 | 0 | 0 | 0 | 0 | 0 | 0 | 0 | 0 | 0 | 0 | 0 | 0
F5_Industrial_Paper and Printing_New_Miscellaneous_Natural Gas_Miscellaneous_E1 | F5 | Industrial | Paper and Printing | New | Miscellaneous | Natural Gas | Miscellaneous | E1 | RIM BC Ratio | 0.9 | 0.9 | 0.9 | 0.9 | 0.9 | 0.9 | 0.9 | 0.9 | 0.9 | 0.9 | 0.9 | 0.9 | 0.9 | 0.9 | 0.9 | 0.9 | 0.9 | 0.9 | 0.9 | 0.9 | 0.9 | 0.9 | 0 | 0 | 0 | 0 | 0 | 0 | 0 | 0
F5_Industrial_Paper and Printing_New_Miscellaneous_Natural Gas_Miscellaneous_E2 | F5 | Industrial | Paper and Printing | New | Miscellaneous | Natural Gas | Miscellaneous | E2 | RIM BC Ratio | 0 | 0 | 0 | 0 | 0 | 0 | 0 | 0 | 0 | 0 | 0 | 0 | 0 | 0 | 0 | 0 | 0 | 0 | 0 | 0 | 0 | 0 | 0 | 0 | 0 | 0 | 0 | 0 | 0 | 0
F5_Industrial_Paper and Printing_New_Miscellaneous_Natural Gas_Miscellaneous_E3 | F5 | Industrial | Paper and Printing | New | Miscellaneous | Natural Gas | Miscellaneous | E3 | RIM BC Ratio | 0 | 0 | 0 | 0 | 0 | 0 | 0 | 0 | 0 | 0 | 0 | 0 | 0 | 0 | 0 | 0 | 0 | 0 | 0 | 0 | 0 | 0 | 0 | 0 | 0 | 0 | 0 | 0 | 0 | 0
F5_Industrial_Paper and Printing_New_Miscellaneous_Natural Gas_Miscellaneous_E4 | F5 | Industrial | Paper and Printing | New | Miscellaneous | Natural Gas | Miscellaneous | E4 | RIM BC Ratio | 0 | 0 | 0 | 0 | 0 | 0 | 0 | 0 | 0 | 0 | 0 | 0 | 0 | 0 | 0 | 0 | 0 | 0 | 0 | 0 | 0 | 0 | 0 | 0 | 0 | 0 | 0 | 0 | 0 | 0
F5_Industrial_Paper and Printing_New_Miscellaneous_Natural Gas_Miscellaneous_E5 | F5 | Industrial | Paper and Printing | New | Miscellaneous | Natural Gas | Miscellaneous | E5 | RIM BC Ratio | 0 | 0 | 0 | 0 | 0 | 0 | 0 | 0 | 0 | 0 | 0 | 0 | 0 | 0 | 0 | 0 | 0 | 0 | 0 | 0 | 0 | 0 | 0 | 0 | 0 | 0 | 0 | 0 | 0 | 0
F5_Industrial_Paper and Printing_New_Miscellaneous_Natural Gas_Miscellaneous_E6 | F5 | Industrial | Paper and Printing | New | Miscellaneous | Natural Gas | Miscellaneous | E6 | RIM BC Ratio | 0 | 0 | 0 | 0 | 0 | 0 | 0 | 0 | 0 | 0 | 0 | 0 | 0 | 0 | 0 | 0 | 0 | 0 | 0 | 0 | 0 | 0 | 0 | 0 | 0 | 0 | 0 | 0 | 0 | 0
F5_Industrial_Paper and Printing_New_Miscellaneous_Natural Gas_Miscellaneous_E7 | F5 | Industrial | Paper and Printing | New | Miscellaneous | Natural Gas | Miscellaneous | E7 | RIM BC Ratio | 0 | 0 | 0 | 0 | 0 | 0 | 0 | 0 | 0 | 0 | 0 | 0 | 0 | 0 | 0 | 0 | 0 | 0 | 0 | 0 | 0 | 0 | 0 | 0 | 0 | 0 | 0 | 0 | 0 | 0
F5_Industrial_Paper and Printing_New_Miscellaneous_Natural Gas_Miscellaneous_E8 | F5 | Industrial | Paper and Printing | New | Miscellaneous | Natural Gas | Miscellaneous | E8 | RIM BC Ratio | 0 | 0 | 0 | 0 | 0 | 0 | 0 | 0 | 0 | 0 | 0 | 0 | 0 | 0 | 0 | 0 | 0 | 0 | 0 | 0 | 0 | 0 | 0 | 0 | 0 | 0 | 0 | 0 | 0 | 0
F5_Industrial_Paper and Printing_New_Miscellaneous_Natural Gas_Miscellaneous_E9 | F5 | Industrial | Paper and Printing | New | Miscellaneous | Natural Gas | Miscellaneous | E9 | RIM BC Ratio | 0 | 0 | 0 | 0 | 0 | 0 | 0 | 0 | 0 | 0 | 0 | 0 | 0 | 0 | 0 | 0 | 0 | 0 | 0 | 0 | 0 | 0 | 0 | 0 | 0 | 0 | 0 | 0 | 0 | 0
F5_Industrial_Paper and Printing_New_Miscellaneous_Natural Gas_Miscellaneous_E10 | F5 | Industrial | Paper and Printing | New | Miscellaneous | Natural Gas | Miscellaneous | E10 | RIM BC Ratio | 0 | 0 | 0 | 0 | 0 | 0 | 0 | 0 | 0 | 0 | 0 | 0 | 0 | 0 | 0 | 0 | 0 | 0 | 0 | 0 | 0 | 0 | 0 | 0 | 0 | 0 | 0 | 0 | 0 | 0
F0_Industrial_Instruments_Existing_Space Heating_Natural Gas_Furnace_E0 | F0 | Industrial | Instruments | Existing | Space Heating | Natural Gas | Furnace | E0 | Economic Unit | AFUE 96% | AFUE 96% | AFUE 96% | AFUE 96% | AFUE 96% | AFUE 96% | AFUE 96% | AFUE 96% | AFUE 96% | AFUE 96% | AFUE 96% | AFUE 96% | AFUE 96% | AFUE 96% | AFUE 96% | AFUE 96% | AFUE 96% | AFUE 96% | AFUE 96% | AFUE 96% | AFUE 96% | AFUE 96% | 0 | 0 | 0 | 0 | 0 | 0 | 0 | 0
F1_Industrial_Instruments_Existing_Space Heating_Natural Gas_Furnace_E1 | F1 | Industrial | Instruments | Existing | Space Heating | Natural Gas | Furnace | E1 | CCE | 0 | 0 | 0 | 0 | 0 | 0 | 0 | 0 | 0 | 0 | 0 | 0 | 0 | 0 | 0 | 0 | 0 | 0 | 0 | 0 | 0 | 0 | 0 | 0 | 0 | 0 | 0 | 0 | 0 | 0
F1_Industrial_Instruments_Existing_Space Heating_Natural Gas_Furnace_E2 | F1 | Industrial | Instruments | Existing | Space Heating | Natural Gas | Furnace | E2 | CCE | 0.00080022 | 0.00080022 | 0.00080022 | 0.00080022 | 0.00080022 | 0.00080022 | 0.00080022 | 0.00080022 | 0.00080022 | 0.00080022 | 0.00080022 | 0.00080022 | 0.00080022 | 0.00080022 | 0.00080022 | 0.00080022 | 0.00080022 | 0.00080022 | 0.00080022 | 0.00080022 | 0.00080022 | 0.00080022 | 0 | 0 | 0 | 0 | 0 | 0 | 0 | 0
F1_Industrial_Instruments_Existing_Space Heating_Natural Gas_Furnace_E3 | F1 | Industrial | Instruments | Existing | Space Heating | Natural Gas | Furnace | E3 | CCE | 0.0010663 | 0.0010663 | 0.0010663 | 0.0010663 | 0.0010663 | 0.0010663 | 0.0010663 | 0.0010663 | 0.0010663 | 0.0010663 | 0.0010663 | 0.0010663 | 0.0010663 | 0.0010663 | 0.0010663 | 0.0010663 | 0.0010663 | 0.0010663 | 0.0010663 | 0.0010663 | 0.0010663 | 0.0010663 | 0 | 0 | 0 | 0 | 0 | 0 | 0 | 0
F1_Industrial_Instruments_Existing_Space Heating_Natural Gas_Furnace_E4 | F1 | Industrial | Instruments | Existing | Space Heating | Natural Gas | Furnace | E4 | CCE | 0 | 0 | 0 | 0 | 0 | 0 | 0 | 0 | 0 | 0 | 0 | 0 | 0 | 0 | 0 | 0 | 0 | 0 | 0 | 0 | 0 | 0 | 0 | 0 | 0 | 0 | 0 | 0 | 0 | 0
F1_Industrial_Instruments_Existing_Space Heating_Natural Gas_Furnace_E5 | F1 | Industrial | Instruments | Existing | Space Heating | Natural Gas | Furnace | E5 | CCE | 0 | 0 | 0 | 0 | 0 | 0 | 0 | 0 | 0 | 0 | 0 | 0 | 0 | 0 | 0 | 0 | 0 | 0 | 0 | 0 | 0 | 0 | 0 | 0 | 0 | 0 | 0 | 0 | 0 | 0
F1_Industrial_Instruments_Existing_Space Heating_Natural Gas_Furnace_E6 | F1 | Industrial | Instruments | Existing | Space Heating | Natural Gas | Furnace | E6 | CCE | 0 | 0 | 0 | 0 | 0 | 0 | 0 | 0 | 0 | 0 | 0 | 0 | 0 | 0 | 0 | 0 | 0 | 0 | 0 | 0 | 0 | 0 | 0 | 0 | 0 | 0 | 0 | 0 | 0 | 0
F1_Industrial_Instruments_Existing_Space Heating_Natural Gas_Furnace_E7 | F1 | Industrial | Instruments | Existing | Space Heating | Natural Gas | Furnace | E7 | CCE | 0 | 0 | 0 | 0 | 0 | 0 | 0 | 0 | 0 | 0 | 0 | 0 | 0 | 0 | 0 | 0 | 0 | 0 | 0 | 0 | 0 | 0 | 0 | 0 | 0 | 0 | 0 | 0 | 0 | 0
F1_Industrial_Instruments_Existing_Space Heating_Natural Gas_Furnace_E8 | F1 | Industrial | Instruments | Existing | Space Heating | Natural Gas | Furnace | E8 | CCE | 0 | 0 | 0 | 0 | 0 | 0 | 0 | 0 | 0 | 0 | 0 | 0 | 0 | 0 | 0 | 0 | 0 | 0 | 0 | 0 | 0 | 0 | 0 | 0 | 0 | 0 | 0 | 0 | 0 | 0
F1_Industrial_Instruments_Existing_Space Heating_Natural Gas_Furnace_E9 | F1 | Industrial | Instruments | Existing | Space Heating | Natural Gas | Furnace | E9 | CCE | 0 | 0 | 0 | 0 | 0 | 0 | 0 | 0 | 0 | 0 | 0 | 0 | 0 | 0 | 0 | 0 | 0 | 0 | 0 | 0 | 0 | 0 | 0 | 0 | 0 | 0 | 0 | 0 | 0 | 0
F1_Industrial_Instruments_Existing_Space Heating_Natural Gas_Furnace_E10 | F1 | Industrial | Instruments | Existing | Space Heating | Natural Gas | Furnace | E10 | CCE | 0 | 0 | 0 | 0 | 0 | 0 | 0 | 0 | 0 | 0 | 0 | 0 | 0 | 0 | 0 | 0 | 0 | 0 | 0 | 0 | 0 | 0 | 0 | 0 | 0 | 0 | 0 | 0 | 0 | 0
F2_Industrial_Instruments_Existing_Space Heating_Natural Gas_Furnace_E1 | F2 | Industrial | Instruments | Existing | Space Heating | Natural Gas | Furnace | E1 | TRC BC Ratio | 0.9 | 0.9 | 0.9 | 0.9 | 0.9 | 0.9 | 0.9 | 0.9 | 0.9 | 0.9 | 0.9 | 0.9 | 0.9 | 0.9 | 0.9 | 0.9 | 0.9 | 0.9 | 0.9 | 0.9 | 0.9 | 0.9 | 0 | 0 | 0 | 0 | 0 | 0 | 0 | 0
F2_Industrial_Instruments_Existing_Space Heating_Natural Gas_Furnace_E2 | F2 | Industrial | Instruments | Existing | Space Heating | Natural Gas | Furnace | E2 | TRC BC Ratio | 6.3177 | 6.3877 | 6.2866 | 6.1898 | 6.0235 | 5.8589 | 5.6934 | 5.5424 | 5.3921 | 5.261 | 5.1303 | 5.0031 | 4.8786 | 4.7588 | 4.6414 | 4.5264 | 4.415 | 4.3083 | 4.2041 | 4.106 | 4.0118 | 3.9204 | 0 | 0 | 0 | 0 | 0 | 0 | 0 | 0
F2_Industrial_Instruments_Existing_Space Heating_Natural Gas_Furnace_E3 | F2 | Industrial | Instruments | Existing | Space Heating | Natural Gas | Furnace | E3 | TRC BC Ratio | 4.7411 | 4.7936 | 4.7177 | 4.6451 | 4.5203 | 4.3968 | 4.2726 | 4.1592 | 4.0465 | 3.9481 | 3.85 | 3.7546 | 3.6611 | 3.5712 | 3.4831 | 3.3968 | 3.3132 | 3.2332 | 3.1549 | 3.0813 | 3.0106 | 2.942 | 0 | 0 | 0 | 0 | 0 | 0 | 0 | 0
F2_Industrial_Instruments_Existing_Space Heating_Natural Gas_Furnace_E4 | F2 | Industrial | Instruments | Existing | Space Heating | Natural Gas | Furnace | E4 | TRC BC Ratio | 0 | 0 | 0 | 0 | 0 | 0 | 0 | 0 | 0 | 0 | 0 | 0 | 0 | 0 | 0 | 0 | 0 | 0 | 0 | 0 | 0 | 0 | 0 | 0 | 0 | 0 | 0 | 0 | 0 | 0
F2_Industrial_Instruments_Existing_Space Heating_Natural Gas_Furnace_E5 | F2 | Industrial | Instruments | Existing | Space Heating | Natural Gas | Furnace | E5 | TRC BC Ratio | 0 | 0 | 0 | 0 | 0 | 0 | 0 | 0 | 0 | 0 | 0 | 0 | 0 | 0 | 0 | 0 | 0 | 0 | 0 | 0 | 0 | 0 | 0 | 0 | 0 | 0 | 0 | 0 | 0 | 0
F2_Industrial_Instruments_Existing_Space Heating_Natural Gas_Furnace_E6 | F2 | Industrial | Instruments | Existing | Space Heating | Natural Gas | Furnace | E6 | TRC BC Ratio | 0 | 0 | 0 | 0 | 0 | 0 | 0 | 0 | 0 | 0 | 0 | 0 | 0 | 0 | 0 | 0 | 0 | 0 | 0 | 0 | 0 | 0 | 0 | 0 | 0 | 0 | 0 | 0 | 0 | 0
F2_Industrial_Instruments_Existing_Space Heating_Natural Gas_Furnace_E7 | F2 | Industrial | Instruments | Existing | Space Heating | Natural Gas | Furnace | E7 | TRC BC Ratio | 0 | 0 | 0 | 0 | 0 | 0 | 0 | 0 | 0 | 0 | 0 | 0 | 0 | 0 | 0 | 0 | 0 | 0 | 0 | 0 | 0 | 0 | 0 | 0 | 0 | 0 | 0 | 0 | 0 | 0
F2_Industrial_Instruments_Existing_Space Heating_Natural Gas_Furnace_E8 | F2 | Industrial | Instruments | Existing | Space Heating | Natural Gas | Furnace | E8 | TRC BC Ratio | 0 | 0 | 0 | 0 | 0 | 0 | 0 | 0 | 0 | 0 | 0 | 0 | 0 | 0 | 0 | 0 | 0 | 0 | 0 | 0 | 0 | 0 | 0 | 0 | 0 | 0 | 0 | 0 | 0 | 0
F2_Industrial_Instruments_Existing_Space Heating_Natural Gas_Furnace_E9 | F2 | Industrial | Instruments | Existing | Space Heating | Natural Gas | Furnace | E9 | TRC BC Ratio | 0 | 0 | 0 | 0 | 0 | 0 | 0 | 0 | 0 | 0 | 0 | 0 | 0 | 0 | 0 | 0 | 0 | 0 | 0 | 0 | 0 | 0 | 0 | 0 | 0 | 0 | 0 | 0 | 0 | 0
F2_Industrial_Instruments_Existing_Space Heating_Natural Gas_Furnace_E10 | F2 | Industrial | Instruments | Existing | Space Heating | Natural Gas | Furnace | E10 | TRC BC Ratio | 0 | 0 | 0 | 0 | 0 | 0 | 0 | 0 | 0 | 0 | 0 | 0 | 0 | 0 | 0 | 0 | 0 | 0 | 0 | 0 | 0 | 0 | 0 | 0 | 0 | 0 | 0 | 0 | 0 | 0
F3_Industrial_Instruments_Existing_Space Heating_Natural Gas_Furnace_E1 | F3 | Industrial | Instruments | Existing | Space Heating | Natural Gas | Furnace | E1 | PACT BC Ratio | 0.9 | 0.9 | 0.9 | 0.9 | 0.9 | 0.9 | 0.9 | 0.9 | 0.9 | 0.9 | 0.9 | 0.9 | 0.9 | 0.9 | 0.9 | 0.9 | 0.9 | 0.9 | 0.9 | 0.9 | 0.9 | 0.9 | 0 | 0 | 0 | 0 | 0 | 0 | 0 | 0
F3_Industrial_Instruments_Existing_Space Heating_Natural Gas_Furnace_E2 | F3 | Industrial | Instruments | Existing | Space Heating | Natural Gas | Furnace | E2 | PACT BC Ratio | 18.231 | 18.433 | 18.1414 | 17.8619 | 17.382 | 16.9071 | 16.4295 | 15.9937 | 15.5602 | 15.1818 | 14.8045 | 14.4376 | 14.0781 | 13.7325 | 13.3938 | 13.0619 | 12.7406 | 12.4326 | 12.1317 | 11.8487 | 11.5768 | 11.3132 | 0 | 0 | 0 | 0 | 0 | 0 | 0 | 0
F3_Industrial_Instruments_Existing_Space Heating_Natural Gas_Furnace_E3 | F3 | Industrial | Instruments | Existing | Space Heating | Natural Gas | Furnace | E3 | PACT BC Ratio | 13.6813 | 13.8329 | 13.614 | 13.4043 | 13.0442 | 12.6878 | 12.3294 | 12.0023 | 11.677 | 11.3931 | 11.1099 | 10.8346 | 10.5648 | 10.3054 | 10.0513 | 9.8022 | 9.5611 | 9.3299 | 9.1041 | 8.8918 | 8.6877 | 8.4899 | 0 | 0 | 0 | 0 | 0 | 0 | 0 | 0
F3_Industrial_Instruments_Existing_Space Heating_Natural Gas_Furnace_E4 | F3 | Industrial | Instruments | Existing | Space Heating | Natural Gas | Furnace | E4 | PACT BC Ratio | 0 | 0 | 0 | 0 | 0 | 0 | 0 | 0 | 0 | 0 | 0 | 0 | 0 | 0 | 0 | 0 | 0 | 0 | 0 | 0 | 0 | 0 | 0 | 0 | 0 | 0 | 0 | 0 | 0 | 0
F3_Industrial_Instruments_Existing_Space Heating_Natural Gas_Furnace_E5 | F3 | Industrial | Instruments | Existing | Space Heating | Natural Gas | Furnace | E5 | PACT BC Ratio | 0 | 0 | 0 | 0 | 0 | 0 | 0 | 0 | 0 | 0 | 0 | 0 | 0 | 0 | 0 | 0 | 0 | 0 | 0 | 0 | 0 | 0 | 0 | 0 | 0 | 0 | 0 | 0 | 0 | 0
F3_Industrial_Instruments_Existing_Space Heating_Natural Gas_Furnace_E6 | F3 | Industrial | Instruments | Existing | Space Heating | Natural Gas | Furnace | E6 | PACT BC Ratio | 0 | 0 | 0 | 0 | 0 | 0 | 0 | 0 | 0 | 0 | 0 | 0 | 0 | 0 | 0 | 0 | 0 | 0 | 0 | 0 | 0 | 0 | 0 | 0 | 0 | 0 | 0 | 0 | 0 | 0
F3_Industrial_Instruments_Existing_Space Heating_Natural Gas_Furnace_E7 | F3 | Industrial | Instruments | Existing | Space Heating | Natural Gas | Furnace | E7 | PACT BC Ratio | 0 | 0 | 0 | 0 | 0 | 0 | 0 | 0 | 0 | 0 | 0 | 0 | 0 | 0 | 0 | 0 | 0 | 0 | 0 | 0 | 0 | 0 | 0 | 0 | 0 | 0 | 0 | 0 | 0 | 0
F3_Industrial_Instruments_Existing_Space Heating_Natural Gas_Furnace_E8 | F3 | Industrial | Instruments | Existing | Space Heating | Natural Gas | Furnace | E8 | PACT BC Ratio | 0 | 0 | 0 | 0 | 0 | 0 | 0 | 0 | 0 | 0 | 0 | 0 | 0 | 0 | 0 | 0 | 0 | 0 | 0 | 0 | 0 | 0 | 0 | 0 | 0 | 0 | 0 | 0 | 0 | 0
F3_Industrial_Instruments_Existing_Space Heating_Natural Gas_Furnace_E9 | F3 | Industrial | Instruments | Existing | Space Heating | Natural Gas | Furnace | E9 | PACT BC Ratio | 0 | 0 | 0 | 0 | 0 | 0 | 0 | 0 | 0 | 0 | 0 | 0 | 0 | 0 | 0 | 0 | 0 | 0 | 0 | 0 | 0 | 0 | 0 | 0 | 0 | 0 | 0 | 0 | 0 | 0
F3_Industrial_Instruments_Existing_Space Heating_Natural Gas_Furnace_E10 | F3 | Industrial | Instruments | Existing | Space Heating | Natural Gas | Furnace | E10 | PACT BC Ratio | 0 | 0 | 0 | 0 | 0 | 0 | 0 | 0 | 0 | 0 | 0 | 0 | 0 | 0 | 0 | 0 | 0 | 0 | 0 | 0 | 0 | 0 | 0 | 0 | 0 | 0 | 0 | 0 | 0 | 0
F4_Industrial_Instruments_Existing_Space Heating_Natural Gas_Furnace_E1 | F4 | Industrial | Instruments | Existing | Space Heating | Natural Gas | Furnace | E1 | PCT BC Ratio | 0.9 | 0.9 | 0.9 | 0.9 | 0.9 | 0.9 | 0.9 | 0.9 | 0.9 | 0.9 | 0.9 | 0.9 | 0.9 | 0.9 | 0.9 | 0.9 | 0.9 | 0.9 | 0.9 | 0.9 | 0.9 | 0.9 | 0 | 0 | 0 | 0 | 0 | 0 | 0 | 0
F4_Industrial_Instruments_Existing_Space Heating_Natural Gas_Furnace_E2 | F4 | Industrial | Instruments | Existing | Space Heating | Natural Gas | Furnace | E2 | PCT BC Ratio | 9.4492 | 9.5517 | 9.4037 | 9.262 | 9.0185 | 8.7777 | 8.5354 | 8.3143 | 8.0944 | 7.9025 | 7.7111 | 7.525 | 7.3427 | 7.1674 | 6.9956 | 6.8272 | 6.6642 | 6.508 | 6.3554 | 6.2118 | 6.0739 | 5.9402 | 0 | 0 | 0 | 0 | 0 | 0 | 0 | 0
F4_Industrial_Instruments_Existing_Space Heating_Natural Gas_Furnace_E3 | F4 | Industrial | Instruments | Existing | Space Heating | Natural Gas | Furnace | E3 | PCT BC Ratio | 7.1414 | 7.2183 | 7.1073 | 7.0009 | 6.8182 | 6.6374 | 6.4556 | 6.2897 | 6.1247 | 5.9807 | 5.837 | 5.6974 | 5.5606 | 5.429 | 5.3001 | 5.1737 | 5.0514 | 4.9342 | 4.8196 | 4.7119 | 4.6084 | 4.5081 | 0 | 0 | 0 | 0 | 0 | 0 | 0 | 0
F4_Industrial_Instruments_Existing_Space Heating_Natural Gas_Furnace_E4 | F4 | Industrial | Instruments | Existing | Space Heating | Natural Gas | Furnace | E4 | PCT BC Ratio | 0 | 0 | 0 | 0 | 0 | 0 | 0 | 0 | 0 | 0 | 0 | 0 | 0 | 0 | 0 | 0 | 0 | 0 | 0 | 0 | 0 | 0 | 0 | 0 | 0 | 0 | 0 | 0 | 0 | 0
F4_Industrial_Instruments_Existing_Space Heating_Natural Gas_Furnace_E5 | F4 | Industrial | Instruments | Existing | Space Heating | Natural Gas | Furnace | E5 | PCT BC Ratio | 0 | 0 | 0 | 0 | 0 | 0 | 0 | 0 | 0 | 0 | 0 | 0 | 0 | 0 | 0 | 0 | 0 | 0 | 0 | 0 | 0 | 0 | 0 | 0 | 0 | 0 | 0 | 0 | 0 | 0
F4_Industrial_Instruments_Existing_Space Heating_Natural Gas_Furnace_E6 | F4 | Industrial | Instruments | Existing | Space Heating | Natural Gas | Furnace | E6 | PCT BC Ratio | 0 | 0 | 0 | 0 | 0 | 0 | 0 | 0 | 0 | 0 | 0 | 0 | 0 | 0 | 0 | 0 | 0 | 0 | 0 | 0 | 0 | 0 | 0 | 0 | 0 | 0 | 0 | 0 | 0 | 0
F4_Industrial_Instruments_Existing_Space Heating_Natural Gas_Furnace_E7 | F4 | Industrial | Instruments | Existing | Space Heating | Natural Gas | Furnace | E7 | PCT BC Ratio | 0 | 0 | 0 | 0 | 0 | 0 | 0 | 0 | 0 | 0 | 0 | 0 | 0 | 0 | 0 | 0 | 0 | 0 | 0 | 0 | 0 | 0 | 0 | 0 | 0 | 0 | 0 | 0 | 0 | 0
F4_Industrial_Instruments_Existing_Space Heating_Natural Gas_Furnace_E8 | F4 | Industrial | Instruments | Existing | Space Heating | Natural Gas | Furnace | E8 | PCT BC Ratio | 0 | 0 | 0 | 0 | 0 | 0 | 0 | 0 | 0 | 0 | 0 | 0 | 0 | 0 | 0 | 0 | 0 | 0 | 0 | 0 | 0 | 0 | 0 | 0 | 0 | 0 | 0 | 0 | 0 | 0
F4_Industrial_Instruments_Existing_Space Heating_Natural Gas_Furnace_E9 | F4 | Industrial | Instruments | Existing | Space Heating | Natural Gas | Furnace | E9 | PCT BC Ratio | 0 | 0 | 0 | 0 | 0 | 0 | 0 | 0 | 0 | 0 | 0 | 0 | 0 | 0 | 0 | 0 | 0 | 0 | 0 | 0 | 0 | 0 | 0 | 0 | 0 | 0 | 0 | 0 | 0 | 0
F4_Industrial_Instruments_Existing_Space Heating_Natural Gas_Furnace_E10 | F4 | Industrial | Instruments | Existing | Space Heating | Natural Gas | Furnace | E10 | PCT BC Ratio | 0 | 0 | 0 | 0 | 0 | 0 | 0 | 0 | 0 | 0 | 0 | 0 | 0 | 0 | 0 | 0 | 0 | 0 | 0 | 0 | 0 | 0 | 0 | 0 | 0 | 0 | 0 | 0 | 0 | 0
F5_Industrial_Instruments_Existing_Space Heating_Natural Gas_Furnace_E1 | F5 | Industrial | Instruments | Existing | Space Heating | Natural Gas | Furnace | E1 | RIM BC Ratio | 0.9 | 0.9 | 0.9 | 0.9 | 0.9 | 0.9 | 0.9 | 0.9 | 0.9 | 0.9 | 0.9 | 0.9 | 0.9 | 0.9 | 0.9 | 0.9 | 0.9 | 0.9 | 0.9 | 0.9 | 0.9 | 0.9 | 0 | 0 | 0 | 0 | 0 | 0 | 0 | 0
F5_Industrial_Instruments_Existing_Space Heating_Natural Gas_Furnace_E2 | F5 | Industrial | Instruments | Existing | Space Heating | Natural Gas | Furnace | E2 | RIM BC Ratio | 0.79814 | 0.79852 | 0.79797 | 0.79742 | 0.79643 | 0.79541 | 0.79432 | 0.79328 | 0.79218 | 0.79118 | 0.79013 | 0.78906 | 0.78796 | 0.78685 | 0.78571 | 0.78455 | 0.78336 | 0.78217 | 0.78095 | 0.77975 | 0.77855 | 0.77733 | 0 | 0 | 0 | 0 | 0 | 0 | 0 | 0
F5_Industrial_Instruments_Existing_Space Heating_Natural Gas_Furnace_E3 | F5 | Industrial | Instruments | Existing | Space Heating | Natural Gas | Furnace | E3 | RIM BC Ratio | 0.78668 | 0.78718 | 0.78646 | 0.78575 | 0.78448 | 0.78316 | 0.78176 | 0.78041 | 0.779 | 0.7777 | 0.77635 | 0.77498 | 0.77356 | 0.77214 | 0.77068 | 0.76918 | 0.76766 | 0.76614 | 0.76458 | 0.76305 | 0.76152 | 0.75996 | 0 | 0 | 0 | 0 | 0 | 0 | 0 | 0
F5_Industrial_Instruments_Existing_Space Heating_Natural Gas_Furnace_E4 | F5 | Industrial | Instruments | Existing | Space Heating | Natural Gas | Furnace | E4 | RIM BC Ratio | 0 | 0 | 0 | 0 | 0 | 0 | 0 | 0 | 0 | 0 | 0 | 0 | 0 | 0 | 0 | 0 | 0 | 0 | 0 | 0 | 0 | 0 | 0 | 0 | 0 | 0 | 0 | 0 | 0 | 0
F5_Industrial_Instruments_Existing_Space Heating_Natural Gas_Furnace_E5 | F5 | Industrial | Instruments | Existing | Space Heating | Natural Gas | Furnace | E5 | RIM BC Ratio | 0 | 0 | 0 | 0 | 0 | 0 | 0 | 0 | 0 | 0 | 0 | 0 | 0 | 0 | 0 | 0 | 0 | 0 | 0 | 0 | 0 | 0 | 0 | 0 | 0 | 0 | 0 | 0 | 0 | 0
F5_Industrial_Instruments_Existing_Space Heating_Natural Gas_Furnace_E6 | F5 | Industrial | Instruments | Existing | Space Heating | Natural Gas | Furnace | E6 | RIM BC Ratio | 0 | 0 | 0 | 0 | 0 | 0 | 0 | 0 | 0 | 0 | 0 | 0 | 0 | 0 | 0 | 0 | 0 | 0 | 0 | 0 | 0 | 0 | 0 | 0 | 0 | 0 | 0 | 0 | 0 | 0
F5_Industrial_Instruments_Existing_Space Heating_Natural Gas_Furnace_E7 | F5 | Industrial | Instruments | Existing | Space Heating | Natural Gas | Furnace | E7 | RIM BC Ratio | 0 | 0 | 0 | 0 | 0 | 0 | 0 | 0 | 0 | 0 | 0 | 0 | 0 | 0 | 0 | 0 | 0 | 0 | 0 | 0 | 0 | 0 | 0 | 0 | 0 | 0 | 0 | 0 | 0 | 0
F5_Industrial_Instruments_Existing_Space Heating_Natural Gas_Furnace_E8 | F5 | Industrial | Instruments | Existing | Space Heating | Natural Gas | Furnace | E8 | RIM BC Ratio | 0 | 0 | 0 | 0 | 0 | 0 | 0 | 0 | 0 | 0 | 0 | 0 | 0 | 0 | 0 | 0 | 0 | 0 | 0 | 0 | 0 | 0 | 0 | 0 | 0 | 0 | 0 | 0 | 0 | 0
F5_Industrial_Instruments_Existing_Space Heating_Natural Gas_Furnace_E9 | F5 | Industrial | Instruments | Existing | Space Heating | Natural Gas | Furnace | E9 | RIM BC Ratio | 0 | 0 | 0 | 0 | 0 | 0 | 0 | 0 | 0 | 0 | 0 | 0 | 0 | 0 | 0 | 0 | 0 | 0 | 0 | 0 | 0 | 0 | 0 | 0 | 0 | 0 | 0 | 0 | 0 | 0
F5_Industrial_Instruments_Existing_Space Heating_Natural Gas_Furnace_E10 | F5 | Industrial | Instruments | Existing | Space Heating | Natural Gas | Furnace | E10 | RIM BC Ratio | 0 | 0 | 0 | 0 | 0 | 0 | 0 | 0 | 0 | 0 | 0 | 0 | 0 | 0 | 0 | 0 | 0 | 0 | 0 | 0 | 0 | 0 | 0 | 0 | 0 | 0 | 0 | 0 | 0 | 0
F0_Industrial_Instruments_Existing_Space Heating_Natural Gas_Boiler_E0 | F0 | Industrial | Instruments | Existing | Space Heating | Natural Gas | Boiler | E0 | Economic Unit | AFUE 97% | AFUE 97% | AFUE 97% | AFUE 97% | AFUE 97% | AFUE 97% | AFUE 97% | AFUE 97% | AFUE 97% | AFUE 97% | AFUE 97% | AFUE 97% | AFUE 97% | AFUE 97% | AFUE 97% | AFUE 97% | AFUE 97% | AFUE 97% | AFUE 97% | AFUE 97% | AFUE 97% | AFUE 97% | 0 | 0 | 0 | 0 | 0 | 0 | 0 | 0
F1_Industrial_Instruments_Existing_Space Heating_Natural Gas_Boiler_E1 | F1 | Industrial | Instruments | Existing | Space Heating | Natural Gas | Boiler | E1 | CCE | 0 | 0 | 0 | 0 | 0 | 0 | 0 | 0 | 0 | 0 | 0 | 0 | 0 | 0 | 0 | 0 | 0 | 0 | 0 | 0 | 0 | 0 | 0 | 0 | 0 | 0 | 0 | 0 | 0 | 0
F1_Industrial_Instruments_Existing_Space Heating_Natural Gas_Boiler_E2 | F1 | Industrial | Instruments | Existing | Space Heating | Natural Gas | Boiler | E2 | CCE | 0.0028331 | 0.0028331 | 0.0028331 | 0.0028331 | 0.0028331 | 0.0028331 | 0.0028331 | 0.0028331 | 0.0028331 | 0.0028331 | 0.0028331 | 0.0028331 | 0.0028331 | 0.0028331 | 0.0028331 | 0.0028331 | 0.0028331 | 0.0028331 | 0.0028331 | 0.0028331 | 0.0028331 | 0.0028331 | 0 | 0 | 0 | 0 | 0 | 0 | 0 | 0
F1_Industrial_Instruments_Existing_Space Heating_Natural Gas_Boiler_E3 | F1 | Industrial | Instruments | Existing | Space Heating | Natural Gas | Boiler | E3 | CCE | 0.0028615 | 0.0028615 | 0.0028615 | 0.0028615 | 0.0028615 | 0.0028615 | 0.0028615 | 0.0028615 | 0.0028615 | 0.0028615 | 0.0028615 | 0.0028615 | 0.0028615 | 0.0028615 | 0.0028615 | 0.0028615 | 0.0028615 | 0.0028615 | 0.0028615 | 0.0028615 | 0.0028615 | 0.0028615 | 0 | 0 | 0 | 0 | 0 | 0 | 0 | 0
F1_Industrial_Instruments_Existing_Space Heating_Natural Gas_Boiler_E4 | F1 | Industrial | Instruments | Existing | Space Heating | Natural Gas | Boiler | E4 | CCE | 18.3165 | 18.3165 | 18.3165 | 18.3165 | 18.3165 | 18.3165 | 18.3165 | 18.3165 | 18.3165 | 18.3165 | 18.3165 | 18.3165 | 18.3165 | 18.3165 | 18.3165 | 18.3165 | 18.3165 | 18.3165 | 18.3165 | 18.3165 | 18.3165 | 18.3165 | 0 | 0 | 0 | 0 | 0 | 0 | 0 | 0
F1_Industrial_Instruments_Existing_Space Heating_Natural Gas_Boiler_E5 | F1 | Industrial | Instruments | Existing | Space Heating | Natural Gas | Boiler | E5 | CCE | 0 | 0 | 0 | 0 | 0 | 0 | 0 | 0 | 0 | 0 | 0 | 0 | 0 | 0 | 0 | 0 | 0 | 0 | 0 | 0 | 0 | 0 | 0 | 0 | 0 | 0 | 0 | 0 | 0 | 0
F1_Industrial_Instruments_Existing_Space Heating_Natural Gas_Boiler_E6 | F1 | Industrial | Instruments | Existing | Space Heating | Natural Gas | Boiler | E6 | CCE | 0 | 0 | 0 | 0 | 0 | 0 | 0 | 0 | 0 | 0 | 0 | 0 | 0 | 0 | 0 | 0 | 0 | 0 | 0 | 0 | 0 | 0 | 0 | 0 | 0 | 0 | 0 | 0 | 0 | 0
F1_Industrial_Instruments_Existing_Space Heating_Natural Gas_Boiler_E7 | F1 | Industrial | Instruments | Existing | Space Heating | Natural Gas | Boiler | E7 | CCE | 0 | 0 | 0 | 0 | 0 | 0 | 0 | 0 | 0 | 0 | 0 | 0 | 0 | 0 | 0 | 0 | 0 | 0 | 0 | 0 | 0 | 0 | 0 | 0 | 0 | 0 | 0 | 0 | 0 | 0
F1_Industrial_Instruments_Existing_Space Heating_Natural Gas_Boiler_E8 | F1 | Industrial | Instruments | Existing | Space Heating | Natural Gas | Boiler | E8 | CCE | 0 | 0 | 0 | 0 | 0 | 0 | 0 | 0 | 0 | 0 | 0 | 0 | 0 | 0 | 0 | 0 | 0 | 0 | 0 | 0 | 0 | 0 | 0 | 0 | 0 | 0 | 0 | 0 | 0 | 0
F1_Industrial_Instruments_Existing_Space Heating_Natural Gas_Boiler_E9 | F1 | Industrial | Instruments | Existing | Space Heating | Natural Gas | Boiler | E9 | CCE | 0 | 0 | 0 | 0 | 0 | 0 | 0 | 0 | 0 | 0 | 0 | 0 | 0 | 0 | 0 | 0 | 0 | 0 | 0 | 0 | 0 | 0 | 0 | 0 | 0 | 0 | 0 | 0 | 0 | 0
F1_Industrial_Instruments_Existing_Space Heating_Natural Gas_Boiler_E10 | F1 | Industrial | Instruments | Existing | Space Heating | Natural Gas | Boiler | E10 | CCE | 0 | 0 | 0 | 0 | 0 | 0 | 0 | 0 | 0 | 0 | 0 | 0 | 0 | 0 | 0 | 0 | 0 | 0 | 0 | 0 | 0 | 0 | 0 | 0 | 0 | 0 | 0 | 0 | 0 | 0
F2_Industrial_Instruments_Existing_Space Heating_Natural Gas_Boiler_E1 | F2 | Industrial | Instruments | Existing | Space Heating | Natural Gas | Boiler | E1 | TRC BC Ratio | 0.9 | 0.9 | 0.9 | 0.9 | 0.9 | 0.9 | 0.9 | 0.9 | 0.9 | 0.9 | 0.9 | 0.9 | 0.9 | 0.9 | 0.9 | 0.9 | 0.9 | 0.9 | 0.9 | 0.9 | 0.9 | 0.9 | 0 | 0 | 0 | 0 | 0 | 0 | 0 | 0
F2_Industrial_Instruments_Existing_Space Heating_Natural Gas_Boiler_E2 | F2 | Industrial | Instruments | Existing | Space Heating | Natural Gas | Boiler | E2 | TRC BC Ratio | 1.7643 | 1.7812 | 1.7525 | 1.725 | 1.6789 | 1.6333 | 1.5875 | 1.5455 | 1.5039 | 1.4674 | 1.431 | 1.3956 | 1.361 | 1.3276 | 1.295 | 1.263 | 1.232 | 1.2024 | 1.1734 | 1.1463 | 1.1202 | 1.095 | 0 | 0 | 0 | 0 | 0 | 0 | 0 | 0
F2_Industrial_Instruments_Existing_Space Heating_Natural Gas_Boiler_E3 | F2 | Industrial | Instruments | Existing | Space Heating | Natural Gas | Boiler | E3 | TRC BC Ratio | 1.7468 | 1.7636 | 1.7351 | 1.7079 | 1.6622 | 1.6171 | 1.5717 | 1.5302 | 1.489 | 1.4529 | 1.4168 | 1.3818 | 1.3475 | 1.3145 | 1.2822 | 1.2505 | 1.2198 | 1.1904 | 1.1618 | 1.1349 | 1.1091 | 1.0842 | 0 | 0 | 0 | 0 | 0 | 0 | 0 | 0
F2_Industrial_Instruments_Existing_Space Heating_Natural Gas_Boiler_E4 | F2 | Industrial | Instruments | Existing | Space Heating | Natural Gas | Boiler | E4 | TRC BC Ratio | 0.00024716 | 0.00024492 | 0.00023984 | 0.00023494 | 0.00022895 | 0.00022309 | 0.00021732 | 0.00021189 | 0.00020656 | 0.00020165 | 0.00019682 | 0.0001921 | 0.00018749 | 0.00018302 | 0.00017865 | 0.00017437 | 0.00017022 | 0.00016623 | 0.00016237 | 0.00015872 | 0.00015525 | 0.00015195 | 0 | 0 | 0 | 0 | 0 | 0 | 0 | 0
F2_Industrial_Instruments_Existing_Space Heating_Natural Gas_Boiler_E5 | F2 | Industrial | Instruments | Existing | Space Heating | Natural Gas | Boiler | E5 | TRC BC Ratio | 0 | 0 | 0 | 0 | 0 | 0 | 0 | 0 | 0 | 0 | 0 | 0 | 0 | 0 | 0 | 0 | 0 | 0 | 0 | 0 | 0 | 0 | 0 | 0 | 0 | 0 | 0 | 0 | 0 | 0
F2_Industrial_Instruments_Existing_Space Heating_Natural Gas_Boiler_E6 | F2 | Industrial | Instruments | Existing | Space Heating | Natural Gas | Boiler | E6 | TRC BC Ratio | 0 | 0 | 0 | 0 | 0 | 0 | 0 | 0 | 0 | 0 | 0 | 0 | 0 | 0 | 0 | 0 | 0 | 0 | 0 | 0 | 0 | 0 | 0 | 0 | 0 | 0 | 0 | 0 | 0 | 0
F2_Industrial_Instruments_Existing_Space Heating_Natural Gas_Boiler_E7 | F2 | Industrial | Instruments | Existing | Space Heating | Natural Gas | Boiler | E7 | TRC BC Ratio | 0 | 0 | 0 | 0 | 0 | 0 | 0 | 0 | 0 | 0 | 0 | 0 | 0 | 0 | 0 | 0 | 0 | 0 | 0 | 0 | 0 | 0 | 0 | 0 | 0 | 0 | 0 | 0 | 0 | 0
F2_Industrial_Instruments_Existing_Space Heating_Natural Gas_Boiler_E8 | F2 | Industrial | Instruments | Existing | Space Heating | Natural Gas | Boiler | E8 | TRC BC Ratio | 0 | 0 | 0 | 0 | 0 | 0 | 0 | 0 | 0 | 0 | 0 | 0 | 0 | 0 | 0 | 0 | 0 | 0 | 0 | 0 | 0 | 0 | 0 | 0 | 0 | 0 | 0 | 0 | 0 | 0
F2_Industrial_Instruments_Existing_Space Heating_Natural Gas_Boiler_E9 | F2 | Industrial | Instruments | Existing | Space Heating | Natural Gas | Boiler | E9 | TRC BC Ratio | 0 | 0 | 0 | 0 | 0 | 0 | 0 | 0 | 0 | 0 | 0 | 0 | 0 | 0 | 0 | 0 | 0 | 0 | 0 | 0 | 0 | 0 | 0 | 0 | 0 | 0 | 0 | 0 | 0 | 0
F2_Industrial_Instruments_Existing_Space Heating_Natural Gas_Boiler_E10 | F2 | Industrial | Instruments | Existing | Space Heating | Natural Gas | Boiler | E10 | TRC BC Ratio | 0 | 0 | 0 | 0 | 0 | 0 | 0 | 0 | 0 | 0 | 0 | 0 | 0 | 0 | 0 | 0 | 0 | 0 | 0 | 0 | 0 | 0 | 0 | 0 | 0 | 0 | 0 | 0 | 0 | 0
F3_Industrial_Instruments_Existing_Space Heating_Natural Gas_Boiler_E1 | F3 | Industrial | Instruments | Existing | Space Heating | Natural Gas | Boiler | E1 | PACT BC Ratio | 0.9 | 0.9 | 0.9 | 0.9 | 0.9 | 0.9 | 0.9 | 0.9 | 0.9 | 0.9 | 0.9 | 0.9 | 0.9 | 0.9 | 0.9 | 0.9 | 0.9 | 0.9 | 0.9 | 0.9 | 0.9 | 0.9 | 0 | 0 | 0 | 0 | 0 | 0 | 0 | 0
F3_Industrial_Instruments_Existing_Space Heating_Natural Gas_Boiler_E2 | F3 | Industrial | Instruments | Existing | Space Heating | Natural Gas | Boiler | E2 | PACT BC Ratio | 1.8168 | 1.8343 | 1.8047 | 1.7763 | 1.7288 | 1.6819 | 1.6347 | 1.5915 | 1.5487 | 1.5111 | 1.4736 | 1.4372 | 1.4015 | 1.3672 | 1.3335 | 1.3006 | 1.2687 | 1.2381 | 1.2084 | 1.1804 | 1.1535 | 1.1276 | 0 | 0 | 0 | 0 | 0 | 0 | 0 | 0
F3_Industrial_Instruments_Existing_Space Heating_Natural Gas_Boiler_E3 | F3 | Industrial | Instruments | Existing | Space Heating | Natural Gas | Boiler | E3 | PACT BC Ratio | 1.7988 | 1.8161 | 1.7868 | 1.7587 | 1.7117 | 1.6652 | 1.6185 | 1.5758 | 1.5333 | 1.4961 | 1.459 | 1.4229 | 1.3876 | 1.3536 | 1.3203 | 1.2877 | 1.2561 | 1.2259 | 1.1964 | 1.1687 | 1.1421 | 1.1164 | 0 | 0 | 0 | 0 | 0 | 0 | 0 | 0
F3_Industrial_Instruments_Existing_Space Heating_Natural Gas_Boiler_E4 | F3 | Industrial | Instruments | Existing | Space Heating | Natural Gas | Boiler | E4 | PACT BC Ratio | 0.00025452 | 0.00025221 | 0.00024698 | 0.00024194 | 0.00023576 | 0.00022973 | 0.00022378 | 0.0002182 | 0.00021271 | 0.00020766 | 0.00020267 | 0.00019782 | 0.00019307 | 0.00018847 | 0.00018396 | 0.00017956 | 0.00017529 | 0.00017118 | 0.0001672 | 0.00016344 | 0.00015987 | 0.00015648 | 0 | 0 | 0 | 0 | 0 | 0 | 0 | 0
F3_Industrial_Instruments_Existing_Space Heating_Natural Gas_Boiler_E5 | F3 | Industrial | Instruments | Existing | Space Heating | Natural Gas | Boiler | E5 | PACT BC Ratio | 0 | 0 | 0 | 0 | 0 | 0 | 0 | 0 | 0 | 0 | 0 | 0 | 0 | 0 | 0 | 0 | 0 | 0 | 0 | 0 | 0 | 0 | 0 | 0 | 0 | 0 | 0 | 0 | 0 | 0
F3_Industrial_Instruments_Existing_Space Heating_Natural Gas_Boiler_E6 | F3 | Industrial | Instruments | Existing | Space Heating | Natural Gas | Boiler | E6 | PACT BC Ratio | 0 | 0 | 0 | 0 | 0 | 0 | 0 | 0 | 0 | 0 | 0 | 0 | 0 | 0 | 0 | 0 | 0 | 0 | 0 | 0 | 0 | 0 | 0 | 0 | 0 | 0 | 0 | 0 | 0 | 0
F3_Industrial_Instruments_Existing_Space Heating_Natural Gas_Boiler_E7 | F3 | Industrial | Instruments | Existing | Space Heating | Natural Gas | Boiler | E7 | PACT BC Ratio | 0 | 0 | 0 | 0 | 0 | 0 | 0 | 0 | 0 | 0 | 0 | 0 | 0 | 0 | 0 | 0 | 0 | 0 | 0 | 0 | 0 | 0 | 0 | 0 | 0 | 0 | 0 | 0 | 0 | 0
F3_Industrial_Instruments_Existing_Space Heating_Natural Gas_Boiler_E8 | F3 | Industrial | Instruments | Existing | Space Heating | Natural Gas | Boiler | E8 | PACT BC Ratio | 0 | 0 | 0 | 0 | 0 | 0 | 0 | 0 | 0 | 0 | 0 | 0 | 0 | 0 | 0 | 0 | 0 | 0 | 0 | 0 | 0 | 0 | 0 | 0 | 0 | 0 | 0 | 0 | 0 | 0
F3_Industrial_Instruments_Existing_Space Heating_Natural Gas_Boiler_E9 | F3 | Industrial | Instruments | Existing | Space Heating | Natural Gas | Boiler | E9 | PACT BC Ratio | 0 | 0 | 0 | 0 | 0 | 0 | 0 | 0 | 0 | 0 | 0 | 0 | 0 | 0 | 0 | 0 | 0 | 0 | 0 | 0 | 0 | 0 | 0 | 0 | 0 | 0 | 0 | 0 | 0 | 0
F3_Industrial_Instruments_Existing_Space Heating_Natural Gas_Boiler_E10 | F3 | Industrial | Instruments | Existing | Space Heating | Natural Gas | Boiler | E10 | PACT BC Ratio | 0 | 0 | 0 | 0 | 0 | 0 | 0 | 0 | 0 | 0 | 0 | 0 | 0 | 0 | 0 | 0 | 0 | 0 | 0 | 0 | 0 | 0 | 0 | 0 | 0 | 0 | 0 | 0 | 0 | 0
F4_Industrial_Instruments_Existing_Space Heating_Natural Gas_Boiler_E1 | F4 | Industrial | Instruments | Existing | Space Heating | Natural Gas | Boiler | E1 | PCT BC Ratio | 0.9 | 0.9 | 0.9 | 0.9 | 0.9 | 0.9 | 0.9 | 0.9 | 0.9 | 0.9 | 0.9 | 0.9 | 0.9 | 0.9 | 0.9 | 0.9 | 0.9 | 0.9 | 0.9 | 0.9 | 0.9 | 0.9 | 0 | 0 | 0 | 0 | 0 | 0 | 0 | 0
F4_Industrial_Instruments_Existing_Space Heating_Natural Gas_Boiler_E2 | F4 | Industrial | Instruments | Existing | Space Heating | Natural Gas | Boiler | E2 | PCT BC Ratio | 5.2433 | 5.2846 | 5.2145 | 5.1473 | 5.0349 | 4.9237 | 4.812 | 4.7099 | 4.6083 | 4.5193 | 4.4306 | 4.3443 | 4.2598 | 4.1785 | 4.0989 | 4.0208 | 3.9453 | 3.873 | 3.8025 | 3.7362 | 3.6727 | 3.6113 | 0 | 0 | 0 | 0 | 0 | 0 | 0 | 0
F4_Industrial_Instruments_Existing_Space Heating_Natural Gas_Boiler_E3 | F4 | Industrial | Instruments | Existing | Space Heating | Natural Gas | Boiler | E3 | PCT BC Ratio | 5.2007 | 5.2416 | 5.1722 | 5.1057 | 4.9944 | 4.8843 | 4.7737 | 4.6725 | 4.572 | 4.4839 | 4.396 | 4.3106 | 4.227 | 4.1465 | 4.0676 | 3.9903 | 3.9156 | 3.844 | 3.7742 | 3.7085 | 3.6456 | 3.5848 | 0 | 0 | 0 | 0 | 0 | 0 | 0 | 0
F4_Industrial_Instruments_Existing_Space Heating_Natural Gas_Boiler_E4 | F4 | Industrial | Instruments | Existing | Space Heating | Natural Gas | Boiler | E4 | PCT BC Ratio | 0.94178 | 0.94177 | 0.94176 | 0.94175 | 0.94173 | 0.94172 | 0.94171 | 0.94169 | 0.94168 | 0.94167 | 0.94166 | 0.94164 | 0.94163 | 0.94162 | 0.94161 | 0.9416 | 0.94159 | 0.94158 | 0.94157 | 0.94156 | 0.94156 | 0.94155 | 0 | 0 | 0 | 0 | 0 | 0 | 0 | 0
F4_Industrial_Instruments_Existing_Space Heating_Natural Gas_Boiler_E5 | F4 | Industrial | Instruments | Existing | Space Heating | Natural Gas | Boiler | E5 | PCT BC Ratio | 0 | 0 | 0 | 0 | 0 | 0 | 0 | 0 | 0 | 0 | 0 | 0 | 0 | 0 | 0 | 0 | 0 | 0 | 0 | 0 | 0 | 0 | 0 | 0 | 0 | 0 | 0 | 0 | 0 | 0
F4_Industrial_Instruments_Existing_Space Heating_Natural Gas_Boiler_E6 | F4 | Industrial | Instruments | Existing | Space Heating | Natural Gas | Boiler | E6 | PCT BC Ratio | 0 | 0 | 0 | 0 | 0 | 0 | 0 | 0 | 0 | 0 | 0 | 0 | 0 | 0 | 0 | 0 | 0 | 0 | 0 | 0 | 0 | 0 | 0 | 0 | 0 | 0 | 0 | 0 | 0 | 0
F4_Industrial_Instruments_Existing_Space Heating_Natural Gas_Boiler_E7 | F4 | Industrial | Instruments | Existing | Space Heating | Natural Gas | Boiler | E7 | PCT BC Ratio | 0 | 0 | 0 | 0 | 0 | 0 | 0 | 0 | 0 | 0 | 0 | 0 | 0 | 0 | 0 | 0 | 0 | 0 | 0 | 0 | 0 | 0 | 0 | 0 | 0 | 0 | 0 | 0 | 0 | 0
F4_Industrial_Instruments_Existing_Space Heating_Natural Gas_Boiler_E8 | F4 | Industrial | Instruments | Existing | Space Heating | Natural Gas | Boiler | E8 | PCT BC Ratio | 0 | 0 | 0 | 0 | 0 | 0 | 0 | 0 | 0 | 0 | 0 | 0 | 0 | 0 | 0 | 0 | 0 | 0 | 0 | 0 | 0 | 0 | 0 | 0 | 0 | 0 | 0 | 0 | 0 | 0
F4_Industrial_Instruments_Existing_Space Heating_Natural Gas_Boiler_E9 | F4 | Industrial | Instruments | Existing | Space Heating | Natural Gas | Boiler | E9 | PCT BC Ratio | 0 | 0 | 0 | 0 | 0 | 0 | 0 | 0 | 0 | 0 | 0 | 0 | 0 | 0 | 0 | 0 | 0 | 0 | 0 | 0 | 0 | 0 | 0 | 0 | 0 | 0 | 0 | 0 | 0 | 0
F4_Industrial_Instruments_Existing_Space Heating_Natural Gas_Boiler_E10 | F4 | Industrial | Instruments | Existing | Space Heating | Natural Gas | Boiler | E10 | PCT BC Ratio | 0 | 0 | 0 | 0 | 0 | 0 | 0 | 0 | 0 | 0 | 0 | 0 | 0 | 0 | 0 | 0 | 0 | 0 | 0 | 0 | 0 | 0 | 0 | 0 | 0 | 0 | 0 | 0 | 0 | 0
F5_Industrial_Instruments_Existing_Space Heating_Natural Gas_Boiler_E1 | F5 | Industrial | Instruments | Existing | Space Heating | Natural Gas | Boiler | E1 | RIM BC Ratio | 0.9 | 0.9 | 0.9 | 0.9 | 0.9 | 0.9 | 0.9 | 0.9 | 0.9 | 0.9 | 0.9 | 0.9 | 0.9 | 0.9 | 0.9 | 0.9 | 0.9 | 0.9 | 0.9 | 0.9 | 0.9 | 0.9 | 0 | 0 | 0 | 0 | 0 | 0 | 0 | 0
F5_Industrial_Instruments_Existing_Space Heating_Natural Gas_Boiler_E2 | F5 | Industrial | Instruments | Existing | Space Heating | Natural Gas | Boiler | E2 | RIM BC Ratio | 0.57193 | 0.57364 | 0.57072 | 0.56785 | 0.56291 | 0.55784 | 0.55255 | 0.54753 | 0.54236 | 0.53768 | 0.53286 | 0.52802 | 0.52313 | 0.51827 | 0.51336 | 0.5084 | 0.50345 | 0.49857 | 0.49367 | 0.48894 | 0.48427 | 0.47964 | 0 | 0 | 0 | 0 | 0 | 0 | 0 | 0
F5_Industrial_Instruments_Existing_Space Heating_Natural Gas_Boiler_E3 | F5 | Industrial | Instruments | Existing | Space Heating | Natural Gas | Boiler | E3 | RIM BC Ratio | 0.57013 | 0.57185 | 0.56892 | 0.56604 | 0.56108 | 0.55599 | 0.55069 | 0.54565 | 0.54047 | 0.53577 | 0.53094 | 0.52609 | 0.52118 | 0.51631 | 0.51139 | 0.50642 | 0.50146 | 0.49657 | 0.49166 | 0.48692 | 0.48225 | 0.47761 | 0 | 0 | 0 | 0 | 0 | 0 | 0 | 0
F5_Industrial_Instruments_Existing_Space Heating_Natural Gas_Boiler_E4 | F5 | Industrial | Instruments | Existing | Space Heating | Natural Gas | Boiler | E4 | RIM BC Ratio | 0.00025444 | 0.00025213 | 0.0002469 | 0.00024187 | 0.0002357 | 0.00022966 | 0.00022372 | 0.00021814 | 0.00021266 | 0.0002076 | 0.00020263 | 0.00019777 | 0.00019303 | 0.00018843 | 0.00018392 | 0.00017952 | 0.00017525 | 0.00017114 | 0.00016717 | 0.00016341 | 0.00015984 | 0.00015645 | 0 | 0 | 0 | 0 | 0 | 0 | 0 | 0
F5_Industrial_Instruments_Existing_Space Heating_Natural Gas_Boiler_E5 | F5 | Industrial | Instruments | Existing | Space Heating | Natural Gas | Boiler | E5 | RIM BC Ratio | 0 | 0 | 0 | 0 | 0 | 0 | 0 | 0 | 0 | 0 | 0 | 0 | 0 | 0 | 0 | 0 | 0 | 0 | 0 | 0 | 0 | 0 | 0 | 0 | 0 | 0 | 0 | 0 | 0 | 0
F5_Industrial_Instruments_Existing_Space Heating_Natural Gas_Boiler_E6 | F5 | Industrial | Instruments | Existing | Space Heating | Natural Gas | Boiler | E6 | RIM BC Ratio | 0 | 0 | 0 | 0 | 0 | 0 | 0 | 0 | 0 | 0 | 0 | 0 | 0 | 0 | 0 | 0 | 0 | 0 | 0 | 0 | 0 | 0 | 0 | 0 | 0 | 0 | 0 | 0 | 0 | 0
F5_Industrial_Instruments_Existing_Space Heating_Natural Gas_Boiler_E7 | F5 | Industrial | Instruments | Existing | Space Heating | Natural Gas | Boiler | E7 | RIM BC Ratio | 0 | 0 | 0 | 0 | 0 | 0 | 0 | 0 | 0 | 0 | 0 | 0 | 0 | 0 | 0 | 0 | 0 | 0 | 0 | 0 | 0 | 0 | 0 | 0 | 0 | 0 | 0 | 0 | 0 | 0
F5_Industrial_Instruments_Existing_Space Heating_Natural Gas_Boiler_E8 | F5 | Industrial | Instruments | Existing | Space Heating | Natural Gas | Boiler | E8 | RIM BC Ratio | 0 | 0 | 0 | 0 | 0 | 0 | 0 | 0 | 0 | 0 | 0 | 0 | 0 | 0 | 0 | 0 | 0 | 0 | 0 | 0 | 0 | 0 | 0 | 0 | 0 | 0 | 0 | 0 | 0 | 0
F5_Industrial_Instruments_Existing_Space Heating_Natural Gas_Boiler_E9 | F5 | Industrial | Instruments | Existing | Space Heating | Natural Gas | Boiler | E9 | RIM BC Ratio | 0 | 0 | 0 | 0 | 0 | 0 | 0 | 0 | 0 | 0 | 0 | 0 | 0 | 0 | 0 | 0 | 0 | 0 | 0 | 0 | 0 | 0 | 0 | 0 | 0 | 0 | 0 | 0 | 0 | 0
F5_Industrial_Instruments_Existing_Space Heating_Natural Gas_Boiler_E10 | F5 | Industrial | Instruments | Existing | Space Heating | Natural Gas | Boiler | E10 | RIM BC Ratio | 0 | 0 | 0 | 0 | 0 | 0 | 0 | 0 | 0 | 0 | 0 | 0 | 0 | 0 | 0 | 0 | 0 | 0 | 0 | 0 | 0 | 0 | 0 | 0 | 0 | 0 | 0 | 0 | 0 | 0
F0_Industrial_Instruments_Existing_Space Heating_Natural Gas_Unit Heater_E0 | F0 | Industrial | Instruments | Existing | Space Heating | Natural Gas | Unit Heater | E0 | Economic Unit | Infrared Radiant | Infrared Radiant | Infrared Radiant | Infrared Radiant | Infrared Radiant | Infrared Radiant | Infrared Radiant | Infrared Radiant | Infrared Radiant | Infrared Radiant | Infrared Radiant | Infrared Radiant | Infrared Radiant | Infrared Radiant | Infrared Radiant | Infrared Radiant | Infrared Radiant | Infrared Radiant | Infrared Radiant | Infrared Radiant | Infrared Radiant | Infrared Radiant | 0 | 0 | 0 | 0 | 0 | 0 | 0 | 0
F1_Industrial_Instruments_Existing_Space Heating_Natural Gas_Unit Heater_E1 | F1 | Industrial | Instruments | Existing | Space Heating | Natural Gas | Unit Heater | E1 | CCE | 0 | 0 | 0 | 0 | 0 | 0 | 0 | 0 | 0 | 0 | 0 | 0 | 0 | 0 | 0 | 0 | 0 | 0 | 0 | 0 | 0 | 0 | 0 | 0 | 0 | 0 | 0 | 0 | 0 | 0
F1_Industrial_Instruments_Existing_Space Heating_Natural Gas_Unit Heater_E2 | F1 | Industrial | Instruments | Existing | Space Heating | Natural Gas | Unit Heater | E2 | CCE | 0.025298 | 0.025298 | 0.025298 | 0.025298 | 0.025298 | 0.025298 | 0.025298 | 0.025298 | 0.025298 | 0.025298 | 0.025298 | 0.025298 | 0.025298 | 0.025298 | 0.025298 | 0.025298 | 0.025298 | 0.025298 | 0.025298 | 0.025298 | 0.025298 | 0.025298 | 0 | 0 | 0 | 0 | 0 | 0 | 0 | 0
F1_Industrial_Instruments_Existing_Space Heating_Natural Gas_Unit Heater_E3 | F1 | Industrial | Instruments | Existing | Space Heating | Natural Gas | Unit Heater | E3 | CCE | 0.0011378 | 0.0011378 | 0.0011378 | 0.0011378 | 0.0011378 | 0.0011378 | 0.0011378 | 0.0011378 | 0.0011378 | 0.0011378 | 0.0011378 | 0.0011378 | 0.0011378 | 0.0011378 | 0.0011378 | 0.0011378 | 0.0011378 | 0.0011378 | 0.0011378 | 0.0011378 | 0.0011378 | 0.0011378 | 0 | 0 | 0 | 0 | 0 | 0 | 0 | 0
F1_Industrial_Instruments_Existing_Space Heating_Natural Gas_Unit Heater_E4 | F1 | Industrial | Instruments | Existing | Space Heating | Natural Gas | Unit Heater | E4 | CCE | 0 | 0 | 0 | 0 | 0 | 0 | 0 | 0 | 0 | 0 | 0 | 0 | 0 | 0 | 0 | 0 | 0 | 0 | 0 | 0 | 0 | 0 | 0 | 0 | 0 | 0 | 0 | 0 | 0 | 0
F1_Industrial_Instruments_Existing_Space Heating_Natural Gas_Unit Heater_E5 | F1 | Industrial | Instruments | Existing | Space Heating | Natural Gas | Unit Heater | E5 | CCE | 0 | 0 | 0 | 0 | 0 | 0 | 0 | 0 | 0 | 0 | 0 | 0 | 0 | 0 | 0 | 0 | 0 | 0 | 0 | 0 | 0 | 0 | 0 | 0 | 0 | 0 | 0 | 0 | 0 | 0
F1_Industrial_Instruments_Existing_Space Heating_Natural Gas_Unit Heater_E6 | F1 | Industrial | Instruments | Existing | Space Heating | Natural Gas | Unit Heater | E6 | CCE | 0 | 0 | 0 | 0 | 0 | 0 | 0 | 0 | 0 | 0 | 0 | 0 | 0 | 0 | 0 | 0 | 0 | 0 | 0 | 0 | 0 | 0 | 0 | 0 | 0 | 0 | 0 | 0 | 0 | 0
F1_Industrial_Instruments_Existing_Space Heating_Natural Gas_Unit Heater_E7 | F1 | Industrial | Instruments | Existing | Space Heating | Natural Gas | Unit Heater | E7 | CCE | 0 | 0 | 0 | 0 | 0 | 0 | 0 | 0 | 0 | 0 | 0 | 0 | 0 | 0 | 0 | 0 | 0 | 0 | 0 | 0 | 0 | 0 | 0 | 0 | 0 | 0 | 0 | 0 | 0 | 0
F1_Industrial_Instruments_Existing_Space Heating_Natural Gas_Unit Heater_E8 | F1 | Industrial | Instruments | Existing | Space Heating | Natural Gas | Unit Heater | E8 | CCE | 0 | 0 | 0 | 0 | 0 | 0 | 0 | 0 | 0 | 0 | 0 | 0 | 0 | 0 | 0 | 0 | 0 | 0 | 0 | 0 | 0 | 0 | 0 | 0 | 0 | 0 | 0 | 0 | 0 | 0
F1_Industrial_Instruments_Existing_Space Heating_Natural Gas_Unit Heater_E9 | F1 | Industrial | Instruments | Existing | Space Heating | Natural Gas | Unit Heater | E9 | CCE | 0 | 0 | 0 | 0 | 0 | 0 | 0 | 0 | 0 | 0 | 0 | 0 | 0 | 0 | 0 | 0 | 0 | 0 | 0 | 0 | 0 | 0 | 0 | 0 | 0 | 0 | 0 | 0 | 0 | 0
F1_Industrial_Instruments_Existing_Space Heating_Natural Gas_Unit Heater_E10 | F1 | Industrial | Instruments | Existing | Space Heating | Natural Gas | Unit Heater | E10 | CCE | 0 | 0 | 0 | 0 | 0 | 0 | 0 | 0 | 0 | 0 | 0 | 0 | 0 | 0 | 0 | 0 | 0 | 0 | 0 | 0 | 0 | 0 | 0 | 0 | 0 | 0 | 0 | 0 | 0 | 0
F2_Industrial_Instruments_Existing_Space Heating_Natural Gas_Unit Heater_E1 | F2 | Industrial | Instruments | Existing | Space Heating | Natural Gas | Unit Heater | E1 | TRC BC Ratio | 0.9 | 0.9 | 0.9 | 0.9 | 0.9 | 0.9 | 0.9 | 0.9 | 0.9 | 0.9 | 0.9 | 0.9 | 0.9 | 0.9 | 0.9 | 0.9 | 0.9 | 0.9 | 0.9 | 0.9 | 0.9 | 0.9 | 0 | 0 | 0 | 0 | 0 | 0 | 0 | 0
F2_Industrial_Instruments_Existing_Space Heating_Natural Gas_Unit Heater_E2 | F2 | Industrial | Instruments | Existing | Space Heating | Natural Gas | Unit Heater | E2 | TRC BC Ratio | 0.2181 | 0.22441 | 0.22186 | 0.21944 | 0.21339 | 0.20733 | 0.20112 | 0.19555 | 0.18995 | 0.18525 | 0.18051 | 0.17591 | 0.1714 | 0.16709 | 0.16286 | 0.15871 | 0.15471 | 0.1509 | 0.14716 | 0.14369 | 0.14034 | 0.13708 | 0 | 0 | 0 | 0 | 0 | 0 | 0 | 0
F2_Industrial_Instruments_Existing_Space Heating_Natural Gas_Unit Heater_E3 | F2 | Industrial | Instruments | Existing | Space Heating | Natural Gas | Unit Heater | E3 | TRC BC Ratio | 5.5546 | 5.9201 | 5.9076 | 5.8978 | 5.7318 | 5.5622 | 5.3814 | 5.2234 | 5.0607 | 4.9317 | 4.7987 | 4.6701 | 4.5435 | 4.4241 | 4.3066 | 4.191 | 4.0803 | 3.9764 | 3.8742 | 3.7819 | 3.6939 | 3.6079 | 0 | 0 | 0 | 0 | 0 | 0 | 0 | 0
F2_Industrial_Instruments_Existing_Space Heating_Natural Gas_Unit Heater_E4 | F2 | Industrial | Instruments | Existing | Space Heating | Natural Gas | Unit Heater | E4 | TRC BC Ratio | 0 | 0 | 0 | 0 | 0 | 0 | 0 | 0 | 0 | 0 | 0 | 0 | 0 | 0 | 0 | 0 | 0 | 0 | 0 | 0 | 0 | 0 | 0 | 0 | 0 | 0 | 0 | 0 | 0 | 0
F2_Industrial_Instruments_Existing_Space Heating_Natural Gas_Unit Heater_E5 | F2 | Industrial | Instruments | Existing | Space Heating | Natural Gas | Unit Heater | E5 | TRC BC Ratio | 0 | 0 | 0 | 0 | 0 | 0 | 0 | 0 | 0 | 0 | 0 | 0 | 0 | 0 | 0 | 0 | 0 | 0 | 0 | 0 | 0 | 0 | 0 | 0 | 0 | 0 | 0 | 0 | 0 | 0
F2_Industrial_Instruments_Existing_Space Heating_Natural Gas_Unit Heater_E6 | F2 | Industrial | Instruments | Existing | Space Heating | Natural Gas | Unit Heater | E6 | TRC BC Ratio | 0 | 0 | 0 | 0 | 0 | 0 | 0 | 0 | 0 | 0 | 0 | 0 | 0 | 0 | 0 | 0 | 0 | 0 | 0 | 0 | 0 | 0 | 0 | 0 | 0 | 0 | 0 | 0 | 0 | 0
F2_Industrial_Instruments_Existing_Space Heating_Natural Gas_Unit Heater_E7 | F2 | Industrial | Instruments | Existing | Space Heating | Natural Gas | Unit Heater | E7 | TRC BC Ratio | 0 | 0 | 0 | 0 | 0 | 0 | 0 | 0 | 0 | 0 | 0 | 0 | 0 | 0 | 0 | 0 | 0 | 0 | 0 | 0 | 0 | 0 | 0 | 0 | 0 | 0 | 0 | 0 | 0 | 0
F2_Industrial_Instruments_Existing_Space Heating_Natural Gas_Unit Heater_E8 | F2 | Industrial | Instruments | Existing | Space Heating | Natural Gas | Unit Heater | E8 | TRC BC Ratio | 0 | 0 | 0 | 0 | 0 | 0 | 0 | 0 | 0 | 0 | 0 | 0 | 0 | 0 | 0 | 0 | 0 | 0 | 0 | 0 | 0 | 0 | 0 | 0 | 0 | 0 | 0 | 0 | 0 | 0
F2_Industrial_Instruments_Existing_Space Heating_Natural Gas_Unit Heater_E9 | F2 | Industrial | Instruments | Existing | Space Heating | Natural Gas | Unit Heater | E9 | TRC BC Ratio | 0 | 0 | 0 | 0 | 0 | 0 | 0 | 0 | 0 | 0 | 0 | 0 | 0 | 0 | 0 | 0 | 0 | 0 | 0 | 0 | 0 | 0 | 0 | 0 | 0 | 0 | 0 | 0 | 0 | 0
F2_Industrial_Instruments_Existing_Space Heating_Natural Gas_Unit Heater_E10 | F2 | Industrial | Instruments | Existing | Space Heating | Natural Gas | Unit Heater | E10 | TRC BC Ratio | 0 | 0 | 0 | 0 | 0 | 0 | 0 | 0 | 0 | 0 | 0 | 0 | 0 | 0 | 0 | 0 | 0 | 0 | 0 | 0 | 0 | 0 | 0 | 0 | 0 | 0 | 0 | 0 | 0 | 0
F3_Industrial_Instruments_Existing_Space Heating_Natural Gas_Unit Heater_E1 | F3 | Industrial | Instruments | Existing | Space Heating | Natural Gas | Unit Heater | E1 | PACT BC Ratio | 0.9 | 0.9 | 0.9 | 0.9 | 0.9 | 0.9 | 0.9 | 0.9 | 0.9 | 0.9 | 0.9 | 0.9 | 0.9 | 0.9 | 0.9 | 0.9 | 0.9 | 0.9 | 0.9 | 0.9 | 0.9 | 0.9 | 0 | 0 | 0 | 0 | 0 | 0 | 0 | 0
F3_Industrial_Instruments_Existing_Space Heating_Natural Gas_Unit Heater_E2 | F3 | Industrial | Instruments | Existing | Space Heating | Natural Gas | Unit Heater | E2 | PACT BC Ratio | 0.46195 | 0.47531 | 0.46991 | 0.4648 | 0.45197 | 0.43914 | 0.42598 | 0.41419 | 0.40233 | 0.39237 | 0.38233 | 0.37259 | 0.36303 | 0.35391 | 0.34495 | 0.33616 | 0.32768 | 0.31961 | 0.31169 | 0.30433 | 0.29725 | 0.29033 | 0 | 0 | 0 | 0 | 0 | 0 | 0 | 0
F3_Industrial_Instruments_Existing_Space Heating_Natural Gas_Unit Heater_E3 | F3 | Industrial | Instruments | Existing | Space Heating | Natural Gas | Unit Heater | E3 | PACT BC Ratio | 11.765 | 12.5391 | 12.5126 | 12.4918 | 12.1402 | 11.781 | 11.398 | 11.0634 | 10.7189 | 10.4457 | 10.1639 | 9.8914 | 9.6234 | 9.3705 | 9.1217 | 8.8768 | 8.6424 | 8.4222 | 8.2058 | 8.0102 | 7.8238 | 7.6418 | 0 | 0 | 0 | 0 | 0 | 0 | 0 | 0
F3_Industrial_Instruments_Existing_Space Heating_Natural Gas_Unit Heater_E4 | F3 | Industrial | Instruments | Existing | Space Heating | Natural Gas | Unit Heater | E4 | PACT BC Ratio | 0 | 0 | 0 | 0 | 0 | 0 | 0 | 0 | 0 | 0 | 0 | 0 | 0 | 0 | 0 | 0 | 0 | 0 | 0 | 0 | 0 | 0 | 0 | 0 | 0 | 0 | 0 | 0 | 0 | 0
F3_Industrial_Instruments_Existing_Space Heating_Natural Gas_Unit Heater_E5 | F3 | Industrial | Instruments | Existing | Space Heating | Natural Gas | Unit Heater | E5 | PACT BC Ratio | 0 | 0 | 0 | 0 | 0 | 0 | 0 | 0 | 0 | 0 | 0 | 0 | 0 | 0 | 0 | 0 | 0 | 0 | 0 | 0 | 0 | 0 | 0 | 0 | 0 | 0 | 0 | 0 | 0 | 0
F3_Industrial_Instruments_Existing_Space Heating_Natural Gas_Unit Heater_E6 | F3 | Industrial | Instruments | Existing | Space Heating | Natural Gas | Unit Heater | E6 | PACT BC Ratio | 0 | 0 | 0 | 0 | 0 | 0 | 0 | 0 | 0 | 0 | 0 | 0 | 0 | 0 | 0 | 0 | 0 | 0 | 0 | 0 | 0 | 0 | 0 | 0 | 0 | 0 | 0 | 0 | 0 | 0
F3_Industrial_Instruments_Existing_Space Heating_Natural Gas_Unit Heater_E7 | F3 | Industrial | Instruments | Existing | Space Heating | Natural Gas | Unit Heater | E7 | PACT BC Ratio | 0 | 0 | 0 | 0 | 0 | 0 | 0 | 0 | 0 | 0 | 0 | 0 | 0 | 0 | 0 | 0 | 0 | 0 | 0 | 0 | 0 | 0 | 0 | 0 | 0 | 0 | 0 | 0 | 0 | 0
F3_Industrial_Instruments_Existing_Space Heating_Natural Gas_Unit Heater_E8 | F3 | Industrial | Instruments | Existing | Space Heating | Natural Gas | Unit Heater | E8 | PACT BC Ratio | 0 | 0 | 0 | 0 | 0 | 0 | 0 | 0 | 0 | 0 | 0 | 0 | 0 | 0 | 0 | 0 | 0 | 0 | 0 | 0 | 0 | 0 | 0 | 0 | 0 | 0 | 0 | 0 | 0 | 0
F3_Industrial_Instruments_Existing_Space Heating_Natural Gas_Unit Heater_E9 | F3 | Industrial | Instruments | Existing | Space Heating | Natural Gas | Unit Heater | E9 | PACT BC Ratio | 0 | 0 | 0 | 0 | 0 | 0 | 0 | 0 | 0 | 0 | 0 | 0 | 0 | 0 | 0 | 0 | 0 | 0 | 0 | 0 | 0 | 0 | 0 | 0 | 0 | 0 | 0 | 0 | 0 | 0
F3_Industrial_Instruments_Existing_Space Heating_Natural Gas_Unit Heater_E10 | F3 | Industrial | Instruments | Existing | Space Heating | Natural Gas | Unit Heater | E10 | PACT BC Ratio | 0 | 0 | 0 | 0 | 0 | 0 | 0 | 0 | 0 | 0 | 0 | 0 | 0 | 0 | 0 | 0 | 0 | 0 | 0 | 0 | 0 | 0 | 0 | 0 | 0 | 0 | 0 | 0 | 0 | 0
F4_Industrial_Instruments_Existing_Space Heating_Natural Gas_Unit Heater_E1 | F4 | Industrial | Instruments | Existing | Space Heating | Natural Gas | Unit Heater | E1 | PCT BC Ratio | 0.9 | 0.9 | 0.9 | 0.9 | 0.9 | 0.9 | 0.9 | 0.9 | 0.9 | 0.9 | 0.9 | 0.9 | 0.9 | 0.9 | 0.9 | 0.9 | 0.9 | 0.9 | 0.9 | 0.9 | 0.9 | 0.9 | 0 | 0 | 0 | 0 | 0 | 0 | 0 | 0
F4_Industrial_Instruments_Existing_Space Heating_Natural Gas_Unit Heater_E2 | F4 | Industrial | Instruments | Existing | Space Heating | Natural Gas | Unit Heater | E2 | PCT BC Ratio | 0.64585 | 0.65588 | 0.65183 | 0.64799 | 0.63835 | 0.6287 | 0.61882 | 0.60996 | 0.60104 | 0.59356 | 0.58601 | 0.57869 | 0.57151 | 0.56465 | 0.55792 | 0.55132 | 0.54495 | 0.53888 | 0.53293 | 0.5274 | 0.52208 | 0.51688 | 0 | 0 | 0 | 0 | 0 | 0 | 0 | 0
F4_Industrial_Instruments_Existing_Space Heating_Natural Gas_Unit Heater_E3 | F4 | Industrial | Instruments | Existing | Space Heating | Natural Gas | Unit Heater | E3 | PCT BC Ratio | 9.14 | 9.7218 | 9.7019 | 9.6862 | 9.422 | 9.152 | 8.8642 | 8.6128 | 8.3539 | 8.1486 | 7.9368 | 7.7321 | 7.5307 | 7.3406 | 7.1536 | 6.9696 | 6.7934 | 6.628 | 6.4653 | 6.3184 | 6.1783 | 6.0415 | 0 | 0 | 0 | 0 | 0 | 0 | 0 | 0
F4_Industrial_Instruments_Existing_Space Heating_Natural Gas_Unit Heater_E4 | F4 | Industrial | Instruments | Existing | Space Heating | Natural Gas | Unit Heater | E4 | PCT BC Ratio | 0 | 0 | 0 | 0 | 0 | 0 | 0 | 0 | 0 | 0 | 0 | 0 | 0 | 0 | 0 | 0 | 0 | 0 | 0 | 0 | 0 | 0 | 0 | 0 | 0 | 0 | 0 | 0 | 0 | 0
F4_Industrial_Instruments_Existing_Space Heating_Natural Gas_Unit Heater_E5 | F4 | Industrial | Instruments | Existing | Space Heating | Natural Gas | Unit Heater | E5 | PCT BC Ratio | 0 | 0 | 0 | 0 | 0 | 0 | 0 | 0 | 0 | 0 | 0 | 0 | 0 | 0 | 0 | 0 | 0 | 0 | 0 | 0 | 0 | 0 | 0 | 0 | 0 | 0 | 0 | 0 | 0 | 0
F4_Industrial_Instruments_Existing_Space Heating_Natural Gas_Unit Heater_E6 | F4 | Industrial | Instruments | Existing | Space Heating | Natural Gas | Unit Heater | E6 | PCT BC Ratio | 0 | 0 | 0 | 0 | 0 | 0 | 0 | 0 | 0 | 0 | 0 | 0 | 0 | 0 | 0 | 0 | 0 | 0 | 0 | 0 | 0 | 0 | 0 | 0 | 0 | 0 | 0 | 0 | 0 | 0
F4_Industrial_Instruments_Existing_Space Heating_Natural Gas_Unit Heater_E7 | F4 | Industrial | Instruments | Existing | Space Heating | Natural Gas | Unit Heater | E7 | PCT BC Ratio | 0 | 0 | 0 | 0 | 0 | 0 | 0 | 0 | 0 | 0 | 0 | 0 | 0 | 0 | 0 | 0 | 0 | 0 | 0 | 0 | 0 | 0 | 0 | 0 | 0 | 0 | 0 | 0 | 0 | 0
F4_Industrial_Instruments_Existing_Space Heating_Natural Gas_Unit Heater_E8 | F4 | Industrial | Instruments | Existing | Space Heating | Natural Gas | Unit Heater | E8 | PCT BC Ratio | 0 | 0 | 0 | 0 | 0 | 0 | 0 | 0 | 0 | 0 | 0 | 0 | 0 | 0 | 0 | 0 | 0 | 0 | 0 | 0 | 0 | 0 | 0 | 0 | 0 | 0 | 0 | 0 | 0 | 0
F4_Industrial_Instruments_Existing_Space Heating_Natural Gas_Unit Heater_E9 | F4 | Industrial | Instruments | Existing | Space Heating | Natural Gas | Unit Heater | E9 | PCT BC Ratio | 0 | 0 | 0 | 0 | 0 | 0 | 0 | 0 | 0 | 0 | 0 | 0 | 0 | 0 | 0 | 0 | 0 | 0 | 0 | 0 | 0 | 0 | 0 | 0 | 0 | 0 | 0 | 0 | 0 | 0
F4_Industrial_Instruments_Existing_Space Heating_Natural Gas_Unit Heater_E10 | F4 | Industrial | Instruments | Existing | Space Heating | Natural Gas | Unit Heater | E10 | PCT BC Ratio | 0 | 0 | 0 | 0 | 0 | 0 | 0 | 0 | 0 | 0 | 0 | 0 | 0 | 0 | 0 | 0 | 0 | 0 | 0 | 0 | 0 | 0 | 0 | 0 | 0 | 0 | 0 | 0 | 0 | 0
F5_Industrial_Instruments_Existing_Space Heating_Natural Gas_Unit Heater_E1 | F5 | Industrial | Instruments | Existing | Space Heating | Natural Gas | Unit Heater | E1 | RIM BC Ratio | 0.9 | 0.9 | 0.9 | 0.9 | 0.9 | 0.9 | 0.9 | 0.9 | 0.9 | 0.9 | 0.9 | 0.9 | 0.9 | 0.9 | 0.9 | 0.9 | 0.9 | 0.9 | 0.9 | 0.9 | 0.9 | 0.9 | 0 | 0 | 0 | 0 | 0 | 0 | 0 | 0
F5_Industrial_Instruments_Existing_Space Heating_Natural Gas_Unit Heater_E2 | F5 | Industrial | Instruments | Existing | Space Heating | Natural Gas | Unit Heater | E2 | RIM BC Ratio | 0.29737 | 0.30285 | 0.30065 | 0.29855 | 0.2932 | 0.28775 | 0.28204 | 0.27682 | 0.27147 | 0.2669 | 0.26222 | 0.2576 | 0.253 | 0.24853 | 0.24408 | 0.23964 | 0.2353 | 0.23111 | 0.22695 | 0.22302 | 0.21919 | 0.21541 | 0 | 0 | 0 | 0 | 0 | 0 | 0 | 0
F5_Industrial_Instruments_Existing_Space Heating_Natural Gas_Unit Heater_E3 | F5 | Industrial | Instruments | Existing | Space Heating | Natural Gas | Unit Heater | E3 | RIM BC Ratio | 0.77938 | 0.78259 | 0.78248 | 0.7824 | 0.78098 | 0.77945 | 0.77773 | 0.77612 | 0.77438 | 0.77292 | 0.77134 | 0.76973 | 0.76806 | 0.76641 | 0.7647 | 0.76294 | 0.76117 | 0.75942 | 0.75762 | 0.75591 | 0.75422 | 0.75249 | 0 | 0 | 0 | 0 | 0 | 0 | 0 | 0
F5_Industrial_Instruments_Existing_Space Heating_Natural Gas_Unit Heater_E4 | F5 | Industrial | Instruments | Existing | Space Heating | Natural Gas | Unit Heater | E4 | RIM BC Ratio | 0 | 0 | 0 | 0 | 0 | 0 | 0 | 0 | 0 | 0 | 0 | 0 | 0 | 0 | 0 | 0 | 0 | 0 | 0 | 0 | 0 | 0 | 0 | 0 | 0 | 0 | 0 | 0 | 0 | 0
F5_Industrial_Instruments_Existing_Space Heating_Natural Gas_Unit Heater_E5 | F5 | Industrial | Instruments | Existing | Space Heating | Natural Gas | Unit Heater | E5 | RIM BC Ratio | 0 | 0 | 0 | 0 | 0 | 0 | 0 | 0 | 0 | 0 | 0 | 0 | 0 | 0 | 0 | 0 | 0 | 0 | 0 | 0 | 0 | 0 | 0 | 0 | 0 | 0 | 0 | 0 | 0 | 0
F5_Industrial_Instruments_Existing_Space Heating_Natural Gas_Unit Heater_E6 | F5 | Industrial | Instruments | Existing | Space Heating | Natural Gas | Unit Heater | E6 | RIM BC Ratio | 0 | 0 | 0 | 0 | 0 | 0 | 0 | 0 | 0 | 0 | 0 | 0 | 0 | 0 | 0 | 0 | 0 | 0 | 0 | 0 | 0 | 0 | 0 | 0 | 0 | 0 | 0 | 0 | 0 | 0
F5_Industrial_Instruments_Existing_Space Heating_Natural Gas_Unit Heater_E7 | F5 | Industrial | Instruments | Existing | Space Heating | Natural Gas | Unit Heater | E7 | RIM BC Ratio | 0 | 0 | 0 | 0 | 0 | 0 | 0 | 0 | 0 | 0 | 0 | 0 | 0 | 0 | 0 | 0 | 0 | 0 | 0 | 0 | 0 | 0 | 0 | 0 | 0 | 0 | 0 | 0 | 0 | 0
F5_Industrial_Instruments_Existing_Space Heating_Natural Gas_Unit Heater_E8 | F5 | Industrial | Instruments | Existing | Space Heating | Natural Gas | Unit Heater | E8 | RIM BC Ratio | 0 | 0 | 0 | 0 | 0 | 0 | 0 | 0 | 0 | 0 | 0 | 0 | 0 | 0 | 0 | 0 | 0 | 0 | 0 | 0 | 0 | 0 | 0 | 0 | 0 | 0 | 0 | 0 | 0 | 0
F5_Industrial_Instruments_Existing_Space Heating_Natural Gas_Unit Heater_E9 | F5 | Industrial | Instruments | Existing | Space Heating | Natural Gas | Unit Heater | E9 | RIM BC Ratio | 0 | 0 | 0 | 0 | 0 | 0 | 0 | 0 | 0 | 0 | 0 | 0 | 0 | 0 | 0 | 0 | 0 | 0 | 0 | 0 | 0 | 0 | 0 | 0 | 0 | 0 | 0 | 0 | 0 | 0
F5_Industrial_Instruments_Existing_Space Heating_Natural Gas_Unit Heater_E10 | F5 | Industrial | Instruments | Existing | Space Heating | Natural Gas | Unit Heater | E10 | RIM BC Ratio | 0 | 0 | 0 | 0 | 0 | 0 | 0 | 0 | 0 | 0 | 0 | 0 | 0 | 0 | 0 | 0 | 0 | 0 | 0 | 0 | 0 | 0 | 0 | 0 | 0 | 0 | 0 | 0 | 0 | 0
F0_Industrial_Instruments_Existing_Process_Natural Gas_Process Boiler_E0 | F0 | Industrial | Instruments | Existing | Process | Natural Gas | Process Boiler | E0 | Economic Unit | EF .80 | EF .80 | EF .80 | EF .80 | EF .80 | EF .80 | EF .80 | EF .80 | EF .80 | EF .80 | EF .80 | EF .80 | EF .80 | EF .80 | EF .80 | EF .80 | EF .80 | EF .80 | EF .80 | EF .80 | EF .80 | EF .80 | 0 | 0 | 0 | 0 | 0 | 0 | 0 | 0
F1_Industrial_Instruments_Existing_Process_Natural Gas_Process Boiler_E1 | F1 | Industrial | Instruments | Existing | Process | Natural Gas | Process Boiler | E1 | CCE | 0 | 0 | 0 | 0 | 0 | 0 | 0 | 0 | 0 | 0 | 0 | 0 | 0 | 0 | 0 | 0 | 0 | 0 | 0 | 0 | 0 | 0 | 0 | 0 | 0 | 0 | 0 | 0 | 0 | 0
F1_Industrial_Instruments_Existing_Process_Natural Gas_Process Boiler_E2 | F1 | Industrial | Instruments | Existing | Process | Natural Gas | Process Boiler | E2 | CCE | 0 | 0 | 0 | 0 | 0 | 0 | 0 | 0 | 0 | 0 | 0 | 0 | 0 | 0 | 0 | 0 | 0 | 0 | 0 | 0 | 0 | 0 | 0 | 0 | 0 | 0 | 0 | 0 | 0 | 0
F1_Industrial_Instruments_Existing_Process_Natural Gas_Process Boiler_E3 | F1 | Industrial | Instruments | Existing | Process | Natural Gas | Process Boiler | E3 | CCE | 0 | 0 | 0 | 0 | 0 | 0 | 0 | 0 | 0 | 0 | 0 | 0 | 0 | 0 | 0 | 0 | 0 | 0 | 0 | 0 | 0 | 0 | 0 | 0 | 0 | 0 | 0 | 0 | 0 | 0
F1_Industrial_Instruments_Existing_Process_Natural Gas_Process Boiler_E4 | F1 | Industrial | Instruments | Existing | Process | Natural Gas | Process Boiler | E4 | CCE | 0 | 0 | 0 | 0 | 0 | 0 | 0 | 0 | 0 | 0 | 0 | 0 | 0 | 0 | 0 | 0 | 0 | 0 | 0 | 0 | 0 | 0 | 0 | 0 | 0 | 0 | 0 | 0 | 0 | 0
F1_Industrial_Instruments_Existing_Process_Natural Gas_Process Boiler_E5 | F1 | Industrial | Instruments | Existing | Process | Natural Gas | Process Boiler | E5 | CCE | 0 | 0 | 0 | 0 | 0 | 0 | 0 | 0 | 0 | 0 | 0 | 0 | 0 | 0 | 0 | 0 | 0 | 0 | 0 | 0 | 0 | 0 | 0 | 0 | 0 | 0 | 0 | 0 | 0 | 0
F1_Industrial_Instruments_Existing_Process_Natural Gas_Process Boiler_E6 | F1 | Industrial | Instruments | Existing | Process | Natural Gas | Process Boiler | E6 | CCE | 0 | 0 | 0 | 0 | 0 | 0 | 0 | 0 | 0 | 0 | 0 | 0 | 0 | 0 | 0 | 0 | 0 | 0 | 0 | 0 | 0 | 0 | 0 | 0 | 0 | 0 | 0 | 0 | 0 | 0
F1_Industrial_Instruments_Existing_Process_Natural Gas_Process Boiler_E7 | F1 | Industrial | Instruments | Existing | Process | Natural Gas | Process Boiler | E7 | CCE | 0 | 0 | 0 | 0 | 0 | 0 | 0 | 0 | 0 | 0 | 0 | 0 | 0 | 0 | 0 | 0 | 0 | 0 | 0 | 0 | 0 | 0 | 0 | 0 | 0 | 0 | 0 | 0 | 0 | 0
F1_Industrial_Instruments_Existing_Process_Natural Gas_Process Boiler_E8 | F1 | Industrial | Instruments | Existing | Process | Natural Gas | Process Boiler | E8 | CCE | 0 | 0 | 0 | 0 | 0 | 0 | 0 | 0 | 0 | 0 | 0 | 0 | 0 | 0 | 0 | 0 | 0 | 0 | 0 | 0 | 0 | 0 | 0 | 0 | 0 | 0 | 0 | 0 | 0 | 0
F1_Industrial_Instruments_Existing_Process_Natural Gas_Process Boiler_E9 | F1 | Industrial | Instruments | Existing | Process | Natural Gas | Process Boiler | E9 | CCE | 0 | 0 | 0 | 0 | 0 | 0 | 0 | 0 | 0 | 0 | 0 | 0 | 0 | 0 | 0 | 0 | 0 | 0 | 0 | 0 | 0 | 0 | 0 | 0 | 0 | 0 | 0 | 0 | 0 | 0
F1_Industrial_Instruments_Existing_Process_Natural Gas_Process Boiler_E10 | F1 | Industrial | Instruments | Existing | Process | Natural Gas | Process Boiler | E10 | CCE | 0 | 0 | 0 | 0 | 0 | 0 | 0 | 0 | 0 | 0 | 0 | 0 | 0 | 0 | 0 | 0 | 0 | 0 | 0 | 0 | 0 | 0 | 0 | 0 | 0 | 0 | 0 | 0 | 0 | 0
F2_Industrial_Instruments_Existing_Process_Natural Gas_Process Boiler_E1 | F2 | Industrial | Instruments | Existing | Process | Natural Gas | Process Boiler | E1 | TRC BC Ratio | 0.9 | 0.9 | 0.9 | 0.9 | 0.9 | 0.9 | 0.9 | 0.9 | 0.9 | 0.9 | 0.9 | 0.9 | 0.9 | 0.9 | 0.9 | 0.9 | 0.9 | 0.9 | 0.9 | 0.9 | 0.9 | 0.9 | 0 | 0 | 0 | 0 | 0 | 0 | 0 | 0
F2_Industrial_Instruments_Existing_Process_Natural Gas_Process Boiler_E2 | F2 | Industrial | Instruments | Existing | Process | Natural Gas | Process Boiler | E2 | TRC BC Ratio | 0 | 0 | 0 | 0 | 0 | 0 | 0 | 0 | 0 | 0 | 0 | 0 | 0 | 0 | 0 | 0 | 0 | 0 | 0 | 0 | 0 | 0 | 0 | 0 | 0 | 0 | 0 | 0 | 0 | 0
F2_Industrial_Instruments_Existing_Process_Natural Gas_Process Boiler_E3 | F2 | Industrial | Instruments | Existing | Process | Natural Gas | Process Boiler | E3 | TRC BC Ratio | 0 | 0 | 0 | 0 | 0 | 0 | 0 | 0 | 0 | 0 | 0 | 0 | 0 | 0 | 0 | 0 | 0 | 0 | 0 | 0 | 0 | 0 | 0 | 0 | 0 | 0 | 0 | 0 | 0 | 0
F2_Industrial_Instruments_Existing_Process_Natural Gas_Process Boiler_E4 | F2 | Industrial | Instruments | Existing | Process | Natural Gas | Process Boiler | E4 | TRC BC Ratio | 0 | 0 | 0 | 0 | 0 | 0 | 0 | 0 | 0 | 0 | 0 | 0 | 0 | 0 | 0 | 0 | 0 | 0 | 0 | 0 | 0 | 0 | 0 | 0 | 0 | 0 | 0 | 0 | 0 | 0
F2_Industrial_Instruments_Existing_Process_Natural Gas_Process Boiler_E5 | F2 | Industrial | Instruments | Existing | Process | Natural Gas | Process Boiler | E5 | TRC BC Ratio | 0 | 0 | 0 | 0 | 0 | 0 | 0 | 0 | 0 | 0 | 0 | 0 | 0 | 0 | 0 | 0 | 0 | 0 | 0 | 0 | 0 | 0 | 0 | 0 | 0 | 0 | 0 | 0 | 0 | 0
F2_Industrial_Instruments_Existing_Process_Natural Gas_Process Boiler_E6 | F2 | Industrial | Instruments | Existing | Process | Natural Gas | Process Boiler | E6 | TRC BC Ratio | 0 | 0 | 0 | 0 | 0 | 0 | 0 | 0 | 0 | 0 | 0 | 0 | 0 | 0 | 0 | 0 | 0 | 0 | 0 | 0 | 0 | 0 | 0 | 0 | 0 | 0 | 0 | 0 | 0 | 0
F2_Industrial_Instruments_Existing_Process_Natural Gas_Process Boiler_E7 | F2 | Industrial | Instruments | Existing | Process | Natural Gas | Process Boiler | E7 | TRC BC Ratio | 0 | 0 | 0 | 0 | 0 | 0 | 0 | 0 | 0 | 0 | 0 | 0 | 0 | 0 | 0 | 0 | 0 | 0 | 0 | 0 | 0 | 0 | 0 | 0 | 0 | 0 | 0 | 0 | 0 | 0
F2_Industrial_Instruments_Existing_Process_Natural Gas_Process Boiler_E8 | F2 | Industrial | Instruments | Existing | Process | Natural Gas | Process Boiler | E8 | TRC BC Ratio | 0 | 0 | 0 | 0 | 0 | 0 | 0 | 0 | 0 | 0 | 0 | 0 | 0 | 0 | 0 | 0 | 0 | 0 | 0 | 0 | 0 | 0 | 0 | 0 | 0 | 0 | 0 | 0 | 0 | 0
F2_Industrial_Instruments_Existing_Process_Natural Gas_Process Boiler_E9 | F2 | Industrial | Instruments | Existing | Process | Natural Gas | Process Boiler | E9 | TRC BC Ratio | 0 | 0 | 0 | 0 | 0 | 0 | 0 | 0 | 0 | 0 | 0 | 0 | 0 | 0 | 0 | 0 | 0 | 0 | 0 | 0 | 0 | 0 | 0 | 0 | 0 | 0 | 0 | 0 | 0 | 0
F2_Industrial_Instruments_Existing_Process_Natural Gas_Process Boiler_E10 | F2 | Industrial | Instruments | Existing | Process | Natural Gas | Process Boiler | E10 | TRC BC Ratio | 0 | 0 | 0 | 0 | 0 | 0 | 0 | 0 | 0 | 0 | 0 | 0 | 0 | 0 | 0 | 0 | 0 | 0 | 0 | 0 | 0 | 0 | 0 | 0 | 0 | 0 | 0 | 0 | 0 | 0
F3_Industrial_Instruments_Existing_Process_Natural Gas_Process Boiler_E1 | F3 | Industrial | Instruments | Existing | Process | Natural Gas | Process Boiler | E1 | PACT BC Ratio | 0.9 | 0.9 | 0.9 | 0.9 | 0.9 | 0.9 | 0.9 | 0.9 | 0.9 | 0.9 | 0.9 | 0.9 | 0.9 | 0.9 | 0.9 | 0.9 | 0.9 | 0.9 | 0.9 | 0.9 | 0.9 | 0.9 | 0 | 0 | 0 | 0 | 0 | 0 | 0 | 0
F3_Industrial_Instruments_Existing_Process_Natural Gas_Process Boiler_E2 | F3 | Industrial | Instruments | Existing | Process | Natural Gas | Process Boiler | E2 | PACT BC Ratio | 0 | 0 | 0 | 0 | 0 | 0 | 0 | 0 | 0 | 0 | 0 | 0 | 0 | 0 | 0 | 0 | 0 | 0 | 0 | 0 | 0 | 0 | 0 | 0 | 0 | 0 | 0 | 0 | 0 | 0
F3_Industrial_Instruments_Existing_Process_Natural Gas_Process Boiler_E3 | F3 | Industrial | Instruments | Existing | Process | Natural Gas | Process Boiler | E3 | PACT BC Ratio | 0 | 0 | 0 | 0 | 0 | 0 | 0 | 0 | 0 | 0 | 0 | 0 | 0 | 0 | 0 | 0 | 0 | 0 | 0 | 0 | 0 | 0 | 0 | 0 | 0 | 0 | 0 | 0 | 0 | 0
F3_Industrial_Instruments_Existing_Process_Natural Gas_Process Boiler_E4 | F3 | Industrial | Instruments | Existing | Process | Natural Gas | Process Boiler | E4 | PACT BC Ratio | 0 | 0 | 0 | 0 | 0 | 0 | 0 | 0 | 0 | 0 | 0 | 0 | 0 | 0 | 0 | 0 | 0 | 0 | 0 | 0 | 0 | 0 | 0 | 0 | 0 | 0 | 0 | 0 | 0 | 0
F3_Industrial_Instruments_Existing_Process_Natural Gas_Process Boiler_E5 | F3 | Industrial | Instruments | Existing | Process | Natural Gas | Process Boiler | E5 | PACT BC Ratio | 0 | 0 | 0 | 0 | 0 | 0 | 0 | 0 | 0 | 0 | 0 | 0 | 0 | 0 | 0 | 0 | 0 | 0 | 0 | 0 | 0 | 0 | 0 | 0 | 0 | 0 | 0 | 0 | 0 | 0
F3_Industrial_Instruments_Existing_Process_Natural Gas_Process Boiler_E6 | F3 | Industrial | Instruments | Existing | Process | Natural Gas | Process Boiler | E6 | PACT BC Ratio | 0 | 0 | 0 | 0 | 0 | 0 | 0 | 0 | 0 | 0 | 0 | 0 | 0 | 0 | 0 | 0 | 0 | 0 | 0 | 0 | 0 | 0 | 0 | 0 | 0 | 0 | 0 | 0 | 0 | 0
F3_Industrial_Instruments_Existing_Process_Natural Gas_Process Boiler_E7 | F3 | Industrial | Instruments | Existing | Process | Natural Gas | Process Boiler | E7 | PACT BC Ratio | 0 | 0 | 0 | 0 | 0 | 0 | 0 | 0 | 0 | 0 | 0 | 0 | 0 | 0 | 0 | 0 | 0 | 0 | 0 | 0 | 0 | 0 | 0 | 0 | 0 | 0 | 0 | 0 | 0 | 0
F3_Industrial_Instruments_Existing_Process_Natural Gas_Process Boiler_E8 | F3 | Industrial | Instruments | Existing | Process | Natural Gas | Process Boiler | E8 | PACT BC Ratio | 0 | 0 | 0 | 0 | 0 | 0 | 0 | 0 | 0 | 0 | 0 | 0 | 0 | 0 | 0 | 0 | 0 | 0 | 0 | 0 | 0 | 0 | 0 | 0 | 0 | 0 | 0 | 0 | 0 | 0
F3_Industrial_Instruments_Existing_Process_Natural Gas_Process Boiler_E9 | F3 | Industrial | Instruments | Existing | Process | Natural Gas | Process Boiler | E9 | PACT BC Ratio | 0 | 0 | 0 | 0 | 0 | 0 | 0 | 0 | 0 | 0 | 0 | 0 | 0 | 0 | 0 | 0 | 0 | 0 | 0 | 0 | 0 | 0 | 0 | 0 | 0 | 0 | 0 | 0 | 0 | 0
F3_Industrial_Instruments_Existing_Process_Natural Gas_Process Boiler_E10 | F3 | Industrial | Instruments | Existing | Process | Natural Gas | Process Boiler | E10 | PACT BC Ratio | 0 | 0 | 0 | 0 | 0 | 0 | 0 | 0 | 0 | 0 | 0 | 0 | 0 | 0 | 0 | 0 | 0 | 0 | 0 | 0 | 0 | 0 | 0 | 0 | 0 | 0 | 0 | 0 | 0 | 0
F4_Industrial_Instruments_Existing_Process_Natural Gas_Process Boiler_E1 | F4 | Industrial | Instruments | Existing | Process | Natural Gas | Process Boiler | E1 | PCT BC Ratio | 0.9 | 0.9 | 0.9 | 0.9 | 0.9 | 0.9 | 0.9 | 0.9 | 0.9 | 0.9 | 0.9 | 0.9 | 0.9 | 0.9 | 0.9 | 0.9 | 0.9 | 0.9 | 0.9 | 0.9 | 0.9 | 0.9 | 0 | 0 | 0 | 0 | 0 | 0 | 0 | 0
F4_Industrial_Instruments_Existing_Process_Natural Gas_Process Boiler_E2 | F4 | Industrial | Instruments | Existing | Process | Natural Gas | Process Boiler | E2 | PCT BC Ratio | 0 | 0 | 0 | 0 | 0 | 0 | 0 | 0 | 0 | 0 | 0 | 0 | 0 | 0 | 0 | 0 | 0 | 0 | 0 | 0 | 0 | 0 | 0 | 0 | 0 | 0 | 0 | 0 | 0 | 0
F4_Industrial_Instruments_Existing_Process_Natural Gas_Process Boiler_E3 | F4 | Industrial | Instruments | Existing | Process | Natural Gas | Process Boiler | E3 | PCT BC Ratio | 0 | 0 | 0 | 0 | 0 | 0 | 0 | 0 | 0 | 0 | 0 | 0 | 0 | 0 | 0 | 0 | 0 | 0 | 0 | 0 | 0 | 0 | 0 | 0 | 0 | 0 | 0 | 0 | 0 | 0
F4_Industrial_Instruments_Existing_Process_Natural Gas_Process Boiler_E4 | F4 | Industrial | Instruments | Existing | Process | Natural Gas | Process Boiler | E4 | PCT BC Ratio | 0 | 0 | 0 | 0 | 0 | 0 | 0 | 0 | 0 | 0 | 0 | 0 | 0 | 0 | 0 | 0 | 0 | 0 | 0 | 0 | 0 | 0 | 0 | 0 | 0 | 0 | 0 | 0 | 0 | 0
F4_Industrial_Instruments_Existing_Process_Natural Gas_Process Boiler_E5 | F4 | Industrial | Instruments | Existing | Process | Natural Gas | Process Boiler | E5 | PCT BC Ratio | 0 | 0 | 0 | 0 | 0 | 0 | 0 | 0 | 0 | 0 | 0 | 0 | 0 | 0 | 0 | 0 | 0 | 0 | 0 | 0 | 0 | 0 | 0 | 0 | 0 | 0 | 0 | 0 | 0 | 0
F4_Industrial_Instruments_Existing_Process_Natural Gas_Process Boiler_E6 | F4 | Industrial | Instruments | Existing | Process | Natural Gas | Process Boiler | E6 | PCT BC Ratio | 0 | 0 | 0 | 0 | 0 | 0 | 0 | 0 | 0 | 0 | 0 | 0 | 0 | 0 | 0 | 0 | 0 | 0 | 0 | 0 | 0 | 0 | 0 | 0 | 0 | 0 | 0 | 0 | 0 | 0
F4_Industrial_Instruments_Existing_Process_Natural Gas_Process Boiler_E7 | F4 | Industrial | Instruments | Existing | Process | Natural Gas | Process Boiler | E7 | PCT BC Ratio | 0 | 0 | 0 | 0 | 0 | 0 | 0 | 0 | 0 | 0 | 0 | 0 | 0 | 0 | 0 | 0 | 0 | 0 | 0 | 0 | 0 | 0 | 0 | 0 | 0 | 0 | 0 | 0 | 0 | 0
F4_Industrial_Instruments_Existing_Process_Natural Gas_Process Boiler_E8 | F4 | Industrial | Instruments | Existing | Process | Natural Gas | Process Boiler | E8 | PCT BC Ratio | 0 | 0 | 0 | 0 | 0 | 0 | 0 | 0 | 0 | 0 | 0 | 0 | 0 | 0 | 0 | 0 | 0 | 0 | 0 | 0 | 0 | 0 | 0 | 0 | 0 | 0 | 0 | 0 | 0 | 0
F4_Industrial_Instruments_Existing_Process_Natural Gas_Process Boiler_E9 | F4 | Industrial | Instruments | Existing | Process | Natural Gas | Process Boiler | E9 | PCT BC Ratio | 0 | 0 | 0 | 0 | 0 | 0 | 0 | 0 | 0 | 0 | 0 | 0 | 0 | 0 | 0 | 0 | 0 | 0 | 0 | 0 | 0 | 0 | 0 | 0 | 0 | 0 | 0 | 0 | 0 | 0
F4_Industrial_Instruments_Existing_Process_Natural Gas_Process Boiler_E10 | F4 | Industrial | Instruments | Existing | Process | Natural Gas | Process Boiler | E10 | PCT BC Ratio | 0 | 0 | 0 | 0 | 0 | 0 | 0 | 0 | 0 | 0 | 0 | 0 | 0 | 0 | 0 | 0 | 0 | 0 | 0 | 0 | 0 | 0 | 0 | 0 | 0 | 0 | 0 | 0 | 0 | 0
F5_Industrial_Instruments_Existing_Process_Natural Gas_Process Boiler_E1 | F5 | Industrial | Instruments | Existing | Process | Natural Gas | Process Boiler | E1 | RIM BC Ratio | 0.9 | 0.9 | 0.9 | 0.9 | 0.9 | 0.9 | 0.9 | 0.9 | 0.9 | 0.9 | 0.9 | 0.9 | 0.9 | 0.9 | 0.9 | 0.9 | 0.9 | 0.9 | 0.9 | 0.9 | 0.9 | 0.9 | 0 | 0 | 0 | 0 | 0 | 0 | 0 | 0
F5_Industrial_Instruments_Existing_Process_Natural Gas_Process Boiler_E2 | F5 | Industrial | Instruments | Existing | Process | Natural Gas | Process Boiler | E2 | RIM BC Ratio | 0 | 0 | 0 | 0 | 0 | 0 | 0 | 0 | 0 | 0 | 0 | 0 | 0 | 0 | 0 | 0 | 0 | 0 | 0 | 0 | 0 | 0 | 0 | 0 | 0 | 0 | 0 | 0 | 0 | 0
F5_Industrial_Instruments_Existing_Process_Natural Gas_Process Boiler_E3 | F5 | Industrial | Instruments | Existing | Process | Natural Gas | Process Boiler | E3 | RIM BC Ratio | 0 | 0 | 0 | 0 | 0 | 0 | 0 | 0 | 0 | 0 | 0 | 0 | 0 | 0 | 0 | 0 | 0 | 0 | 0 | 0 | 0 | 0 | 0 | 0 | 0 | 0 | 0 | 0 | 0 | 0
F5_Industrial_Instruments_Existing_Process_Natural Gas_Process Boiler_E4 | F5 | Industrial | Instruments | Existing | Process | Natural Gas | Process Boiler | E4 | RIM BC Ratio | 0 | 0 | 0 | 0 | 0 | 0 | 0 | 0 | 0 | 0 | 0 | 0 | 0 | 0 | 0 | 0 | 0 | 0 | 0 | 0 | 0 | 0 | 0 | 0 | 0 | 0 | 0 | 0 | 0 | 0
F5_Industrial_Instruments_Existing_Process_Natural Gas_Process Boiler_E5 | F5 | Industrial | Instruments | Existing | Process | Natural Gas | Process Boiler | E5 | RIM BC Ratio | 0 | 0 | 0 | 0 | 0 | 0 | 0 | 0 | 0 | 0 | 0 | 0 | 0 | 0 | 0 | 0 | 0 | 0 | 0 | 0 | 0 | 0 | 0 | 0 | 0 | 0 | 0 | 0 | 0 | 0
F5_Industrial_Instruments_Existing_Process_Natural Gas_Process Boiler_E6 | F5 | Industrial | Instruments | Existing | Process | Natural Gas | Process Boiler | E6 | RIM BC Ratio | 0 | 0 | 0 | 0 | 0 | 0 | 0 | 0 | 0 | 0 | 0 | 0 | 0 | 0 | 0 | 0 | 0 | 0 | 0 | 0 | 0 | 0 | 0 | 0 | 0 | 0 | 0 | 0 | 0 | 0
F5_Industrial_Instruments_Existing_Process_Natural Gas_Process Boiler_E7 | F5 | Industrial | Instruments | Existing | Process | Natural Gas | Process Boiler | E7 | RIM BC Ratio | 0 | 0 | 0 | 0 | 0 | 0 | 0 | 0 | 0 | 0 | 0 | 0 | 0 | 0 | 0 | 0 | 0 | 0 | 0 | 0 | 0 | 0 | 0 | 0 | 0 | 0 | 0 | 0 | 0 | 0
F5_Industrial_Instruments_Existing_Process_Natural Gas_Process Boiler_E8 | F5 | Industrial | Instruments | Existing | Process | Natural Gas | Process Boiler | E8 | RIM BC Ratio | 0 | 0 | 0 | 0 | 0 | 0 | 0 | 0 | 0 | 0 | 0 | 0 | 0 | 0 | 0 | 0 | 0 | 0 | 0 | 0 | 0 | 0 | 0 | 0 | 0 | 0 | 0 | 0 | 0 | 0
F5_Industrial_Instruments_Existing_Process_Natural Gas_Process Boiler_E9 | F5 | Industrial | Instruments | Existing | Process | Natural Gas | Process Boiler | E9 | RIM BC Ratio | 0 | 0 | 0 | 0 | 0 | 0 | 0 | 0 | 0 | 0 | 0 | 0 | 0 | 0 | 0 | 0 | 0 | 0 | 0 | 0 | 0 | 0 | 0 | 0 | 0 | 0 | 0 | 0 | 0 | 0
F5_Industrial_Instruments_Existing_Process_Natural Gas_Process Boiler_E10 | F5 | Industrial | Instruments | Existing | Process | Natural Gas | Process Boiler | E10 | RIM BC Ratio | 0 | 0 | 0 | 0 | 0 | 0 | 0 | 0 | 0 | 0 | 0 | 0 | 0 | 0 | 0 | 0 | 0 | 0 | 0 | 0 | 0 | 0 | 0 | 0 | 0 | 0 | 0 | 0 | 0 | 0
F0_Industrial_Instruments_Existing_Process_Natural Gas_Process Heating_E0 | F0 | Industrial | Instruments | Existing | Process | Natural Gas | Process Heating | E0 | Economic Unit | Standard | Standard | Standard | Standard | Standard | Standard | Standard | Standard | Standard | Standard | Standard | Standard | Standard | Standard | Standard | Standard | Standard | Standard | Standard | Standard | Standard | Standard | 0 | 0 | 0 | 0 | 0 | 0 | 0 | 0
F1_Industrial_Instruments_Existing_Process_Natural Gas_Process Heating_E1 | F1 | Industrial | Instruments | Existing | Process | Natural Gas | Process Heating | E1 | CCE | 0 | 0 | 0 | 0 | 0 | 0 | 0 | 0 | 0 | 0 | 0 | 0 | 0 | 0 | 0 | 0 | 0 | 0 | 0 | 0 | 0 | 0 | 0 | 0 | 0 | 0 | 0 | 0 | 0 | 0
F1_Industrial_Instruments_Existing_Process_Natural Gas_Process Heating_E2 | F1 | Industrial | Instruments | Existing | Process | Natural Gas | Process Heating | E2 | CCE | 0 | 0 | 0 | 0 | 0 | 0 | 0 | 0 | 0 | 0 | 0 | 0 | 0 | 0 | 0 | 0 | 0 | 0 | 0 | 0 | 0 | 0 | 0 | 0 | 0 | 0 | 0 | 0 | 0 | 0
F1_Industrial_Instruments_Existing_Process_Natural Gas_Process Heating_E3 | F1 | Industrial | Instruments | Existing | Process | Natural Gas | Process Heating | E3 | CCE | 0 | 0 | 0 | 0 | 0 | 0 | 0 | 0 | 0 | 0 | 0 | 0 | 0 | 0 | 0 | 0 | 0 | 0 | 0 | 0 | 0 | 0 | 0 | 0 | 0 | 0 | 0 | 0 | 0 | 0
F1_Industrial_Instruments_Existing_Process_Natural Gas_Process Heating_E4 | F1 | Industrial | Instruments | Existing | Process | Natural Gas | Process Heating | E4 | CCE | 0 | 0 | 0 | 0 | 0 | 0 | 0 | 0 | 0 | 0 | 0 | 0 | 0 | 0 | 0 | 0 | 0 | 0 | 0 | 0 | 0 | 0 | 0 | 0 | 0 | 0 | 0 | 0 | 0 | 0
F1_Industrial_Instruments_Existing_Process_Natural Gas_Process Heating_E5 | F1 | Industrial | Instruments | Existing | Process | Natural Gas | Process Heating | E5 | CCE | 0 | 0 | 0 | 0 | 0 | 0 | 0 | 0 | 0 | 0 | 0 | 0 | 0 | 0 | 0 | 0 | 0 | 0 | 0 | 0 | 0 | 0 | 0 | 0 | 0 | 0 | 0 | 0 | 0 | 0
F1_Industrial_Instruments_Existing_Process_Natural Gas_Process Heating_E6 | F1 | Industrial | Instruments | Existing | Process | Natural Gas | Process Heating | E6 | CCE | 0 | 0 | 0 | 0 | 0 | 0 | 0 | 0 | 0 | 0 | 0 | 0 | 0 | 0 | 0 | 0 | 0 | 0 | 0 | 0 | 0 | 0 | 0 | 0 | 0 | 0 | 0 | 0 | 0 | 0
F1_Industrial_Instruments_Existing_Process_Natural Gas_Process Heating_E7 | F1 | Industrial | Instruments | Existing | Process | Natural Gas | Process Heating | E7 | CCE | 0 | 0 | 0 | 0 | 0 | 0 | 0 | 0 | 0 | 0 | 0 | 0 | 0 | 0 | 0 | 0 | 0 | 0 | 0 | 0 | 0 | 0 | 0 | 0 | 0 | 0 | 0 | 0 | 0 | 0
F1_Industrial_Instruments_Existing_Process_Natural Gas_Process Heating_E8 | F1 | Industrial | Instruments | Existing | Process | Natural Gas | Process Heating | E8 | CCE | 0 | 0 | 0 | 0 | 0 | 0 | 0 | 0 | 0 | 0 | 0 | 0 | 0 | 0 | 0 | 0 | 0 | 0 | 0 | 0 | 0 | 0 | 0 | 0 | 0 | 0 | 0 | 0 | 0 | 0
F1_Industrial_Instruments_Existing_Process_Natural Gas_Process Heating_E9 | F1 | Industrial | Instruments | Existing | Process | Natural Gas | Process Heating | E9 | CCE | 0 | 0 | 0 | 0 | 0 | 0 | 0 | 0 | 0 | 0 | 0 | 0 | 0 | 0 | 0 | 0 | 0 | 0 | 0 | 0 | 0 | 0 | 0 | 0 | 0 | 0 | 0 | 0 | 0 | 0
F1_Industrial_Instruments_Existing_Process_Natural Gas_Process Heating_E10 | F1 | Industrial | Instruments | Existing | Process | Natural Gas | Process Heating | E10 | CCE | 0 | 0 | 0 | 0 | 0 | 0 | 0 | 0 | 0 | 0 | 0 | 0 | 0 | 0 | 0 | 0 | 0 | 0 | 0 | 0 | 0 | 0 | 0 | 0 | 0 | 0 | 0 | 0 | 0 | 0
F2_Industrial_Instruments_Existing_Process_Natural Gas_Process Heating_E1 | F2 | Industrial | Instruments | Existing | Process | Natural Gas | Process Heating | E1 | TRC BC Ratio | 0.9 | 0.9 | 0.9 | 0.9 | 0.9 | 0.9 | 0.9 | 0.9 | 0.9 | 0.9 | 0.9 | 0.9 | 0.9 | 0.9 | 0.9 | 0.9 | 0.9 | 0.9 | 0.9 | 0.9 | 0.9 | 0.9 | 0 | 0 | 0 | 0 | 0 | 0 | 0 | 0
F2_Industrial_Instruments_Existing_Process_Natural Gas_Process Heating_E2 | F2 | Industrial | Instruments | Existing | Process | Natural Gas | Process Heating | E2 | TRC BC Ratio | 0 | 0 | 0 | 0 | 0 | 0 | 0 | 0 | 0 | 0 | 0 | 0 | 0 | 0 | 0 | 0 | 0 | 0 | 0 | 0 | 0 | 0 | 0 | 0 | 0 | 0 | 0 | 0 | 0 | 0
F2_Industrial_Instruments_Existing_Process_Natural Gas_Process Heating_E3 | F2 | Industrial | Instruments | Existing | Process | Natural Gas | Process Heating | E3 | TRC BC Ratio | 0 | 0 | 0 | 0 | 0 | 0 | 0 | 0 | 0 | 0 | 0 | 0 | 0 | 0 | 0 | 0 | 0 | 0 | 0 | 0 | 0 | 0 | 0 | 0 | 0 | 0 | 0 | 0 | 0 | 0
F2_Industrial_Instruments_Existing_Process_Natural Gas_Process Heating_E4 | F2 | Industrial | Instruments | Existing | Process | Natural Gas | Process Heating | E4 | TRC BC Ratio | 0 | 0 | 0 | 0 | 0 | 0 | 0 | 0 | 0 | 0 | 0 | 0 | 0 | 0 | 0 | 0 | 0 | 0 | 0 | 0 | 0 | 0 | 0 | 0 | 0 | 0 | 0 | 0 | 0 | 0
F2_Industrial_Instruments_Existing_Process_Natural Gas_Process Heating_E5 | F2 | Industrial | Instruments | Existing | Process | Natural Gas | Process Heating | E5 | TRC BC Ratio | 0 | 0 | 0 | 0 | 0 | 0 | 0 | 0 | 0 | 0 | 0 | 0 | 0 | 0 | 0 | 0 | 0 | 0 | 0 | 0 | 0 | 0 | 0 | 0 | 0 | 0 | 0 | 0 | 0 | 0
F2_Industrial_Instruments_Existing_Process_Natural Gas_Process Heating_E6 | F2 | Industrial | Instruments | Existing | Process | Natural Gas | Process Heating | E6 | TRC BC Ratio | 0 | 0 | 0 | 0 | 0 | 0 | 0 | 0 | 0 | 0 | 0 | 0 | 0 | 0 | 0 | 0 | 0 | 0 | 0 | 0 | 0 | 0 | 0 | 0 | 0 | 0 | 0 | 0 | 0 | 0
F2_Industrial_Instruments_Existing_Process_Natural Gas_Process Heating_E7 | F2 | Industrial | Instruments | Existing | Process | Natural Gas | Process Heating | E7 | TRC BC Ratio | 0 | 0 | 0 | 0 | 0 | 0 | 0 | 0 | 0 | 0 | 0 | 0 | 0 | 0 | 0 | 0 | 0 | 0 | 0 | 0 | 0 | 0 | 0 | 0 | 0 | 0 | 0 | 0 | 0 | 0
F2_Industrial_Instruments_Existing_Process_Natural Gas_Process Heating_E8 | F2 | Industrial | Instruments | Existing | Process | Natural Gas | Process Heating | E8 | TRC BC Ratio | 0 | 0 | 0 | 0 | 0 | 0 | 0 | 0 | 0 | 0 | 0 | 0 | 0 | 0 | 0 | 0 | 0 | 0 | 0 | 0 | 0 | 0 | 0 | 0 | 0 | 0 | 0 | 0 | 0 | 0
F2_Industrial_Instruments_Existing_Process_Natural Gas_Process Heating_E9 | F2 | Industrial | Instruments | Existing | Process | Natural Gas | Process Heating | E9 | TRC BC Ratio | 0 | 0 | 0 | 0 | 0 | 0 | 0 | 0 | 0 | 0 | 0 | 0 | 0 | 0 | 0 | 0 | 0 | 0 | 0 | 0 | 0 | 0 | 0 | 0 | 0 | 0 | 0 | 0 | 0 | 0
F2_Industrial_Instruments_Existing_Process_Natural Gas_Process Heating_E10 | F2 | Industrial | Instruments | Existing | Process | Natural Gas | Process Heating | E10 | TRC BC Ratio | 0 | 0 | 0 | 0 | 0 | 0 | 0 | 0 | 0 | 0 | 0 | 0 | 0 | 0 | 0 | 0 | 0 | 0 | 0 | 0 | 0 | 0 | 0 | 0 | 0 | 0 | 0 | 0 | 0 | 0
F3_Industrial_Instruments_Existing_Process_Natural Gas_Process Heating_E1 | F3 | Industrial | Instruments | Existing | Process | Natural Gas | Process Heating | E1 | PACT BC Ratio | 0.9 | 0.9 | 0.9 | 0.9 | 0.9 | 0.9 | 0.9 | 0.9 | 0.9 | 0.9 | 0.9 | 0.9 | 0.9 | 0.9 | 0.9 | 0.9 | 0.9 | 0.9 | 0.9 | 0.9 | 0.9 | 0.9 | 0 | 0 | 0 | 0 | 0 | 0 | 0 | 0
F3_Industrial_Instruments_Existing_Process_Natural Gas_Process Heating_E2 | F3 | Industrial | Instruments | Existing | Process | Natural Gas | Process Heating | E2 | PACT BC Ratio | 0 | 0 | 0 | 0 | 0 | 0 | 0 | 0 | 0 | 0 | 0 | 0 | 0 | 0 | 0 | 0 | 0 | 0 | 0 | 0 | 0 | 0 | 0 | 0 | 0 | 0 | 0 | 0 | 0 | 0
F3_Industrial_Instruments_Existing_Process_Natural Gas_Process Heating_E3 | F3 | Industrial | Instruments | Existing | Process | Natural Gas | Process Heating | E3 | PACT BC Ratio | 0 | 0 | 0 | 0 | 0 | 0 | 0 | 0 | 0 | 0 | 0 | 0 | 0 | 0 | 0 | 0 | 0 | 0 | 0 | 0 | 0 | 0 | 0 | 0 | 0 | 0 | 0 | 0 | 0 | 0
F3_Industrial_Instruments_Existing_Process_Natural Gas_Process Heating_E4 | F3 | Industrial | Instruments | Existing | Process | Natural Gas | Process Heating | E4 | PACT BC Ratio | 0 | 0 | 0 | 0 | 0 | 0 | 0 | 0 | 0 | 0 | 0 | 0 | 0 | 0 | 0 | 0 | 0 | 0 | 0 | 0 | 0 | 0 | 0 | 0 | 0 | 0 | 0 | 0 | 0 | 0
F3_Industrial_Instruments_Existing_Process_Natural Gas_Process Heating_E5 | F3 | Industrial | Instruments | Existing | Process | Natural Gas | Process Heating | E5 | PACT BC Ratio | 0 | 0 | 0 | 0 | 0 | 0 | 0 | 0 | 0 | 0 | 0 | 0 | 0 | 0 | 0 | 0 | 0 | 0 | 0 | 0 | 0 | 0 | 0 | 0 | 0 | 0 | 0 | 0 | 0 | 0
F3_Industrial_Instruments_Existing_Process_Natural Gas_Process Heating_E6 | F3 | Industrial | Instruments | Existing | Process | Natural Gas | Process Heating | E6 | PACT BC Ratio | 0 | 0 | 0 | 0 | 0 | 0 | 0 | 0 | 0 | 0 | 0 | 0 | 0 | 0 | 0 | 0 | 0 | 0 | 0 | 0 | 0 | 0 | 0 | 0 | 0 | 0 | 0 | 0 | 0 | 0
F3_Industrial_Instruments_Existing_Process_Natural Gas_Process Heating_E7 | F3 | Industrial | Instruments | Existing | Process | Natural Gas | Process Heating | E7 | PACT BC Ratio | 0 | 0 | 0 | 0 | 0 | 0 | 0 | 0 | 0 | 0 | 0 | 0 | 0 | 0 | 0 | 0 | 0 | 0 | 0 | 0 | 0 | 0 | 0 | 0 | 0 | 0 | 0 | 0 | 0 | 0
F3_Industrial_Instruments_Existing_Process_Natural Gas_Process Heating_E8 | F3 | Industrial | Instruments | Existing | Process | Natural Gas | Process Heating | E8 | PACT BC Ratio | 0 | 0 | 0 | 0 | 0 | 0 | 0 | 0 | 0 | 0 | 0 | 0 | 0 | 0 | 0 | 0 | 0 | 0 | 0 | 0 | 0 | 0 | 0 | 0 | 0 | 0 | 0 | 0 | 0 | 0
F3_Industrial_Instruments_Existing_Process_Natural Gas_Process Heating_E9 | F3 | Industrial | Instruments | Existing | Process | Natural Gas | Process Heating | E9 | PACT BC Ratio | 0 | 0 | 0 | 0 | 0 | 0 | 0 | 0 | 0 | 0 | 0 | 0 | 0 | 0 | 0 | 0 | 0 | 0 | 0 | 0 | 0 | 0 | 0 | 0 | 0 | 0 | 0 | 0 | 0 | 0
F3_Industrial_Instruments_Existing_Process_Natural Gas_Process Heating_E10 | F3 | Industrial | Instruments | Existing | Process | Natural Gas | Process Heating | E10 | PACT BC Ratio | 0 | 0 | 0 | 0 | 0 | 0 | 0 | 0 | 0 | 0 | 0 | 0 | 0 | 0 | 0 | 0 | 0 | 0 | 0 | 0 | 0 | 0 | 0 | 0 | 0 | 0 | 0 | 0 | 0 | 0
F4_Industrial_Instruments_Existing_Process_Natural Gas_Process Heating_E1 | F4 | Industrial | Instruments | Existing | Process | Natural Gas | Process Heating | E1 | PCT BC Ratio | 0.9 | 0.9 | 0.9 | 0.9 | 0.9 | 0.9 | 0.9 | 0.9 | 0.9 | 0.9 | 0.9 | 0.9 | 0.9 | 0.9 | 0.9 | 0.9 | 0.9 | 0.9 | 0.9 | 0.9 | 0.9 | 0.9 | 0 | 0 | 0 | 0 | 0 | 0 | 0 | 0
F4_Industrial_Instruments_Existing_Process_Natural Gas_Process Heating_E2 | F4 | Industrial | Instruments | Existing | Process | Natural Gas | Process Heating | E2 | PCT BC Ratio | 0 | 0 | 0 | 0 | 0 | 0 | 0 | 0 | 0 | 0 | 0 | 0 | 0 | 0 | 0 | 0 | 0 | 0 | 0 | 0 | 0 | 0 | 0 | 0 | 0 | 0 | 0 | 0 | 0 | 0
F4_Industrial_Instruments_Existing_Process_Natural Gas_Process Heating_E3 | F4 | Industrial | Instruments | Existing | Process | Natural Gas | Process Heating | E3 | PCT BC Ratio | 0 | 0 | 0 | 0 | 0 | 0 | 0 | 0 | 0 | 0 | 0 | 0 | 0 | 0 | 0 | 0 | 0 | 0 | 0 | 0 | 0 | 0 | 0 | 0 | 0 | 0 | 0 | 0 | 0 | 0
F4_Industrial_Instruments_Existing_Process_Natural Gas_Process Heating_E4 | F4 | Industrial | Instruments | Existing | Process | Natural Gas | Process Heating | E4 | PCT BC Ratio | 0 | 0 | 0 | 0 | 0 | 0 | 0 | 0 | 0 | 0 | 0 | 0 | 0 | 0 | 0 | 0 | 0 | 0 | 0 | 0 | 0 | 0 | 0 | 0 | 0 | 0 | 0 | 0 | 0 | 0
F4_Industrial_Instruments_Existing_Process_Natural Gas_Process Heating_E5 | F4 | Industrial | Instruments | Existing | Process | Natural Gas | Process Heating | E5 | PCT BC Ratio | 0 | 0 | 0 | 0 | 0 | 0 | 0 | 0 | 0 | 0 | 0 | 0 | 0 | 0 | 0 | 0 | 0 | 0 | 0 | 0 | 0 | 0 | 0 | 0 | 0 | 0 | 0 | 0 | 0 | 0
F4_Industrial_Instruments_Existing_Process_Natural Gas_Process Heating_E6 | F4 | Industrial | Instruments | Existing | Process | Natural Gas | Process Heating | E6 | PCT BC Ratio | 0 | 0 | 0 | 0 | 0 | 0 | 0 | 0 | 0 | 0 | 0 | 0 | 0 | 0 | 0 | 0 | 0 | 0 | 0 | 0 | 0 | 0 | 0 | 0 | 0 | 0 | 0 | 0 | 0 | 0
F4_Industrial_Instruments_Existing_Process_Natural Gas_Process Heating_E7 | F4 | Industrial | Instruments | Existing | Process | Natural Gas | Process Heating | E7 | PCT BC Ratio | 0 | 0 | 0 | 0 | 0 | 0 | 0 | 0 | 0 | 0 | 0 | 0 | 0 | 0 | 0 | 0 | 0 | 0 | 0 | 0 | 0 | 0 | 0 | 0 | 0 | 0 | 0 | 0 | 0 | 0
F4_Industrial_Instruments_Existing_Process_Natural Gas_Process Heating_E8 | F4 | Industrial | Instruments | Existing | Process | Natural Gas | Process Heating | E8 | PCT BC Ratio | 0 | 0 | 0 | 0 | 0 | 0 | 0 | 0 | 0 | 0 | 0 | 0 | 0 | 0 | 0 | 0 | 0 | 0 | 0 | 0 | 0 | 0 | 0 | 0 | 0 | 0 | 0 | 0 | 0 | 0
F4_Industrial_Instruments_Existing_Process_Natural Gas_Process Heating_E9 | F4 | Industrial | Instruments | Existing | Process | Natural Gas | Process Heating | E9 | PCT BC Ratio | 0 | 0 | 0 | 0 | 0 | 0 | 0 | 0 | 0 | 0 | 0 | 0 | 0 | 0 | 0 | 0 | 0 | 0 | 0 | 0 | 0 | 0 | 0 | 0 | 0 | 0 | 0 | 0 | 0 | 0
F4_Industrial_Instruments_Existing_Process_Natural Gas_Process Heating_E10 | F4 | Industrial | Instruments | Existing | Process | Natural Gas | Process Heating | E10 | PCT BC Ratio | 0 | 0 | 0 | 0 | 0 | 0 | 0 | 0 | 0 | 0 | 0 | 0 | 0 | 0 | 0 | 0 | 0 | 0 | 0 | 0 | 0 | 0 | 0 | 0 | 0 | 0 | 0 | 0 | 0 | 0
F5_Industrial_Instruments_Existing_Process_Natural Gas_Process Heating_E1 | F5 | Industrial | Instruments | Existing | Process | Natural Gas | Process Heating | E1 | RIM BC Ratio | 0.9 | 0.9 | 0.9 | 0.9 | 0.9 | 0.9 | 0.9 | 0.9 | 0.9 | 0.9 | 0.9 | 0.9 | 0.9 | 0.9 | 0.9 | 0.9 | 0.9 | 0.9 | 0.9 | 0.9 | 0.9 | 0.9 | 0 | 0 | 0 | 0 | 0 | 0 | 0 | 0
F5_Industrial_Instruments_Existing_Process_Natural Gas_Process Heating_E2 | F5 | Industrial | Instruments | Existing | Process | Natural Gas | Process Heating | E2 | RIM BC Ratio | 0 | 0 | 0 | 0 | 0 | 0 | 0 | 0 | 0 | 0 | 0 | 0 | 0 | 0 | 0 | 0 | 0 | 0 | 0 | 0 | 0 | 0 | 0 | 0 | 0 | 0 | 0 | 0 | 0 | 0
F5_Industrial_Instruments_Existing_Process_Natural Gas_Process Heating_E3 | F5 | Industrial | Instruments | Existing | Process | Natural Gas | Process Heating | E3 | RIM BC Ratio | 0 | 0 | 0 | 0 | 0 | 0 | 0 | 0 | 0 | 0 | 0 | 0 | 0 | 0 | 0 | 0 | 0 | 0 | 0 | 0 | 0 | 0 | 0 | 0 | 0 | 0 | 0 | 0 | 0 | 0
F5_Industrial_Instruments_Existing_Process_Natural Gas_Process Heating_E4 | F5 | Industrial | Instruments | Existing | Process | Natural Gas | Process Heating | E4 | RIM BC Ratio | 0 | 0 | 0 | 0 | 0 | 0 | 0 | 0 | 0 | 0 | 0 | 0 | 0 | 0 | 0 | 0 | 0 | 0 | 0 | 0 | 0 | 0 | 0 | 0 | 0 | 0 | 0 | 0 | 0 | 0
F5_Industrial_Instruments_Existing_Process_Natural Gas_Process Heating_E5 | F5 | Industrial | Instruments | Existing | Process | Natural Gas | Process Heating | E5 | RIM BC Ratio | 0 | 0 | 0 | 0 | 0 | 0 | 0 | 0 | 0 | 0 | 0 | 0 | 0 | 0 | 0 | 0 | 0 | 0 | 0 | 0 | 0 | 0 | 0 | 0 | 0 | 0 | 0 | 0 | 0 | 0
F5_Industrial_Instruments_Existing_Process_Natural Gas_Process Heating_E6 | F5 | Industrial | Instruments | Existing | Process | Natural Gas | Process Heating | E6 | RIM BC Ratio | 0 | 0 | 0 | 0 | 0 | 0 | 0 | 0 | 0 | 0 | 0 | 0 | 0 | 0 | 0 | 0 | 0 | 0 | 0 | 0 | 0 | 0 | 0 | 0 | 0 | 0 | 0 | 0 | 0 | 0
F5_Industrial_Instruments_Existing_Process_Natural Gas_Process Heating_E7 | F5 | Industrial | Instruments | Existing | Process | Natural Gas | Process Heating | E7 | RIM BC Ratio | 0 | 0 | 0 | 0 | 0 | 0 | 0 | 0 | 0 | 0 | 0 | 0 | 0 | 0 | 0 | 0 | 0 | 0 | 0 | 0 | 0 | 0 | 0 | 0 | 0 | 0 | 0 | 0 | 0 | 0
F5_Industrial_Instruments_Existing_Process_Natural Gas_Process Heating_E8 | F5 | Industrial | Instruments | Existing | Process | Natural Gas | Process Heating | E8 | RIM BC Ratio | 0 | 0 | 0 | 0 | 0 | 0 | 0 | 0 | 0 | 0 | 0 | 0 | 0 | 0 | 0 | 0 | 0 | 0 | 0 | 0 | 0 | 0 | 0 | 0 | 0 | 0 | 0 | 0 | 0 | 0
F5_Industrial_Instruments_Existing_Process_Natural Gas_Process Heating_E9 | F5 | Industrial | Instruments | Existing | Process | Natural Gas | Process Heating | E9 | RIM BC Ratio | 0 | 0 | 0 | 0 | 0 | 0 | 0 | 0 | 0 | 0 | 0 | 0 | 0 | 0 | 0 | 0 | 0 | 0 | 0 | 0 | 0 | 0 | 0 | 0 | 0 | 0 | 0 | 0 | 0 | 0
F5_Industrial_Instruments_Existing_Process_Natural Gas_Process Heating_E10 | F5 | Industrial | Instruments | Existing | Process | Natural Gas | Process Heating | E10 | RIM BC Ratio | 0 | 0 | 0 | 0 | 0 | 0 | 0 | 0 | 0 | 0 | 0 | 0 | 0 | 0 | 0 | 0 | 0 | 0 | 0 | 0 | 0 | 0 | 0 | 0 | 0 | 0 | 0 | 0 | 0 | 0
F0_Industrial_Instruments_Existing_Process_Natural Gas_Process Cooling_E0 | F0 | Industrial | Instruments | Existing | Process | Natural Gas | Process Cooling | E0 | Economic Unit | Standard | Standard | Standard | Standard | Standard | Standard | Standard | Standard | Standard | Standard | Standard | Standard | Standard | Standard | Standard | Standard | Standard | Standard | Standard | Standard | Standard | Standard | 0 | 0 | 0 | 0 | 0 | 0 | 0 | 0
F1_Industrial_Instruments_Existing_Process_Natural Gas_Process Cooling_E1 | F1 | Industrial | Instruments | Existing | Process | Natural Gas | Process Cooling | E1 | CCE | 0 | 0 | 0 | 0 | 0 | 0 | 0 | 0 | 0 | 0 | 0 | 0 | 0 | 0 | 0 | 0 | 0 | 0 | 0 | 0 | 0 | 0 | 0 | 0 | 0 | 0 | 0 | 0 | 0 | 0
F1_Industrial_Instruments_Existing_Process_Natural Gas_Process Cooling_E2 | F1 | Industrial | Instruments | Existing | Process | Natural Gas | Process Cooling | E2 | CCE | 0 | 0 | 0 | 0 | 0 | 0 | 0 | 0 | 0 | 0 | 0 | 0 | 0 | 0 | 0 | 0 | 0 | 0 | 0 | 0 | 0 | 0 | 0 | 0 | 0 | 0 | 0 | 0 | 0 | 0
F1_Industrial_Instruments_Existing_Process_Natural Gas_Process Cooling_E3 | F1 | Industrial | Instruments | Existing | Process | Natural Gas | Process Cooling | E3 | CCE | 0 | 0 | 0 | 0 | 0 | 0 | 0 | 0 | 0 | 0 | 0 | 0 | 0 | 0 | 0 | 0 | 0 | 0 | 0 | 0 | 0 | 0 | 0 | 0 | 0 | 0 | 0 | 0 | 0 | 0
F1_Industrial_Instruments_Existing_Process_Natural Gas_Process Cooling_E4 | F1 | Industrial | Instruments | Existing | Process | Natural Gas | Process Cooling | E4 | CCE | 0 | 0 | 0 | 0 | 0 | 0 | 0 | 0 | 0 | 0 | 0 | 0 | 0 | 0 | 0 | 0 | 0 | 0 | 0 | 0 | 0 | 0 | 0 | 0 | 0 | 0 | 0 | 0 | 0 | 0
F1_Industrial_Instruments_Existing_Process_Natural Gas_Process Cooling_E5 | F1 | Industrial | Instruments | Existing | Process | Natural Gas | Process Cooling | E5 | CCE | 0 | 0 | 0 | 0 | 0 | 0 | 0 | 0 | 0 | 0 | 0 | 0 | 0 | 0 | 0 | 0 | 0 | 0 | 0 | 0 | 0 | 0 | 0 | 0 | 0 | 0 | 0 | 0 | 0 | 0
F1_Industrial_Instruments_Existing_Process_Natural Gas_Process Cooling_E6 | F1 | Industrial | Instruments | Existing | Process | Natural Gas | Process Cooling | E6 | CCE | 0 | 0 | 0 | 0 | 0 | 0 | 0 | 0 | 0 | 0 | 0 | 0 | 0 | 0 | 0 | 0 | 0 | 0 | 0 | 0 | 0 | 0 | 0 | 0 | 0 | 0 | 0 | 0 | 0 | 0
F1_Industrial_Instruments_Existing_Process_Natural Gas_Process Cooling_E7 | F1 | Industrial | Instruments | Existing | Process | Natural Gas | Process Cooling | E7 | CCE | 0 | 0 | 0 | 0 | 0 | 0 | 0 | 0 | 0 | 0 | 0 | 0 | 0 | 0 | 0 | 0 | 0 | 0 | 0 | 0 | 0 | 0 | 0 | 0 | 0 | 0 | 0 | 0 | 0 | 0
F1_Industrial_Instruments_Existing_Process_Natural Gas_Process Cooling_E8 | F1 | Industrial | Instruments | Existing | Process | Natural Gas | Process Cooling | E8 | CCE | 0 | 0 | 0 | 0 | 0 | 0 | 0 | 0 | 0 | 0 | 0 | 0 | 0 | 0 | 0 | 0 | 0 | 0 | 0 | 0 | 0 | 0 | 0 | 0 | 0 | 0 | 0 | 0 | 0 | 0
F1_Industrial_Instruments_Existing_Process_Natural Gas_Process Cooling_E9 | F1 | Industrial | Instruments | Existing | Process | Natural Gas | Process Cooling | E9 | CCE | 0 | 0 | 0 | 0 | 0 | 0 | 0 | 0 | 0 | 0 | 0 | 0 | 0 | 0 | 0 | 0 | 0 | 0 | 0 | 0 | 0 | 0 | 0 | 0 | 0 | 0 | 0 | 0 | 0 | 0
F1_Industrial_Instruments_Existing_Process_Natural Gas_Process Cooling_E10 | F1 | Industrial | Instruments | Existing | Process | Natural Gas | Process Cooling | E10 | CCE | 0 | 0 | 0 | 0 | 0 | 0 | 0 | 0 | 0 | 0 | 0 | 0 | 0 | 0 | 0 | 0 | 0 | 0 | 0 | 0 | 0 | 0 | 0 | 0 | 0 | 0 | 0 | 0 | 0 | 0
F2_Industrial_Instruments_Existing_Process_Natural Gas_Process Cooling_E1 | F2 | Industrial | Instruments | Existing | Process | Natural Gas | Process Cooling | E1 | TRC BC Ratio | 0.9 | 0.9 | 0.9 | 0.9 | 0.9 | 0.9 | 0.9 | 0.9 | 0.9 | 0.9 | 0.9 | 0.9 | 0.9 | 0.9 | 0.9 | 0.9 | 0.9 | 0.9 | 0.9 | 0.9 | 0.9 | 0.9 | 0 | 0 | 0 | 0 | 0 | 0 | 0 | 0
F2_Industrial_Instruments_Existing_Process_Natural Gas_Process Cooling_E2 | F2 | Industrial | Instruments | Existing | Process | Natural Gas | Process Cooling | E2 | TRC BC Ratio | 0 | 0 | 0 | 0 | 0 | 0 | 0 | 0 | 0 | 0 | 0 | 0 | 0 | 0 | 0 | 0 | 0 | 0 | 0 | 0 | 0 | 0 | 0 | 0 | 0 | 0 | 0 | 0 | 0 | 0
F2_Industrial_Instruments_Existing_Process_Natural Gas_Process Cooling_E3 | F2 | Industrial | Instruments | Existing | Process | Natural Gas | Process Cooling | E3 | TRC BC Ratio | 0 | 0 | 0 | 0 | 0 | 0 | 0 | 0 | 0 | 0 | 0 | 0 | 0 | 0 | 0 | 0 | 0 | 0 | 0 | 0 | 0 | 0 | 0 | 0 | 0 | 0 | 0 | 0 | 0 | 0
F2_Industrial_Instruments_Existing_Process_Natural Gas_Process Cooling_E4 | F2 | Industrial | Instruments | Existing | Process | Natural Gas | Process Cooling | E4 | TRC BC Ratio | 0 | 0 | 0 | 0 | 0 | 0 | 0 | 0 | 0 | 0 | 0 | 0 | 0 | 0 | 0 | 0 | 0 | 0 | 0 | 0 | 0 | 0 | 0 | 0 | 0 | 0 | 0 | 0 | 0 | 0
F2_Industrial_Instruments_Existing_Process_Natural Gas_Process Cooling_E5 | F2 | Industrial | Instruments | Existing | Process | Natural Gas | Process Cooling | E5 | TRC BC Ratio | 0 | 0 | 0 | 0 | 0 | 0 | 0 | 0 | 0 | 0 | 0 | 0 | 0 | 0 | 0 | 0 | 0 | 0 | 0 | 0 | 0 | 0 | 0 | 0 | 0 | 0 | 0 | 0 | 0 | 0
F2_Industrial_Instruments_Existing_Process_Natural Gas_Process Cooling_E6 | F2 | Industrial | Instruments | Existing | Process | Natural Gas | Process Cooling | E6 | TRC BC Ratio | 0 | 0 | 0 | 0 | 0 | 0 | 0 | 0 | 0 | 0 | 0 | 0 | 0 | 0 | 0 | 0 | 0 | 0 | 0 | 0 | 0 | 0 | 0 | 0 | 0 | 0 | 0 | 0 | 0 | 0
F2_Industrial_Instruments_Existing_Process_Natural Gas_Process Cooling_E7 | F2 | Industrial | Instruments | Existing | Process | Natural Gas | Process Cooling | E7 | TRC BC Ratio | 0 | 0 | 0 | 0 | 0 | 0 | 0 | 0 | 0 | 0 | 0 | 0 | 0 | 0 | 0 | 0 | 0 | 0 | 0 | 0 | 0 | 0 | 0 | 0 | 0 | 0 | 0 | 0 | 0 | 0
F2_Industrial_Instruments_Existing_Process_Natural Gas_Process Cooling_E8 | F2 | Industrial | Instruments | Existing | Process | Natural Gas | Process Cooling | E8 | TRC BC Ratio | 0 | 0 | 0 | 0 | 0 | 0 | 0 | 0 | 0 | 0 | 0 | 0 | 0 | 0 | 0 | 0 | 0 | 0 | 0 | 0 | 0 | 0 | 0 | 0 | 0 | 0 | 0 | 0 | 0 | 0
F2_Industrial_Instruments_Existing_Process_Natural Gas_Process Cooling_E9 | F2 | Industrial | Instruments | Existing | Process | Natural Gas | Process Cooling | E9 | TRC BC Ratio | 0 | 0 | 0 | 0 | 0 | 0 | 0 | 0 | 0 | 0 | 0 | 0 | 0 | 0 | 0 | 0 | 0 | 0 | 0 | 0 | 0 | 0 | 0 | 0 | 0 | 0 | 0 | 0 | 0 | 0
F2_Industrial_Instruments_Existing_Process_Natural Gas_Process Cooling_E10 | F2 | Industrial | Instruments | Existing | Process | Natural Gas | Process Cooling | E10 | TRC BC Ratio | 0 | 0 | 0 | 0 | 0 | 0 | 0 | 0 | 0 | 0 | 0 | 0 | 0 | 0 | 0 | 0 | 0 | 0 | 0 | 0 | 0 | 0 | 0 | 0 | 0 | 0 | 0 | 0 | 0 | 0
F3_Industrial_Instruments_Existing_Process_Natural Gas_Process Cooling_E1 | F3 | Industrial | Instruments | Existing | Process | Natural Gas | Process Cooling | E1 | PACT BC Ratio | 0.9 | 0.9 | 0.9 | 0.9 | 0.9 | 0.9 | 0.9 | 0.9 | 0.9 | 0.9 | 0.9 | 0.9 | 0.9 | 0.9 | 0.9 | 0.9 | 0.9 | 0.9 | 0.9 | 0.9 | 0.9 | 0.9 | 0 | 0 | 0 | 0 | 0 | 0 | 0 | 0
F3_Industrial_Instruments_Existing_Process_Natural Gas_Process Cooling_E2 | F3 | Industrial | Instruments | Existing | Process | Natural Gas | Process Cooling | E2 | PACT BC Ratio | 0 | 0 | 0 | 0 | 0 | 0 | 0 | 0 | 0 | 0 | 0 | 0 | 0 | 0 | 0 | 0 | 0 | 0 | 0 | 0 | 0 | 0 | 0 | 0 | 0 | 0 | 0 | 0 | 0 | 0
F3_Industrial_Instruments_Existing_Process_Natural Gas_Process Cooling_E3 | F3 | Industrial | Instruments | Existing | Process | Natural Gas | Process Cooling | E3 | PACT BC Ratio | 0 | 0 | 0 | 0 | 0 | 0 | 0 | 0 | 0 | 0 | 0 | 0 | 0 | 0 | 0 | 0 | 0 | 0 | 0 | 0 | 0 | 0 | 0 | 0 | 0 | 0 | 0 | 0 | 0 | 0
F3_Industrial_Instruments_Existing_Process_Natural Gas_Process Cooling_E4 | F3 | Industrial | Instruments | Existing | Process | Natural Gas | Process Cooling | E4 | PACT BC Ratio | 0 | 0 | 0 | 0 | 0 | 0 | 0 | 0 | 0 | 0 | 0 | 0 | 0 | 0 | 0 | 0 | 0 | 0 | 0 | 0 | 0 | 0 | 0 | 0 | 0 | 0 | 0 | 0 | 0 | 0
F3_Industrial_Instruments_Existing_Process_Natural Gas_Process Cooling_E5 | F3 | Industrial | Instruments | Existing | Process | Natural Gas | Process Cooling | E5 | PACT BC Ratio | 0 | 0 | 0 | 0 | 0 | 0 | 0 | 0 | 0 | 0 | 0 | 0 | 0 | 0 | 0 | 0 | 0 | 0 | 0 | 0 | 0 | 0 | 0 | 0 | 0 | 0 | 0 | 0 | 0 | 0
F3_Industrial_Instruments_Existing_Process_Natural Gas_Process Cooling_E6 | F3 | Industrial | Instruments | Existing | Process | Natural Gas | Process Cooling | E6 | PACT BC Ratio | 0 | 0 | 0 | 0 | 0 | 0 | 0 | 0 | 0 | 0 | 0 | 0 | 0 | 0 | 0 | 0 | 0 | 0 | 0 | 0 | 0 | 0 | 0 | 0 | 0 | 0 | 0 | 0 | 0 | 0
F3_Industrial_Instruments_Existing_Process_Natural Gas_Process Cooling_E7 | F3 | Industrial | Instruments | Existing | Process | Natural Gas | Process Cooling | E7 | PACT BC Ratio | 0 | 0 | 0 | 0 | 0 | 0 | 0 | 0 | 0 | 0 | 0 | 0 | 0 | 0 | 0 | 0 | 0 | 0 | 0 | 0 | 0 | 0 | 0 | 0 | 0 | 0 | 0 | 0 | 0 | 0
F3_Industrial_Instruments_Existing_Process_Natural Gas_Process Cooling_E8 | F3 | Industrial | Instruments | Existing | Process | Natural Gas | Process Cooling | E8 | PACT BC Ratio | 0 | 0 | 0 | 0 | 0 | 0 | 0 | 0 | 0 | 0 | 0 | 0 | 0 | 0 | 0 | 0 | 0 | 0 | 0 | 0 | 0 | 0 | 0 | 0 | 0 | 0 | 0 | 0 | 0 | 0
F3_Industrial_Instruments_Existing_Process_Natural Gas_Process Cooling_E9 | F3 | Industrial | Instruments | Existing | Process | Natural Gas | Process Cooling | E9 | PACT BC Ratio | 0 | 0 | 0 | 0 | 0 | 0 | 0 | 0 | 0 | 0 | 0 | 0 | 0 | 0 | 0 | 0 | 0 | 0 | 0 | 0 | 0 | 0 | 0 | 0 | 0 | 0 | 0 | 0 | 0 | 0
F3_Industrial_Instruments_Existing_Process_Natural Gas_Process Cooling_E10 | F3 | Industrial | Instruments | Existing | Process | Natural Gas | Process Cooling | E10 | PACT BC Ratio | 0 | 0 | 0 | 0 | 0 | 0 | 0 | 0 | 0 | 0 | 0 | 0 | 0 | 0 | 0 | 0 | 0 | 0 | 0 | 0 | 0 | 0 | 0 | 0 | 0 | 0 | 0 | 0 | 0 | 0
F4_Industrial_Instruments_Existing_Process_Natural Gas_Process Cooling_E1 | F4 | Industrial | Instruments | Existing | Process | Natural Gas | Process Cooling | E1 | PCT BC Ratio | 0.9 | 0.9 | 0.9 | 0.9 | 0.9 | 0.9 | 0.9 | 0.9 | 0.9 | 0.9 | 0.9 | 0.9 | 0.9 | 0.9 | 0.9 | 0.9 | 0.9 | 0.9 | 0.9 | 0.9 | 0.9 | 0.9 | 0 | 0 | 0 | 0 | 0 | 0 | 0 | 0
F4_Industrial_Instruments_Existing_Process_Natural Gas_Process Cooling_E2 | F4 | Industrial | Instruments | Existing | Process | Natural Gas | Process Cooling | E2 | PCT BC Ratio | 0 | 0 | 0 | 0 | 0 | 0 | 0 | 0 | 0 | 0 | 0 | 0 | 0 | 0 | 0 | 0 | 0 | 0 | 0 | 0 | 0 | 0 | 0 | 0 | 0 | 0 | 0 | 0 | 0 | 0
F4_Industrial_Instruments_Existing_Process_Natural Gas_Process Cooling_E3 | F4 | Industrial | Instruments | Existing | Process | Natural Gas | Process Cooling | E3 | PCT BC Ratio | 0 | 0 | 0 | 0 | 0 | 0 | 0 | 0 | 0 | 0 | 0 | 0 | 0 | 0 | 0 | 0 | 0 | 0 | 0 | 0 | 0 | 0 | 0 | 0 | 0 | 0 | 0 | 0 | 0 | 0
F4_Industrial_Instruments_Existing_Process_Natural Gas_Process Cooling_E4 | F4 | Industrial | Instruments | Existing | Process | Natural Gas | Process Cooling | E4 | PCT BC Ratio | 0 | 0 | 0 | 0 | 0 | 0 | 0 | 0 | 0 | 0 | 0 | 0 | 0 | 0 | 0 | 0 | 0 | 0 | 0 | 0 | 0 | 0 | 0 | 0 | 0 | 0 | 0 | 0 | 0 | 0
F4_Industrial_Instruments_Existing_Process_Natural Gas_Process Cooling_E5 | F4 | Industrial | Instruments | Existing | Process | Natural Gas | Process Cooling | E5 | PCT BC Ratio | 0 | 0 | 0 | 0 | 0 | 0 | 0 | 0 | 0 | 0 | 0 | 0 | 0 | 0 | 0 | 0 | 0 | 0 | 0 | 0 | 0 | 0 | 0 | 0 | 0 | 0 | 0 | 0 | 0 | 0
F4_Industrial_Instruments_Existing_Process_Natural Gas_Process Cooling_E6 | F4 | Industrial | Instruments | Existing | Process | Natural Gas | Process Cooling | E6 | PCT BC Ratio | 0 | 0 | 0 | 0 | 0 | 0 | 0 | 0 | 0 | 0 | 0 | 0 | 0 | 0 | 0 | 0 | 0 | 0 | 0 | 0 | 0 | 0 | 0 | 0 | 0 | 0 | 0 | 0 | 0 | 0
F4_Industrial_Instruments_Existing_Process_Natural Gas_Process Cooling_E7 | F4 | Industrial | Instruments | Existing | Process | Natural Gas | Process Cooling | E7 | PCT BC Ratio | 0 | 0 | 0 | 0 | 0 | 0 | 0 | 0 | 0 | 0 | 0 | 0 | 0 | 0 | 0 | 0 | 0 | 0 | 0 | 0 | 0 | 0 | 0 | 0 | 0 | 0 | 0 | 0 | 0 | 0
F4_Industrial_Instruments_Existing_Process_Natural Gas_Process Cooling_E8 | F4 | Industrial | Instruments | Existing | Process | Natural Gas | Process Cooling | E8 | PCT BC Ratio | 0 | 0 | 0 | 0 | 0 | 0 | 0 | 0 | 0 | 0 | 0 | 0 | 0 | 0 | 0 | 0 | 0 | 0 | 0 | 0 | 0 | 0 | 0 | 0 | 0 | 0 | 0 | 0 | 0 | 0
F4_Industrial_Instruments_Existing_Process_Natural Gas_Process Cooling_E9 | F4 | Industrial | Instruments | Existing | Process | Natural Gas | Process Cooling | E9 | PCT BC Ratio | 0 | 0 | 0 | 0 | 0 | 0 | 0 | 0 | 0 | 0 | 0 | 0 | 0 | 0 | 0 | 0 | 0 | 0 | 0 | 0 | 0 | 0 | 0 | 0 | 0 | 0 | 0 | 0 | 0 | 0
F4_Industrial_Instruments_Existing_Process_Natural Gas_Process Cooling_E10 | F4 | Industrial | Instruments | Existing | Process | Natural Gas | Process Cooling | E10 | PCT BC Ratio | 0 | 0 | 0 | 0 | 0 | 0 | 0 | 0 | 0 | 0 | 0 | 0 | 0 | 0 | 0 | 0 | 0 | 0 | 0 | 0 | 0 | 0 | 0 | 0 | 0 | 0 | 0 | 0 | 0 | 0
F5_Industrial_Instruments_Existing_Process_Natural Gas_Process Cooling_E1 | F5 | Industrial | Instruments | Existing | Process | Natural Gas | Process Cooling | E1 | RIM BC Ratio | 0.9 | 0.9 | 0.9 | 0.9 | 0.9 | 0.9 | 0.9 | 0.9 | 0.9 | 0.9 | 0.9 | 0.9 | 0.9 | 0.9 | 0.9 | 0.9 | 0.9 | 0.9 | 0.9 | 0.9 | 0.9 | 0.9 | 0 | 0 | 0 | 0 | 0 | 0 | 0 | 0
F5_Industrial_Instruments_Existing_Process_Natural Gas_Process Cooling_E2 | F5 | Industrial | Instruments | Existing | Process | Natural Gas | Process Cooling | E2 | RIM BC Ratio | 0 | 0 | 0 | 0 | 0 | 0 | 0 | 0 | 0 | 0 | 0 | 0 | 0 | 0 | 0 | 0 | 0 | 0 | 0 | 0 | 0 | 0 | 0 | 0 | 0 | 0 | 0 | 0 | 0 | 0
F5_Industrial_Instruments_Existing_Process_Natural Gas_Process Cooling_E3 | F5 | Industrial | Instruments | Existing | Process | Natural Gas | Process Cooling | E3 | RIM BC Ratio | 0 | 0 | 0 | 0 | 0 | 0 | 0 | 0 | 0 | 0 | 0 | 0 | 0 | 0 | 0 | 0 | 0 | 0 | 0 | 0 | 0 | 0 | 0 | 0 | 0 | 0 | 0 | 0 | 0 | 0
F5_Industrial_Instruments_Existing_Process_Natural Gas_Process Cooling_E4 | F5 | Industrial | Instruments | Existing | Process | Natural Gas | Process Cooling | E4 | RIM BC Ratio | 0 | 0 | 0 | 0 | 0 | 0 | 0 | 0 | 0 | 0 | 0 | 0 | 0 | 0 | 0 | 0 | 0 | 0 | 0 | 0 | 0 | 0 | 0 | 0 | 0 | 0 | 0 | 0 | 0 | 0
F5_Industrial_Instruments_Existing_Process_Natural Gas_Process Cooling_E5 | F5 | Industrial | Instruments | Existing | Process | Natural Gas | Process Cooling | E5 | RIM BC Ratio | 0 | 0 | 0 | 0 | 0 | 0 | 0 | 0 | 0 | 0 | 0 | 0 | 0 | 0 | 0 | 0 | 0 | 0 | 0 | 0 | 0 | 0 | 0 | 0 | 0 | 0 | 0 | 0 | 0 | 0
F5_Industrial_Instruments_Existing_Process_Natural Gas_Process Cooling_E6 | F5 | Industrial | Instruments | Existing | Process | Natural Gas | Process Cooling | E6 | RIM BC Ratio | 0 | 0 | 0 | 0 | 0 | 0 | 0 | 0 | 0 | 0 | 0 | 0 | 0 | 0 | 0 | 0 | 0 | 0 | 0 | 0 | 0 | 0 | 0 | 0 | 0 | 0 | 0 | 0 | 0 | 0
F5_Industrial_Instruments_Existing_Process_Natural Gas_Process Cooling_E7 | F5 | Industrial | Instruments | Existing | Process | Natural Gas | Process Cooling | E7 | RIM BC Ratio | 0 | 0 | 0 | 0 | 0 | 0 | 0 | 0 | 0 | 0 | 0 | 0 | 0 | 0 | 0 | 0 | 0 | 0 | 0 | 0 | 0 | 0 | 0 | 0 | 0 | 0 | 0 | 0 | 0 | 0
F5_Industrial_Instruments_Existing_Process_Natural Gas_Process Cooling_E8 | F5 | Industrial | Instruments | Existing | Process | Natural Gas | Process Cooling | E8 | RIM BC Ratio | 0 | 0 | 0 | 0 | 0 | 0 | 0 | 0 | 0 | 0 | 0 | 0 | 0 | 0 | 0 | 0 | 0 | 0 | 0 | 0 | 0 | 0 | 0 | 0 | 0 | 0 | 0 | 0 | 0 | 0
F5_Industrial_Instruments_Existing_Process_Natural Gas_Process Cooling_E9 | F5 | Industrial | Instruments | Existing | Process | Natural Gas | Process Cooling | E9 | RIM BC Ratio | 0 | 0 | 0 | 0 | 0 | 0 | 0 | 0 | 0 | 0 | 0 | 0 | 0 | 0 | 0 | 0 | 0 | 0 | 0 | 0 | 0 | 0 | 0 | 0 | 0 | 0 | 0 | 0 | 0 | 0
F5_Industrial_Instruments_Existing_Process_Natural Gas_Process Cooling_E10 | F5 | Industrial | Instruments | Existing | Process | Natural Gas | Process Cooling | E10 | RIM BC Ratio | 0 | 0 | 0 | 0 | 0 | 0 | 0 | 0 | 0 | 0 | 0 | 0 | 0 | 0 | 0 | 0 | 0 | 0 | 0 | 0 | 0 | 0 | 0 | 0 | 0 | 0 | 0 | 0 | 0 | 0
F0_Industrial_Instruments_Existing_Process_Natural Gas_Other Process_E0 | F0 | Industrial | Instruments | Existing | Process | Natural Gas | Other Process | E0 | Economic Unit | Standard | Standard | Standard | Standard | Standard | Standard | Standard | Standard | Standard | Standard | Standard | Standard | Standard | Standard | Standard | Standard | Standard | Standard | Standard | Standard | Standard | Standard | 0 | 0 | 0 | 0 | 0 | 0 | 0 | 0
F1_Industrial_Instruments_Existing_Process_Natural Gas_Other Process_E1 | F1 | Industrial | Instruments | Existing | Process | Natural Gas | Other Process | E1 | CCE | 0 | 0 | 0 | 0 | 0 | 0 | 0 | 0 | 0 | 0 | 0 | 0 | 0 | 0 | 0 | 0 | 0 | 0 | 0 | 0 | 0 | 0 | 0 | 0 | 0 | 0 | 0 | 0 | 0 | 0
F1_Industrial_Instruments_Existing_Process_Natural Gas_Other Process_E2 | F1 | Industrial | Instruments | Existing | Process | Natural Gas | Other Process | E2 | CCE | 0 | 0 | 0 | 0 | 0 | 0 | 0 | 0 | 0 | 0 | 0 | 0 | 0 | 0 | 0 | 0 | 0 | 0 | 0 | 0 | 0 | 0 | 0 | 0 | 0 | 0 | 0 | 0 | 0 | 0
F1_Industrial_Instruments_Existing_Process_Natural Gas_Other Process_E3 | F1 | Industrial | Instruments | Existing | Process | Natural Gas | Other Process | E3 | CCE | 0 | 0 | 0 | 0 | 0 | 0 | 0 | 0 | 0 | 0 | 0 | 0 | 0 | 0 | 0 | 0 | 0 | 0 | 0 | 0 | 0 | 0 | 0 | 0 | 0 | 0 | 0 | 0 | 0 | 0
F1_Industrial_Instruments_Existing_Process_Natural Gas_Other Process_E4 | F1 | Industrial | Instruments | Existing | Process | Natural Gas | Other Process | E4 | CCE | 0 | 0 | 0 | 0 | 0 | 0 | 0 | 0 | 0 | 0 | 0 | 0 | 0 | 0 | 0 | 0 | 0 | 0 | 0 | 0 | 0 | 0 | 0 | 0 | 0 | 0 | 0 | 0 | 0 | 0
F1_Industrial_Instruments_Existing_Process_Natural Gas_Other Process_E5 | F1 | Industrial | Instruments | Existing | Process | Natural Gas | Other Process | E5 | CCE | 0 | 0 | 0 | 0 | 0 | 0 | 0 | 0 | 0 | 0 | 0 | 0 | 0 | 0 | 0 | 0 | 0 | 0 | 0 | 0 | 0 | 0 | 0 | 0 | 0 | 0 | 0 | 0 | 0 | 0
F1_Industrial_Instruments_Existing_Process_Natural Gas_Other Process_E6 | F1 | Industrial | Instruments | Existing | Process | Natural Gas | Other Process | E6 | CCE | 0 | 0 | 0 | 0 | 0 | 0 | 0 | 0 | 0 | 0 | 0 | 0 | 0 | 0 | 0 | 0 | 0 | 0 | 0 | 0 | 0 | 0 | 0 | 0 | 0 | 0 | 0 | 0 | 0 | 0
F1_Industrial_Instruments_Existing_Process_Natural Gas_Other Process_E7 | F1 | Industrial | Instruments | Existing | Process | Natural Gas | Other Process | E7 | CCE | 0 | 0 | 0 | 0 | 0 | 0 | 0 | 0 | 0 | 0 | 0 | 0 | 0 | 0 | 0 | 0 | 0 | 0 | 0 | 0 | 0 | 0 | 0 | 0 | 0 | 0 | 0 | 0 | 0 | 0
F1_Industrial_Instruments_Existing_Process_Natural Gas_Other Process_E8 | F1 | Industrial | Instruments | Existing | Process | Natural Gas | Other Process | E8 | CCE | 0 | 0 | 0 | 0 | 0 | 0 | 0 | 0 | 0 | 0 | 0 | 0 | 0 | 0 | 0 | 0 | 0 | 0 | 0 | 0 | 0 | 0 | 0 | 0 | 0 | 0 | 0 | 0 | 0 | 0
F1_Industrial_Instruments_Existing_Process_Natural Gas_Other Process_E9 | F1 | Industrial | Instruments | Existing | Process | Natural Gas | Other Process | E9 | CCE | 0 | 0 | 0 | 0 | 0 | 0 | 0 | 0 | 0 | 0 | 0 | 0 | 0 | 0 | 0 | 0 | 0 | 0 | 0 | 0 | 0 | 0 | 0 | 0 | 0 | 0 | 0 | 0 | 0 | 0
F1_Industrial_Instruments_Existing_Process_Natural Gas_Other Process_E10 | F1 | Industrial | Instruments | Existing | Process | Natural Gas | Other Process | E10 | CCE | 0 | 0 | 0 | 0 | 0 | 0 | 0 | 0 | 0 | 0 | 0 | 0 | 0 | 0 | 0 | 0 | 0 | 0 | 0 | 0 | 0 | 0 | 0 | 0 | 0 | 0 | 0 | 0 | 0 | 0
F2_Industrial_Instruments_Existing_Process_Natural Gas_Other Process_E1 | F2 | Industrial | Instruments | Existing | Process | Natural Gas | Other Process | E1 | TRC BC Ratio | 0.9 | 0.9 | 0.9 | 0.9 | 0.9 | 0.9 | 0.9 | 0.9 | 0.9 | 0.9 | 0.9 | 0.9 | 0.9 | 0.9 | 0.9 | 0.9 | 0.9 | 0.9 | 0.9 | 0.9 | 0.9 | 0.9 | 0 | 0 | 0 | 0 | 0 | 0 | 0 | 0
F2_Industrial_Instruments_Existing_Process_Natural Gas_Other Process_E2 | F2 | Industrial | Instruments | Existing | Process | Natural Gas | Other Process | E2 | TRC BC Ratio | 0 | 0 | 0 | 0 | 0 | 0 | 0 | 0 | 0 | 0 | 0 | 0 | 0 | 0 | 0 | 0 | 0 | 0 | 0 | 0 | 0 | 0 | 0 | 0 | 0 | 0 | 0 | 0 | 0 | 0
F2_Industrial_Instruments_Existing_Process_Natural Gas_Other Process_E3 | F2 | Industrial | Instruments | Existing | Process | Natural Gas | Other Process | E3 | TRC BC Ratio | 0 | 0 | 0 | 0 | 0 | 0 | 0 | 0 | 0 | 0 | 0 | 0 | 0 | 0 | 0 | 0 | 0 | 0 | 0 | 0 | 0 | 0 | 0 | 0 | 0 | 0 | 0 | 0 | 0 | 0
F2_Industrial_Instruments_Existing_Process_Natural Gas_Other Process_E4 | F2 | Industrial | Instruments | Existing | Process | Natural Gas | Other Process | E4 | TRC BC Ratio | 0 | 0 | 0 | 0 | 0 | 0 | 0 | 0 | 0 | 0 | 0 | 0 | 0 | 0 | 0 | 0 | 0 | 0 | 0 | 0 | 0 | 0 | 0 | 0 | 0 | 0 | 0 | 0 | 0 | 0
F2_Industrial_Instruments_Existing_Process_Natural Gas_Other Process_E5 | F2 | Industrial | Instruments | Existing | Process | Natural Gas | Other Process | E5 | TRC BC Ratio | 0 | 0 | 0 | 0 | 0 | 0 | 0 | 0 | 0 | 0 | 0 | 0 | 0 | 0 | 0 | 0 | 0 | 0 | 0 | 0 | 0 | 0 | 0 | 0 | 0 | 0 | 0 | 0 | 0 | 0
F2_Industrial_Instruments_Existing_Process_Natural Gas_Other Process_E6 | F2 | Industrial | Instruments | Existing | Process | Natural Gas | Other Process | E6 | TRC BC Ratio | 0 | 0 | 0 | 0 | 0 | 0 | 0 | 0 | 0 | 0 | 0 | 0 | 0 | 0 | 0 | 0 | 0 | 0 | 0 | 0 | 0 | 0 | 0 | 0 | 0 | 0 | 0 | 0 | 0 | 0
F2_Industrial_Instruments_Existing_Process_Natural Gas_Other Process_E7 | F2 | Industrial | Instruments | Existing | Process | Natural Gas | Other Process | E7 | TRC BC Ratio | 0 | 0 | 0 | 0 | 0 | 0 | 0 | 0 | 0 | 0 | 0 | 0 | 0 | 0 | 0 | 0 | 0 | 0 | 0 | 0 | 0 | 0 | 0 | 0 | 0 | 0 | 0 | 0 | 0 | 0
F2_Industrial_Instruments_Existing_Process_Natural Gas_Other Process_E8 | F2 | Industrial | Instruments | Existing | Process | Natural Gas | Other Process | E8 | TRC BC Ratio | 0 | 0 | 0 | 0 | 0 | 0 | 0 | 0 | 0 | 0 | 0 | 0 | 0 | 0 | 0 | 0 | 0 | 0 | 0 | 0 | 0 | 0 | 0 | 0 | 0 | 0 | 0 | 0 | 0 | 0
F2_Industrial_Instruments_Existing_Process_Natural Gas_Other Process_E9 | F2 | Industrial | Instruments | Existing | Process | Natural Gas | Other Process | E9 | TRC BC Ratio | 0 | 0 | 0 | 0 | 0 | 0 | 0 | 0 | 0 | 0 | 0 | 0 | 0 | 0 | 0 | 0 | 0 | 0 | 0 | 0 | 0 | 0 | 0 | 0 | 0 | 0 | 0 | 0 | 0 | 0
F2_Industrial_Instruments_Existing_Process_Natural Gas_Other Process_E10 | F2 | Industrial | Instruments | Existing | Process | Natural Gas | Other Process | E10 | TRC BC Ratio | 0 | 0 | 0 | 0 | 0 | 0 | 0 | 0 | 0 | 0 | 0 | 0 | 0 | 0 | 0 | 0 | 0 | 0 | 0 | 0 | 0 | 0 | 0 | 0 | 0 | 0 | 0 | 0 | 0 | 0
F3_Industrial_Instruments_Existing_Process_Natural Gas_Other Process_E1 | F3 | Industrial | Instruments | Existing | Process | Natural Gas | Other Process | E1 | PACT BC Ratio | 0.9 | 0.9 | 0.9 | 0.9 | 0.9 | 0.9 | 0.9 | 0.9 | 0.9 | 0.9 | 0.9 | 0.9 | 0.9 | 0.9 | 0.9 | 0.9 | 0.9 | 0.9 | 0.9 | 0.9 | 0.9 | 0.9 | 0 | 0 | 0 | 0 | 0 | 0 | 0 | 0
F3_Industrial_Instruments_Existing_Process_Natural Gas_Other Process_E2 | F3 | Industrial | Instruments | Existing | Process | Natural Gas | Other Process | E2 | PACT BC Ratio | 0 | 0 | 0 | 0 | 0 | 0 | 0 | 0 | 0 | 0 | 0 | 0 | 0 | 0 | 0 | 0 | 0 | 0 | 0 | 0 | 0 | 0 | 0 | 0 | 0 | 0 | 0 | 0 | 0 | 0
F3_Industrial_Instruments_Existing_Process_Natural Gas_Other Process_E3 | F3 | Industrial | Instruments | Existing | Process | Natural Gas | Other Process | E3 | PACT BC Ratio | 0 | 0 | 0 | 0 | 0 | 0 | 0 | 0 | 0 | 0 | 0 | 0 | 0 | 0 | 0 | 0 | 0 | 0 | 0 | 0 | 0 | 0 | 0 | 0 | 0 | 0 | 0 | 0 | 0 | 0
F3_Industrial_Instruments_Existing_Process_Natural Gas_Other Process_E4 | F3 | Industrial | Instruments | Existing | Process | Natural Gas | Other Process | E4 | PACT BC Ratio | 0 | 0 | 0 | 0 | 0 | 0 | 0 | 0 | 0 | 0 | 0 | 0 | 0 | 0 | 0 | 0 | 0 | 0 | 0 | 0 | 0 | 0 | 0 | 0 | 0 | 0 | 0 | 0 | 0 | 0
F3_Industrial_Instruments_Existing_Process_Natural Gas_Other Process_E5 | F3 | Industrial | Instruments | Existing | Process | Natural Gas | Other Process | E5 | PACT BC Ratio | 0 | 0 | 0 | 0 | 0 | 0 | 0 | 0 | 0 | 0 | 0 | 0 | 0 | 0 | 0 | 0 | 0 | 0 | 0 | 0 | 0 | 0 | 0 | 0 | 0 | 0 | 0 | 0 | 0 | 0
F3_Industrial_Instruments_Existing_Process_Natural Gas_Other Process_E6 | F3 | Industrial | Instruments | Existing | Process | Natural Gas | Other Process | E6 | PACT BC Ratio | 0 | 0 | 0 | 0 | 0 | 0 | 0 | 0 | 0 | 0 | 0 | 0 | 0 | 0 | 0 | 0 | 0 | 0 | 0 | 0 | 0 | 0 | 0 | 0 | 0 | 0 | 0 | 0 | 0 | 0
F3_Industrial_Instruments_Existing_Process_Natural Gas_Other Process_E7 | F3 | Industrial | Instruments | Existing | Process | Natural Gas | Other Process | E7 | PACT BC Ratio | 0 | 0 | 0 | 0 | 0 | 0 | 0 | 0 | 0 | 0 | 0 | 0 | 0 | 0 | 0 | 0 | 0 | 0 | 0 | 0 | 0 | 0 | 0 | 0 | 0 | 0 | 0 | 0 | 0 | 0
F3_Industrial_Instruments_Existing_Process_Natural Gas_Other Process_E8 | F3 | Industrial | Instruments | Existing | Process | Natural Gas | Other Process | E8 | PACT BC Ratio | 0 | 0 | 0 | 0 | 0 | 0 | 0 | 0 | 0 | 0 | 0 | 0 | 0 | 0 | 0 | 0 | 0 | 0 | 0 | 0 | 0 | 0 | 0 | 0 | 0 | 0 | 0 | 0 | 0 | 0
F3_Industrial_Instruments_Existing_Process_Natural Gas_Other Process_E9 | F3 | Industrial | Instruments | Existing | Process | Natural Gas | Other Process | E9 | PACT BC Ratio | 0 | 0 | 0 | 0 | 0 | 0 | 0 | 0 | 0 | 0 | 0 | 0 | 0 | 0 | 0 | 0 | 0 | 0 | 0 | 0 | 0 | 0 | 0 | 0 | 0 | 0 | 0 | 0 | 0 | 0
F3_Industrial_Instruments_Existing_Process_Natural Gas_Other Process_E10 | F3 | Industrial | Instruments | Existing | Process | Natural Gas | Other Process | E10 | PACT BC Ratio | 0 | 0 | 0 | 0 | 0 | 0 | 0 | 0 | 0 | 0 | 0 | 0 | 0 | 0 | 0 | 0 | 0 | 0 | 0 | 0 | 0 | 0 | 0 | 0 | 0 | 0 | 0 | 0 | 0 | 0
F4_Industrial_Instruments_Existing_Process_Natural Gas_Other Process_E1 | F4 | Industrial | Instruments | Existing | Process | Natural Gas | Other Process | E1 | PCT BC Ratio | 0.9 | 0.9 | 0.9 | 0.9 | 0.9 | 0.9 | 0.9 | 0.9 | 0.9 | 0.9 | 0.9 | 0.9 | 0.9 | 0.9 | 0.9 | 0.9 | 0.9 | 0.9 | 0.9 | 0.9 | 0.9 | 0.9 | 0 | 0 | 0 | 0 | 0 | 0 | 0 | 0
F4_Industrial_Instruments_Existing_Process_Natural Gas_Other Process_E2 | F4 | Industrial | Instruments | Existing | Process | Natural Gas | Other Process | E2 | PCT BC Ratio | 0 | 0 | 0 | 0 | 0 | 0 | 0 | 0 | 0 | 0 | 0 | 0 | 0 | 0 | 0 | 0 | 0 | 0 | 0 | 0 | 0 | 0 | 0 | 0 | 0 | 0 | 0 | 0 | 0 | 0
F4_Industrial_Instruments_Existing_Process_Natural Gas_Other Process_E3 | F4 | Industrial | Instruments | Existing | Process | Natural Gas | Other Process | E3 | PCT BC Ratio | 0 | 0 | 0 | 0 | 0 | 0 | 0 | 0 | 0 | 0 | 0 | 0 | 0 | 0 | 0 | 0 | 0 | 0 | 0 | 0 | 0 | 0 | 0 | 0 | 0 | 0 | 0 | 0 | 0 | 0
F4_Industrial_Instruments_Existing_Process_Natural Gas_Other Process_E4 | F4 | Industrial | Instruments | Existing | Process | Natural Gas | Other Process | E4 | PCT BC Ratio | 0 | 0 | 0 | 0 | 0 | 0 | 0 | 0 | 0 | 0 | 0 | 0 | 0 | 0 | 0 | 0 | 0 | 0 | 0 | 0 | 0 | 0 | 0 | 0 | 0 | 0 | 0 | 0 | 0 | 0
F4_Industrial_Instruments_Existing_Process_Natural Gas_Other Process_E5 | F4 | Industrial | Instruments | Existing | Process | Natural Gas | Other Process | E5 | PCT BC Ratio | 0 | 0 | 0 | 0 | 0 | 0 | 0 | 0 | 0 | 0 | 0 | 0 | 0 | 0 | 0 | 0 | 0 | 0 | 0 | 0 | 0 | 0 | 0 | 0 | 0 | 0 | 0 | 0 | 0 | 0
F4_Industrial_Instruments_Existing_Process_Natural Gas_Other Process_E6 | F4 | Industrial | Instruments | Existing | Process | Natural Gas | Other Process | E6 | PCT BC Ratio | 0 | 0 | 0 | 0 | 0 | 0 | 0 | 0 | 0 | 0 | 0 | 0 | 0 | 0 | 0 | 0 | 0 | 0 | 0 | 0 | 0 | 0 | 0 | 0 | 0 | 0 | 0 | 0 | 0 | 0
F4_Industrial_Instruments_Existing_Process_Natural Gas_Other Process_E7 | F4 | Industrial | Instruments | Existing | Process | Natural Gas | Other Process | E7 | PCT BC Ratio | 0 | 0 | 0 | 0 | 0 | 0 | 0 | 0 | 0 | 0 | 0 | 0 | 0 | 0 | 0 | 0 | 0 | 0 | 0 | 0 | 0 | 0 | 0 | 0 | 0 | 0 | 0 | 0 | 0 | 0
F4_Industrial_Instruments_Existing_Process_Natural Gas_Other Process_E8 | F4 | Industrial | Instruments | Existing | Process | Natural Gas | Other Process | E8 | PCT BC Ratio | 0 | 0 | 0 | 0 | 0 | 0 | 0 | 0 | 0 | 0 | 0 | 0 | 0 | 0 | 0 | 0 | 0 | 0 | 0 | 0 | 0 | 0 | 0 | 0 | 0 | 0 | 0 | 0 | 0 | 0
F4_Industrial_Instruments_Existing_Process_Natural Gas_Other Process_E9 | F4 | Industrial | Instruments | Existing | Process | Natural Gas | Other Process | E9 | PCT BC Ratio | 0 | 0 | 0 | 0 | 0 | 0 | 0 | 0 | 0 | 0 | 0 | 0 | 0 | 0 | 0 | 0 | 0 | 0 | 0 | 0 | 0 | 0 | 0 | 0 | 0 | 0 | 0 | 0 | 0 | 0
F4_Industrial_Instruments_Existing_Process_Natural Gas_Other Process_E10 | F4 | Industrial | Instruments | Existing | Process | Natural Gas | Other Process | E10 | PCT BC Ratio | 0 | 0 | 0 | 0 | 0 | 0 | 0 | 0 | 0 | 0 | 0 | 0 | 0 | 0 | 0 | 0 | 0 | 0 | 0 | 0 | 0 | 0 | 0 | 0 | 0 | 0 | 0 | 0 | 0 | 0
F5_Industrial_Instruments_Existing_Process_Natural Gas_Other Process_E1 | F5 | Industrial | Instruments | Existing | Process | Natural Gas | Other Process | E1 | RIM BC Ratio | 0.9 | 0.9 | 0.9 | 0.9 | 0.9 | 0.9 | 0.9 | 0.9 | 0.9 | 0.9 | 0.9 | 0.9 | 0.9 | 0.9 | 0.9 | 0.9 | 0.9 | 0.9 | 0.9 | 0.9 | 0.9 | 0.9 | 0 | 0 | 0 | 0 | 0 | 0 | 0 | 0
F5_Industrial_Instruments_Existing_Process_Natural Gas_Other Process_E2 | F5 | Industrial | Instruments | Existing | Process | Natural Gas | Other Process | E2 | RIM BC Ratio | 0 | 0 | 0 | 0 | 0 | 0 | 0 | 0 | 0 | 0 | 0 | 0 | 0 | 0 | 0 | 0 | 0 | 0 | 0 | 0 | 0 | 0 | 0 | 0 | 0 | 0 | 0 | 0 | 0 | 0
F5_Industrial_Instruments_Existing_Process_Natural Gas_Other Process_E3 | F5 | Industrial | Instruments | Existing | Process | Natural Gas | Other Process | E3 | RIM BC Ratio | 0 | 0 | 0 | 0 | 0 | 0 | 0 | 0 | 0 | 0 | 0 | 0 | 0 | 0 | 0 | 0 | 0 | 0 | 0 | 0 | 0 | 0 | 0 | 0 | 0 | 0 | 0 | 0 | 0 | 0
F5_Industrial_Instruments_Existing_Process_Natural Gas_Other Process_E4 | F5 | Industrial | Instruments | Existing | Process | Natural Gas | Other Process | E4 | RIM BC Ratio | 0 | 0 | 0 | 0 | 0 | 0 | 0 | 0 | 0 | 0 | 0 | 0 | 0 | 0 | 0 | 0 | 0 | 0 | 0 | 0 | 0 | 0 | 0 | 0 | 0 | 0 | 0 | 0 | 0 | 0
F5_Industrial_Instruments_Existing_Process_Natural Gas_Other Process_E5 | F5 | Industrial | Instruments | Existing | Process | Natural Gas | Other Process | E5 | RIM BC Ratio | 0 | 0 | 0 | 0 | 0 | 0 | 0 | 0 | 0 | 0 | 0 | 0 | 0 | 0 | 0 | 0 | 0 | 0 | 0 | 0 | 0 | 0 | 0 | 0 | 0 | 0 | 0 | 0 | 0 | 0
F5_Industrial_Instruments_Existing_Process_Natural Gas_Other Process_E6 | F5 | Industrial | Instruments | Existing | Process | Natural Gas | Other Process | E6 | RIM BC Ratio | 0 | 0 | 0 | 0 | 0 | 0 | 0 | 0 | 0 | 0 | 0 | 0 | 0 | 0 | 0 | 0 | 0 | 0 | 0 | 0 | 0 | 0 | 0 | 0 | 0 | 0 | 0 | 0 | 0 | 0
F5_Industrial_Instruments_Existing_Process_Natural Gas_Other Process_E7 | F5 | Industrial | Instruments | Existing | Process | Natural Gas | Other Process | E7 | RIM BC Ratio | 0 | 0 | 0 | 0 | 0 | 0 | 0 | 0 | 0 | 0 | 0 | 0 | 0 | 0 | 0 | 0 | 0 | 0 | 0 | 0 | 0 | 0 | 0 | 0 | 0 | 0 | 0 | 0 | 0 | 0
F5_Industrial_Instruments_Existing_Process_Natural Gas_Other Process_E8 | F5 | Industrial | Instruments | Existing | Process | Natural Gas | Other Process | E8 | RIM BC Ratio | 0 | 0 | 0 | 0 | 0 | 0 | 0 | 0 | 0 | 0 | 0 | 0 | 0 | 0 | 0 | 0 | 0 | 0 | 0 | 0 | 0 | 0 | 0 | 0 | 0 | 0 | 0 | 0 | 0 | 0
F5_Industrial_Instruments_Existing_Process_Natural Gas_Other Process_E9 | F5 | Industrial | Instruments | Existing | Process | Natural Gas | Other Process | E9 | RIM BC Ratio | 0 | 0 | 0 | 0 | 0 | 0 | 0 | 0 | 0 | 0 | 0 | 0 | 0 | 0 | 0 | 0 | 0 | 0 | 0 | 0 | 0 | 0 | 0 | 0 | 0 | 0 | 0 | 0 | 0 | 0
F5_Industrial_Instruments_Existing_Process_Natural Gas_Other Process_E10 | F5 | Industrial | Instruments | Existing | Process | Natural Gas | Other Process | E10 | RIM BC Ratio | 0 | 0 | 0 | 0 | 0 | 0 | 0 | 0 | 0 | 0 | 0 | 0 | 0 | 0 | 0 | 0 | 0 | 0 | 0 | 0 | 0 | 0 | 0 | 0 | 0 | 0 | 0 | 0 | 0 | 0
F0_Industrial_Instruments_Existing_Miscellaneous_Natural Gas_Miscellaneous_E0 | F0 | Industrial | Instruments | Existing | Miscellaneous | Natural Gas | Miscellaneous | E0 | Economic Unit | Standard | Standard | Standard | Standard | Standard | Standard | Standard | Standard | Standard | Standard | Standard | Standard | Standard | Standard | Standard | Standard | Standard | Standard | Standard | Standard | Standard | Standard | 0 | 0 | 0 | 0 | 0 | 0 | 0 | 0
F1_Industrial_Instruments_Existing_Miscellaneous_Natural Gas_Miscellaneous_E1 | F1 | Industrial | Instruments | Existing | Miscellaneous | Natural Gas | Miscellaneous | E1 | CCE | 0 | 0 | 0 | 0 | 0 | 0 | 0 | 0 | 0 | 0 | 0 | 0 | 0 | 0 | 0 | 0 | 0 | 0 | 0 | 0 | 0 | 0 | 0 | 0 | 0 | 0 | 0 | 0 | 0 | 0
F1_Industrial_Instruments_Existing_Miscellaneous_Natural Gas_Miscellaneous_E2 | F1 | Industrial | Instruments | Existing | Miscellaneous | Natural Gas | Miscellaneous | E2 | CCE | 0 | 0 | 0 | 0 | 0 | 0 | 0 | 0 | 0 | 0 | 0 | 0 | 0 | 0 | 0 | 0 | 0 | 0 | 0 | 0 | 0 | 0 | 0 | 0 | 0 | 0 | 0 | 0 | 0 | 0
F1_Industrial_Instruments_Existing_Miscellaneous_Natural Gas_Miscellaneous_E3 | F1 | Industrial | Instruments | Existing | Miscellaneous | Natural Gas | Miscellaneous | E3 | CCE | 0 | 0 | 0 | 0 | 0 | 0 | 0 | 0 | 0 | 0 | 0 | 0 | 0 | 0 | 0 | 0 | 0 | 0 | 0 | 0 | 0 | 0 | 0 | 0 | 0 | 0 | 0 | 0 | 0 | 0
F1_Industrial_Instruments_Existing_Miscellaneous_Natural Gas_Miscellaneous_E4 | F1 | Industrial | Instruments | Existing | Miscellaneous | Natural Gas | Miscellaneous | E4 | CCE | 0 | 0 | 0 | 0 | 0 | 0 | 0 | 0 | 0 | 0 | 0 | 0 | 0 | 0 | 0 | 0 | 0 | 0 | 0 | 0 | 0 | 0 | 0 | 0 | 0 | 0 | 0 | 0 | 0 | 0
F1_Industrial_Instruments_Existing_Miscellaneous_Natural Gas_Miscellaneous_E5 | F1 | Industrial | Instruments | Existing | Miscellaneous | Natural Gas | Miscellaneous | E5 | CCE | 0 | 0 | 0 | 0 | 0 | 0 | 0 | 0 | 0 | 0 | 0 | 0 | 0 | 0 | 0 | 0 | 0 | 0 | 0 | 0 | 0 | 0 | 0 | 0 | 0 | 0 | 0 | 0 | 0 | 0
F1_Industrial_Instruments_Existing_Miscellaneous_Natural Gas_Miscellaneous_E6 | F1 | Industrial | Instruments | Existing | Miscellaneous | Natural Gas | Miscellaneous | E6 | CCE | 0 | 0 | 0 | 0 | 0 | 0 | 0 | 0 | 0 | 0 | 0 | 0 | 0 | 0 | 0 | 0 | 0 | 0 | 0 | 0 | 0 | 0 | 0 | 0 | 0 | 0 | 0 | 0 | 0 | 0
F1_Industrial_Instruments_Existing_Miscellaneous_Natural Gas_Miscellaneous_E7 | F1 | Industrial | Instruments | Existing | Miscellaneous | Natural Gas | Miscellaneous | E7 | CCE | 0 | 0 | 0 | 0 | 0 | 0 | 0 | 0 | 0 | 0 | 0 | 0 | 0 | 0 | 0 | 0 | 0 | 0 | 0 | 0 | 0 | 0 | 0 | 0 | 0 | 0 | 0 | 0 | 0 | 0
F1_Industrial_Instruments_Existing_Miscellaneous_Natural Gas_Miscellaneous_E8 | F1 | Industrial | Instruments | Existing | Miscellaneous | Natural Gas | Miscellaneous | E8 | CCE | 0 | 0 | 0 | 0 | 0 | 0 | 0 | 0 | 0 | 0 | 0 | 0 | 0 | 0 | 0 | 0 | 0 | 0 | 0 | 0 | 0 | 0 | 0 | 0 | 0 | 0 | 0 | 0 | 0 | 0
F1_Industrial_Instruments_Existing_Miscellaneous_Natural Gas_Miscellaneous_E9 | F1 | Industrial | Instruments | Existing | Miscellaneous | Natural Gas | Miscellaneous | E9 | CCE | 0 | 0 | 0 | 0 | 0 | 0 | 0 | 0 | 0 | 0 | 0 | 0 | 0 | 0 | 0 | 0 | 0 | 0 | 0 | 0 | 0 | 0 | 0 | 0 | 0 | 0 | 0 | 0 | 0 | 0
F1_Industrial_Instruments_Existing_Miscellaneous_Natural Gas_Miscellaneous_E10 | F1 | Industrial | Instruments | Existing | Miscellaneous | Natural Gas | Miscellaneous | E10 | CCE | 0 | 0 | 0 | 0 | 0 | 0 | 0 | 0 | 0 | 0 | 0 | 0 | 0 | 0 | 0 | 0 | 0 | 0 | 0 | 0 | 0 | 0 | 0 | 0 | 0 | 0 | 0 | 0 | 0 | 0
F2_Industrial_Instruments_Existing_Miscellaneous_Natural Gas_Miscellaneous_E1 | F2 | Industrial | Instruments | Existing | Miscellaneous | Natural Gas | Miscellaneous | E1 | TRC BC Ratio | 0.9 | 0.9 | 0.9 | 0.9 | 0.9 | 0.9 | 0.9 | 0.9 | 0.9 | 0.9 | 0.9 | 0.9 | 0.9 | 0.9 | 0.9 | 0.9 | 0.9 | 0.9 | 0.9 | 0.9 | 0.9 | 0.9 | 0 | 0 | 0 | 0 | 0 | 0 | 0 | 0
F2_Industrial_Instruments_Existing_Miscellaneous_Natural Gas_Miscellaneous_E2 | F2 | Industrial | Instruments | Existing | Miscellaneous | Natural Gas | Miscellaneous | E2 | TRC BC Ratio | 0 | 0 | 0 | 0 | 0 | 0 | 0 | 0 | 0 | 0 | 0 | 0 | 0 | 0 | 0 | 0 | 0 | 0 | 0 | 0 | 0 | 0 | 0 | 0 | 0 | 0 | 0 | 0 | 0 | 0
F2_Industrial_Instruments_Existing_Miscellaneous_Natural Gas_Miscellaneous_E3 | F2 | Industrial | Instruments | Existing | Miscellaneous | Natural Gas | Miscellaneous | E3 | TRC BC Ratio | 0 | 0 | 0 | 0 | 0 | 0 | 0 | 0 | 0 | 0 | 0 | 0 | 0 | 0 | 0 | 0 | 0 | 0 | 0 | 0 | 0 | 0 | 0 | 0 | 0 | 0 | 0 | 0 | 0 | 0
F2_Industrial_Instruments_Existing_Miscellaneous_Natural Gas_Miscellaneous_E4 | F2 | Industrial | Instruments | Existing | Miscellaneous | Natural Gas | Miscellaneous | E4 | TRC BC Ratio | 0 | 0 | 0 | 0 | 0 | 0 | 0 | 0 | 0 | 0 | 0 | 0 | 0 | 0 | 0 | 0 | 0 | 0 | 0 | 0 | 0 | 0 | 0 | 0 | 0 | 0 | 0 | 0 | 0 | 0
F2_Industrial_Instruments_Existing_Miscellaneous_Natural Gas_Miscellaneous_E5 | F2 | Industrial | Instruments | Existing | Miscellaneous | Natural Gas | Miscellaneous | E5 | TRC BC Ratio | 0 | 0 | 0 | 0 | 0 | 0 | 0 | 0 | 0 | 0 | 0 | 0 | 0 | 0 | 0 | 0 | 0 | 0 | 0 | 0 | 0 | 0 | 0 | 0 | 0 | 0 | 0 | 0 | 0 | 0
F2_Industrial_Instruments_Existing_Miscellaneous_Natural Gas_Miscellaneous_E6 | F2 | Industrial | Instruments | Existing | Miscellaneous | Natural Gas | Miscellaneous | E6 | TRC BC Ratio | 0 | 0 | 0 | 0 | 0 | 0 | 0 | 0 | 0 | 0 | 0 | 0 | 0 | 0 | 0 | 0 | 0 | 0 | 0 | 0 | 0 | 0 | 0 | 0 | 0 | 0 | 0 | 0 | 0 | 0
F2_Industrial_Instruments_Existing_Miscellaneous_Natural Gas_Miscellaneous_E7 | F2 | Industrial | Instruments | Existing | Miscellaneous | Natural Gas | Miscellaneous | E7 | TRC BC Ratio | 0 | 0 | 0 | 0 | 0 | 0 | 0 | 0 | 0 | 0 | 0 | 0 | 0 | 0 | 0 | 0 | 0 | 0 | 0 | 0 | 0 | 0 | 0 | 0 | 0 | 0 | 0 | 0 | 0 | 0
F2_Industrial_Instruments_Existing_Miscellaneous_Natural Gas_Miscellaneous_E8 | F2 | Industrial | Instruments | Existing | Miscellaneous | Natural Gas | Miscellaneous | E8 | TRC BC Ratio | 0 | 0 | 0 | 0 | 0 | 0 | 0 | 0 | 0 | 0 | 0 | 0 | 0 | 0 | 0 | 0 | 0 | 0 | 0 | 0 | 0 | 0 | 0 | 0 | 0 | 0 | 0 | 0 | 0 | 0
F2_Industrial_Instruments_Existing_Miscellaneous_Natural Gas_Miscellaneous_E9 | F2 | Industrial | Instruments | Existing | Miscellaneous | Natural Gas | Miscellaneous | E9 | TRC BC Ratio | 0 | 0 | 0 | 0 | 0 | 0 | 0 | 0 | 0 | 0 | 0 | 0 | 0 | 0 | 0 | 0 | 0 | 0 | 0 | 0 | 0 | 0 | 0 | 0 | 0 | 0 | 0 | 0 | 0 | 0
F2_Industrial_Instruments_Existing_Miscellaneous_Natural Gas_Miscellaneous_E10 | F2 | Industrial | Instruments | Existing | Miscellaneous | Natural Gas | Miscellaneous | E10 | TRC BC Ratio | 0 | 0 | 0 | 0 | 0 | 0 | 0 | 0 | 0 | 0 | 0 | 0 | 0 | 0 | 0 | 0 | 0 | 0 | 0 | 0 | 0 | 0 | 0 | 0 | 0 | 0 | 0 | 0 | 0 | 0
F3_Industrial_Instruments_Existing_Miscellaneous_Natural Gas_Miscellaneous_E1 | F3 | Industrial | Instruments | Existing | Miscellaneous | Natural Gas | Miscellaneous | E1 | PACT BC Ratio | 0.9 | 0.9 | 0.9 | 0.9 | 0.9 | 0.9 | 0.9 | 0.9 | 0.9 | 0.9 | 0.9 | 0.9 | 0.9 | 0.9 | 0.9 | 0.9 | 0.9 | 0.9 | 0.9 | 0.9 | 0.9 | 0.9 | 0 | 0 | 0 | 0 | 0 | 0 | 0 | 0
F3_Industrial_Instruments_Existing_Miscellaneous_Natural Gas_Miscellaneous_E2 | F3 | Industrial | Instruments | Existing | Miscellaneous | Natural Gas | Miscellaneous | E2 | PACT BC Ratio | 0 | 0 | 0 | 0 | 0 | 0 | 0 | 0 | 0 | 0 | 0 | 0 | 0 | 0 | 0 | 0 | 0 | 0 | 0 | 0 | 0 | 0 | 0 | 0 | 0 | 0 | 0 | 0 | 0 | 0
F3_Industrial_Instruments_Existing_Miscellaneous_Natural Gas_Miscellaneous_E3 | F3 | Industrial | Instruments | Existing | Miscellaneous | Natural Gas | Miscellaneous | E3 | PACT BC Ratio | 0 | 0 | 0 | 0 | 0 | 0 | 0 | 0 | 0 | 0 | 0 | 0 | 0 | 0 | 0 | 0 | 0 | 0 | 0 | 0 | 0 | 0 | 0 | 0 | 0 | 0 | 0 | 0 | 0 | 0
F3_Industrial_Instruments_Existing_Miscellaneous_Natural Gas_Miscellaneous_E4 | F3 | Industrial | Instruments | Existing | Miscellaneous | Natural Gas | Miscellaneous | E4 | PACT BC Ratio | 0 | 0 | 0 | 0 | 0 | 0 | 0 | 0 | 0 | 0 | 0 | 0 | 0 | 0 | 0 | 0 | 0 | 0 | 0 | 0 | 0 | 0 | 0 | 0 | 0 | 0 | 0 | 0 | 0 | 0
F3_Industrial_Instruments_Existing_Miscellaneous_Natural Gas_Miscellaneous_E5 | F3 | Industrial | Instruments | Existing | Miscellaneous | Natural Gas | Miscellaneous | E5 | PACT BC Ratio | 0 | 0 | 0 | 0 | 0 | 0 | 0 | 0 | 0 | 0 | 0 | 0 | 0 | 0 | 0 | 0 | 0 | 0 | 0 | 0 | 0 | 0 | 0 | 0 | 0 | 0 | 0 | 0 | 0 | 0
F3_Industrial_Instruments_Existing_Miscellaneous_Natural Gas_Miscellaneous_E6 | F3 | Industrial | Instruments | Existing | Miscellaneous | Natural Gas | Miscellaneous | E6 | PACT BC Ratio | 0 | 0 | 0 | 0 | 0 | 0 | 0 | 0 | 0 | 0 | 0 | 0 | 0 | 0 | 0 | 0 | 0 | 0 | 0 | 0 | 0 | 0 | 0 | 0 | 0 | 0 | 0 | 0 | 0 | 0
F3_Industrial_Instruments_Existing_Miscellaneous_Natural Gas_Miscellaneous_E7 | F3 | Industrial | Instruments | Existing | Miscellaneous | Natural Gas | Miscellaneous | E7 | PACT BC Ratio | 0 | 0 | 0 | 0 | 0 | 0 | 0 | 0 | 0 | 0 | 0 | 0 | 0 | 0 | 0 | 0 | 0 | 0 | 0 | 0 | 0 | 0 | 0 | 0 | 0 | 0 | 0 | 0 | 0 | 0
F3_Industrial_Instruments_Existing_Miscellaneous_Natural Gas_Miscellaneous_E8 | F3 | Industrial | Instruments | Existing | Miscellaneous | Natural Gas | Miscellaneous | E8 | PACT BC Ratio | 0 | 0 | 0 | 0 | 0 | 0 | 0 | 0 | 0 | 0 | 0 | 0 | 0 | 0 | 0 | 0 | 0 | 0 | 0 | 0 | 0 | 0 | 0 | 0 | 0 | 0 | 0 | 0 | 0 | 0
F3_Industrial_Instruments_Existing_Miscellaneous_Natural Gas_Miscellaneous_E9 | F3 | Industrial | Instruments | Existing | Miscellaneous | Natural Gas | Miscellaneous | E9 | PACT BC Ratio | 0 | 0 | 0 | 0 | 0 | 0 | 0 | 0 | 0 | 0 | 0 | 0 | 0 | 0 | 0 | 0 | 0 | 0 | 0 | 0 | 0 | 0 | 0 | 0 | 0 | 0 | 0 | 0 | 0 | 0
F3_Industrial_Instruments_Existing_Miscellaneous_Natural Gas_Miscellaneous_E10 | F3 | Industrial | Instruments | Existing | Miscellaneous | Natural Gas | Miscellaneous | E10 | PACT BC Ratio | 0 | 0 | 0 | 0 | 0 | 0 | 0 | 0 | 0 | 0 | 0 | 0 | 0 | 0 | 0 | 0 | 0 | 0 | 0 | 0 | 0 | 0 | 0 | 0 | 0 | 0 | 0 | 0 | 0 | 0
F4_Industrial_Instruments_Existing_Miscellaneous_Natural Gas_Miscellaneous_E1 | F4 | Industrial | Instruments | Existing | Miscellaneous | Natural Gas | Miscellaneous | E1 | PCT BC Ratio | 0.9 | 0.9 | 0.9 | 0.9 | 0.9 | 0.9 | 0.9 | 0.9 | 0.9 | 0.9 | 0.9 | 0.9 | 0.9 | 0.9 | 0.9 | 0.9 | 0.9 | 0.9 | 0.9 | 0.9 | 0.9 | 0.9 | 0 | 0 | 0 | 0 | 0 | 0 | 0 | 0
F4_Industrial_Instruments_Existing_Miscellaneous_Natural Gas_Miscellaneous_E2 | F4 | Industrial | Instruments | Existing | Miscellaneous | Natural Gas | Miscellaneous | E2 | PCT BC Ratio | 0 | 0 | 0 | 0 | 0 | 0 | 0 | 0 | 0 | 0 | 0 | 0 | 0 | 0 | 0 | 0 | 0 | 0 | 0 | 0 | 0 | 0 | 0 | 0 | 0 | 0 | 0 | 0 | 0 | 0
F4_Industrial_Instruments_Existing_Miscellaneous_Natural Gas_Miscellaneous_E3 | F4 | Industrial | Instruments | Existing | Miscellaneous | Natural Gas | Miscellaneous | E3 | PCT BC Ratio | 0 | 0 | 0 | 0 | 0 | 0 | 0 | 0 | 0 | 0 | 0 | 0 | 0 | 0 | 0 | 0 | 0 | 0 | 0 | 0 | 0 | 0 | 0 | 0 | 0 | 0 | 0 | 0 | 0 | 0
F4_Industrial_Instruments_Existing_Miscellaneous_Natural Gas_Miscellaneous_E4 | F4 | Industrial | Instruments | Existing | Miscellaneous | Natural Gas | Miscellaneous | E4 | PCT BC Ratio | 0 | 0 | 0 | 0 | 0 | 0 | 0 | 0 | 0 | 0 | 0 | 0 | 0 | 0 | 0 | 0 | 0 | 0 | 0 | 0 | 0 | 0 | 0 | 0 | 0 | 0 | 0 | 0 | 0 | 0
F4_Industrial_Instruments_Existing_Miscellaneous_Natural Gas_Miscellaneous_E5 | F4 | Industrial | Instruments | Existing | Miscellaneous | Natural Gas | Miscellaneous | E5 | PCT BC Ratio | 0 | 0 | 0 | 0 | 0 | 0 | 0 | 0 | 0 | 0 | 0 | 0 | 0 | 0 | 0 | 0 | 0 | 0 | 0 | 0 | 0 | 0 | 0 | 0 | 0 | 0 | 0 | 0 | 0 | 0
F4_Industrial_Instruments_Existing_Miscellaneous_Natural Gas_Miscellaneous_E6 | F4 | Industrial | Instruments | Existing | Miscellaneous | Natural Gas | Miscellaneous | E6 | PCT BC Ratio | 0 | 0 | 0 | 0 | 0 | 0 | 0 | 0 | 0 | 0 | 0 | 0 | 0 | 0 | 0 | 0 | 0 | 0 | 0 | 0 | 0 | 0 | 0 | 0 | 0 | 0 | 0 | 0 | 0 | 0
F4_Industrial_Instruments_Existing_Miscellaneous_Natural Gas_Miscellaneous_E7 | F4 | Industrial | Instruments | Existing | Miscellaneous | Natural Gas | Miscellaneous | E7 | PCT BC Ratio | 0 | 0 | 0 | 0 | 0 | 0 | 0 | 0 | 0 | 0 | 0 | 0 | 0 | 0 | 0 | 0 | 0 | 0 | 0 | 0 | 0 | 0 | 0 | 0 | 0 | 0 | 0 | 0 | 0 | 0
F4_Industrial_Instruments_Existing_Miscellaneous_Natural Gas_Miscellaneous_E8 | F4 | Industrial | Instruments | Existing | Miscellaneous | Natural Gas | Miscellaneous | E8 | PCT BC Ratio | 0 | 0 | 0 | 0 | 0 | 0 | 0 | 0 | 0 | 0 | 0 | 0 | 0 | 0 | 0 | 0 | 0 | 0 | 0 | 0 | 0 | 0 | 0 | 0 | 0 | 0 | 0 | 0 | 0 | 0
F4_Industrial_Instruments_Existing_Miscellaneous_Natural Gas_Miscellaneous_E9 | F4 | Industrial | Instruments | Existing | Miscellaneous | Natural Gas | Miscellaneous | E9 | PCT BC Ratio | 0 | 0 | 0 | 0 | 0 | 0 | 0 | 0 | 0 | 0 | 0 | 0 | 0 | 0 | 0 | 0 | 0 | 0 | 0 | 0 | 0 | 0 | 0 | 0 | 0 | 0 | 0 | 0 | 0 | 0
F4_Industrial_Instruments_Existing_Miscellaneous_Natural Gas_Miscellaneous_E10 | F4 | Industrial | Instruments | Existing | Miscellaneous | Natural Gas | Miscellaneous | E10 | PCT BC Ratio | 0 | 0 | 0 | 0 | 0 | 0 | 0 | 0 | 0 | 0 | 0 | 0 | 0 | 0 | 0 | 0 | 0 | 0 | 0 | 0 | 0 | 0 | 0 | 0 | 0 | 0 | 0 | 0 | 0 | 0
F5_Industrial_Instruments_Existing_Miscellaneous_Natural Gas_Miscellaneous_E1 | F5 | Industrial | Instruments | Existing | Miscellaneous | Natural Gas | Miscellaneous | E1 | RIM BC Ratio | 0.9 | 0.9 | 0.9 | 0.9 | 0.9 | 0.9 | 0.9 | 0.9 | 0.9 | 0.9 | 0.9 | 0.9 | 0.9 | 0.9 | 0.9 | 0.9 | 0.9 | 0.9 | 0.9 | 0.9 | 0.9 | 0.9 | 0 | 0 | 0 | 0 | 0 | 0 | 0 | 0
F5_Industrial_Instruments_Existing_Miscellaneous_Natural Gas_Miscellaneous_E2 | F5 | Industrial | Instruments | Existing | Miscellaneous | Natural Gas | Miscellaneous | E2 | RIM BC Ratio | 0 | 0 | 0 | 0 | 0 | 0 | 0 | 0 | 0 | 0 | 0 | 0 | 0 | 0 | 0 | 0 | 0 | 0 | 0 | 0 | 0 | 0 | 0 | 0 | 0 | 0 | 0 | 0 | 0 | 0
F5_Industrial_Instruments_Existing_Miscellaneous_Natural Gas_Miscellaneous_E3 | F5 | Industrial | Instruments | Existing | Miscellaneous | Natural Gas | Miscellaneous | E3 | RIM BC Ratio | 0 | 0 | 0 | 0 | 0 | 0 | 0 | 0 | 0 | 0 | 0 | 0 | 0 | 0 | 0 | 0 | 0 | 0 | 0 | 0 | 0 | 0 | 0 | 0 | 0 | 0 | 0 | 0 | 0 | 0
F5_Industrial_Instruments_Existing_Miscellaneous_Natural Gas_Miscellaneous_E4 | F5 | Industrial | Instruments | Existing | Miscellaneous | Natural Gas | Miscellaneous | E4 | RIM BC Ratio | 0 | 0 | 0 | 0 | 0 | 0 | 0 | 0 | 0 | 0 | 0 | 0 | 0 | 0 | 0 | 0 | 0 | 0 | 0 | 0 | 0 | 0 | 0 | 0 | 0 | 0 | 0 | 0 | 0 | 0
F5_Industrial_Instruments_Existing_Miscellaneous_Natural Gas_Miscellaneous_E5 | F5 | Industrial | Instruments | Existing | Miscellaneous | Natural Gas | Miscellaneous | E5 | RIM BC Ratio | 0 | 0 | 0 | 0 | 0 | 0 | 0 | 0 | 0 | 0 | 0 | 0 | 0 | 0 | 0 | 0 | 0 | 0 | 0 | 0 | 0 | 0 | 0 | 0 | 0 | 0 | 0 | 0 | 0 | 0
F5_Industrial_Instruments_Existing_Miscellaneous_Natural Gas_Miscellaneous_E6 | F5 | Industrial | Instruments | Existing | Miscellaneous | Natural Gas | Miscellaneous | E6 | RIM BC Ratio | 0 | 0 | 0 | 0 | 0 | 0 | 0 | 0 | 0 | 0 | 0 | 0 | 0 | 0 | 0 | 0 | 0 | 0 | 0 | 0 | 0 | 0 | 0 | 0 | 0 | 0 | 0 | 0 | 0 | 0
F5_Industrial_Instruments_Existing_Miscellaneous_Natural Gas_Miscellaneous_E7 | F5 | Industrial | Instruments | Existing | Miscellaneous | Natural Gas | Miscellaneous | E7 | RIM BC Ratio | 0 | 0 | 0 | 0 | 0 | 0 | 0 | 0 | 0 | 0 | 0 | 0 | 0 | 0 | 0 | 0 | 0 | 0 | 0 | 0 | 0 | 0 | 0 | 0 | 0 | 0 | 0 | 0 | 0 | 0
F5_Industrial_Instruments_Existing_Miscellaneous_Natural Gas_Miscellaneous_E8 | F5 | Industrial | Instruments | Existing | Miscellaneous | Natural Gas | Miscellaneous | E8 | RIM BC Ratio | 0 | 0 | 0 | 0 | 0 | 0 | 0 | 0 | 0 | 0 | 0 | 0 | 0 | 0 | 0 | 0 | 0 | 0 | 0 | 0 | 0 | 0 | 0 | 0 | 0 | 0 | 0 | 0 | 0 | 0
F5_Industrial_Instruments_Existing_Miscellaneous_Natural Gas_Miscellaneous_E9 | F5 | Industrial | Instruments | Existing | Miscellaneous | Natural Gas | Miscellaneous | E9 | RIM BC Ratio | 0 | 0 | 0 | 0 | 0 | 0 | 0 | 0 | 0 | 0 | 0 | 0 | 0 | 0 | 0 | 0 | 0 | 0 | 0 | 0 | 0 | 0 | 0 | 0 | 0 | 0 | 0 | 0 | 0 | 0
F5_Industrial_Instruments_Existing_Miscellaneous_Natural Gas_Miscellaneous_E10 | F5 | Industrial | Instruments | Existing | Miscellaneous | Natural Gas | Miscellaneous | E10 | RIM BC Ratio | 0 | 0 | 0 | 0 | 0 | 0 | 0 | 0 | 0 | 0 | 0 | 0 | 0 | 0 | 0 | 0 | 0 | 0 | 0 | 0 | 0 | 0 | 0 | 0 | 0 | 0 | 0 | 0 | 0 | 0
F0_Industrial_Instruments_New_Space Heating_Natural Gas_Furnace_E0 | F0 | Industrial | Instruments | New | Space Heating | Natural Gas | Furnace | E0 | Economic Unit | AFUE 96% | AFUE 96% | AFUE 96% | AFUE 96% | AFUE 96% | AFUE 96% | AFUE 96% | AFUE 96% | AFUE 96% | AFUE 96% | AFUE 96% | AFUE 96% | AFUE 96% | AFUE 96% | AFUE 96% | AFUE 96% | AFUE 96% | AFUE 96% | AFUE 96% | AFUE 96% | AFUE 96% | AFUE 96% | 0 | 0 | 0 | 0 | 0 | 0 | 0 | 0
F1_Industrial_Instruments_New_Space Heating_Natural Gas_Furnace_E1 | F1 | Industrial | Instruments | New | Space Heating | Natural Gas | Furnace | E1 | CCE | 0 | 0 | 0 | 0 | 0 | 0 | 0 | 0 | 0 | 0 | 0 | 0 | 0 | 0 | 0 | 0 | 0 | 0 | 0 | 0 | 0 | 0 | 0 | 0 | 0 | 0 | 0 | 0 | 0 | 0
F1_Industrial_Instruments_New_Space Heating_Natural Gas_Furnace_E2 | F1 | Industrial | Instruments | New | Space Heating | Natural Gas | Furnace | E2 | CCE | 0.00079977 | 0.00079977 | 0.00079977 | 0.00079977 | 0.00079977 | 0.00079977 | 0.00079977 | 0.00079977 | 0.00079977 | 0.00079977 | 0.00079977 | 0.00079977 | 0.00079977 | 0.00079977 | 0.00079977 | 0.00079977 | 0.00079977 | 0.00079977 | 0.00079977 | 0.00079977 | 0.00079977 | 0.00079977 | 0 | 0 | 0 | 0 | 0 | 0 | 0 | 0
F1_Industrial_Instruments_New_Space Heating_Natural Gas_Furnace_E3 | F1 | Industrial | Instruments | New | Space Heating | Natural Gas | Furnace | E3 | CCE | 0.0010664 | 0.0010664 | 0.0010664 | 0.0010664 | 0.0010664 | 0.0010664 | 0.0010664 | 0.0010664 | 0.0010664 | 0.0010664 | 0.0010664 | 0.0010664 | 0.0010664 | 0.0010664 | 0.0010664 | 0.0010664 | 0.0010664 | 0.0010664 | 0.0010664 | 0.0010664 | 0.0010664 | 0.0010664 | 0 | 0 | 0 | 0 | 0 | 0 | 0 | 0
F1_Industrial_Instruments_New_Space Heating_Natural Gas_Furnace_E4 | F1 | Industrial | Instruments | New | Space Heating | Natural Gas | Furnace | E4 | CCE | 0 | 0 | 0 | 0 | 0 | 0 | 0 | 0 | 0 | 0 | 0 | 0 | 0 | 0 | 0 | 0 | 0 | 0 | 0 | 0 | 0 | 0 | 0 | 0 | 0 | 0 | 0 | 0 | 0 | 0
F1_Industrial_Instruments_New_Space Heating_Natural Gas_Furnace_E5 | F1 | Industrial | Instruments | New | Space Heating | Natural Gas | Furnace | E5 | CCE | 0 | 0 | 0 | 0 | 0 | 0 | 0 | 0 | 0 | 0 | 0 | 0 | 0 | 0 | 0 | 0 | 0 | 0 | 0 | 0 | 0 | 0 | 0 | 0 | 0 | 0 | 0 | 0 | 0 | 0
F1_Industrial_Instruments_New_Space Heating_Natural Gas_Furnace_E6 | F1 | Industrial | Instruments | New | Space Heating | Natural Gas | Furnace | E6 | CCE | 0 | 0 | 0 | 0 | 0 | 0 | 0 | 0 | 0 | 0 | 0 | 0 | 0 | 0 | 0 | 0 | 0 | 0 | 0 | 0 | 0 | 0 | 0 | 0 | 0 | 0 | 0 | 0 | 0 | 0
F1_Industrial_Instruments_New_Space Heating_Natural Gas_Furnace_E7 | F1 | Industrial | Instruments | New | Space Heating | Natural Gas | Furnace | E7 | CCE | 0 | 0 | 0 | 0 | 0 | 0 | 0 | 0 | 0 | 0 | 0 | 0 | 0 | 0 | 0 | 0 | 0 | 0 | 0 | 0 | 0 | 0 | 0 | 0 | 0 | 0 | 0 | 0 | 0 | 0
F1_Industrial_Instruments_New_Space Heating_Natural Gas_Furnace_E8 | F1 | Industrial | Instruments | New | Space Heating | Natural Gas | Furnace | E8 | CCE | 0 | 0 | 0 | 0 | 0 | 0 | 0 | 0 | 0 | 0 | 0 | 0 | 0 | 0 | 0 | 0 | 0 | 0 | 0 | 0 | 0 | 0 | 0 | 0 | 0 | 0 | 0 | 0 | 0 | 0
F1_Industrial_Instruments_New_Space Heating_Natural Gas_Furnace_E9 | F1 | Industrial | Instruments | New | Space Heating | Natural Gas | Furnace | E9 | CCE | 0 | 0 | 0 | 0 | 0 | 0 | 0 | 0 | 0 | 0 | 0 | 0 | 0 | 0 | 0 | 0 | 0 | 0 | 0 | 0 | 0 | 0 | 0 | 0 | 0 | 0 | 0 | 0 | 0 | 0
F1_Industrial_Instruments_New_Space Heating_Natural Gas_Furnace_E10 | F1 | Industrial | Instruments | New | Space Heating | Natural Gas | Furnace | E10 | CCE | 0 | 0 | 0 | 0 | 0 | 0 | 0 | 0 | 0 | 0 | 0 | 0 | 0 | 0 | 0 | 0 | 0 | 0 | 0 | 0 | 0 | 0 | 0 | 0 | 0 | 0 | 0 | 0 | 0 | 0
F2_Industrial_Instruments_New_Space Heating_Natural Gas_Furnace_E1 | F2 | Industrial | Instruments | New | Space Heating | Natural Gas | Furnace | E1 | TRC BC Ratio | 0.9 | 0.9 | 0.9 | 0.9 | 0.9 | 0.9 | 0.9 | 0.9 | 0.9 | 0.9 | 0.9 | 0.9 | 0.9 | 0.9 | 0.9 | 0.9 | 0.9 | 0.9 | 0.9 | 0.9 | 0.9 | 0.9 | 0 | 0 | 0 | 0 | 0 | 0 | 0 | 0
F2_Industrial_Instruments_New_Space Heating_Natural Gas_Furnace_E2 | F2 | Industrial | Instruments | New | Space Heating | Natural Gas | Furnace | E2 | TRC BC Ratio | 6.3212 | 6.3913 | 6.2901 | 6.1932 | 6.0268 | 5.8622 | 5.6966 | 5.5455 | 5.3952 | 5.264 | 5.1331 | 5.0059 | 4.8813 | 4.7615 | 4.644 | 4.5289 | 4.4175 | 4.3108 | 4.2064 | 4.1083 | 4.014 | 3.9226 | 0 | 0 | 0 | 0 | 0 | 0 | 0 | 0
F2_Industrial_Instruments_New_Space Heating_Natural Gas_Furnace_E3 | F2 | Industrial | Instruments | New | Space Heating | Natural Gas | Furnace | E3 | TRC BC Ratio | 4.7409 | 4.7935 | 4.7176 | 4.6449 | 4.5201 | 4.3966 | 4.2724 | 4.1591 | 4.0464 | 3.948 | 3.8499 | 3.7545 | 3.661 | 3.5711 | 3.483 | 3.3967 | 3.3131 | 3.2331 | 3.1548 | 3.0812 | 3.0105 | 2.942 | 0 | 0 | 0 | 0 | 0 | 0 | 0 | 0
F2_Industrial_Instruments_New_Space Heating_Natural Gas_Furnace_E4 | F2 | Industrial | Instruments | New | Space Heating | Natural Gas | Furnace | E4 | TRC BC Ratio | 0 | 0 | 0 | 0 | 0 | 0 | 0 | 0 | 0 | 0 | 0 | 0 | 0 | 0 | 0 | 0 | 0 | 0 | 0 | 0 | 0 | 0 | 0 | 0 | 0 | 0 | 0 | 0 | 0 | 0
F2_Industrial_Instruments_New_Space Heating_Natural Gas_Furnace_E5 | F2 | Industrial | Instruments | New | Space Heating | Natural Gas | Furnace | E5 | TRC BC Ratio | 0 | 0 | 0 | 0 | 0 | 0 | 0 | 0 | 0 | 0 | 0 | 0 | 0 | 0 | 0 | 0 | 0 | 0 | 0 | 0 | 0 | 0 | 0 | 0 | 0 | 0 | 0 | 0 | 0 | 0
F2_Industrial_Instruments_New_Space Heating_Natural Gas_Furnace_E6 | F2 | Industrial | Instruments | New | Space Heating | Natural Gas | Furnace | E6 | TRC BC Ratio | 0 | 0 | 0 | 0 | 0 | 0 | 0 | 0 | 0 | 0 | 0 | 0 | 0 | 0 | 0 | 0 | 0 | 0 | 0 | 0 | 0 | 0 | 0 | 0 | 0 | 0 | 0 | 0 | 0 | 0
F2_Industrial_Instruments_New_Space Heating_Natural Gas_Furnace_E7 | F2 | Industrial | Instruments | New | Space Heating | Natural Gas | Furnace | E7 | TRC BC Ratio | 0 | 0 | 0 | 0 | 0 | 0 | 0 | 0 | 0 | 0 | 0 | 0 | 0 | 0 | 0 | 0 | 0 | 0 | 0 | 0 | 0 | 0 | 0 | 0 | 0 | 0 | 0 | 0 | 0 | 0
F2_Industrial_Instruments_New_Space Heating_Natural Gas_Furnace_E8 | F2 | Industrial | Instruments | New | Space Heating | Natural Gas | Furnace | E8 | TRC BC Ratio | 0 | 0 | 0 | 0 | 0 | 0 | 0 | 0 | 0 | 0 | 0 | 0 | 0 | 0 | 0 | 0 | 0 | 0 | 0 | 0 | 0 | 0 | 0 | 0 | 0 | 0 | 0 | 0 | 0 | 0
F2_Industrial_Instruments_New_Space Heating_Natural Gas_Furnace_E9 | F2 | Industrial | Instruments | New | Space Heating | Natural Gas | Furnace | E9 | TRC BC Ratio | 0 | 0 | 0 | 0 | 0 | 0 | 0 | 0 | 0 | 0 | 0 | 0 | 0 | 0 | 0 | 0 | 0 | 0 | 0 | 0 | 0 | 0 | 0 | 0 | 0 | 0 | 0 | 0 | 0 | 0
F2_Industrial_Instruments_New_Space Heating_Natural Gas_Furnace_E10 | F2 | Industrial | Instruments | New | Space Heating | Natural Gas | Furnace | E10 | TRC BC Ratio | 0 | 0 | 0 | 0 | 0 | 0 | 0 | 0 | 0 | 0 | 0 | 0 | 0 | 0 | 0 | 0 | 0 | 0 | 0 | 0 | 0 | 0 | 0 | 0 | 0 | 0 | 0 | 0 | 0 | 0
F3_Industrial_Instruments_New_Space Heating_Natural Gas_Furnace_E1 | F3 | Industrial | Instruments | New | Space Heating | Natural Gas | Furnace | E1 | PACT BC Ratio | 0.9 | 0.9 | 0.9 | 0.9 | 0.9 | 0.9 | 0.9 | 0.9 | 0.9 | 0.9 | 0.9 | 0.9 | 0.9 | 0.9 | 0.9 | 0.9 | 0.9 | 0.9 | 0.9 | 0.9 | 0.9 | 0.9 | 0 | 0 | 0 | 0 | 0 | 0 | 0 | 0
F3_Industrial_Instruments_New_Space Heating_Natural Gas_Furnace_E2 | F3 | Industrial | Instruments | New | Space Heating | Natural Gas | Furnace | E2 | PACT BC Ratio | 18.2413 | 18.4434 | 18.1516 | 17.8719 | 17.3918 | 16.9166 | 16.4388 | 16.0026 | 15.5689 | 15.1904 | 14.8128 | 14.4457 | 14.0861 | 13.7402 | 13.4013 | 13.0692 | 12.7477 | 12.4396 | 12.1385 | 11.8554 | 11.5833 | 11.3196 | 0 | 0 | 0 | 0 | 0 | 0 | 0 | 0
F3_Industrial_Instruments_New_Space Heating_Natural Gas_Furnace_E3 | F3 | Industrial | Instruments | New | Space Heating | Natural Gas | Furnace | E3 | PACT BC Ratio | 13.681 | 13.8325 | 13.6137 | 13.4039 | 13.0438 | 12.6874 | 12.3291 | 12.002 | 11.6767 | 11.3928 | 11.1096 | 10.8343 | 10.5645 | 10.3052 | 10.051 | 9.8019 | 9.5608 | 9.3297 | 9.1039 | 8.8915 | 8.6875 | 8.4897 | 0 | 0 | 0 | 0 | 0 | 0 | 0 | 0
F3_Industrial_Instruments_New_Space Heating_Natural Gas_Furnace_E4 | F3 | Industrial | Instruments | New | Space Heating | Natural Gas | Furnace | E4 | PACT BC Ratio | 0 | 0 | 0 | 0 | 0 | 0 | 0 | 0 | 0 | 0 | 0 | 0 | 0 | 0 | 0 | 0 | 0 | 0 | 0 | 0 | 0 | 0 | 0 | 0 | 0 | 0 | 0 | 0 | 0 | 0
F3_Industrial_Instruments_New_Space Heating_Natural Gas_Furnace_E5 | F3 | Industrial | Instruments | New | Space Heating | Natural Gas | Furnace | E5 | PACT BC Ratio | 0 | 0 | 0 | 0 | 0 | 0 | 0 | 0 | 0 | 0 | 0 | 0 | 0 | 0 | 0 | 0 | 0 | 0 | 0 | 0 | 0 | 0 | 0 | 0 | 0 | 0 | 0 | 0 | 0 | 0
F3_Industrial_Instruments_New_Space Heating_Natural Gas_Furnace_E6 | F3 | Industrial | Instruments | New | Space Heating | Natural Gas | Furnace | E6 | PACT BC Ratio | 0 | 0 | 0 | 0 | 0 | 0 | 0 | 0 | 0 | 0 | 0 | 0 | 0 | 0 | 0 | 0 | 0 | 0 | 0 | 0 | 0 | 0 | 0 | 0 | 0 | 0 | 0 | 0 | 0 | 0
F3_Industrial_Instruments_New_Space Heating_Natural Gas_Furnace_E7 | F3 | Industrial | Instruments | New | Space Heating | Natural Gas | Furnace | E7 | PACT BC Ratio | 0 | 0 | 0 | 0 | 0 | 0 | 0 | 0 | 0 | 0 | 0 | 0 | 0 | 0 | 0 | 0 | 0 | 0 | 0 | 0 | 0 | 0 | 0 | 0 | 0 | 0 | 0 | 0 | 0 | 0
F3_Industrial_Instruments_New_Space Heating_Natural Gas_Furnace_E8 | F3 | Industrial | Instruments | New | Space Heating | Natural Gas | Furnace | E8 | PACT BC Ratio | 0 | 0 | 0 | 0 | 0 | 0 | 0 | 0 | 0 | 0 | 0 | 0 | 0 | 0 | 0 | 0 | 0 | 0 | 0 | 0 | 0 | 0 | 0 | 0 | 0 | 0 | 0 | 0 | 0 | 0
F3_Industrial_Instruments_New_Space Heating_Natural Gas_Furnace_E9 | F3 | Industrial | Instruments | New | Space Heating | Natural Gas | Furnace | E9 | PACT BC Ratio | 0 | 0 | 0 | 0 | 0 | 0 | 0 | 0 | 0 | 0 | 0 | 0 | 0 | 0 | 0 | 0 | 0 | 0 | 0 | 0 | 0 | 0 | 0 | 0 | 0 | 0 | 0 | 0 | 0 | 0
F3_Industrial_Instruments_New_Space Heating_Natural Gas_Furnace_E10 | F3 | Industrial | Instruments | New | Space Heating | Natural Gas | Furnace | E10 | PACT BC Ratio | 0 | 0 | 0 | 0 | 0 | 0 | 0 | 0 | 0 | 0 | 0 | 0 | 0 | 0 | 0 | 0 | 0 | 0 | 0 | 0 | 0 | 0 | 0 | 0 | 0 | 0 | 0 | 0 | 0 | 0
F4_Industrial_Instruments_New_Space Heating_Natural Gas_Furnace_E1 | F4 | Industrial | Instruments | New | Space Heating | Natural Gas | Furnace | E1 | PCT BC Ratio | 0.9 | 0.9 | 0.9 | 0.9 | 0.9 | 0.9 | 0.9 | 0.9 | 0.9 | 0.9 | 0.9 | 0.9 | 0.9 | 0.9 | 0.9 | 0.9 | 0.9 | 0.9 | 0.9 | 0.9 | 0.9 | 0.9 | 0 | 0 | 0 | 0 | 0 | 0 | 0 | 0
F4_Industrial_Instruments_New_Space Heating_Natural Gas_Furnace_E2 | F4 | Industrial | Instruments | New | Space Heating | Natural Gas | Furnace | E2 | PCT BC Ratio | 9.4544 | 9.5569 | 9.4089 | 9.2671 | 9.0235 | 8.7825 | 8.5401 | 8.3189 | 8.0989 | 7.9069 | 7.7153 | 7.5291 | 7.3467 | 7.1713 | 6.9994 | 6.8309 | 6.6678 | 6.5115 | 6.3588 | 6.2152 | 6.0772 | 5.9434 | 0 | 0 | 0 | 0 | 0 | 0 | 0 | 0
F4_Industrial_Instruments_New_Space Heating_Natural Gas_Furnace_E3 | F4 | Industrial | Instruments | New | Space Heating | Natural Gas | Furnace | E3 | PCT BC Ratio | 7.1412 | 7.2181 | 7.1071 | 7.0007 | 6.818 | 6.6373 | 6.4555 | 6.2896 | 6.1246 | 5.9805 | 5.8369 | 5.6973 | 5.5604 | 5.4289 | 5.2999 | 5.1736 | 5.0513 | 4.9341 | 4.8195 | 4.7118 | 4.6083 | 4.508 | 0 | 0 | 0 | 0 | 0 | 0 | 0 | 0
F4_Industrial_Instruments_New_Space Heating_Natural Gas_Furnace_E4 | F4 | Industrial | Instruments | New | Space Heating | Natural Gas | Furnace | E4 | PCT BC Ratio | 0 | 0 | 0 | 0 | 0 | 0 | 0 | 0 | 0 | 0 | 0 | 0 | 0 | 0 | 0 | 0 | 0 | 0 | 0 | 0 | 0 | 0 | 0 | 0 | 0 | 0 | 0 | 0 | 0 | 0
F4_Industrial_Instruments_New_Space Heating_Natural Gas_Furnace_E5 | F4 | Industrial | Instruments | New | Space Heating | Natural Gas | Furnace | E5 | PCT BC Ratio | 0 | 0 | 0 | 0 | 0 | 0 | 0 | 0 | 0 | 0 | 0 | 0 | 0 | 0 | 0 | 0 | 0 | 0 | 0 | 0 | 0 | 0 | 0 | 0 | 0 | 0 | 0 | 0 | 0 | 0
F4_Industrial_Instruments_New_Space Heating_Natural Gas_Furnace_E6 | F4 | Industrial | Instruments | New | Space Heating | Natural Gas | Furnace | E6 | PCT BC Ratio | 0 | 0 | 0 | 0 | 0 | 0 | 0 | 0 | 0 | 0 | 0 | 0 | 0 | 0 | 0 | 0 | 0 | 0 | 0 | 0 | 0 | 0 | 0 | 0 | 0 | 0 | 0 | 0 | 0 | 0
F4_Industrial_Instruments_New_Space Heating_Natural Gas_Furnace_E7 | F4 | Industrial | Instruments | New | Space Heating | Natural Gas | Furnace | E7 | PCT BC Ratio | 0 | 0 | 0 | 0 | 0 | 0 | 0 | 0 | 0 | 0 | 0 | 0 | 0 | 0 | 0 | 0 | 0 | 0 | 0 | 0 | 0 | 0 | 0 | 0 | 0 | 0 | 0 | 0 | 0 | 0
F4_Industrial_Instruments_New_Space Heating_Natural Gas_Furnace_E8 | F4 | Industrial | Instruments | New | Space Heating | Natural Gas | Furnace | E8 | PCT BC Ratio | 0 | 0 | 0 | 0 | 0 | 0 | 0 | 0 | 0 | 0 | 0 | 0 | 0 | 0 | 0 | 0 | 0 | 0 | 0 | 0 | 0 | 0 | 0 | 0 | 0 | 0 | 0 | 0 | 0 | 0
F4_Industrial_Instruments_New_Space Heating_Natural Gas_Furnace_E9 | F4 | Industrial | Instruments | New | Space Heating | Natural Gas | Furnace | E9 | PCT BC Ratio | 0 | 0 | 0 | 0 | 0 | 0 | 0 | 0 | 0 | 0 | 0 | 0 | 0 | 0 | 0 | 0 | 0 | 0 | 0 | 0 | 0 | 0 | 0 | 0 | 0 | 0 | 0 | 0 | 0 | 0
F4_Industrial_Instruments_New_Space Heating_Natural Gas_Furnace_E10 | F4 | Industrial | Instruments | New | Space Heating | Natural Gas | Furnace | E10 | PCT BC Ratio | 0 | 0 | 0 | 0 | 0 | 0 | 0 | 0 | 0 | 0 | 0 | 0 | 0 | 0 | 0 | 0 | 0 | 0 | 0 | 0 | 0 | 0 | 0 | 0 | 0 | 0 | 0 | 0 | 0 | 0
F5_Industrial_Instruments_New_Space Heating_Natural Gas_Furnace_E1 | F5 | Industrial | Instruments | New | Space Heating | Natural Gas | Furnace | E1 | RIM BC Ratio | 0.9 | 0.9 | 0.9 | 0.9 | 0.9 | 0.9 | 0.9 | 0.9 | 0.9 | 0.9 | 0.9 | 0.9 | 0.9 | 0.9 | 0.9 | 0.9 | 0.9 | 0.9 | 0.9 | 0.9 | 0.9 | 0.9 | 0 | 0 | 0 | 0 | 0 | 0 | 0 | 0
F5_Industrial_Instruments_New_Space Heating_Natural Gas_Furnace_E2 | F5 | Industrial | Instruments | New | Space Heating | Natural Gas | Furnace | E2 | RIM BC Ratio | 0.79816 | 0.79854 | 0.79798 | 0.79744 | 0.79646 | 0.79543 | 0.79435 | 0.7933 | 0.79221 | 0.7912 | 0.79016 | 0.78909 | 0.78799 | 0.78688 | 0.78574 | 0.78457 | 0.78339 | 0.7822 | 0.78098 | 0.77978 | 0.77858 | 0.77736 | 0 | 0 | 0 | 0 | 0 | 0 | 0 | 0
F5_Industrial_Instruments_New_Space Heating_Natural Gas_Furnace_E3 | F5 | Industrial | Instruments | New | Space Heating | Natural Gas | Furnace | E3 | RIM BC Ratio | 0.78668 | 0.78718 | 0.78646 | 0.78575 | 0.78448 | 0.78316 | 0.78175 | 0.78041 | 0.77899 | 0.7777 | 0.77635 | 0.77497 | 0.77356 | 0.77214 | 0.77068 | 0.76918 | 0.76766 | 0.76614 | 0.76458 | 0.76305 | 0.76151 | 0.75996 | 0 | 0 | 0 | 0 | 0 | 0 | 0 | 0
F5_Industrial_Instruments_New_Space Heating_Natural Gas_Furnace_E4 | F5 | Industrial | Instruments | New | Space Heating | Natural Gas | Furnace | E4 | RIM BC Ratio | 0 | 0 | 0 | 0 | 0 | 0 | 0 | 0 | 0 | 0 | 0 | 0 | 0 | 0 | 0 | 0 | 0 | 0 | 0 | 0 | 0 | 0 | 0 | 0 | 0 | 0 | 0 | 0 | 0 | 0
F5_Industrial_Instruments_New_Space Heating_Natural Gas_Furnace_E5 | F5 | Industrial | Instruments | New | Space Heating | Natural Gas | Furnace | E5 | RIM BC Ratio | 0 | 0 | 0 | 0 | 0 | 0 | 0 | 0 | 0 | 0 | 0 | 0 | 0 | 0 | 0 | 0 | 0 | 0 | 0 | 0 | 0 | 0 | 0 | 0 | 0 | 0 | 0 | 0 | 0 | 0
F5_Industrial_Instruments_New_Space Heating_Natural Gas_Furnace_E6 | F5 | Industrial | Instruments | New | Space Heating | Natural Gas | Furnace | E6 | RIM BC Ratio | 0 | 0 | 0 | 0 | 0 | 0 | 0 | 0 | 0 | 0 | 0 | 0 | 0 | 0 | 0 | 0 | 0 | 0 | 0 | 0 | 0 | 0 | 0 | 0 | 0 | 0 | 0 | 0 | 0 | 0
F5_Industrial_Instruments_New_Space Heating_Natural Gas_Furnace_E7 | F5 | Industrial | Instruments | New | Space Heating | Natural Gas | Furnace | E7 | RIM BC Ratio | 0 | 0 | 0 | 0 | 0 | 0 | 0 | 0 | 0 | 0 | 0 | 0 | 0 | 0 | 0 | 0 | 0 | 0 | 0 | 0 | 0 | 0 | 0 | 0 | 0 | 0 | 0 | 0 | 0 | 0
F5_Industrial_Instruments_New_Space Heating_Natural Gas_Furnace_E8 | F5 | Industrial | Instruments | New | Space Heating | Natural Gas | Furnace | E8 | RIM BC Ratio | 0 | 0 | 0 | 0 | 0 | 0 | 0 | 0 | 0 | 0 | 0 | 0 | 0 | 0 | 0 | 0 | 0 | 0 | 0 | 0 | 0 | 0 | 0 | 0 | 0 | 0 | 0 | 0 | 0 | 0
F5_Industrial_Instruments_New_Space Heating_Natural Gas_Furnace_E9 | F5 | Industrial | Instruments | New | Space Heating | Natural Gas | Furnace | E9 | RIM BC Ratio | 0 | 0 | 0 | 0 | 0 | 0 | 0 | 0 | 0 | 0 | 0 | 0 | 0 | 0 | 0 | 0 | 0 | 0 | 0 | 0 | 0 | 0 | 0 | 0 | 0 | 0 | 0 | 0 | 0 | 0
F5_Industrial_Instruments_New_Space Heating_Natural Gas_Furnace_E10 | F5 | Industrial | Instruments | New | Space Heating | Natural Gas | Furnace | E10 | RIM BC Ratio | 0 | 0 | 0 | 0 | 0 | 0 | 0 | 0 | 0 | 0 | 0 | 0 | 0 | 0 | 0 | 0 | 0 | 0 | 0 | 0 | 0 | 0 | 0 | 0 | 0 | 0 | 0 | 0 | 0 | 0
F0_Industrial_Instruments_New_Space Heating_Natural Gas_Boiler_E0 | F0 | Industrial | Instruments | New | Space Heating | Natural Gas | Boiler | E0 | Economic Unit | AFUE 97% | AFUE 97% | AFUE 97% | AFUE 97% | AFUE 97% | AFUE 97% | AFUE 97% | AFUE 97% | AFUE 97% | AFUE 97% | AFUE 97% | AFUE 97% | AFUE 97% | AFUE 97% | AFUE 97% | AFUE 97% | AFUE 97% | AFUE 97% | AFUE 97% | AFUE 97% | AFUE 97% | AFUE 97% | 0 | 0 | 0 | 0 | 0 | 0 | 0 | 0
F1_Industrial_Instruments_New_Space Heating_Natural Gas_Boiler_E1 | F1 | Industrial | Instruments | New | Space Heating | Natural Gas | Boiler | E1 | CCE | 0 | 0 | 0 | 0 | 0 | 0 | 0 | 0 | 0 | 0 | 0 | 0 | 0 | 0 | 0 | 0 | 0 | 0 | 0 | 0 | 0 | 0 | 0 | 0 | 0 | 0 | 0 | 0 | 0 | 0
F1_Industrial_Instruments_New_Space Heating_Natural Gas_Boiler_E2 | F1 | Industrial | Instruments | New | Space Heating | Natural Gas | Boiler | E2 | CCE | 0.0028349 | 0.0028349 | 0.0028349 | 0.0028349 | 0.0028349 | 0.0028349 | 0.0028349 | 0.0028349 | 0.0028349 | 0.0028349 | 0.0028349 | 0.0028349 | 0.0028349 | 0.0028349 | 0.0028349 | 0.0028349 | 0.0028349 | 0.0028349 | 0.0028349 | 0.0028349 | 0.0028349 | 0.0028349 | 0 | 0 | 0 | 0 | 0 | 0 | 0 | 0
F1_Industrial_Instruments_New_Space Heating_Natural Gas_Boiler_E3 | F1 | Industrial | Instruments | New | Space Heating | Natural Gas | Boiler | E3 | CCE | 0.0028632 | 0.0028632 | 0.0028632 | 0.0028632 | 0.0028632 | 0.0028632 | 0.0028632 | 0.0028632 | 0.0028632 | 0.0028632 | 0.0028632 | 0.0028632 | 0.0028632 | 0.0028632 | 0.0028632 | 0.0028632 | 0.0028632 | 0.0028632 | 0.0028632 | 0.0028632 | 0.0028632 | 0.0028632 | 0 | 0 | 0 | 0 | 0 | 0 | 0 | 0
F1_Industrial_Instruments_New_Space Heating_Natural Gas_Boiler_E4 | F1 | Industrial | Instruments | New | Space Heating | Natural Gas | Boiler | E4 | CCE | 18.3182 | 18.3182 | 18.3182 | 18.3182 | 18.3182 | 18.3182 | 18.3182 | 18.3182 | 18.3182 | 18.3182 | 18.3182 | 18.3182 | 18.3182 | 18.3182 | 18.3182 | 18.3182 | 18.3182 | 18.3182 | 18.3182 | 18.3182 | 18.3182 | 18.3182 | 0 | 0 | 0 | 0 | 0 | 0 | 0 | 0
F1_Industrial_Instruments_New_Space Heating_Natural Gas_Boiler_E5 | F1 | Industrial | Instruments | New | Space Heating | Natural Gas | Boiler | E5 | CCE | 0 | 0 | 0 | 0 | 0 | 0 | 0 | 0 | 0 | 0 | 0 | 0 | 0 | 0 | 0 | 0 | 0 | 0 | 0 | 0 | 0 | 0 | 0 | 0 | 0 | 0 | 0 | 0 | 0 | 0
F1_Industrial_Instruments_New_Space Heating_Natural Gas_Boiler_E6 | F1 | Industrial | Instruments | New | Space Heating | Natural Gas | Boiler | E6 | CCE | 0 | 0 | 0 | 0 | 0 | 0 | 0 | 0 | 0 | 0 | 0 | 0 | 0 | 0 | 0 | 0 | 0 | 0 | 0 | 0 | 0 | 0 | 0 | 0 | 0 | 0 | 0 | 0 | 0 | 0
F1_Industrial_Instruments_New_Space Heating_Natural Gas_Boiler_E7 | F1 | Industrial | Instruments | New | Space Heating | Natural Gas | Boiler | E7 | CCE | 0 | 0 | 0 | 0 | 0 | 0 | 0 | 0 | 0 | 0 | 0 | 0 | 0 | 0 | 0 | 0 | 0 | 0 | 0 | 0 | 0 | 0 | 0 | 0 | 0 | 0 | 0 | 0 | 0 | 0
F1_Industrial_Instruments_New_Space Heating_Natural Gas_Boiler_E8 | F1 | Industrial | Instruments | New | Space Heating | Natural Gas | Boiler | E8 | CCE | 0 | 0 | 0 | 0 | 0 | 0 | 0 | 0 | 0 | 0 | 0 | 0 | 0 | 0 | 0 | 0 | 0 | 0 | 0 | 0 | 0 | 0 | 0 | 0 | 0 | 0 | 0 | 0 | 0 | 0
F1_Industrial_Instruments_New_Space Heating_Natural Gas_Boiler_E9 | F1 | Industrial | Instruments | New | Space Heating | Natural Gas | Boiler | E9 | CCE | 0 | 0 | 0 | 0 | 0 | 0 | 0 | 0 | 0 | 0 | 0 | 0 | 0 | 0 | 0 | 0 | 0 | 0 | 0 | 0 | 0 | 0 | 0 | 0 | 0 | 0 | 0 | 0 | 0 | 0
F1_Industrial_Instruments_New_Space Heating_Natural Gas_Boiler_E10 | F1 | Industrial | Instruments | New | Space Heating | Natural Gas | Boiler | E10 | CCE | 0 | 0 | 0 | 0 | 0 | 0 | 0 | 0 | 0 | 0 | 0 | 0 | 0 | 0 | 0 | 0 | 0 | 0 | 0 | 0 | 0 | 0 | 0 | 0 | 0 | 0 | 0 | 0 | 0 | 0
F2_Industrial_Instruments_New_Space Heating_Natural Gas_Boiler_E1 | F2 | Industrial | Instruments | New | Space Heating | Natural Gas | Boiler | E1 | TRC BC Ratio | 0.9 | 0.9 | 0.9 | 0.9 | 0.9 | 0.9 | 0.9 | 0.9 | 0.9 | 0.9 | 0.9 | 0.9 | 0.9 | 0.9 | 0.9 | 0.9 | 0.9 | 0.9 | 0.9 | 0.9 | 0.9 | 0.9 | 0 | 0 | 0 | 0 | 0 | 0 | 0 | 0
F2_Industrial_Instruments_New_Space Heating_Natural Gas_Boiler_E2 | F2 | Industrial | Instruments | New | Space Heating | Natural Gas | Boiler | E2 | TRC BC Ratio | 1.7632 | 1.7801 | 1.7514 | 1.7239 | 1.6778 | 1.6322 | 1.5864 | 1.5446 | 1.5029 | 1.4665 | 1.4301 | 1.3948 | 1.3601 | 1.3268 | 1.2942 | 1.2622 | 1.2312 | 1.2016 | 1.1727 | 1.1455 | 1.1195 | 1.0943 | 0 | 0 | 0 | 0 | 0 | 0 | 0 | 0
F2_Industrial_Instruments_New_Space Heating_Natural Gas_Boiler_E3 | F2 | Industrial | Instruments | New | Space Heating | Natural Gas | Boiler | E3 | TRC BC Ratio | 1.7458 | 1.7625 | 1.7341 | 1.7068 | 1.6612 | 1.6161 | 1.5708 | 1.5293 | 1.4881 | 1.452 | 1.416 | 1.381 | 1.3467 | 1.3137 | 1.2814 | 1.2497 | 1.2191 | 1.1897 | 1.1611 | 1.1342 | 1.1084 | 1.0835 | 0 | 0 | 0 | 0 | 0 | 0 | 0 | 0
F2_Industrial_Instruments_New_Space Heating_Natural Gas_Boiler_E4 | F2 | Industrial | Instruments | New | Space Heating | Natural Gas | Boiler | E4 | TRC BC Ratio | 0.00024714 | 0.0002449 | 0.00023981 | 0.00023492 | 0.00022893 | 0.00022307 | 0.00021729 | 0.00021187 | 0.00020654 | 0.00020163 | 0.0001968 | 0.00019208 | 0.00018747 | 0.000183 | 0.00017863 | 0.00017435 | 0.0001702 | 0.00016621 | 0.00016236 | 0.0001587 | 0.00015523 | 0.00015194 | 0 | 0 | 0 | 0 | 0 | 0 | 0 | 0
F2_Industrial_Instruments_New_Space Heating_Natural Gas_Boiler_E5 | F2 | Industrial | Instruments | New | Space Heating | Natural Gas | Boiler | E5 | TRC BC Ratio | 0 | 0 | 0 | 0 | 0 | 0 | 0 | 0 | 0 | 0 | 0 | 0 | 0 | 0 | 0 | 0 | 0 | 0 | 0 | 0 | 0 | 0 | 0 | 0 | 0 | 0 | 0 | 0 | 0 | 0
F2_Industrial_Instruments_New_Space Heating_Natural Gas_Boiler_E6 | F2 | Industrial | Instruments | New | Space Heating | Natural Gas | Boiler | E6 | TRC BC Ratio | 0 | 0 | 0 | 0 | 0 | 0 | 0 | 0 | 0 | 0 | 0 | 0 | 0 | 0 | 0 | 0 | 0 | 0 | 0 | 0 | 0 | 0 | 0 | 0 | 0 | 0 | 0 | 0 | 0 | 0
F2_Industrial_Instruments_New_Space Heating_Natural Gas_Boiler_E7 | F2 | Industrial | Instruments | New | Space Heating | Natural Gas | Boiler | E7 | TRC BC Ratio | 0 | 0 | 0 | 0 | 0 | 0 | 0 | 0 | 0 | 0 | 0 | 0 | 0 | 0 | 0 | 0 | 0 | 0 | 0 | 0 | 0 | 0 | 0 | 0 | 0 | 0 | 0 | 0 | 0 | 0
F2_Industrial_Instruments_New_Space Heating_Natural Gas_Boiler_E8 | F2 | Industrial | Instruments | New | Space Heating | Natural Gas | Boiler | E8 | TRC BC Ratio | 0 | 0 | 0 | 0 | 0 | 0 | 0 | 0 | 0 | 0 | 0 | 0 | 0 | 0 | 0 | 0 | 0 | 0 | 0 | 0 | 0 | 0 | 0 | 0 | 0 | 0 | 0 | 0 | 0 | 0
F2_Industrial_Instruments_New_Space Heating_Natural Gas_Boiler_E9 | F2 | Industrial | Instruments | New | Space Heating | Natural Gas | Boiler | E9 | TRC BC Ratio | 0 | 0 | 0 | 0 | 0 | 0 | 0 | 0 | 0 | 0 | 0 | 0 | 0 | 0 | 0 | 0 | 0 | 0 | 0 | 0 | 0 | 0 | 0 | 0 | 0 | 0 | 0 | 0 | 0 | 0
F2_Industrial_Instruments_New_Space Heating_Natural Gas_Boiler_E10 | F2 | Industrial | Instruments | New | Space Heating | Natural Gas | Boiler | E10 | TRC BC Ratio | 0 | 0 | 0 | 0 | 0 | 0 | 0 | 0 | 0 | 0 | 0 | 0 | 0 | 0 | 0 | 0 | 0 | 0 | 0 | 0 | 0 | 0 | 0 | 0 | 0 | 0 | 0 | 0 | 0 | 0
F3_Industrial_Instruments_New_Space Heating_Natural Gas_Boiler_E1 | F3 | Industrial | Instruments | New | Space Heating | Natural Gas | Boiler | E1 | PACT BC Ratio | 0.9 | 0.9 | 0.9 | 0.9 | 0.9 | 0.9 | 0.9 | 0.9 | 0.9 | 0.9 | 0.9 | 0.9 | 0.9 | 0.9 | 0.9 | 0.9 | 0.9 | 0.9 | 0.9 | 0.9 | 0.9 | 0.9 | 0 | 0 | 0 | 0 | 0 | 0 | 0 | 0
F3_Industrial_Instruments_New_Space Heating_Natural Gas_Boiler_E2 | F3 | Industrial | Instruments | New | Space Heating | Natural Gas | Boiler | E2 | PACT BC Ratio | 1.8157 | 1.8331 | 1.8035 | 1.7752 | 1.7277 | 1.6808 | 1.6337 | 1.5905 | 1.5477 | 1.5101 | 1.4727 | 1.4363 | 1.4006 | 1.3663 | 1.3327 | 1.2997 | 1.2679 | 1.2374 | 1.2076 | 1.1796 | 1.1528 | 1.1269 | 0 | 0 | 0 | 0 | 0 | 0 | 0 | 0
F3_Industrial_Instruments_New_Space Heating_Natural Gas_Boiler_E3 | F3 | Industrial | Instruments | New | Space Heating | Natural Gas | Boiler | E3 | PACT BC Ratio | 1.7977 | 1.815 | 1.7857 | 1.7576 | 1.7107 | 1.6642 | 1.6175 | 1.5748 | 1.5324 | 1.4952 | 1.4581 | 1.4221 | 1.3868 | 1.3528 | 1.3195 | 1.2869 | 1.2554 | 1.2251 | 1.1957 | 1.168 | 1.1414 | 1.1158 | 0 | 0 | 0 | 0 | 0 | 0 | 0 | 0
F3_Industrial_Instruments_New_Space Heating_Natural Gas_Boiler_E4 | F3 | Industrial | Instruments | New | Space Heating | Natural Gas | Boiler | E4 | PACT BC Ratio | 0.00025449 | 0.00025219 | 0.00024695 | 0.00024191 | 0.00023574 | 0.00022971 | 0.00022376 | 0.00021817 | 0.00021269 | 0.00020764 | 0.00020266 | 0.0001978 | 0.00019305 | 0.00018845 | 0.00018395 | 0.00017954 | 0.00017527 | 0.00017116 | 0.00016719 | 0.00016343 | 0.00015985 | 0.00015646 | 0 | 0 | 0 | 0 | 0 | 0 | 0 | 0
F3_Industrial_Instruments_New_Space Heating_Natural Gas_Boiler_E5 | F3 | Industrial | Instruments | New | Space Heating | Natural Gas | Boiler | E5 | PACT BC Ratio | 0 | 0 | 0 | 0 | 0 | 0 | 0 | 0 | 0 | 0 | 0 | 0 | 0 | 0 | 0 | 0 | 0 | 0 | 0 | 0 | 0 | 0 | 0 | 0 | 0 | 0 | 0 | 0 | 0 | 0
F3_Industrial_Instruments_New_Space Heating_Natural Gas_Boiler_E6 | F3 | Industrial | Instruments | New | Space Heating | Natural Gas | Boiler | E6 | PACT BC Ratio | 0 | 0 | 0 | 0 | 0 | 0 | 0 | 0 | 0 | 0 | 0 | 0 | 0 | 0 | 0 | 0 | 0 | 0 | 0 | 0 | 0 | 0 | 0 | 0 | 0 | 0 | 0 | 0 | 0 | 0
F3_Industrial_Instruments_New_Space Heating_Natural Gas_Boiler_E7 | F3 | Industrial | Instruments | New | Space Heating | Natural Gas | Boiler | E7 | PACT BC Ratio | 0 | 0 | 0 | 0 | 0 | 0 | 0 | 0 | 0 | 0 | 0 | 0 | 0 | 0 | 0 | 0 | 0 | 0 | 0 | 0 | 0 | 0 | 0 | 0 | 0 | 0 | 0 | 0 | 0 | 0
F3_Industrial_Instruments_New_Space Heating_Natural Gas_Boiler_E8 | F3 | Industrial | Instruments | New | Space Heating | Natural Gas | Boiler | E8 | PACT BC Ratio | 0 | 0 | 0 | 0 | 0 | 0 | 0 | 0 | 0 | 0 | 0 | 0 | 0 | 0 | 0 | 0 | 0 | 0 | 0 | 0 | 0 | 0 | 0 | 0 | 0 | 0 | 0 | 0 | 0 | 0
F3_Industrial_Instruments_New_Space Heating_Natural Gas_Boiler_E9 | F3 | Industrial | Instruments | New | Space Heating | Natural Gas | Boiler | E9 | PACT BC Ratio | 0 | 0 | 0 | 0 | 0 | 0 | 0 | 0 | 0 | 0 | 0 | 0 | 0 | 0 | 0 | 0 | 0 | 0 | 0 | 0 | 0 | 0 | 0 | 0 | 0 | 0 | 0 | 0 | 0 | 0
F3_Industrial_Instruments_New_Space Heating_Natural Gas_Boiler_E10 | F3 | Industrial | Instruments | New | Space Heating | Natural Gas | Boiler | E10 | PACT BC Ratio | 0 | 0 | 0 | 0 | 0 | 0 | 0 | 0 | 0 | 0 | 0 | 0 | 0 | 0 | 0 | 0 | 0 | 0 | 0 | 0 | 0 | 0 | 0 | 0 | 0 | 0 | 0 | 0 | 0 | 0
F4_Industrial_Instruments_New_Space Heating_Natural Gas_Boiler_E1 | F4 | Industrial | Instruments | New | Space Heating | Natural Gas | Boiler | E1 | PCT BC Ratio | 0.9 | 0.9 | 0.9 | 0.9 | 0.9 | 0.9 | 0.9 | 0.9 | 0.9 | 0.9 | 0.9 | 0.9 | 0.9 | 0.9 | 0.9 | 0.9 | 0.9 | 0.9 | 0.9 | 0.9 | 0.9 | 0.9 | 0 | 0 | 0 | 0 | 0 | 0 | 0 | 0
F4_Industrial_Instruments_New_Space Heating_Natural Gas_Boiler_E2 | F4 | Industrial | Instruments | New | Space Heating | Natural Gas | Boiler | E2 | PCT BC Ratio | 5.2405 | 5.2818 | 5.2118 | 5.1446 | 5.0323 | 4.9212 | 4.8096 | 4.7075 | 4.606 | 4.517 | 4.4284 | 4.3422 | 4.2577 | 4.1765 | 4.0969 | 4.0189 | 3.9434 | 3.8712 | 3.8007 | 3.7345 | 3.671 | 3.6096 | 0 | 0 | 0 | 0 | 0 | 0 | 0 | 0
F4_Industrial_Instruments_New_Space Heating_Natural Gas_Boiler_E3 | F4 | Industrial | Instruments | New | Space Heating | Natural Gas | Boiler | E3 | PCT BC Ratio | 5.1981 | 5.239 | 5.1696 | 5.1032 | 4.9919 | 4.8819 | 4.7714 | 4.6703 | 4.5698 | 4.4817 | 4.3939 | 4.3086 | 4.225 | 4.1445 | 4.0657 | 3.9885 | 3.9138 | 3.8422 | 3.7725 | 3.7069 | 3.644 | 3.5832 | 0 | 0 | 0 | 0 | 0 | 0 | 0 | 0
F4_Industrial_Instruments_New_Space Heating_Natural Gas_Boiler_E4 | F4 | Industrial | Instruments | New | Space Heating | Natural Gas | Boiler | E4 | PCT BC Ratio | 0.94178 | 0.94177 | 0.94176 | 0.94175 | 0.94173 | 0.94172 | 0.94171 | 0.94169 | 0.94168 | 0.94167 | 0.94166 | 0.94164 | 0.94163 | 0.94162 | 0.94161 | 0.9416 | 0.94159 | 0.94158 | 0.94157 | 0.94156 | 0.94155 | 0.94155 | 0 | 0 | 0 | 0 | 0 | 0 | 0 | 0
F4_Industrial_Instruments_New_Space Heating_Natural Gas_Boiler_E5 | F4 | Industrial | Instruments | New | Space Heating | Natural Gas | Boiler | E5 | PCT BC Ratio | 0 | 0 | 0 | 0 | 0 | 0 | 0 | 0 | 0 | 0 | 0 | 0 | 0 | 0 | 0 | 0 | 0 | 0 | 0 | 0 | 0 | 0 | 0 | 0 | 0 | 0 | 0 | 0 | 0 | 0
F4_Industrial_Instruments_New_Space Heating_Natural Gas_Boiler_E6 | F4 | Industrial | Instruments | New | Space Heating | Natural Gas | Boiler | E6 | PCT BC Ratio | 0 | 0 | 0 | 0 | 0 | 0 | 0 | 0 | 0 | 0 | 0 | 0 | 0 | 0 | 0 | 0 | 0 | 0 | 0 | 0 | 0 | 0 | 0 | 0 | 0 | 0 | 0 | 0 | 0 | 0
F4_Industrial_Instruments_New_Space Heating_Natural Gas_Boiler_E7 | F4 | Industrial | Instruments | New | Space Heating | Natural Gas | Boiler | E7 | PCT BC Ratio | 0 | 0 | 0 | 0 | 0 | 0 | 0 | 0 | 0 | 0 | 0 | 0 | 0 | 0 | 0 | 0 | 0 | 0 | 0 | 0 | 0 | 0 | 0 | 0 | 0 | 0 | 0 | 0 | 0 | 0
F4_Industrial_Instruments_New_Space Heating_Natural Gas_Boiler_E8 | F4 | Industrial | Instruments | New | Space Heating | Natural Gas | Boiler | E8 | PCT BC Ratio | 0 | 0 | 0 | 0 | 0 | 0 | 0 | 0 | 0 | 0 | 0 | 0 | 0 | 0 | 0 | 0 | 0 | 0 | 0 | 0 | 0 | 0 | 0 | 0 | 0 | 0 | 0 | 0 | 0 | 0
F4_Industrial_Instruments_New_Space Heating_Natural Gas_Boiler_E9 | F4 | Industrial | Instruments | New | Space Heating | Natural Gas | Boiler | E9 | PCT BC Ratio | 0 | 0 | 0 | 0 | 0 | 0 | 0 | 0 | 0 | 0 | 0 | 0 | 0 | 0 | 0 | 0 | 0 | 0 | 0 | 0 | 0 | 0 | 0 | 0 | 0 | 0 | 0 | 0 | 0 | 0
F4_Industrial_Instruments_New_Space Heating_Natural Gas_Boiler_E10 | F4 | Industrial | Instruments | New | Space Heating | Natural Gas | Boiler | E10 | PCT BC Ratio | 0 | 0 | 0 | 0 | 0 | 0 | 0 | 0 | 0 | 0 | 0 | 0 | 0 | 0 | 0 | 0 | 0 | 0 | 0 | 0 | 0 | 0 | 0 | 0 | 0 | 0 | 0 | 0 | 0 | 0
F5_Industrial_Instruments_New_Space Heating_Natural Gas_Boiler_E1 | F5 | Industrial | Instruments | New | Space Heating | Natural Gas | Boiler | E1 | RIM BC Ratio | 0.9 | 0.9 | 0.9 | 0.9 | 0.9 | 0.9 | 0.9 | 0.9 | 0.9 | 0.9 | 0.9 | 0.9 | 0.9 | 0.9 | 0.9 | 0.9 | 0.9 | 0.9 | 0.9 | 0.9 | 0.9 | 0.9 | 0 | 0 | 0 | 0 | 0 | 0 | 0 | 0
F5_Industrial_Instruments_New_Space Heating_Natural Gas_Boiler_E2 | F5 | Industrial | Instruments | New | Space Heating | Natural Gas | Boiler | E2 | RIM BC Ratio | 0.57181 | 0.57353 | 0.5706 | 0.56773 | 0.56279 | 0.55772 | 0.55243 | 0.54741 | 0.54224 | 0.53756 | 0.53274 | 0.5279 | 0.523 | 0.51814 | 0.51323 | 0.50827 | 0.50332 | 0.49844 | 0.49354 | 0.48881 | 0.48414 | 0.47951 | 0 | 0 | 0 | 0 | 0 | 0 | 0 | 0
F5_Industrial_Instruments_New_Space Heating_Natural Gas_Boiler_E3 | F5 | Industrial | Instruments | New | Space Heating | Natural Gas | Boiler | E3 | RIM BC Ratio | 0.57002 | 0.57174 | 0.56881 | 0.56593 | 0.56097 | 0.55588 | 0.55057 | 0.54554 | 0.54035 | 0.53566 | 0.53082 | 0.52597 | 0.52106 | 0.51619 | 0.51127 | 0.5063 | 0.50134 | 0.49645 | 0.49154 | 0.4868 | 0.48212 | 0.47748 | 0 | 0 | 0 | 0 | 0 | 0 | 0 | 0
F5_Industrial_Instruments_New_Space Heating_Natural Gas_Boiler_E4 | F5 | Industrial | Instruments | New | Space Heating | Natural Gas | Boiler | E4 | RIM BC Ratio | 0.00025441 | 0.00025211 | 0.00024688 | 0.00024184 | 0.00023567 | 0.00022964 | 0.0002237 | 0.00021812 | 0.00021264 | 0.00020758 | 0.00020261 | 0.00019775 | 0.00019301 | 0.00018841 | 0.00018391 | 0.0001795 | 0.00017523 | 0.00017113 | 0.00016715 | 0.0001634 | 0.00015982 | 0.00015643 | 0 | 0 | 0 | 0 | 0 | 0 | 0 | 0
F5_Industrial_Instruments_New_Space Heating_Natural Gas_Boiler_E5 | F5 | Industrial | Instruments | New | Space Heating | Natural Gas | Boiler | E5 | RIM BC Ratio | 0 | 0 | 0 | 0 | 0 | 0 | 0 | 0 | 0 | 0 | 0 | 0 | 0 | 0 | 0 | 0 | 0 | 0 | 0 | 0 | 0 | 0 | 0 | 0 | 0 | 0 | 0 | 0 | 0 | 0
F5_Industrial_Instruments_New_Space Heating_Natural Gas_Boiler_E6 | F5 | Industrial | Instruments | New | Space Heating | Natural Gas | Boiler | E6 | RIM BC Ratio | 0 | 0 | 0 | 0 | 0 | 0 | 0 | 0 | 0 | 0 | 0 | 0 | 0 | 0 | 0 | 0 | 0 | 0 | 0 | 0 | 0 | 0 | 0 | 0 | 0 | 0 | 0 | 0 | 0 | 0
F5_Industrial_Instruments_New_Space Heating_Natural Gas_Boiler_E7 | F5 | Industrial | Instruments | New | Space Heating | Natural Gas | Boiler | E7 | RIM BC Ratio | 0 | 0 | 0 | 0 | 0 | 0 | 0 | 0 | 0 | 0 | 0 | 0 | 0 | 0 | 0 | 0 | 0 | 0 | 0 | 0 | 0 | 0 | 0 | 0 | 0 | 0 | 0 | 0 | 0 | 0
F5_Industrial_Instruments_New_Space Heating_Natural Gas_Boiler_E8 | F5 | Industrial | Instruments | New | Space Heating | Natural Gas | Boiler | E8 | RIM BC Ratio | 0 | 0 | 0 | 0 | 0 | 0 | 0 | 0 | 0 | 0 | 0 | 0 | 0 | 0 | 0 | 0 | 0 | 0 | 0 | 0 | 0 | 0 | 0 | 0 | 0 | 0 | 0 | 0 | 0 | 0
F5_Industrial_Instruments_New_Space Heating_Natural Gas_Boiler_E9 | F5 | Industrial | Instruments | New | Space Heating | Natural Gas | Boiler | E9 | RIM BC Ratio | 0 | 0 | 0 | 0 | 0 | 0 | 0 | 0 | 0 | 0 | 0 | 0 | 0 | 0 | 0 | 0 | 0 | 0 | 0 | 0 | 0 | 0 | 0 | 0 | 0 | 0 | 0 | 0 | 0 | 0
F5_Industrial_Instruments_New_Space Heating_Natural Gas_Boiler_E10 | F5 | Industrial | Instruments | New | Space Heating | Natural Gas | Boiler | E10 | RIM BC Ratio | 0 | 0 | 0 | 0 | 0 | 0 | 0 | 0 | 0 | 0 | 0 | 0 | 0 | 0 | 0 | 0 | 0 | 0 | 0 | 0 | 0 | 0 | 0 | 0 | 0 | 0 | 0 | 0 | 0 | 0
F0_Industrial_Instruments_New_Space Heating_Natural Gas_Unit Heater_E0 | F0 | Industrial | Instruments | New | Space Heating | Natural Gas | Unit Heater | E0 | Economic Unit | Infrared Radiant | Infrared Radiant | Infrared Radiant | Infrared Radiant | Infrared Radiant | Infrared Radiant | Infrared Radiant | Infrared Radiant | Infrared Radiant | Infrared Radiant | Infrared Radiant | Infrared Radiant | Infrared Radiant | Infrared Radiant | Infrared Radiant | Infrared Radiant | Infrared Radiant | Infrared Radiant | Infrared Radiant | Infrared Radiant | Infrared Radiant | Infrared Radiant | 0 | 0 | 0 | 0 | 0 | 0 | 0 | 0
F1_Industrial_Instruments_New_Space Heating_Natural Gas_Unit Heater_E1 | F1 | Industrial | Instruments | New | Space Heating | Natural Gas | Unit Heater | E1 | CCE | 0 | 0 | 0 | 0 | 0 | 0 | 0 | 0 | 0 | 0 | 0 | 0 | 0 | 0 | 0 | 0 | 0 | 0 | 0 | 0 | 0 | 0 | 0 | 0 | 0 | 0 | 0 | 0 | 0 | 0
F1_Industrial_Instruments_New_Space Heating_Natural Gas_Unit Heater_E2 | F1 | Industrial | Instruments | New | Space Heating | Natural Gas | Unit Heater | E2 | CCE | 0.025298 | 0.025298 | 0.025298 | 0.025298 | 0.025298 | 0.025298 | 0.025298 | 0.025298 | 0.025298 | 0.025298 | 0.025298 | 0.025298 | 0.025298 | 0.025298 | 0.025298 | 0.025298 | 0.025298 | 0.025298 | 0.025298 | 0.025298 | 0.025298 | 0.025298 | 0 | 0 | 0 | 0 | 0 | 0 | 0 | 0
F1_Industrial_Instruments_New_Space Heating_Natural Gas_Unit Heater_E3 | F1 | Industrial | Instruments | New | Space Heating | Natural Gas | Unit Heater | E3 | CCE | 0.0011378 | 0.0011378 | 0.0011378 | 0.0011378 | 0.0011378 | 0.0011378 | 0.0011378 | 0.0011378 | 0.0011378 | 0.0011378 | 0.0011378 | 0.0011378 | 0.0011378 | 0.0011378 | 0.0011378 | 0.0011378 | 0.0011378 | 0.0011378 | 0.0011378 | 0.0011378 | 0.0011378 | 0.0011378 | 0 | 0 | 0 | 0 | 0 | 0 | 0 | 0
F1_Industrial_Instruments_New_Space Heating_Natural Gas_Unit Heater_E4 | F1 | Industrial | Instruments | New | Space Heating | Natural Gas | Unit Heater | E4 | CCE | 0 | 0 | 0 | 0 | 0 | 0 | 0 | 0 | 0 | 0 | 0 | 0 | 0 | 0 | 0 | 0 | 0 | 0 | 0 | 0 | 0 | 0 | 0 | 0 | 0 | 0 | 0 | 0 | 0 | 0
F1_Industrial_Instruments_New_Space Heating_Natural Gas_Unit Heater_E5 | F1 | Industrial | Instruments | New | Space Heating | Natural Gas | Unit Heater | E5 | CCE | 0 | 0 | 0 | 0 | 0 | 0 | 0 | 0 | 0 | 0 | 0 | 0 | 0 | 0 | 0 | 0 | 0 | 0 | 0 | 0 | 0 | 0 | 0 | 0 | 0 | 0 | 0 | 0 | 0 | 0
F1_Industrial_Instruments_New_Space Heating_Natural Gas_Unit Heater_E6 | F1 | Industrial | Instruments | New | Space Heating | Natural Gas | Unit Heater | E6 | CCE | 0 | 0 | 0 | 0 | 0 | 0 | 0 | 0 | 0 | 0 | 0 | 0 | 0 | 0 | 0 | 0 | 0 | 0 | 0 | 0 | 0 | 0 | 0 | 0 | 0 | 0 | 0 | 0 | 0 | 0
F1_Industrial_Instruments_New_Space Heating_Natural Gas_Unit Heater_E7 | F1 | Industrial | Instruments | New | Space Heating | Natural Gas | Unit Heater | E7 | CCE | 0 | 0 | 0 | 0 | 0 | 0 | 0 | 0 | 0 | 0 | 0 | 0 | 0 | 0 | 0 | 0 | 0 | 0 | 0 | 0 | 0 | 0 | 0 | 0 | 0 | 0 | 0 | 0 | 0 | 0
F1_Industrial_Instruments_New_Space Heating_Natural Gas_Unit Heater_E8 | F1 | Industrial | Instruments | New | Space Heating | Natural Gas | Unit Heater | E8 | CCE | 0 | 0 | 0 | 0 | 0 | 0 | 0 | 0 | 0 | 0 | 0 | 0 | 0 | 0 | 0 | 0 | 0 | 0 | 0 | 0 | 0 | 0 | 0 | 0 | 0 | 0 | 0 | 0 | 0 | 0
F1_Industrial_Instruments_New_Space Heating_Natural Gas_Unit Heater_E9 | F1 | Industrial | Instruments | New | Space Heating | Natural Gas | Unit Heater | E9 | CCE | 0 | 0 | 0 | 0 | 0 | 0 | 0 | 0 | 0 | 0 | 0 | 0 | 0 | 0 | 0 | 0 | 0 | 0 | 0 | 0 | 0 | 0 | 0 | 0 | 0 | 0 | 0 | 0 | 0 | 0
F1_Industrial_Instruments_New_Space Heating_Natural Gas_Unit Heater_E10 | F1 | Industrial | Instruments | New | Space Heating | Natural Gas | Unit Heater | E10 | CCE | 0 | 0 | 0 | 0 | 0 | 0 | 0 | 0 | 0 | 0 | 0 | 0 | 0 | 0 | 0 | 0 | 0 | 0 | 0 | 0 | 0 | 0 | 0 | 0 | 0 | 0 | 0 | 0 | 0 | 0
F2_Industrial_Instruments_New_Space Heating_Natural Gas_Unit Heater_E1 | F2 | Industrial | Instruments | New | Space Heating | Natural Gas | Unit Heater | E1 | TRC BC Ratio | 0.9 | 0.9 | 0.9 | 0.9 | 0.9 | 0.9 | 0.9 | 0.9 | 0.9 | 0.9 | 0.9 | 0.9 | 0.9 | 0.9 | 0.9 | 0.9 | 0.9 | 0.9 | 0.9 | 0.9 | 0.9 | 0.9 | 0 | 0 | 0 | 0 | 0 | 0 | 0 | 0
F2_Industrial_Instruments_New_Space Heating_Natural Gas_Unit Heater_E2 | F2 | Industrial | Instruments | New | Space Heating | Natural Gas | Unit Heater | E2 | TRC BC Ratio | 0.2181 | 0.22441 | 0.22186 | 0.21944 | 0.21339 | 0.20733 | 0.20112 | 0.19555 | 0.18995 | 0.18525 | 0.18051 | 0.17591 | 0.1714 | 0.16709 | 0.16286 | 0.15871 | 0.15471 | 0.1509 | 0.14716 | 0.14369 | 0.14034 | 0.13708 | 0 | 0 | 0 | 0 | 0 | 0 | 0 | 0
F2_Industrial_Instruments_New_Space Heating_Natural Gas_Unit Heater_E3 | F2 | Industrial | Instruments | New | Space Heating | Natural Gas | Unit Heater | E3 | TRC BC Ratio | 5.5546 | 5.9201 | 5.9076 | 5.8978 | 5.7318 | 5.5622 | 5.3814 | 5.2234 | 5.0607 | 4.9317 | 4.7987 | 4.6701 | 4.5435 | 4.4241 | 4.3066 | 4.191 | 4.0803 | 3.9764 | 3.8742 | 3.7819 | 3.6939 | 3.6079 | 0 | 0 | 0 | 0 | 0 | 0 | 0 | 0
F2_Industrial_Instruments_New_Space Heating_Natural Gas_Unit Heater_E4 | F2 | Industrial | Instruments | New | Space Heating | Natural Gas | Unit Heater | E4 | TRC BC Ratio | 0 | 0 | 0 | 0 | 0 | 0 | 0 | 0 | 0 | 0 | 0 | 0 | 0 | 0 | 0 | 0 | 0 | 0 | 0 | 0 | 0 | 0 | 0 | 0 | 0 | 0 | 0 | 0 | 0 | 0
F2_Industrial_Instruments_New_Space Heating_Natural Gas_Unit Heater_E5 | F2 | Industrial | Instruments | New | Space Heating | Natural Gas | Unit Heater | E5 | TRC BC Ratio | 0 | 0 | 0 | 0 | 0 | 0 | 0 | 0 | 0 | 0 | 0 | 0 | 0 | 0 | 0 | 0 | 0 | 0 | 0 | 0 | 0 | 0 | 0 | 0 | 0 | 0 | 0 | 0 | 0 | 0
F2_Industrial_Instruments_New_Space Heating_Natural Gas_Unit Heater_E6 | F2 | Industrial | Instruments | New | Space Heating | Natural Gas | Unit Heater | E6 | TRC BC Ratio | 0 | 0 | 0 | 0 | 0 | 0 | 0 | 0 | 0 | 0 | 0 | 0 | 0 | 0 | 0 | 0 | 0 | 0 | 0 | 0 | 0 | 0 | 0 | 0 | 0 | 0 | 0 | 0 | 0 | 0
F2_Industrial_Instruments_New_Space Heating_Natural Gas_Unit Heater_E7 | F2 | Industrial | Instruments | New | Space Heating | Natural Gas | Unit Heater | E7 | TRC BC Ratio | 0 | 0 | 0 | 0 | 0 | 0 | 0 | 0 | 0 | 0 | 0 | 0 | 0 | 0 | 0 | 0 | 0 | 0 | 0 | 0 | 0 | 0 | 0 | 0 | 0 | 0 | 0 | 0 | 0 | 0
F2_Industrial_Instruments_New_Space Heating_Natural Gas_Unit Heater_E8 | F2 | Industrial | Instruments | New | Space Heating | Natural Gas | Unit Heater | E8 | TRC BC Ratio | 0 | 0 | 0 | 0 | 0 | 0 | 0 | 0 | 0 | 0 | 0 | 0 | 0 | 0 | 0 | 0 | 0 | 0 | 0 | 0 | 0 | 0 | 0 | 0 | 0 | 0 | 0 | 0 | 0 | 0
F2_Industrial_Instruments_New_Space Heating_Natural Gas_Unit Heater_E9 | F2 | Industrial | Instruments | New | Space Heating | Natural Gas | Unit Heater | E9 | TRC BC Ratio | 0 | 0 | 0 | 0 | 0 | 0 | 0 | 0 | 0 | 0 | 0 | 0 | 0 | 0 | 0 | 0 | 0 | 0 | 0 | 0 | 0 | 0 | 0 | 0 | 0 | 0 | 0 | 0 | 0 | 0
F2_Industrial_Instruments_New_Space Heating_Natural Gas_Unit Heater_E10 | F2 | Industrial | Instruments | New | Space Heating | Natural Gas | Unit Heater | E10 | TRC BC Ratio | 0 | 0 | 0 | 0 | 0 | 0 | 0 | 0 | 0 | 0 | 0 | 0 | 0 | 0 | 0 | 0 | 0 | 0 | 0 | 0 | 0 | 0 | 0 | 0 | 0 | 0 | 0 | 0 | 0 | 0
F3_Industrial_Instruments_New_Space Heating_Natural Gas_Unit Heater_E1 | F3 | Industrial | Instruments | New | Space Heating | Natural Gas | Unit Heater | E1 | PACT BC Ratio | 0.9 | 0.9 | 0.9 | 0.9 | 0.9 | 0.9 | 0.9 | 0.9 | 0.9 | 0.9 | 0.9 | 0.9 | 0.9 | 0.9 | 0.9 | 0.9 | 0.9 | 0.9 | 0.9 | 0.9 | 0.9 | 0.9 | 0 | 0 | 0 | 0 | 0 | 0 | 0 | 0
F3_Industrial_Instruments_New_Space Heating_Natural Gas_Unit Heater_E2 | F3 | Industrial | Instruments | New | Space Heating | Natural Gas | Unit Heater | E2 | PACT BC Ratio | 0.46195 | 0.47531 | 0.46991 | 0.4648 | 0.45197 | 0.43914 | 0.42598 | 0.41419 | 0.40233 | 0.39237 | 0.38233 | 0.37259 | 0.36303 | 0.35391 | 0.34495 | 0.33616 | 0.32768 | 0.31961 | 0.31169 | 0.30433 | 0.29725 | 0.29033 | 0 | 0 | 0 | 0 | 0 | 0 | 0 | 0
F3_Industrial_Instruments_New_Space Heating_Natural Gas_Unit Heater_E3 | F3 | Industrial | Instruments | New | Space Heating | Natural Gas | Unit Heater | E3 | PACT BC Ratio | 11.765 | 12.5391 | 12.5126 | 12.4918 | 12.1402 | 11.781 | 11.398 | 11.0634 | 10.7189 | 10.4457 | 10.1639 | 9.8914 | 9.6234 | 9.3705 | 9.1217 | 8.8768 | 8.6424 | 8.4222 | 8.2058 | 8.0102 | 7.8238 | 7.6418 | 0 | 0 | 0 | 0 | 0 | 0 | 0 | 0
F3_Industrial_Instruments_New_Space Heating_Natural Gas_Unit Heater_E4 | F3 | Industrial | Instruments | New | Space Heating | Natural Gas | Unit Heater | E4 | PACT BC Ratio | 0 | 0 | 0 | 0 | 0 | 0 | 0 | 0 | 0 | 0 | 0 | 0 | 0 | 0 | 0 | 0 | 0 | 0 | 0 | 0 | 0 | 0 | 0 | 0 | 0 | 0 | 0 | 0 | 0 | 0
F3_Industrial_Instruments_New_Space Heating_Natural Gas_Unit Heater_E5 | F3 | Industrial | Instruments | New | Space Heating | Natural Gas | Unit Heater | E5 | PACT BC Ratio | 0 | 0 | 0 | 0 | 0 | 0 | 0 | 0 | 0 | 0 | 0 | 0 | 0 | 0 | 0 | 0 | 0 | 0 | 0 | 0 | 0 | 0 | 0 | 0 | 0 | 0 | 0 | 0 | 0 | 0
F3_Industrial_Instruments_New_Space Heating_Natural Gas_Unit Heater_E6 | F3 | Industrial | Instruments | New | Space Heating | Natural Gas | Unit Heater | E6 | PACT BC Ratio | 0 | 0 | 0 | 0 | 0 | 0 | 0 | 0 | 0 | 0 | 0 | 0 | 0 | 0 | 0 | 0 | 0 | 0 | 0 | 0 | 0 | 0 | 0 | 0 | 0 | 0 | 0 | 0 | 0 | 0
F3_Industrial_Instruments_New_Space Heating_Natural Gas_Unit Heater_E7 | F3 | Industrial | Instruments | New | Space Heating | Natural Gas | Unit Heater | E7 | PACT BC Ratio | 0 | 0 | 0 | 0 | 0 | 0 | 0 | 0 | 0 | 0 | 0 | 0 | 0 | 0 | 0 | 0 | 0 | 0 | 0 | 0 | 0 | 0 | 0 | 0 | 0 | 0 | 0 | 0 | 0 | 0
F3_Industrial_Instruments_New_Space Heating_Natural Gas_Unit Heater_E8 | F3 | Industrial | Instruments | New | Space Heating | Natural Gas | Unit Heater | E8 | PACT BC Ratio | 0 | 0 | 0 | 0 | 0 | 0 | 0 | 0 | 0 | 0 | 0 | 0 | 0 | 0 | 0 | 0 | 0 | 0 | 0 | 0 | 0 | 0 | 0 | 0 | 0 | 0 | 0 | 0 | 0 | 0
F3_Industrial_Instruments_New_Space Heating_Natural Gas_Unit Heater_E9 | F3 | Industrial | Instruments | New | Space Heating | Natural Gas | Unit Heater | E9 | PACT BC Ratio | 0 | 0 | 0 | 0 | 0 | 0 | 0 | 0 | 0 | 0 | 0 | 0 | 0 | 0 | 0 | 0 | 0 | 0 | 0 | 0 | 0 | 0 | 0 | 0 | 0 | 0 | 0 | 0 | 0 | 0
F3_Industrial_Instruments_New_Space Heating_Natural Gas_Unit Heater_E10 | F3 | Industrial | Instruments | New | Space Heating | Natural Gas | Unit Heater | E10 | PACT BC Ratio | 0 | 0 | 0 | 0 | 0 | 0 | 0 | 0 | 0 | 0 | 0 | 0 | 0 | 0 | 0 | 0 | 0 | 0 | 0 | 0 | 0 | 0 | 0 | 0 | 0 | 0 | 0 | 0 | 0 | 0
F4_Industrial_Instruments_New_Space Heating_Natural Gas_Unit Heater_E1 | F4 | Industrial | Instruments | New | Space Heating | Natural Gas | Unit Heater | E1 | PCT BC Ratio | 0.9 | 0.9 | 0.9 | 0.9 | 0.9 | 0.9 | 0.9 | 0.9 | 0.9 | 0.9 | 0.9 | 0.9 | 0.9 | 0.9 | 0.9 | 0.9 | 0.9 | 0.9 | 0.9 | 0.9 | 0.9 | 0.9 | 0 | 0 | 0 | 0 | 0 | 0 | 0 | 0
F4_Industrial_Instruments_New_Space Heating_Natural Gas_Unit Heater_E2 | F4 | Industrial | Instruments | New | Space Heating | Natural Gas | Unit Heater | E2 | PCT BC Ratio | 0.64585 | 0.65588 | 0.65183 | 0.64799 | 0.63835 | 0.6287 | 0.61882 | 0.60996 | 0.60104 | 0.59356 | 0.58601 | 0.57869 | 0.57151 | 0.56465 | 0.55792 | 0.55132 | 0.54495 | 0.53888 | 0.53293 | 0.5274 | 0.52208 | 0.51688 | 0 | 0 | 0 | 0 | 0 | 0 | 0 | 0
F4_Industrial_Instruments_New_Space Heating_Natural Gas_Unit Heater_E3 | F4 | Industrial | Instruments | New | Space Heating | Natural Gas | Unit Heater | E3 | PCT BC Ratio | 9.14 | 9.7218 | 9.7019 | 9.6862 | 9.422 | 9.152 | 8.8642 | 8.6128 | 8.3539 | 8.1486 | 7.9368 | 7.7321 | 7.5307 | 7.3406 | 7.1536 | 6.9696 | 6.7934 | 6.628 | 6.4653 | 6.3184 | 6.1783 | 6.0415 | 0 | 0 | 0 | 0 | 0 | 0 | 0 | 0
F4_Industrial_Instruments_New_Space Heating_Natural Gas_Unit Heater_E4 | F4 | Industrial | Instruments | New | Space Heating | Natural Gas | Unit Heater | E4 | PCT BC Ratio | 0 | 0 | 0 | 0 | 0 | 0 | 0 | 0 | 0 | 0 | 0 | 0 | 0 | 0 | 0 | 0 | 0 | 0 | 0 | 0 | 0 | 0 | 0 | 0 | 0 | 0 | 0 | 0 | 0 | 0
F4_Industrial_Instruments_New_Space Heating_Natural Gas_Unit Heater_E5 | F4 | Industrial | Instruments | New | Space Heating | Natural Gas | Unit Heater | E5 | PCT BC Ratio | 0 | 0 | 0 | 0 | 0 | 0 | 0 | 0 | 0 | 0 | 0 | 0 | 0 | 0 | 0 | 0 | 0 | 0 | 0 | 0 | 0 | 0 | 0 | 0 | 0 | 0 | 0 | 0 | 0 | 0
F4_Industrial_Instruments_New_Space Heating_Natural Gas_Unit Heater_E6 | F4 | Industrial | Instruments | New | Space Heating | Natural Gas | Unit Heater | E6 | PCT BC Ratio | 0 | 0 | 0 | 0 | 0 | 0 | 0 | 0 | 0 | 0 | 0 | 0 | 0 | 0 | 0 | 0 | 0 | 0 | 0 | 0 | 0 | 0 | 0 | 0 | 0 | 0 | 0 | 0 | 0 | 0
F4_Industrial_Instruments_New_Space Heating_Natural Gas_Unit Heater_E7 | F4 | Industrial | Instruments | New | Space Heating | Natural Gas | Unit Heater | E7 | PCT BC Ratio | 0 | 0 | 0 | 0 | 0 | 0 | 0 | 0 | 0 | 0 | 0 | 0 | 0 | 0 | 0 | 0 | 0 | 0 | 0 | 0 | 0 | 0 | 0 | 0 | 0 | 0 | 0 | 0 | 0 | 0
F4_Industrial_Instruments_New_Space Heating_Natural Gas_Unit Heater_E8 | F4 | Industrial | Instruments | New | Space Heating | Natural Gas | Unit Heater | E8 | PCT BC Ratio | 0 | 0 | 0 | 0 | 0 | 0 | 0 | 0 | 0 | 0 | 0 | 0 | 0 | 0 | 0 | 0 | 0 | 0 | 0 | 0 | 0 | 0 | 0 | 0 | 0 | 0 | 0 | 0 | 0 | 0
F4_Industrial_Instruments_New_Space Heating_Natural Gas_Unit Heater_E9 | F4 | Industrial | Instruments | New | Space Heating | Natural Gas | Unit Heater | E9 | PCT BC Ratio | 0 | 0 | 0 | 0 | 0 | 0 | 0 | 0 | 0 | 0 | 0 | 0 | 0 | 0 | 0 | 0 | 0 | 0 | 0 | 0 | 0 | 0 | 0 | 0 | 0 | 0 | 0 | 0 | 0 | 0
F4_Industrial_Instruments_New_Space Heating_Natural Gas_Unit Heater_E10 | F4 | Industrial | Instruments | New | Space Heating | Natural Gas | Unit Heater | E10 | PCT BC Ratio | 0 | 0 | 0 | 0 | 0 | 0 | 0 | 0 | 0 | 0 | 0 | 0 | 0 | 0 | 0 | 0 | 0 | 0 | 0 | 0 | 0 | 0 | 0 | 0 | 0 | 0 | 0 | 0 | 0 | 0
F5_Industrial_Instruments_New_Space Heating_Natural Gas_Unit Heater_E1 | F5 | Industrial | Instruments | New | Space Heating | Natural Gas | Unit Heater | E1 | RIM BC Ratio | 0.9 | 0.9 | 0.9 | 0.9 | 0.9 | 0.9 | 0.9 | 0.9 | 0.9 | 0.9 | 0.9 | 0.9 | 0.9 | 0.9 | 0.9 | 0.9 | 0.9 | 0.9 | 0.9 | 0.9 | 0.9 | 0.9 | 0 | 0 | 0 | 0 | 0 | 0 | 0 | 0
F5_Industrial_Instruments_New_Space Heating_Natural Gas_Unit Heater_E2 | F5 | Industrial | Instruments | New | Space Heating | Natural Gas | Unit Heater | E2 | RIM BC Ratio | 0.29737 | 0.30285 | 0.30065 | 0.29855 | 0.2932 | 0.28775 | 0.28204 | 0.27682 | 0.27147 | 0.2669 | 0.26222 | 0.2576 | 0.253 | 0.24853 | 0.24408 | 0.23964 | 0.2353 | 0.23111 | 0.22695 | 0.22302 | 0.21919 | 0.21541 | 0 | 0 | 0 | 0 | 0 | 0 | 0 | 0
F5_Industrial_Instruments_New_Space Heating_Natural Gas_Unit Heater_E3 | F5 | Industrial | Instruments | New | Space Heating | Natural Gas | Unit Heater | E3 | RIM BC Ratio | 0.77938 | 0.78259 | 0.78248 | 0.7824 | 0.78098 | 0.77945 | 0.77773 | 0.77612 | 0.77438 | 0.77292 | 0.77134 | 0.76973 | 0.76806 | 0.76641 | 0.7647 | 0.76294 | 0.76117 | 0.75942 | 0.75762 | 0.75591 | 0.75422 | 0.75249 | 0 | 0 | 0 | 0 | 0 | 0 | 0 | 0
F5_Industrial_Instruments_New_Space Heating_Natural Gas_Unit Heater_E4 | F5 | Industrial | Instruments | New | Space Heating | Natural Gas | Unit Heater | E4 | RIM BC Ratio | 0 | 0 | 0 | 0 | 0 | 0 | 0 | 0 | 0 | 0 | 0 | 0 | 0 | 0 | 0 | 0 | 0 | 0 | 0 | 0 | 0 | 0 | 0 | 0 | 0 | 0 | 0 | 0 | 0 | 0
F5_Industrial_Instruments_New_Space Heating_Natural Gas_Unit Heater_E5 | F5 | Industrial | Instruments | New | Space Heating | Natural Gas | Unit Heater | E5 | RIM BC Ratio | 0 | 0 | 0 | 0 | 0 | 0 | 0 | 0 | 0 | 0 | 0 | 0 | 0 | 0 | 0 | 0 | 0 | 0 | 0 | 0 | 0 | 0 | 0 | 0 | 0 | 0 | 0 | 0 | 0 | 0
F5_Industrial_Instruments_New_Space Heating_Natural Gas_Unit Heater_E6 | F5 | Industrial | Instruments | New | Space Heating | Natural Gas | Unit Heater | E6 | RIM BC Ratio | 0 | 0 | 0 | 0 | 0 | 0 | 0 | 0 | 0 | 0 | 0 | 0 | 0 | 0 | 0 | 0 | 0 | 0 | 0 | 0 | 0 | 0 | 0 | 0 | 0 | 0 | 0 | 0 | 0 | 0
F5_Industrial_Instruments_New_Space Heating_Natural Gas_Unit Heater_E7 | F5 | Industrial | Instruments | New | Space Heating | Natural Gas | Unit Heater | E7 | RIM BC Ratio | 0 | 0 | 0 | 0 | 0 | 0 | 0 | 0 | 0 | 0 | 0 | 0 | 0 | 0 | 0 | 0 | 0 | 0 | 0 | 0 | 0 | 0 | 0 | 0 | 0 | 0 | 0 | 0 | 0 | 0
F5_Industrial_Instruments_New_Space Heating_Natural Gas_Unit Heater_E8 | F5 | Industrial | Instruments | New | Space Heating | Natural Gas | Unit Heater | E8 | RIM BC Ratio | 0 | 0 | 0 | 0 | 0 | 0 | 0 | 0 | 0 | 0 | 0 | 0 | 0 | 0 | 0 | 0 | 0 | 0 | 0 | 0 | 0 | 0 | 0 | 0 | 0 | 0 | 0 | 0 | 0 | 0
F5_Industrial_Instruments_New_Space Heating_Natural Gas_Unit Heater_E9 | F5 | Industrial | Instruments | New | Space Heating | Natural Gas | Unit Heater | E9 | RIM BC Ratio | 0 | 0 | 0 | 0 | 0 | 0 | 0 | 0 | 0 | 0 | 0 | 0 | 0 | 0 | 0 | 0 | 0 | 0 | 0 | 0 | 0 | 0 | 0 | 0 | 0 | 0 | 0 | 0 | 0 | 0
F5_Industrial_Instruments_New_Space Heating_Natural Gas_Unit Heater_E10 | F5 | Industrial | Instruments | New | Space Heating | Natural Gas | Unit Heater | E10 | RIM BC Ratio | 0 | 0 | 0 | 0 | 0 | 0 | 0 | 0 | 0 | 0 | 0 | 0 | 0 | 0 | 0 | 0 | 0 | 0 | 0 | 0 | 0 | 0 | 0 | 0 | 0 | 0 | 0 | 0 | 0 | 0
F0_Industrial_Instruments_New_Process_Natural Gas_Process Boiler_E0 | F0 | Industrial | Instruments | New | Process | Natural Gas | Process Boiler | E0 | Economic Unit | EF .80 | EF .80 | EF .80 | EF .80 | EF .80 | EF .80 | EF .80 | EF .80 | EF .80 | EF .80 | EF .80 | EF .80 | EF .80 | EF .80 | EF .80 | EF .80 | EF .80 | EF .80 | EF .80 | EF .80 | EF .80 | EF .80 | 0 | 0 | 0 | 0 | 0 | 0 | 0 | 0
F1_Industrial_Instruments_New_Process_Natural Gas_Process Boiler_E1 | F1 | Industrial | Instruments | New | Process | Natural Gas | Process Boiler | E1 | CCE | 0 | 0 | 0 | 0 | 0 | 0 | 0 | 0 | 0 | 0 | 0 | 0 | 0 | 0 | 0 | 0 | 0 | 0 | 0 | 0 | 0 | 0 | 0 | 0 | 0 | 0 | 0 | 0 | 0 | 0
F1_Industrial_Instruments_New_Process_Natural Gas_Process Boiler_E2 | F1 | Industrial | Instruments | New | Process | Natural Gas | Process Boiler | E2 | CCE | 0 | 0 | 0 | 0 | 0 | 0 | 0 | 0 | 0 | 0 | 0 | 0 | 0 | 0 | 0 | 0 | 0 | 0 | 0 | 0 | 0 | 0 | 0 | 0 | 0 | 0 | 0 | 0 | 0 | 0
F1_Industrial_Instruments_New_Process_Natural Gas_Process Boiler_E3 | F1 | Industrial | Instruments | New | Process | Natural Gas | Process Boiler | E3 | CCE | 0 | 0 | 0 | 0 | 0 | 0 | 0 | 0 | 0 | 0 | 0 | 0 | 0 | 0 | 0 | 0 | 0 | 0 | 0 | 0 | 0 | 0 | 0 | 0 | 0 | 0 | 0 | 0 | 0 | 0
F1_Industrial_Instruments_New_Process_Natural Gas_Process Boiler_E4 | F1 | Industrial | Instruments | New | Process | Natural Gas | Process Boiler | E4 | CCE | 0 | 0 | 0 | 0 | 0 | 0 | 0 | 0 | 0 | 0 | 0 | 0 | 0 | 0 | 0 | 0 | 0 | 0 | 0 | 0 | 0 | 0 | 0 | 0 | 0 | 0 | 0 | 0 | 0 | 0
F1_Industrial_Instruments_New_Process_Natural Gas_Process Boiler_E5 | F1 | Industrial | Instruments | New | Process | Natural Gas | Process Boiler | E5 | CCE | 0 | 0 | 0 | 0 | 0 | 0 | 0 | 0 | 0 | 0 | 0 | 0 | 0 | 0 | 0 | 0 | 0 | 0 | 0 | 0 | 0 | 0 | 0 | 0 | 0 | 0 | 0 | 0 | 0 | 0
F1_Industrial_Instruments_New_Process_Natural Gas_Process Boiler_E6 | F1 | Industrial | Instruments | New | Process | Natural Gas | Process Boiler | E6 | CCE | 0 | 0 | 0 | 0 | 0 | 0 | 0 | 0 | 0 | 0 | 0 | 0 | 0 | 0 | 0 | 0 | 0 | 0 | 0 | 0 | 0 | 0 | 0 | 0 | 0 | 0 | 0 | 0 | 0 | 0
F1_Industrial_Instruments_New_Process_Natural Gas_Process Boiler_E7 | F1 | Industrial | Instruments | New | Process | Natural Gas | Process Boiler | E7 | CCE | 0 | 0 | 0 | 0 | 0 | 0 | 0 | 0 | 0 | 0 | 0 | 0 | 0 | 0 | 0 | 0 | 0 | 0 | 0 | 0 | 0 | 0 | 0 | 0 | 0 | 0 | 0 | 0 | 0 | 0
F1_Industrial_Instruments_New_Process_Natural Gas_Process Boiler_E8 | F1 | Industrial | Instruments | New | Process | Natural Gas | Process Boiler | E8 | CCE | 0 | 0 | 0 | 0 | 0 | 0 | 0 | 0 | 0 | 0 | 0 | 0 | 0 | 0 | 0 | 0 | 0 | 0 | 0 | 0 | 0 | 0 | 0 | 0 | 0 | 0 | 0 | 0 | 0 | 0
F1_Industrial_Instruments_New_Process_Natural Gas_Process Boiler_E9 | F1 | Industrial | Instruments | New | Process | Natural Gas | Process Boiler | E9 | CCE | 0 | 0 | 0 | 0 | 0 | 0 | 0 | 0 | 0 | 0 | 0 | 0 | 0 | 0 | 0 | 0 | 0 | 0 | 0 | 0 | 0 | 0 | 0 | 0 | 0 | 0 | 0 | 0 | 0 | 0
F1_Industrial_Instruments_New_Process_Natural Gas_Process Boiler_E10 | F1 | Industrial | Instruments | New | Process | Natural Gas | Process Boiler | E10 | CCE | 0 | 0 | 0 | 0 | 0 | 0 | 0 | 0 | 0 | 0 | 0 | 0 | 0 | 0 | 0 | 0 | 0 | 0 | 0 | 0 | 0 | 0 | 0 | 0 | 0 | 0 | 0 | 0 | 0 | 0
F2_Industrial_Instruments_New_Process_Natural Gas_Process Boiler_E1 | F2 | Industrial | Instruments | New | Process | Natural Gas | Process Boiler | E1 | TRC BC Ratio | 0.9 | 0.9 | 0.9 | 0.9 | 0.9 | 0.9 | 0.9 | 0.9 | 0.9 | 0.9 | 0.9 | 0.9 | 0.9 | 0.9 | 0.9 | 0.9 | 0.9 | 0.9 | 0.9 | 0.9 | 0.9 | 0.9 | 0 | 0 | 0 | 0 | 0 | 0 | 0 | 0
F2_Industrial_Instruments_New_Process_Natural Gas_Process Boiler_E2 | F2 | Industrial | Instruments | New | Process | Natural Gas | Process Boiler | E2 | TRC BC Ratio | 0 | 0 | 0 | 0 | 0 | 0 | 0 | 0 | 0 | 0 | 0 | 0 | 0 | 0 | 0 | 0 | 0 | 0 | 0 | 0 | 0 | 0 | 0 | 0 | 0 | 0 | 0 | 0 | 0 | 0
F2_Industrial_Instruments_New_Process_Natural Gas_Process Boiler_E3 | F2 | Industrial | Instruments | New | Process | Natural Gas | Process Boiler | E3 | TRC BC Ratio | 0 | 0 | 0 | 0 | 0 | 0 | 0 | 0 | 0 | 0 | 0 | 0 | 0 | 0 | 0 | 0 | 0 | 0 | 0 | 0 | 0 | 0 | 0 | 0 | 0 | 0 | 0 | 0 | 0 | 0
F2_Industrial_Instruments_New_Process_Natural Gas_Process Boiler_E4 | F2 | Industrial | Instruments | New | Process | Natural Gas | Process Boiler | E4 | TRC BC Ratio | 0 | 0 | 0 | 0 | 0 | 0 | 0 | 0 | 0 | 0 | 0 | 0 | 0 | 0 | 0 | 0 | 0 | 0 | 0 | 0 | 0 | 0 | 0 | 0 | 0 | 0 | 0 | 0 | 0 | 0
F2_Industrial_Instruments_New_Process_Natural Gas_Process Boiler_E5 | F2 | Industrial | Instruments | New | Process | Natural Gas | Process Boiler | E5 | TRC BC Ratio | 0 | 0 | 0 | 0 | 0 | 0 | 0 | 0 | 0 | 0 | 0 | 0 | 0 | 0 | 0 | 0 | 0 | 0 | 0 | 0 | 0 | 0 | 0 | 0 | 0 | 0 | 0 | 0 | 0 | 0
F2_Industrial_Instruments_New_Process_Natural Gas_Process Boiler_E6 | F2 | Industrial | Instruments | New | Process | Natural Gas | Process Boiler | E6 | TRC BC Ratio | 0 | 0 | 0 | 0 | 0 | 0 | 0 | 0 | 0 | 0 | 0 | 0 | 0 | 0 | 0 | 0 | 0 | 0 | 0 | 0 | 0 | 0 | 0 | 0 | 0 | 0 | 0 | 0 | 0 | 0
F2_Industrial_Instruments_New_Process_Natural Gas_Process Boiler_E7 | F2 | Industrial | Instruments | New | Process | Natural Gas | Process Boiler | E7 | TRC BC Ratio | 0 | 0 | 0 | 0 | 0 | 0 | 0 | 0 | 0 | 0 | 0 | 0 | 0 | 0 | 0 | 0 | 0 | 0 | 0 | 0 | 0 | 0 | 0 | 0 | 0 | 0 | 0 | 0 | 0 | 0
F2_Industrial_Instruments_New_Process_Natural Gas_Process Boiler_E8 | F2 | Industrial | Instruments | New | Process | Natural Gas | Process Boiler | E8 | TRC BC Ratio | 0 | 0 | 0 | 0 | 0 | 0 | 0 | 0 | 0 | 0 | 0 | 0 | 0 | 0 | 0 | 0 | 0 | 0 | 0 | 0 | 0 | 0 | 0 | 0 | 0 | 0 | 0 | 0 | 0 | 0
F2_Industrial_Instruments_New_Process_Natural Gas_Process Boiler_E9 | F2 | Industrial | Instruments | New | Process | Natural Gas | Process Boiler | E9 | TRC BC Ratio | 0 | 0 | 0 | 0 | 0 | 0 | 0 | 0 | 0 | 0 | 0 | 0 | 0 | 0 | 0 | 0 | 0 | 0 | 0 | 0 | 0 | 0 | 0 | 0 | 0 | 0 | 0 | 0 | 0 | 0
F2_Industrial_Instruments_New_Process_Natural Gas_Process Boiler_E10 | F2 | Industrial | Instruments | New | Process | Natural Gas | Process Boiler | E10 | TRC BC Ratio | 0 | 0 | 0 | 0 | 0 | 0 | 0 | 0 | 0 | 0 | 0 | 0 | 0 | 0 | 0 | 0 | 0 | 0 | 0 | 0 | 0 | 0 | 0 | 0 | 0 | 0 | 0 | 0 | 0 | 0
F3_Industrial_Instruments_New_Process_Natural Gas_Process Boiler_E1 | F3 | Industrial | Instruments | New | Process | Natural Gas | Process Boiler | E1 | PACT BC Ratio | 0.9 | 0.9 | 0.9 | 0.9 | 0.9 | 0.9 | 0.9 | 0.9 | 0.9 | 0.9 | 0.9 | 0.9 | 0.9 | 0.9 | 0.9 | 0.9 | 0.9 | 0.9 | 0.9 | 0.9 | 0.9 | 0.9 | 0 | 0 | 0 | 0 | 0 | 0 | 0 | 0
F3_Industrial_Instruments_New_Process_Natural Gas_Process Boiler_E2 | F3 | Industrial | Instruments | New | Process | Natural Gas | Process Boiler | E2 | PACT BC Ratio | 0 | 0 | 0 | 0 | 0 | 0 | 0 | 0 | 0 | 0 | 0 | 0 | 0 | 0 | 0 | 0 | 0 | 0 | 0 | 0 | 0 | 0 | 0 | 0 | 0 | 0 | 0 | 0 | 0 | 0
F3_Industrial_Instruments_New_Process_Natural Gas_Process Boiler_E3 | F3 | Industrial | Instruments | New | Process | Natural Gas | Process Boiler | E3 | PACT BC Ratio | 0 | 0 | 0 | 0 | 0 | 0 | 0 | 0 | 0 | 0 | 0 | 0 | 0 | 0 | 0 | 0 | 0 | 0 | 0 | 0 | 0 | 0 | 0 | 0 | 0 | 0 | 0 | 0 | 0 | 0
F3_Industrial_Instruments_New_Process_Natural Gas_Process Boiler_E4 | F3 | Industrial | Instruments | New | Process | Natural Gas | Process Boiler | E4 | PACT BC Ratio | 0 | 0 | 0 | 0 | 0 | 0 | 0 | 0 | 0 | 0 | 0 | 0 | 0 | 0 | 0 | 0 | 0 | 0 | 0 | 0 | 0 | 0 | 0 | 0 | 0 | 0 | 0 | 0 | 0 | 0
F3_Industrial_Instruments_New_Process_Natural Gas_Process Boiler_E5 | F3 | Industrial | Instruments | New | Process | Natural Gas | Process Boiler | E5 | PACT BC Ratio | 0 | 0 | 0 | 0 | 0 | 0 | 0 | 0 | 0 | 0 | 0 | 0 | 0 | 0 | 0 | 0 | 0 | 0 | 0 | 0 | 0 | 0 | 0 | 0 | 0 | 0 | 0 | 0 | 0 | 0
F3_Industrial_Instruments_New_Process_Natural Gas_Process Boiler_E6 | F3 | Industrial | Instruments | New | Process | Natural Gas | Process Boiler | E6 | PACT BC Ratio | 0 | 0 | 0 | 0 | 0 | 0 | 0 | 0 | 0 | 0 | 0 | 0 | 0 | 0 | 0 | 0 | 0 | 0 | 0 | 0 | 0 | 0 | 0 | 0 | 0 | 0 | 0 | 0 | 0 | 0
F3_Industrial_Instruments_New_Process_Natural Gas_Process Boiler_E7 | F3 | Industrial | Instruments | New | Process | Natural Gas | Process Boiler | E7 | PACT BC Ratio | 0 | 0 | 0 | 0 | 0 | 0 | 0 | 0 | 0 | 0 | 0 | 0 | 0 | 0 | 0 | 0 | 0 | 0 | 0 | 0 | 0 | 0 | 0 | 0 | 0 | 0 | 0 | 0 | 0 | 0
F3_Industrial_Instruments_New_Process_Natural Gas_Process Boiler_E8 | F3 | Industrial | Instruments | New | Process | Natural Gas | Process Boiler | E8 | PACT BC Ratio | 0 | 0 | 0 | 0 | 0 | 0 | 0 | 0 | 0 | 0 | 0 | 0 | 0 | 0 | 0 | 0 | 0 | 0 | 0 | 0 | 0 | 0 | 0 | 0 | 0 | 0 | 0 | 0 | 0 | 0
F3_Industrial_Instruments_New_Process_Natural Gas_Process Boiler_E9 | F3 | Industrial | Instruments | New | Process | Natural Gas | Process Boiler | E9 | PACT BC Ratio | 0 | 0 | 0 | 0 | 0 | 0 | 0 | 0 | 0 | 0 | 0 | 0 | 0 | 0 | 0 | 0 | 0 | 0 | 0 | 0 | 0 | 0 | 0 | 0 | 0 | 0 | 0 | 0 | 0 | 0
F3_Industrial_Instruments_New_Process_Natural Gas_Process Boiler_E10 | F3 | Industrial | Instruments | New | Process | Natural Gas | Process Boiler | E10 | PACT BC Ratio | 0 | 0 | 0 | 0 | 0 | 0 | 0 | 0 | 0 | 0 | 0 | 0 | 0 | 0 | 0 | 0 | 0 | 0 | 0 | 0 | 0 | 0 | 0 | 0 | 0 | 0 | 0 | 0 | 0 | 0
F4_Industrial_Instruments_New_Process_Natural Gas_Process Boiler_E1 | F4 | Industrial | Instruments | New | Process | Natural Gas | Process Boiler | E1 | PCT BC Ratio | 0.9 | 0.9 | 0.9 | 0.9 | 0.9 | 0.9 | 0.9 | 0.9 | 0.9 | 0.9 | 0.9 | 0.9 | 0.9 | 0.9 | 0.9 | 0.9 | 0.9 | 0.9 | 0.9 | 0.9 | 0.9 | 0.9 | 0 | 0 | 0 | 0 | 0 | 0 | 0 | 0
F4_Industrial_Instruments_New_Process_Natural Gas_Process Boiler_E2 | F4 | Industrial | Instruments | New | Process | Natural Gas | Process Boiler | E2 | PCT BC Ratio | 0 | 0 | 0 | 0 | 0 | 0 | 0 | 0 | 0 | 0 | 0 | 0 | 0 | 0 | 0 | 0 | 0 | 0 | 0 | 0 | 0 | 0 | 0 | 0 | 0 | 0 | 0 | 0 | 0 | 0
F4_Industrial_Instruments_New_Process_Natural Gas_Process Boiler_E3 | F4 | Industrial | Instruments | New | Process | Natural Gas | Process Boiler | E3 | PCT BC Ratio | 0 | 0 | 0 | 0 | 0 | 0 | 0 | 0 | 0 | 0 | 0 | 0 | 0 | 0 | 0 | 0 | 0 | 0 | 0 | 0 | 0 | 0 | 0 | 0 | 0 | 0 | 0 | 0 | 0 | 0
F4_Industrial_Instruments_New_Process_Natural Gas_Process Boiler_E4 | F4 | Industrial | Instruments | New | Process | Natural Gas | Process Boiler | E4 | PCT BC Ratio | 0 | 0 | 0 | 0 | 0 | 0 | 0 | 0 | 0 | 0 | 0 | 0 | 0 | 0 | 0 | 0 | 0 | 0 | 0 | 0 | 0 | 0 | 0 | 0 | 0 | 0 | 0 | 0 | 0 | 0
F4_Industrial_Instruments_New_Process_Natural Gas_Process Boiler_E5 | F4 | Industrial | Instruments | New | Process | Natural Gas | Process Boiler | E5 | PCT BC Ratio | 0 | 0 | 0 | 0 | 0 | 0 | 0 | 0 | 0 | 0 | 0 | 0 | 0 | 0 | 0 | 0 | 0 | 0 | 0 | 0 | 0 | 0 | 0 | 0 | 0 | 0 | 0 | 0 | 0 | 0
F4_Industrial_Instruments_New_Process_Natural Gas_Process Boiler_E6 | F4 | Industrial | Instruments | New | Process | Natural Gas | Process Boiler | E6 | PCT BC Ratio | 0 | 0 | 0 | 0 | 0 | 0 | 0 | 0 | 0 | 0 | 0 | 0 | 0 | 0 | 0 | 0 | 0 | 0 | 0 | 0 | 0 | 0 | 0 | 0 | 0 | 0 | 0 | 0 | 0 | 0
F4_Industrial_Instruments_New_Process_Natural Gas_Process Boiler_E7 | F4 | Industrial | Instruments | New | Process | Natural Gas | Process Boiler | E7 | PCT BC Ratio | 0 | 0 | 0 | 0 | 0 | 0 | 0 | 0 | 0 | 0 | 0 | 0 | 0 | 0 | 0 | 0 | 0 | 0 | 0 | 0 | 0 | 0 | 0 | 0 | 0 | 0 | 0 | 0 | 0 | 0
F4_Industrial_Instruments_New_Process_Natural Gas_Process Boiler_E8 | F4 | Industrial | Instruments | New | Process | Natural Gas | Process Boiler | E8 | PCT BC Ratio | 0 | 0 | 0 | 0 | 0 | 0 | 0 | 0 | 0 | 0 | 0 | 0 | 0 | 0 | 0 | 0 | 0 | 0 | 0 | 0 | 0 | 0 | 0 | 0 | 0 | 0 | 0 | 0 | 0 | 0
F4_Industrial_Instruments_New_Process_Natural Gas_Process Boiler_E9 | F4 | Industrial | Instruments | New | Process | Natural Gas | Process Boiler | E9 | PCT BC Ratio | 0 | 0 | 0 | 0 | 0 | 0 | 0 | 0 | 0 | 0 | 0 | 0 | 0 | 0 | 0 | 0 | 0 | 0 | 0 | 0 | 0 | 0 | 0 | 0 | 0 | 0 | 0 | 0 | 0 | 0
F4_Industrial_Instruments_New_Process_Natural Gas_Process Boiler_E10 | F4 | Industrial | Instruments | New | Process | Natural Gas | Process Boiler | E10 | PCT BC Ratio | 0 | 0 | 0 | 0 | 0 | 0 | 0 | 0 | 0 | 0 | 0 | 0 | 0 | 0 | 0 | 0 | 0 | 0 | 0 | 0 | 0 | 0 | 0 | 0 | 0 | 0 | 0 | 0 | 0 | 0
F5_Industrial_Instruments_New_Process_Natural Gas_Process Boiler_E1 | F5 | Industrial | Instruments | New | Process | Natural Gas | Process Boiler | E1 | RIM BC Ratio | 0.9 | 0.9 | 0.9 | 0.9 | 0.9 | 0.9 | 0.9 | 0.9 | 0.9 | 0.9 | 0.9 | 0.9 | 0.9 | 0.9 | 0.9 | 0.9 | 0.9 | 0.9 | 0.9 | 0.9 | 0.9 | 0.9 | 0 | 0 | 0 | 0 | 0 | 0 | 0 | 0
F5_Industrial_Instruments_New_Process_Natural Gas_Process Boiler_E2 | F5 | Industrial | Instruments | New | Process | Natural Gas | Process Boiler | E2 | RIM BC Ratio | 0 | 0 | 0 | 0 | 0 | 0 | 0 | 0 | 0 | 0 | 0 | 0 | 0 | 0 | 0 | 0 | 0 | 0 | 0 | 0 | 0 | 0 | 0 | 0 | 0 | 0 | 0 | 0 | 0 | 0
F5_Industrial_Instruments_New_Process_Natural Gas_Process Boiler_E3 | F5 | Industrial | Instruments | New | Process | Natural Gas | Process Boiler | E3 | RIM BC Ratio | 0 | 0 | 0 | 0 | 0 | 0 | 0 | 0 | 0 | 0 | 0 | 0 | 0 | 0 | 0 | 0 | 0 | 0 | 0 | 0 | 0 | 0 | 0 | 0 | 0 | 0 | 0 | 0 | 0 | 0
F5_Industrial_Instruments_New_Process_Natural Gas_Process Boiler_E4 | F5 | Industrial | Instruments | New | Process | Natural Gas | Process Boiler | E4 | RIM BC Ratio | 0 | 0 | 0 | 0 | 0 | 0 | 0 | 0 | 0 | 0 | 0 | 0 | 0 | 0 | 0 | 0 | 0 | 0 | 0 | 0 | 0 | 0 | 0 | 0 | 0 | 0 | 0 | 0 | 0 | 0
F5_Industrial_Instruments_New_Process_Natural Gas_Process Boiler_E5 | F5 | Industrial | Instruments | New | Process | Natural Gas | Process Boiler | E5 | RIM BC Ratio | 0 | 0 | 0 | 0 | 0 | 0 | 0 | 0 | 0 | 0 | 0 | 0 | 0 | 0 | 0 | 0 | 0 | 0 | 0 | 0 | 0 | 0 | 0 | 0 | 0 | 0 | 0 | 0 | 0 | 0
F5_Industrial_Instruments_New_Process_Natural Gas_Process Boiler_E6 | F5 | Industrial | Instruments | New | Process | Natural Gas | Process Boiler | E6 | RIM BC Ratio | 0 | 0 | 0 | 0 | 0 | 0 | 0 | 0 | 0 | 0 | 0 | 0 | 0 | 0 | 0 | 0 | 0 | 0 | 0 | 0 | 0 | 0 | 0 | 0 | 0 | 0 | 0 | 0 | 0 | 0
F5_Industrial_Instruments_New_Process_Natural Gas_Process Boiler_E7 | F5 | Industrial | Instruments | New | Process | Natural Gas | Process Boiler | E7 | RIM BC Ratio | 0 | 0 | 0 | 0 | 0 | 0 | 0 | 0 | 0 | 0 | 0 | 0 | 0 | 0 | 0 | 0 | 0 | 0 | 0 | 0 | 0 | 0 | 0 | 0 | 0 | 0 | 0 | 0 | 0 | 0
F5_Industrial_Instruments_New_Process_Natural Gas_Process Boiler_E8 | F5 | Industrial | Instruments | New | Process | Natural Gas | Process Boiler | E8 | RIM BC Ratio | 0 | 0 | 0 | 0 | 0 | 0 | 0 | 0 | 0 | 0 | 0 | 0 | 0 | 0 | 0 | 0 | 0 | 0 | 0 | 0 | 0 | 0 | 0 | 0 | 0 | 0 | 0 | 0 | 0 | 0
F5_Industrial_Instruments_New_Process_Natural Gas_Process Boiler_E9 | F5 | Industrial | Instruments | New | Process | Natural Gas | Process Boiler | E9 | RIM BC Ratio | 0 | 0 | 0 | 0 | 0 | 0 | 0 | 0 | 0 | 0 | 0 | 0 | 0 | 0 | 0 | 0 | 0 | 0 | 0 | 0 | 0 | 0 | 0 | 0 | 0 | 0 | 0 | 0 | 0 | 0
F5_Industrial_Instruments_New_Process_Natural Gas_Process Boiler_E10 | F5 | Industrial | Instruments | New | Process | Natural Gas | Process Boiler | E10 | RIM BC Ratio | 0 | 0 | 0 | 0 | 0 | 0 | 0 | 0 | 0 | 0 | 0 | 0 | 0 | 0 | 0 | 0 | 0 | 0 | 0 | 0 | 0 | 0 | 0 | 0 | 0 | 0 | 0 | 0 | 0 | 0
F0_Industrial_Instruments_New_Process_Natural Gas_Process Heating_E0 | F0 | Industrial | Instruments | New | Process | Natural Gas | Process Heating | E0 | Economic Unit | Standard | Standard | Standard | Standard | Standard | Standard | Standard | Standard | Standard | Standard | Standard | Standard | Standard | Standard | Standard | Standard | Standard | Standard | Standard | Standard | Standard | Standard | 0 | 0 | 0 | 0 | 0 | 0 | 0 | 0
F1_Industrial_Instruments_New_Process_Natural Gas_Process Heating_E1 | F1 | Industrial | Instruments | New | Process | Natural Gas | Process Heating | E1 | CCE | 0 | 0 | 0 | 0 | 0 | 0 | 0 | 0 | 0 | 0 | 0 | 0 | 0 | 0 | 0 | 0 | 0 | 0 | 0 | 0 | 0 | 0 | 0 | 0 | 0 | 0 | 0 | 0 | 0 | 0
F1_Industrial_Instruments_New_Process_Natural Gas_Process Heating_E2 | F1 | Industrial | Instruments | New | Process | Natural Gas | Process Heating | E2 | CCE | 0 | 0 | 0 | 0 | 0 | 0 | 0 | 0 | 0 | 0 | 0 | 0 | 0 | 0 | 0 | 0 | 0 | 0 | 0 | 0 | 0 | 0 | 0 | 0 | 0 | 0 | 0 | 0 | 0 | 0
F1_Industrial_Instruments_New_Process_Natural Gas_Process Heating_E3 | F1 | Industrial | Instruments | New | Process | Natural Gas | Process Heating | E3 | CCE | 0 | 0 | 0 | 0 | 0 | 0 | 0 | 0 | 0 | 0 | 0 | 0 | 0 | 0 | 0 | 0 | 0 | 0 | 0 | 0 | 0 | 0 | 0 | 0 | 0 | 0 | 0 | 0 | 0 | 0
F1_Industrial_Instruments_New_Process_Natural Gas_Process Heating_E4 | F1 | Industrial | Instruments | New | Process | Natural Gas | Process Heating | E4 | CCE | 0 | 0 | 0 | 0 | 0 | 0 | 0 | 0 | 0 | 0 | 0 | 0 | 0 | 0 | 0 | 0 | 0 | 0 | 0 | 0 | 0 | 0 | 0 | 0 | 0 | 0 | 0 | 0 | 0 | 0
F1_Industrial_Instruments_New_Process_Natural Gas_Process Heating_E5 | F1 | Industrial | Instruments | New | Process | Natural Gas | Process Heating | E5 | CCE | 0 | 0 | 0 | 0 | 0 | 0 | 0 | 0 | 0 | 0 | 0 | 0 | 0 | 0 | 0 | 0 | 0 | 0 | 0 | 0 | 0 | 0 | 0 | 0 | 0 | 0 | 0 | 0 | 0 | 0
F1_Industrial_Instruments_New_Process_Natural Gas_Process Heating_E6 | F1 | Industrial | Instruments | New | Process | Natural Gas | Process Heating | E6 | CCE | 0 | 0 | 0 | 0 | 0 | 0 | 0 | 0 | 0 | 0 | 0 | 0 | 0 | 0 | 0 | 0 | 0 | 0 | 0 | 0 | 0 | 0 | 0 | 0 | 0 | 0 | 0 | 0 | 0 | 0
F1_Industrial_Instruments_New_Process_Natural Gas_Process Heating_E7 | F1 | Industrial | Instruments | New | Process | Natural Gas | Process Heating | E7 | CCE | 0 | 0 | 0 | 0 | 0 | 0 | 0 | 0 | 0 | 0 | 0 | 0 | 0 | 0 | 0 | 0 | 0 | 0 | 0 | 0 | 0 | 0 | 0 | 0 | 0 | 0 | 0 | 0 | 0 | 0
F1_Industrial_Instruments_New_Process_Natural Gas_Process Heating_E8 | F1 | Industrial | Instruments | New | Process | Natural Gas | Process Heating | E8 | CCE | 0 | 0 | 0 | 0 | 0 | 0 | 0 | 0 | 0 | 0 | 0 | 0 | 0 | 0 | 0 | 0 | 0 | 0 | 0 | 0 | 0 | 0 | 0 | 0 | 0 | 0 | 0 | 0 | 0 | 0
F1_Industrial_Instruments_New_Process_Natural Gas_Process Heating_E9 | F1 | Industrial | Instruments | New | Process | Natural Gas | Process Heating | E9 | CCE | 0 | 0 | 0 | 0 | 0 | 0 | 0 | 0 | 0 | 0 | 0 | 0 | 0 | 0 | 0 | 0 | 0 | 0 | 0 | 0 | 0 | 0 | 0 | 0 | 0 | 0 | 0 | 0 | 0 | 0
F1_Industrial_Instruments_New_Process_Natural Gas_Process Heating_E10 | F1 | Industrial | Instruments | New | Process | Natural Gas | Process Heating | E10 | CCE | 0 | 0 | 0 | 0 | 0 | 0 | 0 | 0 | 0 | 0 | 0 | 0 | 0 | 0 | 0 | 0 | 0 | 0 | 0 | 0 | 0 | 0 | 0 | 0 | 0 | 0 | 0 | 0 | 0 | 0
F2_Industrial_Instruments_New_Process_Natural Gas_Process Heating_E1 | F2 | Industrial | Instruments | New | Process | Natural Gas | Process Heating | E1 | TRC BC Ratio | 0.9 | 0.9 | 0.9 | 0.9 | 0.9 | 0.9 | 0.9 | 0.9 | 0.9 | 0.9 | 0.9 | 0.9 | 0.9 | 0.9 | 0.9 | 0.9 | 0.9 | 0.9 | 0.9 | 0.9 | 0.9 | 0.9 | 0 | 0 | 0 | 0 | 0 | 0 | 0 | 0
F2_Industrial_Instruments_New_Process_Natural Gas_Process Heating_E2 | F2 | Industrial | Instruments | New | Process | Natural Gas | Process Heating | E2 | TRC BC Ratio | 0 | 0 | 0 | 0 | 0 | 0 | 0 | 0 | 0 | 0 | 0 | 0 | 0 | 0 | 0 | 0 | 0 | 0 | 0 | 0 | 0 | 0 | 0 | 0 | 0 | 0 | 0 | 0 | 0 | 0
F2_Industrial_Instruments_New_Process_Natural Gas_Process Heating_E3 | F2 | Industrial | Instruments | New | Process | Natural Gas | Process Heating | E3 | TRC BC Ratio | 0 | 0 | 0 | 0 | 0 | 0 | 0 | 0 | 0 | 0 | 0 | 0 | 0 | 0 | 0 | 0 | 0 | 0 | 0 | 0 | 0 | 0 | 0 | 0 | 0 | 0 | 0 | 0 | 0 | 0
F2_Industrial_Instruments_New_Process_Natural Gas_Process Heating_E4 | F2 | Industrial | Instruments | New | Process | Natural Gas | Process Heating | E4 | TRC BC Ratio | 0 | 0 | 0 | 0 | 0 | 0 | 0 | 0 | 0 | 0 | 0 | 0 | 0 | 0 | 0 | 0 | 0 | 0 | 0 | 0 | 0 | 0 | 0 | 0 | 0 | 0 | 0 | 0 | 0 | 0
F2_Industrial_Instruments_New_Process_Natural Gas_Process Heating_E5 | F2 | Industrial | Instruments | New | Process | Natural Gas | Process Heating | E5 | TRC BC Ratio | 0 | 0 | 0 | 0 | 0 | 0 | 0 | 0 | 0 | 0 | 0 | 0 | 0 | 0 | 0 | 0 | 0 | 0 | 0 | 0 | 0 | 0 | 0 | 0 | 0 | 0 | 0 | 0 | 0 | 0
F2_Industrial_Instruments_New_Process_Natural Gas_Process Heating_E6 | F2 | Industrial | Instruments | New | Process | Natural Gas | Process Heating | E6 | TRC BC Ratio | 0 | 0 | 0 | 0 | 0 | 0 | 0 | 0 | 0 | 0 | 0 | 0 | 0 | 0 | 0 | 0 | 0 | 0 | 0 | 0 | 0 | 0 | 0 | 0 | 0 | 0 | 0 | 0 | 0 | 0
F2_Industrial_Instruments_New_Process_Natural Gas_Process Heating_E7 | F2 | Industrial | Instruments | New | Process | Natural Gas | Process Heating | E7 | TRC BC Ratio | 0 | 0 | 0 | 0 | 0 | 0 | 0 | 0 | 0 | 0 | 0 | 0 | 0 | 0 | 0 | 0 | 0 | 0 | 0 | 0 | 0 | 0 | 0 | 0 | 0 | 0 | 0 | 0 | 0 | 0
F2_Industrial_Instruments_New_Process_Natural Gas_Process Heating_E8 | F2 | Industrial | Instruments | New | Process | Natural Gas | Process Heating | E8 | TRC BC Ratio | 0 | 0 | 0 | 0 | 0 | 0 | 0 | 0 | 0 | 0 | 0 | 0 | 0 | 0 | 0 | 0 | 0 | 0 | 0 | 0 | 0 | 0 | 0 | 0 | 0 | 0 | 0 | 0 | 0 | 0
F2_Industrial_Instruments_New_Process_Natural Gas_Process Heating_E9 | F2 | Industrial | Instruments | New | Process | Natural Gas | Process Heating | E9 | TRC BC Ratio | 0 | 0 | 0 | 0 | 0 | 0 | 0 | 0 | 0 | 0 | 0 | 0 | 0 | 0 | 0 | 0 | 0 | 0 | 0 | 0 | 0 | 0 | 0 | 0 | 0 | 0 | 0 | 0 | 0 | 0
F2_Industrial_Instruments_New_Process_Natural Gas_Process Heating_E10 | F2 | Industrial | Instruments | New | Process | Natural Gas | Process Heating | E10 | TRC BC Ratio | 0 | 0 | 0 | 0 | 0 | 0 | 0 | 0 | 0 | 0 | 0 | 0 | 0 | 0 | 0 | 0 | 0 | 0 | 0 | 0 | 0 | 0 | 0 | 0 | 0 | 0 | 0 | 0 | 0 | 0
F3_Industrial_Instruments_New_Process_Natural Gas_Process Heating_E1 | F3 | Industrial | Instruments | New | Process | Natural Gas | Process Heating | E1 | PACT BC Ratio | 0.9 | 0.9 | 0.9 | 0.9 | 0.9 | 0.9 | 0.9 | 0.9 | 0.9 | 0.9 | 0.9 | 0.9 | 0.9 | 0.9 | 0.9 | 0.9 | 0.9 | 0.9 | 0.9 | 0.9 | 0.9 | 0.9 | 0 | 0 | 0 | 0 | 0 | 0 | 0 | 0
F3_Industrial_Instruments_New_Process_Natural Gas_Process Heating_E2 | F3 | Industrial | Instruments | New | Process | Natural Gas | Process Heating | E2 | PACT BC Ratio | 0 | 0 | 0 | 0 | 0 | 0 | 0 | 0 | 0 | 0 | 0 | 0 | 0 | 0 | 0 | 0 | 0 | 0 | 0 | 0 | 0 | 0 | 0 | 0 | 0 | 0 | 0 | 0 | 0 | 0
F3_Industrial_Instruments_New_Process_Natural Gas_Process Heating_E3 | F3 | Industrial | Instruments | New | Process | Natural Gas | Process Heating | E3 | PACT BC Ratio | 0 | 0 | 0 | 0 | 0 | 0 | 0 | 0 | 0 | 0 | 0 | 0 | 0 | 0 | 0 | 0 | 0 | 0 | 0 | 0 | 0 | 0 | 0 | 0 | 0 | 0 | 0 | 0 | 0 | 0
F3_Industrial_Instruments_New_Process_Natural Gas_Process Heating_E4 | F3 | Industrial | Instruments | New | Process | Natural Gas | Process Heating | E4 | PACT BC Ratio | 0 | 0 | 0 | 0 | 0 | 0 | 0 | 0 | 0 | 0 | 0 | 0 | 0 | 0 | 0 | 0 | 0 | 0 | 0 | 0 | 0 | 0 | 0 | 0 | 0 | 0 | 0 | 0 | 0 | 0
F3_Industrial_Instruments_New_Process_Natural Gas_Process Heating_E5 | F3 | Industrial | Instruments | New | Process | Natural Gas | Process Heating | E5 | PACT BC Ratio | 0 | 0 | 0 | 0 | 0 | 0 | 0 | 0 | 0 | 0 | 0 | 0 | 0 | 0 | 0 | 0 | 0 | 0 | 0 | 0 | 0 | 0 | 0 | 0 | 0 | 0 | 0 | 0 | 0 | 0
F3_Industrial_Instruments_New_Process_Natural Gas_Process Heating_E6 | F3 | Industrial | Instruments | New | Process | Natural Gas | Process Heating | E6 | PACT BC Ratio | 0 | 0 | 0 | 0 | 0 | 0 | 0 | 0 | 0 | 0 | 0 | 0 | 0 | 0 | 0 | 0 | 0 | 0 | 0 | 0 | 0 | 0 | 0 | 0 | 0 | 0 | 0 | 0 | 0 | 0
F3_Industrial_Instruments_New_Process_Natural Gas_Process Heating_E7 | F3 | Industrial | Instruments | New | Process | Natural Gas | Process Heating | E7 | PACT BC Ratio | 0 | 0 | 0 | 0 | 0 | 0 | 0 | 0 | 0 | 0 | 0 | 0 | 0 | 0 | 0 | 0 | 0 | 0 | 0 | 0 | 0 | 0 | 0 | 0 | 0 | 0 | 0 | 0 | 0 | 0
F3_Industrial_Instruments_New_Process_Natural Gas_Process Heating_E8 | F3 | Industrial | Instruments | New | Process | Natural Gas | Process Heating | E8 | PACT BC Ratio | 0 | 0 | 0 | 0 | 0 | 0 | 0 | 0 | 0 | 0 | 0 | 0 | 0 | 0 | 0 | 0 | 0 | 0 | 0 | 0 | 0 | 0 | 0 | 0 | 0 | 0 | 0 | 0 | 0 | 0
F3_Industrial_Instruments_New_Process_Natural Gas_Process Heating_E9 | F3 | Industrial | Instruments | New | Process | Natural Gas | Process Heating | E9 | PACT BC Ratio | 0 | 0 | 0 | 0 | 0 | 0 | 0 | 0 | 0 | 0 | 0 | 0 | 0 | 0 | 0 | 0 | 0 | 0 | 0 | 0 | 0 | 0 | 0 | 0 | 0 | 0 | 0 | 0 | 0 | 0
F3_Industrial_Instruments_New_Process_Natural Gas_Process Heating_E10 | F3 | Industrial | Instruments | New | Process | Natural Gas | Process Heating | E10 | PACT BC Ratio | 0 | 0 | 0 | 0 | 0 | 0 | 0 | 0 | 0 | 0 | 0 | 0 | 0 | 0 | 0 | 0 | 0 | 0 | 0 | 0 | 0 | 0 | 0 | 0 | 0 | 0 | 0 | 0 | 0 | 0
F4_Industrial_Instruments_New_Process_Natural Gas_Process Heating_E1 | F4 | Industrial | Instruments | New | Process | Natural Gas | Process Heating | E1 | PCT BC Ratio | 0.9 | 0.9 | 0.9 | 0.9 | 0.9 | 0.9 | 0.9 | 0.9 | 0.9 | 0.9 | 0.9 | 0.9 | 0.9 | 0.9 | 0.9 | 0.9 | 0.9 | 0.9 | 0.9 | 0.9 | 0.9 | 0.9 | 0 | 0 | 0 | 0 | 0 | 0 | 0 | 0
F4_Industrial_Instruments_New_Process_Natural Gas_Process Heating_E2 | F4 | Industrial | Instruments | New | Process | Natural Gas | Process Heating | E2 | PCT BC Ratio | 0 | 0 | 0 | 0 | 0 | 0 | 0 | 0 | 0 | 0 | 0 | 0 | 0 | 0 | 0 | 0 | 0 | 0 | 0 | 0 | 0 | 0 | 0 | 0 | 0 | 0 | 0 | 0 | 0 | 0
F4_Industrial_Instruments_New_Process_Natural Gas_Process Heating_E3 | F4 | Industrial | Instruments | New | Process | Natural Gas | Process Heating | E3 | PCT BC Ratio | 0 | 0 | 0 | 0 | 0 | 0 | 0 | 0 | 0 | 0 | 0 | 0 | 0 | 0 | 0 | 0 | 0 | 0 | 0 | 0 | 0 | 0 | 0 | 0 | 0 | 0 | 0 | 0 | 0 | 0
F4_Industrial_Instruments_New_Process_Natural Gas_Process Heating_E4 | F4 | Industrial | Instruments | New | Process | Natural Gas | Process Heating | E4 | PCT BC Ratio | 0 | 0 | 0 | 0 | 0 | 0 | 0 | 0 | 0 | 0 | 0 | 0 | 0 | 0 | 0 | 0 | 0 | 0 | 0 | 0 | 0 | 0 | 0 | 0 | 0 | 0 | 0 | 0 | 0 | 0
F4_Industrial_Instruments_New_Process_Natural Gas_Process Heating_E5 | F4 | Industrial | Instruments | New | Process | Natural Gas | Process Heating | E5 | PCT BC Ratio | 0 | 0 | 0 | 0 | 0 | 0 | 0 | 0 | 0 | 0 | 0 | 0 | 0 | 0 | 0 | 0 | 0 | 0 | 0 | 0 | 0 | 0 | 0 | 0 | 0 | 0 | 0 | 0 | 0 | 0
F4_Industrial_Instruments_New_Process_Natural Gas_Process Heating_E6 | F4 | Industrial | Instruments | New | Process | Natural Gas | Process Heating | E6 | PCT BC Ratio | 0 | 0 | 0 | 0 | 0 | 0 | 0 | 0 | 0 | 0 | 0 | 0 | 0 | 0 | 0 | 0 | 0 | 0 | 0 | 0 | 0 | 0 | 0 | 0 | 0 | 0 | 0 | 0 | 0 | 0
F4_Industrial_Instruments_New_Process_Natural Gas_Process Heating_E7 | F4 | Industrial | Instruments | New | Process | Natural Gas | Process Heating | E7 | PCT BC Ratio | 0 | 0 | 0 | 0 | 0 | 0 | 0 | 0 | 0 | 0 | 0 | 0 | 0 | 0 | 0 | 0 | 0 | 0 | 0 | 0 | 0 | 0 | 0 | 0 | 0 | 0 | 0 | 0 | 0 | 0
F4_Industrial_Instruments_New_Process_Natural Gas_Process Heating_E8 | F4 | Industrial | Instruments | New | Process | Natural Gas | Process Heating | E8 | PCT BC Ratio | 0 | 0 | 0 | 0 | 0 | 0 | 0 | 0 | 0 | 0 | 0 | 0 | 0 | 0 | 0 | 0 | 0 | 0 | 0 | 0 | 0 | 0 | 0 | 0 | 0 | 0 | 0 | 0 | 0 | 0
F4_Industrial_Instruments_New_Process_Natural Gas_Process Heating_E9 | F4 | Industrial | Instruments | New | Process | Natural Gas | Process Heating | E9 | PCT BC Ratio | 0 | 0 | 0 | 0 | 0 | 0 | 0 | 0 | 0 | 0 | 0 | 0 | 0 | 0 | 0 | 0 | 0 | 0 | 0 | 0 | 0 | 0 | 0 | 0 | 0 | 0 | 0 | 0 | 0 | 0
F4_Industrial_Instruments_New_Process_Natural Gas_Process Heating_E10 | F4 | Industrial | Instruments | New | Process | Natural Gas | Process Heating | E10 | PCT BC Ratio | 0 | 0 | 0 | 0 | 0 | 0 | 0 | 0 | 0 | 0 | 0 | 0 | 0 | 0 | 0 | 0 | 0 | 0 | 0 | 0 | 0 | 0 | 0 | 0 | 0 | 0 | 0 | 0 | 0 | 0
F5_Industrial_Instruments_New_Process_Natural Gas_Process Heating_E1 | F5 | Industrial | Instruments | New | Process | Natural Gas | Process Heating | E1 | RIM BC Ratio | 0.9 | 0.9 | 0.9 | 0.9 | 0.9 | 0.9 | 0.9 | 0.9 | 0.9 | 0.9 | 0.9 | 0.9 | 0.9 | 0.9 | 0.9 | 0.9 | 0.9 | 0.9 | 0.9 | 0.9 | 0.9 | 0.9 | 0 | 0 | 0 | 0 | 0 | 0 | 0 | 0
F5_Industrial_Instruments_New_Process_Natural Gas_Process Heating_E2 | F5 | Industrial | Instruments | New | Process | Natural Gas | Process Heating | E2 | RIM BC Ratio | 0 | 0 | 0 | 0 | 0 | 0 | 0 | 0 | 0 | 0 | 0 | 0 | 0 | 0 | 0 | 0 | 0 | 0 | 0 | 0 | 0 | 0 | 0 | 0 | 0 | 0 | 0 | 0 | 0 | 0
F5_Industrial_Instruments_New_Process_Natural Gas_Process Heating_E3 | F5 | Industrial | Instruments | New | Process | Natural Gas | Process Heating | E3 | RIM BC Ratio | 0 | 0 | 0 | 0 | 0 | 0 | 0 | 0 | 0 | 0 | 0 | 0 | 0 | 0 | 0 | 0 | 0 | 0 | 0 | 0 | 0 | 0 | 0 | 0 | 0 | 0 | 0 | 0 | 0 | 0
F5_Industrial_Instruments_New_Process_Natural Gas_Process Heating_E4 | F5 | Industrial | Instruments | New | Process | Natural Gas | Process Heating | E4 | RIM BC Ratio | 0 | 0 | 0 | 0 | 0 | 0 | 0 | 0 | 0 | 0 | 0 | 0 | 0 | 0 | 0 | 0 | 0 | 0 | 0 | 0 | 0 | 0 | 0 | 0 | 0 | 0 | 0 | 0 | 0 | 0
F5_Industrial_Instruments_New_Process_Natural Gas_Process Heating_E5 | F5 | Industrial | Instruments | New | Process | Natural Gas | Process Heating | E5 | RIM BC Ratio | 0 | 0 | 0 | 0 | 0 | 0 | 0 | 0 | 0 | 0 | 0 | 0 | 0 | 0 | 0 | 0 | 0 | 0 | 0 | 0 | 0 | 0 | 0 | 0 | 0 | 0 | 0 | 0 | 0 | 0
F5_Industrial_Instruments_New_Process_Natural Gas_Process Heating_E6 | F5 | Industrial | Instruments | New | Process | Natural Gas | Process Heating | E6 | RIM BC Ratio | 0 | 0 | 0 | 0 | 0 | 0 | 0 | 0 | 0 | 0 | 0 | 0 | 0 | 0 | 0 | 0 | 0 | 0 | 0 | 0 | 0 | 0 | 0 | 0 | 0 | 0 | 0 | 0 | 0 | 0
F5_Industrial_Instruments_New_Process_Natural Gas_Process Heating_E7 | F5 | Industrial | Instruments | New | Process | Natural Gas | Process Heating | E7 | RIM BC Ratio | 0 | 0 | 0 | 0 | 0 | 0 | 0 | 0 | 0 | 0 | 0 | 0 | 0 | 0 | 0 | 0 | 0 | 0 | 0 | 0 | 0 | 0 | 0 | 0 | 0 | 0 | 0 | 0 | 0 | 0
F5_Industrial_Instruments_New_Process_Natural Gas_Process Heating_E8 | F5 | Industrial | Instruments | New | Process | Natural Gas | Process Heating | E8 | RIM BC Ratio | 0 | 0 | 0 | 0 | 0 | 0 | 0 | 0 | 0 | 0 | 0 | 0 | 0 | 0 | 0 | 0 | 0 | 0 | 0 | 0 | 0 | 0 | 0 | 0 | 0 | 0 | 0 | 0 | 0 | 0
F5_Industrial_Instruments_New_Process_Natural Gas_Process Heating_E9 | F5 | Industrial | Instruments | New | Process | Natural Gas | Process Heating | E9 | RIM BC Ratio | 0 | 0 | 0 | 0 | 0 | 0 | 0 | 0 | 0 | 0 | 0 | 0 | 0 | 0 | 0 | 0 | 0 | 0 | 0 | 0 | 0 | 0 | 0 | 0 | 0 | 0 | 0 | 0 | 0 | 0
F5_Industrial_Instruments_New_Process_Natural Gas_Process Heating_E10 | F5 | Industrial | Instruments | New | Process | Natural Gas | Process Heating | E10 | RIM BC Ratio | 0 | 0 | 0 | 0 | 0 | 0 | 0 | 0 | 0 | 0 | 0 | 0 | 0 | 0 | 0 | 0 | 0 | 0 | 0 | 0 | 0 | 0 | 0 | 0 | 0 | 0 | 0 | 0 | 0 | 0
F0_Industrial_Instruments_New_Process_Natural Gas_Process Cooling_E0 | F0 | Industrial | Instruments | New | Process | Natural Gas | Process Cooling | E0 | Economic Unit | Standard | Standard | Standard | Standard | Standard | Standard | Standard | Standard | Standard | Standard | Standard | Standard | Standard | Standard | Standard | Standard | Standard | Standard | Standard | Standard | Standard | Standard | 0 | 0 | 0 | 0 | 0 | 0 | 0 | 0
F1_Industrial_Instruments_New_Process_Natural Gas_Process Cooling_E1 | F1 | Industrial | Instruments | New | Process | Natural Gas | Process Cooling | E1 | CCE | 0 | 0 | 0 | 0 | 0 | 0 | 0 | 0 | 0 | 0 | 0 | 0 | 0 | 0 | 0 | 0 | 0 | 0 | 0 | 0 | 0 | 0 | 0 | 0 | 0 | 0 | 0 | 0 | 0 | 0
F1_Industrial_Instruments_New_Process_Natural Gas_Process Cooling_E2 | F1 | Industrial | Instruments | New | Process | Natural Gas | Process Cooling | E2 | CCE | 0 | 0 | 0 | 0 | 0 | 0 | 0 | 0 | 0 | 0 | 0 | 0 | 0 | 0 | 0 | 0 | 0 | 0 | 0 | 0 | 0 | 0 | 0 | 0 | 0 | 0 | 0 | 0 | 0 | 0
F1_Industrial_Instruments_New_Process_Natural Gas_Process Cooling_E3 | F1 | Industrial | Instruments | New | Process | Natural Gas | Process Cooling | E3 | CCE | 0 | 0 | 0 | 0 | 0 | 0 | 0 | 0 | 0 | 0 | 0 | 0 | 0 | 0 | 0 | 0 | 0 | 0 | 0 | 0 | 0 | 0 | 0 | 0 | 0 | 0 | 0 | 0 | 0 | 0
F1_Industrial_Instruments_New_Process_Natural Gas_Process Cooling_E4 | F1 | Industrial | Instruments | New | Process | Natural Gas | Process Cooling | E4 | CCE | 0 | 0 | 0 | 0 | 0 | 0 | 0 | 0 | 0 | 0 | 0 | 0 | 0 | 0 | 0 | 0 | 0 | 0 | 0 | 0 | 0 | 0 | 0 | 0 | 0 | 0 | 0 | 0 | 0 | 0
F1_Industrial_Instruments_New_Process_Natural Gas_Process Cooling_E5 | F1 | Industrial | Instruments | New | Process | Natural Gas | Process Cooling | E5 | CCE | 0 | 0 | 0 | 0 | 0 | 0 | 0 | 0 | 0 | 0 | 0 | 0 | 0 | 0 | 0 | 0 | 0 | 0 | 0 | 0 | 0 | 0 | 0 | 0 | 0 | 0 | 0 | 0 | 0 | 0
F1_Industrial_Instruments_New_Process_Natural Gas_Process Cooling_E6 | F1 | Industrial | Instruments | New | Process | Natural Gas | Process Cooling | E6 | CCE | 0 | 0 | 0 | 0 | 0 | 0 | 0 | 0 | 0 | 0 | 0 | 0 | 0 | 0 | 0 | 0 | 0 | 0 | 0 | 0 | 0 | 0 | 0 | 0 | 0 | 0 | 0 | 0 | 0 | 0
F1_Industrial_Instruments_New_Process_Natural Gas_Process Cooling_E7 | F1 | Industrial | Instruments | New | Process | Natural Gas | Process Cooling | E7 | CCE | 0 | 0 | 0 | 0 | 0 | 0 | 0 | 0 | 0 | 0 | 0 | 0 | 0 | 0 | 0 | 0 | 0 | 0 | 0 | 0 | 0 | 0 | 0 | 0 | 0 | 0 | 0 | 0 | 0 | 0
F1_Industrial_Instruments_New_Process_Natural Gas_Process Cooling_E8 | F1 | Industrial | Instruments | New | Process | Natural Gas | Process Cooling | E8 | CCE | 0 | 0 | 0 | 0 | 0 | 0 | 0 | 0 | 0 | 0 | 0 | 0 | 0 | 0 | 0 | 0 | 0 | 0 | 0 | 0 | 0 | 0 | 0 | 0 | 0 | 0 | 0 | 0 | 0 | 0
F1_Industrial_Instruments_New_Process_Natural Gas_Process Cooling_E9 | F1 | Industrial | Instruments | New | Process | Natural Gas | Process Cooling | E9 | CCE | 0 | 0 | 0 | 0 | 0 | 0 | 0 | 0 | 0 | 0 | 0 | 0 | 0 | 0 | 0 | 0 | 0 | 0 | 0 | 0 | 0 | 0 | 0 | 0 | 0 | 0 | 0 | 0 | 0 | 0
F1_Industrial_Instruments_New_Process_Natural Gas_Process Cooling_E10 | F1 | Industrial | Instruments | New | Process | Natural Gas | Process Cooling | E10 | CCE | 0 | 0 | 0 | 0 | 0 | 0 | 0 | 0 | 0 | 0 | 0 | 0 | 0 | 0 | 0 | 0 | 0 | 0 | 0 | 0 | 0 | 0 | 0 | 0 | 0 | 0 | 0 | 0 | 0 | 0
F2_Industrial_Instruments_New_Process_Natural Gas_Process Cooling_E1 | F2 | Industrial | Instruments | New | Process | Natural Gas | Process Cooling | E1 | TRC BC Ratio | 0.9 | 0.9 | 0.9 | 0.9 | 0.9 | 0.9 | 0.9 | 0.9 | 0.9 | 0.9 | 0.9 | 0.9 | 0.9 | 0.9 | 0.9 | 0.9 | 0.9 | 0.9 | 0.9 | 0.9 | 0.9 | 0.9 | 0 | 0 | 0 | 0 | 0 | 0 | 0 | 0
F2_Industrial_Instruments_New_Process_Natural Gas_Process Cooling_E2 | F2 | Industrial | Instruments | New | Process | Natural Gas | Process Cooling | E2 | TRC BC Ratio | 0 | 0 | 0 | 0 | 0 | 0 | 0 | 0 | 0 | 0 | 0 | 0 | 0 | 0 | 0 | 0 | 0 | 0 | 0 | 0 | 0 | 0 | 0 | 0 | 0 | 0 | 0 | 0 | 0 | 0
F2_Industrial_Instruments_New_Process_Natural Gas_Process Cooling_E3 | F2 | Industrial | Instruments | New | Process | Natural Gas | Process Cooling | E3 | TRC BC Ratio | 0 | 0 | 0 | 0 | 0 | 0 | 0 | 0 | 0 | 0 | 0 | 0 | 0 | 0 | 0 | 0 | 0 | 0 | 0 | 0 | 0 | 0 | 0 | 0 | 0 | 0 | 0 | 0 | 0 | 0
F2_Industrial_Instruments_New_Process_Natural Gas_Process Cooling_E4 | F2 | Industrial | Instruments | New | Process | Natural Gas | Process Cooling | E4 | TRC BC Ratio | 0 | 0 | 0 | 0 | 0 | 0 | 0 | 0 | 0 | 0 | 0 | 0 | 0 | 0 | 0 | 0 | 0 | 0 | 0 | 0 | 0 | 0 | 0 | 0 | 0 | 0 | 0 | 0 | 0 | 0
F2_Industrial_Instruments_New_Process_Natural Gas_Process Cooling_E5 | F2 | Industrial | Instruments | New | Process | Natural Gas | Process Cooling | E5 | TRC BC Ratio | 0 | 0 | 0 | 0 | 0 | 0 | 0 | 0 | 0 | 0 | 0 | 0 | 0 | 0 | 0 | 0 | 0 | 0 | 0 | 0 | 0 | 0 | 0 | 0 | 0 | 0 | 0 | 0 | 0 | 0
F2_Industrial_Instruments_New_Process_Natural Gas_Process Cooling_E6 | F2 | Industrial | Instruments | New | Process | Natural Gas | Process Cooling | E6 | TRC BC Ratio | 0 | 0 | 0 | 0 | 0 | 0 | 0 | 0 | 0 | 0 | 0 | 0 | 0 | 0 | 0 | 0 | 0 | 0 | 0 | 0 | 0 | 0 | 0 | 0 | 0 | 0 | 0 | 0 | 0 | 0
F2_Industrial_Instruments_New_Process_Natural Gas_Process Cooling_E7 | F2 | Industrial | Instruments | New | Process | Natural Gas | Process Cooling | E7 | TRC BC Ratio | 0 | 0 | 0 | 0 | 0 | 0 | 0 | 0 | 0 | 0 | 0 | 0 | 0 | 0 | 0 | 0 | 0 | 0 | 0 | 0 | 0 | 0 | 0 | 0 | 0 | 0 | 0 | 0 | 0 | 0
F2_Industrial_Instruments_New_Process_Natural Gas_Process Cooling_E8 | F2 | Industrial | Instruments | New | Process | Natural Gas | Process Cooling | E8 | TRC BC Ratio | 0 | 0 | 0 | 0 | 0 | 0 | 0 | 0 | 0 | 0 | 0 | 0 | 0 | 0 | 0 | 0 | 0 | 0 | 0 | 0 | 0 | 0 | 0 | 0 | 0 | 0 | 0 | 0 | 0 | 0
F2_Industrial_Instruments_New_Process_Natural Gas_Process Cooling_E9 | F2 | Industrial | Instruments | New | Process | Natural Gas | Process Cooling | E9 | TRC BC Ratio | 0 | 0 | 0 | 0 | 0 | 0 | 0 | 0 | 0 | 0 | 0 | 0 | 0 | 0 | 0 | 0 | 0 | 0 | 0 | 0 | 0 | 0 | 0 | 0 | 0 | 0 | 0 | 0 | 0 | 0
F2_Industrial_Instruments_New_Process_Natural Gas_Process Cooling_E10 | F2 | Industrial | Instruments | New | Process | Natural Gas | Process Cooling | E10 | TRC BC Ratio | 0 | 0 | 0 | 0 | 0 | 0 | 0 | 0 | 0 | 0 | 0 | 0 | 0 | 0 | 0 | 0 | 0 | 0 | 0 | 0 | 0 | 0 | 0 | 0 | 0 | 0 | 0 | 0 | 0 | 0
F3_Industrial_Instruments_New_Process_Natural Gas_Process Cooling_E1 | F3 | Industrial | Instruments | New | Process | Natural Gas | Process Cooling | E1 | PACT BC Ratio | 0.9 | 0.9 | 0.9 | 0.9 | 0.9 | 0.9 | 0.9 | 0.9 | 0.9 | 0.9 | 0.9 | 0.9 | 0.9 | 0.9 | 0.9 | 0.9 | 0.9 | 0.9 | 0.9 | 0.9 | 0.9 | 0.9 | 0 | 0 | 0 | 0 | 0 | 0 | 0 | 0
F3_Industrial_Instruments_New_Process_Natural Gas_Process Cooling_E2 | F3 | Industrial | Instruments | New | Process | Natural Gas | Process Cooling | E2 | PACT BC Ratio | 0 | 0 | 0 | 0 | 0 | 0 | 0 | 0 | 0 | 0 | 0 | 0 | 0 | 0 | 0 | 0 | 0 | 0 | 0 | 0 | 0 | 0 | 0 | 0 | 0 | 0 | 0 | 0 | 0 | 0
F3_Industrial_Instruments_New_Process_Natural Gas_Process Cooling_E3 | F3 | Industrial | Instruments | New | Process | Natural Gas | Process Cooling | E3 | PACT BC Ratio | 0 | 0 | 0 | 0 | 0 | 0 | 0 | 0 | 0 | 0 | 0 | 0 | 0 | 0 | 0 | 0 | 0 | 0 | 0 | 0 | 0 | 0 | 0 | 0 | 0 | 0 | 0 | 0 | 0 | 0
F3_Industrial_Instruments_New_Process_Natural Gas_Process Cooling_E4 | F3 | Industrial | Instruments | New | Process | Natural Gas | Process Cooling | E4 | PACT BC Ratio | 0 | 0 | 0 | 0 | 0 | 0 | 0 | 0 | 0 | 0 | 0 | 0 | 0 | 0 | 0 | 0 | 0 | 0 | 0 | 0 | 0 | 0 | 0 | 0 | 0 | 0 | 0 | 0 | 0 | 0
F3_Industrial_Instruments_New_Process_Natural Gas_Process Cooling_E5 | F3 | Industrial | Instruments | New | Process | Natural Gas | Process Cooling | E5 | PACT BC Ratio | 0 | 0 | 0 | 0 | 0 | 0 | 0 | 0 | 0 | 0 | 0 | 0 | 0 | 0 | 0 | 0 | 0 | 0 | 0 | 0 | 0 | 0 | 0 | 0 | 0 | 0 | 0 | 0 | 0 | 0
F3_Industrial_Instruments_New_Process_Natural Gas_Process Cooling_E6 | F3 | Industrial | Instruments | New | Process | Natural Gas | Process Cooling | E6 | PACT BC Ratio | 0 | 0 | 0 | 0 | 0 | 0 | 0 | 0 | 0 | 0 | 0 | 0 | 0 | 0 | 0 | 0 | 0 | 0 | 0 | 0 | 0 | 0 | 0 | 0 | 0 | 0 | 0 | 0 | 0 | 0
F3_Industrial_Instruments_New_Process_Natural Gas_Process Cooling_E7 | F3 | Industrial | Instruments | New | Process | Natural Gas | Process Cooling | E7 | PACT BC Ratio | 0 | 0 | 0 | 0 | 0 | 0 | 0 | 0 | 0 | 0 | 0 | 0 | 0 | 0 | 0 | 0 | 0 | 0 | 0 | 0 | 0 | 0 | 0 | 0 | 0 | 0 | 0 | 0 | 0 | 0
F3_Industrial_Instruments_New_Process_Natural Gas_Process Cooling_E8 | F3 | Industrial | Instruments | New | Process | Natural Gas | Process Cooling | E8 | PACT BC Ratio | 0 | 0 | 0 | 0 | 0 | 0 | 0 | 0 | 0 | 0 | 0 | 0 | 0 | 0 | 0 | 0 | 0 | 0 | 0 | 0 | 0 | 0 | 0 | 0 | 0 | 0 | 0 | 0 | 0 | 0
F3_Industrial_Instruments_New_Process_Natural Gas_Process Cooling_E9 | F3 | Industrial | Instruments | New | Process | Natural Gas | Process Cooling | E9 | PACT BC Ratio | 0 | 0 | 0 | 0 | 0 | 0 | 0 | 0 | 0 | 0 | 0 | 0 | 0 | 0 | 0 | 0 | 0 | 0 | 0 | 0 | 0 | 0 | 0 | 0 | 0 | 0 | 0 | 0 | 0 | 0
F3_Industrial_Instruments_New_Process_Natural Gas_Process Cooling_E10 | F3 | Industrial | Instruments | New | Process | Natural Gas | Process Cooling | E10 | PACT BC Ratio | 0 | 0 | 0 | 0 | 0 | 0 | 0 | 0 | 0 | 0 | 0 | 0 | 0 | 0 | 0 | 0 | 0 | 0 | 0 | 0 | 0 | 0 | 0 | 0 | 0 | 0 | 0 | 0 | 0 | 0
F4_Industrial_Instruments_New_Process_Natural Gas_Process Cooling_E1 | F4 | Industrial | Instruments | New | Process | Natural Gas | Process Cooling | E1 | PCT BC Ratio | 0.9 | 0.9 | 0.9 | 0.9 | 0.9 | 0.9 | 0.9 | 0.9 | 0.9 | 0.9 | 0.9 | 0.9 | 0.9 | 0.9 | 0.9 | 0.9 | 0.9 | 0.9 | 0.9 | 0.9 | 0.9 | 0.9 | 0 | 0 | 0 | 0 | 0 | 0 | 0 | 0
F4_Industrial_Instruments_New_Process_Natural Gas_Process Cooling_E2 | F4 | Industrial | Instruments | New | Process | Natural Gas | Process Cooling | E2 | PCT BC Ratio | 0 | 0 | 0 | 0 | 0 | 0 | 0 | 0 | 0 | 0 | 0 | 0 | 0 | 0 | 0 | 0 | 0 | 0 | 0 | 0 | 0 | 0 | 0 | 0 | 0 | 0 | 0 | 0 | 0 | 0
F4_Industrial_Instruments_New_Process_Natural Gas_Process Cooling_E3 | F4 | Industrial | Instruments | New | Process | Natural Gas | Process Cooling | E3 | PCT BC Ratio | 0 | 0 | 0 | 0 | 0 | 0 | 0 | 0 | 0 | 0 | 0 | 0 | 0 | 0 | 0 | 0 | 0 | 0 | 0 | 0 | 0 | 0 | 0 | 0 | 0 | 0 | 0 | 0 | 0 | 0
F4_Industrial_Instruments_New_Process_Natural Gas_Process Cooling_E4 | F4 | Industrial | Instruments | New | Process | Natural Gas | Process Cooling | E4 | PCT BC Ratio | 0 | 0 | 0 | 0 | 0 | 0 | 0 | 0 | 0 | 0 | 0 | 0 | 0 | 0 | 0 | 0 | 0 | 0 | 0 | 0 | 0 | 0 | 0 | 0 | 0 | 0 | 0 | 0 | 0 | 0
F4_Industrial_Instruments_New_Process_Natural Gas_Process Cooling_E5 | F4 | Industrial | Instruments | New | Process | Natural Gas | Process Cooling | E5 | PCT BC Ratio | 0 | 0 | 0 | 0 | 0 | 0 | 0 | 0 | 0 | 0 | 0 | 0 | 0 | 0 | 0 | 0 | 0 | 0 | 0 | 0 | 0 | 0 | 0 | 0 | 0 | 0 | 0 | 0 | 0 | 0
F4_Industrial_Instruments_New_Process_Natural Gas_Process Cooling_E6 | F4 | Industrial | Instruments | New | Process | Natural Gas | Process Cooling | E6 | PCT BC Ratio | 0 | 0 | 0 | 0 | 0 | 0 | 0 | 0 | 0 | 0 | 0 | 0 | 0 | 0 | 0 | 0 | 0 | 0 | 0 | 0 | 0 | 0 | 0 | 0 | 0 | 0 | 0 | 0 | 0 | 0
F4_Industrial_Instruments_New_Process_Natural Gas_Process Cooling_E7 | F4 | Industrial | Instruments | New | Process | Natural Gas | Process Cooling | E7 | PCT BC Ratio | 0 | 0 | 0 | 0 | 0 | 0 | 0 | 0 | 0 | 0 | 0 | 0 | 0 | 0 | 0 | 0 | 0 | 0 | 0 | 0 | 0 | 0 | 0 | 0 | 0 | 0 | 0 | 0 | 0 | 0
F4_Industrial_Instruments_New_Process_Natural Gas_Process Cooling_E8 | F4 | Industrial | Instruments | New | Process | Natural Gas | Process Cooling | E8 | PCT BC Ratio | 0 | 0 | 0 | 0 | 0 | 0 | 0 | 0 | 0 | 0 | 0 | 0 | 0 | 0 | 0 | 0 | 0 | 0 | 0 | 0 | 0 | 0 | 0 | 0 | 0 | 0 | 0 | 0 | 0 | 0
F4_Industrial_Instruments_New_Process_Natural Gas_Process Cooling_E9 | F4 | Industrial | Instruments | New | Process | Natural Gas | Process Cooling | E9 | PCT BC Ratio | 0 | 0 | 0 | 0 | 0 | 0 | 0 | 0 | 0 | 0 | 0 | 0 | 0 | 0 | 0 | 0 | 0 | 0 | 0 | 0 | 0 | 0 | 0 | 0 | 0 | 0 | 0 | 0 | 0 | 0
F4_Industrial_Instruments_New_Process_Natural Gas_Process Cooling_E10 | F4 | Industrial | Instruments | New | Process | Natural Gas | Process Cooling | E10 | PCT BC Ratio | 0 | 0 | 0 | 0 | 0 | 0 | 0 | 0 | 0 | 0 | 0 | 0 | 0 | 0 | 0 | 0 | 0 | 0 | 0 | 0 | 0 | 0 | 0 | 0 | 0 | 0 | 0 | 0 | 0 | 0
F5_Industrial_Instruments_New_Process_Natural Gas_Process Cooling_E1 | F5 | Industrial | Instruments | New | Process | Natural Gas | Process Cooling | E1 | RIM BC Ratio | 0.9 | 0.9 | 0.9 | 0.9 | 0.9 | 0.9 | 0.9 | 0.9 | 0.9 | 0.9 | 0.9 | 0.9 | 0.9 | 0.9 | 0.9 | 0.9 | 0.9 | 0.9 | 0.9 | 0.9 | 0.9 | 0.9 | 0 | 0 | 0 | 0 | 0 | 0 | 0 | 0
F5_Industrial_Instruments_New_Process_Natural Gas_Process Cooling_E2 | F5 | Industrial | Instruments | New | Process | Natural Gas | Process Cooling | E2 | RIM BC Ratio | 0 | 0 | 0 | 0 | 0 | 0 | 0 | 0 | 0 | 0 | 0 | 0 | 0 | 0 | 0 | 0 | 0 | 0 | 0 | 0 | 0 | 0 | 0 | 0 | 0 | 0 | 0 | 0 | 0 | 0
F5_Industrial_Instruments_New_Process_Natural Gas_Process Cooling_E3 | F5 | Industrial | Instruments | New | Process | Natural Gas | Process Cooling | E3 | RIM BC Ratio | 0 | 0 | 0 | 0 | 0 | 0 | 0 | 0 | 0 | 0 | 0 | 0 | 0 | 0 | 0 | 0 | 0 | 0 | 0 | 0 | 0 | 0 | 0 | 0 | 0 | 0 | 0 | 0 | 0 | 0
F5_Industrial_Instruments_New_Process_Natural Gas_Process Cooling_E4 | F5 | Industrial | Instruments | New | Process | Natural Gas | Process Cooling | E4 | RIM BC Ratio | 0 | 0 | 0 | 0 | 0 | 0 | 0 | 0 | 0 | 0 | 0 | 0 | 0 | 0 | 0 | 0 | 0 | 0 | 0 | 0 | 0 | 0 | 0 | 0 | 0 | 0 | 0 | 0 | 0 | 0
F5_Industrial_Instruments_New_Process_Natural Gas_Process Cooling_E5 | F5 | Industrial | Instruments | New | Process | Natural Gas | Process Cooling | E5 | RIM BC Ratio | 0 | 0 | 0 | 0 | 0 | 0 | 0 | 0 | 0 | 0 | 0 | 0 | 0 | 0 | 0 | 0 | 0 | 0 | 0 | 0 | 0 | 0 | 0 | 0 | 0 | 0 | 0 | 0 | 0 | 0
F5_Industrial_Instruments_New_Process_Natural Gas_Process Cooling_E6 | F5 | Industrial | Instruments | New | Process | Natural Gas | Process Cooling | E6 | RIM BC Ratio | 0 | 0 | 0 | 0 | 0 | 0 | 0 | 0 | 0 | 0 | 0 | 0 | 0 | 0 | 0 | 0 | 0 | 0 | 0 | 0 | 0 | 0 | 0 | 0 | 0 | 0 | 0 | 0 | 0 | 0
F5_Industrial_Instruments_New_Process_Natural Gas_Process Cooling_E7 | F5 | Industrial | Instruments | New | Process | Natural Gas | Process Cooling | E7 | RIM BC Ratio | 0 | 0 | 0 | 0 | 0 | 0 | 0 | 0 | 0 | 0 | 0 | 0 | 0 | 0 | 0 | 0 | 0 | 0 | 0 | 0 | 0 | 0 | 0 | 0 | 0 | 0 | 0 | 0 | 0 | 0
F5_Industrial_Instruments_New_Process_Natural Gas_Process Cooling_E8 | F5 | Industrial | Instruments | New | Process | Natural Gas | Process Cooling | E8 | RIM BC Ratio | 0 | 0 | 0 | 0 | 0 | 0 | 0 | 0 | 0 | 0 | 0 | 0 | 0 | 0 | 0 | 0 | 0 | 0 | 0 | 0 | 0 | 0 | 0 | 0 | 0 | 0 | 0 | 0 | 0 | 0
F5_Industrial_Instruments_New_Process_Natural Gas_Process Cooling_E9 | F5 | Industrial | Instruments | New | Process | Natural Gas | Process Cooling | E9 | RIM BC Ratio | 0 | 0 | 0 | 0 | 0 | 0 | 0 | 0 | 0 | 0 | 0 | 0 | 0 | 0 | 0 | 0 | 0 | 0 | 0 | 0 | 0 | 0 | 0 | 0 | 0 | 0 | 0 | 0 | 0 | 0
F5_Industrial_Instruments_New_Process_Natural Gas_Process Cooling_E10 | F5 | Industrial | Instruments | New | Process | Natural Gas | Process Cooling | E10 | RIM BC Ratio | 0 | 0 | 0 | 0 | 0 | 0 | 0 | 0 | 0 | 0 | 0 | 0 | 0 | 0 | 0 | 0 | 0 | 0 | 0 | 0 | 0 | 0 | 0 | 0 | 0 | 0 | 0 | 0 | 0 | 0
F0_Industrial_Instruments_New_Process_Natural Gas_Other Process_E0 | F0 | Industrial | Instruments | New | Process | Natural Gas | Other Process | E0 | Economic Unit | Standard | Standard | Standard | Standard | Standard | Standard | Standard | Standard | Standard | Standard | Standard | Standard | Standard | Standard | Standard | Standard | Standard | Standard | Standard | Standard | Standard | Standard | 0 | 0 | 0 | 0 | 0 | 0 | 0 | 0
F1_Industrial_Instruments_New_Process_Natural Gas_Other Process_E1 | F1 | Industrial | Instruments | New | Process | Natural Gas | Other Process | E1 | CCE | 0 | 0 | 0 | 0 | 0 | 0 | 0 | 0 | 0 | 0 | 0 | 0 | 0 | 0 | 0 | 0 | 0 | 0 | 0 | 0 | 0 | 0 | 0 | 0 | 0 | 0 | 0 | 0 | 0 | 0
F1_Industrial_Instruments_New_Process_Natural Gas_Other Process_E2 | F1 | Industrial | Instruments | New | Process | Natural Gas | Other Process | E2 | CCE | 0 | 0 | 0 | 0 | 0 | 0 | 0 | 0 | 0 | 0 | 0 | 0 | 0 | 0 | 0 | 0 | 0 | 0 | 0 | 0 | 0 | 0 | 0 | 0 | 0 | 0 | 0 | 0 | 0 | 0
F1_Industrial_Instruments_New_Process_Natural Gas_Other Process_E3 | F1 | Industrial | Instruments | New | Process | Natural Gas | Other Process | E3 | CCE | 0 | 0 | 0 | 0 | 0 | 0 | 0 | 0 | 0 | 0 | 0 | 0 | 0 | 0 | 0 | 0 | 0 | 0 | 0 | 0 | 0 | 0 | 0 | 0 | 0 | 0 | 0 | 0 | 0 | 0
F1_Industrial_Instruments_New_Process_Natural Gas_Other Process_E4 | F1 | Industrial | Instruments | New | Process | Natural Gas | Other Process | E4 | CCE | 0 | 0 | 0 | 0 | 0 | 0 | 0 | 0 | 0 | 0 | 0 | 0 | 0 | 0 | 0 | 0 | 0 | 0 | 0 | 0 | 0 | 0 | 0 | 0 | 0 | 0 | 0 | 0 | 0 | 0
F1_Industrial_Instruments_New_Process_Natural Gas_Other Process_E5 | F1 | Industrial | Instruments | New | Process | Natural Gas | Other Process | E5 | CCE | 0 | 0 | 0 | 0 | 0 | 0 | 0 | 0 | 0 | 0 | 0 | 0 | 0 | 0 | 0 | 0 | 0 | 0 | 0 | 0 | 0 | 0 | 0 | 0 | 0 | 0 | 0 | 0 | 0 | 0
F1_Industrial_Instruments_New_Process_Natural Gas_Other Process_E6 | F1 | Industrial | Instruments | New | Process | Natural Gas | Other Process | E6 | CCE | 0 | 0 | 0 | 0 | 0 | 0 | 0 | 0 | 0 | 0 | 0 | 0 | 0 | 0 | 0 | 0 | 0 | 0 | 0 | 0 | 0 | 0 | 0 | 0 | 0 | 0 | 0 | 0 | 0 | 0
F1_Industrial_Instruments_New_Process_Natural Gas_Other Process_E7 | F1 | Industrial | Instruments | New | Process | Natural Gas | Other Process | E7 | CCE | 0 | 0 | 0 | 0 | 0 | 0 | 0 | 0 | 0 | 0 | 0 | 0 | 0 | 0 | 0 | 0 | 0 | 0 | 0 | 0 | 0 | 0 | 0 | 0 | 0 | 0 | 0 | 0 | 0 | 0
F1_Industrial_Instruments_New_Process_Natural Gas_Other Process_E8 | F1 | Industrial | Instruments | New | Process | Natural Gas | Other Process | E8 | CCE | 0 | 0 | 0 | 0 | 0 | 0 | 0 | 0 | 0 | 0 | 0 | 0 | 0 | 0 | 0 | 0 | 0 | 0 | 0 | 0 | 0 | 0 | 0 | 0 | 0 | 0 | 0 | 0 | 0 | 0
F1_Industrial_Instruments_New_Process_Natural Gas_Other Process_E9 | F1 | Industrial | Instruments | New | Process | Natural Gas | Other Process | E9 | CCE | 0 | 0 | 0 | 0 | 0 | 0 | 0 | 0 | 0 | 0 | 0 | 0 | 0 | 0 | 0 | 0 | 0 | 0 | 0 | 0 | 0 | 0 | 0 | 0 | 0 | 0 | 0 | 0 | 0 | 0
F1_Industrial_Instruments_New_Process_Natural Gas_Other Process_E10 | F1 | Industrial | Instruments | New | Process | Natural Gas | Other Process | E10 | CCE | 0 | 0 | 0 | 0 | 0 | 0 | 0 | 0 | 0 | 0 | 0 | 0 | 0 | 0 | 0 | 0 | 0 | 0 | 0 | 0 | 0 | 0 | 0 | 0 | 0 | 0 | 0 | 0 | 0 | 0
F2_Industrial_Instruments_New_Process_Natural Gas_Other Process_E1 | F2 | Industrial | Instruments | New | Process | Natural Gas | Other Process | E1 | TRC BC Ratio | 0.9 | 0.9 | 0.9 | 0.9 | 0.9 | 0.9 | 0.9 | 0.9 | 0.9 | 0.9 | 0.9 | 0.9 | 0.9 | 0.9 | 0.9 | 0.9 | 0.9 | 0.9 | 0.9 | 0.9 | 0.9 | 0.9 | 0 | 0 | 0 | 0 | 0 | 0 | 0 | 0
F2_Industrial_Instruments_New_Process_Natural Gas_Other Process_E2 | F2 | Industrial | Instruments | New | Process | Natural Gas | Other Process | E2 | TRC BC Ratio | 0 | 0 | 0 | 0 | 0 | 0 | 0 | 0 | 0 | 0 | 0 | 0 | 0 | 0 | 0 | 0 | 0 | 0 | 0 | 0 | 0 | 0 | 0 | 0 | 0 | 0 | 0 | 0 | 0 | 0
F2_Industrial_Instruments_New_Process_Natural Gas_Other Process_E3 | F2 | Industrial | Instruments | New | Process | Natural Gas | Other Process | E3 | TRC BC Ratio | 0 | 0 | 0 | 0 | 0 | 0 | 0 | 0 | 0 | 0 | 0 | 0 | 0 | 0 | 0 | 0 | 0 | 0 | 0 | 0 | 0 | 0 | 0 | 0 | 0 | 0 | 0 | 0 | 0 | 0
F2_Industrial_Instruments_New_Process_Natural Gas_Other Process_E4 | F2 | Industrial | Instruments | New | Process | Natural Gas | Other Process | E4 | TRC BC Ratio | 0 | 0 | 0 | 0 | 0 | 0 | 0 | 0 | 0 | 0 | 0 | 0 | 0 | 0 | 0 | 0 | 0 | 0 | 0 | 0 | 0 | 0 | 0 | 0 | 0 | 0 | 0 | 0 | 0 | 0
F2_Industrial_Instruments_New_Process_Natural Gas_Other Process_E5 | F2 | Industrial | Instruments | New | Process | Natural Gas | Other Process | E5 | TRC BC Ratio | 0 | 0 | 0 | 0 | 0 | 0 | 0 | 0 | 0 | 0 | 0 | 0 | 0 | 0 | 0 | 0 | 0 | 0 | 0 | 0 | 0 | 0 | 0 | 0 | 0 | 0 | 0 | 0 | 0 | 0
F2_Industrial_Instruments_New_Process_Natural Gas_Other Process_E6 | F2 | Industrial | Instruments | New | Process | Natural Gas | Other Process | E6 | TRC BC Ratio | 0 | 0 | 0 | 0 | 0 | 0 | 0 | 0 | 0 | 0 | 0 | 0 | 0 | 0 | 0 | 0 | 0 | 0 | 0 | 0 | 0 | 0 | 0 | 0 | 0 | 0 | 0 | 0 | 0 | 0
F2_Industrial_Instruments_New_Process_Natural Gas_Other Process_E7 | F2 | Industrial | Instruments | New | Process | Natural Gas | Other Process | E7 | TRC BC Ratio | 0 | 0 | 0 | 0 | 0 | 0 | 0 | 0 | 0 | 0 | 0 | 0 | 0 | 0 | 0 | 0 | 0 | 0 | 0 | 0 | 0 | 0 | 0 | 0 | 0 | 0 | 0 | 0 | 0 | 0
F2_Industrial_Instruments_New_Process_Natural Gas_Other Process_E8 | F2 | Industrial | Instruments | New | Process | Natural Gas | Other Process | E8 | TRC BC Ratio | 0 | 0 | 0 | 0 | 0 | 0 | 0 | 0 | 0 | 0 | 0 | 0 | 0 | 0 | 0 | 0 | 0 | 0 | 0 | 0 | 0 | 0 | 0 | 0 | 0 | 0 | 0 | 0 | 0 | 0
F2_Industrial_Instruments_New_Process_Natural Gas_Other Process_E9 | F2 | Industrial | Instruments | New | Process | Natural Gas | Other Process | E9 | TRC BC Ratio | 0 | 0 | 0 | 0 | 0 | 0 | 0 | 0 | 0 | 0 | 0 | 0 | 0 | 0 | 0 | 0 | 0 | 0 | 0 | 0 | 0 | 0 | 0 | 0 | 0 | 0 | 0 | 0 | 0 | 0
F2_Industrial_Instruments_New_Process_Natural Gas_Other Process_E10 | F2 | Industrial | Instruments | New | Process | Natural Gas | Other Process | E10 | TRC BC Ratio | 0 | 0 | 0 | 0 | 0 | 0 | 0 | 0 | 0 | 0 | 0 | 0 | 0 | 0 | 0 | 0 | 0 | 0 | 0 | 0 | 0 | 0 | 0 | 0 | 0 | 0 | 0 | 0 | 0 | 0
F3_Industrial_Instruments_New_Process_Natural Gas_Other Process_E1 | F3 | Industrial | Instruments | New | Process | Natural Gas | Other Process | E1 | PACT BC Ratio | 0.9 | 0.9 | 0.9 | 0.9 | 0.9 | 0.9 | 0.9 | 0.9 | 0.9 | 0.9 | 0.9 | 0.9 | 0.9 | 0.9 | 0.9 | 0.9 | 0.9 | 0.9 | 0.9 | 0.9 | 0.9 | 0.9 | 0 | 0 | 0 | 0 | 0 | 0 | 0 | 0
F3_Industrial_Instruments_New_Process_Natural Gas_Other Process_E2 | F3 | Industrial | Instruments | New | Process | Natural Gas | Other Process | E2 | PACT BC Ratio | 0 | 0 | 0 | 0 | 0 | 0 | 0 | 0 | 0 | 0 | 0 | 0 | 0 | 0 | 0 | 0 | 0 | 0 | 0 | 0 | 0 | 0 | 0 | 0 | 0 | 0 | 0 | 0 | 0 | 0
F3_Industrial_Instruments_New_Process_Natural Gas_Other Process_E3 | F3 | Industrial | Instruments | New | Process | Natural Gas | Other Process | E3 | PACT BC Ratio | 0 | 0 | 0 | 0 | 0 | 0 | 0 | 0 | 0 | 0 | 0 | 0 | 0 | 0 | 0 | 0 | 0 | 0 | 0 | 0 | 0 | 0 | 0 | 0 | 0 | 0 | 0 | 0 | 0 | 0
F3_Industrial_Instruments_New_Process_Natural Gas_Other Process_E4 | F3 | Industrial | Instruments | New | Process | Natural Gas | Other Process | E4 | PACT BC Ratio | 0 | 0 | 0 | 0 | 0 | 0 | 0 | 0 | 0 | 0 | 0 | 0 | 0 | 0 | 0 | 0 | 0 | 0 | 0 | 0 | 0 | 0 | 0 | 0 | 0 | 0 | 0 | 0 | 0 | 0
F3_Industrial_Instruments_New_Process_Natural Gas_Other Process_E5 | F3 | Industrial | Instruments | New | Process | Natural Gas | Other Process | E5 | PACT BC Ratio | 0 | 0 | 0 | 0 | 0 | 0 | 0 | 0 | 0 | 0 | 0 | 0 | 0 | 0 | 0 | 0 | 0 | 0 | 0 | 0 | 0 | 0 | 0 | 0 | 0 | 0 | 0 | 0 | 0 | 0
F3_Industrial_Instruments_New_Process_Natural Gas_Other Process_E6 | F3 | Industrial | Instruments | New | Process | Natural Gas | Other Process | E6 | PACT BC Ratio | 0 | 0 | 0 | 0 | 0 | 0 | 0 | 0 | 0 | 0 | 0 | 0 | 0 | 0 | 0 | 0 | 0 | 0 | 0 | 0 | 0 | 0 | 0 | 0 | 0 | 0 | 0 | 0 | 0 | 0
F3_Industrial_Instruments_New_Process_Natural Gas_Other Process_E7 | F3 | Industrial | Instruments | New | Process | Natural Gas | Other Process | E7 | PACT BC Ratio | 0 | 0 | 0 | 0 | 0 | 0 | 0 | 0 | 0 | 0 | 0 | 0 | 0 | 0 | 0 | 0 | 0 | 0 | 0 | 0 | 0 | 0 | 0 | 0 | 0 | 0 | 0 | 0 | 0 | 0
F3_Industrial_Instruments_New_Process_Natural Gas_Other Process_E8 | F3 | Industrial | Instruments | New | Process | Natural Gas | Other Process | E8 | PACT BC Ratio | 0 | 0 | 0 | 0 | 0 | 0 | 0 | 0 | 0 | 0 | 0 | 0 | 0 | 0 | 0 | 0 | 0 | 0 | 0 | 0 | 0 | 0 | 0 | 0 | 0 | 0 | 0 | 0 | 0 | 0
F3_Industrial_Instruments_New_Process_Natural Gas_Other Process_E9 | F3 | Industrial | Instruments | New | Process | Natural Gas | Other Process | E9 | PACT BC Ratio | 0 | 0 | 0 | 0 | 0 | 0 | 0 | 0 | 0 | 0 | 0 | 0 | 0 | 0 | 0 | 0 | 0 | 0 | 0 | 0 | 0 | 0 | 0 | 0 | 0 | 0 | 0 | 0 | 0 | 0
F3_Industrial_Instruments_New_Process_Natural Gas_Other Process_E10 | F3 | Industrial | Instruments | New | Process | Natural Gas | Other Process | E10 | PACT BC Ratio | 0 | 0 | 0 | 0 | 0 | 0 | 0 | 0 | 0 | 0 | 0 | 0 | 0 | 0 | 0 | 0 | 0 | 0 | 0 | 0 | 0 | 0 | 0 | 0 | 0 | 0 | 0 | 0 | 0 | 0
F4_Industrial_Instruments_New_Process_Natural Gas_Other Process_E1 | F4 | Industrial | Instruments | New | Process | Natural Gas | Other Process | E1 | PCT BC Ratio | 0.9 | 0.9 | 0.9 | 0.9 | 0.9 | 0.9 | 0.9 | 0.9 | 0.9 | 0.9 | 0.9 | 0.9 | 0.9 | 0.9 | 0.9 | 0.9 | 0.9 | 0.9 | 0.9 | 0.9 | 0.9 | 0.9 | 0 | 0 | 0 | 0 | 0 | 0 | 0 | 0
F4_Industrial_Instruments_New_Process_Natural Gas_Other Process_E2 | F4 | Industrial | Instruments | New | Process | Natural Gas | Other Process | E2 | PCT BC Ratio | 0 | 0 | 0 | 0 | 0 | 0 | 0 | 0 | 0 | 0 | 0 | 0 | 0 | 0 | 0 | 0 | 0 | 0 | 0 | 0 | 0 | 0 | 0 | 0 | 0 | 0 | 0 | 0 | 0 | 0
F4_Industrial_Instruments_New_Process_Natural Gas_Other Process_E3 | F4 | Industrial | Instruments | New | Process | Natural Gas | Other Process | E3 | PCT BC Ratio | 0 | 0 | 0 | 0 | 0 | 0 | 0 | 0 | 0 | 0 | 0 | 0 | 0 | 0 | 0 | 0 | 0 | 0 | 0 | 0 | 0 | 0 | 0 | 0 | 0 | 0 | 0 | 0 | 0 | 0
F4_Industrial_Instruments_New_Process_Natural Gas_Other Process_E4 | F4 | Industrial | Instruments | New | Process | Natural Gas | Other Process | E4 | PCT BC Ratio | 0 | 0 | 0 | 0 | 0 | 0 | 0 | 0 | 0 | 0 | 0 | 0 | 0 | 0 | 0 | 0 | 0 | 0 | 0 | 0 | 0 | 0 | 0 | 0 | 0 | 0 | 0 | 0 | 0 | 0
F4_Industrial_Instruments_New_Process_Natural Gas_Other Process_E5 | F4 | Industrial | Instruments | New | Process | Natural Gas | Other Process | E5 | PCT BC Ratio | 0 | 0 | 0 | 0 | 0 | 0 | 0 | 0 | 0 | 0 | 0 | 0 | 0 | 0 | 0 | 0 | 0 | 0 | 0 | 0 | 0 | 0 | 0 | 0 | 0 | 0 | 0 | 0 | 0 | 0
F4_Industrial_Instruments_New_Process_Natural Gas_Other Process_E6 | F4 | Industrial | Instruments | New | Process | Natural Gas | Other Process | E6 | PCT BC Ratio | 0 | 0 | 0 | 0 | 0 | 0 | 0 | 0 | 0 | 0 | 0 | 0 | 0 | 0 | 0 | 0 | 0 | 0 | 0 | 0 | 0 | 0 | 0 | 0 | 0 | 0 | 0 | 0 | 0 | 0
F4_Industrial_Instruments_New_Process_Natural Gas_Other Process_E7 | F4 | Industrial | Instruments | New | Process | Natural Gas | Other Process | E7 | PCT BC Ratio | 0 | 0 | 0 | 0 | 0 | 0 | 0 | 0 | 0 | 0 | 0 | 0 | 0 | 0 | 0 | 0 | 0 | 0 | 0 | 0 | 0 | 0 | 0 | 0 | 0 | 0 | 0 | 0 | 0 | 0
F4_Industrial_Instruments_New_Process_Natural Gas_Other Process_E8 | F4 | Industrial | Instruments | New | Process | Natural Gas | Other Process | E8 | PCT BC Ratio | 0 | 0 | 0 | 0 | 0 | 0 | 0 | 0 | 0 | 0 | 0 | 0 | 0 | 0 | 0 | 0 | 0 | 0 | 0 | 0 | 0 | 0 | 0 | 0 | 0 | 0 | 0 | 0 | 0 | 0
F4_Industrial_Instruments_New_Process_Natural Gas_Other Process_E9 | F4 | Industrial | Instruments | New | Process | Natural Gas | Other Process | E9 | PCT BC Ratio | 0 | 0 | 0 | 0 | 0 | 0 | 0 | 0 | 0 | 0 | 0 | 0 | 0 | 0 | 0 | 0 | 0 | 0 | 0 | 0 | 0 | 0 | 0 | 0 | 0 | 0 | 0 | 0 | 0 | 0
F4_Industrial_Instruments_New_Process_Natural Gas_Other Process_E10 | F4 | Industrial | Instruments | New | Process | Natural Gas | Other Process | E10 | PCT BC Ratio | 0 | 0 | 0 | 0 | 0 | 0 | 0 | 0 | 0 | 0 | 0 | 0 | 0 | 0 | 0 | 0 | 0 | 0 | 0 | 0 | 0 | 0 | 0 | 0 | 0 | 0 | 0 | 0 | 0 | 0
F5_Industrial_Instruments_New_Process_Natural Gas_Other Process_E1 | F5 | Industrial | Instruments | New | Process | Natural Gas | Other Process | E1 | RIM BC Ratio | 0.9 | 0.9 | 0.9 | 0.9 | 0.9 | 0.9 | 0.9 | 0.9 | 0.9 | 0.9 | 0.9 | 0.9 | 0.9 | 0.9 | 0.9 | 0.9 | 0.9 | 0.9 | 0.9 | 0.9 | 0.9 | 0.9 | 0 | 0 | 0 | 0 | 0 | 0 | 0 | 0
F5_Industrial_Instruments_New_Process_Natural Gas_Other Process_E2 | F5 | Industrial | Instruments | New | Process | Natural Gas | Other Process | E2 | RIM BC Ratio | 0 | 0 | 0 | 0 | 0 | 0 | 0 | 0 | 0 | 0 | 0 | 0 | 0 | 0 | 0 | 0 | 0 | 0 | 0 | 0 | 0 | 0 | 0 | 0 | 0 | 0 | 0 | 0 | 0 | 0
F5_Industrial_Instruments_New_Process_Natural Gas_Other Process_E3 | F5 | Industrial | Instruments | New | Process | Natural Gas | Other Process | E3 | RIM BC Ratio | 0 | 0 | 0 | 0 | 0 | 0 | 0 | 0 | 0 | 0 | 0 | 0 | 0 | 0 | 0 | 0 | 0 | 0 | 0 | 0 | 0 | 0 | 0 | 0 | 0 | 0 | 0 | 0 | 0 | 0
F5_Industrial_Instruments_New_Process_Natural Gas_Other Process_E4 | F5 | Industrial | Instruments | New | Process | Natural Gas | Other Process | E4 | RIM BC Ratio | 0 | 0 | 0 | 0 | 0 | 0 | 0 | 0 | 0 | 0 | 0 | 0 | 0 | 0 | 0 | 0 | 0 | 0 | 0 | 0 | 0 | 0 | 0 | 0 | 0 | 0 | 0 | 0 | 0 | 0
F5_Industrial_Instruments_New_Process_Natural Gas_Other Process_E5 | F5 | Industrial | Instruments | New | Process | Natural Gas | Other Process | E5 | RIM BC Ratio | 0 | 0 | 0 | 0 | 0 | 0 | 0 | 0 | 0 | 0 | 0 | 0 | 0 | 0 | 0 | 0 | 0 | 0 | 0 | 0 | 0 | 0 | 0 | 0 | 0 | 0 | 0 | 0 | 0 | 0
F5_Industrial_Instruments_New_Process_Natural Gas_Other Process_E6 | F5 | Industrial | Instruments | New | Process | Natural Gas | Other Process | E6 | RIM BC Ratio | 0 | 0 | 0 | 0 | 0 | 0 | 0 | 0 | 0 | 0 | 0 | 0 | 0 | 0 | 0 | 0 | 0 | 0 | 0 | 0 | 0 | 0 | 0 | 0 | 0 | 0 | 0 | 0 | 0 | 0
F5_Industrial_Instruments_New_Process_Natural Gas_Other Process_E7 | F5 | Industrial | Instruments | New | Process | Natural Gas | Other Process | E7 | RIM BC Ratio | 0 | 0 | 0 | 0 | 0 | 0 | 0 | 0 | 0 | 0 | 0 | 0 | 0 | 0 | 0 | 0 | 0 | 0 | 0 | 0 | 0 | 0 | 0 | 0 | 0 | 0 | 0 | 0 | 0 | 0
F5_Industrial_Instruments_New_Process_Natural Gas_Other Process_E8 | F5 | Industrial | Instruments | New | Process | Natural Gas | Other Process | E8 | RIM BC Ratio | 0 | 0 | 0 | 0 | 0 | 0 | 0 | 0 | 0 | 0 | 0 | 0 | 0 | 0 | 0 | 0 | 0 | 0 | 0 | 0 | 0 | 0 | 0 | 0 | 0 | 0 | 0 | 0 | 0 | 0
F5_Industrial_Instruments_New_Process_Natural Gas_Other Process_E9 | F5 | Industrial | Instruments | New | Process | Natural Gas | Other Process | E9 | RIM BC Ratio | 0 | 0 | 0 | 0 | 0 | 0 | 0 | 0 | 0 | 0 | 0 | 0 | 0 | 0 | 0 | 0 | 0 | 0 | 0 | 0 | 0 | 0 | 0 | 0 | 0 | 0 | 0 | 0 | 0 | 0
F5_Industrial_Instruments_New_Process_Natural Gas_Other Process_E10 | F5 | Industrial | Instruments | New | Process | Natural Gas | Other Process | E10 | RIM BC Ratio | 0 | 0 | 0 | 0 | 0 | 0 | 0 | 0 | 0 | 0 | 0 | 0 | 0 | 0 | 0 | 0 | 0 | 0 | 0 | 0 | 0 | 0 | 0 | 0 | 0 | 0 | 0 | 0 | 0 | 0
F0_Industrial_Instruments_New_Miscellaneous_Natural Gas_Miscellaneous_E0 | F0 | Industrial | Instruments | New | Miscellaneous | Natural Gas | Miscellaneous | E0 | Economic Unit | Standard | Standard | Standard | Standard | Standard | Standard | Standard | Standard | Standard | Standard | Standard | Standard | Standard | Standard | Standard | Standard | Standard | Standard | Standard | Standard | Standard | Standard | 0 | 0 | 0 | 0 | 0 | 0 | 0 | 0
F1_Industrial_Instruments_New_Miscellaneous_Natural Gas_Miscellaneous_E1 | F1 | Industrial | Instruments | New | Miscellaneous | Natural Gas | Miscellaneous | E1 | CCE | 0 | 0 | 0 | 0 | 0 | 0 | 0 | 0 | 0 | 0 | 0 | 0 | 0 | 0 | 0 | 0 | 0 | 0 | 0 | 0 | 0 | 0 | 0 | 0 | 0 | 0 | 0 | 0 | 0 | 0
F1_Industrial_Instruments_New_Miscellaneous_Natural Gas_Miscellaneous_E2 | F1 | Industrial | Instruments | New | Miscellaneous | Natural Gas | Miscellaneous | E2 | CCE | 0 | 0 | 0 | 0 | 0 | 0 | 0 | 0 | 0 | 0 | 0 | 0 | 0 | 0 | 0 | 0 | 0 | 0 | 0 | 0 | 0 | 0 | 0 | 0 | 0 | 0 | 0 | 0 | 0 | 0
F1_Industrial_Instruments_New_Miscellaneous_Natural Gas_Miscellaneous_E3 | F1 | Industrial | Instruments | New | Miscellaneous | Natural Gas | Miscellaneous | E3 | CCE | 0 | 0 | 0 | 0 | 0 | 0 | 0 | 0 | 0 | 0 | 0 | 0 | 0 | 0 | 0 | 0 | 0 | 0 | 0 | 0 | 0 | 0 | 0 | 0 | 0 | 0 | 0 | 0 | 0 | 0
F1_Industrial_Instruments_New_Miscellaneous_Natural Gas_Miscellaneous_E4 | F1 | Industrial | Instruments | New | Miscellaneous | Natural Gas | Miscellaneous | E4 | CCE | 0 | 0 | 0 | 0 | 0 | 0 | 0 | 0 | 0 | 0 | 0 | 0 | 0 | 0 | 0 | 0 | 0 | 0 | 0 | 0 | 0 | 0 | 0 | 0 | 0 | 0 | 0 | 0 | 0 | 0
F1_Industrial_Instruments_New_Miscellaneous_Natural Gas_Miscellaneous_E5 | F1 | Industrial | Instruments | New | Miscellaneous | Natural Gas | Miscellaneous | E5 | CCE | 0 | 0 | 0 | 0 | 0 | 0 | 0 | 0 | 0 | 0 | 0 | 0 | 0 | 0 | 0 | 0 | 0 | 0 | 0 | 0 | 0 | 0 | 0 | 0 | 0 | 0 | 0 | 0 | 0 | 0
F1_Industrial_Instruments_New_Miscellaneous_Natural Gas_Miscellaneous_E6 | F1 | Industrial | Instruments | New | Miscellaneous | Natural Gas | Miscellaneous | E6 | CCE | 0 | 0 | 0 | 0 | 0 | 0 | 0 | 0 | 0 | 0 | 0 | 0 | 0 | 0 | 0 | 0 | 0 | 0 | 0 | 0 | 0 | 0 | 0 | 0 | 0 | 0 | 0 | 0 | 0 | 0
F1_Industrial_Instruments_New_Miscellaneous_Natural Gas_Miscellaneous_E7 | F1 | Industrial | Instruments | New | Miscellaneous | Natural Gas | Miscellaneous | E7 | CCE | 0 | 0 | 0 | 0 | 0 | 0 | 0 | 0 | 0 | 0 | 0 | 0 | 0 | 0 | 0 | 0 | 0 | 0 | 0 | 0 | 0 | 0 | 0 | 0 | 0 | 0 | 0 | 0 | 0 | 0
F1_Industrial_Instruments_New_Miscellaneous_Natural Gas_Miscellaneous_E8 | F1 | Industrial | Instruments | New | Miscellaneous | Natural Gas | Miscellaneous | E8 | CCE | 0 | 0 | 0 | 0 | 0 | 0 | 0 | 0 | 0 | 0 | 0 | 0 | 0 | 0 | 0 | 0 | 0 | 0 | 0 | 0 | 0 | 0 | 0 | 0 | 0 | 0 | 0 | 0 | 0 | 0
F1_Industrial_Instruments_New_Miscellaneous_Natural Gas_Miscellaneous_E9 | F1 | Industrial | Instruments | New | Miscellaneous | Natural Gas | Miscellaneous | E9 | CCE | 0 | 0 | 0 | 0 | 0 | 0 | 0 | 0 | 0 | 0 | 0 | 0 | 0 | 0 | 0 | 0 | 0 | 0 | 0 | 0 | 0 | 0 | 0 | 0 | 0 | 0 | 0 | 0 | 0 | 0
F1_Industrial_Instruments_New_Miscellaneous_Natural Gas_Miscellaneous_E10 | F1 | Industrial | Instruments | New | Miscellaneous | Natural Gas | Miscellaneous | E10 | CCE | 0 | 0 | 0 | 0 | 0 | 0 | 0 | 0 | 0 | 0 | 0 | 0 | 0 | 0 | 0 | 0 | 0 | 0 | 0 | 0 | 0 | 0 | 0 | 0 | 0 | 0 | 0 | 0 | 0 | 0
F2_Industrial_Instruments_New_Miscellaneous_Natural Gas_Miscellaneous_E1 | F2 | Industrial | Instruments | New | Miscellaneous | Natural Gas | Miscellaneous | E1 | TRC BC Ratio | 0.9 | 0.9 | 0.9 | 0.9 | 0.9 | 0.9 | 0.9 | 0.9 | 0.9 | 0.9 | 0.9 | 0.9 | 0.9 | 0.9 | 0.9 | 0.9 | 0.9 | 0.9 | 0.9 | 0.9 | 0.9 | 0.9 | 0 | 0 | 0 | 0 | 0 | 0 | 0 | 0
F2_Industrial_Instruments_New_Miscellaneous_Natural Gas_Miscellaneous_E2 | F2 | Industrial | Instruments | New | Miscellaneous | Natural Gas | Miscellaneous | E2 | TRC BC Ratio | 0 | 0 | 0 | 0 | 0 | 0 | 0 | 0 | 0 | 0 | 0 | 0 | 0 | 0 | 0 | 0 | 0 | 0 | 0 | 0 | 0 | 0 | 0 | 0 | 0 | 0 | 0 | 0 | 0 | 0
F2_Industrial_Instruments_New_Miscellaneous_Natural Gas_Miscellaneous_E3 | F2 | Industrial | Instruments | New | Miscellaneous | Natural Gas | Miscellaneous | E3 | TRC BC Ratio | 0 | 0 | 0 | 0 | 0 | 0 | 0 | 0 | 0 | 0 | 0 | 0 | 0 | 0 | 0 | 0 | 0 | 0 | 0 | 0 | 0 | 0 | 0 | 0 | 0 | 0 | 0 | 0 | 0 | 0
F2_Industrial_Instruments_New_Miscellaneous_Natural Gas_Miscellaneous_E4 | F2 | Industrial | Instruments | New | Miscellaneous | Natural Gas | Miscellaneous | E4 | TRC BC Ratio | 0 | 0 | 0 | 0 | 0 | 0 | 0 | 0 | 0 | 0 | 0 | 0 | 0 | 0 | 0 | 0 | 0 | 0 | 0 | 0 | 0 | 0 | 0 | 0 | 0 | 0 | 0 | 0 | 0 | 0
F2_Industrial_Instruments_New_Miscellaneous_Natural Gas_Miscellaneous_E5 | F2 | Industrial | Instruments | New | Miscellaneous | Natural Gas | Miscellaneous | E5 | TRC BC Ratio | 0 | 0 | 0 | 0 | 0 | 0 | 0 | 0 | 0 | 0 | 0 | 0 | 0 | 0 | 0 | 0 | 0 | 0 | 0 | 0 | 0 | 0 | 0 | 0 | 0 | 0 | 0 | 0 | 0 | 0
F2_Industrial_Instruments_New_Miscellaneous_Natural Gas_Miscellaneous_E6 | F2 | Industrial | Instruments | New | Miscellaneous | Natural Gas | Miscellaneous | E6 | TRC BC Ratio | 0 | 0 | 0 | 0 | 0 | 0 | 0 | 0 | 0 | 0 | 0 | 0 | 0 | 0 | 0 | 0 | 0 | 0 | 0 | 0 | 0 | 0 | 0 | 0 | 0 | 0 | 0 | 0 | 0 | 0
F2_Industrial_Instruments_New_Miscellaneous_Natural Gas_Miscellaneous_E7 | F2 | Industrial | Instruments | New | Miscellaneous | Natural Gas | Miscellaneous | E7 | TRC BC Ratio | 0 | 0 | 0 | 0 | 0 | 0 | 0 | 0 | 0 | 0 | 0 | 0 | 0 | 0 | 0 | 0 | 0 | 0 | 0 | 0 | 0 | 0 | 0 | 0 | 0 | 0 | 0 | 0 | 0 | 0
F2_Industrial_Instruments_New_Miscellaneous_Natural Gas_Miscellaneous_E8 | F2 | Industrial | Instruments | New | Miscellaneous | Natural Gas | Miscellaneous | E8 | TRC BC Ratio | 0 | 0 | 0 | 0 | 0 | 0 | 0 | 0 | 0 | 0 | 0 | 0 | 0 | 0 | 0 | 0 | 0 | 0 | 0 | 0 | 0 | 0 | 0 | 0 | 0 | 0 | 0 | 0 | 0 | 0
F2_Industrial_Instruments_New_Miscellaneous_Natural Gas_Miscellaneous_E9 | F2 | Industrial | Instruments | New | Miscellaneous | Natural Gas | Miscellaneous | E9 | TRC BC Ratio | 0 | 0 | 0 | 0 | 0 | 0 | 0 | 0 | 0 | 0 | 0 | 0 | 0 | 0 | 0 | 0 | 0 | 0 | 0 | 0 | 0 | 0 | 0 | 0 | 0 | 0 | 0 | 0 | 0 | 0
F2_Industrial_Instruments_New_Miscellaneous_Natural Gas_Miscellaneous_E10 | F2 | Industrial | Instruments | New | Miscellaneous | Natural Gas | Miscellaneous | E10 | TRC BC Ratio | 0 | 0 | 0 | 0 | 0 | 0 | 0 | 0 | 0 | 0 | 0 | 0 | 0 | 0 | 0 | 0 | 0 | 0 | 0 | 0 | 0 | 0 | 0 | 0 | 0 | 0 | 0 | 0 | 0 | 0
F3_Industrial_Instruments_New_Miscellaneous_Natural Gas_Miscellaneous_E1 | F3 | Industrial | Instruments | New | Miscellaneous | Natural Gas | Miscellaneous | E1 | PACT BC Ratio | 0.9 | 0.9 | 0.9 | 0.9 | 0.9 | 0.9 | 0.9 | 0.9 | 0.9 | 0.9 | 0.9 | 0.9 | 0.9 | 0.9 | 0.9 | 0.9 | 0.9 | 0.9 | 0.9 | 0.9 | 0.9 | 0.9 | 0 | 0 | 0 | 0 | 0 | 0 | 0 | 0
F3_Industrial_Instruments_New_Miscellaneous_Natural Gas_Miscellaneous_E2 | F3 | Industrial | Instruments | New | Miscellaneous | Natural Gas | Miscellaneous | E2 | PACT BC Ratio | 0 | 0 | 0 | 0 | 0 | 0 | 0 | 0 | 0 | 0 | 0 | 0 | 0 | 0 | 0 | 0 | 0 | 0 | 0 | 0 | 0 | 0 | 0 | 0 | 0 | 0 | 0 | 0 | 0 | 0
F3_Industrial_Instruments_New_Miscellaneous_Natural Gas_Miscellaneous_E3 | F3 | Industrial | Instruments | New | Miscellaneous | Natural Gas | Miscellaneous | E3 | PACT BC Ratio | 0 | 0 | 0 | 0 | 0 | 0 | 0 | 0 | 0 | 0 | 0 | 0 | 0 | 0 | 0 | 0 | 0 | 0 | 0 | 0 | 0 | 0 | 0 | 0 | 0 | 0 | 0 | 0 | 0 | 0
F3_Industrial_Instruments_New_Miscellaneous_Natural Gas_Miscellaneous_E4 | F3 | Industrial | Instruments | New | Miscellaneous | Natural Gas | Miscellaneous | E4 | PACT BC Ratio | 0 | 0 | 0 | 0 | 0 | 0 | 0 | 0 | 0 | 0 | 0 | 0 | 0 | 0 | 0 | 0 | 0 | 0 | 0 | 0 | 0 | 0 | 0 | 0 | 0 | 0 | 0 | 0 | 0 | 0
F3_Industrial_Instruments_New_Miscellaneous_Natural Gas_Miscellaneous_E5 | F3 | Industrial | Instruments | New | Miscellaneous | Natural Gas | Miscellaneous | E5 | PACT BC Ratio | 0 | 0 | 0 | 0 | 0 | 0 | 0 | 0 | 0 | 0 | 0 | 0 | 0 | 0 | 0 | 0 | 0 | 0 | 0 | 0 | 0 | 0 | 0 | 0 | 0 | 0 | 0 | 0 | 0 | 0
F3_Industrial_Instruments_New_Miscellaneous_Natural Gas_Miscellaneous_E6 | F3 | Industrial | Instruments | New | Miscellaneous | Natural Gas | Miscellaneous | E6 | PACT BC Ratio | 0 | 0 | 0 | 0 | 0 | 0 | 0 | 0 | 0 | 0 | 0 | 0 | 0 | 0 | 0 | 0 | 0 | 0 | 0 | 0 | 0 | 0 | 0 | 0 | 0 | 0 | 0 | 0 | 0 | 0
F3_Industrial_Instruments_New_Miscellaneous_Natural Gas_Miscellaneous_E7 | F3 | Industrial | Instruments | New | Miscellaneous | Natural Gas | Miscellaneous | E7 | PACT BC Ratio | 0 | 0 | 0 | 0 | 0 | 0 | 0 | 0 | 0 | 0 | 0 | 0 | 0 | 0 | 0 | 0 | 0 | 0 | 0 | 0 | 0 | 0 | 0 | 0 | 0 | 0 | 0 | 0 | 0 | 0
F3_Industrial_Instruments_New_Miscellaneous_Natural Gas_Miscellaneous_E8 | F3 | Industrial | Instruments | New | Miscellaneous | Natural Gas | Miscellaneous | E8 | PACT BC Ratio | 0 | 0 | 0 | 0 | 0 | 0 | 0 | 0 | 0 | 0 | 0 | 0 | 0 | 0 | 0 | 0 | 0 | 0 | 0 | 0 | 0 | 0 | 0 | 0 | 0 | 0 | 0 | 0 | 0 | 0
F3_Industrial_Instruments_New_Miscellaneous_Natural Gas_Miscellaneous_E9 | F3 | Industrial | Instruments | New | Miscellaneous | Natural Gas | Miscellaneous | E9 | PACT BC Ratio | 0 | 0 | 0 | 0 | 0 | 0 | 0 | 0 | 0 | 0 | 0 | 0 | 0 | 0 | 0 | 0 | 0 | 0 | 0 | 0 | 0 | 0 | 0 | 0 | 0 | 0 | 0 | 0 | 0 | 0
F3_Industrial_Instruments_New_Miscellaneous_Natural Gas_Miscellaneous_E10 | F3 | Industrial | Instruments | New | Miscellaneous | Natural Gas | Miscellaneous | E10 | PACT BC Ratio | 0 | 0 | 0 | 0 | 0 | 0 | 0 | 0 | 0 | 0 | 0 | 0 | 0 | 0 | 0 | 0 | 0 | 0 | 0 | 0 | 0 | 0 | 0 | 0 | 0 | 0 | 0 | 0 | 0 | 0
F4_Industrial_Instruments_New_Miscellaneous_Natural Gas_Miscellaneous_E1 | F4 | Industrial | Instruments | New | Miscellaneous | Natural Gas | Miscellaneous | E1 | PCT BC Ratio | 0.9 | 0.9 | 0.9 | 0.9 | 0.9 | 0.9 | 0.9 | 0.9 | 0.9 | 0.9 | 0.9 | 0.9 | 0.9 | 0.9 | 0.9 | 0.9 | 0.9 | 0.9 | 0.9 | 0.9 | 0.9 | 0.9 | 0 | 0 | 0 | 0 | 0 | 0 | 0 | 0
F4_Industrial_Instruments_New_Miscellaneous_Natural Gas_Miscellaneous_E2 | F4 | Industrial | Instruments | New | Miscellaneous | Natural Gas | Miscellaneous | E2 | PCT BC Ratio | 0 | 0 | 0 | 0 | 0 | 0 | 0 | 0 | 0 | 0 | 0 | 0 | 0 | 0 | 0 | 0 | 0 | 0 | 0 | 0 | 0 | 0 | 0 | 0 | 0 | 0 | 0 | 0 | 0 | 0
F4_Industrial_Instruments_New_Miscellaneous_Natural Gas_Miscellaneous_E3 | F4 | Industrial | Instruments | New | Miscellaneous | Natural Gas | Miscellaneous | E3 | PCT BC Ratio | 0 | 0 | 0 | 0 | 0 | 0 | 0 | 0 | 0 | 0 | 0 | 0 | 0 | 0 | 0 | 0 | 0 | 0 | 0 | 0 | 0 | 0 | 0 | 0 | 0 | 0 | 0 | 0 | 0 | 0
F4_Industrial_Instruments_New_Miscellaneous_Natural Gas_Miscellaneous_E4 | F4 | Industrial | Instruments | New | Miscellaneous | Natural Gas | Miscellaneous | E4 | PCT BC Ratio | 0 | 0 | 0 | 0 | 0 | 0 | 0 | 0 | 0 | 0 | 0 | 0 | 0 | 0 | 0 | 0 | 0 | 0 | 0 | 0 | 0 | 0 | 0 | 0 | 0 | 0 | 0 | 0 | 0 | 0
F4_Industrial_Instruments_New_Miscellaneous_Natural Gas_Miscellaneous_E5 | F4 | Industrial | Instruments | New | Miscellaneous | Natural Gas | Miscellaneous | E5 | PCT BC Ratio | 0 | 0 | 0 | 0 | 0 | 0 | 0 | 0 | 0 | 0 | 0 | 0 | 0 | 0 | 0 | 0 | 0 | 0 | 0 | 0 | 0 | 0 | 0 | 0 | 0 | 0 | 0 | 0 | 0 | 0
F4_Industrial_Instruments_New_Miscellaneous_Natural Gas_Miscellaneous_E6 | F4 | Industrial | Instruments | New | Miscellaneous | Natural Gas | Miscellaneous | E6 | PCT BC Ratio | 0 | 0 | 0 | 0 | 0 | 0 | 0 | 0 | 0 | 0 | 0 | 0 | 0 | 0 | 0 | 0 | 0 | 0 | 0 | 0 | 0 | 0 | 0 | 0 | 0 | 0 | 0 | 0 | 0 | 0
F4_Industrial_Instruments_New_Miscellaneous_Natural Gas_Miscellaneous_E7 | F4 | Industrial | Instruments | New | Miscellaneous | Natural Gas | Miscellaneous | E7 | PCT BC Ratio | 0 | 0 | 0 | 0 | 0 | 0 | 0 | 0 | 0 | 0 | 0 | 0 | 0 | 0 | 0 | 0 | 0 | 0 | 0 | 0 | 0 | 0 | 0 | 0 | 0 | 0 | 0 | 0 | 0 | 0
F4_Industrial_Instruments_New_Miscellaneous_Natural Gas_Miscellaneous_E8 | F4 | Industrial | Instruments | New | Miscellaneous | Natural Gas | Miscellaneous | E8 | PCT BC Ratio | 0 | 0 | 0 | 0 | 0 | 0 | 0 | 0 | 0 | 0 | 0 | 0 | 0 | 0 | 0 | 0 | 0 | 0 | 0 | 0 | 0 | 0 | 0 | 0 | 0 | 0 | 0 | 0 | 0 | 0
F4_Industrial_Instruments_New_Miscellaneous_Natural Gas_Miscellaneous_E9 | F4 | Industrial | Instruments | New | Miscellaneous | Natural Gas | Miscellaneous | E9 | PCT BC Ratio | 0 | 0 | 0 | 0 | 0 | 0 | 0 | 0 | 0 | 0 | 0 | 0 | 0 | 0 | 0 | 0 | 0 | 0 | 0 | 0 | 0 | 0 | 0 | 0 | 0 | 0 | 0 | 0 | 0 | 0
F4_Industrial_Instruments_New_Miscellaneous_Natural Gas_Miscellaneous_E10 | F4 | Industrial | Instruments | New | Miscellaneous | Natural Gas | Miscellaneous | E10 | PCT BC Ratio | 0 | 0 | 0 | 0 | 0 | 0 | 0 | 0 | 0 | 0 | 0 | 0 | 0 | 0 | 0 | 0 | 0 | 0 | 0 | 0 | 0 | 0 | 0 | 0 | 0 | 0 | 0 | 0 | 0 | 0
F5_Industrial_Instruments_New_Miscellaneous_Natural Gas_Miscellaneous_E1 | F5 | Industrial | Instruments | New | Miscellaneous | Natural Gas | Miscellaneous | E1 | RIM BC Ratio | 0.9 | 0.9 | 0.9 | 0.9 | 0.9 | 0.9 | 0.9 | 0.9 | 0.9 | 0.9 | 0.9 | 0.9 | 0.9 | 0.9 | 0.9 | 0.9 | 0.9 | 0.9 | 0.9 | 0.9 | 0.9 | 0.9 | 0 | 0 | 0 | 0 | 0 | 0 | 0 | 0
F5_Industrial_Instruments_New_Miscellaneous_Natural Gas_Miscellaneous_E2 | F5 | Industrial | Instruments | New | Miscellaneous | Natural Gas | Miscellaneous | E2 | RIM BC Ratio | 0 | 0 | 0 | 0 | 0 | 0 | 0 | 0 | 0 | 0 | 0 | 0 | 0 | 0 | 0 | 0 | 0 | 0 | 0 | 0 | 0 | 0 | 0 | 0 | 0 | 0 | 0 | 0 | 0 | 0
F5_Industrial_Instruments_New_Miscellaneous_Natural Gas_Miscellaneous_E3 | F5 | Industrial | Instruments | New | Miscellaneous | Natural Gas | Miscellaneous | E3 | RIM BC Ratio | 0 | 0 | 0 | 0 | 0 | 0 | 0 | 0 | 0 | 0 | 0 | 0 | 0 | 0 | 0 | 0 | 0 | 0 | 0 | 0 | 0 | 0 | 0 | 0 | 0 | 0 | 0 | 0 | 0 | 0
F5_Industrial_Instruments_New_Miscellaneous_Natural Gas_Miscellaneous_E4 | F5 | Industrial | Instruments | New | Miscellaneous | Natural Gas | Miscellaneous | E4 | RIM BC Ratio | 0 | 0 | 0 | 0 | 0 | 0 | 0 | 0 | 0 | 0 | 0 | 0 | 0 | 0 | 0 | 0 | 0 | 0 | 0 | 0 | 0 | 0 | 0 | 0 | 0 | 0 | 0 | 0 | 0 | 0
F5_Industrial_Instruments_New_Miscellaneous_Natural Gas_Miscellaneous_E5 | F5 | Industrial | Instruments | New | Miscellaneous | Natural Gas | Miscellaneous | E5 | RIM BC Ratio | 0 | 0 | 0 | 0 | 0 | 0 | 0 | 0 | 0 | 0 | 0 | 0 | 0 | 0 | 0 | 0 | 0 | 0 | 0 | 0 | 0 | 0 | 0 | 0 | 0 | 0 | 0 | 0 | 0 | 0
F5_Industrial_Instruments_New_Miscellaneous_Natural Gas_Miscellaneous_E6 | F5 | Industrial | Instruments | New | Miscellaneous | Natural Gas | Miscellaneous | E6 | RIM BC Ratio | 0 | 0 | 0 | 0 | 0 | 0 | 0 | 0 | 0 | 0 | 0 | 0 | 0 | 0 | 0 | 0 | 0 | 0 | 0 | 0 | 0 | 0 | 0 | 0 | 0 | 0 | 0 | 0 | 0 | 0
F5_Industrial_Instruments_New_Miscellaneous_Natural Gas_Miscellaneous_E7 | F5 | Industrial | Instruments | New | Miscellaneous | Natural Gas | Miscellaneous | E7 | RIM BC Ratio | 0 | 0 | 0 | 0 | 0 | 0 | 0 | 0 | 0 | 0 | 0 | 0 | 0 | 0 | 0 | 0 | 0 | 0 | 0 | 0 | 0 | 0 | 0 | 0 | 0 | 0 | 0 | 0 | 0 | 0
F5_Industrial_Instruments_New_Miscellaneous_Natural Gas_Miscellaneous_E8 | F5 | Industrial | Instruments | New | Miscellaneous | Natural Gas | Miscellaneous | E8 | RIM BC Ratio | 0 | 0 | 0 | 0 | 0 | 0 | 0 | 0 | 0 | 0 | 0 | 0 | 0 | 0 | 0 | 0 | 0 | 0 | 0 | 0 | 0 | 0 | 0 | 0 | 0 | 0 | 0 | 0 | 0 | 0
F5_Industrial_Instruments_New_Miscellaneous_Natural Gas_Miscellaneous_E9 | F5 | Industrial | Instruments | New | Miscellaneous | Natural Gas | Miscellaneous | E9 | RIM BC Ratio | 0 | 0 | 0 | 0 | 0 | 0 | 0 | 0 | 0 | 0 | 0 | 0 | 0 | 0 | 0 | 0 | 0 | 0 | 0 | 0 | 0 | 0 | 0 | 0 | 0 | 0 | 0 | 0 | 0 | 0
F5_Industrial_Instruments_New_Miscellaneous_Natural Gas_Miscellaneous_E10 | F5 | Industrial | Instruments | New | Miscellaneous | Natural Gas | Miscellaneous | E10 | RIM BC Ratio | 0 | 0 | 0 | 0 | 0 | 0 | 0 | 0 | 0 | 0 | 0 | 0 | 0 | 0 | 0 | 0 | 0 | 0 | 0 | 0 | 0 | 0 | 0 | 0 | 0 | 0 | 0 | 0 | 0 | 0
F0_Industrial_Wood and Lumber Products_Existing_Space Heating_Natural Gas_Furnace_E0 | F0 | Industrial | Wood and Lumber Products | Existing | Space Heating | Natural Gas | Furnace | E0 | Economic Unit | AFUE 96% | AFUE 96% | AFUE 96% | AFUE 96% | AFUE 96% | AFUE 96% | AFUE 96% | AFUE 96% | AFUE 96% | AFUE 96% | AFUE 96% | AFUE 96% | AFUE 96% | AFUE 96% | AFUE 96% | AFUE 96% | AFUE 96% | AFUE 96% | AFUE 96% | AFUE 96% | AFUE 96% | AFUE 96% | 0 | 0 | 0 | 0 | 0 | 0 | 0 | 0
F1_Industrial_Wood and Lumber Products_Existing_Space Heating_Natural Gas_Furnace_E1 | F1 | Industrial | Wood and Lumber Products | Existing | Space Heating | Natural Gas | Furnace | E1 | CCE | 0 | 0 | 0 | 0 | 0 | 0 | 0 | 0 | 0 | 0 | 0 | 0 | 0 | 0 | 0 | 0 | 0 | 0 | 0 | 0 | 0 | 0 | 0 | 0 | 0 | 0 | 0 | 0 | 0 | 0
F1_Industrial_Wood and Lumber Products_Existing_Space Heating_Natural Gas_Furnace_E2 | F1 | Industrial | Wood and Lumber Products | Existing | Space Heating | Natural Gas | Furnace | E2 | CCE | 0.00080022 | 0.00080022 | 0.00080022 | 0.00080022 | 0.00080022 | 0.00080022 | 0.00080022 | 0.00080022 | 0.00080022 | 0.00080022 | 0.00080022 | 0.00080022 | 0.00080022 | 0.00080022 | 0.00080022 | 0.00080022 | 0.00080022 | 0.00080022 | 0.00080022 | 0.00080022 | 0.00080022 | 0.00080022 | 0 | 0 | 0 | 0 | 0 | 0 | 0 | 0
F1_Industrial_Wood and Lumber Products_Existing_Space Heating_Natural Gas_Furnace_E3 | F1 | Industrial | Wood and Lumber Products | Existing | Space Heating | Natural Gas | Furnace | E3 | CCE | 0.0010663 | 0.0010663 | 0.0010663 | 0.0010663 | 0.0010663 | 0.0010663 | 0.0010663 | 0.0010663 | 0.0010663 | 0.0010663 | 0.0010663 | 0.0010663 | 0.0010663 | 0.0010663 | 0.0010663 | 0.0010663 | 0.0010663 | 0.0010663 | 0.0010663 | 0.0010663 | 0.0010663 | 0.0010663 | 0 | 0 | 0 | 0 | 0 | 0 | 0 | 0
F1_Industrial_Wood and Lumber Products_Existing_Space Heating_Natural Gas_Furnace_E4 | F1 | Industrial | Wood and Lumber Products | Existing | Space Heating | Natural Gas | Furnace | E4 | CCE | 0 | 0 | 0 | 0 | 0 | 0 | 0 | 0 | 0 | 0 | 0 | 0 | 0 | 0 | 0 | 0 | 0 | 0 | 0 | 0 | 0 | 0 | 0 | 0 | 0 | 0 | 0 | 0 | 0 | 0
F1_Industrial_Wood and Lumber Products_Existing_Space Heating_Natural Gas_Furnace_E5 | F1 | Industrial | Wood and Lumber Products | Existing | Space Heating | Natural Gas | Furnace | E5 | CCE | 0 | 0 | 0 | 0 | 0 | 0 | 0 | 0 | 0 | 0 | 0 | 0 | 0 | 0 | 0 | 0 | 0 | 0 | 0 | 0 | 0 | 0 | 0 | 0 | 0 | 0 | 0 | 0 | 0 | 0
F1_Industrial_Wood and Lumber Products_Existing_Space Heating_Natural Gas_Furnace_E6 | F1 | Industrial | Wood and Lumber Products | Existing | Space Heating | Natural Gas | Furnace | E6 | CCE | 0 | 0 | 0 | 0 | 0 | 0 | 0 | 0 | 0 | 0 | 0 | 0 | 0 | 0 | 0 | 0 | 0 | 0 | 0 | 0 | 0 | 0 | 0 | 0 | 0 | 0 | 0 | 0 | 0 | 0
F1_Industrial_Wood and Lumber Products_Existing_Space Heating_Natural Gas_Furnace_E7 | F1 | Industrial | Wood and Lumber Products | Existing | Space Heating | Natural Gas | Furnace | E7 | CCE | 0 | 0 | 0 | 0 | 0 | 0 | 0 | 0 | 0 | 0 | 0 | 0 | 0 | 0 | 0 | 0 | 0 | 0 | 0 | 0 | 0 | 0 | 0 | 0 | 0 | 0 | 0 | 0 | 0 | 0
F1_Industrial_Wood and Lumber Products_Existing_Space Heating_Natural Gas_Furnace_E8 | F1 | Industrial | Wood and Lumber Products | Existing | Space Heating | Natural Gas | Furnace | E8 | CCE | 0 | 0 | 0 | 0 | 0 | 0 | 0 | 0 | 0 | 0 | 0 | 0 | 0 | 0 | 0 | 0 | 0 | 0 | 0 | 0 | 0 | 0 | 0 | 0 | 0 | 0 | 0 | 0 | 0 | 0
F1_Industrial_Wood and Lumber Products_Existing_Space Heating_Natural Gas_Furnace_E9 | F1 | Industrial | Wood and Lumber Products | Existing | Space Heating | Natural Gas | Furnace | E9 | CCE | 0 | 0 | 0 | 0 | 0 | 0 | 0 | 0 | 0 | 0 | 0 | 0 | 0 | 0 | 0 | 0 | 0 | 0 | 0 | 0 | 0 | 0 | 0 | 0 | 0 | 0 | 0 | 0 | 0 | 0
F1_Industrial_Wood and Lumber Products_Existing_Space Heating_Natural Gas_Furnace_E10 | F1 | Industrial | Wood and Lumber Products | Existing | Space Heating | Natural Gas | Furnace | E10 | CCE | 0 | 0 | 0 | 0 | 0 | 0 | 0 | 0 | 0 | 0 | 0 | 0 | 0 | 0 | 0 | 0 | 0 | 0 | 0 | 0 | 0 | 0 | 0 | 0 | 0 | 0 | 0 | 0 | 0 | 0
F2_Industrial_Wood and Lumber Products_Existing_Space Heating_Natural Gas_Furnace_E1 | F2 | Industrial | Wood and Lumber Products | Existing | Space Heating | Natural Gas | Furnace | E1 | TRC BC Ratio | 0.9 | 0.9 | 0.9 | 0.9 | 0.9 | 0.9 | 0.9 | 0.9 | 0.9 | 0.9 | 0.9 | 0.9 | 0.9 | 0.9 | 0.9 | 0.9 | 0.9 | 0.9 | 0.9 | 0.9 | 0.9 | 0.9 | 0 | 0 | 0 | 0 | 0 | 0 | 0 | 0
F2_Industrial_Wood and Lumber Products_Existing_Space Heating_Natural Gas_Furnace_E2 | F2 | Industrial | Wood and Lumber Products | Existing | Space Heating | Natural Gas | Furnace | E2 | TRC BC Ratio | 6.3177 | 6.3877 | 6.2866 | 6.1898 | 6.0235 | 5.8589 | 5.6934 | 5.5424 | 5.3921 | 5.261 | 5.1303 | 5.0031 | 4.8786 | 4.7588 | 4.6414 | 4.5264 | 4.415 | 4.3083 | 4.2041 | 4.106 | 4.0118 | 3.9204 | 0 | 0 | 0 | 0 | 0 | 0 | 0 | 0
F2_Industrial_Wood and Lumber Products_Existing_Space Heating_Natural Gas_Furnace_E3 | F2 | Industrial | Wood and Lumber Products | Existing | Space Heating | Natural Gas | Furnace | E3 | TRC BC Ratio | 4.7411 | 4.7936 | 4.7177 | 4.6451 | 4.5203 | 4.3968 | 4.2726 | 4.1592 | 4.0465 | 3.9481 | 3.85 | 3.7546 | 3.6611 | 3.5712 | 3.4831 | 3.3968 | 3.3132 | 3.2332 | 3.1549 | 3.0813 | 3.0106 | 2.942 | 0 | 0 | 0 | 0 | 0 | 0 | 0 | 0
F2_Industrial_Wood and Lumber Products_Existing_Space Heating_Natural Gas_Furnace_E4 | F2 | Industrial | Wood and Lumber Products | Existing | Space Heating | Natural Gas | Furnace | E4 | TRC BC Ratio | 0 | 0 | 0 | 0 | 0 | 0 | 0 | 0 | 0 | 0 | 0 | 0 | 0 | 0 | 0 | 0 | 0 | 0 | 0 | 0 | 0 | 0 | 0 | 0 | 0 | 0 | 0 | 0 | 0 | 0
F2_Industrial_Wood and Lumber Products_Existing_Space Heating_Natural Gas_Furnace_E5 | F2 | Industrial | Wood and Lumber Products | Existing | Space Heating | Natural Gas | Furnace | E5 | TRC BC Ratio | 0 | 0 | 0 | 0 | 0 | 0 | 0 | 0 | 0 | 0 | 0 | 0 | 0 | 0 | 0 | 0 | 0 | 0 | 0 | 0 | 0 | 0 | 0 | 0 | 0 | 0 | 0 | 0 | 0 | 0
F2_Industrial_Wood and Lumber Products_Existing_Space Heating_Natural Gas_Furnace_E6 | F2 | Industrial | Wood and Lumber Products | Existing | Space Heating | Natural Gas | Furnace | E6 | TRC BC Ratio | 0 | 0 | 0 | 0 | 0 | 0 | 0 | 0 | 0 | 0 | 0 | 0 | 0 | 0 | 0 | 0 | 0 | 0 | 0 | 0 | 0 | 0 | 0 | 0 | 0 | 0 | 0 | 0 | 0 | 0
F2_Industrial_Wood and Lumber Products_Existing_Space Heating_Natural Gas_Furnace_E7 | F2 | Industrial | Wood and Lumber Products | Existing | Space Heating | Natural Gas | Furnace | E7 | TRC BC Ratio | 0 | 0 | 0 | 0 | 0 | 0 | 0 | 0 | 0 | 0 | 0 | 0 | 0 | 0 | 0 | 0 | 0 | 0 | 0 | 0 | 0 | 0 | 0 | 0 | 0 | 0 | 0 | 0 | 0 | 0
F2_Industrial_Wood and Lumber Products_Existing_Space Heating_Natural Gas_Furnace_E8 | F2 | Industrial | Wood and Lumber Products | Existing | Space Heating | Natural Gas | Furnace | E8 | TRC BC Ratio | 0 | 0 | 0 | 0 | 0 | 0 | 0 | 0 | 0 | 0 | 0 | 0 | 0 | 0 | 0 | 0 | 0 | 0 | 0 | 0 | 0 | 0 | 0 | 0 | 0 | 0 | 0 | 0 | 0 | 0
F2_Industrial_Wood and Lumber Products_Existing_Space Heating_Natural Gas_Furnace_E9 | F2 | Industrial | Wood and Lumber Products | Existing | Space Heating | Natural Gas | Furnace | E9 | TRC BC Ratio | 0 | 0 | 0 | 0 | 0 | 0 | 0 | 0 | 0 | 0 | 0 | 0 | 0 | 0 | 0 | 0 | 0 | 0 | 0 | 0 | 0 | 0 | 0 | 0 | 0 | 0 | 0 | 0 | 0 | 0
F2_Industrial_Wood and Lumber Products_Existing_Space Heating_Natural Gas_Furnace_E10 | F2 | Industrial | Wood and Lumber Products | Existing | Space Heating | Natural Gas | Furnace | E10 | TRC BC Ratio | 0 | 0 | 0 | 0 | 0 | 0 | 0 | 0 | 0 | 0 | 0 | 0 | 0 | 0 | 0 | 0 | 0 | 0 | 0 | 0 | 0 | 0 | 0 | 0 | 0 | 0 | 0 | 0 | 0 | 0
F3_Industrial_Wood and Lumber Products_Existing_Space Heating_Natural Gas_Furnace_E1 | F3 | Industrial | Wood and Lumber Products | Existing | Space Heating | Natural Gas | Furnace | E1 | PACT BC Ratio | 0.9 | 0.9 | 0.9 | 0.9 | 0.9 | 0.9 | 0.9 | 0.9 | 0.9 | 0.9 | 0.9 | 0.9 | 0.9 | 0.9 | 0.9 | 0.9 | 0.9 | 0.9 | 0.9 | 0.9 | 0.9 | 0.9 | 0 | 0 | 0 | 0 | 0 | 0 | 0 | 0
F3_Industrial_Wood and Lumber Products_Existing_Space Heating_Natural Gas_Furnace_E2 | F3 | Industrial | Wood and Lumber Products | Existing | Space Heating | Natural Gas | Furnace | E2 | PACT BC Ratio | 18.231 | 18.433 | 18.1414 | 17.8619 | 17.382 | 16.9071 | 16.4295 | 15.9937 | 15.5602 | 15.1818 | 14.8045 | 14.4376 | 14.0781 | 13.7325 | 13.3938 | 13.0619 | 12.7406 | 12.4326 | 12.1317 | 11.8487 | 11.5768 | 11.3132 | 0 | 0 | 0 | 0 | 0 | 0 | 0 | 0
F3_Industrial_Wood and Lumber Products_Existing_Space Heating_Natural Gas_Furnace_E3 | F3 | Industrial | Wood and Lumber Products | Existing | Space Heating | Natural Gas | Furnace | E3 | PACT BC Ratio | 13.6813 | 13.8329 | 13.614 | 13.4043 | 13.0442 | 12.6878 | 12.3294 | 12.0023 | 11.677 | 11.3931 | 11.1099 | 10.8346 | 10.5648 | 10.3054 | 10.0513 | 9.8022 | 9.5611 | 9.3299 | 9.1041 | 8.8918 | 8.6877 | 8.4899 | 0 | 0 | 0 | 0 | 0 | 0 | 0 | 0
F3_Industrial_Wood and Lumber Products_Existing_Space Heating_Natural Gas_Furnace_E4 | F3 | Industrial | Wood and Lumber Products | Existing | Space Heating | Natural Gas | Furnace | E4 | PACT BC Ratio | 0 | 0 | 0 | 0 | 0 | 0 | 0 | 0 | 0 | 0 | 0 | 0 | 0 | 0 | 0 | 0 | 0 | 0 | 0 | 0 | 0 | 0 | 0 | 0 | 0 | 0 | 0 | 0 | 0 | 0
F3_Industrial_Wood and Lumber Products_Existing_Space Heating_Natural Gas_Furnace_E5 | F3 | Industrial | Wood and Lumber Products | Existing | Space Heating | Natural Gas | Furnace | E5 | PACT BC Ratio | 0 | 0 | 0 | 0 | 0 | 0 | 0 | 0 | 0 | 0 | 0 | 0 | 0 | 0 | 0 | 0 | 0 | 0 | 0 | 0 | 0 | 0 | 0 | 0 | 0 | 0 | 0 | 0 | 0 | 0
F3_Industrial_Wood and Lumber Products_Existing_Space Heating_Natural Gas_Furnace_E6 | F3 | Industrial | Wood and Lumber Products | Existing | Space Heating | Natural Gas | Furnace | E6 | PACT BC Ratio | 0 | 0 | 0 | 0 | 0 | 0 | 0 | 0 | 0 | 0 | 0 | 0 | 0 | 0 | 0 | 0 | 0 | 0 | 0 | 0 | 0 | 0 | 0 | 0 | 0 | 0 | 0 | 0 | 0 | 0
F3_Industrial_Wood and Lumber Products_Existing_Space Heating_Natural Gas_Furnace_E7 | F3 | Industrial | Wood and Lumber Products | Existing | Space Heating | Natural Gas | Furnace | E7 | PACT BC Ratio | 0 | 0 | 0 | 0 | 0 | 0 | 0 | 0 | 0 | 0 | 0 | 0 | 0 | 0 | 0 | 0 | 0 | 0 | 0 | 0 | 0 | 0 | 0 | 0 | 0 | 0 | 0 | 0 | 0 | 0
F3_Industrial_Wood and Lumber Products_Existing_Space Heating_Natural Gas_Furnace_E8 | F3 | Industrial | Wood and Lumber Products | Existing | Space Heating | Natural Gas | Furnace | E8 | PACT BC Ratio | 0 | 0 | 0 | 0 | 0 | 0 | 0 | 0 | 0 | 0 | 0 | 0 | 0 | 0 | 0 | 0 | 0 | 0 | 0 | 0 | 0 | 0 | 0 | 0 | 0 | 0 | 0 | 0 | 0 | 0
F3_Industrial_Wood and Lumber Products_Existing_Space Heating_Natural Gas_Furnace_E9 | F3 | Industrial | Wood and Lumber Products | Existing | Space Heating | Natural Gas | Furnace | E9 | PACT BC Ratio | 0 | 0 | 0 | 0 | 0 | 0 | 0 | 0 | 0 | 0 | 0 | 0 | 0 | 0 | 0 | 0 | 0 | 0 | 0 | 0 | 0 | 0 | 0 | 0 | 0 | 0 | 0 | 0 | 0 | 0
F3_Industrial_Wood and Lumber Products_Existing_Space Heating_Natural Gas_Furnace_E10 | F3 | Industrial | Wood and Lumber Products | Existing | Space Heating | Natural Gas | Furnace | E10 | PACT BC Ratio | 0 | 0 | 0 | 0 | 0 | 0 | 0 | 0 | 0 | 0 | 0 | 0 | 0 | 0 | 0 | 0 | 0 | 0 | 0 | 0 | 0 | 0 | 0 | 0 | 0 | 0 | 0 | 0 | 0 | 0
F4_Industrial_Wood and Lumber Products_Existing_Space Heating_Natural Gas_Furnace_E1 | F4 | Industrial | Wood and Lumber Products | Existing | Space Heating | Natural Gas | Furnace | E1 | PCT BC Ratio | 0.9 | 0.9 | 0.9 | 0.9 | 0.9 | 0.9 | 0.9 | 0.9 | 0.9 | 0.9 | 0.9 | 0.9 | 0.9 | 0.9 | 0.9 | 0.9 | 0.9 | 0.9 | 0.9 | 0.9 | 0.9 | 0.9 | 0 | 0 | 0 | 0 | 0 | 0 | 0 | 0
F4_Industrial_Wood and Lumber Products_Existing_Space Heating_Natural Gas_Furnace_E2 | F4 | Industrial | Wood and Lumber Products | Existing | Space Heating | Natural Gas | Furnace | E2 | PCT BC Ratio | 9.4492 | 9.5517 | 9.4037 | 9.262 | 9.0185 | 8.7777 | 8.5354 | 8.3143 | 8.0944 | 7.9025 | 7.7111 | 7.525 | 7.3427 | 7.1674 | 6.9956 | 6.8272 | 6.6642 | 6.508 | 6.3554 | 6.2118 | 6.0739 | 5.9402 | 0 | 0 | 0 | 0 | 0 | 0 | 0 | 0
F4_Industrial_Wood and Lumber Products_Existing_Space Heating_Natural Gas_Furnace_E3 | F4 | Industrial | Wood and Lumber Products | Existing | Space Heating | Natural Gas | Furnace | E3 | PCT BC Ratio | 7.1414 | 7.2183 | 7.1073 | 7.0009 | 6.8182 | 6.6374 | 6.4556 | 6.2897 | 6.1247 | 5.9807 | 5.837 | 5.6974 | 5.5606 | 5.429 | 5.3001 | 5.1737 | 5.0514 | 4.9342 | 4.8196 | 4.7119 | 4.6084 | 4.5081 | 0 | 0 | 0 | 0 | 0 | 0 | 0 | 0
F4_Industrial_Wood and Lumber Products_Existing_Space Heating_Natural Gas_Furnace_E4 | F4 | Industrial | Wood and Lumber Products | Existing | Space Heating | Natural Gas | Furnace | E4 | PCT BC Ratio | 0 | 0 | 0 | 0 | 0 | 0 | 0 | 0 | 0 | 0 | 0 | 0 | 0 | 0 | 0 | 0 | 0 | 0 | 0 | 0 | 0 | 0 | 0 | 0 | 0 | 0 | 0 | 0 | 0 | 0
F4_Industrial_Wood and Lumber Products_Existing_Space Heating_Natural Gas_Furnace_E5 | F4 | Industrial | Wood and Lumber Products | Existing | Space Heating | Natural Gas | Furnace | E5 | PCT BC Ratio | 0 | 0 | 0 | 0 | 0 | 0 | 0 | 0 | 0 | 0 | 0 | 0 | 0 | 0 | 0 | 0 | 0 | 0 | 0 | 0 | 0 | 0 | 0 | 0 | 0 | 0 | 0 | 0 | 0 | 0
F4_Industrial_Wood and Lumber Products_Existing_Space Heating_Natural Gas_Furnace_E6 | F4 | Industrial | Wood and Lumber Products | Existing | Space Heating | Natural Gas | Furnace | E6 | PCT BC Ratio | 0 | 0 | 0 | 0 | 0 | 0 | 0 | 0 | 0 | 0 | 0 | 0 | 0 | 0 | 0 | 0 | 0 | 0 | 0 | 0 | 0 | 0 | 0 | 0 | 0 | 0 | 0 | 0 | 0 | 0
F4_Industrial_Wood and Lumber Products_Existing_Space Heating_Natural Gas_Furnace_E7 | F4 | Industrial | Wood and Lumber Products | Existing | Space Heating | Natural Gas | Furnace | E7 | PCT BC Ratio | 0 | 0 | 0 | 0 | 0 | 0 | 0 | 0 | 0 | 0 | 0 | 0 | 0 | 0 | 0 | 0 | 0 | 0 | 0 | 0 | 0 | 0 | 0 | 0 | 0 | 0 | 0 | 0 | 0 | 0
F4_Industrial_Wood and Lumber Products_Existing_Space Heating_Natural Gas_Furnace_E8 | F4 | Industrial | Wood and Lumber Products | Existing | Space Heating | Natural Gas | Furnace | E8 | PCT BC Ratio | 0 | 0 | 0 | 0 | 0 | 0 | 0 | 0 | 0 | 0 | 0 | 0 | 0 | 0 | 0 | 0 | 0 | 0 | 0 | 0 | 0 | 0 | 0 | 0 | 0 | 0 | 0 | 0 | 0 | 0
F4_Industrial_Wood and Lumber Products_Existing_Space Heating_Natural Gas_Furnace_E9 | F4 | Industrial | Wood and Lumber Products | Existing | Space Heating | Natural Gas | Furnace | E9 | PCT BC Ratio | 0 | 0 | 0 | 0 | 0 | 0 | 0 | 0 | 0 | 0 | 0 | 0 | 0 | 0 | 0 | 0 | 0 | 0 | 0 | 0 | 0 | 0 | 0 | 0 | 0 | 0 | 0 | 0 | 0 | 0
F4_Industrial_Wood and Lumber Products_Existing_Space Heating_Natural Gas_Furnace_E10 | F4 | Industrial | Wood and Lumber Products | Existing | Space Heating | Natural Gas | Furnace | E10 | PCT BC Ratio | 0 | 0 | 0 | 0 | 0 | 0 | 0 | 0 | 0 | 0 | 0 | 0 | 0 | 0 | 0 | 0 | 0 | 0 | 0 | 0 | 0 | 0 | 0 | 0 | 0 | 0 | 0 | 0 | 0 | 0
F5_Industrial_Wood and Lumber Products_Existing_Space Heating_Natural Gas_Furnace_E1 | F5 | Industrial | Wood and Lumber Products | Existing | Space Heating | Natural Gas | Furnace | E1 | RIM BC Ratio | 0.9 | 0.9 | 0.9 | 0.9 | 0.9 | 0.9 | 0.9 | 0.9 | 0.9 | 0.9 | 0.9 | 0.9 | 0.9 | 0.9 | 0.9 | 0.9 | 0.9 | 0.9 | 0.9 | 0.9 | 0.9 | 0.9 | 0 | 0 | 0 | 0 | 0 | 0 | 0 | 0
F5_Industrial_Wood and Lumber Products_Existing_Space Heating_Natural Gas_Furnace_E2 | F5 | Industrial | Wood and Lumber Products | Existing | Space Heating | Natural Gas | Furnace | E2 | RIM BC Ratio | 0.79814 | 0.79852 | 0.79797 | 0.79742 | 0.79643 | 0.79541 | 0.79432 | 0.79328 | 0.79218 | 0.79118 | 0.79013 | 0.78906 | 0.78796 | 0.78685 | 0.78571 | 0.78455 | 0.78336 | 0.78217 | 0.78095 | 0.77975 | 0.77855 | 0.77733 | 0 | 0 | 0 | 0 | 0 | 0 | 0 | 0
F5_Industrial_Wood and Lumber Products_Existing_Space Heating_Natural Gas_Furnace_E3 | F5 | Industrial | Wood and Lumber Products | Existing | Space Heating | Natural Gas | Furnace | E3 | RIM BC Ratio | 0.78668 | 0.78718 | 0.78646 | 0.78575 | 0.78448 | 0.78316 | 0.78176 | 0.78041 | 0.779 | 0.7777 | 0.77635 | 0.77498 | 0.77356 | 0.77214 | 0.77068 | 0.76918 | 0.76766 | 0.76614 | 0.76458 | 0.76305 | 0.76152 | 0.75996 | 0 | 0 | 0 | 0 | 0 | 0 | 0 | 0
F5_Industrial_Wood and Lumber Products_Existing_Space Heating_Natural Gas_Furnace_E4 | F5 | Industrial | Wood and Lumber Products | Existing | Space Heating | Natural Gas | Furnace | E4 | RIM BC Ratio | 0 | 0 | 0 | 0 | 0 | 0 | 0 | 0 | 0 | 0 | 0 | 0 | 0 | 0 | 0 | 0 | 0 | 0 | 0 | 0 | 0 | 0 | 0 | 0 | 0 | 0 | 0 | 0 | 0 | 0
F5_Industrial_Wood and Lumber Products_Existing_Space Heating_Natural Gas_Furnace_E5 | F5 | Industrial | Wood and Lumber Products | Existing | Space Heating | Natural Gas | Furnace | E5 | RIM BC Ratio | 0 | 0 | 0 | 0 | 0 | 0 | 0 | 0 | 0 | 0 | 0 | 0 | 0 | 0 | 0 | 0 | 0 | 0 | 0 | 0 | 0 | 0 | 0 | 0 | 0 | 0 | 0 | 0 | 0 | 0
F5_Industrial_Wood and Lumber Products_Existing_Space Heating_Natural Gas_Furnace_E6 | F5 | Industrial | Wood and Lumber Products | Existing | Space Heating | Natural Gas | Furnace | E6 | RIM BC Ratio | 0 | 0 | 0 | 0 | 0 | 0 | 0 | 0 | 0 | 0 | 0 | 0 | 0 | 0 | 0 | 0 | 0 | 0 | 0 | 0 | 0 | 0 | 0 | 0 | 0 | 0 | 0 | 0 | 0 | 0
F5_Industrial_Wood and Lumber Products_Existing_Space Heating_Natural Gas_Furnace_E7 | F5 | Industrial | Wood and Lumber Products | Existing | Space Heating | Natural Gas | Furnace | E7 | RIM BC Ratio | 0 | 0 | 0 | 0 | 0 | 0 | 0 | 0 | 0 | 0 | 0 | 0 | 0 | 0 | 0 | 0 | 0 | 0 | 0 | 0 | 0 | 0 | 0 | 0 | 0 | 0 | 0 | 0 | 0 | 0
F5_Industrial_Wood and Lumber Products_Existing_Space Heating_Natural Gas_Furnace_E8 | F5 | Industrial | Wood and Lumber Products | Existing | Space Heating | Natural Gas | Furnace | E8 | RIM BC Ratio | 0 | 0 | 0 | 0 | 0 | 0 | 0 | 0 | 0 | 0 | 0 | 0 | 0 | 0 | 0 | 0 | 0 | 0 | 0 | 0 | 0 | 0 | 0 | 0 | 0 | 0 | 0 | 0 | 0 | 0
F5_Industrial_Wood and Lumber Products_Existing_Space Heating_Natural Gas_Furnace_E9 | F5 | Industrial | Wood and Lumber Products | Existing | Space Heating | Natural Gas | Furnace | E9 | RIM BC Ratio | 0 | 0 | 0 | 0 | 0 | 0 | 0 | 0 | 0 | 0 | 0 | 0 | 0 | 0 | 0 | 0 | 0 | 0 | 0 | 0 | 0 | 0 | 0 | 0 | 0 | 0 | 0 | 0 | 0 | 0
F5_Industrial_Wood and Lumber Products_Existing_Space Heating_Natural Gas_Furnace_E10 | F5 | Industrial | Wood and Lumber Products | Existing | Space Heating | Natural Gas | Furnace | E10 | RIM BC Ratio | 0 | 0 | 0 | 0 | 0 | 0 | 0 | 0 | 0 | 0 | 0 | 0 | 0 | 0 | 0 | 0 | 0 | 0 | 0 | 0 | 0 | 0 | 0 | 0 | 0 | 0 | 0 | 0 | 0 | 0
F0_Industrial_Wood and Lumber Products_Existing_Space Heating_Natural Gas_Boiler_E0 | F0 | Industrial | Wood and Lumber Products | Existing | Space Heating | Natural Gas | Boiler | E0 | Economic Unit | AFUE 97% | AFUE 97% | AFUE 97% | AFUE 97% | AFUE 97% | AFUE 97% | AFUE 97% | AFUE 97% | AFUE 97% | AFUE 97% | AFUE 97% | AFUE 97% | AFUE 97% | AFUE 97% | AFUE 97% | AFUE 97% | AFUE 97% | AFUE 97% | AFUE 97% | AFUE 97% | AFUE 97% | AFUE 97% | 0 | 0 | 0 | 0 | 0 | 0 | 0 | 0
F1_Industrial_Wood and Lumber Products_Existing_Space Heating_Natural Gas_Boiler_E1 | F1 | Industrial | Wood and Lumber Products | Existing | Space Heating | Natural Gas | Boiler | E1 | CCE | 0 | 0 | 0 | 0 | 0 | 0 | 0 | 0 | 0 | 0 | 0 | 0 | 0 | 0 | 0 | 0 | 0 | 0 | 0 | 0 | 0 | 0 | 0 | 0 | 0 | 0 | 0 | 0 | 0 | 0
F1_Industrial_Wood and Lumber Products_Existing_Space Heating_Natural Gas_Boiler_E2 | F1 | Industrial | Wood and Lumber Products | Existing | Space Heating | Natural Gas | Boiler | E2 | CCE | 0.0028331 | 0.0028331 | 0.0028331 | 0.0028331 | 0.0028331 | 0.0028331 | 0.0028331 | 0.0028331 | 0.0028331 | 0.0028331 | 0.0028331 | 0.0028331 | 0.0028331 | 0.0028331 | 0.0028331 | 0.0028331 | 0.0028331 | 0.0028331 | 0.0028331 | 0.0028331 | 0.0028331 | 0.0028331 | 0 | 0 | 0 | 0 | 0 | 0 | 0 | 0
F1_Industrial_Wood and Lumber Products_Existing_Space Heating_Natural Gas_Boiler_E3 | F1 | Industrial | Wood and Lumber Products | Existing | Space Heating | Natural Gas | Boiler | E3 | CCE | 0.0028615 | 0.0028615 | 0.0028615 | 0.0028615 | 0.0028615 | 0.0028615 | 0.0028615 | 0.0028615 | 0.0028615 | 0.0028615 | 0.0028615 | 0.0028615 | 0.0028615 | 0.0028615 | 0.0028615 | 0.0028615 | 0.0028615 | 0.0028615 | 0.0028615 | 0.0028615 | 0.0028615 | 0.0028615 | 0 | 0 | 0 | 0 | 0 | 0 | 0 | 0
F1_Industrial_Wood and Lumber Products_Existing_Space Heating_Natural Gas_Boiler_E4 | F1 | Industrial | Wood and Lumber Products | Existing | Space Heating | Natural Gas | Boiler | E4 | CCE | 18.3165 | 18.3165 | 18.3165 | 18.3165 | 18.3165 | 18.3165 | 18.3165 | 18.3165 | 18.3165 | 18.3165 | 18.3165 | 18.3165 | 18.3165 | 18.3165 | 18.3165 | 18.3165 | 18.3165 | 18.3165 | 18.3165 | 18.3165 | 18.3165 | 18.3165 | 0 | 0 | 0 | 0 | 0 | 0 | 0 | 0
F1_Industrial_Wood and Lumber Products_Existing_Space Heating_Natural Gas_Boiler_E5 | F1 | Industrial | Wood and Lumber Products | Existing | Space Heating | Natural Gas | Boiler | E5 | CCE | 0 | 0 | 0 | 0 | 0 | 0 | 0 | 0 | 0 | 0 | 0 | 0 | 0 | 0 | 0 | 0 | 0 | 0 | 0 | 0 | 0 | 0 | 0 | 0 | 0 | 0 | 0 | 0 | 0 | 0
F1_Industrial_Wood and Lumber Products_Existing_Space Heating_Natural Gas_Boiler_E6 | F1 | Industrial | Wood and Lumber Products | Existing | Space Heating | Natural Gas | Boiler | E6 | CCE | 0 | 0 | 0 | 0 | 0 | 0 | 0 | 0 | 0 | 0 | 0 | 0 | 0 | 0 | 0 | 0 | 0 | 0 | 0 | 0 | 0 | 0 | 0 | 0 | 0 | 0 | 0 | 0 | 0 | 0
F1_Industrial_Wood and Lumber Products_Existing_Space Heating_Natural Gas_Boiler_E7 | F1 | Industrial | Wood and Lumber Products | Existing | Space Heating | Natural Gas | Boiler | E7 | CCE | 0 | 0 | 0 | 0 | 0 | 0 | 0 | 0 | 0 | 0 | 0 | 0 | 0 | 0 | 0 | 0 | 0 | 0 | 0 | 0 | 0 | 0 | 0 | 0 | 0 | 0 | 0 | 0 | 0 | 0
F1_Industrial_Wood and Lumber Products_Existing_Space Heating_Natural Gas_Boiler_E8 | F1 | Industrial | Wood and Lumber Products | Existing | Space Heating | Natural Gas | Boiler | E8 | CCE | 0 | 0 | 0 | 0 | 0 | 0 | 0 | 0 | 0 | 0 | 0 | 0 | 0 | 0 | 0 | 0 | 0 | 0 | 0 | 0 | 0 | 0 | 0 | 0 | 0 | 0 | 0 | 0 | 0 | 0
F1_Industrial_Wood and Lumber Products_Existing_Space Heating_Natural Gas_Boiler_E9 | F1 | Industrial | Wood and Lumber Products | Existing | Space Heating | Natural Gas | Boiler | E9 | CCE | 0 | 0 | 0 | 0 | 0 | 0 | 0 | 0 | 0 | 0 | 0 | 0 | 0 | 0 | 0 | 0 | 0 | 0 | 0 | 0 | 0 | 0 | 0 | 0 | 0 | 0 | 0 | 0 | 0 | 0
F1_Industrial_Wood and Lumber Products_Existing_Space Heating_Natural Gas_Boiler_E10 | F1 | Industrial | Wood and Lumber Products | Existing | Space Heating | Natural Gas | Boiler | E10 | CCE | 0 | 0 | 0 | 0 | 0 | 0 | 0 | 0 | 0 | 0 | 0 | 0 | 0 | 0 | 0 | 0 | 0 | 0 | 0 | 0 | 0 | 0 | 0 | 0 | 0 | 0 | 0 | 0 | 0 | 0
F2_Industrial_Wood and Lumber Products_Existing_Space Heating_Natural Gas_Boiler_E1 | F2 | Industrial | Wood and Lumber Products | Existing | Space Heating | Natural Gas | Boiler | E1 | TRC BC Ratio | 0.9 | 0.9 | 0.9 | 0.9 | 0.9 | 0.9 | 0.9 | 0.9 | 0.9 | 0.9 | 0.9 | 0.9 | 0.9 | 0.9 | 0.9 | 0.9 | 0.9 | 0.9 | 0.9 | 0.9 | 0.9 | 0.9 | 0 | 0 | 0 | 0 | 0 | 0 | 0 | 0
F2_Industrial_Wood and Lumber Products_Existing_Space Heating_Natural Gas_Boiler_E2 | F2 | Industrial | Wood and Lumber Products | Existing | Space Heating | Natural Gas | Boiler | E2 | TRC BC Ratio | 1.7643 | 1.7812 | 1.7525 | 1.725 | 1.6789 | 1.6333 | 1.5875 | 1.5455 | 1.5039 | 1.4674 | 1.431 | 1.3956 | 1.361 | 1.3276 | 1.295 | 1.263 | 1.232 | 1.2024 | 1.1734 | 1.1463 | 1.1202 | 1.095 | 0 | 0 | 0 | 0 | 0 | 0 | 0 | 0
F2_Industrial_Wood and Lumber Products_Existing_Space Heating_Natural Gas_Boiler_E3 | F2 | Industrial | Wood and Lumber Products | Existing | Space Heating | Natural Gas | Boiler | E3 | TRC BC Ratio | 1.7468 | 1.7636 | 1.7351 | 1.7079 | 1.6622 | 1.6171 | 1.5717 | 1.5302 | 1.489 | 1.4529 | 1.4168 | 1.3818 | 1.3475 | 1.3145 | 1.2822 | 1.2505 | 1.2198 | 1.1904 | 1.1618 | 1.1349 | 1.1091 | 1.0842 | 0 | 0 | 0 | 0 | 0 | 0 | 0 | 0
F2_Industrial_Wood and Lumber Products_Existing_Space Heating_Natural Gas_Boiler_E4 | F2 | Industrial | Wood and Lumber Products | Existing | Space Heating | Natural Gas | Boiler | E4 | TRC BC Ratio | 0.00024716 | 0.00024492 | 0.00023984 | 0.00023494 | 0.00022895 | 0.00022309 | 0.00021732 | 0.00021189 | 0.00020656 | 0.00020165 | 0.00019682 | 0.0001921 | 0.00018749 | 0.00018302 | 0.00017865 | 0.00017437 | 0.00017022 | 0.00016623 | 0.00016237 | 0.00015872 | 0.00015525 | 0.00015195 | 0 | 0 | 0 | 0 | 0 | 0 | 0 | 0
F2_Industrial_Wood and Lumber Products_Existing_Space Heating_Natural Gas_Boiler_E5 | F2 | Industrial | Wood and Lumber Products | Existing | Space Heating | Natural Gas | Boiler | E5 | TRC BC Ratio | 0 | 0 | 0 | 0 | 0 | 0 | 0 | 0 | 0 | 0 | 0 | 0 | 0 | 0 | 0 | 0 | 0 | 0 | 0 | 0 | 0 | 0 | 0 | 0 | 0 | 0 | 0 | 0 | 0 | 0
F2_Industrial_Wood and Lumber Products_Existing_Space Heating_Natural Gas_Boiler_E6 | F2 | Industrial | Wood and Lumber Products | Existing | Space Heating | Natural Gas | Boiler | E6 | TRC BC Ratio | 0 | 0 | 0 | 0 | 0 | 0 | 0 | 0 | 0 | 0 | 0 | 0 | 0 | 0 | 0 | 0 | 0 | 0 | 0 | 0 | 0 | 0 | 0 | 0 | 0 | 0 | 0 | 0 | 0 | 0
F2_Industrial_Wood and Lumber Products_Existing_Space Heating_Natural Gas_Boiler_E7 | F2 | Industrial | Wood and Lumber Products | Existing | Space Heating | Natural Gas | Boiler | E7 | TRC BC Ratio | 0 | 0 | 0 | 0 | 0 | 0 | 0 | 0 | 0 | 0 | 0 | 0 | 0 | 0 | 0 | 0 | 0 | 0 | 0 | 0 | 0 | 0 | 0 | 0 | 0 | 0 | 0 | 0 | 0 | 0
F2_Industrial_Wood and Lumber Products_Existing_Space Heating_Natural Gas_Boiler_E8 | F2 | Industrial | Wood and Lumber Products | Existing | Space Heating | Natural Gas | Boiler | E8 | TRC BC Ratio | 0 | 0 | 0 | 0 | 0 | 0 | 0 | 0 | 0 | 0 | 0 | 0 | 0 | 0 | 0 | 0 | 0 | 0 | 0 | 0 | 0 | 0 | 0 | 0 | 0 | 0 | 0 | 0 | 0 | 0
F2_Industrial_Wood and Lumber Products_Existing_Space Heating_Natural Gas_Boiler_E9 | F2 | Industrial | Wood and Lumber Products | Existing | Space Heating | Natural Gas | Boiler | E9 | TRC BC Ratio | 0 | 0 | 0 | 0 | 0 | 0 | 0 | 0 | 0 | 0 | 0 | 0 | 0 | 0 | 0 | 0 | 0 | 0 | 0 | 0 | 0 | 0 | 0 | 0 | 0 | 0 | 0 | 0 | 0 | 0
F2_Industrial_Wood and Lumber Products_Existing_Space Heating_Natural Gas_Boiler_E10 | F2 | Industrial | Wood and Lumber Products | Existing | Space Heating | Natural Gas | Boiler | E10 | TRC BC Ratio | 0 | 0 | 0 | 0 | 0 | 0 | 0 | 0 | 0 | 0 | 0 | 0 | 0 | 0 | 0 | 0 | 0 | 0 | 0 | 0 | 0 | 0 | 0 | 0 | 0 | 0 | 0 | 0 | 0 | 0
F3_Industrial_Wood and Lumber Products_Existing_Space Heating_Natural Gas_Boiler_E1 | F3 | Industrial | Wood and Lumber Products | Existing | Space Heating | Natural Gas | Boiler | E1 | PACT BC Ratio | 0.9 | 0.9 | 0.9 | 0.9 | 0.9 | 0.9 | 0.9 | 0.9 | 0.9 | 0.9 | 0.9 | 0.9 | 0.9 | 0.9 | 0.9 | 0.9 | 0.9 | 0.9 | 0.9 | 0.9 | 0.9 | 0.9 | 0 | 0 | 0 | 0 | 0 | 0 | 0 | 0
F3_Industrial_Wood and Lumber Products_Existing_Space Heating_Natural Gas_Boiler_E2 | F3 | Industrial | Wood and Lumber Products | Existing | Space Heating | Natural Gas | Boiler | E2 | PACT BC Ratio | 1.8168 | 1.8343 | 1.8047 | 1.7763 | 1.7288 | 1.6819 | 1.6347 | 1.5915 | 1.5487 | 1.5111 | 1.4736 | 1.4372 | 1.4015 | 1.3672 | 1.3335 | 1.3006 | 1.2687 | 1.2381 | 1.2084 | 1.1804 | 1.1535 | 1.1276 | 0 | 0 | 0 | 0 | 0 | 0 | 0 | 0
F3_Industrial_Wood and Lumber Products_Existing_Space Heating_Natural Gas_Boiler_E3 | F3 | Industrial | Wood and Lumber Products | Existing | Space Heating | Natural Gas | Boiler | E3 | PACT BC Ratio | 1.7988 | 1.8161 | 1.7868 | 1.7587 | 1.7117 | 1.6652 | 1.6185 | 1.5758 | 1.5333 | 1.4961 | 1.459 | 1.4229 | 1.3876 | 1.3536 | 1.3203 | 1.2877 | 1.2561 | 1.2259 | 1.1964 | 1.1687 | 1.1421 | 1.1164 | 0 | 0 | 0 | 0 | 0 | 0 | 0 | 0
F3_Industrial_Wood and Lumber Products_Existing_Space Heating_Natural Gas_Boiler_E4 | F3 | Industrial | Wood and Lumber Products | Existing | Space Heating | Natural Gas | Boiler | E4 | PACT BC Ratio | 0.00025452 | 0.00025221 | 0.00024698 | 0.00024194 | 0.00023576 | 0.00022973 | 0.00022378 | 0.0002182 | 0.00021271 | 0.00020766 | 0.00020267 | 0.00019782 | 0.00019307 | 0.00018847 | 0.00018396 | 0.00017956 | 0.00017529 | 0.00017118 | 0.0001672 | 0.00016344 | 0.00015987 | 0.00015648 | 0 | 0 | 0 | 0 | 0 | 0 | 0 | 0
F3_Industrial_Wood and Lumber Products_Existing_Space Heating_Natural Gas_Boiler_E5 | F3 | Industrial | Wood and Lumber Products | Existing | Space Heating | Natural Gas | Boiler | E5 | PACT BC Ratio | 0 | 0 | 0 | 0 | 0 | 0 | 0 | 0 | 0 | 0 | 0 | 0 | 0 | 0 | 0 | 0 | 0 | 0 | 0 | 0 | 0 | 0 | 0 | 0 | 0 | 0 | 0 | 0 | 0 | 0
F3_Industrial_Wood and Lumber Products_Existing_Space Heating_Natural Gas_Boiler_E6 | F3 | Industrial | Wood and Lumber Products | Existing | Space Heating | Natural Gas | Boiler | E6 | PACT BC Ratio | 0 | 0 | 0 | 0 | 0 | 0 | 0 | 0 | 0 | 0 | 0 | 0 | 0 | 0 | 0 | 0 | 0 | 0 | 0 | 0 | 0 | 0 | 0 | 0 | 0 | 0 | 0 | 0 | 0 | 0
F3_Industrial_Wood and Lumber Products_Existing_Space Heating_Natural Gas_Boiler_E7 | F3 | Industrial | Wood and Lumber Products | Existing | Space Heating | Natural Gas | Boiler | E7 | PACT BC Ratio | 0 | 0 | 0 | 0 | 0 | 0 | 0 | 0 | 0 | 0 | 0 | 0 | 0 | 0 | 0 | 0 | 0 | 0 | 0 | 0 | 0 | 0 | 0 | 0 | 0 | 0 | 0 | 0 | 0 | 0
F3_Industrial_Wood and Lumber Products_Existing_Space Heating_Natural Gas_Boiler_E8 | F3 | Industrial | Wood and Lumber Products | Existing | Space Heating | Natural Gas | Boiler | E8 | PACT BC Ratio | 0 | 0 | 0 | 0 | 0 | 0 | 0 | 0 | 0 | 0 | 0 | 0 | 0 | 0 | 0 | 0 | 0 | 0 | 0 | 0 | 0 | 0 | 0 | 0 | 0 | 0 | 0 | 0 | 0 | 0
F3_Industrial_Wood and Lumber Products_Existing_Space Heating_Natural Gas_Boiler_E9 | F3 | Industrial | Wood and Lumber Products | Existing | Space Heating | Natural Gas | Boiler | E9 | PACT BC Ratio | 0 | 0 | 0 | 0 | 0 | 0 | 0 | 0 | 0 | 0 | 0 | 0 | 0 | 0 | 0 | 0 | 0 | 0 | 0 | 0 | 0 | 0 | 0 | 0 | 0 | 0 | 0 | 0 | 0 | 0
F3_Industrial_Wood and Lumber Products_Existing_Space Heating_Natural Gas_Boiler_E10 | F3 | Industrial | Wood and Lumber Products | Existing | Space Heating | Natural Gas | Boiler | E10 | PACT BC Ratio | 0 | 0 | 0 | 0 | 0 | 0 | 0 | 0 | 0 | 0 | 0 | 0 | 0 | 0 | 0 | 0 | 0 | 0 | 0 | 0 | 0 | 0 | 0 | 0 | 0 | 0 | 0 | 0 | 0 | 0
F4_Industrial_Wood and Lumber Products_Existing_Space Heating_Natural Gas_Boiler_E1 | F4 | Industrial | Wood and Lumber Products | Existing | Space Heating | Natural Gas | Boiler | E1 | PCT BC Ratio | 0.9 | 0.9 | 0.9 | 0.9 | 0.9 | 0.9 | 0.9 | 0.9 | 0.9 | 0.9 | 0.9 | 0.9 | 0.9 | 0.9 | 0.9 | 0.9 | 0.9 | 0.9 | 0.9 | 0.9 | 0.9 | 0.9 | 0 | 0 | 0 | 0 | 0 | 0 | 0 | 0
F4_Industrial_Wood and Lumber Products_Existing_Space Heating_Natural Gas_Boiler_E2 | F4 | Industrial | Wood and Lumber Products | Existing | Space Heating | Natural Gas | Boiler | E2 | PCT BC Ratio | 5.2433 | 5.2846 | 5.2145 | 5.1473 | 5.0349 | 4.9237 | 4.812 | 4.7099 | 4.6083 | 4.5193 | 4.4306 | 4.3443 | 4.2598 | 4.1785 | 4.0989 | 4.0208 | 3.9453 | 3.873 | 3.8025 | 3.7362 | 3.6727 | 3.6113 | 0 | 0 | 0 | 0 | 0 | 0 | 0 | 0
F4_Industrial_Wood and Lumber Products_Existing_Space Heating_Natural Gas_Boiler_E3 | F4 | Industrial | Wood and Lumber Products | Existing | Space Heating | Natural Gas | Boiler | E3 | PCT BC Ratio | 5.2007 | 5.2416 | 5.1722 | 5.1057 | 4.9944 | 4.8843 | 4.7737 | 4.6725 | 4.572 | 4.4839 | 4.396 | 4.3106 | 4.227 | 4.1465 | 4.0676 | 3.9903 | 3.9156 | 3.844 | 3.7742 | 3.7085 | 3.6456 | 3.5848 | 0 | 0 | 0 | 0 | 0 | 0 | 0 | 0
F4_Industrial_Wood and Lumber Products_Existing_Space Heating_Natural Gas_Boiler_E4 | F4 | Industrial | Wood and Lumber Products | Existing | Space Heating | Natural Gas | Boiler | E4 | PCT BC Ratio | 0.94178 | 0.94177 | 0.94176 | 0.94175 | 0.94173 | 0.94172 | 0.94171 | 0.94169 | 0.94168 | 0.94167 | 0.94166 | 0.94164 | 0.94163 | 0.94162 | 0.94161 | 0.9416 | 0.94159 | 0.94158 | 0.94157 | 0.94156 | 0.94156 | 0.94155 | 0 | 0 | 0 | 0 | 0 | 0 | 0 | 0
F4_Industrial_Wood and Lumber Products_Existing_Space Heating_Natural Gas_Boiler_E5 | F4 | Industrial | Wood and Lumber Products | Existing | Space Heating | Natural Gas | Boiler | E5 | PCT BC Ratio | 0 | 0 | 0 | 0 | 0 | 0 | 0 | 0 | 0 | 0 | 0 | 0 | 0 | 0 | 0 | 0 | 0 | 0 | 0 | 0 | 0 | 0 | 0 | 0 | 0 | 0 | 0 | 0 | 0 | 0
F4_Industrial_Wood and Lumber Products_Existing_Space Heating_Natural Gas_Boiler_E6 | F4 | Industrial | Wood and Lumber Products | Existing | Space Heating | Natural Gas | Boiler | E6 | PCT BC Ratio | 0 | 0 | 0 | 0 | 0 | 0 | 0 | 0 | 0 | 0 | 0 | 0 | 0 | 0 | 0 | 0 | 0 | 0 | 0 | 0 | 0 | 0 | 0 | 0 | 0 | 0 | 0 | 0 | 0 | 0
F4_Industrial_Wood and Lumber Products_Existing_Space Heating_Natural Gas_Boiler_E7 | F4 | Industrial | Wood and Lumber Products | Existing | Space Heating | Natural Gas | Boiler | E7 | PCT BC Ratio | 0 | 0 | 0 | 0 | 0 | 0 | 0 | 0 | 0 | 0 | 0 | 0 | 0 | 0 | 0 | 0 | 0 | 0 | 0 | 0 | 0 | 0 | 0 | 0 | 0 | 0 | 0 | 0 | 0 | 0
F4_Industrial_Wood and Lumber Products_Existing_Space Heating_Natural Gas_Boiler_E8 | F4 | Industrial | Wood and Lumber Products | Existing | Space Heating | Natural Gas | Boiler | E8 | PCT BC Ratio | 0 | 0 | 0 | 0 | 0 | 0 | 0 | 0 | 0 | 0 | 0 | 0 | 0 | 0 | 0 | 0 | 0 | 0 | 0 | 0 | 0 | 0 | 0 | 0 | 0 | 0 | 0 | 0 | 0 | 0
F4_Industrial_Wood and Lumber Products_Existing_Space Heating_Natural Gas_Boiler_E9 | F4 | Industrial | Wood and Lumber Products | Existing | Space Heating | Natural Gas | Boiler | E9 | PCT BC Ratio | 0 | 0 | 0 | 0 | 0 | 0 | 0 | 0 | 0 | 0 | 0 | 0 | 0 | 0 | 0 | 0 | 0 | 0 | 0 | 0 | 0 | 0 | 0 | 0 | 0 | 0 | 0 | 0 | 0 | 0
F4_Industrial_Wood and Lumber Products_Existing_Space Heating_Natural Gas_Boiler_E10 | F4 | Industrial | Wood and Lumber Products | Existing | Space Heating | Natural Gas | Boiler | E10 | PCT BC Ratio | 0 | 0 | 0 | 0 | 0 | 0 | 0 | 0 | 0 | 0 | 0 | 0 | 0 | 0 | 0 | 0 | 0 | 0 | 0 | 0 | 0 | 0 | 0 | 0 | 0 | 0 | 0 | 0 | 0 | 0
F5_Industrial_Wood and Lumber Products_Existing_Space Heating_Natural Gas_Boiler_E1 | F5 | Industrial | Wood and Lumber Products | Existing | Space Heating | Natural Gas | Boiler | E1 | RIM BC Ratio | 0.9 | 0.9 | 0.9 | 0.9 | 0.9 | 0.9 | 0.9 | 0.9 | 0.9 | 0.9 | 0.9 | 0.9 | 0.9 | 0.9 | 0.9 | 0.9 | 0.9 | 0.9 | 0.9 | 0.9 | 0.9 | 0.9 | 0 | 0 | 0 | 0 | 0 | 0 | 0 | 0
F5_Industrial_Wood and Lumber Products_Existing_Space Heating_Natural Gas_Boiler_E2 | F5 | Industrial | Wood and Lumber Products | Existing | Space Heating | Natural Gas | Boiler | E2 | RIM BC Ratio | 0.57193 | 0.57364 | 0.57072 | 0.56785 | 0.56291 | 0.55784 | 0.55255 | 0.54753 | 0.54236 | 0.53768 | 0.53286 | 0.52802 | 0.52313 | 0.51827 | 0.51336 | 0.5084 | 0.50345 | 0.49857 | 0.49367 | 0.48894 | 0.48427 | 0.47964 | 0 | 0 | 0 | 0 | 0 | 0 | 0 | 0
F5_Industrial_Wood and Lumber Products_Existing_Space Heating_Natural Gas_Boiler_E3 | F5 | Industrial | Wood and Lumber Products | Existing | Space Heating | Natural Gas | Boiler | E3 | RIM BC Ratio | 0.57013 | 0.57185 | 0.56892 | 0.56604 | 0.56108 | 0.55599 | 0.55069 | 0.54565 | 0.54047 | 0.53577 | 0.53094 | 0.52609 | 0.52118 | 0.51631 | 0.51139 | 0.50642 | 0.50146 | 0.49657 | 0.49166 | 0.48692 | 0.48225 | 0.47761 | 0 | 0 | 0 | 0 | 0 | 0 | 0 | 0
F5_Industrial_Wood and Lumber Products_Existing_Space Heating_Natural Gas_Boiler_E4 | F5 | Industrial | Wood and Lumber Products | Existing | Space Heating | Natural Gas | Boiler | E4 | RIM BC Ratio | 0.00025444 | 0.00025213 | 0.0002469 | 0.00024187 | 0.0002357 | 0.00022966 | 0.00022372 | 0.00021814 | 0.00021266 | 0.0002076 | 0.00020263 | 0.00019777 | 0.00019303 | 0.00018843 | 0.00018392 | 0.00017952 | 0.00017525 | 0.00017114 | 0.00016717 | 0.00016341 | 0.00015984 | 0.00015645 | 0 | 0 | 0 | 0 | 0 | 0 | 0 | 0
F5_Industrial_Wood and Lumber Products_Existing_Space Heating_Natural Gas_Boiler_E5 | F5 | Industrial | Wood and Lumber Products | Existing | Space Heating | Natural Gas | Boiler | E5 | RIM BC Ratio | 0 | 0 | 0 | 0 | 0 | 0 | 0 | 0 | 0 | 0 | 0 | 0 | 0 | 0 | 0 | 0 | 0 | 0 | 0 | 0 | 0 | 0 | 0 | 0 | 0 | 0 | 0 | 0 | 0 | 0
F5_Industrial_Wood and Lumber Products_Existing_Space Heating_Natural Gas_Boiler_E6 | F5 | Industrial | Wood and Lumber Products | Existing | Space Heating | Natural Gas | Boiler | E6 | RIM BC Ratio | 0 | 0 | 0 | 0 | 0 | 0 | 0 | 0 | 0 | 0 | 0 | 0 | 0 | 0 | 0 | 0 | 0 | 0 | 0 | 0 | 0 | 0 | 0 | 0 | 0 | 0 | 0 | 0 | 0 | 0
F5_Industrial_Wood and Lumber Products_Existing_Space Heating_Natural Gas_Boiler_E7 | F5 | Industrial | Wood and Lumber Products | Existing | Space Heating | Natural Gas | Boiler | E7 | RIM BC Ratio | 0 | 0 | 0 | 0 | 0 | 0 | 0 | 0 | 0 | 0 | 0 | 0 | 0 | 0 | 0 | 0 | 0 | 0 | 0 | 0 | 0 | 0 | 0 | 0 | 0 | 0 | 0 | 0 | 0 | 0
F5_Industrial_Wood and Lumber Products_Existing_Space Heating_Natural Gas_Boiler_E8 | F5 | Industrial | Wood and Lumber Products | Existing | Space Heating | Natural Gas | Boiler | E8 | RIM BC Ratio | 0 | 0 | 0 | 0 | 0 | 0 | 0 | 0 | 0 | 0 | 0 | 0 | 0 | 0 | 0 | 0 | 0 | 0 | 0 | 0 | 0 | 0 | 0 | 0 | 0 | 0 | 0 | 0 | 0 | 0
F5_Industrial_Wood and Lumber Products_Existing_Space Heating_Natural Gas_Boiler_E9 | F5 | Industrial | Wood and Lumber Products | Existing | Space Heating | Natural Gas | Boiler | E9 | RIM BC Ratio | 0 | 0 | 0 | 0 | 0 | 0 | 0 | 0 | 0 | 0 | 0 | 0 | 0 | 0 | 0 | 0 | 0 | 0 | 0 | 0 | 0 | 0 | 0 | 0 | 0 | 0 | 0 | 0 | 0 | 0
F5_Industrial_Wood and Lumber Products_Existing_Space Heating_Natural Gas_Boiler_E10 | F5 | Industrial | Wood and Lumber Products | Existing | Space Heating | Natural Gas | Boiler | E10 | RIM BC Ratio | 0 | 0 | 0 | 0 | 0 | 0 | 0 | 0 | 0 | 0 | 0 | 0 | 0 | 0 | 0 | 0 | 0 | 0 | 0 | 0 | 0 | 0 | 0 | 0 | 0 | 0 | 0 | 0 | 0 | 0
F0_Industrial_Wood and Lumber Products_Existing_Space Heating_Natural Gas_Unit Heater_E0 | F0 | Industrial | Wood and Lumber Products | Existing | Space Heating | Natural Gas | Unit Heater | E0 | Economic Unit | Infrared Radiant | Infrared Radiant | Infrared Radiant | Infrared Radiant | Infrared Radiant | Infrared Radiant | Infrared Radiant | Infrared Radiant | Infrared Radiant | Infrared Radiant | Infrared Radiant | Infrared Radiant | Infrared Radiant | Infrared Radiant | Infrared Radiant | Infrared Radiant | Infrared Radiant | Infrared Radiant | Infrared Radiant | Infrared Radiant | Infrared Radiant | Infrared Radiant | 0 | 0 | 0 | 0 | 0 | 0 | 0 | 0
F1_Industrial_Wood and Lumber Products_Existing_Space Heating_Natural Gas_Unit Heater_E1 | F1 | Industrial | Wood and Lumber Products | Existing | Space Heating | Natural Gas | Unit Heater | E1 | CCE | 0 | 0 | 0 | 0 | 0 | 0 | 0 | 0 | 0 | 0 | 0 | 0 | 0 | 0 | 0 | 0 | 0 | 0 | 0 | 0 | 0 | 0 | 0 | 0 | 0 | 0 | 0 | 0 | 0 | 0
F1_Industrial_Wood and Lumber Products_Existing_Space Heating_Natural Gas_Unit Heater_E2 | F1 | Industrial | Wood and Lumber Products | Existing | Space Heating | Natural Gas | Unit Heater | E2 | CCE | 0.025298 | 0.025298 | 0.025298 | 0.025298 | 0.025298 | 0.025298 | 0.025298 | 0.025298 | 0.025298 | 0.025298 | 0.025298 | 0.025298 | 0.025298 | 0.025298 | 0.025298 | 0.025298 | 0.025298 | 0.025298 | 0.025298 | 0.025298 | 0.025298 | 0.025298 | 0 | 0 | 0 | 0 | 0 | 0 | 0 | 0
F1_Industrial_Wood and Lumber Products_Existing_Space Heating_Natural Gas_Unit Heater_E3 | F1 | Industrial | Wood and Lumber Products | Existing | Space Heating | Natural Gas | Unit Heater | E3 | CCE | 0.0011378 | 0.0011378 | 0.0011378 | 0.0011378 | 0.0011378 | 0.0011378 | 0.0011378 | 0.0011378 | 0.0011378 | 0.0011378 | 0.0011378 | 0.0011378 | 0.0011378 | 0.0011378 | 0.0011378 | 0.0011378 | 0.0011378 | 0.0011378 | 0.0011378 | 0.0011378 | 0.0011378 | 0.0011378 | 0 | 0 | 0 | 0 | 0 | 0 | 0 | 0
F1_Industrial_Wood and Lumber Products_Existing_Space Heating_Natural Gas_Unit Heater_E4 | F1 | Industrial | Wood and Lumber Products | Existing | Space Heating | Natural Gas | Unit Heater | E4 | CCE | 0 | 0 | 0 | 0 | 0 | 0 | 0 | 0 | 0 | 0 | 0 | 0 | 0 | 0 | 0 | 0 | 0 | 0 | 0 | 0 | 0 | 0 | 0 | 0 | 0 | 0 | 0 | 0 | 0 | 0
F1_Industrial_Wood and Lumber Products_Existing_Space Heating_Natural Gas_Unit Heater_E5 | F1 | Industrial | Wood and Lumber Products | Existing | Space Heating | Natural Gas | Unit Heater | E5 | CCE | 0 | 0 | 0 | 0 | 0 | 0 | 0 | 0 | 0 | 0 | 0 | 0 | 0 | 0 | 0 | 0 | 0 | 0 | 0 | 0 | 0 | 0 | 0 | 0 | 0 | 0 | 0 | 0 | 0 | 0
F1_Industrial_Wood and Lumber Products_Existing_Space Heating_Natural Gas_Unit Heater_E6 | F1 | Industrial | Wood and Lumber Products | Existing | Space Heating | Natural Gas | Unit Heater | E6 | CCE | 0 | 0 | 0 | 0 | 0 | 0 | 0 | 0 | 0 | 0 | 0 | 0 | 0 | 0 | 0 | 0 | 0 | 0 | 0 | 0 | 0 | 0 | 0 | 0 | 0 | 0 | 0 | 0 | 0 | 0
F1_Industrial_Wood and Lumber Products_Existing_Space Heating_Natural Gas_Unit Heater_E7 | F1 | Industrial | Wood and Lumber Products | Existing | Space Heating | Natural Gas | Unit Heater | E7 | CCE | 0 | 0 | 0 | 0 | 0 | 0 | 0 | 0 | 0 | 0 | 0 | 0 | 0 | 0 | 0 | 0 | 0 | 0 | 0 | 0 | 0 | 0 | 0 | 0 | 0 | 0 | 0 | 0 | 0 | 0
F1_Industrial_Wood and Lumber Products_Existing_Space Heating_Natural Gas_Unit Heater_E8 | F1 | Industrial | Wood and Lumber Products | Existing | Space Heating | Natural Gas | Unit Heater | E8 | CCE | 0 | 0 | 0 | 0 | 0 | 0 | 0 | 0 | 0 | 0 | 0 | 0 | 0 | 0 | 0 | 0 | 0 | 0 | 0 | 0 | 0 | 0 | 0 | 0 | 0 | 0 | 0 | 0 | 0 | 0
F1_Industrial_Wood and Lumber Products_Existing_Space Heating_Natural Gas_Unit Heater_E9 | F1 | Industrial | Wood and Lumber Products | Existing | Space Heating | Natural Gas | Unit Heater | E9 | CCE | 0 | 0 | 0 | 0 | 0 | 0 | 0 | 0 | 0 | 0 | 0 | 0 | 0 | 0 | 0 | 0 | 0 | 0 | 0 | 0 | 0 | 0 | 0 | 0 | 0 | 0 | 0 | 0 | 0 | 0
F1_Industrial_Wood and Lumber Products_Existing_Space Heating_Natural Gas_Unit Heater_E10 | F1 | Industrial | Wood and Lumber Products | Existing | Space Heating | Natural Gas | Unit Heater | E10 | CCE | 0 | 0 | 0 | 0 | 0 | 0 | 0 | 0 | 0 | 0 | 0 | 0 | 0 | 0 | 0 | 0 | 0 | 0 | 0 | 0 | 0 | 0 | 0 | 0 | 0 | 0 | 0 | 0 | 0 | 0
F2_Industrial_Wood and Lumber Products_Existing_Space Heating_Natural Gas_Unit Heater_E1 | F2 | Industrial | Wood and Lumber Products | Existing | Space Heating | Natural Gas | Unit Heater | E1 | TRC BC Ratio | 0.9 | 0.9 | 0.9 | 0.9 | 0.9 | 0.9 | 0.9 | 0.9 | 0.9 | 0.9 | 0.9 | 0.9 | 0.9 | 0.9 | 0.9 | 0.9 | 0.9 | 0.9 | 0.9 | 0.9 | 0.9 | 0.9 | 0 | 0 | 0 | 0 | 0 | 0 | 0 | 0
F2_Industrial_Wood and Lumber Products_Existing_Space Heating_Natural Gas_Unit Heater_E2 | F2 | Industrial | Wood and Lumber Products | Existing | Space Heating | Natural Gas | Unit Heater | E2 | TRC BC Ratio | 0.2181 | 0.22441 | 0.22186 | 0.21944 | 0.21339 | 0.20733 | 0.20112 | 0.19555 | 0.18995 | 0.18525 | 0.18051 | 0.17591 | 0.1714 | 0.16709 | 0.16286 | 0.15871 | 0.15471 | 0.1509 | 0.14716 | 0.14369 | 0.14034 | 0.13708 | 0 | 0 | 0 | 0 | 0 | 0 | 0 | 0
F2_Industrial_Wood and Lumber Products_Existing_Space Heating_Natural Gas_Unit Heater_E3 | F2 | Industrial | Wood and Lumber Products | Existing | Space Heating | Natural Gas | Unit Heater | E3 | TRC BC Ratio | 5.5546 | 5.9201 | 5.9076 | 5.8978 | 5.7318 | 5.5622 | 5.3814 | 5.2234 | 5.0607 | 4.9317 | 4.7987 | 4.6701 | 4.5435 | 4.4241 | 4.3066 | 4.191 | 4.0803 | 3.9764 | 3.8742 | 3.7819 | 3.6939 | 3.6079 | 0 | 0 | 0 | 0 | 0 | 0 | 0 | 0
F2_Industrial_Wood and Lumber Products_Existing_Space Heating_Natural Gas_Unit Heater_E4 | F2 | Industrial | Wood and Lumber Products | Existing | Space Heating | Natural Gas | Unit Heater | E4 | TRC BC Ratio | 0 | 0 | 0 | 0 | 0 | 0 | 0 | 0 | 0 | 0 | 0 | 0 | 0 | 0 | 0 | 0 | 0 | 0 | 0 | 0 | 0 | 0 | 0 | 0 | 0 | 0 | 0 | 0 | 0 | 0
F2_Industrial_Wood and Lumber Products_Existing_Space Heating_Natural Gas_Unit Heater_E5 | F2 | Industrial | Wood and Lumber Products | Existing | Space Heating | Natural Gas | Unit Heater | E5 | TRC BC Ratio | 0 | 0 | 0 | 0 | 0 | 0 | 0 | 0 | 0 | 0 | 0 | 0 | 0 | 0 | 0 | 0 | 0 | 0 | 0 | 0 | 0 | 0 | 0 | 0 | 0 | 0 | 0 | 0 | 0 | 0
F2_Industrial_Wood and Lumber Products_Existing_Space Heating_Natural Gas_Unit Heater_E6 | F2 | Industrial | Wood and Lumber Products | Existing | Space Heating | Natural Gas | Unit Heater | E6 | TRC BC Ratio | 0 | 0 | 0 | 0 | 0 | 0 | 0 | 0 | 0 | 0 | 0 | 0 | 0 | 0 | 0 | 0 | 0 | 0 | 0 | 0 | 0 | 0 | 0 | 0 | 0 | 0 | 0 | 0 | 0 | 0
F2_Industrial_Wood and Lumber Products_Existing_Space Heating_Natural Gas_Unit Heater_E7 | F2 | Industrial | Wood and Lumber Products | Existing | Space Heating | Natural Gas | Unit Heater | E7 | TRC BC Ratio | 0 | 0 | 0 | 0 | 0 | 0 | 0 | 0 | 0 | 0 | 0 | 0 | 0 | 0 | 0 | 0 | 0 | 0 | 0 | 0 | 0 | 0 | 0 | 0 | 0 | 0 | 0 | 0 | 0 | 0
F2_Industrial_Wood and Lumber Products_Existing_Space Heating_Natural Gas_Unit Heater_E8 | F2 | Industrial | Wood and Lumber Products | Existing | Space Heating | Natural Gas | Unit Heater | E8 | TRC BC Ratio | 0 | 0 | 0 | 0 | 0 | 0 | 0 | 0 | 0 | 0 | 0 | 0 | 0 | 0 | 0 | 0 | 0 | 0 | 0 | 0 | 0 | 0 | 0 | 0 | 0 | 0 | 0 | 0 | 0 | 0
F2_Industrial_Wood and Lumber Products_Existing_Space Heating_Natural Gas_Unit Heater_E9 | F2 | Industrial | Wood and Lumber Products | Existing | Space Heating | Natural Gas | Unit Heater | E9 | TRC BC Ratio | 0 | 0 | 0 | 0 | 0 | 0 | 0 | 0 | 0 | 0 | 0 | 0 | 0 | 0 | 0 | 0 | 0 | 0 | 0 | 0 | 0 | 0 | 0 | 0 | 0 | 0 | 0 | 0 | 0 | 0
F2_Industrial_Wood and Lumber Products_Existing_Space Heating_Natural Gas_Unit Heater_E10 | F2 | Industrial | Wood and Lumber Products | Existing | Space Heating | Natural Gas | Unit Heater | E10 | TRC BC Ratio | 0 | 0 | 0 | 0 | 0 | 0 | 0 | 0 | 0 | 0 | 0 | 0 | 0 | 0 | 0 | 0 | 0 | 0 | 0 | 0 | 0 | 0 | 0 | 0 | 0 | 0 | 0 | 0 | 0 | 0
F3_Industrial_Wood and Lumber Products_Existing_Space Heating_Natural Gas_Unit Heater_E1 | F3 | Industrial | Wood and Lumber Products | Existing | Space Heating | Natural Gas | Unit Heater | E1 | PACT BC Ratio | 0.9 | 0.9 | 0.9 | 0.9 | 0.9 | 0.9 | 0.9 | 0.9 | 0.9 | 0.9 | 0.9 | 0.9 | 0.9 | 0.9 | 0.9 | 0.9 | 0.9 | 0.9 | 0.9 | 0.9 | 0.9 | 0.9 | 0 | 0 | 0 | 0 | 0 | 0 | 0 | 0
F3_Industrial_Wood and Lumber Products_Existing_Space Heating_Natural Gas_Unit Heater_E2 | F3 | Industrial | Wood and Lumber Products | Existing | Space Heating | Natural Gas | Unit Heater | E2 | PACT BC Ratio | 0.46195 | 0.47531 | 0.46991 | 0.4648 | 0.45197 | 0.43914 | 0.42598 | 0.41419 | 0.40233 | 0.39237 | 0.38233 | 0.37259 | 0.36303 | 0.35391 | 0.34495 | 0.33616 | 0.32768 | 0.31961 | 0.31169 | 0.30433 | 0.29725 | 0.29033 | 0 | 0 | 0 | 0 | 0 | 0 | 0 | 0
F3_Industrial_Wood and Lumber Products_Existing_Space Heating_Natural Gas_Unit Heater_E3 | F3 | Industrial | Wood and Lumber Products | Existing | Space Heating | Natural Gas | Unit Heater | E3 | PACT BC Ratio | 11.765 | 12.5391 | 12.5126 | 12.4918 | 12.1402 | 11.781 | 11.398 | 11.0634 | 10.7189 | 10.4457 | 10.1639 | 9.8914 | 9.6234 | 9.3705 | 9.1217 | 8.8768 | 8.6424 | 8.4222 | 8.2058 | 8.0102 | 7.8238 | 7.6418 | 0 | 0 | 0 | 0 | 0 | 0 | 0 | 0
F3_Industrial_Wood and Lumber Products_Existing_Space Heating_Natural Gas_Unit Heater_E4 | F3 | Industrial | Wood and Lumber Products | Existing | Space Heating | Natural Gas | Unit Heater | E4 | PACT BC Ratio | 0 | 0 | 0 | 0 | 0 | 0 | 0 | 0 | 0 | 0 | 0 | 0 | 0 | 0 | 0 | 0 | 0 | 0 | 0 | 0 | 0 | 0 | 0 | 0 | 0 | 0 | 0 | 0 | 0 | 0
F3_Industrial_Wood and Lumber Products_Existing_Space Heating_Natural Gas_Unit Heater_E5 | F3 | Industrial | Wood and Lumber Products | Existing | Space Heating | Natural Gas | Unit Heater | E5 | PACT BC Ratio | 0 | 0 | 0 | 0 | 0 | 0 | 0 | 0 | 0 | 0 | 0 | 0 | 0 | 0 | 0 | 0 | 0 | 0 | 0 | 0 | 0 | 0 | 0 | 0 | 0 | 0 | 0 | 0 | 0 | 0
F3_Industrial_Wood and Lumber Products_Existing_Space Heating_Natural Gas_Unit Heater_E6 | F3 | Industrial | Wood and Lumber Products | Existing | Space Heating | Natural Gas | Unit Heater | E6 | PACT BC Ratio | 0 | 0 | 0 | 0 | 0 | 0 | 0 | 0 | 0 | 0 | 0 | 0 | 0 | 0 | 0 | 0 | 0 | 0 | 0 | 0 | 0 | 0 | 0 | 0 | 0 | 0 | 0 | 0 | 0 | 0
F3_Industrial_Wood and Lumber Products_Existing_Space Heating_Natural Gas_Unit Heater_E7 | F3 | Industrial | Wood and Lumber Products | Existing | Space Heating | Natural Gas | Unit Heater | E7 | PACT BC Ratio | 0 | 0 | 0 | 0 | 0 | 0 | 0 | 0 | 0 | 0 | 0 | 0 | 0 | 0 | 0 | 0 | 0 | 0 | 0 | 0 | 0 | 0 | 0 | 0 | 0 | 0 | 0 | 0 | 0 | 0
F3_Industrial_Wood and Lumber Products_Existing_Space Heating_Natural Gas_Unit Heater_E8 | F3 | Industrial | Wood and Lumber Products | Existing | Space Heating | Natural Gas | Unit Heater | E8 | PACT BC Ratio | 0 | 0 | 0 | 0 | 0 | 0 | 0 | 0 | 0 | 0 | 0 | 0 | 0 | 0 | 0 | 0 | 0 | 0 | 0 | 0 | 0 | 0 | 0 | 0 | 0 | 0 | 0 | 0 | 0 | 0
F3_Industrial_Wood and Lumber Products_Existing_Space Heating_Natural Gas_Unit Heater_E9 | F3 | Industrial | Wood and Lumber Products | Existing | Space Heating | Natural Gas | Unit Heater | E9 | PACT BC Ratio | 0 | 0 | 0 | 0 | 0 | 0 | 0 | 0 | 0 | 0 | 0 | 0 | 0 | 0 | 0 | 0 | 0 | 0 | 0 | 0 | 0 | 0 | 0 | 0 | 0 | 0 | 0 | 0 | 0 | 0
F3_Industrial_Wood and Lumber Products_Existing_Space Heating_Natural Gas_Unit Heater_E10 | F3 | Industrial | Wood and Lumber Products | Existing | Space Heating | Natural Gas | Unit Heater | E10 | PACT BC Ratio | 0 | 0 | 0 | 0 | 0 | 0 | 0 | 0 | 0 | 0 | 0 | 0 | 0 | 0 | 0 | 0 | 0 | 0 | 0 | 0 | 0 | 0 | 0 | 0 | 0 | 0 | 0 | 0 | 0 | 0
F4_Industrial_Wood and Lumber Products_Existing_Space Heating_Natural Gas_Unit Heater_E1 | F4 | Industrial | Wood and Lumber Products | Existing | Space Heating | Natural Gas | Unit Heater | E1 | PCT BC Ratio | 0.9 | 0.9 | 0.9 | 0.9 | 0.9 | 0.9 | 0.9 | 0.9 | 0.9 | 0.9 | 0.9 | 0.9 | 0.9 | 0.9 | 0.9 | 0.9 | 0.9 | 0.9 | 0.9 | 0.9 | 0.9 | 0.9 | 0 | 0 | 0 | 0 | 0 | 0 | 0 | 0
F4_Industrial_Wood and Lumber Products_Existing_Space Heating_Natural Gas_Unit Heater_E2 | F4 | Industrial | Wood and Lumber Products | Existing | Space Heating | Natural Gas | Unit Heater | E2 | PCT BC Ratio | 0.64585 | 0.65588 | 0.65183 | 0.64799 | 0.63835 | 0.6287 | 0.61882 | 0.60996 | 0.60104 | 0.59356 | 0.58601 | 0.57869 | 0.57151 | 0.56465 | 0.55792 | 0.55132 | 0.54495 | 0.53888 | 0.53293 | 0.5274 | 0.52208 | 0.51688 | 0 | 0 | 0 | 0 | 0 | 0 | 0 | 0
F4_Industrial_Wood and Lumber Products_Existing_Space Heating_Natural Gas_Unit Heater_E3 | F4 | Industrial | Wood and Lumber Products | Existing | Space Heating | Natural Gas | Unit Heater | E3 | PCT BC Ratio | 9.14 | 9.7218 | 9.7019 | 9.6862 | 9.422 | 9.152 | 8.8642 | 8.6128 | 8.3539 | 8.1486 | 7.9368 | 7.7321 | 7.5307 | 7.3406 | 7.1536 | 6.9696 | 6.7934 | 6.628 | 6.4653 | 6.3184 | 6.1783 | 6.0415 | 0 | 0 | 0 | 0 | 0 | 0 | 0 | 0
F4_Industrial_Wood and Lumber Products_Existing_Space Heating_Natural Gas_Unit Heater_E4 | F4 | Industrial | Wood and Lumber Products | Existing | Space Heating | Natural Gas | Unit Heater | E4 | PCT BC Ratio | 0 | 0 | 0 | 0 | 0 | 0 | 0 | 0 | 0 | 0 | 0 | 0 | 0 | 0 | 0 | 0 | 0 | 0 | 0 | 0 | 0 | 0 | 0 | 0 | 0 | 0 | 0 | 0 | 0 | 0
F4_Industrial_Wood and Lumber Products_Existing_Space Heating_Natural Gas_Unit Heater_E5 | F4 | Industrial | Wood and Lumber Products | Existing | Space Heating | Natural Gas | Unit Heater | E5 | PCT BC Ratio | 0 | 0 | 0 | 0 | 0 | 0 | 0 | 0 | 0 | 0 | 0 | 0 | 0 | 0 | 0 | 0 | 0 | 0 | 0 | 0 | 0 | 0 | 0 | 0 | 0 | 0 | 0 | 0 | 0 | 0
F4_Industrial_Wood and Lumber Products_Existing_Space Heating_Natural Gas_Unit Heater_E6 | F4 | Industrial | Wood and Lumber Products | Existing | Space Heating | Natural Gas | Unit Heater | E6 | PCT BC Ratio | 0 | 0 | 0 | 0 | 0 | 0 | 0 | 0 | 0 | 0 | 0 | 0 | 0 | 0 | 0 | 0 | 0 | 0 | 0 | 0 | 0 | 0 | 0 | 0 | 0 | 0 | 0 | 0 | 0 | 0
F4_Industrial_Wood and Lumber Products_Existing_Space Heating_Natural Gas_Unit Heater_E7 | F4 | Industrial | Wood and Lumber Products | Existing | Space Heating | Natural Gas | Unit Heater | E7 | PCT BC Ratio | 0 | 0 | 0 | 0 | 0 | 0 | 0 | 0 | 0 | 0 | 0 | 0 | 0 | 0 | 0 | 0 | 0 | 0 | 0 | 0 | 0 | 0 | 0 | 0 | 0 | 0 | 0 | 0 | 0 | 0
F4_Industrial_Wood and Lumber Products_Existing_Space Heating_Natural Gas_Unit Heater_E8 | F4 | Industrial | Wood and Lumber Products | Existing | Space Heating | Natural Gas | Unit Heater | E8 | PCT BC Ratio | 0 | 0 | 0 | 0 | 0 | 0 | 0 | 0 | 0 | 0 | 0 | 0 | 0 | 0 | 0 | 0 | 0 | 0 | 0 | 0 | 0 | 0 | 0 | 0 | 0 | 0 | 0 | 0 | 0 | 0
F4_Industrial_Wood and Lumber Products_Existing_Space Heating_Natural Gas_Unit Heater_E9 | F4 | Industrial | Wood and Lumber Products | Existing | Space Heating | Natural Gas | Unit Heater | E9 | PCT BC Ratio | 0 | 0 | 0 | 0 | 0 | 0 | 0 | 0 | 0 | 0 | 0 | 0 | 0 | 0 | 0 | 0 | 0 | 0 | 0 | 0 | 0 | 0 | 0 | 0 | 0 | 0 | 0 | 0 | 0 | 0
F4_Industrial_Wood and Lumber Products_Existing_Space Heating_Natural Gas_Unit Heater_E10 | F4 | Industrial | Wood and Lumber Products | Existing | Space Heating | Natural Gas | Unit Heater | E10 | PCT BC Ratio | 0 | 0 | 0 | 0 | 0 | 0 | 0 | 0 | 0 | 0 | 0 | 0 | 0 | 0 | 0 | 0 | 0 | 0 | 0 | 0 | 0 | 0 | 0 | 0 | 0 | 0 | 0 | 0 | 0 | 0
F5_Industrial_Wood and Lumber Products_Existing_Space Heating_Natural Gas_Unit Heater_E1 | F5 | Industrial | Wood and Lumber Products | Existing | Space Heating | Natural Gas | Unit Heater | E1 | RIM BC Ratio | 0.9 | 0.9 | 0.9 | 0.9 | 0.9 | 0.9 | 0.9 | 0.9 | 0.9 | 0.9 | 0.9 | 0.9 | 0.9 | 0.9 | 0.9 | 0.9 | 0.9 | 0.9 | 0.9 | 0.9 | 0.9 | 0.9 | 0 | 0 | 0 | 0 | 0 | 0 | 0 | 0
F5_Industrial_Wood and Lumber Products_Existing_Space Heating_Natural Gas_Unit Heater_E2 | F5 | Industrial | Wood and Lumber Products | Existing | Space Heating | Natural Gas | Unit Heater | E2 | RIM BC Ratio | 0.29737 | 0.30285 | 0.30065 | 0.29855 | 0.2932 | 0.28775 | 0.28204 | 0.27682 | 0.27147 | 0.2669 | 0.26222 | 0.2576 | 0.253 | 0.24853 | 0.24408 | 0.23964 | 0.2353 | 0.23111 | 0.22695 | 0.22302 | 0.21919 | 0.21541 | 0 | 0 | 0 | 0 | 0 | 0 | 0 | 0
F5_Industrial_Wood and Lumber Products_Existing_Space Heating_Natural Gas_Unit Heater_E3 | F5 | Industrial | Wood and Lumber Products | Existing | Space Heating | Natural Gas | Unit Heater | E3 | RIM BC Ratio | 0.77938 | 0.78259 | 0.78248 | 0.7824 | 0.78098 | 0.77945 | 0.77773 | 0.77612 | 0.77438 | 0.77292 | 0.77134 | 0.76973 | 0.76806 | 0.76641 | 0.7647 | 0.76294 | 0.76117 | 0.75942 | 0.75762 | 0.75591 | 0.75422 | 0.75249 | 0 | 0 | 0 | 0 | 0 | 0 | 0 | 0
F5_Industrial_Wood and Lumber Products_Existing_Space Heating_Natural Gas_Unit Heater_E4 | F5 | Industrial | Wood and Lumber Products | Existing | Space Heating | Natural Gas | Unit Heater | E4 | RIM BC Ratio | 0 | 0 | 0 | 0 | 0 | 0 | 0 | 0 | 0 | 0 | 0 | 0 | 0 | 0 | 0 | 0 | 0 | 0 | 0 | 0 | 0 | 0 | 0 | 0 | 0 | 0 | 0 | 0 | 0 | 0
F5_Industrial_Wood and Lumber Products_Existing_Space Heating_Natural Gas_Unit Heater_E5 | F5 | Industrial | Wood and Lumber Products | Existing | Space Heating | Natural Gas | Unit Heater | E5 | RIM BC Ratio | 0 | 0 | 0 | 0 | 0 | 0 | 0 | 0 | 0 | 0 | 0 | 0 | 0 | 0 | 0 | 0 | 0 | 0 | 0 | 0 | 0 | 0 | 0 | 0 | 0 | 0 | 0 | 0 | 0 | 0
F5_Industrial_Wood and Lumber Products_Existing_Space Heating_Natural Gas_Unit Heater_E6 | F5 | Industrial | Wood and Lumber Products | Existing | Space Heating | Natural Gas | Unit Heater | E6 | RIM BC Ratio | 0 | 0 | 0 | 0 | 0 | 0 | 0 | 0 | 0 | 0 | 0 | 0 | 0 | 0 | 0 | 0 | 0 | 0 | 0 | 0 | 0 | 0 | 0 | 0 | 0 | 0 | 0 | 0 | 0 | 0
F5_Industrial_Wood and Lumber Products_Existing_Space Heating_Natural Gas_Unit Heater_E7 | F5 | Industrial | Wood and Lumber Products | Existing | Space Heating | Natural Gas | Unit Heater | E7 | RIM BC Ratio | 0 | 0 | 0 | 0 | 0 | 0 | 0 | 0 | 0 | 0 | 0 | 0 | 0 | 0 | 0 | 0 | 0 | 0 | 0 | 0 | 0 | 0 | 0 | 0 | 0 | 0 | 0 | 0 | 0 | 0
F5_Industrial_Wood and Lumber Products_Existing_Space Heating_Natural Gas_Unit Heater_E8 | F5 | Industrial | Wood and Lumber Products | Existing | Space Heating | Natural Gas | Unit Heater | E8 | RIM BC Ratio | 0 | 0 | 0 | 0 | 0 | 0 | 0 | 0 | 0 | 0 | 0 | 0 | 0 | 0 | 0 | 0 | 0 | 0 | 0 | 0 | 0 | 0 | 0 | 0 | 0 | 0 | 0 | 0 | 0 | 0
F5_Industrial_Wood and Lumber Products_Existing_Space Heating_Natural Gas_Unit Heater_E9 | F5 | Industrial | Wood and Lumber Products | Existing | Space Heating | Natural Gas | Unit Heater | E9 | RIM BC Ratio | 0 | 0 | 0 | 0 | 0 | 0 | 0 | 0 | 0 | 0 | 0 | 0 | 0 | 0 | 0 | 0 | 0 | 0 | 0 | 0 | 0 | 0 | 0 | 0 | 0 | 0 | 0 | 0 | 0 | 0
F5_Industrial_Wood and Lumber Products_Existing_Space Heating_Natural Gas_Unit Heater_E10 | F5 | Industrial | Wood and Lumber Products | Existing | Space Heating | Natural Gas | Unit Heater | E10 | RIM BC Ratio | 0 | 0 | 0 | 0 | 0 | 0 | 0 | 0 | 0 | 0 | 0 | 0 | 0 | 0 | 0 | 0 | 0 | 0 | 0 | 0 | 0 | 0 | 0 | 0 | 0 | 0 | 0 | 0 | 0 | 0
F0_Industrial_Wood and Lumber Products_Existing_Process_Natural Gas_Process Boiler_E0 | F0 | Industrial | Wood and Lumber Products | Existing | Process | Natural Gas | Process Boiler | E0 | Economic Unit | EF .80 | EF .80 | EF .80 | EF .80 | EF .80 | EF .80 | EF .80 | EF .80 | EF .80 | EF .80 | EF .80 | EF .80 | EF .80 | EF .80 | EF .80 | EF .80 | EF .80 | EF .80 | EF .80 | EF .80 | EF .80 | EF .80 | 0 | 0 | 0 | 0 | 0 | 0 | 0 | 0
F1_Industrial_Wood and Lumber Products_Existing_Process_Natural Gas_Process Boiler_E1 | F1 | Industrial | Wood and Lumber Products | Existing | Process | Natural Gas | Process Boiler | E1 | CCE | 0 | 0 | 0 | 0 | 0 | 0 | 0 | 0 | 0 | 0 | 0 | 0 | 0 | 0 | 0 | 0 | 0 | 0 | 0 | 0 | 0 | 0 | 0 | 0 | 0 | 0 | 0 | 0 | 0 | 0
F1_Industrial_Wood and Lumber Products_Existing_Process_Natural Gas_Process Boiler_E2 | F1 | Industrial | Wood and Lumber Products | Existing | Process | Natural Gas | Process Boiler | E2 | CCE | 0 | 0 | 0 | 0 | 0 | 0 | 0 | 0 | 0 | 0 | 0 | 0 | 0 | 0 | 0 | 0 | 0 | 0 | 0 | 0 | 0 | 0 | 0 | 0 | 0 | 0 | 0 | 0 | 0 | 0
F1_Industrial_Wood and Lumber Products_Existing_Process_Natural Gas_Process Boiler_E3 | F1 | Industrial | Wood and Lumber Products | Existing | Process | Natural Gas | Process Boiler | E3 | CCE | 0 | 0 | 0 | 0 | 0 | 0 | 0 | 0 | 0 | 0 | 0 | 0 | 0 | 0 | 0 | 0 | 0 | 0 | 0 | 0 | 0 | 0 | 0 | 0 | 0 | 0 | 0 | 0 | 0 | 0
F1_Industrial_Wood and Lumber Products_Existing_Process_Natural Gas_Process Boiler_E4 | F1 | Industrial | Wood and Lumber Products | Existing | Process | Natural Gas | Process Boiler | E4 | CCE | 0 | 0 | 0 | 0 | 0 | 0 | 0 | 0 | 0 | 0 | 0 | 0 | 0 | 0 | 0 | 0 | 0 | 0 | 0 | 0 | 0 | 0 | 0 | 0 | 0 | 0 | 0 | 0 | 0 | 0
F1_Industrial_Wood and Lumber Products_Existing_Process_Natural Gas_Process Boiler_E5 | F1 | Industrial | Wood and Lumber Products | Existing | Process | Natural Gas | Process Boiler | E5 | CCE | 0 | 0 | 0 | 0 | 0 | 0 | 0 | 0 | 0 | 0 | 0 | 0 | 0 | 0 | 0 | 0 | 0 | 0 | 0 | 0 | 0 | 0 | 0 | 0 | 0 | 0 | 0 | 0 | 0 | 0
F1_Industrial_Wood and Lumber Products_Existing_Process_Natural Gas_Process Boiler_E6 | F1 | Industrial | Wood and Lumber Products | Existing | Process | Natural Gas | Process Boiler | E6 | CCE | 0 | 0 | 0 | 0 | 0 | 0 | 0 | 0 | 0 | 0 | 0 | 0 | 0 | 0 | 0 | 0 | 0 | 0 | 0 | 0 | 0 | 0 | 0 | 0 | 0 | 0 | 0 | 0 | 0 | 0
F1_Industrial_Wood and Lumber Products_Existing_Process_Natural Gas_Process Boiler_E7 | F1 | Industrial | Wood and Lumber Products | Existing | Process | Natural Gas | Process Boiler | E7 | CCE | 0 | 0 | 0 | 0 | 0 | 0 | 0 | 0 | 0 | 0 | 0 | 0 | 0 | 0 | 0 | 0 | 0 | 0 | 0 | 0 | 0 | 0 | 0 | 0 | 0 | 0 | 0 | 0 | 0 | 0
F1_Industrial_Wood and Lumber Products_Existing_Process_Natural Gas_Process Boiler_E8 | F1 | Industrial | Wood and Lumber Products | Existing | Process | Natural Gas | Process Boiler | E8 | CCE | 0 | 0 | 0 | 0 | 0 | 0 | 0 | 0 | 0 | 0 | 0 | 0 | 0 | 0 | 0 | 0 | 0 | 0 | 0 | 0 | 0 | 0 | 0 | 0 | 0 | 0 | 0 | 0 | 0 | 0
F1_Industrial_Wood and Lumber Products_Existing_Process_Natural Gas_Process Boiler_E9 | F1 | Industrial | Wood and Lumber Products | Existing | Process | Natural Gas | Process Boiler | E9 | CCE | 0 | 0 | 0 | 0 | 0 | 0 | 0 | 0 | 0 | 0 | 0 | 0 | 0 | 0 | 0 | 0 | 0 | 0 | 0 | 0 | 0 | 0 | 0 | 0 | 0 | 0 | 0 | 0 | 0 | 0
F1_Industrial_Wood and Lumber Products_Existing_Process_Natural Gas_Process Boiler_E10 | F1 | Industrial | Wood and Lumber Products | Existing | Process | Natural Gas | Process Boiler | E10 | CCE | 0 | 0 | 0 | 0 | 0 | 0 | 0 | 0 | 0 | 0 | 0 | 0 | 0 | 0 | 0 | 0 | 0 | 0 | 0 | 0 | 0 | 0 | 0 | 0 | 0 | 0 | 0 | 0 | 0 | 0
F2_Industrial_Wood and Lumber Products_Existing_Process_Natural Gas_Process Boiler_E1 | F2 | Industrial | Wood and Lumber Products | Existing | Process | Natural Gas | Process Boiler | E1 | TRC BC Ratio | 0.9 | 0.9 | 0.9 | 0.9 | 0.9 | 0.9 | 0.9 | 0.9 | 0.9 | 0.9 | 0.9 | 0.9 | 0.9 | 0.9 | 0.9 | 0.9 | 0.9 | 0.9 | 0.9 | 0.9 | 0.9 | 0.9 | 0 | 0 | 0 | 0 | 0 | 0 | 0 | 0
F2_Industrial_Wood and Lumber Products_Existing_Process_Natural Gas_Process Boiler_E2 | F2 | Industrial | Wood and Lumber Products | Existing | Process | Natural Gas | Process Boiler | E2 | TRC BC Ratio | 0 | 0 | 0 | 0 | 0 | 0 | 0 | 0 | 0 | 0 | 0 | 0 | 0 | 0 | 0 | 0 | 0 | 0 | 0 | 0 | 0 | 0 | 0 | 0 | 0 | 0 | 0 | 0 | 0 | 0
F2_Industrial_Wood and Lumber Products_Existing_Process_Natural Gas_Process Boiler_E3 | F2 | Industrial | Wood and Lumber Products | Existing | Process | Natural Gas | Process Boiler | E3 | TRC BC Ratio | 0 | 0 | 0 | 0 | 0 | 0 | 0 | 0 | 0 | 0 | 0 | 0 | 0 | 0 | 0 | 0 | 0 | 0 | 0 | 0 | 0 | 0 | 0 | 0 | 0 | 0 | 0 | 0 | 0 | 0
F2_Industrial_Wood and Lumber Products_Existing_Process_Natural Gas_Process Boiler_E4 | F2 | Industrial | Wood and Lumber Products | Existing | Process | Natural Gas | Process Boiler | E4 | TRC BC Ratio | 0 | 0 | 0 | 0 | 0 | 0 | 0 | 0 | 0 | 0 | 0 | 0 | 0 | 0 | 0 | 0 | 0 | 0 | 0 | 0 | 0 | 0 | 0 | 0 | 0 | 0 | 0 | 0 | 0 | 0
F2_Industrial_Wood and Lumber Products_Existing_Process_Natural Gas_Process Boiler_E5 | F2 | Industrial | Wood and Lumber Products | Existing | Process | Natural Gas | Process Boiler | E5 | TRC BC Ratio | 0 | 0 | 0 | 0 | 0 | 0 | 0 | 0 | 0 | 0 | 0 | 0 | 0 | 0 | 0 | 0 | 0 | 0 | 0 | 0 | 0 | 0 | 0 | 0 | 0 | 0 | 0 | 0 | 0 | 0
F2_Industrial_Wood and Lumber Products_Existing_Process_Natural Gas_Process Boiler_E6 | F2 | Industrial | Wood and Lumber Products | Existing | Process | Natural Gas | Process Boiler | E6 | TRC BC Ratio | 0 | 0 | 0 | 0 | 0 | 0 | 0 | 0 | 0 | 0 | 0 | 0 | 0 | 0 | 0 | 0 | 0 | 0 | 0 | 0 | 0 | 0 | 0 | 0 | 0 | 0 | 0 | 0 | 0 | 0
F2_Industrial_Wood and Lumber Products_Existing_Process_Natural Gas_Process Boiler_E7 | F2 | Industrial | Wood and Lumber Products | Existing | Process | Natural Gas | Process Boiler | E7 | TRC BC Ratio | 0 | 0 | 0 | 0 | 0 | 0 | 0 | 0 | 0 | 0 | 0 | 0 | 0 | 0 | 0 | 0 | 0 | 0 | 0 | 0 | 0 | 0 | 0 | 0 | 0 | 0 | 0 | 0 | 0 | 0
F2_Industrial_Wood and Lumber Products_Existing_Process_Natural Gas_Process Boiler_E8 | F2 | Industrial | Wood and Lumber Products | Existing | Process | Natural Gas | Process Boiler | E8 | TRC BC Ratio | 0 | 0 | 0 | 0 | 0 | 0 | 0 | 0 | 0 | 0 | 0 | 0 | 0 | 0 | 0 | 0 | 0 | 0 | 0 | 0 | 0 | 0 | 0 | 0 | 0 | 0 | 0 | 0 | 0 | 0
F2_Industrial_Wood and Lumber Products_Existing_Process_Natural Gas_Process Boiler_E9 | F2 | Industrial | Wood and Lumber Products | Existing | Process | Natural Gas | Process Boiler | E9 | TRC BC Ratio | 0 | 0 | 0 | 0 | 0 | 0 | 0 | 0 | 0 | 0 | 0 | 0 | 0 | 0 | 0 | 0 | 0 | 0 | 0 | 0 | 0 | 0 | 0 | 0 | 0 | 0 | 0 | 0 | 0 | 0
F2_Industrial_Wood and Lumber Products_Existing_Process_Natural Gas_Process Boiler_E10 | F2 | Industrial | Wood and Lumber Products | Existing | Process | Natural Gas | Process Boiler | E10 | TRC BC Ratio | 0 | 0 | 0 | 0 | 0 | 0 | 0 | 0 | 0 | 0 | 0 | 0 | 0 | 0 | 0 | 0 | 0 | 0 | 0 | 0 | 0 | 0 | 0 | 0 | 0 | 0 | 0 | 0 | 0 | 0
F3_Industrial_Wood and Lumber Products_Existing_Process_Natural Gas_Process Boiler_E1 | F3 | Industrial | Wood and Lumber Products | Existing | Process | Natural Gas | Process Boiler | E1 | PACT BC Ratio | 0.9 | 0.9 | 0.9 | 0.9 | 0.9 | 0.9 | 0.9 | 0.9 | 0.9 | 0.9 | 0.9 | 0.9 | 0.9 | 0.9 | 0.9 | 0.9 | 0.9 | 0.9 | 0.9 | 0.9 | 0.9 | 0.9 | 0 | 0 | 0 | 0 | 0 | 0 | 0 | 0
F3_Industrial_Wood and Lumber Products_Existing_Process_Natural Gas_Process Boiler_E2 | F3 | Industrial | Wood and Lumber Products | Existing | Process | Natural Gas | Process Boiler | E2 | PACT BC Ratio | 0 | 0 | 0 | 0 | 0 | 0 | 0 | 0 | 0 | 0 | 0 | 0 | 0 | 0 | 0 | 0 | 0 | 0 | 0 | 0 | 0 | 0 | 0 | 0 | 0 | 0 | 0 | 0 | 0 | 0
F3_Industrial_Wood and Lumber Products_Existing_Process_Natural Gas_Process Boiler_E3 | F3 | Industrial | Wood and Lumber Products | Existing | Process | Natural Gas | Process Boiler | E3 | PACT BC Ratio | 0 | 0 | 0 | 0 | 0 | 0 | 0 | 0 | 0 | 0 | 0 | 0 | 0 | 0 | 0 | 0 | 0 | 0 | 0 | 0 | 0 | 0 | 0 | 0 | 0 | 0 | 0 | 0 | 0 | 0
F3_Industrial_Wood and Lumber Products_Existing_Process_Natural Gas_Process Boiler_E4 | F3 | Industrial | Wood and Lumber Products | Existing | Process | Natural Gas | Process Boiler | E4 | PACT BC Ratio | 0 | 0 | 0 | 0 | 0 | 0 | 0 | 0 | 0 | 0 | 0 | 0 | 0 | 0 | 0 | 0 | 0 | 0 | 0 | 0 | 0 | 0 | 0 | 0 | 0 | 0 | 0 | 0 | 0 | 0
F3_Industrial_Wood and Lumber Products_Existing_Process_Natural Gas_Process Boiler_E5 | F3 | Industrial | Wood and Lumber Products | Existing | Process | Natural Gas | Process Boiler | E5 | PACT BC Ratio | 0 | 0 | 0 | 0 | 0 | 0 | 0 | 0 | 0 | 0 | 0 | 0 | 0 | 0 | 0 | 0 | 0 | 0 | 0 | 0 | 0 | 0 | 0 | 0 | 0 | 0 | 0 | 0 | 0 | 0
F3_Industrial_Wood and Lumber Products_Existing_Process_Natural Gas_Process Boiler_E6 | F3 | Industrial | Wood and Lumber Products | Existing | Process | Natural Gas | Process Boiler | E6 | PACT BC Ratio | 0 | 0 | 0 | 0 | 0 | 0 | 0 | 0 | 0 | 0 | 0 | 0 | 0 | 0 | 0 | 0 | 0 | 0 | 0 | 0 | 0 | 0 | 0 | 0 | 0 | 0 | 0 | 0 | 0 | 0
F3_Industrial_Wood and Lumber Products_Existing_Process_Natural Gas_Process Boiler_E7 | F3 | Industrial | Wood and Lumber Products | Existing | Process | Natural Gas | Process Boiler | E7 | PACT BC Ratio | 0 | 0 | 0 | 0 | 0 | 0 | 0 | 0 | 0 | 0 | 0 | 0 | 0 | 0 | 0 | 0 | 0 | 0 | 0 | 0 | 0 | 0 | 0 | 0 | 0 | 0 | 0 | 0 | 0 | 0
F3_Industrial_Wood and Lumber Products_Existing_Process_Natural Gas_Process Boiler_E8 | F3 | Industrial | Wood and Lumber Products | Existing | Process | Natural Gas | Process Boiler | E8 | PACT BC Ratio | 0 | 0 | 0 | 0 | 0 | 0 | 0 | 0 | 0 | 0 | 0 | 0 | 0 | 0 | 0 | 0 | 0 | 0 | 0 | 0 | 0 | 0 | 0 | 0 | 0 | 0 | 0 | 0 | 0 | 0
F3_Industrial_Wood and Lumber Products_Existing_Process_Natural Gas_Process Boiler_E9 | F3 | Industrial | Wood and Lumber Products | Existing | Process | Natural Gas | Process Boiler | E9 | PACT BC Ratio | 0 | 0 | 0 | 0 | 0 | 0 | 0 | 0 | 0 | 0 | 0 | 0 | 0 | 0 | 0 | 0 | 0 | 0 | 0 | 0 | 0 | 0 | 0 | 0 | 0 | 0 | 0 | 0 | 0 | 0
F3_Industrial_Wood and Lumber Products_Existing_Process_Natural Gas_Process Boiler_E10 | F3 | Industrial | Wood and Lumber Products | Existing | Process | Natural Gas | Process Boiler | E10 | PACT BC Ratio | 0 | 0 | 0 | 0 | 0 | 0 | 0 | 0 | 0 | 0 | 0 | 0 | 0 | 0 | 0 | 0 | 0 | 0 | 0 | 0 | 0 | 0 | 0 | 0 | 0 | 0 | 0 | 0 | 0 | 0
F4_Industrial_Wood and Lumber Products_Existing_Process_Natural Gas_Process Boiler_E1 | F4 | Industrial | Wood and Lumber Products | Existing | Process | Natural Gas | Process Boiler | E1 | PCT BC Ratio | 0.9 | 0.9 | 0.9 | 0.9 | 0.9 | 0.9 | 0.9 | 0.9 | 0.9 | 0.9 | 0.9 | 0.9 | 0.9 | 0.9 | 0.9 | 0.9 | 0.9 | 0.9 | 0.9 | 0.9 | 0.9 | 0.9 | 0 | 0 | 0 | 0 | 0 | 0 | 0 | 0
F4_Industrial_Wood and Lumber Products_Existing_Process_Natural Gas_Process Boiler_E2 | F4 | Industrial | Wood and Lumber Products | Existing | Process | Natural Gas | Process Boiler | E2 | PCT BC Ratio | 0 | 0 | 0 | 0 | 0 | 0 | 0 | 0 | 0 | 0 | 0 | 0 | 0 | 0 | 0 | 0 | 0 | 0 | 0 | 0 | 0 | 0 | 0 | 0 | 0 | 0 | 0 | 0 | 0 | 0
F4_Industrial_Wood and Lumber Products_Existing_Process_Natural Gas_Process Boiler_E3 | F4 | Industrial | Wood and Lumber Products | Existing | Process | Natural Gas | Process Boiler | E3 | PCT BC Ratio | 0 | 0 | 0 | 0 | 0 | 0 | 0 | 0 | 0 | 0 | 0 | 0 | 0 | 0 | 0 | 0 | 0 | 0 | 0 | 0 | 0 | 0 | 0 | 0 | 0 | 0 | 0 | 0 | 0 | 0
F4_Industrial_Wood and Lumber Products_Existing_Process_Natural Gas_Process Boiler_E4 | F4 | Industrial | Wood and Lumber Products | Existing | Process | Natural Gas | Process Boiler | E4 | PCT BC Ratio | 0 | 0 | 0 | 0 | 0 | 0 | 0 | 0 | 0 | 0 | 0 | 0 | 0 | 0 | 0 | 0 | 0 | 0 | 0 | 0 | 0 | 0 | 0 | 0 | 0 | 0 | 0 | 0 | 0 | 0
F4_Industrial_Wood and Lumber Products_Existing_Process_Natural Gas_Process Boiler_E5 | F4 | Industrial | Wood and Lumber Products | Existing | Process | Natural Gas | Process Boiler | E5 | PCT BC Ratio | 0 | 0 | 0 | 0 | 0 | 0 | 0 | 0 | 0 | 0 | 0 | 0 | 0 | 0 | 0 | 0 | 0 | 0 | 0 | 0 | 0 | 0 | 0 | 0 | 0 | 0 | 0 | 0 | 0 | 0
F4_Industrial_Wood and Lumber Products_Existing_Process_Natural Gas_Process Boiler_E6 | F4 | Industrial | Wood and Lumber Products | Existing | Process | Natural Gas | Process Boiler | E6 | PCT BC Ratio | 0 | 0 | 0 | 0 | 0 | 0 | 0 | 0 | 0 | 0 | 0 | 0 | 0 | 0 | 0 | 0 | 0 | 0 | 0 | 0 | 0 | 0 | 0 | 0 | 0 | 0 | 0 | 0 | 0 | 0
F4_Industrial_Wood and Lumber Products_Existing_Process_Natural Gas_Process Boiler_E7 | F4 | Industrial | Wood and Lumber Products | Existing | Process | Natural Gas | Process Boiler | E7 | PCT BC Ratio | 0 | 0 | 0 | 0 | 0 | 0 | 0 | 0 | 0 | 0 | 0 | 0 | 0 | 0 | 0 | 0 | 0 | 0 | 0 | 0 | 0 | 0 | 0 | 0 | 0 | 0 | 0 | 0 | 0 | 0
F4_Industrial_Wood and Lumber Products_Existing_Process_Natural Gas_Process Boiler_E8 | F4 | Industrial | Wood and Lumber Products | Existing | Process | Natural Gas | Process Boiler | E8 | PCT BC Ratio | 0 | 0 | 0 | 0 | 0 | 0 | 0 | 0 | 0 | 0 | 0 | 0 | 0 | 0 | 0 | 0 | 0 | 0 | 0 | 0 | 0 | 0 | 0 | 0 | 0 | 0 | 0 | 0 | 0 | 0
F4_Industrial_Wood and Lumber Products_Existing_Process_Natural Gas_Process Boiler_E9 | F4 | Industrial | Wood and Lumber Products | Existing | Process | Natural Gas | Process Boiler | E9 | PCT BC Ratio | 0 | 0 | 0 | 0 | 0 | 0 | 0 | 0 | 0 | 0 | 0 | 0 | 0 | 0 | 0 | 0 | 0 | 0 | 0 | 0 | 0 | 0 | 0 | 0 | 0 | 0 | 0 | 0 | 0 | 0
F4_Industrial_Wood and Lumber Products_Existing_Process_Natural Gas_Process Boiler_E10 | F4 | Industrial | Wood and Lumber Products | Existing | Process | Natural Gas | Process Boiler | E10 | PCT BC Ratio | 0 | 0 | 0 | 0 | 0 | 0 | 0 | 0 | 0 | 0 | 0 | 0 | 0 | 0 | 0 | 0 | 0 | 0 | 0 | 0 | 0 | 0 | 0 | 0 | 0 | 0 | 0 | 0 | 0 | 0
F5_Industrial_Wood and Lumber Products_Existing_Process_Natural Gas_Process Boiler_E1 | F5 | Industrial | Wood and Lumber Products | Existing | Process | Natural Gas | Process Boiler | E1 | RIM BC Ratio | 0.9 | 0.9 | 0.9 | 0.9 | 0.9 | 0.9 | 0.9 | 0.9 | 0.9 | 0.9 | 0.9 | 0.9 | 0.9 | 0.9 | 0.9 | 0.9 | 0.9 | 0.9 | 0.9 | 0.9 | 0.9 | 0.9 | 0 | 0 | 0 | 0 | 0 | 0 | 0 | 0
F5_Industrial_Wood and Lumber Products_Existing_Process_Natural Gas_Process Boiler_E2 | F5 | Industrial | Wood and Lumber Products | Existing | Process | Natural Gas | Process Boiler | E2 | RIM BC Ratio | 0 | 0 | 0 | 0 | 0 | 0 | 0 | 0 | 0 | 0 | 0 | 0 | 0 | 0 | 0 | 0 | 0 | 0 | 0 | 0 | 0 | 0 | 0 | 0 | 0 | 0 | 0 | 0 | 0 | 0
F5_Industrial_Wood and Lumber Products_Existing_Process_Natural Gas_Process Boiler_E3 | F5 | Industrial | Wood and Lumber Products | Existing | Process | Natural Gas | Process Boiler | E3 | RIM BC Ratio | 0 | 0 | 0 | 0 | 0 | 0 | 0 | 0 | 0 | 0 | 0 | 0 | 0 | 0 | 0 | 0 | 0 | 0 | 0 | 0 | 0 | 0 | 0 | 0 | 0 | 0 | 0 | 0 | 0 | 0
F5_Industrial_Wood and Lumber Products_Existing_Process_Natural Gas_Process Boiler_E4 | F5 | Industrial | Wood and Lumber Products | Existing | Process | Natural Gas | Process Boiler | E4 | RIM BC Ratio | 0 | 0 | 0 | 0 | 0 | 0 | 0 | 0 | 0 | 0 | 0 | 0 | 0 | 0 | 0 | 0 | 0 | 0 | 0 | 0 | 0 | 0 | 0 | 0 | 0 | 0 | 0 | 0 | 0 | 0
F5_Industrial_Wood and Lumber Products_Existing_Process_Natural Gas_Process Boiler_E5 | F5 | Industrial | Wood and Lumber Products | Existing | Process | Natural Gas | Process Boiler | E5 | RIM BC Ratio | 0 | 0 | 0 | 0 | 0 | 0 | 0 | 0 | 0 | 0 | 0 | 0 | 0 | 0 | 0 | 0 | 0 | 0 | 0 | 0 | 0 | 0 | 0 | 0 | 0 | 0 | 0 | 0 | 0 | 0
F5_Industrial_Wood and Lumber Products_Existing_Process_Natural Gas_Process Boiler_E6 | F5 | Industrial | Wood and Lumber Products | Existing | Process | Natural Gas | Process Boiler | E6 | RIM BC Ratio | 0 | 0 | 0 | 0 | 0 | 0 | 0 | 0 | 0 | 0 | 0 | 0 | 0 | 0 | 0 | 0 | 0 | 0 | 0 | 0 | 0 | 0 | 0 | 0 | 0 | 0 | 0 | 0 | 0 | 0
F5_Industrial_Wood and Lumber Products_Existing_Process_Natural Gas_Process Boiler_E7 | F5 | Industrial | Wood and Lumber Products | Existing | Process | Natural Gas | Process Boiler | E7 | RIM BC Ratio | 0 | 0 | 0 | 0 | 0 | 0 | 0 | 0 | 0 | 0 | 0 | 0 | 0 | 0 | 0 | 0 | 0 | 0 | 0 | 0 | 0 | 0 | 0 | 0 | 0 | 0 | 0 | 0 | 0 | 0
F5_Industrial_Wood and Lumber Products_Existing_Process_Natural Gas_Process Boiler_E8 | F5 | Industrial | Wood and Lumber Products | Existing | Process | Natural Gas | Process Boiler | E8 | RIM BC Ratio | 0 | 0 | 0 | 0 | 0 | 0 | 0 | 0 | 0 | 0 | 0 | 0 | 0 | 0 | 0 | 0 | 0 | 0 | 0 | 0 | 0 | 0 | 0 | 0 | 0 | 0 | 0 | 0 | 0 | 0
F5_Industrial_Wood and Lumber Products_Existing_Process_Natural Gas_Process Boiler_E9 | F5 | Industrial | Wood and Lumber Products | Existing | Process | Natural Gas | Process Boiler | E9 | RIM BC Ratio | 0 | 0 | 0 | 0 | 0 | 0 | 0 | 0 | 0 | 0 | 0 | 0 | 0 | 0 | 0 | 0 | 0 | 0 | 0 | 0 | 0 | 0 | 0 | 0 | 0 | 0 | 0 | 0 | 0 | 0
F5_Industrial_Wood and Lumber Products_Existing_Process_Natural Gas_Process Boiler_E10 | F5 | Industrial | Wood and Lumber Products | Existing | Process | Natural Gas | Process Boiler | E10 | RIM BC Ratio | 0 | 0 | 0 | 0 | 0 | 0 | 0 | 0 | 0 | 0 | 0 | 0 | 0 | 0 | 0 | 0 | 0 | 0 | 0 | 0 | 0 | 0 | 0 | 0 | 0 | 0 | 0 | 0 | 0 | 0
F0_Industrial_Wood and Lumber Products_Existing_Process_Natural Gas_Process Heating_E0 | F0 | Industrial | Wood and Lumber Products | Existing | Process | Natural Gas | Process Heating | E0 | Economic Unit | Standard | Standard | Standard | Standard | Standard | Standard | Standard | Standard | Standard | Standard | Standard | Standard | Standard | Standard | Standard | Standard | Standard | Standard | Standard | Standard | Standard | Standard | 0 | 0 | 0 | 0 | 0 | 0 | 0 | 0
F1_Industrial_Wood and Lumber Products_Existing_Process_Natural Gas_Process Heating_E1 | F1 | Industrial | Wood and Lumber Products | Existing | Process | Natural Gas | Process Heating | E1 | CCE | 0 | 0 | 0 | 0 | 0 | 0 | 0 | 0 | 0 | 0 | 0 | 0 | 0 | 0 | 0 | 0 | 0 | 0 | 0 | 0 | 0 | 0 | 0 | 0 | 0 | 0 | 0 | 0 | 0 | 0
F1_Industrial_Wood and Lumber Products_Existing_Process_Natural Gas_Process Heating_E2 | F1 | Industrial | Wood and Lumber Products | Existing | Process | Natural Gas | Process Heating | E2 | CCE | 0 | 0 | 0 | 0 | 0 | 0 | 0 | 0 | 0 | 0 | 0 | 0 | 0 | 0 | 0 | 0 | 0 | 0 | 0 | 0 | 0 | 0 | 0 | 0 | 0 | 0 | 0 | 0 | 0 | 0
F1_Industrial_Wood and Lumber Products_Existing_Process_Natural Gas_Process Heating_E3 | F1 | Industrial | Wood and Lumber Products | Existing | Process | Natural Gas | Process Heating | E3 | CCE | 0 | 0 | 0 | 0 | 0 | 0 | 0 | 0 | 0 | 0 | 0 | 0 | 0 | 0 | 0 | 0 | 0 | 0 | 0 | 0 | 0 | 0 | 0 | 0 | 0 | 0 | 0 | 0 | 0 | 0
F1_Industrial_Wood and Lumber Products_Existing_Process_Natural Gas_Process Heating_E4 | F1 | Industrial | Wood and Lumber Products | Existing | Process | Natural Gas | Process Heating | E4 | CCE | 0 | 0 | 0 | 0 | 0 | 0 | 0 | 0 | 0 | 0 | 0 | 0 | 0 | 0 | 0 | 0 | 0 | 0 | 0 | 0 | 0 | 0 | 0 | 0 | 0 | 0 | 0 | 0 | 0 | 0
F1_Industrial_Wood and Lumber Products_Existing_Process_Natural Gas_Process Heating_E5 | F1 | Industrial | Wood and Lumber Products | Existing | Process | Natural Gas | Process Heating | E5 | CCE | 0 | 0 | 0 | 0 | 0 | 0 | 0 | 0 | 0 | 0 | 0 | 0 | 0 | 0 | 0 | 0 | 0 | 0 | 0 | 0 | 0 | 0 | 0 | 0 | 0 | 0 | 0 | 0 | 0 | 0
F1_Industrial_Wood and Lumber Products_Existing_Process_Natural Gas_Process Heating_E6 | F1 | Industrial | Wood and Lumber Products | Existing | Process | Natural Gas | Process Heating | E6 | CCE | 0 | 0 | 0 | 0 | 0 | 0 | 0 | 0 | 0 | 0 | 0 | 0 | 0 | 0 | 0 | 0 | 0 | 0 | 0 | 0 | 0 | 0 | 0 | 0 | 0 | 0 | 0 | 0 | 0 | 0
F1_Industrial_Wood and Lumber Products_Existing_Process_Natural Gas_Process Heating_E7 | F1 | Industrial | Wood and Lumber Products | Existing | Process | Natural Gas | Process Heating | E7 | CCE | 0 | 0 | 0 | 0 | 0 | 0 | 0 | 0 | 0 | 0 | 0 | 0 | 0 | 0 | 0 | 0 | 0 | 0 | 0 | 0 | 0 | 0 | 0 | 0 | 0 | 0 | 0 | 0 | 0 | 0
F1_Industrial_Wood and Lumber Products_Existing_Process_Natural Gas_Process Heating_E8 | F1 | Industrial | Wood and Lumber Products | Existing | Process | Natural Gas | Process Heating | E8 | CCE | 0 | 0 | 0 | 0 | 0 | 0 | 0 | 0 | 0 | 0 | 0 | 0 | 0 | 0 | 0 | 0 | 0 | 0 | 0 | 0 | 0 | 0 | 0 | 0 | 0 | 0 | 0 | 0 | 0 | 0
F1_Industrial_Wood and Lumber Products_Existing_Process_Natural Gas_Process Heating_E9 | F1 | Industrial | Wood and Lumber Products | Existing | Process | Natural Gas | Process Heating | E9 | CCE | 0 | 0 | 0 | 0 | 0 | 0 | 0 | 0 | 0 | 0 | 0 | 0 | 0 | 0 | 0 | 0 | 0 | 0 | 0 | 0 | 0 | 0 | 0 | 0 | 0 | 0 | 0 | 0 | 0 | 0
F1_Industrial_Wood and Lumber Products_Existing_Process_Natural Gas_Process Heating_E10 | F1 | Industrial | Wood and Lumber Products | Existing | Process | Natural Gas | Process Heating | E10 | CCE | 0 | 0 | 0 | 0 | 0 | 0 | 0 | 0 | 0 | 0 | 0 | 0 | 0 | 0 | 0 | 0 | 0 | 0 | 0 | 0 | 0 | 0 | 0 | 0 | 0 | 0 | 0 | 0 | 0 | 0
F2_Industrial_Wood and Lumber Products_Existing_Process_Natural Gas_Process Heating_E1 | F2 | Industrial | Wood and Lumber Products | Existing | Process | Natural Gas | Process Heating | E1 | TRC BC Ratio | 0.9 | 0.9 | 0.9 | 0.9 | 0.9 | 0.9 | 0.9 | 0.9 | 0.9 | 0.9 | 0.9 | 0.9 | 0.9 | 0.9 | 0.9 | 0.9 | 0.9 | 0.9 | 0.9 | 0.9 | 0.9 | 0.9 | 0 | 0 | 0 | 0 | 0 | 0 | 0 | 0
F2_Industrial_Wood and Lumber Products_Existing_Process_Natural Gas_Process Heating_E2 | F2 | Industrial | Wood and Lumber Products | Existing | Process | Natural Gas | Process Heating | E2 | TRC BC Ratio | 0 | 0 | 0 | 0 | 0 | 0 | 0 | 0 | 0 | 0 | 0 | 0 | 0 | 0 | 0 | 0 | 0 | 0 | 0 | 0 | 0 | 0 | 0 | 0 | 0 | 0 | 0 | 0 | 0 | 0
F2_Industrial_Wood and Lumber Products_Existing_Process_Natural Gas_Process Heating_E3 | F2 | Industrial | Wood and Lumber Products | Existing | Process | Natural Gas | Process Heating | E3 | TRC BC Ratio | 0 | 0 | 0 | 0 | 0 | 0 | 0 | 0 | 0 | 0 | 0 | 0 | 0 | 0 | 0 | 0 | 0 | 0 | 0 | 0 | 0 | 0 | 0 | 0 | 0 | 0 | 0 | 0 | 0 | 0
F2_Industrial_Wood and Lumber Products_Existing_Process_Natural Gas_Process Heating_E4 | F2 | Industrial | Wood and Lumber Products | Existing | Process | Natural Gas | Process Heating | E4 | TRC BC Ratio | 0 | 0 | 0 | 0 | 0 | 0 | 0 | 0 | 0 | 0 | 0 | 0 | 0 | 0 | 0 | 0 | 0 | 0 | 0 | 0 | 0 | 0 | 0 | 0 | 0 | 0 | 0 | 0 | 0 | 0
F2_Industrial_Wood and Lumber Products_Existing_Process_Natural Gas_Process Heating_E5 | F2 | Industrial | Wood and Lumber Products | Existing | Process | Natural Gas | Process Heating | E5 | TRC BC Ratio | 0 | 0 | 0 | 0 | 0 | 0 | 0 | 0 | 0 | 0 | 0 | 0 | 0 | 0 | 0 | 0 | 0 | 0 | 0 | 0 | 0 | 0 | 0 | 0 | 0 | 0 | 0 | 0 | 0 | 0
F2_Industrial_Wood and Lumber Products_Existing_Process_Natural Gas_Process Heating_E6 | F2 | Industrial | Wood and Lumber Products | Existing | Process | Natural Gas | Process Heating | E6 | TRC BC Ratio | 0 | 0 | 0 | 0 | 0 | 0 | 0 | 0 | 0 | 0 | 0 | 0 | 0 | 0 | 0 | 0 | 0 | 0 | 0 | 0 | 0 | 0 | 0 | 0 | 0 | 0 | 0 | 0 | 0 | 0
F2_Industrial_Wood and Lumber Products_Existing_Process_Natural Gas_Process Heating_E7 | F2 | Industrial | Wood and Lumber Products | Existing | Process | Natural Gas | Process Heating | E7 | TRC BC Ratio | 0 | 0 | 0 | 0 | 0 | 0 | 0 | 0 | 0 | 0 | 0 | 0 | 0 | 0 | 0 | 0 | 0 | 0 | 0 | 0 | 0 | 0 | 0 | 0 | 0 | 0 | 0 | 0 | 0 | 0
F2_Industrial_Wood and Lumber Products_Existing_Process_Natural Gas_Process Heating_E8 | F2 | Industrial | Wood and Lumber Products | Existing | Process | Natural Gas | Process Heating | E8 | TRC BC Ratio | 0 | 0 | 0 | 0 | 0 | 0 | 0 | 0 | 0 | 0 | 0 | 0 | 0 | 0 | 0 | 0 | 0 | 0 | 0 | 0 | 0 | 0 | 0 | 0 | 0 | 0 | 0 | 0 | 0 | 0
F2_Industrial_Wood and Lumber Products_Existing_Process_Natural Gas_Process Heating_E9 | F2 | Industrial | Wood and Lumber Products | Existing | Process | Natural Gas | Process Heating | E9 | TRC BC Ratio | 0 | 0 | 0 | 0 | 0 | 0 | 0 | 0 | 0 | 0 | 0 | 0 | 0 | 0 | 0 | 0 | 0 | 0 | 0 | 0 | 0 | 0 | 0 | 0 | 0 | 0 | 0 | 0 | 0 | 0
F2_Industrial_Wood and Lumber Products_Existing_Process_Natural Gas_Process Heating_E10 | F2 | Industrial | Wood and Lumber Products | Existing | Process | Natural Gas | Process Heating | E10 | TRC BC Ratio | 0 | 0 | 0 | 0 | 0 | 0 | 0 | 0 | 0 | 0 | 0 | 0 | 0 | 0 | 0 | 0 | 0 | 0 | 0 | 0 | 0 | 0 | 0 | 0 | 0 | 0 | 0 | 0 | 0 | 0
F3_Industrial_Wood and Lumber Products_Existing_Process_Natural Gas_Process Heating_E1 | F3 | Industrial | Wood and Lumber Products | Existing | Process | Natural Gas | Process Heating | E1 | PACT BC Ratio | 0.9 | 0.9 | 0.9 | 0.9 | 0.9 | 0.9 | 0.9 | 0.9 | 0.9 | 0.9 | 0.9 | 0.9 | 0.9 | 0.9 | 0.9 | 0.9 | 0.9 | 0.9 | 0.9 | 0.9 | 0.9 | 0.9 | 0 | 0 | 0 | 0 | 0 | 0 | 0 | 0
F3_Industrial_Wood and Lumber Products_Existing_Process_Natural Gas_Process Heating_E2 | F3 | Industrial | Wood and Lumber Products | Existing | Process | Natural Gas | Process Heating | E2 | PACT BC Ratio | 0 | 0 | 0 | 0 | 0 | 0 | 0 | 0 | 0 | 0 | 0 | 0 | 0 | 0 | 0 | 0 | 0 | 0 | 0 | 0 | 0 | 0 | 0 | 0 | 0 | 0 | 0 | 0 | 0 | 0
F3_Industrial_Wood and Lumber Products_Existing_Process_Natural Gas_Process Heating_E3 | F3 | Industrial | Wood and Lumber Products | Existing | Process | Natural Gas | Process Heating | E3 | PACT BC Ratio | 0 | 0 | 0 | 0 | 0 | 0 | 0 | 0 | 0 | 0 | 0 | 0 | 0 | 0 | 0 | 0 | 0 | 0 | 0 | 0 | 0 | 0 | 0 | 0 | 0 | 0 | 0 | 0 | 0 | 0
F3_Industrial_Wood and Lumber Products_Existing_Process_Natural Gas_Process Heating_E4 | F3 | Industrial | Wood and Lumber Products | Existing | Process | Natural Gas | Process Heating | E4 | PACT BC Ratio | 0 | 0 | 0 | 0 | 0 | 0 | 0 | 0 | 0 | 0 | 0 | 0 | 0 | 0 | 0 | 0 | 0 | 0 | 0 | 0 | 0 | 0 | 0 | 0 | 0 | 0 | 0 | 0 | 0 | 0
F3_Industrial_Wood and Lumber Products_Existing_Process_Natural Gas_Process Heating_E5 | F3 | Industrial | Wood and Lumber Products | Existing | Process | Natural Gas | Process Heating | E5 | PACT BC Ratio | 0 | 0 | 0 | 0 | 0 | 0 | 0 | 0 | 0 | 0 | 0 | 0 | 0 | 0 | 0 | 0 | 0 | 0 | 0 | 0 | 0 | 0 | 0 | 0 | 0 | 0 | 0 | 0 | 0 | 0
F3_Industrial_Wood and Lumber Products_Existing_Process_Natural Gas_Process Heating_E6 | F3 | Industrial | Wood and Lumber Products | Existing | Process | Natural Gas | Process Heating | E6 | PACT BC Ratio | 0 | 0 | 0 | 0 | 0 | 0 | 0 | 0 | 0 | 0 | 0 | 0 | 0 | 0 | 0 | 0 | 0 | 0 | 0 | 0 | 0 | 0 | 0 | 0 | 0 | 0 | 0 | 0 | 0 | 0
F3_Industrial_Wood and Lumber Products_Existing_Process_Natural Gas_Process Heating_E7 | F3 | Industrial | Wood and Lumber Products | Existing | Process | Natural Gas | Process Heating | E7 | PACT BC Ratio | 0 | 0 | 0 | 0 | 0 | 0 | 0 | 0 | 0 | 0 | 0 | 0 | 0 | 0 | 0 | 0 | 0 | 0 | 0 | 0 | 0 | 0 | 0 | 0 | 0 | 0 | 0 | 0 | 0 | 0
F3_Industrial_Wood and Lumber Products_Existing_Process_Natural Gas_Process Heating_E8 | F3 | Industrial | Wood and Lumber Products | Existing | Process | Natural Gas | Process Heating | E8 | PACT BC Ratio | 0 | 0 | 0 | 0 | 0 | 0 | 0 | 0 | 0 | 0 | 0 | 0 | 0 | 0 | 0 | 0 | 0 | 0 | 0 | 0 | 0 | 0 | 0 | 0 | 0 | 0 | 0 | 0 | 0 | 0
F3_Industrial_Wood and Lumber Products_Existing_Process_Natural Gas_Process Heating_E9 | F3 | Industrial | Wood and Lumber Products | Existing | Process | Natural Gas | Process Heating | E9 | PACT BC Ratio | 0 | 0 | 0 | 0 | 0 | 0 | 0 | 0 | 0 | 0 | 0 | 0 | 0 | 0 | 0 | 0 | 0 | 0 | 0 | 0 | 0 | 0 | 0 | 0 | 0 | 0 | 0 | 0 | 0 | 0
F3_Industrial_Wood and Lumber Products_Existing_Process_Natural Gas_Process Heating_E10 | F3 | Industrial | Wood and Lumber Products | Existing | Process | Natural Gas | Process Heating | E10 | PACT BC Ratio | 0 | 0 | 0 | 0 | 0 | 0 | 0 | 0 | 0 | 0 | 0 | 0 | 0 | 0 | 0 | 0 | 0 | 0 | 0 | 0 | 0 | 0 | 0 | 0 | 0 | 0 | 0 | 0 | 0 | 0
F4_Industrial_Wood and Lumber Products_Existing_Process_Natural Gas_Process Heating_E1 | F4 | Industrial | Wood and Lumber Products | Existing | Process | Natural Gas | Process Heating | E1 | PCT BC Ratio | 0.9 | 0.9 | 0.9 | 0.9 | 0.9 | 0.9 | 0.9 | 0.9 | 0.9 | 0.9 | 0.9 | 0.9 | 0.9 | 0.9 | 0.9 | 0.9 | 0.9 | 0.9 | 0.9 | 0.9 | 0.9 | 0.9 | 0 | 0 | 0 | 0 | 0 | 0 | 0 | 0
F4_Industrial_Wood and Lumber Products_Existing_Process_Natural Gas_Process Heating_E2 | F4 | Industrial | Wood and Lumber Products | Existing | Process | Natural Gas | Process Heating | E2 | PCT BC Ratio | 0 | 0 | 0 | 0 | 0 | 0 | 0 | 0 | 0 | 0 | 0 | 0 | 0 | 0 | 0 | 0 | 0 | 0 | 0 | 0 | 0 | 0 | 0 | 0 | 0 | 0 | 0 | 0 | 0 | 0
F4_Industrial_Wood and Lumber Products_Existing_Process_Natural Gas_Process Heating_E3 | F4 | Industrial | Wood and Lumber Products | Existing | Process | Natural Gas | Process Heating | E3 | PCT BC Ratio | 0 | 0 | 0 | 0 | 0 | 0 | 0 | 0 | 0 | 0 | 0 | 0 | 0 | 0 | 0 | 0 | 0 | 0 | 0 | 0 | 0 | 0 | 0 | 0 | 0 | 0 | 0 | 0 | 0 | 0
F4_Industrial_Wood and Lumber Products_Existing_Process_Natural Gas_Process Heating_E4 | F4 | Industrial | Wood and Lumber Products | Existing | Process | Natural Gas | Process Heating | E4 | PCT BC Ratio | 0 | 0 | 0 | 0 | 0 | 0 | 0 | 0 | 0 | 0 | 0 | 0 | 0 | 0 | 0 | 0 | 0 | 0 | 0 | 0 | 0 | 0 | 0 | 0 | 0 | 0 | 0 | 0 | 0 | 0
F4_Industrial_Wood and Lumber Products_Existing_Process_Natural Gas_Process Heating_E5 | F4 | Industrial | Wood and Lumber Products | Existing | Process | Natural Gas | Process Heating | E5 | PCT BC Ratio | 0 | 0 | 0 | 0 | 0 | 0 | 0 | 0 | 0 | 0 | 0 | 0 | 0 | 0 | 0 | 0 | 0 | 0 | 0 | 0 | 0 | 0 | 0 | 0 | 0 | 0 | 0 | 0 | 0 | 0
F4_Industrial_Wood and Lumber Products_Existing_Process_Natural Gas_Process Heating_E6 | F4 | Industrial | Wood and Lumber Products | Existing | Process | Natural Gas | Process Heating | E6 | PCT BC Ratio | 0 | 0 | 0 | 0 | 0 | 0 | 0 | 0 | 0 | 0 | 0 | 0 | 0 | 0 | 0 | 0 | 0 | 0 | 0 | 0 | 0 | 0 | 0 | 0 | 0 | 0 | 0 | 0 | 0 | 0
F4_Industrial_Wood and Lumber Products_Existing_Process_Natural Gas_Process Heating_E7 | F4 | Industrial | Wood and Lumber Products | Existing | Process | Natural Gas | Process Heating | E7 | PCT BC Ratio | 0 | 0 | 0 | 0 | 0 | 0 | 0 | 0 | 0 | 0 | 0 | 0 | 0 | 0 | 0 | 0 | 0 | 0 | 0 | 0 | 0 | 0 | 0 | 0 | 0 | 0 | 0 | 0 | 0 | 0
F4_Industrial_Wood and Lumber Products_Existing_Process_Natural Gas_Process Heating_E8 | F4 | Industrial | Wood and Lumber Products | Existing | Process | Natural Gas | Process Heating | E8 | PCT BC Ratio | 0 | 0 | 0 | 0 | 0 | 0 | 0 | 0 | 0 | 0 | 0 | 0 | 0 | 0 | 0 | 0 | 0 | 0 | 0 | 0 | 0 | 0 | 0 | 0 | 0 | 0 | 0 | 0 | 0 | 0
F4_Industrial_Wood and Lumber Products_Existing_Process_Natural Gas_Process Heating_E9 | F4 | Industrial | Wood and Lumber Products | Existing | Process | Natural Gas | Process Heating | E9 | PCT BC Ratio | 0 | 0 | 0 | 0 | 0 | 0 | 0 | 0 | 0 | 0 | 0 | 0 | 0 | 0 | 0 | 0 | 0 | 0 | 0 | 0 | 0 | 0 | 0 | 0 | 0 | 0 | 0 | 0 | 0 | 0
F4_Industrial_Wood and Lumber Products_Existing_Process_Natural Gas_Process Heating_E10 | F4 | Industrial | Wood and Lumber Products | Existing | Process | Natural Gas | Process Heating | E10 | PCT BC Ratio | 0 | 0 | 0 | 0 | 0 | 0 | 0 | 0 | 0 | 0 | 0 | 0 | 0 | 0 | 0 | 0 | 0 | 0 | 0 | 0 | 0 | 0 | 0 | 0 | 0 | 0 | 0 | 0 | 0 | 0
F5_Industrial_Wood and Lumber Products_Existing_Process_Natural Gas_Process Heating_E1 | F5 | Industrial | Wood and Lumber Products | Existing | Process | Natural Gas | Process Heating | E1 | RIM BC Ratio | 0.9 | 0.9 | 0.9 | 0.9 | 0.9 | 0.9 | 0.9 | 0.9 | 0.9 | 0.9 | 0.9 | 0.9 | 0.9 | 0.9 | 0.9 | 0.9 | 0.9 | 0.9 | 0.9 | 0.9 | 0.9 | 0.9 | 0 | 0 | 0 | 0 | 0 | 0 | 0 | 0
F5_Industrial_Wood and Lumber Products_Existing_Process_Natural Gas_Process Heating_E2 | F5 | Industrial | Wood and Lumber Products | Existing | Process | Natural Gas | Process Heating | E2 | RIM BC Ratio | 0 | 0 | 0 | 0 | 0 | 0 | 0 | 0 | 0 | 0 | 0 | 0 | 0 | 0 | 0 | 0 | 0 | 0 | 0 | 0 | 0 | 0 | 0 | 0 | 0 | 0 | 0 | 0 | 0 | 0
F5_Industrial_Wood and Lumber Products_Existing_Process_Natural Gas_Process Heating_E3 | F5 | Industrial | Wood and Lumber Products | Existing | Process | Natural Gas | Process Heating | E3 | RIM BC Ratio | 0 | 0 | 0 | 0 | 0 | 0 | 0 | 0 | 0 | 0 | 0 | 0 | 0 | 0 | 0 | 0 | 0 | 0 | 0 | 0 | 0 | 0 | 0 | 0 | 0 | 0 | 0 | 0 | 0 | 0
F5_Industrial_Wood and Lumber Products_Existing_Process_Natural Gas_Process Heating_E4 | F5 | Industrial | Wood and Lumber Products | Existing | Process | Natural Gas | Process Heating | E4 | RIM BC Ratio | 0 | 0 | 0 | 0 | 0 | 0 | 0 | 0 | 0 | 0 | 0 | 0 | 0 | 0 | 0 | 0 | 0 | 0 | 0 | 0 | 0 | 0 | 0 | 0 | 0 | 0 | 0 | 0 | 0 | 0
F5_Industrial_Wood and Lumber Products_Existing_Process_Natural Gas_Process Heating_E5 | F5 | Industrial | Wood and Lumber Products | Existing | Process | Natural Gas | Process Heating | E5 | RIM BC Ratio | 0 | 0 | 0 | 0 | 0 | 0 | 0 | 0 | 0 | 0 | 0 | 0 | 0 | 0 | 0 | 0 | 0 | 0 | 0 | 0 | 0 | 0 | 0 | 0 | 0 | 0 | 0 | 0 | 0 | 0
F5_Industrial_Wood and Lumber Products_Existing_Process_Natural Gas_Process Heating_E6 | F5 | Industrial | Wood and Lumber Products | Existing | Process | Natural Gas | Process Heating | E6 | RIM BC Ratio | 0 | 0 | 0 | 0 | 0 | 0 | 0 | 0 | 0 | 0 | 0 | 0 | 0 | 0 | 0 | 0 | 0 | 0 | 0 | 0 | 0 | 0 | 0 | 0 | 0 | 0 | 0 | 0 | 0 | 0
F5_Industrial_Wood and Lumber Products_Existing_Process_Natural Gas_Process Heating_E7 | F5 | Industrial | Wood and Lumber Products | Existing | Process | Natural Gas | Process Heating | E7 | RIM BC Ratio | 0 | 0 | 0 | 0 | 0 | 0 | 0 | 0 | 0 | 0 | 0 | 0 | 0 | 0 | 0 | 0 | 0 | 0 | 0 | 0 | 0 | 0 | 0 | 0 | 0 | 0 | 0 | 0 | 0 | 0
F5_Industrial_Wood and Lumber Products_Existing_Process_Natural Gas_Process Heating_E8 | F5 | Industrial | Wood and Lumber Products | Existing | Process | Natural Gas | Process Heating | E8 | RIM BC Ratio | 0 | 0 | 0 | 0 | 0 | 0 | 0 | 0 | 0 | 0 | 0 | 0 | 0 | 0 | 0 | 0 | 0 | 0 | 0 | 0 | 0 | 0 | 0 | 0 | 0 | 0 | 0 | 0 | 0 | 0
F5_Industrial_Wood and Lumber Products_Existing_Process_Natural Gas_Process Heating_E9 | F5 | Industrial | Wood and Lumber Products | Existing | Process | Natural Gas | Process Heating | E9 | RIM BC Ratio | 0 | 0 | 0 | 0 | 0 | 0 | 0 | 0 | 0 | 0 | 0 | 0 | 0 | 0 | 0 | 0 | 0 | 0 | 0 | 0 | 0 | 0 | 0 | 0 | 0 | 0 | 0 | 0 | 0 | 0
F5_Industrial_Wood and Lumber Products_Existing_Process_Natural Gas_Process Heating_E10 | F5 | Industrial | Wood and Lumber Products | Existing | Process | Natural Gas | Process Heating | E10 | RIM BC Ratio | 0 | 0 | 0 | 0 | 0 | 0 | 0 | 0 | 0 | 0 | 0 | 0 | 0 | 0 | 0 | 0 | 0 | 0 | 0 | 0 | 0 | 0 | 0 | 0 | 0 | 0 | 0 | 0 | 0 | 0
F0_Industrial_Wood and Lumber Products_Existing_Process_Natural Gas_Process Cooling_E0 | F0 | Industrial | Wood and Lumber Products | Existing | Process | Natural Gas | Process Cooling | E0 | Economic Unit | Standard | Standard | Standard | Standard | Standard | Standard | Standard | Standard | Standard | Standard | Standard | Standard | Standard | Standard | Standard | Standard | Standard | Standard | Standard | Standard | Standard | Standard | 0 | 0 | 0 | 0 | 0 | 0 | 0 | 0
F1_Industrial_Wood and Lumber Products_Existing_Process_Natural Gas_Process Cooling_E1 | F1 | Industrial | Wood and Lumber Products | Existing | Process | Natural Gas | Process Cooling | E1 | CCE | 0 | 0 | 0 | 0 | 0 | 0 | 0 | 0 | 0 | 0 | 0 | 0 | 0 | 0 | 0 | 0 | 0 | 0 | 0 | 0 | 0 | 0 | 0 | 0 | 0 | 0 | 0 | 0 | 0 | 0
F1_Industrial_Wood and Lumber Products_Existing_Process_Natural Gas_Process Cooling_E2 | F1 | Industrial | Wood and Lumber Products | Existing | Process | Natural Gas | Process Cooling | E2 | CCE | 0 | 0 | 0 | 0 | 0 | 0 | 0 | 0 | 0 | 0 | 0 | 0 | 0 | 0 | 0 | 0 | 0 | 0 | 0 | 0 | 0 | 0 | 0 | 0 | 0 | 0 | 0 | 0 | 0 | 0
F1_Industrial_Wood and Lumber Products_Existing_Process_Natural Gas_Process Cooling_E3 | F1 | Industrial | Wood and Lumber Products | Existing | Process | Natural Gas | Process Cooling | E3 | CCE | 0 | 0 | 0 | 0 | 0 | 0 | 0 | 0 | 0 | 0 | 0 | 0 | 0 | 0 | 0 | 0 | 0 | 0 | 0 | 0 | 0 | 0 | 0 | 0 | 0 | 0 | 0 | 0 | 0 | 0
F1_Industrial_Wood and Lumber Products_Existing_Process_Natural Gas_Process Cooling_E4 | F1 | Industrial | Wood and Lumber Products | Existing | Process | Natural Gas | Process Cooling | E4 | CCE | 0 | 0 | 0 | 0 | 0 | 0 | 0 | 0 | 0 | 0 | 0 | 0 | 0 | 0 | 0 | 0 | 0 | 0 | 0 | 0 | 0 | 0 | 0 | 0 | 0 | 0 | 0 | 0 | 0 | 0
F1_Industrial_Wood and Lumber Products_Existing_Process_Natural Gas_Process Cooling_E5 | F1 | Industrial | Wood and Lumber Products | Existing | Process | Natural Gas | Process Cooling | E5 | CCE | 0 | 0 | 0 | 0 | 0 | 0 | 0 | 0 | 0 | 0 | 0 | 0 | 0 | 0 | 0 | 0 | 0 | 0 | 0 | 0 | 0 | 0 | 0 | 0 | 0 | 0 | 0 | 0 | 0 | 0
F1_Industrial_Wood and Lumber Products_Existing_Process_Natural Gas_Process Cooling_E6 | F1 | Industrial | Wood and Lumber Products | Existing | Process | Natural Gas | Process Cooling | E6 | CCE | 0 | 0 | 0 | 0 | 0 | 0 | 0 | 0 | 0 | 0 | 0 | 0 | 0 | 0 | 0 | 0 | 0 | 0 | 0 | 0 | 0 | 0 | 0 | 0 | 0 | 0 | 0 | 0 | 0 | 0
F1_Industrial_Wood and Lumber Products_Existing_Process_Natural Gas_Process Cooling_E7 | F1 | Industrial | Wood and Lumber Products | Existing | Process | Natural Gas | Process Cooling | E7 | CCE | 0 | 0 | 0 | 0 | 0 | 0 | 0 | 0 | 0 | 0 | 0 | 0 | 0 | 0 | 0 | 0 | 0 | 0 | 0 | 0 | 0 | 0 | 0 | 0 | 0 | 0 | 0 | 0 | 0 | 0
F1_Industrial_Wood and Lumber Products_Existing_Process_Natural Gas_Process Cooling_E8 | F1 | Industrial | Wood and Lumber Products | Existing | Process | Natural Gas | Process Cooling | E8 | CCE | 0 | 0 | 0 | 0 | 0 | 0 | 0 | 0 | 0 | 0 | 0 | 0 | 0 | 0 | 0 | 0 | 0 | 0 | 0 | 0 | 0 | 0 | 0 | 0 | 0 | 0 | 0 | 0 | 0 | 0
F1_Industrial_Wood and Lumber Products_Existing_Process_Natural Gas_Process Cooling_E9 | F1 | Industrial | Wood and Lumber Products | Existing | Process | Natural Gas | Process Cooling | E9 | CCE | 0 | 0 | 0 | 0 | 0 | 0 | 0 | 0 | 0 | 0 | 0 | 0 | 0 | 0 | 0 | 0 | 0 | 0 | 0 | 0 | 0 | 0 | 0 | 0 | 0 | 0 | 0 | 0 | 0 | 0
F1_Industrial_Wood and Lumber Products_Existing_Process_Natural Gas_Process Cooling_E10 | F1 | Industrial | Wood and Lumber Products | Existing | Process | Natural Gas | Process Cooling | E10 | CCE | 0 | 0 | 0 | 0 | 0 | 0 | 0 | 0 | 0 | 0 | 0 | 0 | 0 | 0 | 0 | 0 | 0 | 0 | 0 | 0 | 0 | 0 | 0 | 0 | 0 | 0 | 0 | 0 | 0 | 0
F2_Industrial_Wood and Lumber Products_Existing_Process_Natural Gas_Process Cooling_E1 | F2 | Industrial | Wood and Lumber Products | Existing | Process | Natural Gas | Process Cooling | E1 | TRC BC Ratio | 0.9 | 0.9 | 0.9 | 0.9 | 0.9 | 0.9 | 0.9 | 0.9 | 0.9 | 0.9 | 0.9 | 0.9 | 0.9 | 0.9 | 0.9 | 0.9 | 0.9 | 0.9 | 0.9 | 0.9 | 0.9 | 0.9 | 0 | 0 | 0 | 0 | 0 | 0 | 0 | 0
F2_Industrial_Wood and Lumber Products_Existing_Process_Natural Gas_Process Cooling_E2 | F2 | Industrial | Wood and Lumber Products | Existing | Process | Natural Gas | Process Cooling | E2 | TRC BC Ratio | 0 | 0 | 0 | 0 | 0 | 0 | 0 | 0 | 0 | 0 | 0 | 0 | 0 | 0 | 0 | 0 | 0 | 0 | 0 | 0 | 0 | 0 | 0 | 0 | 0 | 0 | 0 | 0 | 0 | 0
F2_Industrial_Wood and Lumber Products_Existing_Process_Natural Gas_Process Cooling_E3 | F2 | Industrial | Wood and Lumber Products | Existing | Process | Natural Gas | Process Cooling | E3 | TRC BC Ratio | 0 | 0 | 0 | 0 | 0 | 0 | 0 | 0 | 0 | 0 | 0 | 0 | 0 | 0 | 0 | 0 | 0 | 0 | 0 | 0 | 0 | 0 | 0 | 0 | 0 | 0 | 0 | 0 | 0 | 0
F2_Industrial_Wood and Lumber Products_Existing_Process_Natural Gas_Process Cooling_E4 | F2 | Industrial | Wood and Lumber Products | Existing | Process | Natural Gas | Process Cooling | E4 | TRC BC Ratio | 0 | 0 | 0 | 0 | 0 | 0 | 0 | 0 | 0 | 0 | 0 | 0 | 0 | 0 | 0 | 0 | 0 | 0 | 0 | 0 | 0 | 0 | 0 | 0 | 0 | 0 | 0 | 0 | 0 | 0
F2_Industrial_Wood and Lumber Products_Existing_Process_Natural Gas_Process Cooling_E5 | F2 | Industrial | Wood and Lumber Products | Existing | Process | Natural Gas | Process Cooling | E5 | TRC BC Ratio | 0 | 0 | 0 | 0 | 0 | 0 | 0 | 0 | 0 | 0 | 0 | 0 | 0 | 0 | 0 | 0 | 0 | 0 | 0 | 0 | 0 | 0 | 0 | 0 | 0 | 0 | 0 | 0 | 0 | 0
F2_Industrial_Wood and Lumber Products_Existing_Process_Natural Gas_Process Cooling_E6 | F2 | Industrial | Wood and Lumber Products | Existing | Process | Natural Gas | Process Cooling | E6 | TRC BC Ratio | 0 | 0 | 0 | 0 | 0 | 0 | 0 | 0 | 0 | 0 | 0 | 0 | 0 | 0 | 0 | 0 | 0 | 0 | 0 | 0 | 0 | 0 | 0 | 0 | 0 | 0 | 0 | 0 | 0 | 0
F2_Industrial_Wood and Lumber Products_Existing_Process_Natural Gas_Process Cooling_E7 | F2 | Industrial | Wood and Lumber Products | Existing | Process | Natural Gas | Process Cooling | E7 | TRC BC Ratio | 0 | 0 | 0 | 0 | 0 | 0 | 0 | 0 | 0 | 0 | 0 | 0 | 0 | 0 | 0 | 0 | 0 | 0 | 0 | 0 | 0 | 0 | 0 | 0 | 0 | 0 | 0 | 0 | 0 | 0
F2_Industrial_Wood and Lumber Products_Existing_Process_Natural Gas_Process Cooling_E8 | F2 | Industrial | Wood and Lumber Products | Existing | Process | Natural Gas | Process Cooling | E8 | TRC BC Ratio | 0 | 0 | 0 | 0 | 0 | 0 | 0 | 0 | 0 | 0 | 0 | 0 | 0 | 0 | 0 | 0 | 0 | 0 | 0 | 0 | 0 | 0 | 0 | 0 | 0 | 0 | 0 | 0 | 0 | 0
F2_Industrial_Wood and Lumber Products_Existing_Process_Natural Gas_Process Cooling_E9 | F2 | Industrial | Wood and Lumber Products | Existing | Process | Natural Gas | Process Cooling | E9 | TRC BC Ratio | 0 | 0 | 0 | 0 | 0 | 0 | 0 | 0 | 0 | 0 | 0 | 0 | 0 | 0 | 0 | 0 | 0 | 0 | 0 | 0 | 0 | 0 | 0 | 0 | 0 | 0 | 0 | 0 | 0 | 0
F2_Industrial_Wood and Lumber Products_Existing_Process_Natural Gas_Process Cooling_E10 | F2 | Industrial | Wood and Lumber Products | Existing | Process | Natural Gas | Process Cooling | E10 | TRC BC Ratio | 0 | 0 | 0 | 0 | 0 | 0 | 0 | 0 | 0 | 0 | 0 | 0 | 0 | 0 | 0 | 0 | 0 | 0 | 0 | 0 | 0 | 0 | 0 | 0 | 0 | 0 | 0 | 0 | 0 | 0
F3_Industrial_Wood and Lumber Products_Existing_Process_Natural Gas_Process Cooling_E1 | F3 | Industrial | Wood and Lumber Products | Existing | Process | Natural Gas | Process Cooling | E1 | PACT BC Ratio | 0.9 | 0.9 | 0.9 | 0.9 | 0.9 | 0.9 | 0.9 | 0.9 | 0.9 | 0.9 | 0.9 | 0.9 | 0.9 | 0.9 | 0.9 | 0.9 | 0.9 | 0.9 | 0.9 | 0.9 | 0.9 | 0.9 | 0 | 0 | 0 | 0 | 0 | 0 | 0 | 0
F3_Industrial_Wood and Lumber Products_Existing_Process_Natural Gas_Process Cooling_E2 | F3 | Industrial | Wood and Lumber Products | Existing | Process | Natural Gas | Process Cooling | E2 | PACT BC Ratio | 0 | 0 | 0 | 0 | 0 | 0 | 0 | 0 | 0 | 0 | 0 | 0 | 0 | 0 | 0 | 0 | 0 | 0 | 0 | 0 | 0 | 0 | 0 | 0 | 0 | 0 | 0 | 0 | 0 | 0
F3_Industrial_Wood and Lumber Products_Existing_Process_Natural Gas_Process Cooling_E3 | F3 | Industrial | Wood and Lumber Products | Existing | Process | Natural Gas | Process Cooling | E3 | PACT BC Ratio | 0 | 0 | 0 | 0 | 0 | 0 | 0 | 0 | 0 | 0 | 0 | 0 | 0 | 0 | 0 | 0 | 0 | 0 | 0 | 0 | 0 | 0 | 0 | 0 | 0 | 0 | 0 | 0 | 0 | 0
F3_Industrial_Wood and Lumber Products_Existing_Process_Natural Gas_Process Cooling_E4 | F3 | Industrial | Wood and Lumber Products | Existing | Process | Natural Gas | Process Cooling | E4 | PACT BC Ratio | 0 | 0 | 0 | 0 | 0 | 0 | 0 | 0 | 0 | 0 | 0 | 0 | 0 | 0 | 0 | 0 | 0 | 0 | 0 | 0 | 0 | 0 | 0 | 0 | 0 | 0 | 0 | 0 | 0 | 0
F3_Industrial_Wood and Lumber Products_Existing_Process_Natural Gas_Process Cooling_E5 | F3 | Industrial | Wood and Lumber Products | Existing | Process | Natural Gas | Process Cooling | E5 | PACT BC Ratio | 0 | 0 | 0 | 0 | 0 | 0 | 0 | 0 | 0 | 0 | 0 | 0 | 0 | 0 | 0 | 0 | 0 | 0 | 0 | 0 | 0 | 0 | 0 | 0 | 0 | 0 | 0 | 0 | 0 | 0
F3_Industrial_Wood and Lumber Products_Existing_Process_Natural Gas_Process Cooling_E6 | F3 | Industrial | Wood and Lumber Products | Existing | Process | Natural Gas | Process Cooling | E6 | PACT BC Ratio | 0 | 0 | 0 | 0 | 0 | 0 | 0 | 0 | 0 | 0 | 0 | 0 | 0 | 0 | 0 | 0 | 0 | 0 | 0 | 0 | 0 | 0 | 0 | 0 | 0 | 0 | 0 | 0 | 0 | 0
F3_Industrial_Wood and Lumber Products_Existing_Process_Natural Gas_Process Cooling_E7 | F3 | Industrial | Wood and Lumber Products | Existing | Process | Natural Gas | Process Cooling | E7 | PACT BC Ratio | 0 | 0 | 0 | 0 | 0 | 0 | 0 | 0 | 0 | 0 | 0 | 0 | 0 | 0 | 0 | 0 | 0 | 0 | 0 | 0 | 0 | 0 | 0 | 0 | 0 | 0 | 0 | 0 | 0 | 0
F3_Industrial_Wood and Lumber Products_Existing_Process_Natural Gas_Process Cooling_E8 | F3 | Industrial | Wood and Lumber Products | Existing | Process | Natural Gas | Process Cooling | E8 | PACT BC Ratio | 0 | 0 | 0 | 0 | 0 | 0 | 0 | 0 | 0 | 0 | 0 | 0 | 0 | 0 | 0 | 0 | 0 | 0 | 0 | 0 | 0 | 0 | 0 | 0 | 0 | 0 | 0 | 0 | 0 | 0
F3_Industrial_Wood and Lumber Products_Existing_Process_Natural Gas_Process Cooling_E9 | F3 | Industrial | Wood and Lumber Products | Existing | Process | Natural Gas | Process Cooling | E9 | PACT BC Ratio | 0 | 0 | 0 | 0 | 0 | 0 | 0 | 0 | 0 | 0 | 0 | 0 | 0 | 0 | 0 | 0 | 0 | 0 | 0 | 0 | 0 | 0 | 0 | 0 | 0 | 0 | 0 | 0 | 0 | 0
F3_Industrial_Wood and Lumber Products_Existing_Process_Natural Gas_Process Cooling_E10 | F3 | Industrial | Wood and Lumber Products | Existing | Process | Natural Gas | Process Cooling | E10 | PACT BC Ratio | 0 | 0 | 0 | 0 | 0 | 0 | 0 | 0 | 0 | 0 | 0 | 0 | 0 | 0 | 0 | 0 | 0 | 0 | 0 | 0 | 0 | 0 | 0 | 0 | 0 | 0 | 0 | 0 | 0 | 0
F4_Industrial_Wood and Lumber Products_Existing_Process_Natural Gas_Process Cooling_E1 | F4 | Industrial | Wood and Lumber Products | Existing | Process | Natural Gas | Process Cooling | E1 | PCT BC Ratio | 0.9 | 0.9 | 0.9 | 0.9 | 0.9 | 0.9 | 0.9 | 0.9 | 0.9 | 0.9 | 0.9 | 0.9 | 0.9 | 0.9 | 0.9 | 0.9 | 0.9 | 0.9 | 0.9 | 0.9 | 0.9 | 0.9 | 0 | 0 | 0 | 0 | 0 | 0 | 0 | 0
F4_Industrial_Wood and Lumber Products_Existing_Process_Natural Gas_Process Cooling_E2 | F4 | Industrial | Wood and Lumber Products | Existing | Process | Natural Gas | Process Cooling | E2 | PCT BC Ratio | 0 | 0 | 0 | 0 | 0 | 0 | 0 | 0 | 0 | 0 | 0 | 0 | 0 | 0 | 0 | 0 | 0 | 0 | 0 | 0 | 0 | 0 | 0 | 0 | 0 | 0 | 0 | 0 | 0 | 0
F4_Industrial_Wood and Lumber Products_Existing_Process_Natural Gas_Process Cooling_E3 | F4 | Industrial | Wood and Lumber Products | Existing | Process | Natural Gas | Process Cooling | E3 | PCT BC Ratio | 0 | 0 | 0 | 0 | 0 | 0 | 0 | 0 | 0 | 0 | 0 | 0 | 0 | 0 | 0 | 0 | 0 | 0 | 0 | 0 | 0 | 0 | 0 | 0 | 0 | 0 | 0 | 0 | 0 | 0
F4_Industrial_Wood and Lumber Products_Existing_Process_Natural Gas_Process Cooling_E4 | F4 | Industrial | Wood and Lumber Products | Existing | Process | Natural Gas | Process Cooling | E4 | PCT BC Ratio | 0 | 0 | 0 | 0 | 0 | 0 | 0 | 0 | 0 | 0 | 0 | 0 | 0 | 0 | 0 | 0 | 0 | 0 | 0 | 0 | 0 | 0 | 0 | 0 | 0 | 0 | 0 | 0 | 0 | 0
F4_Industrial_Wood and Lumber Products_Existing_Process_Natural Gas_Process Cooling_E5 | F4 | Industrial | Wood and Lumber Products | Existing | Process | Natural Gas | Process Cooling | E5 | PCT BC Ratio | 0 | 0 | 0 | 0 | 0 | 0 | 0 | 0 | 0 | 0 | 0 | 0 | 0 | 0 | 0 | 0 | 0 | 0 | 0 | 0 | 0 | 0 | 0 | 0 | 0 | 0 | 0 | 0 | 0 | 0
F4_Industrial_Wood and Lumber Products_Existing_Process_Natural Gas_Process Cooling_E6 | F4 | Industrial | Wood and Lumber Products | Existing | Process | Natural Gas | Process Cooling | E6 | PCT BC Ratio | 0 | 0 | 0 | 0 | 0 | 0 | 0 | 0 | 0 | 0 | 0 | 0 | 0 | 0 | 0 | 0 | 0 | 0 | 0 | 0 | 0 | 0 | 0 | 0 | 0 | 0 | 0 | 0 | 0 | 0
F4_Industrial_Wood and Lumber Products_Existing_Process_Natural Gas_Process Cooling_E7 | F4 | Industrial | Wood and Lumber Products | Existing | Process | Natural Gas | Process Cooling | E7 | PCT BC Ratio | 0 | 0 | 0 | 0 | 0 | 0 | 0 | 0 | 0 | 0 | 0 | 0 | 0 | 0 | 0 | 0 | 0 | 0 | 0 | 0 | 0 | 0 | 0 | 0 | 0 | 0 | 0 | 0 | 0 | 0
F4_Industrial_Wood and Lumber Products_Existing_Process_Natural Gas_Process Cooling_E8 | F4 | Industrial | Wood and Lumber Products | Existing | Process | Natural Gas | Process Cooling | E8 | PCT BC Ratio | 0 | 0 | 0 | 0 | 0 | 0 | 0 | 0 | 0 | 0 | 0 | 0 | 0 | 0 | 0 | 0 | 0 | 0 | 0 | 0 | 0 | 0 | 0 | 0 | 0 | 0 | 0 | 0 | 0 | 0
F4_Industrial_Wood and Lumber Products_Existing_Process_Natural Gas_Process Cooling_E9 | F4 | Industrial | Wood and Lumber Products | Existing | Process | Natural Gas | Process Cooling | E9 | PCT BC Ratio | 0 | 0 | 0 | 0 | 0 | 0 | 0 | 0 | 0 | 0 | 0 | 0 | 0 | 0 | 0 | 0 | 0 | 0 | 0 | 0 | 0 | 0 | 0 | 0 | 0 | 0 | 0 | 0 | 0 | 0
F4_Industrial_Wood and Lumber Products_Existing_Process_Natural Gas_Process Cooling_E10 | F4 | Industrial | Wood and Lumber Products | Existing | Process | Natural Gas | Process Cooling | E10 | PCT BC Ratio | 0 | 0 | 0 | 0 | 0 | 0 | 0 | 0 | 0 | 0 | 0 | 0 | 0 | 0 | 0 | 0 | 0 | 0 | 0 | 0 | 0 | 0 | 0 | 0 | 0 | 0 | 0 | 0 | 0 | 0
F5_Industrial_Wood and Lumber Products_Existing_Process_Natural Gas_Process Cooling_E1 | F5 | Industrial | Wood and Lumber Products | Existing | Process | Natural Gas | Process Cooling | E1 | RIM BC Ratio | 0.9 | 0.9 | 0.9 | 0.9 | 0.9 | 0.9 | 0.9 | 0.9 | 0.9 | 0.9 | 0.9 | 0.9 | 0.9 | 0.9 | 0.9 | 0.9 | 0.9 | 0.9 | 0.9 | 0.9 | 0.9 | 0.9 | 0 | 0 | 0 | 0 | 0 | 0 | 0 | 0
F5_Industrial_Wood and Lumber Products_Existing_Process_Natural Gas_Process Cooling_E2 | F5 | Industrial | Wood and Lumber Products | Existing | Process | Natural Gas | Process Cooling | E2 | RIM BC Ratio | 0 | 0 | 0 | 0 | 0 | 0 | 0 | 0 | 0 | 0 | 0 | 0 | 0 | 0 | 0 | 0 | 0 | 0 | 0 | 0 | 0 | 0 | 0 | 0 | 0 | 0 | 0 | 0 | 0 | 0
F5_Industrial_Wood and Lumber Products_Existing_Process_Natural Gas_Process Cooling_E3 | F5 | Industrial | Wood and Lumber Products | Existing | Process | Natural Gas | Process Cooling | E3 | RIM BC Ratio | 0 | 0 | 0 | 0 | 0 | 0 | 0 | 0 | 0 | 0 | 0 | 0 | 0 | 0 | 0 | 0 | 0 | 0 | 0 | 0 | 0 | 0 | 0 | 0 | 0 | 0 | 0 | 0 | 0 | 0
F5_Industrial_Wood and Lumber Products_Existing_Process_Natural Gas_Process Cooling_E4 | F5 | Industrial | Wood and Lumber Products | Existing | Process | Natural Gas | Process Cooling | E4 | RIM BC Ratio | 0 | 0 | 0 | 0 | 0 | 0 | 0 | 0 | 0 | 0 | 0 | 0 | 0 | 0 | 0 | 0 | 0 | 0 | 0 | 0 | 0 | 0 | 0 | 0 | 0 | 0 | 0 | 0 | 0 | 0
F5_Industrial_Wood and Lumber Products_Existing_Process_Natural Gas_Process Cooling_E5 | F5 | Industrial | Wood and Lumber Products | Existing | Process | Natural Gas | Process Cooling | E5 | RIM BC Ratio | 0 | 0 | 0 | 0 | 0 | 0 | 0 | 0 | 0 | 0 | 0 | 0 | 0 | 0 | 0 | 0 | 0 | 0 | 0 | 0 | 0 | 0 | 0 | 0 | 0 | 0 | 0 | 0 | 0 | 0
F5_Industrial_Wood and Lumber Products_Existing_Process_Natural Gas_Process Cooling_E6 | F5 | Industrial | Wood and Lumber Products | Existing | Process | Natural Gas | Process Cooling | E6 | RIM BC Ratio | 0 | 0 | 0 | 0 | 0 | 0 | 0 | 0 | 0 | 0 | 0 | 0 | 0 | 0 | 0 | 0 | 0 | 0 | 0 | 0 | 0 | 0 | 0 | 0 | 0 | 0 | 0 | 0 | 0 | 0
F5_Industrial_Wood and Lumber Products_Existing_Process_Natural Gas_Process Cooling_E7 | F5 | Industrial | Wood and Lumber Products | Existing | Process | Natural Gas | Process Cooling | E7 | RIM BC Ratio | 0 | 0 | 0 | 0 | 0 | 0 | 0 | 0 | 0 | 0 | 0 | 0 | 0 | 0 | 0 | 0 | 0 | 0 | 0 | 0 | 0 | 0 | 0 | 0 | 0 | 0 | 0 | 0 | 0 | 0
F5_Industrial_Wood and Lumber Products_Existing_Process_Natural Gas_Process Cooling_E8 | F5 | Industrial | Wood and Lumber Products | Existing | Process | Natural Gas | Process Cooling | E8 | RIM BC Ratio | 0 | 0 | 0 | 0 | 0 | 0 | 0 | 0 | 0 | 0 | 0 | 0 | 0 | 0 | 0 | 0 | 0 | 0 | 0 | 0 | 0 | 0 | 0 | 0 | 0 | 0 | 0 | 0 | 0 | 0
F5_Industrial_Wood and Lumber Products_Existing_Process_Natural Gas_Process Cooling_E9 | F5 | Industrial | Wood and Lumber Products | Existing | Process | Natural Gas | Process Cooling | E9 | RIM BC Ratio | 0 | 0 | 0 | 0 | 0 | 0 | 0 | 0 | 0 | 0 | 0 | 0 | 0 | 0 | 0 | 0 | 0 | 0 | 0 | 0 | 0 | 0 | 0 | 0 | 0 | 0 | 0 | 0 | 0 | 0
F5_Industrial_Wood and Lumber Products_Existing_Process_Natural Gas_Process Cooling_E10 | F5 | Industrial | Wood and Lumber Products | Existing | Process | Natural Gas | Process Cooling | E10 | RIM BC Ratio | 0 | 0 | 0 | 0 | 0 | 0 | 0 | 0 | 0 | 0 | 0 | 0 | 0 | 0 | 0 | 0 | 0 | 0 | 0 | 0 | 0 | 0 | 0 | 0 | 0 | 0 | 0 | 0 | 0 | 0
F0_Industrial_Wood and Lumber Products_Existing_Process_Natural Gas_Other Process_E0 | F0 | Industrial | Wood and Lumber Products | Existing | Process | Natural Gas | Other Process | E0 | Economic Unit | Standard | Standard | Standard | Standard | Standard | Standard | Standard | Standard | Standard | Standard | Standard | Standard | Standard | Standard | Standard | Standard | Standard | Standard | Standard | Standard | Standard | Standard | 0 | 0 | 0 | 0 | 0 | 0 | 0 | 0
F1_Industrial_Wood and Lumber Products_Existing_Process_Natural Gas_Other Process_E1 | F1 | Industrial | Wood and Lumber Products | Existing | Process | Natural Gas | Other Process | E1 | CCE | 0 | 0 | 0 | 0 | 0 | 0 | 0 | 0 | 0 | 0 | 0 | 0 | 0 | 0 | 0 | 0 | 0 | 0 | 0 | 0 | 0 | 0 | 0 | 0 | 0 | 0 | 0 | 0 | 0 | 0
F1_Industrial_Wood and Lumber Products_Existing_Process_Natural Gas_Other Process_E2 | F1 | Industrial | Wood and Lumber Products | Existing | Process | Natural Gas | Other Process | E2 | CCE | 0 | 0 | 0 | 0 | 0 | 0 | 0 | 0 | 0 | 0 | 0 | 0 | 0 | 0 | 0 | 0 | 0 | 0 | 0 | 0 | 0 | 0 | 0 | 0 | 0 | 0 | 0 | 0 | 0 | 0
F1_Industrial_Wood and Lumber Products_Existing_Process_Natural Gas_Other Process_E3 | F1 | Industrial | Wood and Lumber Products | Existing | Process | Natural Gas | Other Process | E3 | CCE | 0 | 0 | 0 | 0 | 0 | 0 | 0 | 0 | 0 | 0 | 0 | 0 | 0 | 0 | 0 | 0 | 0 | 0 | 0 | 0 | 0 | 0 | 0 | 0 | 0 | 0 | 0 | 0 | 0 | 0
F1_Industrial_Wood and Lumber Products_Existing_Process_Natural Gas_Other Process_E4 | F1 | Industrial | Wood and Lumber Products | Existing | Process | Natural Gas | Other Process | E4 | CCE | 0 | 0 | 0 | 0 | 0 | 0 | 0 | 0 | 0 | 0 | 0 | 0 | 0 | 0 | 0 | 0 | 0 | 0 | 0 | 0 | 0 | 0 | 0 | 0 | 0 | 0 | 0 | 0 | 0 | 0
F1_Industrial_Wood and Lumber Products_Existing_Process_Natural Gas_Other Process_E5 | F1 | Industrial | Wood and Lumber Products | Existing | Process | Natural Gas | Other Process | E5 | CCE | 0 | 0 | 0 | 0 | 0 | 0 | 0 | 0 | 0 | 0 | 0 | 0 | 0 | 0 | 0 | 0 | 0 | 0 | 0 | 0 | 0 | 0 | 0 | 0 | 0 | 0 | 0 | 0 | 0 | 0
F1_Industrial_Wood and Lumber Products_Existing_Process_Natural Gas_Other Process_E6 | F1 | Industrial | Wood and Lumber Products | Existing | Process | Natural Gas | Other Process | E6 | CCE | 0 | 0 | 0 | 0 | 0 | 0 | 0 | 0 | 0 | 0 | 0 | 0 | 0 | 0 | 0 | 0 | 0 | 0 | 0 | 0 | 0 | 0 | 0 | 0 | 0 | 0 | 0 | 0 | 0 | 0
F1_Industrial_Wood and Lumber Products_Existing_Process_Natural Gas_Other Process_E7 | F1 | Industrial | Wood and Lumber Products | Existing | Process | Natural Gas | Other Process | E7 | CCE | 0 | 0 | 0 | 0 | 0 | 0 | 0 | 0 | 0 | 0 | 0 | 0 | 0 | 0 | 0 | 0 | 0 | 0 | 0 | 0 | 0 | 0 | 0 | 0 | 0 | 0 | 0 | 0 | 0 | 0
F1_Industrial_Wood and Lumber Products_Existing_Process_Natural Gas_Other Process_E8 | F1 | Industrial | Wood and Lumber Products | Existing | Process | Natural Gas | Other Process | E8 | CCE | 0 | 0 | 0 | 0 | 0 | 0 | 0 | 0 | 0 | 0 | 0 | 0 | 0 | 0 | 0 | 0 | 0 | 0 | 0 | 0 | 0 | 0 | 0 | 0 | 0 | 0 | 0 | 0 | 0 | 0
F1_Industrial_Wood and Lumber Products_Existing_Process_Natural Gas_Other Process_E9 | F1 | Industrial | Wood and Lumber Products | Existing | Process | Natural Gas | Other Process | E9 | CCE | 0 | 0 | 0 | 0 | 0 | 0 | 0 | 0 | 0 | 0 | 0 | 0 | 0 | 0 | 0 | 0 | 0 | 0 | 0 | 0 | 0 | 0 | 0 | 0 | 0 | 0 | 0 | 0 | 0 | 0
F1_Industrial_Wood and Lumber Products_Existing_Process_Natural Gas_Other Process_E10 | F1 | Industrial | Wood and Lumber Products | Existing | Process | Natural Gas | Other Process | E10 | CCE | 0 | 0 | 0 | 0 | 0 | 0 | 0 | 0 | 0 | 0 | 0 | 0 | 0 | 0 | 0 | 0 | 0 | 0 | 0 | 0 | 0 | 0 | 0 | 0 | 0 | 0 | 0 | 0 | 0 | 0
F2_Industrial_Wood and Lumber Products_Existing_Process_Natural Gas_Other Process_E1 | F2 | Industrial | Wood and Lumber Products | Existing | Process | Natural Gas | Other Process | E1 | TRC BC Ratio | 0.9 | 0.9 | 0.9 | 0.9 | 0.9 | 0.9 | 0.9 | 0.9 | 0.9 | 0.9 | 0.9 | 0.9 | 0.9 | 0.9 | 0.9 | 0.9 | 0.9 | 0.9 | 0.9 | 0.9 | 0.9 | 0.9 | 0 | 0 | 0 | 0 | 0 | 0 | 0 | 0
F2_Industrial_Wood and Lumber Products_Existing_Process_Natural Gas_Other Process_E2 | F2 | Industrial | Wood and Lumber Products | Existing | Process | Natural Gas | Other Process | E2 | TRC BC Ratio | 0 | 0 | 0 | 0 | 0 | 0 | 0 | 0 | 0 | 0 | 0 | 0 | 0 | 0 | 0 | 0 | 0 | 0 | 0 | 0 | 0 | 0 | 0 | 0 | 0 | 0 | 0 | 0 | 0 | 0
F2_Industrial_Wood and Lumber Products_Existing_Process_Natural Gas_Other Process_E3 | F2 | Industrial | Wood and Lumber Products | Existing | Process | Natural Gas | Other Process | E3 | TRC BC Ratio | 0 | 0 | 0 | 0 | 0 | 0 | 0 | 0 | 0 | 0 | 0 | 0 | 0 | 0 | 0 | 0 | 0 | 0 | 0 | 0 | 0 | 0 | 0 | 0 | 0 | 0 | 0 | 0 | 0 | 0
F2_Industrial_Wood and Lumber Products_Existing_Process_Natural Gas_Other Process_E4 | F2 | Industrial | Wood and Lumber Products | Existing | Process | Natural Gas | Other Process | E4 | TRC BC Ratio | 0 | 0 | 0 | 0 | 0 | 0 | 0 | 0 | 0 | 0 | 0 | 0 | 0 | 0 | 0 | 0 | 0 | 0 | 0 | 0 | 0 | 0 | 0 | 0 | 0 | 0 | 0 | 0 | 0 | 0
F2_Industrial_Wood and Lumber Products_Existing_Process_Natural Gas_Other Process_E5 | F2 | Industrial | Wood and Lumber Products | Existing | Process | Natural Gas | Other Process | E5 | TRC BC Ratio | 0 | 0 | 0 | 0 | 0 | 0 | 0 | 0 | 0 | 0 | 0 | 0 | 0 | 0 | 0 | 0 | 0 | 0 | 0 | 0 | 0 | 0 | 0 | 0 | 0 | 0 | 0 | 0 | 0 | 0
F2_Industrial_Wood and Lumber Products_Existing_Process_Natural Gas_Other Process_E6 | F2 | Industrial | Wood and Lumber Products | Existing | Process | Natural Gas | Other Process | E6 | TRC BC Ratio | 0 | 0 | 0 | 0 | 0 | 0 | 0 | 0 | 0 | 0 | 0 | 0 | 0 | 0 | 0 | 0 | 0 | 0 | 0 | 0 | 0 | 0 | 0 | 0 | 0 | 0 | 0 | 0 | 0 | 0
F2_Industrial_Wood and Lumber Products_Existing_Process_Natural Gas_Other Process_E7 | F2 | Industrial | Wood and Lumber Products | Existing | Process | Natural Gas | Other Process | E7 | TRC BC Ratio | 0 | 0 | 0 | 0 | 0 | 0 | 0 | 0 | 0 | 0 | 0 | 0 | 0 | 0 | 0 | 0 | 0 | 0 | 0 | 0 | 0 | 0 | 0 | 0 | 0 | 0 | 0 | 0 | 0 | 0
F2_Industrial_Wood and Lumber Products_Existing_Process_Natural Gas_Other Process_E8 | F2 | Industrial | Wood and Lumber Products | Existing | Process | Natural Gas | Other Process | E8 | TRC BC Ratio | 0 | 0 | 0 | 0 | 0 | 0 | 0 | 0 | 0 | 0 | 0 | 0 | 0 | 0 | 0 | 0 | 0 | 0 | 0 | 0 | 0 | 0 | 0 | 0 | 0 | 0 | 0 | 0 | 0 | 0
F2_Industrial_Wood and Lumber Products_Existing_Process_Natural Gas_Other Process_E9 | F2 | Industrial | Wood and Lumber Products | Existing | Process | Natural Gas | Other Process | E9 | TRC BC Ratio | 0 | 0 | 0 | 0 | 0 | 0 | 0 | 0 | 0 | 0 | 0 | 0 | 0 | 0 | 0 | 0 | 0 | 0 | 0 | 0 | 0 | 0 | 0 | 0 | 0 | 0 | 0 | 0 | 0 | 0
F2_Industrial_Wood and Lumber Products_Existing_Process_Natural Gas_Other Process_E10 | F2 | Industrial | Wood and Lumber Products | Existing | Process | Natural Gas | Other Process | E10 | TRC BC Ratio | 0 | 0 | 0 | 0 | 0 | 0 | 0 | 0 | 0 | 0 | 0 | 0 | 0 | 0 | 0 | 0 | 0 | 0 | 0 | 0 | 0 | 0 | 0 | 0 | 0 | 0 | 0 | 0 | 0 | 0
F3_Industrial_Wood and Lumber Products_Existing_Process_Natural Gas_Other Process_E1 | F3 | Industrial | Wood and Lumber Products | Existing | Process | Natural Gas | Other Process | E1 | PACT BC Ratio | 0.9 | 0.9 | 0.9 | 0.9 | 0.9 | 0.9 | 0.9 | 0.9 | 0.9 | 0.9 | 0.9 | 0.9 | 0.9 | 0.9 | 0.9 | 0.9 | 0.9 | 0.9 | 0.9 | 0.9 | 0.9 | 0.9 | 0 | 0 | 0 | 0 | 0 | 0 | 0 | 0
F3_Industrial_Wood and Lumber Products_Existing_Process_Natural Gas_Other Process_E2 | F3 | Industrial | Wood and Lumber Products | Existing | Process | Natural Gas | Other Process | E2 | PACT BC Ratio | 0 | 0 | 0 | 0 | 0 | 0 | 0 | 0 | 0 | 0 | 0 | 0 | 0 | 0 | 0 | 0 | 0 | 0 | 0 | 0 | 0 | 0 | 0 | 0 | 0 | 0 | 0 | 0 | 0 | 0
F3_Industrial_Wood and Lumber Products_Existing_Process_Natural Gas_Other Process_E3 | F3 | Industrial | Wood and Lumber Products | Existing | Process | Natural Gas | Other Process | E3 | PACT BC Ratio | 0 | 0 | 0 | 0 | 0 | 0 | 0 | 0 | 0 | 0 | 0 | 0 | 0 | 0 | 0 | 0 | 0 | 0 | 0 | 0 | 0 | 0 | 0 | 0 | 0 | 0 | 0 | 0 | 0 | 0
F3_Industrial_Wood and Lumber Products_Existing_Process_Natural Gas_Other Process_E4 | F3 | Industrial | Wood and Lumber Products | Existing | Process | Natural Gas | Other Process | E4 | PACT BC Ratio | 0 | 0 | 0 | 0 | 0 | 0 | 0 | 0 | 0 | 0 | 0 | 0 | 0 | 0 | 0 | 0 | 0 | 0 | 0 | 0 | 0 | 0 | 0 | 0 | 0 | 0 | 0 | 0 | 0 | 0
F3_Industrial_Wood and Lumber Products_Existing_Process_Natural Gas_Other Process_E5 | F3 | Industrial | Wood and Lumber Products | Existing | Process | Natural Gas | Other Process | E5 | PACT BC Ratio | 0 | 0 | 0 | 0 | 0 | 0 | 0 | 0 | 0 | 0 | 0 | 0 | 0 | 0 | 0 | 0 | 0 | 0 | 0 | 0 | 0 | 0 | 0 | 0 | 0 | 0 | 0 | 0 | 0 | 0
F3_Industrial_Wood and Lumber Products_Existing_Process_Natural Gas_Other Process_E6 | F3 | Industrial | Wood and Lumber Products | Existing | Process | Natural Gas | Other Process | E6 | PACT BC Ratio | 0 | 0 | 0 | 0 | 0 | 0 | 0 | 0 | 0 | 0 | 0 | 0 | 0 | 0 | 0 | 0 | 0 | 0 | 0 | 0 | 0 | 0 | 0 | 0 | 0 | 0 | 0 | 0 | 0 | 0
F3_Industrial_Wood and Lumber Products_Existing_Process_Natural Gas_Other Process_E7 | F3 | Industrial | Wood and Lumber Products | Existing | Process | Natural Gas | Other Process | E7 | PACT BC Ratio | 0 | 0 | 0 | 0 | 0 | 0 | 0 | 0 | 0 | 0 | 0 | 0 | 0 | 0 | 0 | 0 | 0 | 0 | 0 | 0 | 0 | 0 | 0 | 0 | 0 | 0 | 0 | 0 | 0 | 0
F3_Industrial_Wood and Lumber Products_Existing_Process_Natural Gas_Other Process_E8 | F3 | Industrial | Wood and Lumber Products | Existing | Process | Natural Gas | Other Process | E8 | PACT BC Ratio | 0 | 0 | 0 | 0 | 0 | 0 | 0 | 0 | 0 | 0 | 0 | 0 | 0 | 0 | 0 | 0 | 0 | 0 | 0 | 0 | 0 | 0 | 0 | 0 | 0 | 0 | 0 | 0 | 0 | 0
F3_Industrial_Wood and Lumber Products_Existing_Process_Natural Gas_Other Process_E9 | F3 | Industrial | Wood and Lumber Products | Existing | Process | Natural Gas | Other Process | E9 | PACT BC Ratio | 0 | 0 | 0 | 0 | 0 | 0 | 0 | 0 | 0 | 0 | 0 | 0 | 0 | 0 | 0 | 0 | 0 | 0 | 0 | 0 | 0 | 0 | 0 | 0 | 0 | 0 | 0 | 0 | 0 | 0
F3_Industrial_Wood and Lumber Products_Existing_Process_Natural Gas_Other Process_E10 | F3 | Industrial | Wood and Lumber Products | Existing | Process | Natural Gas | Other Process | E10 | PACT BC Ratio | 0 | 0 | 0 | 0 | 0 | 0 | 0 | 0 | 0 | 0 | 0 | 0 | 0 | 0 | 0 | 0 | 0 | 0 | 0 | 0 | 0 | 0 | 0 | 0 | 0 | 0 | 0 | 0 | 0 | 0
F4_Industrial_Wood and Lumber Products_Existing_Process_Natural Gas_Other Process_E1 | F4 | Industrial | Wood and Lumber Products | Existing | Process | Natural Gas | Other Process | E1 | PCT BC Ratio | 0.9 | 0.9 | 0.9 | 0.9 | 0.9 | 0.9 | 0.9 | 0.9 | 0.9 | 0.9 | 0.9 | 0.9 | 0.9 | 0.9 | 0.9 | 0.9 | 0.9 | 0.9 | 0.9 | 0.9 | 0.9 | 0.9 | 0 | 0 | 0 | 0 | 0 | 0 | 0 | 0
F4_Industrial_Wood and Lumber Products_Existing_Process_Natural Gas_Other Process_E2 | F4 | Industrial | Wood and Lumber Products | Existing | Process | Natural Gas | Other Process | E2 | PCT BC Ratio | 0 | 0 | 0 | 0 | 0 | 0 | 0 | 0 | 0 | 0 | 0 | 0 | 0 | 0 | 0 | 0 | 0 | 0 | 0 | 0 | 0 | 0 | 0 | 0 | 0 | 0 | 0 | 0 | 0 | 0
F4_Industrial_Wood and Lumber Products_Existing_Process_Natural Gas_Other Process_E3 | F4 | Industrial | Wood and Lumber Products | Existing | Process | Natural Gas | Other Process | E3 | PCT BC Ratio | 0 | 0 | 0 | 0 | 0 | 0 | 0 | 0 | 0 | 0 | 0 | 0 | 0 | 0 | 0 | 0 | 0 | 0 | 0 | 0 | 0 | 0 | 0 | 0 | 0 | 0 | 0 | 0 | 0 | 0
F4_Industrial_Wood and Lumber Products_Existing_Process_Natural Gas_Other Process_E4 | F4 | Industrial | Wood and Lumber Products | Existing | Process | Natural Gas | Other Process | E4 | PCT BC Ratio | 0 | 0 | 0 | 0 | 0 | 0 | 0 | 0 | 0 | 0 | 0 | 0 | 0 | 0 | 0 | 0 | 0 | 0 | 0 | 0 | 0 | 0 | 0 | 0 | 0 | 0 | 0 | 0 | 0 | 0
F4_Industrial_Wood and Lumber Products_Existing_Process_Natural Gas_Other Process_E5 | F4 | Industrial | Wood and Lumber Products | Existing | Process | Natural Gas | Other Process | E5 | PCT BC Ratio | 0 | 0 | 0 | 0 | 0 | 0 | 0 | 0 | 0 | 0 | 0 | 0 | 0 | 0 | 0 | 0 | 0 | 0 | 0 | 0 | 0 | 0 | 0 | 0 | 0 | 0 | 0 | 0 | 0 | 0
F4_Industrial_Wood and Lumber Products_Existing_Process_Natural Gas_Other Process_E6 | F4 | Industrial | Wood and Lumber Products | Existing | Process | Natural Gas | Other Process | E6 | PCT BC Ratio | 0 | 0 | 0 | 0 | 0 | 0 | 0 | 0 | 0 | 0 | 0 | 0 | 0 | 0 | 0 | 0 | 0 | 0 | 0 | 0 | 0 | 0 | 0 | 0 | 0 | 0 | 0 | 0 | 0 | 0
F4_Industrial_Wood and Lumber Products_Existing_Process_Natural Gas_Other Process_E7 | F4 | Industrial | Wood and Lumber Products | Existing | Process | Natural Gas | Other Process | E7 | PCT BC Ratio | 0 | 0 | 0 | 0 | 0 | 0 | 0 | 0 | 0 | 0 | 0 | 0 | 0 | 0 | 0 | 0 | 0 | 0 | 0 | 0 | 0 | 0 | 0 | 0 | 0 | 0 | 0 | 0 | 0 | 0
F4_Industrial_Wood and Lumber Products_Existing_Process_Natural Gas_Other Process_E8 | F4 | Industrial | Wood and Lumber Products | Existing | Process | Natural Gas | Other Process | E8 | PCT BC Ratio | 0 | 0 | 0 | 0 | 0 | 0 | 0 | 0 | 0 | 0 | 0 | 0 | 0 | 0 | 0 | 0 | 0 | 0 | 0 | 0 | 0 | 0 | 0 | 0 | 0 | 0 | 0 | 0 | 0 | 0
F4_Industrial_Wood and Lumber Products_Existing_Process_Natural Gas_Other Process_E9 | F4 | Industrial | Wood and Lumber Products | Existing | Process | Natural Gas | Other Process | E9 | PCT BC Ratio | 0 | 0 | 0 | 0 | 0 | 0 | 0 | 0 | 0 | 0 | 0 | 0 | 0 | 0 | 0 | 0 | 0 | 0 | 0 | 0 | 0 | 0 | 0 | 0 | 0 | 0 | 0 | 0 | 0 | 0
F4_Industrial_Wood and Lumber Products_Existing_Process_Natural Gas_Other Process_E10 | F4 | Industrial | Wood and Lumber Products | Existing | Process | Natural Gas | Other Process | E10 | PCT BC Ratio | 0 | 0 | 0 | 0 | 0 | 0 | 0 | 0 | 0 | 0 | 0 | 0 | 0 | 0 | 0 | 0 | 0 | 0 | 0 | 0 | 0 | 0 | 0 | 0 | 0 | 0 | 0 | 0 | 0 | 0
F5_Industrial_Wood and Lumber Products_Existing_Process_Natural Gas_Other Process_E1 | F5 | Industrial | Wood and Lumber Products | Existing | Process | Natural Gas | Other Process | E1 | RIM BC Ratio | 0.9 | 0.9 | 0.9 | 0.9 | 0.9 | 0.9 | 0.9 | 0.9 | 0.9 | 0.9 | 0.9 | 0.9 | 0.9 | 0.9 | 0.9 | 0.9 | 0.9 | 0.9 | 0.9 | 0.9 | 0.9 | 0.9 | 0 | 0 | 0 | 0 | 0 | 0 | 0 | 0
F5_Industrial_Wood and Lumber Products_Existing_Process_Natural Gas_Other Process_E2 | F5 | Industrial | Wood and Lumber Products | Existing | Process | Natural Gas | Other Process | E2 | RIM BC Ratio | 0 | 0 | 0 | 0 | 0 | 0 | 0 | 0 | 0 | 0 | 0 | 0 | 0 | 0 | 0 | 0 | 0 | 0 | 0 | 0 | 0 | 0 | 0 | 0 | 0 | 0 | 0 | 0 | 0 | 0
F5_Industrial_Wood and Lumber Products_Existing_Process_Natural Gas_Other Process_E3 | F5 | Industrial | Wood and Lumber Products | Existing | Process | Natural Gas | Other Process | E3 | RIM BC Ratio | 0 | 0 | 0 | 0 | 0 | 0 | 0 | 0 | 0 | 0 | 0 | 0 | 0 | 0 | 0 | 0 | 0 | 0 | 0 | 0 | 0 | 0 | 0 | 0 | 0 | 0 | 0 | 0 | 0 | 0
F5_Industrial_Wood and Lumber Products_Existing_Process_Natural Gas_Other Process_E4 | F5 | Industrial | Wood and Lumber Products | Existing | Process | Natural Gas | Other Process | E4 | RIM BC Ratio | 0 | 0 | 0 | 0 | 0 | 0 | 0 | 0 | 0 | 0 | 0 | 0 | 0 | 0 | 0 | 0 | 0 | 0 | 0 | 0 | 0 | 0 | 0 | 0 | 0 | 0 | 0 | 0 | 0 | 0
F5_Industrial_Wood and Lumber Products_Existing_Process_Natural Gas_Other Process_E5 | F5 | Industrial | Wood and Lumber Products | Existing | Process | Natural Gas | Other Process | E5 | RIM BC Ratio | 0 | 0 | 0 | 0 | 0 | 0 | 0 | 0 | 0 | 0 | 0 | 0 | 0 | 0 | 0 | 0 | 0 | 0 | 0 | 0 | 0 | 0 | 0 | 0 | 0 | 0 | 0 | 0 | 0 | 0
F5_Industrial_Wood and Lumber Products_Existing_Process_Natural Gas_Other Process_E6 | F5 | Industrial | Wood and Lumber Products | Existing | Process | Natural Gas | Other Process | E6 | RIM BC Ratio | 0 | 0 | 0 | 0 | 0 | 0 | 0 | 0 | 0 | 0 | 0 | 0 | 0 | 0 | 0 | 0 | 0 | 0 | 0 | 0 | 0 | 0 | 0 | 0 | 0 | 0 | 0 | 0 | 0 | 0
F5_Industrial_Wood and Lumber Products_Existing_Process_Natural Gas_Other Process_E7 | F5 | Industrial | Wood and Lumber Products | Existing | Process | Natural Gas | Other Process | E7 | RIM BC Ratio | 0 | 0 | 0 | 0 | 0 | 0 | 0 | 0 | 0 | 0 | 0 | 0 | 0 | 0 | 0 | 0 | 0 | 0 | 0 | 0 | 0 | 0 | 0 | 0 | 0 | 0 | 0 | 0 | 0 | 0
F5_Industrial_Wood and Lumber Products_Existing_Process_Natural Gas_Other Process_E8 | F5 | Industrial | Wood and Lumber Products | Existing | Process | Natural Gas | Other Process | E8 | RIM BC Ratio | 0 | 0 | 0 | 0 | 0 | 0 | 0 | 0 | 0 | 0 | 0 | 0 | 0 | 0 | 0 | 0 | 0 | 0 | 0 | 0 | 0 | 0 | 0 | 0 | 0 | 0 | 0 | 0 | 0 | 0
F5_Industrial_Wood and Lumber Products_Existing_Process_Natural Gas_Other Process_E9 | F5 | Industrial | Wood and Lumber Products | Existing | Process | Natural Gas | Other Process | E9 | RIM BC Ratio | 0 | 0 | 0 | 0 | 0 | 0 | 0 | 0 | 0 | 0 | 0 | 0 | 0 | 0 | 0 | 0 | 0 | 0 | 0 | 0 | 0 | 0 | 0 | 0 | 0 | 0 | 0 | 0 | 0 | 0
F5_Industrial_Wood and Lumber Products_Existing_Process_Natural Gas_Other Process_E10 | F5 | Industrial | Wood and Lumber Products | Existing | Process | Natural Gas | Other Process | E10 | RIM BC Ratio | 0 | 0 | 0 | 0 | 0 | 0 | 0 | 0 | 0 | 0 | 0 | 0 | 0 | 0 | 0 | 0 | 0 | 0 | 0 | 0 | 0 | 0 | 0 | 0 | 0 | 0 | 0 | 0 | 0 | 0
F0_Industrial_Wood and Lumber Products_Existing_Miscellaneous_Natural Gas_Miscellaneous_E0 | F0 | Industrial | Wood and Lumber Products | Existing | Miscellaneous | Natural Gas | Miscellaneous | E0 | Economic Unit | Standard | Standard | Standard | Standard | Standard | Standard | Standard | Standard | Standard | Standard | Standard | Standard | Standard | Standard | Standard | Standard | Standard | Standard | Standard | Standard | Standard | Standard | 0 | 0 | 0 | 0 | 0 | 0 | 0 | 0
F1_Industrial_Wood and Lumber Products_Existing_Miscellaneous_Natural Gas_Miscellaneous_E1 | F1 | Industrial | Wood and Lumber Products | Existing | Miscellaneous | Natural Gas | Miscellaneous | E1 | CCE | 0 | 0 | 0 | 0 | 0 | 0 | 0 | 0 | 0 | 0 | 0 | 0 | 0 | 0 | 0 | 0 | 0 | 0 | 0 | 0 | 0 | 0 | 0 | 0 | 0 | 0 | 0 | 0 | 0 | 0
F1_Industrial_Wood and Lumber Products_Existing_Miscellaneous_Natural Gas_Miscellaneous_E2 | F1 | Industrial | Wood and Lumber Products | Existing | Miscellaneous | Natural Gas | Miscellaneous | E2 | CCE | 0 | 0 | 0 | 0 | 0 | 0 | 0 | 0 | 0 | 0 | 0 | 0 | 0 | 0 | 0 | 0 | 0 | 0 | 0 | 0 | 0 | 0 | 0 | 0 | 0 | 0 | 0 | 0 | 0 | 0
F1_Industrial_Wood and Lumber Products_Existing_Miscellaneous_Natural Gas_Miscellaneous_E3 | F1 | Industrial | Wood and Lumber Products | Existing | Miscellaneous | Natural Gas | Miscellaneous | E3 | CCE | 0 | 0 | 0 | 0 | 0 | 0 | 0 | 0 | 0 | 0 | 0 | 0 | 0 | 0 | 0 | 0 | 0 | 0 | 0 | 0 | 0 | 0 | 0 | 0 | 0 | 0 | 0 | 0 | 0 | 0
F1_Industrial_Wood and Lumber Products_Existing_Miscellaneous_Natural Gas_Miscellaneous_E4 | F1 | Industrial | Wood and Lumber Products | Existing | Miscellaneous | Natural Gas | Miscellaneous | E4 | CCE | 0 | 0 | 0 | 0 | 0 | 0 | 0 | 0 | 0 | 0 | 0 | 0 | 0 | 0 | 0 | 0 | 0 | 0 | 0 | 0 | 0 | 0 | 0 | 0 | 0 | 0 | 0 | 0 | 0 | 0
F1_Industrial_Wood and Lumber Products_Existing_Miscellaneous_Natural Gas_Miscellaneous_E5 | F1 | Industrial | Wood and Lumber Products | Existing | Miscellaneous | Natural Gas | Miscellaneous | E5 | CCE | 0 | 0 | 0 | 0 | 0 | 0 | 0 | 0 | 0 | 0 | 0 | 0 | 0 | 0 | 0 | 0 | 0 | 0 | 0 | 0 | 0 | 0 | 0 | 0 | 0 | 0 | 0 | 0 | 0 | 0
F1_Industrial_Wood and Lumber Products_Existing_Miscellaneous_Natural Gas_Miscellaneous_E6 | F1 | Industrial | Wood and Lumber Products | Existing | Miscellaneous | Natural Gas | Miscellaneous | E6 | CCE | 0 | 0 | 0 | 0 | 0 | 0 | 0 | 0 | 0 | 0 | 0 | 0 | 0 | 0 | 0 | 0 | 0 | 0 | 0 | 0 | 0 | 0 | 0 | 0 | 0 | 0 | 0 | 0 | 0 | 0
F1_Industrial_Wood and Lumber Products_Existing_Miscellaneous_Natural Gas_Miscellaneous_E7 | F1 | Industrial | Wood and Lumber Products | Existing | Miscellaneous | Natural Gas | Miscellaneous | E7 | CCE | 0 | 0 | 0 | 0 | 0 | 0 | 0 | 0 | 0 | 0 | 0 | 0 | 0 | 0 | 0 | 0 | 0 | 0 | 0 | 0 | 0 | 0 | 0 | 0 | 0 | 0 | 0 | 0 | 0 | 0
F1_Industrial_Wood and Lumber Products_Existing_Miscellaneous_Natural Gas_Miscellaneous_E8 | F1 | Industrial | Wood and Lumber Products | Existing | Miscellaneous | Natural Gas | Miscellaneous | E8 | CCE | 0 | 0 | 0 | 0 | 0 | 0 | 0 | 0 | 0 | 0 | 0 | 0 | 0 | 0 | 0 | 0 | 0 | 0 | 0 | 0 | 0 | 0 | 0 | 0 | 0 | 0 | 0 | 0 | 0 | 0
F1_Industrial_Wood and Lumber Products_Existing_Miscellaneous_Natural Gas_Miscellaneous_E9 | F1 | Industrial | Wood and Lumber Products | Existing | Miscellaneous | Natural Gas | Miscellaneous | E9 | CCE | 0 | 0 | 0 | 0 | 0 | 0 | 0 | 0 | 0 | 0 | 0 | 0 | 0 | 0 | 0 | 0 | 0 | 0 | 0 | 0 | 0 | 0 | 0 | 0 | 0 | 0 | 0 | 0 | 0 | 0
F1_Industrial_Wood and Lumber Products_Existing_Miscellaneous_Natural Gas_Miscellaneous_E10 | F1 | Industrial | Wood and Lumber Products | Existing | Miscellaneous | Natural Gas | Miscellaneous | E10 | CCE | 0 | 0 | 0 | 0 | 0 | 0 | 0 | 0 | 0 | 0 | 0 | 0 | 0 | 0 | 0 | 0 | 0 | 0 | 0 | 0 | 0 | 0 | 0 | 0 | 0 | 0 | 0 | 0 | 0 | 0
F2_Industrial_Wood and Lumber Products_Existing_Miscellaneous_Natural Gas_Miscellaneous_E1 | F2 | Industrial | Wood and Lumber Products | Existing | Miscellaneous | Natural Gas | Miscellaneous | E1 | TRC BC Ratio | 0.9 | 0.9 | 0.9 | 0.9 | 0.9 | 0.9 | 0.9 | 0.9 | 0.9 | 0.9 | 0.9 | 0.9 | 0.9 | 0.9 | 0.9 | 0.9 | 0.9 | 0.9 | 0.9 | 0.9 | 0.9 | 0.9 | 0 | 0 | 0 | 0 | 0 | 0 | 0 | 0
F2_Industrial_Wood and Lumber Products_Existing_Miscellaneous_Natural Gas_Miscellaneous_E2 | F2 | Industrial | Wood and Lumber Products | Existing | Miscellaneous | Natural Gas | Miscellaneous | E2 | TRC BC Ratio | 0 | 0 | 0 | 0 | 0 | 0 | 0 | 0 | 0 | 0 | 0 | 0 | 0 | 0 | 0 | 0 | 0 | 0 | 0 | 0 | 0 | 0 | 0 | 0 | 0 | 0 | 0 | 0 | 0 | 0
F2_Industrial_Wood and Lumber Products_Existing_Miscellaneous_Natural Gas_Miscellaneous_E3 | F2 | Industrial | Wood and Lumber Products | Existing | Miscellaneous | Natural Gas | Miscellaneous | E3 | TRC BC Ratio | 0 | 0 | 0 | 0 | 0 | 0 | 0 | 0 | 0 | 0 | 0 | 0 | 0 | 0 | 0 | 0 | 0 | 0 | 0 | 0 | 0 | 0 | 0 | 0 | 0 | 0 | 0 | 0 | 0 | 0
F2_Industrial_Wood and Lumber Products_Existing_Miscellaneous_Natural Gas_Miscellaneous_E4 | F2 | Industrial | Wood and Lumber Products | Existing | Miscellaneous | Natural Gas | Miscellaneous | E4 | TRC BC Ratio | 0 | 0 | 0 | 0 | 0 | 0 | 0 | 0 | 0 | 0 | 0 | 0 | 0 | 0 | 0 | 0 | 0 | 0 | 0 | 0 | 0 | 0 | 0 | 0 | 0 | 0 | 0 | 0 | 0 | 0
F2_Industrial_Wood and Lumber Products_Existing_Miscellaneous_Natural Gas_Miscellaneous_E5 | F2 | Industrial | Wood and Lumber Products | Existing | Miscellaneous | Natural Gas | Miscellaneous | E5 | TRC BC Ratio | 0 | 0 | 0 | 0 | 0 | 0 | 0 | 0 | 0 | 0 | 0 | 0 | 0 | 0 | 0 | 0 | 0 | 0 | 0 | 0 | 0 | 0 | 0 | 0 | 0 | 0 | 0 | 0 | 0 | 0
F2_Industrial_Wood and Lumber Products_Existing_Miscellaneous_Natural Gas_Miscellaneous_E6 | F2 | Industrial | Wood and Lumber Products | Existing | Miscellaneous | Natural Gas | Miscellaneous | E6 | TRC BC Ratio | 0 | 0 | 0 | 0 | 0 | 0 | 0 | 0 | 0 | 0 | 0 | 0 | 0 | 0 | 0 | 0 | 0 | 0 | 0 | 0 | 0 | 0 | 0 | 0 | 0 | 0 | 0 | 0 | 0 | 0
F2_Industrial_Wood and Lumber Products_Existing_Miscellaneous_Natural Gas_Miscellaneous_E7 | F2 | Industrial | Wood and Lumber Products | Existing | Miscellaneous | Natural Gas | Miscellaneous | E7 | TRC BC Ratio | 0 | 0 | 0 | 0 | 0 | 0 | 0 | 0 | 0 | 0 | 0 | 0 | 0 | 0 | 0 | 0 | 0 | 0 | 0 | 0 | 0 | 0 | 0 | 0 | 0 | 0 | 0 | 0 | 0 | 0
F2_Industrial_Wood and Lumber Products_Existing_Miscellaneous_Natural Gas_Miscellaneous_E8 | F2 | Industrial | Wood and Lumber Products | Existing | Miscellaneous | Natural Gas | Miscellaneous | E8 | TRC BC Ratio | 0 | 0 | 0 | 0 | 0 | 0 | 0 | 0 | 0 | 0 | 0 | 0 | 0 | 0 | 0 | 0 | 0 | 0 | 0 | 0 | 0 | 0 | 0 | 0 | 0 | 0 | 0 | 0 | 0 | 0
F2_Industrial_Wood and Lumber Products_Existing_Miscellaneous_Natural Gas_Miscellaneous_E9 | F2 | Industrial | Wood and Lumber Products | Existing | Miscellaneous | Natural Gas | Miscellaneous | E9 | TRC BC Ratio | 0 | 0 | 0 | 0 | 0 | 0 | 0 | 0 | 0 | 0 | 0 | 0 | 0 | 0 | 0 | 0 | 0 | 0 | 0 | 0 | 0 | 0 | 0 | 0 | 0 | 0 | 0 | 0 | 0 | 0
F2_Industrial_Wood and Lumber Products_Existing_Miscellaneous_Natural Gas_Miscellaneous_E10 | F2 | Industrial | Wood and Lumber Products | Existing | Miscellaneous | Natural Gas | Miscellaneous | E10 | TRC BC Ratio | 0 | 0 | 0 | 0 | 0 | 0 | 0 | 0 | 0 | 0 | 0 | 0 | 0 | 0 | 0 | 0 | 0 | 0 | 0 | 0 | 0 | 0 | 0 | 0 | 0 | 0 | 0 | 0 | 0 | 0
F3_Industrial_Wood and Lumber Products_Existing_Miscellaneous_Natural Gas_Miscellaneous_E1 | F3 | Industrial | Wood and Lumber Products | Existing | Miscellaneous | Natural Gas | Miscellaneous | E1 | PACT BC Ratio | 0.9 | 0.9 | 0.9 | 0.9 | 0.9 | 0.9 | 0.9 | 0.9 | 0.9 | 0.9 | 0.9 | 0.9 | 0.9 | 0.9 | 0.9 | 0.9 | 0.9 | 0.9 | 0.9 | 0.9 | 0.9 | 0.9 | 0 | 0 | 0 | 0 | 0 | 0 | 0 | 0
F3_Industrial_Wood and Lumber Products_Existing_Miscellaneous_Natural Gas_Miscellaneous_E2 | F3 | Industrial | Wood and Lumber Products | Existing | Miscellaneous | Natural Gas | Miscellaneous | E2 | PACT BC Ratio | 0 | 0 | 0 | 0 | 0 | 0 | 0 | 0 | 0 | 0 | 0 | 0 | 0 | 0 | 0 | 0 | 0 | 0 | 0 | 0 | 0 | 0 | 0 | 0 | 0 | 0 | 0 | 0 | 0 | 0
F3_Industrial_Wood and Lumber Products_Existing_Miscellaneous_Natural Gas_Miscellaneous_E3 | F3 | Industrial | Wood and Lumber Products | Existing | Miscellaneous | Natural Gas | Miscellaneous | E3 | PACT BC Ratio | 0 | 0 | 0 | 0 | 0 | 0 | 0 | 0 | 0 | 0 | 0 | 0 | 0 | 0 | 0 | 0 | 0 | 0 | 0 | 0 | 0 | 0 | 0 | 0 | 0 | 0 | 0 | 0 | 0 | 0
F3_Industrial_Wood and Lumber Products_Existing_Miscellaneous_Natural Gas_Miscellaneous_E4 | F3 | Industrial | Wood and Lumber Products | Existing | Miscellaneous | Natural Gas | Miscellaneous | E4 | PACT BC Ratio | 0 | 0 | 0 | 0 | 0 | 0 | 0 | 0 | 0 | 0 | 0 | 0 | 0 | 0 | 0 | 0 | 0 | 0 | 0 | 0 | 0 | 0 | 0 | 0 | 0 | 0 | 0 | 0 | 0 | 0
F3_Industrial_Wood and Lumber Products_Existing_Miscellaneous_Natural Gas_Miscellaneous_E5 | F3 | Industrial | Wood and Lumber Products | Existing | Miscellaneous | Natural Gas | Miscellaneous | E5 | PACT BC Ratio | 0 | 0 | 0 | 0 | 0 | 0 | 0 | 0 | 0 | 0 | 0 | 0 | 0 | 0 | 0 | 0 | 0 | 0 | 0 | 0 | 0 | 0 | 0 | 0 | 0 | 0 | 0 | 0 | 0 | 0
F3_Industrial_Wood and Lumber Products_Existing_Miscellaneous_Natural Gas_Miscellaneous_E6 | F3 | Industrial | Wood and Lumber Products | Existing | Miscellaneous | Natural Gas | Miscellaneous | E6 | PACT BC Ratio | 0 | 0 | 0 | 0 | 0 | 0 | 0 | 0 | 0 | 0 | 0 | 0 | 0 | 0 | 0 | 0 | 0 | 0 | 0 | 0 | 0 | 0 | 0 | 0 | 0 | 0 | 0 | 0 | 0 | 0
F3_Industrial_Wood and Lumber Products_Existing_Miscellaneous_Natural Gas_Miscellaneous_E7 | F3 | Industrial | Wood and Lumber Products | Existing | Miscellaneous | Natural Gas | Miscellaneous | E7 | PACT BC Ratio | 0 | 0 | 0 | 0 | 0 | 0 | 0 | 0 | 0 | 0 | 0 | 0 | 0 | 0 | 0 | 0 | 0 | 0 | 0 | 0 | 0 | 0 | 0 | 0 | 0 | 0 | 0 | 0 | 0 | 0
F3_Industrial_Wood and Lumber Products_Existing_Miscellaneous_Natural Gas_Miscellaneous_E8 | F3 | Industrial | Wood and Lumber Products | Existing | Miscellaneous | Natural Gas | Miscellaneous | E8 | PACT BC Ratio | 0 | 0 | 0 | 0 | 0 | 0 | 0 | 0 | 0 | 0 | 0 | 0 | 0 | 0 | 0 | 0 | 0 | 0 | 0 | 0 | 0 | 0 | 0 | 0 | 0 | 0 | 0 | 0 | 0 | 0
F3_Industrial_Wood and Lumber Products_Existing_Miscellaneous_Natural Gas_Miscellaneous_E9 | F3 | Industrial | Wood and Lumber Products | Existing | Miscellaneous | Natural Gas | Miscellaneous | E9 | PACT BC Ratio | 0 | 0 | 0 | 0 | 0 | 0 | 0 | 0 | 0 | 0 | 0 | 0 | 0 | 0 | 0 | 0 | 0 | 0 | 0 | 0 | 0 | 0 | 0 | 0 | 0 | 0 | 0 | 0 | 0 | 0
F3_Industrial_Wood and Lumber Products_Existing_Miscellaneous_Natural Gas_Miscellaneous_E10 | F3 | Industrial | Wood and Lumber Products | Existing | Miscellaneous | Natural Gas | Miscellaneous | E10 | PACT BC Ratio | 0 | 0 | 0 | 0 | 0 | 0 | 0 | 0 | 0 | 0 | 0 | 0 | 0 | 0 | 0 | 0 | 0 | 0 | 0 | 0 | 0 | 0 | 0 | 0 | 0 | 0 | 0 | 0 | 0 | 0
F4_Industrial_Wood and Lumber Products_Existing_Miscellaneous_Natural Gas_Miscellaneous_E1 | F4 | Industrial | Wood and Lumber Products | Existing | Miscellaneous | Natural Gas | Miscellaneous | E1 | PCT BC Ratio | 0.9 | 0.9 | 0.9 | 0.9 | 0.9 | 0.9 | 0.9 | 0.9 | 0.9 | 0.9 | 0.9 | 0.9 | 0.9 | 0.9 | 0.9 | 0.9 | 0.9 | 0.9 | 0.9 | 0.9 | 0.9 | 0.9 | 0 | 0 | 0 | 0 | 0 | 0 | 0 | 0
F4_Industrial_Wood and Lumber Products_Existing_Miscellaneous_Natural Gas_Miscellaneous_E2 | F4 | Industrial | Wood and Lumber Products | Existing | Miscellaneous | Natural Gas | Miscellaneous | E2 | PCT BC Ratio | 0 | 0 | 0 | 0 | 0 | 0 | 0 | 0 | 0 | 0 | 0 | 0 | 0 | 0 | 0 | 0 | 0 | 0 | 0 | 0 | 0 | 0 | 0 | 0 | 0 | 0 | 0 | 0 | 0 | 0
F4_Industrial_Wood and Lumber Products_Existing_Miscellaneous_Natural Gas_Miscellaneous_E3 | F4 | Industrial | Wood and Lumber Products | Existing | Miscellaneous | Natural Gas | Miscellaneous | E3 | PCT BC Ratio | 0 | 0 | 0 | 0 | 0 | 0 | 0 | 0 | 0 | 0 | 0 | 0 | 0 | 0 | 0 | 0 | 0 | 0 | 0 | 0 | 0 | 0 | 0 | 0 | 0 | 0 | 0 | 0 | 0 | 0
F4_Industrial_Wood and Lumber Products_Existing_Miscellaneous_Natural Gas_Miscellaneous_E4 | F4 | Industrial | Wood and Lumber Products | Existing | Miscellaneous | Natural Gas | Miscellaneous | E4 | PCT BC Ratio | 0 | 0 | 0 | 0 | 0 | 0 | 0 | 0 | 0 | 0 | 0 | 0 | 0 | 0 | 0 | 0 | 0 | 0 | 0 | 0 | 0 | 0 | 0 | 0 | 0 | 0 | 0 | 0 | 0 | 0
F4_Industrial_Wood and Lumber Products_Existing_Miscellaneous_Natural Gas_Miscellaneous_E5 | F4 | Industrial | Wood and Lumber Products | Existing | Miscellaneous | Natural Gas | Miscellaneous | E5 | PCT BC Ratio | 0 | 0 | 0 | 0 | 0 | 0 | 0 | 0 | 0 | 0 | 0 | 0 | 0 | 0 | 0 | 0 | 0 | 0 | 0 | 0 | 0 | 0 | 0 | 0 | 0 | 0 | 0 | 0 | 0 | 0
F4_Industrial_Wood and Lumber Products_Existing_Miscellaneous_Natural Gas_Miscellaneous_E6 | F4 | Industrial | Wood and Lumber Products | Existing | Miscellaneous | Natural Gas | Miscellaneous | E6 | PCT BC Ratio | 0 | 0 | 0 | 0 | 0 | 0 | 0 | 0 | 0 | 0 | 0 | 0 | 0 | 0 | 0 | 0 | 0 | 0 | 0 | 0 | 0 | 0 | 0 | 0 | 0 | 0 | 0 | 0 | 0 | 0
F4_Industrial_Wood and Lumber Products_Existing_Miscellaneous_Natural Gas_Miscellaneous_E7 | F4 | Industrial | Wood and Lumber Products | Existing | Miscellaneous | Natural Gas | Miscellaneous | E7 | PCT BC Ratio | 0 | 0 | 0 | 0 | 0 | 0 | 0 | 0 | 0 | 0 | 0 | 0 | 0 | 0 | 0 | 0 | 0 | 0 | 0 | 0 | 0 | 0 | 0 | 0 | 0 | 0 | 0 | 0 | 0 | 0
F4_Industrial_Wood and Lumber Products_Existing_Miscellaneous_Natural Gas_Miscellaneous_E8 | F4 | Industrial | Wood and Lumber Products | Existing | Miscellaneous | Natural Gas | Miscellaneous | E8 | PCT BC Ratio | 0 | 0 | 0 | 0 | 0 | 0 | 0 | 0 | 0 | 0 | 0 | 0 | 0 | 0 | 0 | 0 | 0 | 0 | 0 | 0 | 0 | 0 | 0 | 0 | 0 | 0 | 0 | 0 | 0 | 0
F4_Industrial_Wood and Lumber Products_Existing_Miscellaneous_Natural Gas_Miscellaneous_E9 | F4 | Industrial | Wood and Lumber Products | Existing | Miscellaneous | Natural Gas | Miscellaneous | E9 | PCT BC Ratio | 0 | 0 | 0 | 0 | 0 | 0 | 0 | 0 | 0 | 0 | 0 | 0 | 0 | 0 | 0 | 0 | 0 | 0 | 0 | 0 | 0 | 0 | 0 | 0 | 0 | 0 | 0 | 0 | 0 | 0
F4_Industrial_Wood and Lumber Products_Existing_Miscellaneous_Natural Gas_Miscellaneous_E10 | F4 | Industrial | Wood and Lumber Products | Existing | Miscellaneous | Natural Gas | Miscellaneous | E10 | PCT BC Ratio | 0 | 0 | 0 | 0 | 0 | 0 | 0 | 0 | 0 | 0 | 0 | 0 | 0 | 0 | 0 | 0 | 0 | 0 | 0 | 0 | 0 | 0 | 0 | 0 | 0 | 0 | 0 | 0 | 0 | 0
F5_Industrial_Wood and Lumber Products_Existing_Miscellaneous_Natural Gas_Miscellaneous_E1 | F5 | Industrial | Wood and Lumber Products | Existing | Miscellaneous | Natural Gas | Miscellaneous | E1 | RIM BC Ratio | 0.9 | 0.9 | 0.9 | 0.9 | 0.9 | 0.9 | 0.9 | 0.9 | 0.9 | 0.9 | 0.9 | 0.9 | 0.9 | 0.9 | 0.9 | 0.9 | 0.9 | 0.9 | 0.9 | 0.9 | 0.9 | 0.9 | 0 | 0 | 0 | 0 | 0 | 0 | 0 | 0
F5_Industrial_Wood and Lumber Products_Existing_Miscellaneous_Natural Gas_Miscellaneous_E2 | F5 | Industrial | Wood and Lumber Products | Existing | Miscellaneous | Natural Gas | Miscellaneous | E2 | RIM BC Ratio | 0 | 0 | 0 | 0 | 0 | 0 | 0 | 0 | 0 | 0 | 0 | 0 | 0 | 0 | 0 | 0 | 0 | 0 | 0 | 0 | 0 | 0 | 0 | 0 | 0 | 0 | 0 | 0 | 0 | 0
F5_Industrial_Wood and Lumber Products_Existing_Miscellaneous_Natural Gas_Miscellaneous_E3 | F5 | Industrial | Wood and Lumber Products | Existing | Miscellaneous | Natural Gas | Miscellaneous | E3 | RIM BC Ratio | 0 | 0 | 0 | 0 | 0 | 0 | 0 | 0 | 0 | 0 | 0 | 0 | 0 | 0 | 0 | 0 | 0 | 0 | 0 | 0 | 0 | 0 | 0 | 0 | 0 | 0 | 0 | 0 | 0 | 0
F5_Industrial_Wood and Lumber Products_Existing_Miscellaneous_Natural Gas_Miscellaneous_E4 | F5 | Industrial | Wood and Lumber Products | Existing | Miscellaneous | Natural Gas | Miscellaneous | E4 | RIM BC Ratio | 0 | 0 | 0 | 0 | 0 | 0 | 0 | 0 | 0 | 0 | 0 | 0 | 0 | 0 | 0 | 0 | 0 | 0 | 0 | 0 | 0 | 0 | 0 | 0 | 0 | 0 | 0 | 0 | 0 | 0
F5_Industrial_Wood and Lumber Products_Existing_Miscellaneous_Natural Gas_Miscellaneous_E5 | F5 | Industrial | Wood and Lumber Products | Existing | Miscellaneous | Natural Gas | Miscellaneous | E5 | RIM BC Ratio | 0 | 0 | 0 | 0 | 0 | 0 | 0 | 0 | 0 | 0 | 0 | 0 | 0 | 0 | 0 | 0 | 0 | 0 | 0 | 0 | 0 | 0 | 0 | 0 | 0 | 0 | 0 | 0 | 0 | 0
F5_Industrial_Wood and Lumber Products_Existing_Miscellaneous_Natural Gas_Miscellaneous_E6 | F5 | Industrial | Wood and Lumber Products | Existing | Miscellaneous | Natural Gas | Miscellaneous | E6 | RIM BC Ratio | 0 | 0 | 0 | 0 | 0 | 0 | 0 | 0 | 0 | 0 | 0 | 0 | 0 | 0 | 0 | 0 | 0 | 0 | 0 | 0 | 0 | 0 | 0 | 0 | 0 | 0 | 0 | 0 | 0 | 0
F5_Industrial_Wood and Lumber Products_Existing_Miscellaneous_Natural Gas_Miscellaneous_E7 | F5 | Industrial | Wood and Lumber Products | Existing | Miscellaneous | Natural Gas | Miscellaneous | E7 | RIM BC Ratio | 0 | 0 | 0 | 0 | 0 | 0 | 0 | 0 | 0 | 0 | 0 | 0 | 0 | 0 | 0 | 0 | 0 | 0 | 0 | 0 | 0 | 0 | 0 | 0 | 0 | 0 | 0 | 0 | 0 | 0
F5_Industrial_Wood and Lumber Products_Existing_Miscellaneous_Natural Gas_Miscellaneous_E8 | F5 | Industrial | Wood and Lumber Products | Existing | Miscellaneous | Natural Gas | Miscellaneous | E8 | RIM BC Ratio | 0 | 0 | 0 | 0 | 0 | 0 | 0 | 0 | 0 | 0 | 0 | 0 | 0 | 0 | 0 | 0 | 0 | 0 | 0 | 0 | 0 | 0 | 0 | 0 | 0 | 0 | 0 | 0 | 0 | 0
F5_Industrial_Wood and Lumber Products_Existing_Miscellaneous_Natural Gas_Miscellaneous_E9 | F5 | Industrial | Wood and Lumber Products | Existing | Miscellaneous | Natural Gas | Miscellaneous | E9 | RIM BC Ratio | 0 | 0 | 0 | 0 | 0 | 0 | 0 | 0 | 0 | 0 | 0 | 0 | 0 | 0 | 0 | 0 | 0 | 0 | 0 | 0 | 0 | 0 | 0 | 0 | 0 | 0 | 0 | 0 | 0 | 0
F5_Industrial_Wood and Lumber Products_Existing_Miscellaneous_Natural Gas_Miscellaneous_E10 | F5 | Industrial | Wood and Lumber Products | Existing | Miscellaneous | Natural Gas | Miscellaneous | E10 | RIM BC Ratio | 0 | 0 | 0 | 0 | 0 | 0 | 0 | 0 | 0 | 0 | 0 | 0 | 0 | 0 | 0 | 0 | 0 | 0 | 0 | 0 | 0 | 0 | 0 | 0 | 0 | 0 | 0 | 0 | 0 | 0
F0_Industrial_Wood and Lumber Products_New_Space Heating_Natural Gas_Furnace_E0 | F0 | Industrial | Wood and Lumber Products | New | Space Heating | Natural Gas | Furnace | E0 | Economic Unit | AFUE 96% | AFUE 96% | AFUE 96% | AFUE 96% | AFUE 96% | AFUE 96% | AFUE 96% | AFUE 96% | AFUE 96% | AFUE 96% | AFUE 96% | AFUE 96% | AFUE 96% | AFUE 96% | AFUE 96% | AFUE 96% | AFUE 96% | AFUE 96% | AFUE 96% | AFUE 96% | AFUE 96% | AFUE 96% | 0 | 0 | 0 | 0 | 0 | 0 | 0 | 0
F1_Industrial_Wood and Lumber Products_New_Space Heating_Natural Gas_Furnace_E1 | F1 | Industrial | Wood and Lumber Products | New | Space Heating | Natural Gas | Furnace | E1 | CCE | 0 | 0 | 0 | 0 | 0 | 0 | 0 | 0 | 0 | 0 | 0 | 0 | 0 | 0 | 0 | 0 | 0 | 0 | 0 | 0 | 0 | 0 | 0 | 0 | 0 | 0 | 0 | 0 | 0 | 0
F1_Industrial_Wood and Lumber Products_New_Space Heating_Natural Gas_Furnace_E2 | F1 | Industrial | Wood and Lumber Products | New | Space Heating | Natural Gas | Furnace | E2 | CCE | 0.00079977 | 0.00079977 | 0.00079977 | 0.00079977 | 0.00079977 | 0.00079977 | 0.00079977 | 0.00079977 | 0.00079977 | 0.00079977 | 0.00079977 | 0.00079977 | 0.00079977 | 0.00079977 | 0.00079977 | 0.00079977 | 0.00079977 | 0.00079977 | 0.00079977 | 0.00079977 | 0.00079977 | 0.00079977 | 0 | 0 | 0 | 0 | 0 | 0 | 0 | 0
F1_Industrial_Wood and Lumber Products_New_Space Heating_Natural Gas_Furnace_E3 | F1 | Industrial | Wood and Lumber Products | New | Space Heating | Natural Gas | Furnace | E3 | CCE | 0.0010664 | 0.0010664 | 0.0010664 | 0.0010664 | 0.0010664 | 0.0010664 | 0.0010664 | 0.0010664 | 0.0010664 | 0.0010664 | 0.0010664 | 0.0010664 | 0.0010664 | 0.0010664 | 0.0010664 | 0.0010664 | 0.0010664 | 0.0010664 | 0.0010664 | 0.0010664 | 0.0010664 | 0.0010664 | 0 | 0 | 0 | 0 | 0 | 0 | 0 | 0
F1_Industrial_Wood and Lumber Products_New_Space Heating_Natural Gas_Furnace_E4 | F1 | Industrial | Wood and Lumber Products | New | Space Heating | Natural Gas | Furnace | E4 | CCE | 0 | 0 | 0 | 0 | 0 | 0 | 0 | 0 | 0 | 0 | 0 | 0 | 0 | 0 | 0 | 0 | 0 | 0 | 0 | 0 | 0 | 0 | 0 | 0 | 0 | 0 | 0 | 0 | 0 | 0
F1_Industrial_Wood and Lumber Products_New_Space Heating_Natural Gas_Furnace_E5 | F1 | Industrial | Wood and Lumber Products | New | Space Heating | Natural Gas | Furnace | E5 | CCE | 0 | 0 | 0 | 0 | 0 | 0 | 0 | 0 | 0 | 0 | 0 | 0 | 0 | 0 | 0 | 0 | 0 | 0 | 0 | 0 | 0 | 0 | 0 | 0 | 0 | 0 | 0 | 0 | 0 | 0
F1_Industrial_Wood and Lumber Products_New_Space Heating_Natural Gas_Furnace_E6 | F1 | Industrial | Wood and Lumber Products | New | Space Heating | Natural Gas | Furnace | E6 | CCE | 0 | 0 | 0 | 0 | 0 | 0 | 0 | 0 | 0 | 0 | 0 | 0 | 0 | 0 | 0 | 0 | 0 | 0 | 0 | 0 | 0 | 0 | 0 | 0 | 0 | 0 | 0 | 0 | 0 | 0
F1_Industrial_Wood and Lumber Products_New_Space Heating_Natural Gas_Furnace_E7 | F1 | Industrial | Wood and Lumber Products | New | Space Heating | Natural Gas | Furnace | E7 | CCE | 0 | 0 | 0 | 0 | 0 | 0 | 0 | 0 | 0 | 0 | 0 | 0 | 0 | 0 | 0 | 0 | 0 | 0 | 0 | 0 | 0 | 0 | 0 | 0 | 0 | 0 | 0 | 0 | 0 | 0
F1_Industrial_Wood and Lumber Products_New_Space Heating_Natural Gas_Furnace_E8 | F1 | Industrial | Wood and Lumber Products | New | Space Heating | Natural Gas | Furnace | E8 | CCE | 0 | 0 | 0 | 0 | 0 | 0 | 0 | 0 | 0 | 0 | 0 | 0 | 0 | 0 | 0 | 0 | 0 | 0 | 0 | 0 | 0 | 0 | 0 | 0 | 0 | 0 | 0 | 0 | 0 | 0
F1_Industrial_Wood and Lumber Products_New_Space Heating_Natural Gas_Furnace_E9 | F1 | Industrial | Wood and Lumber Products | New | Space Heating | Natural Gas | Furnace | E9 | CCE | 0 | 0 | 0 | 0 | 0 | 0 | 0 | 0 | 0 | 0 | 0 | 0 | 0 | 0 | 0 | 0 | 0 | 0 | 0 | 0 | 0 | 0 | 0 | 0 | 0 | 0 | 0 | 0 | 0 | 0
F1_Industrial_Wood and Lumber Products_New_Space Heating_Natural Gas_Furnace_E10 | F1 | Industrial | Wood and Lumber Products | New | Space Heating | Natural Gas | Furnace | E10 | CCE | 0 | 0 | 0 | 0 | 0 | 0 | 0 | 0 | 0 | 0 | 0 | 0 | 0 | 0 | 0 | 0 | 0 | 0 | 0 | 0 | 0 | 0 | 0 | 0 | 0 | 0 | 0 | 0 | 0 | 0
F2_Industrial_Wood and Lumber Products_New_Space Heating_Natural Gas_Furnace_E1 | F2 | Industrial | Wood and Lumber Products | New | Space Heating | Natural Gas | Furnace | E1 | TRC BC Ratio | 0.9 | 0.9 | 0.9 | 0.9 | 0.9 | 0.9 | 0.9 | 0.9 | 0.9 | 0.9 | 0.9 | 0.9 | 0.9 | 0.9 | 0.9 | 0.9 | 0.9 | 0.9 | 0.9 | 0.9 | 0.9 | 0.9 | 0 | 0 | 0 | 0 | 0 | 0 | 0 | 0
F2_Industrial_Wood and Lumber Products_New_Space Heating_Natural Gas_Furnace_E2 | F2 | Industrial | Wood and Lumber Products | New | Space Heating | Natural Gas | Furnace | E2 | TRC BC Ratio | 6.3212 | 6.3913 | 6.2901 | 6.1932 | 6.0268 | 5.8622 | 5.6966 | 5.5455 | 5.3952 | 5.264 | 5.1331 | 5.0059 | 4.8813 | 4.7615 | 4.644 | 4.5289 | 4.4175 | 4.3108 | 4.2064 | 4.1083 | 4.014 | 3.9226 | 0 | 0 | 0 | 0 | 0 | 0 | 0 | 0
F2_Industrial_Wood and Lumber Products_New_Space Heating_Natural Gas_Furnace_E3 | F2 | Industrial | Wood and Lumber Products | New | Space Heating | Natural Gas | Furnace | E3 | TRC BC Ratio | 4.7409 | 4.7935 | 4.7176 | 4.6449 | 4.5201 | 4.3966 | 4.2724 | 4.1591 | 4.0464 | 3.948 | 3.8499 | 3.7545 | 3.661 | 3.5711 | 3.483 | 3.3967 | 3.3131 | 3.2331 | 3.1548 | 3.0812 | 3.0105 | 2.942 | 0 | 0 | 0 | 0 | 0 | 0 | 0 | 0
F2_Industrial_Wood and Lumber Products_New_Space Heating_Natural Gas_Furnace_E4 | F2 | Industrial | Wood and Lumber Products | New | Space Heating | Natural Gas | Furnace | E4 | TRC BC Ratio | 0 | 0 | 0 | 0 | 0 | 0 | 0 | 0 | 0 | 0 | 0 | 0 | 0 | 0 | 0 | 0 | 0 | 0 | 0 | 0 | 0 | 0 | 0 | 0 | 0 | 0 | 0 | 0 | 0 | 0
F2_Industrial_Wood and Lumber Products_New_Space Heating_Natural Gas_Furnace_E5 | F2 | Industrial | Wood and Lumber Products | New | Space Heating | Natural Gas | Furnace | E5 | TRC BC Ratio | 0 | 0 | 0 | 0 | 0 | 0 | 0 | 0 | 0 | 0 | 0 | 0 | 0 | 0 | 0 | 0 | 0 | 0 | 0 | 0 | 0 | 0 | 0 | 0 | 0 | 0 | 0 | 0 | 0 | 0
F2_Industrial_Wood and Lumber Products_New_Space Heating_Natural Gas_Furnace_E6 | F2 | Industrial | Wood and Lumber Products | New | Space Heating | Natural Gas | Furnace | E6 | TRC BC Ratio | 0 | 0 | 0 | 0 | 0 | 0 | 0 | 0 | 0 | 0 | 0 | 0 | 0 | 0 | 0 | 0 | 0 | 0 | 0 | 0 | 0 | 0 | 0 | 0 | 0 | 0 | 0 | 0 | 0 | 0
F2_Industrial_Wood and Lumber Products_New_Space Heating_Natural Gas_Furnace_E7 | F2 | Industrial | Wood and Lumber Products | New | Space Heating | Natural Gas | Furnace | E7 | TRC BC Ratio | 0 | 0 | 0 | 0 | 0 | 0 | 0 | 0 | 0 | 0 | 0 | 0 | 0 | 0 | 0 | 0 | 0 | 0 | 0 | 0 | 0 | 0 | 0 | 0 | 0 | 0 | 0 | 0 | 0 | 0
F2_Industrial_Wood and Lumber Products_New_Space Heating_Natural Gas_Furnace_E8 | F2 | Industrial | Wood and Lumber Products | New | Space Heating | Natural Gas | Furnace | E8 | TRC BC Ratio | 0 | 0 | 0 | 0 | 0 | 0 | 0 | 0 | 0 | 0 | 0 | 0 | 0 | 0 | 0 | 0 | 0 | 0 | 0 | 0 | 0 | 0 | 0 | 0 | 0 | 0 | 0 | 0 | 0 | 0
F2_Industrial_Wood and Lumber Products_New_Space Heating_Natural Gas_Furnace_E9 | F2 | Industrial | Wood and Lumber Products | New | Space Heating | Natural Gas | Furnace | E9 | TRC BC Ratio | 0 | 0 | 0 | 0 | 0 | 0 | 0 | 0 | 0 | 0 | 0 | 0 | 0 | 0 | 0 | 0 | 0 | 0 | 0 | 0 | 0 | 0 | 0 | 0 | 0 | 0 | 0 | 0 | 0 | 0
F2_Industrial_Wood and Lumber Products_New_Space Heating_Natural Gas_Furnace_E10 | F2 | Industrial | Wood and Lumber Products | New | Space Heating | Natural Gas | Furnace | E10 | TRC BC Ratio | 0 | 0 | 0 | 0 | 0 | 0 | 0 | 0 | 0 | 0 | 0 | 0 | 0 | 0 | 0 | 0 | 0 | 0 | 0 | 0 | 0 | 0 | 0 | 0 | 0 | 0 | 0 | 0 | 0 | 0
F3_Industrial_Wood and Lumber Products_New_Space Heating_Natural Gas_Furnace_E1 | F3 | Industrial | Wood and Lumber Products | New | Space Heating | Natural Gas | Furnace | E1 | PACT BC Ratio | 0.9 | 0.9 | 0.9 | 0.9 | 0.9 | 0.9 | 0.9 | 0.9 | 0.9 | 0.9 | 0.9 | 0.9 | 0.9 | 0.9 | 0.9 | 0.9 | 0.9 | 0.9 | 0.9 | 0.9 | 0.9 | 0.9 | 0 | 0 | 0 | 0 | 0 | 0 | 0 | 0
F3_Industrial_Wood and Lumber Products_New_Space Heating_Natural Gas_Furnace_E2 | F3 | Industrial | Wood and Lumber Products | New | Space Heating | Natural Gas | Furnace | E2 | PACT BC Ratio | 18.2413 | 18.4434 | 18.1516 | 17.8719 | 17.3918 | 16.9166 | 16.4388 | 16.0026 | 15.5689 | 15.1904 | 14.8128 | 14.4457 | 14.0861 | 13.7402 | 13.4013 | 13.0692 | 12.7477 | 12.4396 | 12.1385 | 11.8554 | 11.5833 | 11.3196 | 0 | 0 | 0 | 0 | 0 | 0 | 0 | 0
F3_Industrial_Wood and Lumber Products_New_Space Heating_Natural Gas_Furnace_E3 | F3 | Industrial | Wood and Lumber Products | New | Space Heating | Natural Gas | Furnace | E3 | PACT BC Ratio | 13.681 | 13.8325 | 13.6137 | 13.4039 | 13.0438 | 12.6874 | 12.3291 | 12.002 | 11.6767 | 11.3928 | 11.1096 | 10.8343 | 10.5645 | 10.3052 | 10.051 | 9.8019 | 9.5608 | 9.3297 | 9.1039 | 8.8915 | 8.6875 | 8.4897 | 0 | 0 | 0 | 0 | 0 | 0 | 0 | 0
F3_Industrial_Wood and Lumber Products_New_Space Heating_Natural Gas_Furnace_E4 | F3 | Industrial | Wood and Lumber Products | New | Space Heating | Natural Gas | Furnace | E4 | PACT BC Ratio | 0 | 0 | 0 | 0 | 0 | 0 | 0 | 0 | 0 | 0 | 0 | 0 | 0 | 0 | 0 | 0 | 0 | 0 | 0 | 0 | 0 | 0 | 0 | 0 | 0 | 0 | 0 | 0 | 0 | 0
F3_Industrial_Wood and Lumber Products_New_Space Heating_Natural Gas_Furnace_E5 | F3 | Industrial | Wood and Lumber Products | New | Space Heating | Natural Gas | Furnace | E5 | PACT BC Ratio | 0 | 0 | 0 | 0 | 0 | 0 | 0 | 0 | 0 | 0 | 0 | 0 | 0 | 0 | 0 | 0 | 0 | 0 | 0 | 0 | 0 | 0 | 0 | 0 | 0 | 0 | 0 | 0 | 0 | 0
F3_Industrial_Wood and Lumber Products_New_Space Heating_Natural Gas_Furnace_E6 | F3 | Industrial | Wood and Lumber Products | New | Space Heating | Natural Gas | Furnace | E6 | PACT BC Ratio | 0 | 0 | 0 | 0 | 0 | 0 | 0 | 0 | 0 | 0 | 0 | 0 | 0 | 0 | 0 | 0 | 0 | 0 | 0 | 0 | 0 | 0 | 0 | 0 | 0 | 0 | 0 | 0 | 0 | 0
F3_Industrial_Wood and Lumber Products_New_Space Heating_Natural Gas_Furnace_E7 | F3 | Industrial | Wood and Lumber Products | New | Space Heating | Natural Gas | Furnace | E7 | PACT BC Ratio | 0 | 0 | 0 | 0 | 0 | 0 | 0 | 0 | 0 | 0 | 0 | 0 | 0 | 0 | 0 | 0 | 0 | 0 | 0 | 0 | 0 | 0 | 0 | 0 | 0 | 0 | 0 | 0 | 0 | 0
F3_Industrial_Wood and Lumber Products_New_Space Heating_Natural Gas_Furnace_E8 | F3 | Industrial | Wood and Lumber Products | New | Space Heating | Natural Gas | Furnace | E8 | PACT BC Ratio | 0 | 0 | 0 | 0 | 0 | 0 | 0 | 0 | 0 | 0 | 0 | 0 | 0 | 0 | 0 | 0 | 0 | 0 | 0 | 0 | 0 | 0 | 0 | 0 | 0 | 0 | 0 | 0 | 0 | 0
F3_Industrial_Wood and Lumber Products_New_Space Heating_Natural Gas_Furnace_E9 | F3 | Industrial | Wood and Lumber Products | New | Space Heating | Natural Gas | Furnace | E9 | PACT BC Ratio | 0 | 0 | 0 | 0 | 0 | 0 | 0 | 0 | 0 | 0 | 0 | 0 | 0 | 0 | 0 | 0 | 0 | 0 | 0 | 0 | 0 | 0 | 0 | 0 | 0 | 0 | 0 | 0 | 0 | 0
F3_Industrial_Wood and Lumber Products_New_Space Heating_Natural Gas_Furnace_E10 | F3 | Industrial | Wood and Lumber Products | New | Space Heating | Natural Gas | Furnace | E10 | PACT BC Ratio | 0 | 0 | 0 | 0 | 0 | 0 | 0 | 0 | 0 | 0 | 0 | 0 | 0 | 0 | 0 | 0 | 0 | 0 | 0 | 0 | 0 | 0 | 0 | 0 | 0 | 0 | 0 | 0 | 0 | 0
F4_Industrial_Wood and Lumber Products_New_Space Heating_Natural Gas_Furnace_E1 | F4 | Industrial | Wood and Lumber Products | New | Space Heating | Natural Gas | Furnace | E1 | PCT BC Ratio | 0.9 | 0.9 | 0.9 | 0.9 | 0.9 | 0.9 | 0.9 | 0.9 | 0.9 | 0.9 | 0.9 | 0.9 | 0.9 | 0.9 | 0.9 | 0.9 | 0.9 | 0.9 | 0.9 | 0.9 | 0.9 | 0.9 | 0 | 0 | 0 | 0 | 0 | 0 | 0 | 0
F4_Industrial_Wood and Lumber Products_New_Space Heating_Natural Gas_Furnace_E2 | F4 | Industrial | Wood and Lumber Products | New | Space Heating | Natural Gas | Furnace | E2 | PCT BC Ratio | 9.4544 | 9.5569 | 9.4089 | 9.2671 | 9.0235 | 8.7825 | 8.5401 | 8.3189 | 8.0989 | 7.9069 | 7.7153 | 7.5291 | 7.3467 | 7.1713 | 6.9994 | 6.8309 | 6.6678 | 6.5115 | 6.3588 | 6.2152 | 6.0772 | 5.9434 | 0 | 0 | 0 | 0 | 0 | 0 | 0 | 0
F4_Industrial_Wood and Lumber Products_New_Space Heating_Natural Gas_Furnace_E3 | F4 | Industrial | Wood and Lumber Products | New | Space Heating | Natural Gas | Furnace | E3 | PCT BC Ratio | 7.1412 | 7.2181 | 7.1071 | 7.0007 | 6.818 | 6.6373 | 6.4555 | 6.2896 | 6.1246 | 5.9805 | 5.8369 | 5.6973 | 5.5604 | 5.4289 | 5.2999 | 5.1736 | 5.0513 | 4.9341 | 4.8195 | 4.7118 | 4.6083 | 4.508 | 0 | 0 | 0 | 0 | 0 | 0 | 0 | 0
F4_Industrial_Wood and Lumber Products_New_Space Heating_Natural Gas_Furnace_E4 | F4 | Industrial | Wood and Lumber Products | New | Space Heating | Natural Gas | Furnace | E4 | PCT BC Ratio | 0 | 0 | 0 | 0 | 0 | 0 | 0 | 0 | 0 | 0 | 0 | 0 | 0 | 0 | 0 | 0 | 0 | 0 | 0 | 0 | 0 | 0 | 0 | 0 | 0 | 0 | 0 | 0 | 0 | 0
F4_Industrial_Wood and Lumber Products_New_Space Heating_Natural Gas_Furnace_E5 | F4 | Industrial | Wood and Lumber Products | New | Space Heating | Natural Gas | Furnace | E5 | PCT BC Ratio | 0 | 0 | 0 | 0 | 0 | 0 | 0 | 0 | 0 | 0 | 0 | 0 | 0 | 0 | 0 | 0 | 0 | 0 | 0 | 0 | 0 | 0 | 0 | 0 | 0 | 0 | 0 | 0 | 0 | 0
F4_Industrial_Wood and Lumber Products_New_Space Heating_Natural Gas_Furnace_E6 | F4 | Industrial | Wood and Lumber Products | New | Space Heating | Natural Gas | Furnace | E6 | PCT BC Ratio | 0 | 0 | 0 | 0 | 0 | 0 | 0 | 0 | 0 | 0 | 0 | 0 | 0 | 0 | 0 | 0 | 0 | 0 | 0 | 0 | 0 | 0 | 0 | 0 | 0 | 0 | 0 | 0 | 0 | 0
F4_Industrial_Wood and Lumber Products_New_Space Heating_Natural Gas_Furnace_E7 | F4 | Industrial | Wood and Lumber Products | New | Space Heating | Natural Gas | Furnace | E7 | PCT BC Ratio | 0 | 0 | 0 | 0 | 0 | 0 | 0 | 0 | 0 | 0 | 0 | 0 | 0 | 0 | 0 | 0 | 0 | 0 | 0 | 0 | 0 | 0 | 0 | 0 | 0 | 0 | 0 | 0 | 0 | 0
F4_Industrial_Wood and Lumber Products_New_Space Heating_Natural Gas_Furnace_E8 | F4 | Industrial | Wood and Lumber Products | New | Space Heating | Natural Gas | Furnace | E8 | PCT BC Ratio | 0 | 0 | 0 | 0 | 0 | 0 | 0 | 0 | 0 | 0 | 0 | 0 | 0 | 0 | 0 | 0 | 0 | 0 | 0 | 0 | 0 | 0 | 0 | 0 | 0 | 0 | 0 | 0 | 0 | 0
F4_Industrial_Wood and Lumber Products_New_Space Heating_Natural Gas_Furnace_E9 | F4 | Industrial | Wood and Lumber Products | New | Space Heating | Natural Gas | Furnace | E9 | PCT BC Ratio | 0 | 0 | 0 | 0 | 0 | 0 | 0 | 0 | 0 | 0 | 0 | 0 | 0 | 0 | 0 | 0 | 0 | 0 | 0 | 0 | 0 | 0 | 0 | 0 | 0 | 0 | 0 | 0 | 0 | 0
F4_Industrial_Wood and Lumber Products_New_Space Heating_Natural Gas_Furnace_E10 | F4 | Industrial | Wood and Lumber Products | New | Space Heating | Natural Gas | Furnace | E10 | PCT BC Ratio | 0 | 0 | 0 | 0 | 0 | 0 | 0 | 0 | 0 | 0 | 0 | 0 | 0 | 0 | 0 | 0 | 0 | 0 | 0 | 0 | 0 | 0 | 0 | 0 | 0 | 0 | 0 | 0 | 0 | 0
F5_Industrial_Wood and Lumber Products_New_Space Heating_Natural Gas_Furnace_E1 | F5 | Industrial | Wood and Lumber Products | New | Space Heating | Natural Gas | Furnace | E1 | RIM BC Ratio | 0.9 | 0.9 | 0.9 | 0.9 | 0.9 | 0.9 | 0.9 | 0.9 | 0.9 | 0.9 | 0.9 | 0.9 | 0.9 | 0.9 | 0.9 | 0.9 | 0.9 | 0.9 | 0.9 | 0.9 | 0.9 | 0.9 | 0 | 0 | 0 | 0 | 0 | 0 | 0 | 0
F5_Industrial_Wood and Lumber Products_New_Space Heating_Natural Gas_Furnace_E2 | F5 | Industrial | Wood and Lumber Products | New | Space Heating | Natural Gas | Furnace | E2 | RIM BC Ratio | 0.79816 | 0.79854 | 0.79798 | 0.79744 | 0.79646 | 0.79543 | 0.79435 | 0.7933 | 0.79221 | 0.7912 | 0.79016 | 0.78909 | 0.78799 | 0.78688 | 0.78574 | 0.78457 | 0.78339 | 0.7822 | 0.78098 | 0.77978 | 0.77858 | 0.77736 | 0 | 0 | 0 | 0 | 0 | 0 | 0 | 0
F5_Industrial_Wood and Lumber Products_New_Space Heating_Natural Gas_Furnace_E3 | F5 | Industrial | Wood and Lumber Products | New | Space Heating | Natural Gas | Furnace | E3 | RIM BC Ratio | 0.78668 | 0.78718 | 0.78646 | 0.78575 | 0.78448 | 0.78316 | 0.78175 | 0.78041 | 0.77899 | 0.7777 | 0.77635 | 0.77497 | 0.77356 | 0.77214 | 0.77068 | 0.76918 | 0.76766 | 0.76614 | 0.76458 | 0.76305 | 0.76151 | 0.75996 | 0 | 0 | 0 | 0 | 0 | 0 | 0 | 0
F5_Industrial_Wood and Lumber Products_New_Space Heating_Natural Gas_Furnace_E4 | F5 | Industrial | Wood and Lumber Products | New | Space Heating | Natural Gas | Furnace | E4 | RIM BC Ratio | 0 | 0 | 0 | 0 | 0 | 0 | 0 | 0 | 0 | 0 | 0 | 0 | 0 | 0 | 0 | 0 | 0 | 0 | 0 | 0 | 0 | 0 | 0 | 0 | 0 | 0 | 0 | 0 | 0 | 0
F5_Industrial_Wood and Lumber Products_New_Space Heating_Natural Gas_Furnace_E5 | F5 | Industrial | Wood and Lumber Products | New | Space Heating | Natural Gas | Furnace | E5 | RIM BC Ratio | 0 | 0 | 0 | 0 | 0 | 0 | 0 | 0 | 0 | 0 | 0 | 0 | 0 | 0 | 0 | 0 | 0 | 0 | 0 | 0 | 0 | 0 | 0 | 0 | 0 | 0 | 0 | 0 | 0 | 0
F5_Industrial_Wood and Lumber Products_New_Space Heating_Natural Gas_Furnace_E6 | F5 | Industrial | Wood and Lumber Products | New | Space Heating | Natural Gas | Furnace | E6 | RIM BC Ratio | 0 | 0 | 0 | 0 | 0 | 0 | 0 | 0 | 0 | 0 | 0 | 0 | 0 | 0 | 0 | 0 | 0 | 0 | 0 | 0 | 0 | 0 | 0 | 0 | 0 | 0 | 0 | 0 | 0 | 0
F5_Industrial_Wood and Lumber Products_New_Space Heating_Natural Gas_Furnace_E7 | F5 | Industrial | Wood and Lumber Products | New | Space Heating | Natural Gas | Furnace | E7 | RIM BC Ratio | 0 | 0 | 0 | 0 | 0 | 0 | 0 | 0 | 0 | 0 | 0 | 0 | 0 | 0 | 0 | 0 | 0 | 0 | 0 | 0 | 0 | 0 | 0 | 0 | 0 | 0 | 0 | 0 | 0 | 0
F5_Industrial_Wood and Lumber Products_New_Space Heating_Natural Gas_Furnace_E8 | F5 | Industrial | Wood and Lumber Products | New | Space Heating | Natural Gas | Furnace | E8 | RIM BC Ratio | 0 | 0 | 0 | 0 | 0 | 0 | 0 | 0 | 0 | 0 | 0 | 0 | 0 | 0 | 0 | 0 | 0 | 0 | 0 | 0 | 0 | 0 | 0 | 0 | 0 | 0 | 0 | 0 | 0 | 0
F5_Industrial_Wood and Lumber Products_New_Space Heating_Natural Gas_Furnace_E9 | F5 | Industrial | Wood and Lumber Products | New | Space Heating | Natural Gas | Furnace | E9 | RIM BC Ratio | 0 | 0 | 0 | 0 | 0 | 0 | 0 | 0 | 0 | 0 | 0 | 0 | 0 | 0 | 0 | 0 | 0 | 0 | 0 | 0 | 0 | 0 | 0 | 0 | 0 | 0 | 0 | 0 | 0 | 0
F5_Industrial_Wood and Lumber Products_New_Space Heating_Natural Gas_Furnace_E10 | F5 | Industrial | Wood and Lumber Products | New | Space Heating | Natural Gas | Furnace | E10 | RIM BC Ratio | 0 | 0 | 0 | 0 | 0 | 0 | 0 | 0 | 0 | 0 | 0 | 0 | 0 | 0 | 0 | 0 | 0 | 0 | 0 | 0 | 0 | 0 | 0 | 0 | 0 | 0 | 0 | 0 | 0 | 0
F0_Industrial_Wood and Lumber Products_New_Space Heating_Natural Gas_Boiler_E0 | F0 | Industrial | Wood and Lumber Products | New | Space Heating | Natural Gas | Boiler | E0 | Economic Unit | AFUE 97% | AFUE 97% | AFUE 97% | AFUE 97% | AFUE 97% | AFUE 97% | AFUE 97% | AFUE 97% | AFUE 97% | AFUE 97% | AFUE 97% | AFUE 97% | AFUE 97% | AFUE 97% | AFUE 97% | AFUE 97% | AFUE 97% | AFUE 97% | AFUE 97% | AFUE 97% | AFUE 97% | AFUE 97% | 0 | 0 | 0 | 0 | 0 | 0 | 0 | 0
F1_Industrial_Wood and Lumber Products_New_Space Heating_Natural Gas_Boiler_E1 | F1 | Industrial | Wood and Lumber Products | New | Space Heating | Natural Gas | Boiler | E1 | CCE | 0 | 0 | 0 | 0 | 0 | 0 | 0 | 0 | 0 | 0 | 0 | 0 | 0 | 0 | 0 | 0 | 0 | 0 | 0 | 0 | 0 | 0 | 0 | 0 | 0 | 0 | 0 | 0 | 0 | 0
F1_Industrial_Wood and Lumber Products_New_Space Heating_Natural Gas_Boiler_E2 | F1 | Industrial | Wood and Lumber Products | New | Space Heating | Natural Gas | Boiler | E2 | CCE | 0.0028349 | 0.0028349 | 0.0028349 | 0.0028349 | 0.0028349 | 0.0028349 | 0.0028349 | 0.0028349 | 0.0028349 | 0.0028349 | 0.0028349 | 0.0028349 | 0.0028349 | 0.0028349 | 0.0028349 | 0.0028349 | 0.0028349 | 0.0028349 | 0.0028349 | 0.0028349 | 0.0028349 | 0.0028349 | 0 | 0 | 0 | 0 | 0 | 0 | 0 | 0
F1_Industrial_Wood and Lumber Products_New_Space Heating_Natural Gas_Boiler_E3 | F1 | Industrial | Wood and Lumber Products | New | Space Heating | Natural Gas | Boiler | E3 | CCE | 0.0028632 | 0.0028632 | 0.0028632 | 0.0028632 | 0.0028632 | 0.0028632 | 0.0028632 | 0.0028632 | 0.0028632 | 0.0028632 | 0.0028632 | 0.0028632 | 0.0028632 | 0.0028632 | 0.0028632 | 0.0028632 | 0.0028632 | 0.0028632 | 0.0028632 | 0.0028632 | 0.0028632 | 0.0028632 | 0 | 0 | 0 | 0 | 0 | 0 | 0 | 0
F1_Industrial_Wood and Lumber Products_New_Space Heating_Natural Gas_Boiler_E4 | F1 | Industrial | Wood and Lumber Products | New | Space Heating | Natural Gas | Boiler | E4 | CCE | 18.3182 | 18.3182 | 18.3182 | 18.3182 | 18.3182 | 18.3182 | 18.3182 | 18.3182 | 18.3182 | 18.3182 | 18.3182 | 18.3182 | 18.3182 | 18.3182 | 18.3182 | 18.3182 | 18.3182 | 18.3182 | 18.3182 | 18.3182 | 18.3182 | 18.3182 | 0 | 0 | 0 | 0 | 0 | 0 | 0 | 0
F1_Industrial_Wood and Lumber Products_New_Space Heating_Natural Gas_Boiler_E5 | F1 | Industrial | Wood and Lumber Products | New | Space Heating | Natural Gas | Boiler | E5 | CCE | 0 | 0 | 0 | 0 | 0 | 0 | 0 | 0 | 0 | 0 | 0 | 0 | 0 | 0 | 0 | 0 | 0 | 0 | 0 | 0 | 0 | 0 | 0 | 0 | 0 | 0 | 0 | 0 | 0 | 0
F1_Industrial_Wood and Lumber Products_New_Space Heating_Natural Gas_Boiler_E6 | F1 | Industrial | Wood and Lumber Products | New | Space Heating | Natural Gas | Boiler | E6 | CCE | 0 | 0 | 0 | 0 | 0 | 0 | 0 | 0 | 0 | 0 | 0 | 0 | 0 | 0 | 0 | 0 | 0 | 0 | 0 | 0 | 0 | 0 | 0 | 0 | 0 | 0 | 0 | 0 | 0 | 0
F1_Industrial_Wood and Lumber Products_New_Space Heating_Natural Gas_Boiler_E7 | F1 | Industrial | Wood and Lumber Products | New | Space Heating | Natural Gas | Boiler | E7 | CCE | 0 | 0 | 0 | 0 | 0 | 0 | 0 | 0 | 0 | 0 | 0 | 0 | 0 | 0 | 0 | 0 | 0 | 0 | 0 | 0 | 0 | 0 | 0 | 0 | 0 | 0 | 0 | 0 | 0 | 0
F1_Industrial_Wood and Lumber Products_New_Space Heating_Natural Gas_Boiler_E8 | F1 | Industrial | Wood and Lumber Products | New | Space Heating | Natural Gas | Boiler | E8 | CCE | 0 | 0 | 0 | 0 | 0 | 0 | 0 | 0 | 0 | 0 | 0 | 0 | 0 | 0 | 0 | 0 | 0 | 0 | 0 | 0 | 0 | 0 | 0 | 0 | 0 | 0 | 0 | 0 | 0 | 0
F1_Industrial_Wood and Lumber Products_New_Space Heating_Natural Gas_Boiler_E9 | F1 | Industrial | Wood and Lumber Products | New | Space Heating | Natural Gas | Boiler | E9 | CCE | 0 | 0 | 0 | 0 | 0 | 0 | 0 | 0 | 0 | 0 | 0 | 0 | 0 | 0 | 0 | 0 | 0 | 0 | 0 | 0 | 0 | 0 | 0 | 0 | 0 | 0 | 0 | 0 | 0 | 0
F1_Industrial_Wood and Lumber Products_New_Space Heating_Natural Gas_Boiler_E10 | F1 | Industrial | Wood and Lumber Products | New | Space Heating | Natural Gas | Boiler | E10 | CCE | 0 | 0 | 0 | 0 | 0 | 0 | 0 | 0 | 0 | 0 | 0 | 0 | 0 | 0 | 0 | 0 | 0 | 0 | 0 | 0 | 0 | 0 | 0 | 0 | 0 | 0 | 0 | 0 | 0 | 0
F2_Industrial_Wood and Lumber Products_New_Space Heating_Natural Gas_Boiler_E1 | F2 | Industrial | Wood and Lumber Products | New | Space Heating | Natural Gas | Boiler | E1 | TRC BC Ratio | 0.9 | 0.9 | 0.9 | 0.9 | 0.9 | 0.9 | 0.9 | 0.9 | 0.9 | 0.9 | 0.9 | 0.9 | 0.9 | 0.9 | 0.9 | 0.9 | 0.9 | 0.9 | 0.9 | 0.9 | 0.9 | 0.9 | 0 | 0 | 0 | 0 | 0 | 0 | 0 | 0
F2_Industrial_Wood and Lumber Products_New_Space Heating_Natural Gas_Boiler_E2 | F2 | Industrial | Wood and Lumber Products | New | Space Heating | Natural Gas | Boiler | E2 | TRC BC Ratio | 1.7632 | 1.7801 | 1.7514 | 1.7239 | 1.6778 | 1.6322 | 1.5864 | 1.5446 | 1.5029 | 1.4665 | 1.4301 | 1.3948 | 1.3601 | 1.3268 | 1.2942 | 1.2622 | 1.2312 | 1.2016 | 1.1727 | 1.1455 | 1.1195 | 1.0943 | 0 | 0 | 0 | 0 | 0 | 0 | 0 | 0
F2_Industrial_Wood and Lumber Products_New_Space Heating_Natural Gas_Boiler_E3 | F2 | Industrial | Wood and Lumber Products | New | Space Heating | Natural Gas | Boiler | E3 | TRC BC Ratio | 1.7458 | 1.7625 | 1.7341 | 1.7068 | 1.6612 | 1.6161 | 1.5708 | 1.5293 | 1.4881 | 1.452 | 1.416 | 1.381 | 1.3467 | 1.3137 | 1.2814 | 1.2497 | 1.2191 | 1.1897 | 1.1611 | 1.1342 | 1.1084 | 1.0835 | 0 | 0 | 0 | 0 | 0 | 0 | 0 | 0
F2_Industrial_Wood and Lumber Products_New_Space Heating_Natural Gas_Boiler_E4 | F2 | Industrial | Wood and Lumber Products | New | Space Heating | Natural Gas | Boiler | E4 | TRC BC Ratio | 0.00024714 | 0.0002449 | 0.00023981 | 0.00023492 | 0.00022893 | 0.00022307 | 0.00021729 | 0.00021187 | 0.00020654 | 0.00020163 | 0.0001968 | 0.00019208 | 0.00018747 | 0.000183 | 0.00017863 | 0.00017435 | 0.0001702 | 0.00016621 | 0.00016236 | 0.0001587 | 0.00015523 | 0.00015194 | 0 | 0 | 0 | 0 | 0 | 0 | 0 | 0
F2_Industrial_Wood and Lumber Products_New_Space Heating_Natural Gas_Boiler_E5 | F2 | Industrial | Wood and Lumber Products | New | Space Heating | Natural Gas | Boiler | E5 | TRC BC Ratio | 0 | 0 | 0 | 0 | 0 | 0 | 0 | 0 | 0 | 0 | 0 | 0 | 0 | 0 | 0 | 0 | 0 | 0 | 0 | 0 | 0 | 0 | 0 | 0 | 0 | 0 | 0 | 0 | 0 | 0
F2_Industrial_Wood and Lumber Products_New_Space Heating_Natural Gas_Boiler_E6 | F2 | Industrial | Wood and Lumber Products | New | Space Heating | Natural Gas | Boiler | E6 | TRC BC Ratio | 0 | 0 | 0 | 0 | 0 | 0 | 0 | 0 | 0 | 0 | 0 | 0 | 0 | 0 | 0 | 0 | 0 | 0 | 0 | 0 | 0 | 0 | 0 | 0 | 0 | 0 | 0 | 0 | 0 | 0
F2_Industrial_Wood and Lumber Products_New_Space Heating_Natural Gas_Boiler_E7 | F2 | Industrial | Wood and Lumber Products | New | Space Heating | Natural Gas | Boiler | E7 | TRC BC Ratio | 0 | 0 | 0 | 0 | 0 | 0 | 0 | 0 | 0 | 0 | 0 | 0 | 0 | 0 | 0 | 0 | 0 | 0 | 0 | 0 | 0 | 0 | 0 | 0 | 0 | 0 | 0 | 0 | 0 | 0
F2_Industrial_Wood and Lumber Products_New_Space Heating_Natural Gas_Boiler_E8 | F2 | Industrial | Wood and Lumber Products | New | Space Heating | Natural Gas | Boiler | E8 | TRC BC Ratio | 0 | 0 | 0 | 0 | 0 | 0 | 0 | 0 | 0 | 0 | 0 | 0 | 0 | 0 | 0 | 0 | 0 | 0 | 0 | 0 | 0 | 0 | 0 | 0 | 0 | 0 | 0 | 0 | 0 | 0
F2_Industrial_Wood and Lumber Products_New_Space Heating_Natural Gas_Boiler_E9 | F2 | Industrial | Wood and Lumber Products | New | Space Heating | Natural Gas | Boiler | E9 | TRC BC Ratio | 0 | 0 | 0 | 0 | 0 | 0 | 0 | 0 | 0 | 0 | 0 | 0 | 0 | 0 | 0 | 0 | 0 | 0 | 0 | 0 | 0 | 0 | 0 | 0 | 0 | 0 | 0 | 0 | 0 | 0
F2_Industrial_Wood and Lumber Products_New_Space Heating_Natural Gas_Boiler_E10 | F2 | Industrial | Wood and Lumber Products | New | Space Heating | Natural Gas | Boiler | E10 | TRC BC Ratio | 0 | 0 | 0 | 0 | 0 | 0 | 0 | 0 | 0 | 0 | 0 | 0 | 0 | 0 | 0 | 0 | 0 | 0 | 0 | 0 | 0 | 0 | 0 | 0 | 0 | 0 | 0 | 0 | 0 | 0
F3_Industrial_Wood and Lumber Products_New_Space Heating_Natural Gas_Boiler_E1 | F3 | Industrial | Wood and Lumber Products | New | Space Heating | Natural Gas | Boiler | E1 | PACT BC Ratio | 0.9 | 0.9 | 0.9 | 0.9 | 0.9 | 0.9 | 0.9 | 0.9 | 0.9 | 0.9 | 0.9 | 0.9 | 0.9 | 0.9 | 0.9 | 0.9 | 0.9 | 0.9 | 0.9 | 0.9 | 0.9 | 0.9 | 0 | 0 | 0 | 0 | 0 | 0 | 0 | 0
F3_Industrial_Wood and Lumber Products_New_Space Heating_Natural Gas_Boiler_E2 | F3 | Industrial | Wood and Lumber Products | New | Space Heating | Natural Gas | Boiler | E2 | PACT BC Ratio | 1.8157 | 1.8331 | 1.8035 | 1.7752 | 1.7277 | 1.6808 | 1.6337 | 1.5905 | 1.5477 | 1.5101 | 1.4727 | 1.4363 | 1.4006 | 1.3663 | 1.3327 | 1.2997 | 1.2679 | 1.2374 | 1.2076 | 1.1796 | 1.1528 | 1.1269 | 0 | 0 | 0 | 0 | 0 | 0 | 0 | 0
F3_Industrial_Wood and Lumber Products_New_Space Heating_Natural Gas_Boiler_E3 | F3 | Industrial | Wood and Lumber Products | New | Space Heating | Natural Gas | Boiler | E3 | PACT BC Ratio | 1.7977 | 1.815 | 1.7857 | 1.7576 | 1.7107 | 1.6642 | 1.6175 | 1.5748 | 1.5324 | 1.4952 | 1.4581 | 1.4221 | 1.3868 | 1.3528 | 1.3195 | 1.2869 | 1.2554 | 1.2251 | 1.1957 | 1.168 | 1.1414 | 1.1158 | 0 | 0 | 0 | 0 | 0 | 0 | 0 | 0
F3_Industrial_Wood and Lumber Products_New_Space Heating_Natural Gas_Boiler_E4 | F3 | Industrial | Wood and Lumber Products | New | Space Heating | Natural Gas | Boiler | E4 | PACT BC Ratio | 0.00025449 | 0.00025219 | 0.00024695 | 0.00024191 | 0.00023574 | 0.00022971 | 0.00022376 | 0.00021817 | 0.00021269 | 0.00020764 | 0.00020266 | 0.0001978 | 0.00019305 | 0.00018845 | 0.00018395 | 0.00017954 | 0.00017527 | 0.00017116 | 0.00016719 | 0.00016343 | 0.00015985 | 0.00015646 | 0 | 0 | 0 | 0 | 0 | 0 | 0 | 0
F3_Industrial_Wood and Lumber Products_New_Space Heating_Natural Gas_Boiler_E5 | F3 | Industrial | Wood and Lumber Products | New | Space Heating | Natural Gas | Boiler | E5 | PACT BC Ratio | 0 | 0 | 0 | 0 | 0 | 0 | 0 | 0 | 0 | 0 | 0 | 0 | 0 | 0 | 0 | 0 | 0 | 0 | 0 | 0 | 0 | 0 | 0 | 0 | 0 | 0 | 0 | 0 | 0 | 0
F3_Industrial_Wood and Lumber Products_New_Space Heating_Natural Gas_Boiler_E6 | F3 | Industrial | Wood and Lumber Products | New | Space Heating | Natural Gas | Boiler | E6 | PACT BC Ratio | 0 | 0 | 0 | 0 | 0 | 0 | 0 | 0 | 0 | 0 | 0 | 0 | 0 | 0 | 0 | 0 | 0 | 0 | 0 | 0 | 0 | 0 | 0 | 0 | 0 | 0 | 0 | 0 | 0 | 0
F3_Industrial_Wood and Lumber Products_New_Space Heating_Natural Gas_Boiler_E7 | F3 | Industrial | Wood and Lumber Products | New | Space Heating | Natural Gas | Boiler | E7 | PACT BC Ratio | 0 | 0 | 0 | 0 | 0 | 0 | 0 | 0 | 0 | 0 | 0 | 0 | 0 | 0 | 0 | 0 | 0 | 0 | 0 | 0 | 0 | 0 | 0 | 0 | 0 | 0 | 0 | 0 | 0 | 0
F3_Industrial_Wood and Lumber Products_New_Space Heating_Natural Gas_Boiler_E8 | F3 | Industrial | Wood and Lumber Products | New | Space Heating | Natural Gas | Boiler | E8 | PACT BC Ratio | 0 | 0 | 0 | 0 | 0 | 0 | 0 | 0 | 0 | 0 | 0 | 0 | 0 | 0 | 0 | 0 | 0 | 0 | 0 | 0 | 0 | 0 | 0 | 0 | 0 | 0 | 0 | 0 | 0 | 0
F3_Industrial_Wood and Lumber Products_New_Space Heating_Natural Gas_Boiler_E9 | F3 | Industrial | Wood and Lumber Products | New | Space Heating | Natural Gas | Boiler | E9 | PACT BC Ratio | 0 | 0 | 0 | 0 | 0 | 0 | 0 | 0 | 0 | 0 | 0 | 0 | 0 | 0 | 0 | 0 | 0 | 0 | 0 | 0 | 0 | 0 | 0 | 0 | 0 | 0 | 0 | 0 | 0 | 0
F3_Industrial_Wood and Lumber Products_New_Space Heating_Natural Gas_Boiler_E10 | F3 | Industrial | Wood and Lumber Products | New | Space Heating | Natural Gas | Boiler | E10 | PACT BC Ratio | 0 | 0 | 0 | 0 | 0 | 0 | 0 | 0 | 0 | 0 | 0 | 0 | 0 | 0 | 0 | 0 | 0 | 0 | 0 | 0 | 0 | 0 | 0 | 0 | 0 | 0 | 0 | 0 | 0 | 0
F4_Industrial_Wood and Lumber Products_New_Space Heating_Natural Gas_Boiler_E1 | F4 | Industrial | Wood and Lumber Products | New | Space Heating | Natural Gas | Boiler | E1 | PCT BC Ratio | 0.9 | 0.9 | 0.9 | 0.9 | 0.9 | 0.9 | 0.9 | 0.9 | 0.9 | 0.9 | 0.9 | 0.9 | 0.9 | 0.9 | 0.9 | 0.9 | 0.9 | 0.9 | 0.9 | 0.9 | 0.9 | 0.9 | 0 | 0 | 0 | 0 | 0 | 0 | 0 | 0
F4_Industrial_Wood and Lumber Products_New_Space Heating_Natural Gas_Boiler_E2 | F4 | Industrial | Wood and Lumber Products | New | Space Heating | Natural Gas | Boiler | E2 | PCT BC Ratio | 5.2405 | 5.2818 | 5.2118 | 5.1446 | 5.0323 | 4.9212 | 4.8096 | 4.7075 | 4.606 | 4.517 | 4.4284 | 4.3422 | 4.2577 | 4.1765 | 4.0969 | 4.0189 | 3.9434 | 3.8712 | 3.8007 | 3.7345 | 3.671 | 3.6096 | 0 | 0 | 0 | 0 | 0 | 0 | 0 | 0
F4_Industrial_Wood and Lumber Products_New_Space Heating_Natural Gas_Boiler_E3 | F4 | Industrial | Wood and Lumber Products | New | Space Heating | Natural Gas | Boiler | E3 | PCT BC Ratio | 5.1981 | 5.239 | 5.1696 | 5.1032 | 4.9919 | 4.8819 | 4.7714 | 4.6703 | 4.5698 | 4.4817 | 4.3939 | 4.3086 | 4.225 | 4.1445 | 4.0657 | 3.9885 | 3.9138 | 3.8422 | 3.7725 | 3.7069 | 3.644 | 3.5832 | 0 | 0 | 0 | 0 | 0 | 0 | 0 | 0
F4_Industrial_Wood and Lumber Products_New_Space Heating_Natural Gas_Boiler_E4 | F4 | Industrial | Wood and Lumber Products | New | Space Heating | Natural Gas | Boiler | E4 | PCT BC Ratio | 0.94178 | 0.94177 | 0.94176 | 0.94175 | 0.94173 | 0.94172 | 0.94171 | 0.94169 | 0.94168 | 0.94167 | 0.94166 | 0.94164 | 0.94163 | 0.94162 | 0.94161 | 0.9416 | 0.94159 | 0.94158 | 0.94157 | 0.94156 | 0.94155 | 0.94155 | 0 | 0 | 0 | 0 | 0 | 0 | 0 | 0
F4_Industrial_Wood and Lumber Products_New_Space Heating_Natural Gas_Boiler_E5 | F4 | Industrial | Wood and Lumber Products | New | Space Heating | Natural Gas | Boiler | E5 | PCT BC Ratio | 0 | 0 | 0 | 0 | 0 | 0 | 0 | 0 | 0 | 0 | 0 | 0 | 0 | 0 | 0 | 0 | 0 | 0 | 0 | 0 | 0 | 0 | 0 | 0 | 0 | 0 | 0 | 0 | 0 | 0
F4_Industrial_Wood and Lumber Products_New_Space Heating_Natural Gas_Boiler_E6 | F4 | Industrial | Wood and Lumber Products | New | Space Heating | Natural Gas | Boiler | E6 | PCT BC Ratio | 0 | 0 | 0 | 0 | 0 | 0 | 0 | 0 | 0 | 0 | 0 | 0 | 0 | 0 | 0 | 0 | 0 | 0 | 0 | 0 | 0 | 0 | 0 | 0 | 0 | 0 | 0 | 0 | 0 | 0
F4_Industrial_Wood and Lumber Products_New_Space Heating_Natural Gas_Boiler_E7 | F4 | Industrial | Wood and Lumber Products | New | Space Heating | Natural Gas | Boiler | E7 | PCT BC Ratio | 0 | 0 | 0 | 0 | 0 | 0 | 0 | 0 | 0 | 0 | 0 | 0 | 0 | 0 | 0 | 0 | 0 | 0 | 0 | 0 | 0 | 0 | 0 | 0 | 0 | 0 | 0 | 0 | 0 | 0
F4_Industrial_Wood and Lumber Products_New_Space Heating_Natural Gas_Boiler_E8 | F4 | Industrial | Wood and Lumber Products | New | Space Heating | Natural Gas | Boiler | E8 | PCT BC Ratio | 0 | 0 | 0 | 0 | 0 | 0 | 0 | 0 | 0 | 0 | 0 | 0 | 0 | 0 | 0 | 0 | 0 | 0 | 0 | 0 | 0 | 0 | 0 | 0 | 0 | 0 | 0 | 0 | 0 | 0
F4_Industrial_Wood and Lumber Products_New_Space Heating_Natural Gas_Boiler_E9 | F4 | Industrial | Wood and Lumber Products | New | Space Heating | Natural Gas | Boiler | E9 | PCT BC Ratio | 0 | 0 | 0 | 0 | 0 | 0 | 0 | 0 | 0 | 0 | 0 | 0 | 0 | 0 | 0 | 0 | 0 | 0 | 0 | 0 | 0 | 0 | 0 | 0 | 0 | 0 | 0 | 0 | 0 | 0
F4_Industrial_Wood and Lumber Products_New_Space Heating_Natural Gas_Boiler_E10 | F4 | Industrial | Wood and Lumber Products | New | Space Heating | Natural Gas | Boiler | E10 | PCT BC Ratio | 0 | 0 | 0 | 0 | 0 | 0 | 0 | 0 | 0 | 0 | 0 | 0 | 0 | 0 | 0 | 0 | 0 | 0 | 0 | 0 | 0 | 0 | 0 | 0 | 0 | 0 | 0 | 0 | 0 | 0
F5_Industrial_Wood and Lumber Products_New_Space Heating_Natural Gas_Boiler_E1 | F5 | Industrial | Wood and Lumber Products | New | Space Heating | Natural Gas | Boiler | E1 | RIM BC Ratio | 0.9 | 0.9 | 0.9 | 0.9 | 0.9 | 0.9 | 0.9 | 0.9 | 0.9 | 0.9 | 0.9 | 0.9 | 0.9 | 0.9 | 0.9 | 0.9 | 0.9 | 0.9 | 0.9 | 0.9 | 0.9 | 0.9 | 0 | 0 | 0 | 0 | 0 | 0 | 0 | 0
F5_Industrial_Wood and Lumber Products_New_Space Heating_Natural Gas_Boiler_E2 | F5 | Industrial | Wood and Lumber Products | New | Space Heating | Natural Gas | Boiler | E2 | RIM BC Ratio | 0.57181 | 0.57353 | 0.5706 | 0.56773 | 0.56279 | 0.55772 | 0.55243 | 0.54741 | 0.54224 | 0.53756 | 0.53274 | 0.5279 | 0.523 | 0.51814 | 0.51323 | 0.50827 | 0.50332 | 0.49844 | 0.49354 | 0.48881 | 0.48414 | 0.47951 | 0 | 0 | 0 | 0 | 0 | 0 | 0 | 0
F5_Industrial_Wood and Lumber Products_New_Space Heating_Natural Gas_Boiler_E3 | F5 | Industrial | Wood and Lumber Products | New | Space Heating | Natural Gas | Boiler | E3 | RIM BC Ratio | 0.57002 | 0.57174 | 0.56881 | 0.56593 | 0.56097 | 0.55588 | 0.55057 | 0.54554 | 0.54035 | 0.53566 | 0.53082 | 0.52597 | 0.52106 | 0.51619 | 0.51127 | 0.5063 | 0.50134 | 0.49645 | 0.49154 | 0.4868 | 0.48212 | 0.47748 | 0 | 0 | 0 | 0 | 0 | 0 | 0 | 0
F5_Industrial_Wood and Lumber Products_New_Space Heating_Natural Gas_Boiler_E4 | F5 | Industrial | Wood and Lumber Products | New | Space Heating | Natural Gas | Boiler | E4 | RIM BC Ratio | 0.00025441 | 0.00025211 | 0.00024688 | 0.00024184 | 0.00023567 | 0.00022964 | 0.0002237 | 0.00021812 | 0.00021264 | 0.00020758 | 0.00020261 | 0.00019775 | 0.00019301 | 0.00018841 | 0.00018391 | 0.0001795 | 0.00017523 | 0.00017113 | 0.00016715 | 0.0001634 | 0.00015982 | 0.00015643 | 0 | 0 | 0 | 0 | 0 | 0 | 0 | 0
F5_Industrial_Wood and Lumber Products_New_Space Heating_Natural Gas_Boiler_E5 | F5 | Industrial | Wood and Lumber Products | New | Space Heating | Natural Gas | Boiler | E5 | RIM BC Ratio | 0 | 0 | 0 | 0 | 0 | 0 | 0 | 0 | 0 | 0 | 0 | 0 | 0 | 0 | 0 | 0 | 0 | 0 | 0 | 0 | 0 | 0 | 0 | 0 | 0 | 0 | 0 | 0 | 0 | 0
F5_Industrial_Wood and Lumber Products_New_Space Heating_Natural Gas_Boiler_E6 | F5 | Industrial | Wood and Lumber Products | New | Space Heating | Natural Gas | Boiler | E6 | RIM BC Ratio | 0 | 0 | 0 | 0 | 0 | 0 | 0 | 0 | 0 | 0 | 0 | 0 | 0 | 0 | 0 | 0 | 0 | 0 | 0 | 0 | 0 | 0 | 0 | 0 | 0 | 0 | 0 | 0 | 0 | 0
F5_Industrial_Wood and Lumber Products_New_Space Heating_Natural Gas_Boiler_E7 | F5 | Industrial | Wood and Lumber Products | New | Space Heating | Natural Gas | Boiler | E7 | RIM BC Ratio | 0 | 0 | 0 | 0 | 0 | 0 | 0 | 0 | 0 | 0 | 0 | 0 | 0 | 0 | 0 | 0 | 0 | 0 | 0 | 0 | 0 | 0 | 0 | 0 | 0 | 0 | 0 | 0 | 0 | 0
F5_Industrial_Wood and Lumber Products_New_Space Heating_Natural Gas_Boiler_E8 | F5 | Industrial | Wood and Lumber Products | New | Space Heating | Natural Gas | Boiler | E8 | RIM BC Ratio | 0 | 0 | 0 | 0 | 0 | 0 | 0 | 0 | 0 | 0 | 0 | 0 | 0 | 0 | 0 | 0 | 0 | 0 | 0 | 0 | 0 | 0 | 0 | 0 | 0 | 0 | 0 | 0 | 0 | 0
F5_Industrial_Wood and Lumber Products_New_Space Heating_Natural Gas_Boiler_E9 | F5 | Industrial | Wood and Lumber Products | New | Space Heating | Natural Gas | Boiler | E9 | RIM BC Ratio | 0 | 0 | 0 | 0 | 0 | 0 | 0 | 0 | 0 | 0 | 0 | 0 | 0 | 0 | 0 | 0 | 0 | 0 | 0 | 0 | 0 | 0 | 0 | 0 | 0 | 0 | 0 | 0 | 0 | 0
F5_Industrial_Wood and Lumber Products_New_Space Heating_Natural Gas_Boiler_E10 | F5 | Industrial | Wood and Lumber Products | New | Space Heating | Natural Gas | Boiler | E10 | RIM BC Ratio | 0 | 0 | 0 | 0 | 0 | 0 | 0 | 0 | 0 | 0 | 0 | 0 | 0 | 0 | 0 | 0 | 0 | 0 | 0 | 0 | 0 | 0 | 0 | 0 | 0 | 0 | 0 | 0 | 0 | 0
F0_Industrial_Wood and Lumber Products_New_Space Heating_Natural Gas_Unit Heater_E0 | F0 | Industrial | Wood and Lumber Products | New | Space Heating | Natural Gas | Unit Heater | E0 | Economic Unit | Infrared Radiant | Infrared Radiant | Infrared Radiant | Infrared Radiant | Infrared Radiant | Infrared Radiant | Infrared Radiant | Infrared Radiant | Infrared Radiant | Infrared Radiant | Infrared Radiant | Infrared Radiant | Infrared Radiant | Infrared Radiant | Infrared Radiant | Infrared Radiant | Infrared Radiant | Infrared Radiant | Infrared Radiant | Infrared Radiant | Infrared Radiant | Infrared Radiant | 0 | 0 | 0 | 0 | 0 | 0 | 0 | 0
F1_Industrial_Wood and Lumber Products_New_Space Heating_Natural Gas_Unit Heater_E1 | F1 | Industrial | Wood and Lumber Products | New | Space Heating | Natural Gas | Unit Heater | E1 | CCE | 0 | 0 | 0 | 0 | 0 | 0 | 0 | 0 | 0 | 0 | 0 | 0 | 0 | 0 | 0 | 0 | 0 | 0 | 0 | 0 | 0 | 0 | 0 | 0 | 0 | 0 | 0 | 0 | 0 | 0
F1_Industrial_Wood and Lumber Products_New_Space Heating_Natural Gas_Unit Heater_E2 | F1 | Industrial | Wood and Lumber Products | New | Space Heating | Natural Gas | Unit Heater | E2 | CCE | 0.025298 | 0.025298 | 0.025298 | 0.025298 | 0.025298 | 0.025298 | 0.025298 | 0.025298 | 0.025298 | 0.025298 | 0.025298 | 0.025298 | 0.025298 | 0.025298 | 0.025298 | 0.025298 | 0.025298 | 0.025298 | 0.025298 | 0.025298 | 0.025298 | 0.025298 | 0 | 0 | 0 | 0 | 0 | 0 | 0 | 0
F1_Industrial_Wood and Lumber Products_New_Space Heating_Natural Gas_Unit Heater_E3 | F1 | Industrial | Wood and Lumber Products | New | Space Heating | Natural Gas | Unit Heater | E3 | CCE | 0.0011378 | 0.0011378 | 0.0011378 | 0.0011378 | 0.0011378 | 0.0011378 | 0.0011378 | 0.0011378 | 0.0011378 | 0.0011378 | 0.0011378 | 0.0011378 | 0.0011378 | 0.0011378 | 0.0011378 | 0.0011378 | 0.0011378 | 0.0011378 | 0.0011378 | 0.0011378 | 0.0011378 | 0.0011378 | 0 | 0 | 0 | 0 | 0 | 0 | 0 | 0
F1_Industrial_Wood and Lumber Products_New_Space Heating_Natural Gas_Unit Heater_E4 | F1 | Industrial | Wood and Lumber Products | New | Space Heating | Natural Gas | Unit Heater | E4 | CCE | 0 | 0 | 0 | 0 | 0 | 0 | 0 | 0 | 0 | 0 | 0 | 0 | 0 | 0 | 0 | 0 | 0 | 0 | 0 | 0 | 0 | 0 | 0 | 0 | 0 | 0 | 0 | 0 | 0 | 0
F1_Industrial_Wood and Lumber Products_New_Space Heating_Natural Gas_Unit Heater_E5 | F1 | Industrial | Wood and Lumber Products | New | Space Heating | Natural Gas | Unit Heater | E5 | CCE | 0 | 0 | 0 | 0 | 0 | 0 | 0 | 0 | 0 | 0 | 0 | 0 | 0 | 0 | 0 | 0 | 0 | 0 | 0 | 0 | 0 | 0 | 0 | 0 | 0 | 0 | 0 | 0 | 0 | 0
F1_Industrial_Wood and Lumber Products_New_Space Heating_Natural Gas_Unit Heater_E6 | F1 | Industrial | Wood and Lumber Products | New | Space Heating | Natural Gas | Unit Heater | E6 | CCE | 0 | 0 | 0 | 0 | 0 | 0 | 0 | 0 | 0 | 0 | 0 | 0 | 0 | 0 | 0 | 0 | 0 | 0 | 0 | 0 | 0 | 0 | 0 | 0 | 0 | 0 | 0 | 0 | 0 | 0
F1_Industrial_Wood and Lumber Products_New_Space Heating_Natural Gas_Unit Heater_E7 | F1 | Industrial | Wood and Lumber Products | New | Space Heating | Natural Gas | Unit Heater | E7 | CCE | 0 | 0 | 0 | 0 | 0 | 0 | 0 | 0 | 0 | 0 | 0 | 0 | 0 | 0 | 0 | 0 | 0 | 0 | 0 | 0 | 0 | 0 | 0 | 0 | 0 | 0 | 0 | 0 | 0 | 0
F1_Industrial_Wood and Lumber Products_New_Space Heating_Natural Gas_Unit Heater_E8 | F1 | Industrial | Wood and Lumber Products | New | Space Heating | Natural Gas | Unit Heater | E8 | CCE | 0 | 0 | 0 | 0 | 0 | 0 | 0 | 0 | 0 | 0 | 0 | 0 | 0 | 0 | 0 | 0 | 0 | 0 | 0 | 0 | 0 | 0 | 0 | 0 | 0 | 0 | 0 | 0 | 0 | 0
F1_Industrial_Wood and Lumber Products_New_Space Heating_Natural Gas_Unit Heater_E9 | F1 | Industrial | Wood and Lumber Products | New | Space Heating | Natural Gas | Unit Heater | E9 | CCE | 0 | 0 | 0 | 0 | 0 | 0 | 0 | 0 | 0 | 0 | 0 | 0 | 0 | 0 | 0 | 0 | 0 | 0 | 0 | 0 | 0 | 0 | 0 | 0 | 0 | 0 | 0 | 0 | 0 | 0
F1_Industrial_Wood and Lumber Products_New_Space Heating_Natural Gas_Unit Heater_E10 | F1 | Industrial | Wood and Lumber Products | New | Space Heating | Natural Gas | Unit Heater | E10 | CCE | 0 | 0 | 0 | 0 | 0 | 0 | 0 | 0 | 0 | 0 | 0 | 0 | 0 | 0 | 0 | 0 | 0 | 0 | 0 | 0 | 0 | 0 | 0 | 0 | 0 | 0 | 0 | 0 | 0 | 0
F2_Industrial_Wood and Lumber Products_New_Space Heating_Natural Gas_Unit Heater_E1 | F2 | Industrial | Wood and Lumber Products | New | Space Heating | Natural Gas | Unit Heater | E1 | TRC BC Ratio | 0.9 | 0.9 | 0.9 | 0.9 | 0.9 | 0.9 | 0.9 | 0.9 | 0.9 | 0.9 | 0.9 | 0.9 | 0.9 | 0.9 | 0.9 | 0.9 | 0.9 | 0.9 | 0.9 | 0.9 | 0.9 | 0.9 | 0 | 0 | 0 | 0 | 0 | 0 | 0 | 0
F2_Industrial_Wood and Lumber Products_New_Space Heating_Natural Gas_Unit Heater_E2 | F2 | Industrial | Wood and Lumber Products | New | Space Heating | Natural Gas | Unit Heater | E2 | TRC BC Ratio | 0.2181 | 0.22441 | 0.22186 | 0.21944 | 0.21339 | 0.20733 | 0.20112 | 0.19555 | 0.18995 | 0.18525 | 0.18051 | 0.17591 | 0.1714 | 0.16709 | 0.16286 | 0.15871 | 0.15471 | 0.1509 | 0.14716 | 0.14369 | 0.14034 | 0.13708 | 0 | 0 | 0 | 0 | 0 | 0 | 0 | 0
F2_Industrial_Wood and Lumber Products_New_Space Heating_Natural Gas_Unit Heater_E3 | F2 | Industrial | Wood and Lumber Products | New | Space Heating | Natural Gas | Unit Heater | E3 | TRC BC Ratio | 5.5546 | 5.9201 | 5.9076 | 5.8978 | 5.7318 | 5.5622 | 5.3814 | 5.2234 | 5.0607 | 4.9317 | 4.7987 | 4.6701 | 4.5435 | 4.4241 | 4.3066 | 4.191 | 4.0803 | 3.9764 | 3.8742 | 3.7819 | 3.6939 | 3.6079 | 0 | 0 | 0 | 0 | 0 | 0 | 0 | 0
F2_Industrial_Wood and Lumber Products_New_Space Heating_Natural Gas_Unit Heater_E4 | F2 | Industrial | Wood and Lumber Products | New | Space Heating | Natural Gas | Unit Heater | E4 | TRC BC Ratio | 0 | 0 | 0 | 0 | 0 | 0 | 0 | 0 | 0 | 0 | 0 | 0 | 0 | 0 | 0 | 0 | 0 | 0 | 0 | 0 | 0 | 0 | 0 | 0 | 0 | 0 | 0 | 0 | 0 | 0
F2_Industrial_Wood and Lumber Products_New_Space Heating_Natural Gas_Unit Heater_E5 | F2 | Industrial | Wood and Lumber Products | New | Space Heating | Natural Gas | Unit Heater | E5 | TRC BC Ratio | 0 | 0 | 0 | 0 | 0 | 0 | 0 | 0 | 0 | 0 | 0 | 0 | 0 | 0 | 0 | 0 | 0 | 0 | 0 | 0 | 0 | 0 | 0 | 0 | 0 | 0 | 0 | 0 | 0 | 0
F2_Industrial_Wood and Lumber Products_New_Space Heating_Natural Gas_Unit Heater_E6 | F2 | Industrial | Wood and Lumber Products | New | Space Heating | Natural Gas | Unit Heater | E6 | TRC BC Ratio | 0 | 0 | 0 | 0 | 0 | 0 | 0 | 0 | 0 | 0 | 0 | 0 | 0 | 0 | 0 | 0 | 0 | 0 | 0 | 0 | 0 | 0 | 0 | 0 | 0 | 0 | 0 | 0 | 0 | 0
F2_Industrial_Wood and Lumber Products_New_Space Heating_Natural Gas_Unit Heater_E7 | F2 | Industrial | Wood and Lumber Products | New | Space Heating | Natural Gas | Unit Heater | E7 | TRC BC Ratio | 0 | 0 | 0 | 0 | 0 | 0 | 0 | 0 | 0 | 0 | 0 | 0 | 0 | 0 | 0 | 0 | 0 | 0 | 0 | 0 | 0 | 0 | 0 | 0 | 0 | 0 | 0 | 0 | 0 | 0
F2_Industrial_Wood and Lumber Products_New_Space Heating_Natural Gas_Unit Heater_E8 | F2 | Industrial | Wood and Lumber Products | New | Space Heating | Natural Gas | Unit Heater | E8 | TRC BC Ratio | 0 | 0 | 0 | 0 | 0 | 0 | 0 | 0 | 0 | 0 | 0 | 0 | 0 | 0 | 0 | 0 | 0 | 0 | 0 | 0 | 0 | 0 | 0 | 0 | 0 | 0 | 0 | 0 | 0 | 0
F2_Industrial_Wood and Lumber Products_New_Space Heating_Natural Gas_Unit Heater_E9 | F2 | Industrial | Wood and Lumber Products | New | Space Heating | Natural Gas | Unit Heater | E9 | TRC BC Ratio | 0 | 0 | 0 | 0 | 0 | 0 | 0 | 0 | 0 | 0 | 0 | 0 | 0 | 0 | 0 | 0 | 0 | 0 | 0 | 0 | 0 | 0 | 0 | 0 | 0 | 0 | 0 | 0 | 0 | 0
F2_Industrial_Wood and Lumber Products_New_Space Heating_Natural Gas_Unit Heater_E10 | F2 | Industrial | Wood and Lumber Products | New | Space Heating | Natural Gas | Unit Heater | E10 | TRC BC Ratio | 0 | 0 | 0 | 0 | 0 | 0 | 0 | 0 | 0 | 0 | 0 | 0 | 0 | 0 | 0 | 0 | 0 | 0 | 0 | 0 | 0 | 0 | 0 | 0 | 0 | 0 | 0 | 0 | 0 | 0
F3_Industrial_Wood and Lumber Products_New_Space Heating_Natural Gas_Unit Heater_E1 | F3 | Industrial | Wood and Lumber Products | New | Space Heating | Natural Gas | Unit Heater | E1 | PACT BC Ratio | 0.9 | 0.9 | 0.9 | 0.9 | 0.9 | 0.9 | 0.9 | 0.9 | 0.9 | 0.9 | 0.9 | 0.9 | 0.9 | 0.9 | 0.9 | 0.9 | 0.9 | 0.9 | 0.9 | 0.9 | 0.9 | 0.9 | 0 | 0 | 0 | 0 | 0 | 0 | 0 | 0
F3_Industrial_Wood and Lumber Products_New_Space Heating_Natural Gas_Unit Heater_E2 | F3 | Industrial | Wood and Lumber Products | New | Space Heating | Natural Gas | Unit Heater | E2 | PACT BC Ratio | 0.46195 | 0.47531 | 0.46991 | 0.4648 | 0.45197 | 0.43914 | 0.42598 | 0.41419 | 0.40233 | 0.39237 | 0.38233 | 0.37259 | 0.36303 | 0.35391 | 0.34495 | 0.33616 | 0.32768 | 0.31961 | 0.31169 | 0.30433 | 0.29725 | 0.29033 | 0 | 0 | 0 | 0 | 0 | 0 | 0 | 0
F3_Industrial_Wood and Lumber Products_New_Space Heating_Natural Gas_Unit Heater_E3 | F3 | Industrial | Wood and Lumber Products | New | Space Heating | Natural Gas | Unit Heater | E3 | PACT BC Ratio | 11.765 | 12.5391 | 12.5126 | 12.4918 | 12.1402 | 11.781 | 11.398 | 11.0634 | 10.7189 | 10.4457 | 10.1639 | 9.8914 | 9.6234 | 9.3705 | 9.1217 | 8.8768 | 8.6424 | 8.4222 | 8.2058 | 8.0102 | 7.8238 | 7.6418 | 0 | 0 | 0 | 0 | 0 | 0 | 0 | 0
F3_Industrial_Wood and Lumber Products_New_Space Heating_Natural Gas_Unit Heater_E4 | F3 | Industrial | Wood and Lumber Products | New | Space Heating | Natural Gas | Unit Heater | E4 | PACT BC Ratio | 0 | 0 | 0 | 0 | 0 | 0 | 0 | 0 | 0 | 0 | 0 | 0 | 0 | 0 | 0 | 0 | 0 | 0 | 0 | 0 | 0 | 0 | 0 | 0 | 0 | 0 | 0 | 0 | 0 | 0
F3_Industrial_Wood and Lumber Products_New_Space Heating_Natural Gas_Unit Heater_E5 | F3 | Industrial | Wood and Lumber Products | New | Space Heating | Natural Gas | Unit Heater | E5 | PACT BC Ratio | 0 | 0 | 0 | 0 | 0 | 0 | 0 | 0 | 0 | 0 | 0 | 0 | 0 | 0 | 0 | 0 | 0 | 0 | 0 | 0 | 0 | 0 | 0 | 0 | 0 | 0 | 0 | 0 | 0 | 0
F3_Industrial_Wood and Lumber Products_New_Space Heating_Natural Gas_Unit Heater_E6 | F3 | Industrial | Wood and Lumber Products | New | Space Heating | Natural Gas | Unit Heater | E6 | PACT BC Ratio | 0 | 0 | 0 | 0 | 0 | 0 | 0 | 0 | 0 | 0 | 0 | 0 | 0 | 0 | 0 | 0 | 0 | 0 | 0 | 0 | 0 | 0 | 0 | 0 | 0 | 0 | 0 | 0 | 0 | 0
F3_Industrial_Wood and Lumber Products_New_Space Heating_Natural Gas_Unit Heater_E7 | F3 | Industrial | Wood and Lumber Products | New | Space Heating | Natural Gas | Unit Heater | E7 | PACT BC Ratio | 0 | 0 | 0 | 0 | 0 | 0 | 0 | 0 | 0 | 0 | 0 | 0 | 0 | 0 | 0 | 0 | 0 | 0 | 0 | 0 | 0 | 0 | 0 | 0 | 0 | 0 | 0 | 0 | 0 | 0
F3_Industrial_Wood and Lumber Products_New_Space Heating_Natural Gas_Unit Heater_E8 | F3 | Industrial | Wood and Lumber Products | New | Space Heating | Natural Gas | Unit Heater | E8 | PACT BC Ratio | 0 | 0 | 0 | 0 | 0 | 0 | 0 | 0 | 0 | 0 | 0 | 0 | 0 | 0 | 0 | 0 | 0 | 0 | 0 | 0 | 0 | 0 | 0 | 0 | 0 | 0 | 0 | 0 | 0 | 0
F3_Industrial_Wood and Lumber Products_New_Space Heating_Natural Gas_Unit Heater_E9 | F3 | Industrial | Wood and Lumber Products | New | Space Heating | Natural Gas | Unit Heater | E9 | PACT BC Ratio | 0 | 0 | 0 | 0 | 0 | 0 | 0 | 0 | 0 | 0 | 0 | 0 | 0 | 0 | 0 | 0 | 0 | 0 | 0 | 0 | 0 | 0 | 0 | 0 | 0 | 0 | 0 | 0 | 0 | 0
F3_Industrial_Wood and Lumber Products_New_Space Heating_Natural Gas_Unit Heater_E10 | F3 | Industrial | Wood and Lumber Products | New | Space Heating | Natural Gas | Unit Heater | E10 | PACT BC Ratio | 0 | 0 | 0 | 0 | 0 | 0 | 0 | 0 | 0 | 0 | 0 | 0 | 0 | 0 | 0 | 0 | 0 | 0 | 0 | 0 | 0 | 0 | 0 | 0 | 0 | 0 | 0 | 0 | 0 | 0
F4_Industrial_Wood and Lumber Products_New_Space Heating_Natural Gas_Unit Heater_E1 | F4 | Industrial | Wood and Lumber Products | New | Space Heating | Natural Gas | Unit Heater | E1 | PCT BC Ratio | 0.9 | 0.9 | 0.9 | 0.9 | 0.9 | 0.9 | 0.9 | 0.9 | 0.9 | 0.9 | 0.9 | 0.9 | 0.9 | 0.9 | 0.9 | 0.9 | 0.9 | 0.9 | 0.9 | 0.9 | 0.9 | 0.9 | 0 | 0 | 0 | 0 | 0 | 0 | 0 | 0
F4_Industrial_Wood and Lumber Products_New_Space Heating_Natural Gas_Unit Heater_E2 | F4 | Industrial | Wood and Lumber Products | New | Space Heating | Natural Gas | Unit Heater | E2 | PCT BC Ratio | 0.64585 | 0.65588 | 0.65183 | 0.64799 | 0.63835 | 0.6287 | 0.61882 | 0.60996 | 0.60104 | 0.59356 | 0.58601 | 0.57869 | 0.57151 | 0.56465 | 0.55792 | 0.55132 | 0.54495 | 0.53888 | 0.53293 | 0.5274 | 0.52208 | 0.51688 | 0 | 0 | 0 | 0 | 0 | 0 | 0 | 0
F4_Industrial_Wood and Lumber Products_New_Space Heating_Natural Gas_Unit Heater_E3 | F4 | Industrial | Wood and Lumber Products | New | Space Heating | Natural Gas | Unit Heater | E3 | PCT BC Ratio | 9.14 | 9.7218 | 9.7019 | 9.6862 | 9.422 | 9.152 | 8.8642 | 8.6128 | 8.3539 | 8.1486 | 7.9368 | 7.7321 | 7.5307 | 7.3406 | 7.1536 | 6.9696 | 6.7934 | 6.628 | 6.4653 | 6.3184 | 6.1783 | 6.0415 | 0 | 0 | 0 | 0 | 0 | 0 | 0 | 0
F4_Industrial_Wood and Lumber Products_New_Space Heating_Natural Gas_Unit Heater_E4 | F4 | Industrial | Wood and Lumber Products | New | Space Heating | Natural Gas | Unit Heater | E4 | PCT BC Ratio | 0 | 0 | 0 | 0 | 0 | 0 | 0 | 0 | 0 | 0 | 0 | 0 | 0 | 0 | 0 | 0 | 0 | 0 | 0 | 0 | 0 | 0 | 0 | 0 | 0 | 0 | 0 | 0 | 0 | 0
F4_Industrial_Wood and Lumber Products_New_Space Heating_Natural Gas_Unit Heater_E5 | F4 | Industrial | Wood and Lumber Products | New | Space Heating | Natural Gas | Unit Heater | E5 | PCT BC Ratio | 0 | 0 | 0 | 0 | 0 | 0 | 0 | 0 | 0 | 0 | 0 | 0 | 0 | 0 | 0 | 0 | 0 | 0 | 0 | 0 | 0 | 0 | 0 | 0 | 0 | 0 | 0 | 0 | 0 | 0
F4_Industrial_Wood and Lumber Products_New_Space Heating_Natural Gas_Unit Heater_E6 | F4 | Industrial | Wood and Lumber Products | New | Space Heating | Natural Gas | Unit Heater | E6 | PCT BC Ratio | 0 | 0 | 0 | 0 | 0 | 0 | 0 | 0 | 0 | 0 | 0 | 0 | 0 | 0 | 0 | 0 | 0 | 0 | 0 | 0 | 0 | 0 | 0 | 0 | 0 | 0 | 0 | 0 | 0 | 0
F4_Industrial_Wood and Lumber Products_New_Space Heating_Natural Gas_Unit Heater_E7 | F4 | Industrial | Wood and Lumber Products | New | Space Heating | Natural Gas | Unit Heater | E7 | PCT BC Ratio | 0 | 0 | 0 | 0 | 0 | 0 | 0 | 0 | 0 | 0 | 0 | 0 | 0 | 0 | 0 | 0 | 0 | 0 | 0 | 0 | 0 | 0 | 0 | 0 | 0 | 0 | 0 | 0 | 0 | 0
F4_Industrial_Wood and Lumber Products_New_Space Heating_Natural Gas_Unit Heater_E8 | F4 | Industrial | Wood and Lumber Products | New | Space Heating | Natural Gas | Unit Heater | E8 | PCT BC Ratio | 0 | 0 | 0 | 0 | 0 | 0 | 0 | 0 | 0 | 0 | 0 | 0 | 0 | 0 | 0 | 0 | 0 | 0 | 0 | 0 | 0 | 0 | 0 | 0 | 0 | 0 | 0 | 0 | 0 | 0
F4_Industrial_Wood and Lumber Products_New_Space Heating_Natural Gas_Unit Heater_E9 | F4 | Industrial | Wood and Lumber Products | New | Space Heating | Natural Gas | Unit Heater | E9 | PCT BC Ratio | 0 | 0 | 0 | 0 | 0 | 0 | 0 | 0 | 0 | 0 | 0 | 0 | 0 | 0 | 0 | 0 | 0 | 0 | 0 | 0 | 0 | 0 | 0 | 0 | 0 | 0 | 0 | 0 | 0 | 0
F4_Industrial_Wood and Lumber Products_New_Space Heating_Natural Gas_Unit Heater_E10 | F4 | Industrial | Wood and Lumber Products | New | Space Heating | Natural Gas | Unit Heater | E10 | PCT BC Ratio | 0 | 0 | 0 | 0 | 0 | 0 | 0 | 0 | 0 | 0 | 0 | 0 | 0 | 0 | 0 | 0 | 0 | 0 | 0 | 0 | 0 | 0 | 0 | 0 | 0 | 0 | 0 | 0 | 0 | 0
F5_Industrial_Wood and Lumber Products_New_Space Heating_Natural Gas_Unit Heater_E1 | F5 | Industrial | Wood and Lumber Products | New | Space Heating | Natural Gas | Unit Heater | E1 | RIM BC Ratio | 0.9 | 0.9 | 0.9 | 0.9 | 0.9 | 0.9 | 0.9 | 0.9 | 0.9 | 0.9 | 0.9 | 0.9 | 0.9 | 0.9 | 0.9 | 0.9 | 0.9 | 0.9 | 0.9 | 0.9 | 0.9 | 0.9 | 0 | 0 | 0 | 0 | 0 | 0 | 0 | 0
F5_Industrial_Wood and Lumber Products_New_Space Heating_Natural Gas_Unit Heater_E2 | F5 | Industrial | Wood and Lumber Products | New | Space Heating | Natural Gas | Unit Heater | E2 | RIM BC Ratio | 0.29737 | 0.30285 | 0.30065 | 0.29855 | 0.2932 | 0.28775 | 0.28204 | 0.27682 | 0.27147 | 0.2669 | 0.26222 | 0.2576 | 0.253 | 0.24853 | 0.24408 | 0.23964 | 0.2353 | 0.23111 | 0.22695 | 0.22302 | 0.21919 | 0.21541 | 0 | 0 | 0 | 0 | 0 | 0 | 0 | 0
F5_Industrial_Wood and Lumber Products_New_Space Heating_Natural Gas_Unit Heater_E3 | F5 | Industrial | Wood and Lumber Products | New | Space Heating | Natural Gas | Unit Heater | E3 | RIM BC Ratio | 0.77938 | 0.78259 | 0.78248 | 0.7824 | 0.78098 | 0.77945 | 0.77773 | 0.77612 | 0.77438 | 0.77292 | 0.77134 | 0.76973 | 0.76806 | 0.76641 | 0.7647 | 0.76294 | 0.76117 | 0.75942 | 0.75762 | 0.75591 | 0.75422 | 0.75249 | 0 | 0 | 0 | 0 | 0 | 0 | 0 | 0
F5_Industrial_Wood and Lumber Products_New_Space Heating_Natural Gas_Unit Heater_E4 | F5 | Industrial | Wood and Lumber Products | New | Space Heating | Natural Gas | Unit Heater | E4 | RIM BC Ratio | 0 | 0 | 0 | 0 | 0 | 0 | 0 | 0 | 0 | 0 | 0 | 0 | 0 | 0 | 0 | 0 | 0 | 0 | 0 | 0 | 0 | 0 | 0 | 0 | 0 | 0 | 0 | 0 | 0 | 0
F5_Industrial_Wood and Lumber Products_New_Space Heating_Natural Gas_Unit Heater_E5 | F5 | Industrial | Wood and Lumber Products | New | Space Heating | Natural Gas | Unit Heater | E5 | RIM BC Ratio | 0 | 0 | 0 | 0 | 0 | 0 | 0 | 0 | 0 | 0 | 0 | 0 | 0 | 0 | 0 | 0 | 0 | 0 | 0 | 0 | 0 | 0 | 0 | 0 | 0 | 0 | 0 | 0 | 0 | 0
F5_Industrial_Wood and Lumber Products_New_Space Heating_Natural Gas_Unit Heater_E6 | F5 | Industrial | Wood and Lumber Products | New | Space Heating | Natural Gas | Unit Heater | E6 | RIM BC Ratio | 0 | 0 | 0 | 0 | 0 | 0 | 0 | 0 | 0 | 0 | 0 | 0 | 0 | 0 | 0 | 0 | 0 | 0 | 0 | 0 | 0 | 0 | 0 | 0 | 0 | 0 | 0 | 0 | 0 | 0
F5_Industrial_Wood and Lumber Products_New_Space Heating_Natural Gas_Unit Heater_E7 | F5 | Industrial | Wood and Lumber Products | New | Space Heating | Natural Gas | Unit Heater | E7 | RIM BC Ratio | 0 | 0 | 0 | 0 | 0 | 0 | 0 | 0 | 0 | 0 | 0 | 0 | 0 | 0 | 0 | 0 | 0 | 0 | 0 | 0 | 0 | 0 | 0 | 0 | 0 | 0 | 0 | 0 | 0 | 0
F5_Industrial_Wood and Lumber Products_New_Space Heating_Natural Gas_Unit Heater_E8 | F5 | Industrial | Wood and Lumber Products | New | Space Heating | Natural Gas | Unit Heater | E8 | RIM BC Ratio | 0 | 0 | 0 | 0 | 0 | 0 | 0 | 0 | 0 | 0 | 0 | 0 | 0 | 0 | 0 | 0 | 0 | 0 | 0 | 0 | 0 | 0 | 0 | 0 | 0 | 0 | 0 | 0 | 0 | 0
F5_Industrial_Wood and Lumber Products_New_Space Heating_Natural Gas_Unit Heater_E9 | F5 | Industrial | Wood and Lumber Products | New | Space Heating | Natural Gas | Unit Heater | E9 | RIM BC Ratio | 0 | 0 | 0 | 0 | 0 | 0 | 0 | 0 | 0 | 0 | 0 | 0 | 0 | 0 | 0 | 0 | 0 | 0 | 0 | 0 | 0 | 0 | 0 | 0 | 0 | 0 | 0 | 0 | 0 | 0
F5_Industrial_Wood and Lumber Products_New_Space Heating_Natural Gas_Unit Heater_E10 | F5 | Industrial | Wood and Lumber Products | New | Space Heating | Natural Gas | Unit Heater | E10 | RIM BC Ratio | 0 | 0 | 0 | 0 | 0 | 0 | 0 | 0 | 0 | 0 | 0 | 0 | 0 | 0 | 0 | 0 | 0 | 0 | 0 | 0 | 0 | 0 | 0 | 0 | 0 | 0 | 0 | 0 | 0 | 0
F0_Industrial_Wood and Lumber Products_New_Process_Natural Gas_Process Boiler_E0 | F0 | Industrial | Wood and Lumber Products | New | Process | Natural Gas | Process Boiler | E0 | Economic Unit | EF .80 | EF .80 | EF .80 | EF .80 | EF .80 | EF .80 | EF .80 | EF .80 | EF .80 | EF .80 | EF .80 | EF .80 | EF .80 | EF .80 | EF .80 | EF .80 | EF .80 | EF .80 | EF .80 | EF .80 | EF .80 | EF .80 | 0 | 0 | 0 | 0 | 0 | 0 | 0 | 0
F1_Industrial_Wood and Lumber Products_New_Process_Natural Gas_Process Boiler_E1 | F1 | Industrial | Wood and Lumber Products | New | Process | Natural Gas | Process Boiler | E1 | CCE | 0 | 0 | 0 | 0 | 0 | 0 | 0 | 0 | 0 | 0 | 0 | 0 | 0 | 0 | 0 | 0 | 0 | 0 | 0 | 0 | 0 | 0 | 0 | 0 | 0 | 0 | 0 | 0 | 0 | 0
F1_Industrial_Wood and Lumber Products_New_Process_Natural Gas_Process Boiler_E2 | F1 | Industrial | Wood and Lumber Products | New | Process | Natural Gas | Process Boiler | E2 | CCE | 0 | 0 | 0 | 0 | 0 | 0 | 0 | 0 | 0 | 0 | 0 | 0 | 0 | 0 | 0 | 0 | 0 | 0 | 0 | 0 | 0 | 0 | 0 | 0 | 0 | 0 | 0 | 0 | 0 | 0
F1_Industrial_Wood and Lumber Products_New_Process_Natural Gas_Process Boiler_E3 | F1 | Industrial | Wood and Lumber Products | New | Process | Natural Gas | Process Boiler | E3 | CCE | 0 | 0 | 0 | 0 | 0 | 0 | 0 | 0 | 0 | 0 | 0 | 0 | 0 | 0 | 0 | 0 | 0 | 0 | 0 | 0 | 0 | 0 | 0 | 0 | 0 | 0 | 0 | 0 | 0 | 0
F1_Industrial_Wood and Lumber Products_New_Process_Natural Gas_Process Boiler_E4 | F1 | Industrial | Wood and Lumber Products | New | Process | Natural Gas | Process Boiler | E4 | CCE | 0 | 0 | 0 | 0 | 0 | 0 | 0 | 0 | 0 | 0 | 0 | 0 | 0 | 0 | 0 | 0 | 0 | 0 | 0 | 0 | 0 | 0 | 0 | 0 | 0 | 0 | 0 | 0 | 0 | 0
F1_Industrial_Wood and Lumber Products_New_Process_Natural Gas_Process Boiler_E5 | F1 | Industrial | Wood and Lumber Products | New | Process | Natural Gas | Process Boiler | E5 | CCE | 0 | 0 | 0 | 0 | 0 | 0 | 0 | 0 | 0 | 0 | 0 | 0 | 0 | 0 | 0 | 0 | 0 | 0 | 0 | 0 | 0 | 0 | 0 | 0 | 0 | 0 | 0 | 0 | 0 | 0
F1_Industrial_Wood and Lumber Products_New_Process_Natural Gas_Process Boiler_E6 | F1 | Industrial | Wood and Lumber Products | New | Process | Natural Gas | Process Boiler | E6 | CCE | 0 | 0 | 0 | 0 | 0 | 0 | 0 | 0 | 0 | 0 | 0 | 0 | 0 | 0 | 0 | 0 | 0 | 0 | 0 | 0 | 0 | 0 | 0 | 0 | 0 | 0 | 0 | 0 | 0 | 0
F1_Industrial_Wood and Lumber Products_New_Process_Natural Gas_Process Boiler_E7 | F1 | Industrial | Wood and Lumber Products | New | Process | Natural Gas | Process Boiler | E7 | CCE | 0 | 0 | 0 | 0 | 0 | 0 | 0 | 0 | 0 | 0 | 0 | 0 | 0 | 0 | 0 | 0 | 0 | 0 | 0 | 0 | 0 | 0 | 0 | 0 | 0 | 0 | 0 | 0 | 0 | 0
F1_Industrial_Wood and Lumber Products_New_Process_Natural Gas_Process Boiler_E8 | F1 | Industrial | Wood and Lumber Products | New | Process | Natural Gas | Process Boiler | E8 | CCE | 0 | 0 | 0 | 0 | 0 | 0 | 0 | 0 | 0 | 0 | 0 | 0 | 0 | 0 | 0 | 0 | 0 | 0 | 0 | 0 | 0 | 0 | 0 | 0 | 0 | 0 | 0 | 0 | 0 | 0
F1_Industrial_Wood and Lumber Products_New_Process_Natural Gas_Process Boiler_E9 | F1 | Industrial | Wood and Lumber Products | New | Process | Natural Gas | Process Boiler | E9 | CCE | 0 | 0 | 0 | 0 | 0 | 0 | 0 | 0 | 0 | 0 | 0 | 0 | 0 | 0 | 0 | 0 | 0 | 0 | 0 | 0 | 0 | 0 | 0 | 0 | 0 | 0 | 0 | 0 | 0 | 0
F1_Industrial_Wood and Lumber Products_New_Process_Natural Gas_Process Boiler_E10 | F1 | Industrial | Wood and Lumber Products | New | Process | Natural Gas | Process Boiler | E10 | CCE | 0 | 0 | 0 | 0 | 0 | 0 | 0 | 0 | 0 | 0 | 0 | 0 | 0 | 0 | 0 | 0 | 0 | 0 | 0 | 0 | 0 | 0 | 0 | 0 | 0 | 0 | 0 | 0 | 0 | 0
F2_Industrial_Wood and Lumber Products_New_Process_Natural Gas_Process Boiler_E1 | F2 | Industrial | Wood and Lumber Products | New | Process | Natural Gas | Process Boiler | E1 | TRC BC Ratio | 0.9 | 0.9 | 0.9 | 0.9 | 0.9 | 0.9 | 0.9 | 0.9 | 0.9 | 0.9 | 0.9 | 0.9 | 0.9 | 0.9 | 0.9 | 0.9 | 0.9 | 0.9 | 0.9 | 0.9 | 0.9 | 0.9 | 0 | 0 | 0 | 0 | 0 | 0 | 0 | 0
F2_Industrial_Wood and Lumber Products_New_Process_Natural Gas_Process Boiler_E2 | F2 | Industrial | Wood and Lumber Products | New | Process | Natural Gas | Process Boiler | E2 | TRC BC Ratio | 0 | 0 | 0 | 0 | 0 | 0 | 0 | 0 | 0 | 0 | 0 | 0 | 0 | 0 | 0 | 0 | 0 | 0 | 0 | 0 | 0 | 0 | 0 | 0 | 0 | 0 | 0 | 0 | 0 | 0
F2_Industrial_Wood and Lumber Products_New_Process_Natural Gas_Process Boiler_E3 | F2 | Industrial | Wood and Lumber Products | New | Process | Natural Gas | Process Boiler | E3 | TRC BC Ratio | 0 | 0 | 0 | 0 | 0 | 0 | 0 | 0 | 0 | 0 | 0 | 0 | 0 | 0 | 0 | 0 | 0 | 0 | 0 | 0 | 0 | 0 | 0 | 0 | 0 | 0 | 0 | 0 | 0 | 0
F2_Industrial_Wood and Lumber Products_New_Process_Natural Gas_Process Boiler_E4 | F2 | Industrial | Wood and Lumber Products | New | Process | Natural Gas | Process Boiler | E4 | TRC BC Ratio | 0 | 0 | 0 | 0 | 0 | 0 | 0 | 0 | 0 | 0 | 0 | 0 | 0 | 0 | 0 | 0 | 0 | 0 | 0 | 0 | 0 | 0 | 0 | 0 | 0 | 0 | 0 | 0 | 0 | 0
F2_Industrial_Wood and Lumber Products_New_Process_Natural Gas_Process Boiler_E5 | F2 | Industrial | Wood and Lumber Products | New | Process | Natural Gas | Process Boiler | E5 | TRC BC Ratio | 0 | 0 | 0 | 0 | 0 | 0 | 0 | 0 | 0 | 0 | 0 | 0 | 0 | 0 | 0 | 0 | 0 | 0 | 0 | 0 | 0 | 0 | 0 | 0 | 0 | 0 | 0 | 0 | 0 | 0
F2_Industrial_Wood and Lumber Products_New_Process_Natural Gas_Process Boiler_E6 | F2 | Industrial | Wood and Lumber Products | New | Process | Natural Gas | Process Boiler | E6 | TRC BC Ratio | 0 | 0 | 0 | 0 | 0 | 0 | 0 | 0 | 0 | 0 | 0 | 0 | 0 | 0 | 0 | 0 | 0 | 0 | 0 | 0 | 0 | 0 | 0 | 0 | 0 | 0 | 0 | 0 | 0 | 0
F2_Industrial_Wood and Lumber Products_New_Process_Natural Gas_Process Boiler_E7 | F2 | Industrial | Wood and Lumber Products | New | Process | Natural Gas | Process Boiler | E7 | TRC BC Ratio | 0 | 0 | 0 | 0 | 0 | 0 | 0 | 0 | 0 | 0 | 0 | 0 | 0 | 0 | 0 | 0 | 0 | 0 | 0 | 0 | 0 | 0 | 0 | 0 | 0 | 0 | 0 | 0 | 0 | 0
F2_Industrial_Wood and Lumber Products_New_Process_Natural Gas_Process Boiler_E8 | F2 | Industrial | Wood and Lumber Products | New | Process | Natural Gas | Process Boiler | E8 | TRC BC Ratio | 0 | 0 | 0 | 0 | 0 | 0 | 0 | 0 | 0 | 0 | 0 | 0 | 0 | 0 | 0 | 0 | 0 | 0 | 0 | 0 | 0 | 0 | 0 | 0 | 0 | 0 | 0 | 0 | 0 | 0
F2_Industrial_Wood and Lumber Products_New_Process_Natural Gas_Process Boiler_E9 | F2 | Industrial | Wood and Lumber Products | New | Process | Natural Gas | Process Boiler | E9 | TRC BC Ratio | 0 | 0 | 0 | 0 | 0 | 0 | 0 | 0 | 0 | 0 | 0 | 0 | 0 | 0 | 0 | 0 | 0 | 0 | 0 | 0 | 0 | 0 | 0 | 0 | 0 | 0 | 0 | 0 | 0 | 0
F2_Industrial_Wood and Lumber Products_New_Process_Natural Gas_Process Boiler_E10 | F2 | Industrial | Wood and Lumber Products | New | Process | Natural Gas | Process Boiler | E10 | TRC BC Ratio | 0 | 0 | 0 | 0 | 0 | 0 | 0 | 0 | 0 | 0 | 0 | 0 | 0 | 0 | 0 | 0 | 0 | 0 | 0 | 0 | 0 | 0 | 0 | 0 | 0 | 0 | 0 | 0 | 0 | 0
F3_Industrial_Wood and Lumber Products_New_Process_Natural Gas_Process Boiler_E1 | F3 | Industrial | Wood and Lumber Products | New | Process | Natural Gas | Process Boiler | E1 | PACT BC Ratio | 0.9 | 0.9 | 0.9 | 0.9 | 0.9 | 0.9 | 0.9 | 0.9 | 0.9 | 0.9 | 0.9 | 0.9 | 0.9 | 0.9 | 0.9 | 0.9 | 0.9 | 0.9 | 0.9 | 0.9 | 0.9 | 0.9 | 0 | 0 | 0 | 0 | 0 | 0 | 0 | 0
F3_Industrial_Wood and Lumber Products_New_Process_Natural Gas_Process Boiler_E2 | F3 | Industrial | Wood and Lumber Products | New | Process | Natural Gas | Process Boiler | E2 | PACT BC Ratio | 0 | 0 | 0 | 0 | 0 | 0 | 0 | 0 | 0 | 0 | 0 | 0 | 0 | 0 | 0 | 0 | 0 | 0 | 0 | 0 | 0 | 0 | 0 | 0 | 0 | 0 | 0 | 0 | 0 | 0
F3_Industrial_Wood and Lumber Products_New_Process_Natural Gas_Process Boiler_E3 | F3 | Industrial | Wood and Lumber Products | New | Process | Natural Gas | Process Boiler | E3 | PACT BC Ratio | 0 | 0 | 0 | 0 | 0 | 0 | 0 | 0 | 0 | 0 | 0 | 0 | 0 | 0 | 0 | 0 | 0 | 0 | 0 | 0 | 0 | 0 | 0 | 0 | 0 | 0 | 0 | 0 | 0 | 0
F3_Industrial_Wood and Lumber Products_New_Process_Natural Gas_Process Boiler_E4 | F3 | Industrial | Wood and Lumber Products | New | Process | Natural Gas | Process Boiler | E4 | PACT BC Ratio | 0 | 0 | 0 | 0 | 0 | 0 | 0 | 0 | 0 | 0 | 0 | 0 | 0 | 0 | 0 | 0 | 0 | 0 | 0 | 0 | 0 | 0 | 0 | 0 | 0 | 0 | 0 | 0 | 0 | 0
F3_Industrial_Wood and Lumber Products_New_Process_Natural Gas_Process Boiler_E5 | F3 | Industrial | Wood and Lumber Products | New | Process | Natural Gas | Process Boiler | E5 | PACT BC Ratio | 0 | 0 | 0 | 0 | 0 | 0 | 0 | 0 | 0 | 0 | 0 | 0 | 0 | 0 | 0 | 0 | 0 | 0 | 0 | 0 | 0 | 0 | 0 | 0 | 0 | 0 | 0 | 0 | 0 | 0
F3_Industrial_Wood and Lumber Products_New_Process_Natural Gas_Process Boiler_E6 | F3 | Industrial | Wood and Lumber Products | New | Process | Natural Gas | Process Boiler | E6 | PACT BC Ratio | 0 | 0 | 0 | 0 | 0 | 0 | 0 | 0 | 0 | 0 | 0 | 0 | 0 | 0 | 0 | 0 | 0 | 0 | 0 | 0 | 0 | 0 | 0 | 0 | 0 | 0 | 0 | 0 | 0 | 0
F3_Industrial_Wood and Lumber Products_New_Process_Natural Gas_Process Boiler_E7 | F3 | Industrial | Wood and Lumber Products | New | Process | Natural Gas | Process Boiler | E7 | PACT BC Ratio | 0 | 0 | 0 | 0 | 0 | 0 | 0 | 0 | 0 | 0 | 0 | 0 | 0 | 0 | 0 | 0 | 0 | 0 | 0 | 0 | 0 | 0 | 0 | 0 | 0 | 0 | 0 | 0 | 0 | 0
F3_Industrial_Wood and Lumber Products_New_Process_Natural Gas_Process Boiler_E8 | F3 | Industrial | Wood and Lumber Products | New | Process | Natural Gas | Process Boiler | E8 | PACT BC Ratio | 0 | 0 | 0 | 0 | 0 | 0 | 0 | 0 | 0 | 0 | 0 | 0 | 0 | 0 | 0 | 0 | 0 | 0 | 0 | 0 | 0 | 0 | 0 | 0 | 0 | 0 | 0 | 0 | 0 | 0
F3_Industrial_Wood and Lumber Products_New_Process_Natural Gas_Process Boiler_E9 | F3 | Industrial | Wood and Lumber Products | New | Process | Natural Gas | Process Boiler | E9 | PACT BC Ratio | 0 | 0 | 0 | 0 | 0 | 0 | 0 | 0 | 0 | 0 | 0 | 0 | 0 | 0 | 0 | 0 | 0 | 0 | 0 | 0 | 0 | 0 | 0 | 0 | 0 | 0 | 0 | 0 | 0 | 0
F3_Industrial_Wood and Lumber Products_New_Process_Natural Gas_Process Boiler_E10 | F3 | Industrial | Wood and Lumber Products | New | Process | Natural Gas | Process Boiler | E10 | PACT BC Ratio | 0 | 0 | 0 | 0 | 0 | 0 | 0 | 0 | 0 | 0 | 0 | 0 | 0 | 0 | 0 | 0 | 0 | 0 | 0 | 0 | 0 | 0 | 0 | 0 | 0 | 0 | 0 | 0 | 0 | 0
F4_Industrial_Wood and Lumber Products_New_Process_Natural Gas_Process Boiler_E1 | F4 | Industrial | Wood and Lumber Products | New | Process | Natural Gas | Process Boiler | E1 | PCT BC Ratio | 0.9 | 0.9 | 0.9 | 0.9 | 0.9 | 0.9 | 0.9 | 0.9 | 0.9 | 0.9 | 0.9 | 0.9 | 0.9 | 0.9 | 0.9 | 0.9 | 0.9 | 0.9 | 0.9 | 0.9 | 0.9 | 0.9 | 0 | 0 | 0 | 0 | 0 | 0 | 0 | 0
F4_Industrial_Wood and Lumber Products_New_Process_Natural Gas_Process Boiler_E2 | F4 | Industrial | Wood and Lumber Products | New | Process | Natural Gas | Process Boiler | E2 | PCT BC Ratio | 0 | 0 | 0 | 0 | 0 | 0 | 0 | 0 | 0 | 0 | 0 | 0 | 0 | 0 | 0 | 0 | 0 | 0 | 0 | 0 | 0 | 0 | 0 | 0 | 0 | 0 | 0 | 0 | 0 | 0
F4_Industrial_Wood and Lumber Products_New_Process_Natural Gas_Process Boiler_E3 | F4 | Industrial | Wood and Lumber Products | New | Process | Natural Gas | Process Boiler | E3 | PCT BC Ratio | 0 | 0 | 0 | 0 | 0 | 0 | 0 | 0 | 0 | 0 | 0 | 0 | 0 | 0 | 0 | 0 | 0 | 0 | 0 | 0 | 0 | 0 | 0 | 0 | 0 | 0 | 0 | 0 | 0 | 0
F4_Industrial_Wood and Lumber Products_New_Process_Natural Gas_Process Boiler_E4 | F4 | Industrial | Wood and Lumber Products | New | Process | Natural Gas | Process Boiler | E4 | PCT BC Ratio | 0 | 0 | 0 | 0 | 0 | 0 | 0 | 0 | 0 | 0 | 0 | 0 | 0 | 0 | 0 | 0 | 0 | 0 | 0 | 0 | 0 | 0 | 0 | 0 | 0 | 0 | 0 | 0 | 0 | 0
F4_Industrial_Wood and Lumber Products_New_Process_Natural Gas_Process Boiler_E5 | F4 | Industrial | Wood and Lumber Products | New | Process | Natural Gas | Process Boiler | E5 | PCT BC Ratio | 0 | 0 | 0 | 0 | 0 | 0 | 0 | 0 | 0 | 0 | 0 | 0 | 0 | 0 | 0 | 0 | 0 | 0 | 0 | 0 | 0 | 0 | 0 | 0 | 0 | 0 | 0 | 0 | 0 | 0
F4_Industrial_Wood and Lumber Products_New_Process_Natural Gas_Process Boiler_E6 | F4 | Industrial | Wood and Lumber Products | New | Process | Natural Gas | Process Boiler | E6 | PCT BC Ratio | 0 | 0 | 0 | 0 | 0 | 0 | 0 | 0 | 0 | 0 | 0 | 0 | 0 | 0 | 0 | 0 | 0 | 0 | 0 | 0 | 0 | 0 | 0 | 0 | 0 | 0 | 0 | 0 | 0 | 0
F4_Industrial_Wood and Lumber Products_New_Process_Natural Gas_Process Boiler_E7 | F4 | Industrial | Wood and Lumber Products | New | Process | Natural Gas | Process Boiler | E7 | PCT BC Ratio | 0 | 0 | 0 | 0 | 0 | 0 | 0 | 0 | 0 | 0 | 0 | 0 | 0 | 0 | 0 | 0 | 0 | 0 | 0 | 0 | 0 | 0 | 0 | 0 | 0 | 0 | 0 | 0 | 0 | 0
F4_Industrial_Wood and Lumber Products_New_Process_Natural Gas_Process Boiler_E8 | F4 | Industrial | Wood and Lumber Products | New | Process | Natural Gas | Process Boiler | E8 | PCT BC Ratio | 0 | 0 | 0 | 0 | 0 | 0 | 0 | 0 | 0 | 0 | 0 | 0 | 0 | 0 | 0 | 0 | 0 | 0 | 0 | 0 | 0 | 0 | 0 | 0 | 0 | 0 | 0 | 0 | 0 | 0
F4_Industrial_Wood and Lumber Products_New_Process_Natural Gas_Process Boiler_E9 | F4 | Industrial | Wood and Lumber Products | New | Process | Natural Gas | Process Boiler | E9 | PCT BC Ratio | 0 | 0 | 0 | 0 | 0 | 0 | 0 | 0 | 0 | 0 | 0 | 0 | 0 | 0 | 0 | 0 | 0 | 0 | 0 | 0 | 0 | 0 | 0 | 0 | 0 | 0 | 0 | 0 | 0 | 0
F4_Industrial_Wood and Lumber Products_New_Process_Natural Gas_Process Boiler_E10 | F4 | Industrial | Wood and Lumber Products | New | Process | Natural Gas | Process Boiler | E10 | PCT BC Ratio | 0 | 0 | 0 | 0 | 0 | 0 | 0 | 0 | 0 | 0 | 0 | 0 | 0 | 0 | 0 | 0 | 0 | 0 | 0 | 0 | 0 | 0 | 0 | 0 | 0 | 0 | 0 | 0 | 0 | 0
F5_Industrial_Wood and Lumber Products_New_Process_Natural Gas_Process Boiler_E1 | F5 | Industrial | Wood and Lumber Products | New | Process | Natural Gas | Process Boiler | E1 | RIM BC Ratio | 0.9 | 0.9 | 0.9 | 0.9 | 0.9 | 0.9 | 0.9 | 0.9 | 0.9 | 0.9 | 0.9 | 0.9 | 0.9 | 0.9 | 0.9 | 0.9 | 0.9 | 0.9 | 0.9 | 0.9 | 0.9 | 0.9 | 0 | 0 | 0 | 0 | 0 | 0 | 0 | 0
F5_Industrial_Wood and Lumber Products_New_Process_Natural Gas_Process Boiler_E2 | F5 | Industrial | Wood and Lumber Products | New | Process | Natural Gas | Process Boiler | E2 | RIM BC Ratio | 0 | 0 | 0 | 0 | 0 | 0 | 0 | 0 | 0 | 0 | 0 | 0 | 0 | 0 | 0 | 0 | 0 | 0 | 0 | 0 | 0 | 0 | 0 | 0 | 0 | 0 | 0 | 0 | 0 | 0
F5_Industrial_Wood and Lumber Products_New_Process_Natural Gas_Process Boiler_E3 | F5 | Industrial | Wood and Lumber Products | New | Process | Natural Gas | Process Boiler | E3 | RIM BC Ratio | 0 | 0 | 0 | 0 | 0 | 0 | 0 | 0 | 0 | 0 | 0 | 0 | 0 | 0 | 0 | 0 | 0 | 0 | 0 | 0 | 0 | 0 | 0 | 0 | 0 | 0 | 0 | 0 | 0 | 0
F5_Industrial_Wood and Lumber Products_New_Process_Natural Gas_Process Boiler_E4 | F5 | Industrial | Wood and Lumber Products | New | Process | Natural Gas | Process Boiler | E4 | RIM BC Ratio | 0 | 0 | 0 | 0 | 0 | 0 | 0 | 0 | 0 | 0 | 0 | 0 | 0 | 0 | 0 | 0 | 0 | 0 | 0 | 0 | 0 | 0 | 0 | 0 | 0 | 0 | 0 | 0 | 0 | 0
F5_Industrial_Wood and Lumber Products_New_Process_Natural Gas_Process Boiler_E5 | F5 | Industrial | Wood and Lumber Products | New | Process | Natural Gas | Process Boiler | E5 | RIM BC Ratio | 0 | 0 | 0 | 0 | 0 | 0 | 0 | 0 | 0 | 0 | 0 | 0 | 0 | 0 | 0 | 0 | 0 | 0 | 0 | 0 | 0 | 0 | 0 | 0 | 0 | 0 | 0 | 0 | 0 | 0
F5_Industrial_Wood and Lumber Products_New_Process_Natural Gas_Process Boiler_E6 | F5 | Industrial | Wood and Lumber Products | New | Process | Natural Gas | Process Boiler | E6 | RIM BC Ratio | 0 | 0 | 0 | 0 | 0 | 0 | 0 | 0 | 0 | 0 | 0 | 0 | 0 | 0 | 0 | 0 | 0 | 0 | 0 | 0 | 0 | 0 | 0 | 0 | 0 | 0 | 0 | 0 | 0 | 0
F5_Industrial_Wood and Lumber Products_New_Process_Natural Gas_Process Boiler_E7 | F5 | Industrial | Wood and Lumber Products | New | Process | Natural Gas | Process Boiler | E7 | RIM BC Ratio | 0 | 0 | 0 | 0 | 0 | 0 | 0 | 0 | 0 | 0 | 0 | 0 | 0 | 0 | 0 | 0 | 0 | 0 | 0 | 0 | 0 | 0 | 0 | 0 | 0 | 0 | 0 | 0 | 0 | 0
F5_Industrial_Wood and Lumber Products_New_Process_Natural Gas_Process Boiler_E8 | F5 | Industrial | Wood and Lumber Products | New | Process | Natural Gas | Process Boiler | E8 | RIM BC Ratio | 0 | 0 | 0 | 0 | 0 | 0 | 0 | 0 | 0 | 0 | 0 | 0 | 0 | 0 | 0 | 0 | 0 | 0 | 0 | 0 | 0 | 0 | 0 | 0 | 0 | 0 | 0 | 0 | 0 | 0
F5_Industrial_Wood and Lumber Products_New_Process_Natural Gas_Process Boiler_E9 | F5 | Industrial | Wood and Lumber Products | New | Process | Natural Gas | Process Boiler | E9 | RIM BC Ratio | 0 | 0 | 0 | 0 | 0 | 0 | 0 | 0 | 0 | 0 | 0 | 0 | 0 | 0 | 0 | 0 | 0 | 0 | 0 | 0 | 0 | 0 | 0 | 0 | 0 | 0 | 0 | 0 | 0 | 0
F5_Industrial_Wood and Lumber Products_New_Process_Natural Gas_Process Boiler_E10 | F5 | Industrial | Wood and Lumber Products | New | Process | Natural Gas | Process Boiler | E10 | RIM BC Ratio | 0 | 0 | 0 | 0 | 0 | 0 | 0 | 0 | 0 | 0 | 0 | 0 | 0 | 0 | 0 | 0 | 0 | 0 | 0 | 0 | 0 | 0 | 0 | 0 | 0 | 0 | 0 | 0 | 0 | 0
F0_Industrial_Wood and Lumber Products_New_Process_Natural Gas_Process Heating_E0 | F0 | Industrial | Wood and Lumber Products | New | Process | Natural Gas | Process Heating | E0 | Economic Unit | Standard | Standard | Standard | Standard | Standard | Standard | Standard | Standard | Standard | Standard | Standard | Standard | Standard | Standard | Standard | Standard | Standard | Standard | Standard | Standard | Standard | Standard | 0 | 0 | 0 | 0 | 0 | 0 | 0 | 0
F1_Industrial_Wood and Lumber Products_New_Process_Natural Gas_Process Heating_E1 | F1 | Industrial | Wood and Lumber Products | New | Process | Natural Gas | Process Heating | E1 | CCE | 0 | 0 | 0 | 0 | 0 | 0 | 0 | 0 | 0 | 0 | 0 | 0 | 0 | 0 | 0 | 0 | 0 | 0 | 0 | 0 | 0 | 0 | 0 | 0 | 0 | 0 | 0 | 0 | 0 | 0
F1_Industrial_Wood and Lumber Products_New_Process_Natural Gas_Process Heating_E2 | F1 | Industrial | Wood and Lumber Products | New | Process | Natural Gas | Process Heating | E2 | CCE | 0 | 0 | 0 | 0 | 0 | 0 | 0 | 0 | 0 | 0 | 0 | 0 | 0 | 0 | 0 | 0 | 0 | 0 | 0 | 0 | 0 | 0 | 0 | 0 | 0 | 0 | 0 | 0 | 0 | 0
F1_Industrial_Wood and Lumber Products_New_Process_Natural Gas_Process Heating_E3 | F1 | Industrial | Wood and Lumber Products | New | Process | Natural Gas | Process Heating | E3 | CCE | 0 | 0 | 0 | 0 | 0 | 0 | 0 | 0 | 0 | 0 | 0 | 0 | 0 | 0 | 0 | 0 | 0 | 0 | 0 | 0 | 0 | 0 | 0 | 0 | 0 | 0 | 0 | 0 | 0 | 0
F1_Industrial_Wood and Lumber Products_New_Process_Natural Gas_Process Heating_E4 | F1 | Industrial | Wood and Lumber Products | New | Process | Natural Gas | Process Heating | E4 | CCE | 0 | 0 | 0 | 0 | 0 | 0 | 0 | 0 | 0 | 0 | 0 | 0 | 0 | 0 | 0 | 0 | 0 | 0 | 0 | 0 | 0 | 0 | 0 | 0 | 0 | 0 | 0 | 0 | 0 | 0
F1_Industrial_Wood and Lumber Products_New_Process_Natural Gas_Process Heating_E5 | F1 | Industrial | Wood and Lumber Products | New | Process | Natural Gas | Process Heating | E5 | CCE | 0 | 0 | 0 | 0 | 0 | 0 | 0 | 0 | 0 | 0 | 0 | 0 | 0 | 0 | 0 | 0 | 0 | 0 | 0 | 0 | 0 | 0 | 0 | 0 | 0 | 0 | 0 | 0 | 0 | 0
F1_Industrial_Wood and Lumber Products_New_Process_Natural Gas_Process Heating_E6 | F1 | Industrial | Wood and Lumber Products | New | Process | Natural Gas | Process Heating | E6 | CCE | 0 | 0 | 0 | 0 | 0 | 0 | 0 | 0 | 0 | 0 | 0 | 0 | 0 | 0 | 0 | 0 | 0 | 0 | 0 | 0 | 0 | 0 | 0 | 0 | 0 | 0 | 0 | 0 | 0 | 0
F1_Industrial_Wood and Lumber Products_New_Process_Natural Gas_Process Heating_E7 | F1 | Industrial | Wood and Lumber Products | New | Process | Natural Gas | Process Heating | E7 | CCE | 0 | 0 | 0 | 0 | 0 | 0 | 0 | 0 | 0 | 0 | 0 | 0 | 0 | 0 | 0 | 0 | 0 | 0 | 0 | 0 | 0 | 0 | 0 | 0 | 0 | 0 | 0 | 0 | 0 | 0
F1_Industrial_Wood and Lumber Products_New_Process_Natural Gas_Process Heating_E8 | F1 | Industrial | Wood and Lumber Products | New | Process | Natural Gas | Process Heating | E8 | CCE | 0 | 0 | 0 | 0 | 0 | 0 | 0 | 0 | 0 | 0 | 0 | 0 | 0 | 0 | 0 | 0 | 0 | 0 | 0 | 0 | 0 | 0 | 0 | 0 | 0 | 0 | 0 | 0 | 0 | 0
F1_Industrial_Wood and Lumber Products_New_Process_Natural Gas_Process Heating_E9 | F1 | Industrial | Wood and Lumber Products | New | Process | Natural Gas | Process Heating | E9 | CCE | 0 | 0 | 0 | 0 | 0 | 0 | 0 | 0 | 0 | 0 | 0 | 0 | 0 | 0 | 0 | 0 | 0 | 0 | 0 | 0 | 0 | 0 | 0 | 0 | 0 | 0 | 0 | 0 | 0 | 0
F1_Industrial_Wood and Lumber Products_New_Process_Natural Gas_Process Heating_E10 | F1 | Industrial | Wood and Lumber Products | New | Process | Natural Gas | Process Heating | E10 | CCE | 0 | 0 | 0 | 0 | 0 | 0 | 0 | 0 | 0 | 0 | 0 | 0 | 0 | 0 | 0 | 0 | 0 | 0 | 0 | 0 | 0 | 0 | 0 | 0 | 0 | 0 | 0 | 0 | 0 | 0
F2_Industrial_Wood and Lumber Products_New_Process_Natural Gas_Process Heating_E1 | F2 | Industrial | Wood and Lumber Products | New | Process | Natural Gas | Process Heating | E1 | TRC BC Ratio | 0.9 | 0.9 | 0.9 | 0.9 | 0.9 | 0.9 | 0.9 | 0.9 | 0.9 | 0.9 | 0.9 | 0.9 | 0.9 | 0.9 | 0.9 | 0.9 | 0.9 | 0.9 | 0.9 | 0.9 | 0.9 | 0.9 | 0 | 0 | 0 | 0 | 0 | 0 | 0 | 0
F2_Industrial_Wood and Lumber Products_New_Process_Natural Gas_Process Heating_E2 | F2 | Industrial | Wood and Lumber Products | New | Process | Natural Gas | Process Heating | E2 | TRC BC Ratio | 0 | 0 | 0 | 0 | 0 | 0 | 0 | 0 | 0 | 0 | 0 | 0 | 0 | 0 | 0 | 0 | 0 | 0 | 0 | 0 | 0 | 0 | 0 | 0 | 0 | 0 | 0 | 0 | 0 | 0
F2_Industrial_Wood and Lumber Products_New_Process_Natural Gas_Process Heating_E3 | F2 | Industrial | Wood and Lumber Products | New | Process | Natural Gas | Process Heating | E3 | TRC BC Ratio | 0 | 0 | 0 | 0 | 0 | 0 | 0 | 0 | 0 | 0 | 0 | 0 | 0 | 0 | 0 | 0 | 0 | 0 | 0 | 0 | 0 | 0 | 0 | 0 | 0 | 0 | 0 | 0 | 0 | 0
F2_Industrial_Wood and Lumber Products_New_Process_Natural Gas_Process Heating_E4 | F2 | Industrial | Wood and Lumber Products | New | Process | Natural Gas | Process Heating | E4 | TRC BC Ratio | 0 | 0 | 0 | 0 | 0 | 0 | 0 | 0 | 0 | 0 | 0 | 0 | 0 | 0 | 0 | 0 | 0 | 0 | 0 | 0 | 0 | 0 | 0 | 0 | 0 | 0 | 0 | 0 | 0 | 0
F2_Industrial_Wood and Lumber Products_New_Process_Natural Gas_Process Heating_E5 | F2 | Industrial | Wood and Lumber Products | New | Process | Natural Gas | Process Heating | E5 | TRC BC Ratio | 0 | 0 | 0 | 0 | 0 | 0 | 0 | 0 | 0 | 0 | 0 | 0 | 0 | 0 | 0 | 0 | 0 | 0 | 0 | 0 | 0 | 0 | 0 | 0 | 0 | 0 | 0 | 0 | 0 | 0
F2_Industrial_Wood and Lumber Products_New_Process_Natural Gas_Process Heating_E6 | F2 | Industrial | Wood and Lumber Products | New | Process | Natural Gas | Process Heating | E6 | TRC BC Ratio | 0 | 0 | 0 | 0 | 0 | 0 | 0 | 0 | 0 | 0 | 0 | 0 | 0 | 0 | 0 | 0 | 0 | 0 | 0 | 0 | 0 | 0 | 0 | 0 | 0 | 0 | 0 | 0 | 0 | 0
F2_Industrial_Wood and Lumber Products_New_Process_Natural Gas_Process Heating_E7 | F2 | Industrial | Wood and Lumber Products | New | Process | Natural Gas | Process Heating | E7 | TRC BC Ratio | 0 | 0 | 0 | 0 | 0 | 0 | 0 | 0 | 0 | 0 | 0 | 0 | 0 | 0 | 0 | 0 | 0 | 0 | 0 | 0 | 0 | 0 | 0 | 0 | 0 | 0 | 0 | 0 | 0 | 0
F2_Industrial_Wood and Lumber Products_New_Process_Natural Gas_Process Heating_E8 | F2 | Industrial | Wood and Lumber Products | New | Process | Natural Gas | Process Heating | E8 | TRC BC Ratio | 0 | 0 | 0 | 0 | 0 | 0 | 0 | 0 | 0 | 0 | 0 | 0 | 0 | 0 | 0 | 0 | 0 | 0 | 0 | 0 | 0 | 0 | 0 | 0 | 0 | 0 | 0 | 0 | 0 | 0
F2_Industrial_Wood and Lumber Products_New_Process_Natural Gas_Process Heating_E9 | F2 | Industrial | Wood and Lumber Products | New | Process | Natural Gas | Process Heating | E9 | TRC BC Ratio | 0 | 0 | 0 | 0 | 0 | 0 | 0 | 0 | 0 | 0 | 0 | 0 | 0 | 0 | 0 | 0 | 0 | 0 | 0 | 0 | 0 | 0 | 0 | 0 | 0 | 0 | 0 | 0 | 0 | 0
F2_Industrial_Wood and Lumber Products_New_Process_Natural Gas_Process Heating_E10 | F2 | Industrial | Wood and Lumber Products | New | Process | Natural Gas | Process Heating | E10 | TRC BC Ratio | 0 | 0 | 0 | 0 | 0 | 0 | 0 | 0 | 0 | 0 | 0 | 0 | 0 | 0 | 0 | 0 | 0 | 0 | 0 | 0 | 0 | 0 | 0 | 0 | 0 | 0 | 0 | 0 | 0 | 0
F3_Industrial_Wood and Lumber Products_New_Process_Natural Gas_Process Heating_E1 | F3 | Industrial | Wood and Lumber Products | New | Process | Natural Gas | Process Heating | E1 | PACT BC Ratio | 0.9 | 0.9 | 0.9 | 0.9 | 0.9 | 0.9 | 0.9 | 0.9 | 0.9 | 0.9 | 0.9 | 0.9 | 0.9 | 0.9 | 0.9 | 0.9 | 0.9 | 0.9 | 0.9 | 0.9 | 0.9 | 0.9 | 0 | 0 | 0 | 0 | 0 | 0 | 0 | 0
F3_Industrial_Wood and Lumber Products_New_Process_Natural Gas_Process Heating_E2 | F3 | Industrial | Wood and Lumber Products | New | Process | Natural Gas | Process Heating | E2 | PACT BC Ratio | 0 | 0 | 0 | 0 | 0 | 0 | 0 | 0 | 0 | 0 | 0 | 0 | 0 | 0 | 0 | 0 | 0 | 0 | 0 | 0 | 0 | 0 | 0 | 0 | 0 | 0 | 0 | 0 | 0 | 0
F3_Industrial_Wood and Lumber Products_New_Process_Natural Gas_Process Heating_E3 | F3 | Industrial | Wood and Lumber Products | New | Process | Natural Gas | Process Heating | E3 | PACT BC Ratio | 0 | 0 | 0 | 0 | 0 | 0 | 0 | 0 | 0 | 0 | 0 | 0 | 0 | 0 | 0 | 0 | 0 | 0 | 0 | 0 | 0 | 0 | 0 | 0 | 0 | 0 | 0 | 0 | 0 | 0
F3_Industrial_Wood and Lumber Products_New_Process_Natural Gas_Process Heating_E4 | F3 | Industrial | Wood and Lumber Products | New | Process | Natural Gas | Process Heating | E4 | PACT BC Ratio | 0 | 0 | 0 | 0 | 0 | 0 | 0 | 0 | 0 | 0 | 0 | 0 | 0 | 0 | 0 | 0 | 0 | 0 | 0 | 0 | 0 | 0 | 0 | 0 | 0 | 0 | 0 | 0 | 0 | 0
F3_Industrial_Wood and Lumber Products_New_Process_Natural Gas_Process Heating_E5 | F3 | Industrial | Wood and Lumber Products | New | Process | Natural Gas | Process Heating | E5 | PACT BC Ratio | 0 | 0 | 0 | 0 | 0 | 0 | 0 | 0 | 0 | 0 | 0 | 0 | 0 | 0 | 0 | 0 | 0 | 0 | 0 | 0 | 0 | 0 | 0 | 0 | 0 | 0 | 0 | 0 | 0 | 0
F3_Industrial_Wood and Lumber Products_New_Process_Natural Gas_Process Heating_E6 | F3 | Industrial | Wood and Lumber Products | New | Process | Natural Gas | Process Heating | E6 | PACT BC Ratio | 0 | 0 | 0 | 0 | 0 | 0 | 0 | 0 | 0 | 0 | 0 | 0 | 0 | 0 | 0 | 0 | 0 | 0 | 0 | 0 | 0 | 0 | 0 | 0 | 0 | 0 | 0 | 0 | 0 | 0
F3_Industrial_Wood and Lumber Products_New_Process_Natural Gas_Process Heating_E7 | F3 | Industrial | Wood and Lumber Products | New | Process | Natural Gas | Process Heating | E7 | PACT BC Ratio | 0 | 0 | 0 | 0 | 0 | 0 | 0 | 0 | 0 | 0 | 0 | 0 | 0 | 0 | 0 | 0 | 0 | 0 | 0 | 0 | 0 | 0 | 0 | 0 | 0 | 0 | 0 | 0 | 0 | 0
F3_Industrial_Wood and Lumber Products_New_Process_Natural Gas_Process Heating_E8 | F3 | Industrial | Wood and Lumber Products | New | Process | Natural Gas | Process Heating | E8 | PACT BC Ratio | 0 | 0 | 0 | 0 | 0 | 0 | 0 | 0 | 0 | 0 | 0 | 0 | 0 | 0 | 0 | 0 | 0 | 0 | 0 | 0 | 0 | 0 | 0 | 0 | 0 | 0 | 0 | 0 | 0 | 0
F3_Industrial_Wood and Lumber Products_New_Process_Natural Gas_Process Heating_E9 | F3 | Industrial | Wood and Lumber Products | New | Process | Natural Gas | Process Heating | E9 | PACT BC Ratio | 0 | 0 | 0 | 0 | 0 | 0 | 0 | 0 | 0 | 0 | 0 | 0 | 0 | 0 | 0 | 0 | 0 | 0 | 0 | 0 | 0 | 0 | 0 | 0 | 0 | 0 | 0 | 0 | 0 | 0
F3_Industrial_Wood and Lumber Products_New_Process_Natural Gas_Process Heating_E10 | F3 | Industrial | Wood and Lumber Products | New | Process | Natural Gas | Process Heating | E10 | PACT BC Ratio | 0 | 0 | 0 | 0 | 0 | 0 | 0 | 0 | 0 | 0 | 0 | 0 | 0 | 0 | 0 | 0 | 0 | 0 | 0 | 0 | 0 | 0 | 0 | 0 | 0 | 0 | 0 | 0 | 0 | 0
F4_Industrial_Wood and Lumber Products_New_Process_Natural Gas_Process Heating_E1 | F4 | Industrial | Wood and Lumber Products | New | Process | Natural Gas | Process Heating | E1 | PCT BC Ratio | 0.9 | 0.9 | 0.9 | 0.9 | 0.9 | 0.9 | 0.9 | 0.9 | 0.9 | 0.9 | 0.9 | 0.9 | 0.9 | 0.9 | 0.9 | 0.9 | 0.9 | 0.9 | 0.9 | 0.9 | 0.9 | 0.9 | 0 | 0 | 0 | 0 | 0 | 0 | 0 | 0
F4_Industrial_Wood and Lumber Products_New_Process_Natural Gas_Process Heating_E2 | F4 | Industrial | Wood and Lumber Products | New | Process | Natural Gas | Process Heating | E2 | PCT BC Ratio | 0 | 0 | 0 | 0 | 0 | 0 | 0 | 0 | 0 | 0 | 0 | 0 | 0 | 0 | 0 | 0 | 0 | 0 | 0 | 0 | 0 | 0 | 0 | 0 | 0 | 0 | 0 | 0 | 0 | 0
F4_Industrial_Wood and Lumber Products_New_Process_Natural Gas_Process Heating_E3 | F4 | Industrial | Wood and Lumber Products | New | Process | Natural Gas | Process Heating | E3 | PCT BC Ratio | 0 | 0 | 0 | 0 | 0 | 0 | 0 | 0 | 0 | 0 | 0 | 0 | 0 | 0 | 0 | 0 | 0 | 0 | 0 | 0 | 0 | 0 | 0 | 0 | 0 | 0 | 0 | 0 | 0 | 0
F4_Industrial_Wood and Lumber Products_New_Process_Natural Gas_Process Heating_E4 | F4 | Industrial | Wood and Lumber Products | New | Process | Natural Gas | Process Heating | E4 | PCT BC Ratio | 0 | 0 | 0 | 0 | 0 | 0 | 0 | 0 | 0 | 0 | 0 | 0 | 0 | 0 | 0 | 0 | 0 | 0 | 0 | 0 | 0 | 0 | 0 | 0 | 0 | 0 | 0 | 0 | 0 | 0
F4_Industrial_Wood and Lumber Products_New_Process_Natural Gas_Process Heating_E5 | F4 | Industrial | Wood and Lumber Products | New | Process | Natural Gas | Process Heating | E5 | PCT BC Ratio | 0 | 0 | 0 | 0 | 0 | 0 | 0 | 0 | 0 | 0 | 0 | 0 | 0 | 0 | 0 | 0 | 0 | 0 | 0 | 0 | 0 | 0 | 0 | 0 | 0 | 0 | 0 | 0 | 0 | 0
F4_Industrial_Wood and Lumber Products_New_Process_Natural Gas_Process Heating_E6 | F4 | Industrial | Wood and Lumber Products | New | Process | Natural Gas | Process Heating | E6 | PCT BC Ratio | 0 | 0 | 0 | 0 | 0 | 0 | 0 | 0 | 0 | 0 | 0 | 0 | 0 | 0 | 0 | 0 | 0 | 0 | 0 | 0 | 0 | 0 | 0 | 0 | 0 | 0 | 0 | 0 | 0 | 0
F4_Industrial_Wood and Lumber Products_New_Process_Natural Gas_Process Heating_E7 | F4 | Industrial | Wood and Lumber Products | New | Process | Natural Gas | Process Heating | E7 | PCT BC Ratio | 0 | 0 | 0 | 0 | 0 | 0 | 0 | 0 | 0 | 0 | 0 | 0 | 0 | 0 | 0 | 0 | 0 | 0 | 0 | 0 | 0 | 0 | 0 | 0 | 0 | 0 | 0 | 0 | 0 | 0
F4_Industrial_Wood and Lumber Products_New_Process_Natural Gas_Process Heating_E8 | F4 | Industrial | Wood and Lumber Products | New | Process | Natural Gas | Process Heating | E8 | PCT BC Ratio | 0 | 0 | 0 | 0 | 0 | 0 | 0 | 0 | 0 | 0 | 0 | 0 | 0 | 0 | 0 | 0 | 0 | 0 | 0 | 0 | 0 | 0 | 0 | 0 | 0 | 0 | 0 | 0 | 0 | 0
F4_Industrial_Wood and Lumber Products_New_Process_Natural Gas_Process Heating_E9 | F4 | Industrial | Wood and Lumber Products | New | Process | Natural Gas | Process Heating | E9 | PCT BC Ratio | 0 | 0 | 0 | 0 | 0 | 0 | 0 | 0 | 0 | 0 | 0 | 0 | 0 | 0 | 0 | 0 | 0 | 0 | 0 | 0 | 0 | 0 | 0 | 0 | 0 | 0 | 0 | 0 | 0 | 0
F4_Industrial_Wood and Lumber Products_New_Process_Natural Gas_Process Heating_E10 | F4 | Industrial | Wood and Lumber Products | New | Process | Natural Gas | Process Heating | E10 | PCT BC Ratio | 0 | 0 | 0 | 0 | 0 | 0 | 0 | 0 | 0 | 0 | 0 | 0 | 0 | 0 | 0 | 0 | 0 | 0 | 0 | 0 | 0 | 0 | 0 | 0 | 0 | 0 | 0 | 0 | 0 | 0
F5_Industrial_Wood and Lumber Products_New_Process_Natural Gas_Process Heating_E1 | F5 | Industrial | Wood and Lumber Products | New | Process | Natural Gas | Process Heating | E1 | RIM BC Ratio | 0.9 | 0.9 | 0.9 | 0.9 | 0.9 | 0.9 | 0.9 | 0.9 | 0.9 | 0.9 | 0.9 | 0.9 | 0.9 | 0.9 | 0.9 | 0.9 | 0.9 | 0.9 | 0.9 | 0.9 | 0.9 | 0.9 | 0 | 0 | 0 | 0 | 0 | 0 | 0 | 0
F5_Industrial_Wood and Lumber Products_New_Process_Natural Gas_Process Heating_E2 | F5 | Industrial | Wood and Lumber Products | New | Process | Natural Gas | Process Heating | E2 | RIM BC Ratio | 0 | 0 | 0 | 0 | 0 | 0 | 0 | 0 | 0 | 0 | 0 | 0 | 0 | 0 | 0 | 0 | 0 | 0 | 0 | 0 | 0 | 0 | 0 | 0 | 0 | 0 | 0 | 0 | 0 | 0
F5_Industrial_Wood and Lumber Products_New_Process_Natural Gas_Process Heating_E3 | F5 | Industrial | Wood and Lumber Products | New | Process | Natural Gas | Process Heating | E3 | RIM BC Ratio | 0 | 0 | 0 | 0 | 0 | 0 | 0 | 0 | 0 | 0 | 0 | 0 | 0 | 0 | 0 | 0 | 0 | 0 | 0 | 0 | 0 | 0 | 0 | 0 | 0 | 0 | 0 | 0 | 0 | 0
F5_Industrial_Wood and Lumber Products_New_Process_Natural Gas_Process Heating_E4 | F5 | Industrial | Wood and Lumber Products | New | Process | Natural Gas | Process Heating | E4 | RIM BC Ratio | 0 | 0 | 0 | 0 | 0 | 0 | 0 | 0 | 0 | 0 | 0 | 0 | 0 | 0 | 0 | 0 | 0 | 0 | 0 | 0 | 0 | 0 | 0 | 0 | 0 | 0 | 0 | 0 | 0 | 0
F5_Industrial_Wood and Lumber Products_New_Process_Natural Gas_Process Heating_E5 | F5 | Industrial | Wood and Lumber Products | New | Process | Natural Gas | Process Heating | E5 | RIM BC Ratio | 0 | 0 | 0 | 0 | 0 | 0 | 0 | 0 | 0 | 0 | 0 | 0 | 0 | 0 | 0 | 0 | 0 | 0 | 0 | 0 | 0 | 0 | 0 | 0 | 0 | 0 | 0 | 0 | 0 | 0
F5_Industrial_Wood and Lumber Products_New_Process_Natural Gas_Process Heating_E6 | F5 | Industrial | Wood and Lumber Products | New | Process | Natural Gas | Process Heating | E6 | RIM BC Ratio | 0 | 0 | 0 | 0 | 0 | 0 | 0 | 0 | 0 | 0 | 0 | 0 | 0 | 0 | 0 | 0 | 0 | 0 | 0 | 0 | 0 | 0 | 0 | 0 | 0 | 0 | 0 | 0 | 0 | 0
F5_Industrial_Wood and Lumber Products_New_Process_Natural Gas_Process Heating_E7 | F5 | Industrial | Wood and Lumber Products | New | Process | Natural Gas | Process Heating | E7 | RIM BC Ratio | 0 | 0 | 0 | 0 | 0 | 0 | 0 | 0 | 0 | 0 | 0 | 0 | 0 | 0 | 0 | 0 | 0 | 0 | 0 | 0 | 0 | 0 | 0 | 0 | 0 | 0 | 0 | 0 | 0 | 0
F5_Industrial_Wood and Lumber Products_New_Process_Natural Gas_Process Heating_E8 | F5 | Industrial | Wood and Lumber Products | New | Process | Natural Gas | Process Heating | E8 | RIM BC Ratio | 0 | 0 | 0 | 0 | 0 | 0 | 0 | 0 | 0 | 0 | 0 | 0 | 0 | 0 | 0 | 0 | 0 | 0 | 0 | 0 | 0 | 0 | 0 | 0 | 0 | 0 | 0 | 0 | 0 | 0
F5_Industrial_Wood and Lumber Products_New_Process_Natural Gas_Process Heating_E9 | F5 | Industrial | Wood and Lumber Products | New | Process | Natural Gas | Process Heating | E9 | RIM BC Ratio | 0 | 0 | 0 | 0 | 0 | 0 | 0 | 0 | 0 | 0 | 0 | 0 | 0 | 0 | 0 | 0 | 0 | 0 | 0 | 0 | 0 | 0 | 0 | 0 | 0 | 0 | 0 | 0 | 0 | 0
F5_Industrial_Wood and Lumber Products_New_Process_Natural Gas_Process Heating_E10 | F5 | Industrial | Wood and Lumber Products | New | Process | Natural Gas | Process Heating | E10 | RIM BC Ratio | 0 | 0 | 0 | 0 | 0 | 0 | 0 | 0 | 0 | 0 | 0 | 0 | 0 | 0 | 0 | 0 | 0 | 0 | 0 | 0 | 0 | 0 | 0 | 0 | 0 | 0 | 0 | 0 | 0 | 0
F0_Industrial_Wood and Lumber Products_New_Process_Natural Gas_Process Cooling_E0 | F0 | Industrial | Wood and Lumber Products | New | Process | Natural Gas | Process Cooling | E0 | Economic Unit | Standard | Standard | Standard | Standard | Standard | Standard | Standard | Standard | Standard | Standard | Standard | Standard | Standard | Standard | Standard | Standard | Standard | Standard | Standard | Standard | Standard | Standard | 0 | 0 | 0 | 0 | 0 | 0 | 0 | 0
F1_Industrial_Wood and Lumber Products_New_Process_Natural Gas_Process Cooling_E1 | F1 | Industrial | Wood and Lumber Products | New | Process | Natural Gas | Process Cooling | E1 | CCE | 0 | 0 | 0 | 0 | 0 | 0 | 0 | 0 | 0 | 0 | 0 | 0 | 0 | 0 | 0 | 0 | 0 | 0 | 0 | 0 | 0 | 0 | 0 | 0 | 0 | 0 | 0 | 0 | 0 | 0
F1_Industrial_Wood and Lumber Products_New_Process_Natural Gas_Process Cooling_E2 | F1 | Industrial | Wood and Lumber Products | New | Process | Natural Gas | Process Cooling | E2 | CCE | 0 | 0 | 0 | 0 | 0 | 0 | 0 | 0 | 0 | 0 | 0 | 0 | 0 | 0 | 0 | 0 | 0 | 0 | 0 | 0 | 0 | 0 | 0 | 0 | 0 | 0 | 0 | 0 | 0 | 0
F1_Industrial_Wood and Lumber Products_New_Process_Natural Gas_Process Cooling_E3 | F1 | Industrial | Wood and Lumber Products | New | Process | Natural Gas | Process Cooling | E3 | CCE | 0 | 0 | 0 | 0 | 0 | 0 | 0 | 0 | 0 | 0 | 0 | 0 | 0 | 0 | 0 | 0 | 0 | 0 | 0 | 0 | 0 | 0 | 0 | 0 | 0 | 0 | 0 | 0 | 0 | 0
F1_Industrial_Wood and Lumber Products_New_Process_Natural Gas_Process Cooling_E4 | F1 | Industrial | Wood and Lumber Products | New | Process | Natural Gas | Process Cooling | E4 | CCE | 0 | 0 | 0 | 0 | 0 | 0 | 0 | 0 | 0 | 0 | 0 | 0 | 0 | 0 | 0 | 0 | 0 | 0 | 0 | 0 | 0 | 0 | 0 | 0 | 0 | 0 | 0 | 0 | 0 | 0
F1_Industrial_Wood and Lumber Products_New_Process_Natural Gas_Process Cooling_E5 | F1 | Industrial | Wood and Lumber Products | New | Process | Natural Gas | Process Cooling | E5 | CCE | 0 | 0 | 0 | 0 | 0 | 0 | 0 | 0 | 0 | 0 | 0 | 0 | 0 | 0 | 0 | 0 | 0 | 0 | 0 | 0 | 0 | 0 | 0 | 0 | 0 | 0 | 0 | 0 | 0 | 0
F1_Industrial_Wood and Lumber Products_New_Process_Natural Gas_Process Cooling_E6 | F1 | Industrial | Wood and Lumber Products | New | Process | Natural Gas | Process Cooling | E6 | CCE | 0 | 0 | 0 | 0 | 0 | 0 | 0 | 0 | 0 | 0 | 0 | 0 | 0 | 0 | 0 | 0 | 0 | 0 | 0 | 0 | 0 | 0 | 0 | 0 | 0 | 0 | 0 | 0 | 0 | 0
F1_Industrial_Wood and Lumber Products_New_Process_Natural Gas_Process Cooling_E7 | F1 | Industrial | Wood and Lumber Products | New | Process | Natural Gas | Process Cooling | E7 | CCE | 0 | 0 | 0 | 0 | 0 | 0 | 0 | 0 | 0 | 0 | 0 | 0 | 0 | 0 | 0 | 0 | 0 | 0 | 0 | 0 | 0 | 0 | 0 | 0 | 0 | 0 | 0 | 0 | 0 | 0
F1_Industrial_Wood and Lumber Products_New_Process_Natural Gas_Process Cooling_E8 | F1 | Industrial | Wood and Lumber Products | New | Process | Natural Gas | Process Cooling | E8 | CCE | 0 | 0 | 0 | 0 | 0 | 0 | 0 | 0 | 0 | 0 | 0 | 0 | 0 | 0 | 0 | 0 | 0 | 0 | 0 | 0 | 0 | 0 | 0 | 0 | 0 | 0 | 0 | 0 | 0 | 0
F1_Industrial_Wood and Lumber Products_New_Process_Natural Gas_Process Cooling_E9 | F1 | Industrial | Wood and Lumber Products | New | Process | Natural Gas | Process Cooling | E9 | CCE | 0 | 0 | 0 | 0 | 0 | 0 | 0 | 0 | 0 | 0 | 0 | 0 | 0 | 0 | 0 | 0 | 0 | 0 | 0 | 0 | 0 | 0 | 0 | 0 | 0 | 0 | 0 | 0 | 0 | 0
F1_Industrial_Wood and Lumber Products_New_Process_Natural Gas_Process Cooling_E10 | F1 | Industrial | Wood and Lumber Products | New | Process | Natural Gas | Process Cooling | E10 | CCE | 0 | 0 | 0 | 0 | 0 | 0 | 0 | 0 | 0 | 0 | 0 | 0 | 0 | 0 | 0 | 0 | 0 | 0 | 0 | 0 | 0 | 0 | 0 | 0 | 0 | 0 | 0 | 0 | 0 | 0
F2_Industrial_Wood and Lumber Products_New_Process_Natural Gas_Process Cooling_E1 | F2 | Industrial | Wood and Lumber Products | New | Process | Natural Gas | Process Cooling | E1 | TRC BC Ratio | 0.9 | 0.9 | 0.9 | 0.9 | 0.9 | 0.9 | 0.9 | 0.9 | 0.9 | 0.9 | 0.9 | 0.9 | 0.9 | 0.9 | 0.9 | 0.9 | 0.9 | 0.9 | 0.9 | 0.9 | 0.9 | 0.9 | 0 | 0 | 0 | 0 | 0 | 0 | 0 | 0
F2_Industrial_Wood and Lumber Products_New_Process_Natural Gas_Process Cooling_E2 | F2 | Industrial | Wood and Lumber Products | New | Process | Natural Gas | Process Cooling | E2 | TRC BC Ratio | 0 | 0 | 0 | 0 | 0 | 0 | 0 | 0 | 0 | 0 | 0 | 0 | 0 | 0 | 0 | 0 | 0 | 0 | 0 | 0 | 0 | 0 | 0 | 0 | 0 | 0 | 0 | 0 | 0 | 0
F2_Industrial_Wood and Lumber Products_New_Process_Natural Gas_Process Cooling_E3 | F2 | Industrial | Wood and Lumber Products | New | Process | Natural Gas | Process Cooling | E3 | TRC BC Ratio | 0 | 0 | 0 | 0 | 0 | 0 | 0 | 0 | 0 | 0 | 0 | 0 | 0 | 0 | 0 | 0 | 0 | 0 | 0 | 0 | 0 | 0 | 0 | 0 | 0 | 0 | 0 | 0 | 0 | 0
F2_Industrial_Wood and Lumber Products_New_Process_Natural Gas_Process Cooling_E4 | F2 | Industrial | Wood and Lumber Products | New | Process | Natural Gas | Process Cooling | E4 | TRC BC Ratio | 0 | 0 | 0 | 0 | 0 | 0 | 0 | 0 | 0 | 0 | 0 | 0 | 0 | 0 | 0 | 0 | 0 | 0 | 0 | 0 | 0 | 0 | 0 | 0 | 0 | 0 | 0 | 0 | 0 | 0
F2_Industrial_Wood and Lumber Products_New_Process_Natural Gas_Process Cooling_E5 | F2 | Industrial | Wood and Lumber Products | New | Process | Natural Gas | Process Cooling | E5 | TRC BC Ratio | 0 | 0 | 0 | 0 | 0 | 0 | 0 | 0 | 0 | 0 | 0 | 0 | 0 | 0 | 0 | 0 | 0 | 0 | 0 | 0 | 0 | 0 | 0 | 0 | 0 | 0 | 0 | 0 | 0 | 0
F2_Industrial_Wood and Lumber Products_New_Process_Natural Gas_Process Cooling_E6 | F2 | Industrial | Wood and Lumber Products | New | Process | Natural Gas | Process Cooling | E6 | TRC BC Ratio | 0 | 0 | 0 | 0 | 0 | 0 | 0 | 0 | 0 | 0 | 0 | 0 | 0 | 0 | 0 | 0 | 0 | 0 | 0 | 0 | 0 | 0 | 0 | 0 | 0 | 0 | 0 | 0 | 0 | 0
F2_Industrial_Wood and Lumber Products_New_Process_Natural Gas_Process Cooling_E7 | F2 | Industrial | Wood and Lumber Products | New | Process | Natural Gas | Process Cooling | E7 | TRC BC Ratio | 0 | 0 | 0 | 0 | 0 | 0 | 0 | 0 | 0 | 0 | 0 | 0 | 0 | 0 | 0 | 0 | 0 | 0 | 0 | 0 | 0 | 0 | 0 | 0 | 0 | 0 | 0 | 0 | 0 | 0
F2_Industrial_Wood and Lumber Products_New_Process_Natural Gas_Process Cooling_E8 | F2 | Industrial | Wood and Lumber Products | New | Process | Natural Gas | Process Cooling | E8 | TRC BC Ratio | 0 | 0 | 0 | 0 | 0 | 0 | 0 | 0 | 0 | 0 | 0 | 0 | 0 | 0 | 0 | 0 | 0 | 0 | 0 | 0 | 0 | 0 | 0 | 0 | 0 | 0 | 0 | 0 | 0 | 0
F2_Industrial_Wood and Lumber Products_New_Process_Natural Gas_Process Cooling_E9 | F2 | Industrial | Wood and Lumber Products | New | Process | Natural Gas | Process Cooling | E9 | TRC BC Ratio | 0 | 0 | 0 | 0 | 0 | 0 | 0 | 0 | 0 | 0 | 0 | 0 | 0 | 0 | 0 | 0 | 0 | 0 | 0 | 0 | 0 | 0 | 0 | 0 | 0 | 0 | 0 | 0 | 0 | 0
F2_Industrial_Wood and Lumber Products_New_Process_Natural Gas_Process Cooling_E10 | F2 | Industrial | Wood and Lumber Products | New | Process | Natural Gas | Process Cooling | E10 | TRC BC Ratio | 0 | 0 | 0 | 0 | 0 | 0 | 0 | 0 | 0 | 0 | 0 | 0 | 0 | 0 | 0 | 0 | 0 | 0 | 0 | 0 | 0 | 0 | 0 | 0 | 0 | 0 | 0 | 0 | 0 | 0
F3_Industrial_Wood and Lumber Products_New_Process_Natural Gas_Process Cooling_E1 | F3 | Industrial | Wood and Lumber Products | New | Process | Natural Gas | Process Cooling | E1 | PACT BC Ratio | 0.9 | 0.9 | 0.9 | 0.9 | 0.9 | 0.9 | 0.9 | 0.9 | 0.9 | 0.9 | 0.9 | 0.9 | 0.9 | 0.9 | 0.9 | 0.9 | 0.9 | 0.9 | 0.9 | 0.9 | 0.9 | 0.9 | 0 | 0 | 0 | 0 | 0 | 0 | 0 | 0
F3_Industrial_Wood and Lumber Products_New_Process_Natural Gas_Process Cooling_E2 | F3 | Industrial | Wood and Lumber Products | New | Process | Natural Gas | Process Cooling | E2 | PACT BC Ratio | 0 | 0 | 0 | 0 | 0 | 0 | 0 | 0 | 0 | 0 | 0 | 0 | 0 | 0 | 0 | 0 | 0 | 0 | 0 | 0 | 0 | 0 | 0 | 0 | 0 | 0 | 0 | 0 | 0 | 0
F3_Industrial_Wood and Lumber Products_New_Process_Natural Gas_Process Cooling_E3 | F3 | Industrial | Wood and Lumber Products | New | Process | Natural Gas | Process Cooling | E3 | PACT BC Ratio | 0 | 0 | 0 | 0 | 0 | 0 | 0 | 0 | 0 | 0 | 0 | 0 | 0 | 0 | 0 | 0 | 0 | 0 | 0 | 0 | 0 | 0 | 0 | 0 | 0 | 0 | 0 | 0 | 0 | 0
F3_Industrial_Wood and Lumber Products_New_Process_Natural Gas_Process Cooling_E4 | F3 | Industrial | Wood and Lumber Products | New | Process | Natural Gas | Process Cooling | E4 | PACT BC Ratio | 0 | 0 | 0 | 0 | 0 | 0 | 0 | 0 | 0 | 0 | 0 | 0 | 0 | 0 | 0 | 0 | 0 | 0 | 0 | 0 | 0 | 0 | 0 | 0 | 0 | 0 | 0 | 0 | 0 | 0
F3_Industrial_Wood and Lumber Products_New_Process_Natural Gas_Process Cooling_E5 | F3 | Industrial | Wood and Lumber Products | New | Process | Natural Gas | Process Cooling | E5 | PACT BC Ratio | 0 | 0 | 0 | 0 | 0 | 0 | 0 | 0 | 0 | 0 | 0 | 0 | 0 | 0 | 0 | 0 | 0 | 0 | 0 | 0 | 0 | 0 | 0 | 0 | 0 | 0 | 0 | 0 | 0 | 0
F3_Industrial_Wood and Lumber Products_New_Process_Natural Gas_Process Cooling_E6 | F3 | Industrial | Wood and Lumber Products | New | Process | Natural Gas | Process Cooling | E6 | PACT BC Ratio | 0 | 0 | 0 | 0 | 0 | 0 | 0 | 0 | 0 | 0 | 0 | 0 | 0 | 0 | 0 | 0 | 0 | 0 | 0 | 0 | 0 | 0 | 0 | 0 | 0 | 0 | 0 | 0 | 0 | 0
F3_Industrial_Wood and Lumber Products_New_Process_Natural Gas_Process Cooling_E7 | F3 | Industrial | Wood and Lumber Products | New | Process | Natural Gas | Process Cooling | E7 | PACT BC Ratio | 0 | 0 | 0 | 0 | 0 | 0 | 0 | 0 | 0 | 0 | 0 | 0 | 0 | 0 | 0 | 0 | 0 | 0 | 0 | 0 | 0 | 0 | 0 | 0 | 0 | 0 | 0 | 0 | 0 | 0
F3_Industrial_Wood and Lumber Products_New_Process_Natural Gas_Process Cooling_E8 | F3 | Industrial | Wood and Lumber Products | New | Process | Natural Gas | Process Cooling | E8 | PACT BC Ratio | 0 | 0 | 0 | 0 | 0 | 0 | 0 | 0 | 0 | 0 | 0 | 0 | 0 | 0 | 0 | 0 | 0 | 0 | 0 | 0 | 0 | 0 | 0 | 0 | 0 | 0 | 0 | 0 | 0 | 0
F3_Industrial_Wood and Lumber Products_New_Process_Natural Gas_Process Cooling_E9 | F3 | Industrial | Wood and Lumber Products | New | Process | Natural Gas | Process Cooling | E9 | PACT BC Ratio | 0 | 0 | 0 | 0 | 0 | 0 | 0 | 0 | 0 | 0 | 0 | 0 | 0 | 0 | 0 | 0 | 0 | 0 | 0 | 0 | 0 | 0 | 0 | 0 | 0 | 0 | 0 | 0 | 0 | 0
F3_Industrial_Wood and Lumber Products_New_Process_Natural Gas_Process Cooling_E10 | F3 | Industrial | Wood and Lumber Products | New | Process | Natural Gas | Process Cooling | E10 | PACT BC Ratio | 0 | 0 | 0 | 0 | 0 | 0 | 0 | 0 | 0 | 0 | 0 | 0 | 0 | 0 | 0 | 0 | 0 | 0 | 0 | 0 | 0 | 0 | 0 | 0 | 0 | 0 | 0 | 0 | 0 | 0
F4_Industrial_Wood and Lumber Products_New_Process_Natural Gas_Process Cooling_E1 | F4 | Industrial | Wood and Lumber Products | New | Process | Natural Gas | Process Cooling | E1 | PCT BC Ratio | 0.9 | 0.9 | 0.9 | 0.9 | 0.9 | 0.9 | 0.9 | 0.9 | 0.9 | 0.9 | 0.9 | 0.9 | 0.9 | 0.9 | 0.9 | 0.9 | 0.9 | 0.9 | 0.9 | 0.9 | 0.9 | 0.9 | 0 | 0 | 0 | 0 | 0 | 0 | 0 | 0
F4_Industrial_Wood and Lumber Products_New_Process_Natural Gas_Process Cooling_E2 | F4 | Industrial | Wood and Lumber Products | New | Process | Natural Gas | Process Cooling | E2 | PCT BC Ratio | 0 | 0 | 0 | 0 | 0 | 0 | 0 | 0 | 0 | 0 | 0 | 0 | 0 | 0 | 0 | 0 | 0 | 0 | 0 | 0 | 0 | 0 | 0 | 0 | 0 | 0 | 0 | 0 | 0 | 0
F4_Industrial_Wood and Lumber Products_New_Process_Natural Gas_Process Cooling_E3 | F4 | Industrial | Wood and Lumber Products | New | Process | Natural Gas | Process Cooling | E3 | PCT BC Ratio | 0 | 0 | 0 | 0 | 0 | 0 | 0 | 0 | 0 | 0 | 0 | 0 | 0 | 0 | 0 | 0 | 0 | 0 | 0 | 0 | 0 | 0 | 0 | 0 | 0 | 0 | 0 | 0 | 0 | 0
F4_Industrial_Wood and Lumber Products_New_Process_Natural Gas_Process Cooling_E4 | F4 | Industrial | Wood and Lumber Products | New | Process | Natural Gas | Process Cooling | E4 | PCT BC Ratio | 0 | 0 | 0 | 0 | 0 | 0 | 0 | 0 | 0 | 0 | 0 | 0 | 0 | 0 | 0 | 0 | 0 | 0 | 0 | 0 | 0 | 0 | 0 | 0 | 0 | 0 | 0 | 0 | 0 | 0
F4_Industrial_Wood and Lumber Products_New_Process_Natural Gas_Process Cooling_E5 | F4 | Industrial | Wood and Lumber Products | New | Process | Natural Gas | Process Cooling | E5 | PCT BC Ratio | 0 | 0 | 0 | 0 | 0 | 0 | 0 | 0 | 0 | 0 | 0 | 0 | 0 | 0 | 0 | 0 | 0 | 0 | 0 | 0 | 0 | 0 | 0 | 0 | 0 | 0 | 0 | 0 | 0 | 0
F4_Industrial_Wood and Lumber Products_New_Process_Natural Gas_Process Cooling_E6 | F4 | Industrial | Wood and Lumber Products | New | Process | Natural Gas | Process Cooling | E6 | PCT BC Ratio | 0 | 0 | 0 | 0 | 0 | 0 | 0 | 0 | 0 | 0 | 0 | 0 | 0 | 0 | 0 | 0 | 0 | 0 | 0 | 0 | 0 | 0 | 0 | 0 | 0 | 0 | 0 | 0 | 0 | 0
F4_Industrial_Wood and Lumber Products_New_Process_Natural Gas_Process Cooling_E7 | F4 | Industrial | Wood and Lumber Products | New | Process | Natural Gas | Process Cooling | E7 | PCT BC Ratio | 0 | 0 | 0 | 0 | 0 | 0 | 0 | 0 | 0 | 0 | 0 | 0 | 0 | 0 | 0 | 0 | 0 | 0 | 0 | 0 | 0 | 0 | 0 | 0 | 0 | 0 | 0 | 0 | 0 | 0
F4_Industrial_Wood and Lumber Products_New_Process_Natural Gas_Process Cooling_E8 | F4 | Industrial | Wood and Lumber Products | New | Process | Natural Gas | Process Cooling | E8 | PCT BC Ratio | 0 | 0 | 0 | 0 | 0 | 0 | 0 | 0 | 0 | 0 | 0 | 0 | 0 | 0 | 0 | 0 | 0 | 0 | 0 | 0 | 0 | 0 | 0 | 0 | 0 | 0 | 0 | 0 | 0 | 0
F4_Industrial_Wood and Lumber Products_New_Process_Natural Gas_Process Cooling_E9 | F4 | Industrial | Wood and Lumber Products | New | Process | Natural Gas | Process Cooling | E9 | PCT BC Ratio | 0 | 0 | 0 | 0 | 0 | 0 | 0 | 0 | 0 | 0 | 0 | 0 | 0 | 0 | 0 | 0 | 0 | 0 | 0 | 0 | 0 | 0 | 0 | 0 | 0 | 0 | 0 | 0 | 0 | 0
F4_Industrial_Wood and Lumber Products_New_Process_Natural Gas_Process Cooling_E10 | F4 | Industrial | Wood and Lumber Products | New | Process | Natural Gas | Process Cooling | E10 | PCT BC Ratio | 0 | 0 | 0 | 0 | 0 | 0 | 0 | 0 | 0 | 0 | 0 | 0 | 0 | 0 | 0 | 0 | 0 | 0 | 0 | 0 | 0 | 0 | 0 | 0 | 0 | 0 | 0 | 0 | 0 | 0
F5_Industrial_Wood and Lumber Products_New_Process_Natural Gas_Process Cooling_E1 | F5 | Industrial | Wood and Lumber Products | New | Process | Natural Gas | Process Cooling | E1 | RIM BC Ratio | 0.9 | 0.9 | 0.9 | 0.9 | 0.9 | 0.9 | 0.9 | 0.9 | 0.9 | 0.9 | 0.9 | 0.9 | 0.9 | 0.9 | 0.9 | 0.9 | 0.9 | 0.9 | 0.9 | 0.9 | 0.9 | 0.9 | 0 | 0 | 0 | 0 | 0 | 0 | 0 | 0
F5_Industrial_Wood and Lumber Products_New_Process_Natural Gas_Process Cooling_E2 | F5 | Industrial | Wood and Lumber Products | New | Process | Natural Gas | Process Cooling | E2 | RIM BC Ratio | 0 | 0 | 0 | 0 | 0 | 0 | 0 | 0 | 0 | 0 | 0 | 0 | 0 | 0 | 0 | 0 | 0 | 0 | 0 | 0 | 0 | 0 | 0 | 0 | 0 | 0 | 0 | 0 | 0 | 0
F5_Industrial_Wood and Lumber Products_New_Process_Natural Gas_Process Cooling_E3 | F5 | Industrial | Wood and Lumber Products | New | Process | Natural Gas | Process Cooling | E3 | RIM BC Ratio | 0 | 0 | 0 | 0 | 0 | 0 | 0 | 0 | 0 | 0 | 0 | 0 | 0 | 0 | 0 | 0 | 0 | 0 | 0 | 0 | 0 | 0 | 0 | 0 | 0 | 0 | 0 | 0 | 0 | 0
F5_Industrial_Wood and Lumber Products_New_Process_Natural Gas_Process Cooling_E4 | F5 | Industrial | Wood and Lumber Products | New | Process | Natural Gas | Process Cooling | E4 | RIM BC Ratio | 0 | 0 | 0 | 0 | 0 | 0 | 0 | 0 | 0 | 0 | 0 | 0 | 0 | 0 | 0 | 0 | 0 | 0 | 0 | 0 | 0 | 0 | 0 | 0 | 0 | 0 | 0 | 0 | 0 | 0
F5_Industrial_Wood and Lumber Products_New_Process_Natural Gas_Process Cooling_E5 | F5 | Industrial | Wood and Lumber Products | New | Process | Natural Gas | Process Cooling | E5 | RIM BC Ratio | 0 | 0 | 0 | 0 | 0 | 0 | 0 | 0 | 0 | 0 | 0 | 0 | 0 | 0 | 0 | 0 | 0 | 0 | 0 | 0 | 0 | 0 | 0 | 0 | 0 | 0 | 0 | 0 | 0 | 0
F5_Industrial_Wood and Lumber Products_New_Process_Natural Gas_Process Cooling_E6 | F5 | Industrial | Wood and Lumber Products | New | Process | Natural Gas | Process Cooling | E6 | RIM BC Ratio | 0 | 0 | 0 | 0 | 0 | 0 | 0 | 0 | 0 | 0 | 0 | 0 | 0 | 0 | 0 | 0 | 0 | 0 | 0 | 0 | 0 | 0 | 0 | 0 | 0 | 0 | 0 | 0 | 0 | 0
F5_Industrial_Wood and Lumber Products_New_Process_Natural Gas_Process Cooling_E7 | F5 | Industrial | Wood and Lumber Products | New | Process | Natural Gas | Process Cooling | E7 | RIM BC Ratio | 0 | 0 | 0 | 0 | 0 | 0 | 0 | 0 | 0 | 0 | 0 | 0 | 0 | 0 | 0 | 0 | 0 | 0 | 0 | 0 | 0 | 0 | 0 | 0 | 0 | 0 | 0 | 0 | 0 | 0
F5_Industrial_Wood and Lumber Products_New_Process_Natural Gas_Process Cooling_E8 | F5 | Industrial | Wood and Lumber Products | New | Process | Natural Gas | Process Cooling | E8 | RIM BC Ratio | 0 | 0 | 0 | 0 | 0 | 0 | 0 | 0 | 0 | 0 | 0 | 0 | 0 | 0 | 0 | 0 | 0 | 0 | 0 | 0 | 0 | 0 | 0 | 0 | 0 | 0 | 0 | 0 | 0 | 0
F5_Industrial_Wood and Lumber Products_New_Process_Natural Gas_Process Cooling_E9 | F5 | Industrial | Wood and Lumber Products | New | Process | Natural Gas | Process Cooling | E9 | RIM BC Ratio | 0 | 0 | 0 | 0 | 0 | 0 | 0 | 0 | 0 | 0 | 0 | 0 | 0 | 0 | 0 | 0 | 0 | 0 | 0 | 0 | 0 | 0 | 0 | 0 | 0 | 0 | 0 | 0 | 0 | 0
F5_Industrial_Wood and Lumber Products_New_Process_Natural Gas_Process Cooling_E10 | F5 | Industrial | Wood and Lumber Products | New | Process | Natural Gas | Process Cooling | E10 | RIM BC Ratio | 0 | 0 | 0 | 0 | 0 | 0 | 0 | 0 | 0 | 0 | 0 | 0 | 0 | 0 | 0 | 0 | 0 | 0 | 0 | 0 | 0 | 0 | 0 | 0 | 0 | 0 | 0 | 0 | 0 | 0
F0_Industrial_Wood and Lumber Products_New_Process_Natural Gas_Other Process_E0 | F0 | Industrial | Wood and Lumber Products | New | Process | Natural Gas | Other Process | E0 | Economic Unit | Standard | Standard | Standard | Standard | Standard | Standard | Standard | Standard | Standard | Standard | Standard | Standard | Standard | Standard | Standard | Standard | Standard | Standard | Standard | Standard | Standard | Standard | 0 | 0 | 0 | 0 | 0 | 0 | 0 | 0
F1_Industrial_Wood and Lumber Products_New_Process_Natural Gas_Other Process_E1 | F1 | Industrial | Wood and Lumber Products | New | Process | Natural Gas | Other Process | E1 | CCE | 0 | 0 | 0 | 0 | 0 | 0 | 0 | 0 | 0 | 0 | 0 | 0 | 0 | 0 | 0 | 0 | 0 | 0 | 0 | 0 | 0 | 0 | 0 | 0 | 0 | 0 | 0 | 0 | 0 | 0
F1_Industrial_Wood and Lumber Products_New_Process_Natural Gas_Other Process_E2 | F1 | Industrial | Wood and Lumber Products | New | Process | Natural Gas | Other Process | E2 | CCE | 0 | 0 | 0 | 0 | 0 | 0 | 0 | 0 | 0 | 0 | 0 | 0 | 0 | 0 | 0 | 0 | 0 | 0 | 0 | 0 | 0 | 0 | 0 | 0 | 0 | 0 | 0 | 0 | 0 | 0
F1_Industrial_Wood and Lumber Products_New_Process_Natural Gas_Other Process_E3 | F1 | Industrial | Wood and Lumber Products | New | Process | Natural Gas | Other Process | E3 | CCE | 0 | 0 | 0 | 0 | 0 | 0 | 0 | 0 | 0 | 0 | 0 | 0 | 0 | 0 | 0 | 0 | 0 | 0 | 0 | 0 | 0 | 0 | 0 | 0 | 0 | 0 | 0 | 0 | 0 | 0
F1_Industrial_Wood and Lumber Products_New_Process_Natural Gas_Other Process_E4 | F1 | Industrial | Wood and Lumber Products | New | Process | Natural Gas | Other Process | E4 | CCE | 0 | 0 | 0 | 0 | 0 | 0 | 0 | 0 | 0 | 0 | 0 | 0 | 0 | 0 | 0 | 0 | 0 | 0 | 0 | 0 | 0 | 0 | 0 | 0 | 0 | 0 | 0 | 0 | 0 | 0
F1_Industrial_Wood and Lumber Products_New_Process_Natural Gas_Other Process_E5 | F1 | Industrial | Wood and Lumber Products | New | Process | Natural Gas | Other Process | E5 | CCE | 0 | 0 | 0 | 0 | 0 | 0 | 0 | 0 | 0 | 0 | 0 | 0 | 0 | 0 | 0 | 0 | 0 | 0 | 0 | 0 | 0 | 0 | 0 | 0 | 0 | 0 | 0 | 0 | 0 | 0
F1_Industrial_Wood and Lumber Products_New_Process_Natural Gas_Other Process_E6 | F1 | Industrial | Wood and Lumber Products | New | Process | Natural Gas | Other Process | E6 | CCE | 0 | 0 | 0 | 0 | 0 | 0 | 0 | 0 | 0 | 0 | 0 | 0 | 0 | 0 | 0 | 0 | 0 | 0 | 0 | 0 | 0 | 0 | 0 | 0 | 0 | 0 | 0 | 0 | 0 | 0
F1_Industrial_Wood and Lumber Products_New_Process_Natural Gas_Other Process_E7 | F1 | Industrial | Wood and Lumber Products | New | Process | Natural Gas | Other Process | E7 | CCE | 0 | 0 | 0 | 0 | 0 | 0 | 0 | 0 | 0 | 0 | 0 | 0 | 0 | 0 | 0 | 0 | 0 | 0 | 0 | 0 | 0 | 0 | 0 | 0 | 0 | 0 | 0 | 0 | 0 | 0
F1_Industrial_Wood and Lumber Products_New_Process_Natural Gas_Other Process_E8 | F1 | Industrial | Wood and Lumber Products | New | Process | Natural Gas | Other Process | E8 | CCE | 0 | 0 | 0 | 0 | 0 | 0 | 0 | 0 | 0 | 0 | 0 | 0 | 0 | 0 | 0 | 0 | 0 | 0 | 0 | 0 | 0 | 0 | 0 | 0 | 0 | 0 | 0 | 0 | 0 | 0
F1_Industrial_Wood and Lumber Products_New_Process_Natural Gas_Other Process_E9 | F1 | Industrial | Wood and Lumber Products | New | Process | Natural Gas | Other Process | E9 | CCE | 0 | 0 | 0 | 0 | 0 | 0 | 0 | 0 | 0 | 0 | 0 | 0 | 0 | 0 | 0 | 0 | 0 | 0 | 0 | 0 | 0 | 0 | 0 | 0 | 0 | 0 | 0 | 0 | 0 | 0
F1_Industrial_Wood and Lumber Products_New_Process_Natural Gas_Other Process_E10 | F1 | Industrial | Wood and Lumber Products | New | Process | Natural Gas | Other Process | E10 | CCE | 0 | 0 | 0 | 0 | 0 | 0 | 0 | 0 | 0 | 0 | 0 | 0 | 0 | 0 | 0 | 0 | 0 | 0 | 0 | 0 | 0 | 0 | 0 | 0 | 0 | 0 | 0 | 0 | 0 | 0
F2_Industrial_Wood and Lumber Products_New_Process_Natural Gas_Other Process_E1 | F2 | Industrial | Wood and Lumber Products | New | Process | Natural Gas | Other Process | E1 | TRC BC Ratio | 0.9 | 0.9 | 0.9 | 0.9 | 0.9 | 0.9 | 0.9 | 0.9 | 0.9 | 0.9 | 0.9 | 0.9 | 0.9 | 0.9 | 0.9 | 0.9 | 0.9 | 0.9 | 0.9 | 0.9 | 0.9 | 0.9 | 0 | 0 | 0 | 0 | 0 | 0 | 0 | 0
F2_Industrial_Wood and Lumber Products_New_Process_Natural Gas_Other Process_E2 | F2 | Industrial | Wood and Lumber Products | New | Process | Natural Gas | Other Process | E2 | TRC BC Ratio | 0 | 0 | 0 | 0 | 0 | 0 | 0 | 0 | 0 | 0 | 0 | 0 | 0 | 0 | 0 | 0 | 0 | 0 | 0 | 0 | 0 | 0 | 0 | 0 | 0 | 0 | 0 | 0 | 0 | 0
F2_Industrial_Wood and Lumber Products_New_Process_Natural Gas_Other Process_E3 | F2 | Industrial | Wood and Lumber Products | New | Process | Natural Gas | Other Process | E3 | TRC BC Ratio | 0 | 0 | 0 | 0 | 0 | 0 | 0 | 0 | 0 | 0 | 0 | 0 | 0 | 0 | 0 | 0 | 0 | 0 | 0 | 0 | 0 | 0 | 0 | 0 | 0 | 0 | 0 | 0 | 0 | 0
F2_Industrial_Wood and Lumber Products_New_Process_Natural Gas_Other Process_E4 | F2 | Industrial | Wood and Lumber Products | New | Process | Natural Gas | Other Process | E4 | TRC BC Ratio | 0 | 0 | 0 | 0 | 0 | 0 | 0 | 0 | 0 | 0 | 0 | 0 | 0 | 0 | 0 | 0 | 0 | 0 | 0 | 0 | 0 | 0 | 0 | 0 | 0 | 0 | 0 | 0 | 0 | 0
F2_Industrial_Wood and Lumber Products_New_Process_Natural Gas_Other Process_E5 | F2 | Industrial | Wood and Lumber Products | New | Process | Natural Gas | Other Process | E5 | TRC BC Ratio | 0 | 0 | 0 | 0 | 0 | 0 | 0 | 0 | 0 | 0 | 0 | 0 | 0 | 0 | 0 | 0 | 0 | 0 | 0 | 0 | 0 | 0 | 0 | 0 | 0 | 0 | 0 | 0 | 0 | 0
F2_Industrial_Wood and Lumber Products_New_Process_Natural Gas_Other Process_E6 | F2 | Industrial | Wood and Lumber Products | New | Process | Natural Gas | Other Process | E6 | TRC BC Ratio | 0 | 0 | 0 | 0 | 0 | 0 | 0 | 0 | 0 | 0 | 0 | 0 | 0 | 0 | 0 | 0 | 0 | 0 | 0 | 0 | 0 | 0 | 0 | 0 | 0 | 0 | 0 | 0 | 0 | 0
F2_Industrial_Wood and Lumber Products_New_Process_Natural Gas_Other Process_E7 | F2 | Industrial | Wood and Lumber Products | New | Process | Natural Gas | Other Process | E7 | TRC BC Ratio | 0 | 0 | 0 | 0 | 0 | 0 | 0 | 0 | 0 | 0 | 0 | 0 | 0 | 0 | 0 | 0 | 0 | 0 | 0 | 0 | 0 | 0 | 0 | 0 | 0 | 0 | 0 | 0 | 0 | 0
F2_Industrial_Wood and Lumber Products_New_Process_Natural Gas_Other Process_E8 | F2 | Industrial | Wood and Lumber Products | New | Process | Natural Gas | Other Process | E8 | TRC BC Ratio | 0 | 0 | 0 | 0 | 0 | 0 | 0 | 0 | 0 | 0 | 0 | 0 | 0 | 0 | 0 | 0 | 0 | 0 | 0 | 0 | 0 | 0 | 0 | 0 | 0 | 0 | 0 | 0 | 0 | 0
F2_Industrial_Wood and Lumber Products_New_Process_Natural Gas_Other Process_E9 | F2 | Industrial | Wood and Lumber Products | New | Process | Natural Gas | Other Process | E9 | TRC BC Ratio | 0 | 0 | 0 | 0 | 0 | 0 | 0 | 0 | 0 | 0 | 0 | 0 | 0 | 0 | 0 | 0 | 0 | 0 | 0 | 0 | 0 | 0 | 0 | 0 | 0 | 0 | 0 | 0 | 0 | 0
F2_Industrial_Wood and Lumber Products_New_Process_Natural Gas_Other Process_E10 | F2 | Industrial | Wood and Lumber Products | New | Process | Natural Gas | Other Process | E10 | TRC BC Ratio | 0 | 0 | 0 | 0 | 0 | 0 | 0 | 0 | 0 | 0 | 0 | 0 | 0 | 0 | 0 | 0 | 0 | 0 | 0 | 0 | 0 | 0 | 0 | 0 | 0 | 0 | 0 | 0 | 0 | 0
F3_Industrial_Wood and Lumber Products_New_Process_Natural Gas_Other Process_E1 | F3 | Industrial | Wood and Lumber Products | New | Process | Natural Gas | Other Process | E1 | PACT BC Ratio | 0.9 | 0.9 | 0.9 | 0.9 | 0.9 | 0.9 | 0.9 | 0.9 | 0.9 | 0.9 | 0.9 | 0.9 | 0.9 | 0.9 | 0.9 | 0.9 | 0.9 | 0.9 | 0.9 | 0.9 | 0.9 | 0.9 | 0 | 0 | 0 | 0 | 0 | 0 | 0 | 0
F3_Industrial_Wood and Lumber Products_New_Process_Natural Gas_Other Process_E2 | F3 | Industrial | Wood and Lumber Products | New | Process | Natural Gas | Other Process | E2 | PACT BC Ratio | 0 | 0 | 0 | 0 | 0 | 0 | 0 | 0 | 0 | 0 | 0 | 0 | 0 | 0 | 0 | 0 | 0 | 0 | 0 | 0 | 0 | 0 | 0 | 0 | 0 | 0 | 0 | 0 | 0 | 0
F3_Industrial_Wood and Lumber Products_New_Process_Natural Gas_Other Process_E3 | F3 | Industrial | Wood and Lumber Products | New | Process | Natural Gas | Other Process | E3 | PACT BC Ratio | 0 | 0 | 0 | 0 | 0 | 0 | 0 | 0 | 0 | 0 | 0 | 0 | 0 | 0 | 0 | 0 | 0 | 0 | 0 | 0 | 0 | 0 | 0 | 0 | 0 | 0 | 0 | 0 | 0 | 0
F3_Industrial_Wood and Lumber Products_New_Process_Natural Gas_Other Process_E4 | F3 | Industrial | Wood and Lumber Products | New | Process | Natural Gas | Other Process | E4 | PACT BC Ratio | 0 | 0 | 0 | 0 | 0 | 0 | 0 | 0 | 0 | 0 | 0 | 0 | 0 | 0 | 0 | 0 | 0 | 0 | 0 | 0 | 0 | 0 | 0 | 0 | 0 | 0 | 0 | 0 | 0 | 0
F3_Industrial_Wood and Lumber Products_New_Process_Natural Gas_Other Process_E5 | F3 | Industrial | Wood and Lumber Products | New | Process | Natural Gas | Other Process | E5 | PACT BC Ratio | 0 | 0 | 0 | 0 | 0 | 0 | 0 | 0 | 0 | 0 | 0 | 0 | 0 | 0 | 0 | 0 | 0 | 0 | 0 | 0 | 0 | 0 | 0 | 0 | 0 | 0 | 0 | 0 | 0 | 0
F3_Industrial_Wood and Lumber Products_New_Process_Natural Gas_Other Process_E6 | F3 | Industrial | Wood and Lumber Products | New | Process | Natural Gas | Other Process | E6 | PACT BC Ratio | 0 | 0 | 0 | 0 | 0 | 0 | 0 | 0 | 0 | 0 | 0 | 0 | 0 | 0 | 0 | 0 | 0 | 0 | 0 | 0 | 0 | 0 | 0 | 0 | 0 | 0 | 0 | 0 | 0 | 0
F3_Industrial_Wood and Lumber Products_New_Process_Natural Gas_Other Process_E7 | F3 | Industrial | Wood and Lumber Products | New | Process | Natural Gas | Other Process | E7 | PACT BC Ratio | 0 | 0 | 0 | 0 | 0 | 0 | 0 | 0 | 0 | 0 | 0 | 0 | 0 | 0 | 0 | 0 | 0 | 0 | 0 | 0 | 0 | 0 | 0 | 0 | 0 | 0 | 0 | 0 | 0 | 0
F3_Industrial_Wood and Lumber Products_New_Process_Natural Gas_Other Process_E8 | F3 | Industrial | Wood and Lumber Products | New | Process | Natural Gas | Other Process | E8 | PACT BC Ratio | 0 | 0 | 0 | 0 | 0 | 0 | 0 | 0 | 0 | 0 | 0 | 0 | 0 | 0 | 0 | 0 | 0 | 0 | 0 | 0 | 0 | 0 | 0 | 0 | 0 | 0 | 0 | 0 | 0 | 0
F3_Industrial_Wood and Lumber Products_New_Process_Natural Gas_Other Process_E9 | F3 | Industrial | Wood and Lumber Products | New | Process | Natural Gas | Other Process | E9 | PACT BC Ratio | 0 | 0 | 0 | 0 | 0 | 0 | 0 | 0 | 0 | 0 | 0 | 0 | 0 | 0 | 0 | 0 | 0 | 0 | 0 | 0 | 0 | 0 | 0 | 0 | 0 | 0 | 0 | 0 | 0 | 0
F3_Industrial_Wood and Lumber Products_New_Process_Natural Gas_Other Process_E10 | F3 | Industrial | Wood and Lumber Products | New | Process | Natural Gas | Other Process | E10 | PACT BC Ratio | 0 | 0 | 0 | 0 | 0 | 0 | 0 | 0 | 0 | 0 | 0 | 0 | 0 | 0 | 0 | 0 | 0 | 0 | 0 | 0 | 0 | 0 | 0 | 0 | 0 | 0 | 0 | 0 | 0 | 0
F4_Industrial_Wood and Lumber Products_New_Process_Natural Gas_Other Process_E1 | F4 | Industrial | Wood and Lumber Products | New | Process | Natural Gas | Other Process | E1 | PCT BC Ratio | 0.9 | 0.9 | 0.9 | 0.9 | 0.9 | 0.9 | 0.9 | 0.9 | 0.9 | 0.9 | 0.9 | 0.9 | 0.9 | 0.9 | 0.9 | 0.9 | 0.9 | 0.9 | 0.9 | 0.9 | 0.9 | 0.9 | 0 | 0 | 0 | 0 | 0 | 0 | 0 | 0
F4_Industrial_Wood and Lumber Products_New_Process_Natural Gas_Other Process_E2 | F4 | Industrial | Wood and Lumber Products | New | Process | Natural Gas | Other Process | E2 | PCT BC Ratio | 0 | 0 | 0 | 0 | 0 | 0 | 0 | 0 | 0 | 0 | 0 | 0 | 0 | 0 | 0 | 0 | 0 | 0 | 0 | 0 | 0 | 0 | 0 | 0 | 0 | 0 | 0 | 0 | 0 | 0
F4_Industrial_Wood and Lumber Products_New_Process_Natural Gas_Other Process_E3 | F4 | Industrial | Wood and Lumber Products | New | Process | Natural Gas | Other Process | E3 | PCT BC Ratio | 0 | 0 | 0 | 0 | 0 | 0 | 0 | 0 | 0 | 0 | 0 | 0 | 0 | 0 | 0 | 0 | 0 | 0 | 0 | 0 | 0 | 0 | 0 | 0 | 0 | 0 | 0 | 0 | 0 | 0
F4_Industrial_Wood and Lumber Products_New_Process_Natural Gas_Other Process_E4 | F4 | Industrial | Wood and Lumber Products | New | Process | Natural Gas | Other Process | E4 | PCT BC Ratio | 0 | 0 | 0 | 0 | 0 | 0 | 0 | 0 | 0 | 0 | 0 | 0 | 0 | 0 | 0 | 0 | 0 | 0 | 0 | 0 | 0 | 0 | 0 | 0 | 0 | 0 | 0 | 0 | 0 | 0
F4_Industrial_Wood and Lumber Products_New_Process_Natural Gas_Other Process_E5 | F4 | Industrial | Wood and Lumber Products | New | Process | Natural Gas | Other Process | E5 | PCT BC Ratio | 0 | 0 | 0 | 0 | 0 | 0 | 0 | 0 | 0 | 0 | 0 | 0 | 0 | 0 | 0 | 0 | 0 | 0 | 0 | 0 | 0 | 0 | 0 | 0 | 0 | 0 | 0 | 0 | 0 | 0
F4_Industrial_Wood and Lumber Products_New_Process_Natural Gas_Other Process_E6 | F4 | Industrial | Wood and Lumber Products | New | Process | Natural Gas | Other Process | E6 | PCT BC Ratio | 0 | 0 | 0 | 0 | 0 | 0 | 0 | 0 | 0 | 0 | 0 | 0 | 0 | 0 | 0 | 0 | 0 | 0 | 0 | 0 | 0 | 0 | 0 | 0 | 0 | 0 | 0 | 0 | 0 | 0
F4_Industrial_Wood and Lumber Products_New_Process_Natural Gas_Other Process_E7 | F4 | Industrial | Wood and Lumber Products | New | Process | Natural Gas | Other Process | E7 | PCT BC Ratio | 0 | 0 | 0 | 0 | 0 | 0 | 0 | 0 | 0 | 0 | 0 | 0 | 0 | 0 | 0 | 0 | 0 | 0 | 0 | 0 | 0 | 0 | 0 | 0 | 0 | 0 | 0 | 0 | 0 | 0
F4_Industrial_Wood and Lumber Products_New_Process_Natural Gas_Other Process_E8 | F4 | Industrial | Wood and Lumber Products | New | Process | Natural Gas | Other Process | E8 | PCT BC Ratio | 0 | 0 | 0 | 0 | 0 | 0 | 0 | 0 | 0 | 0 | 0 | 0 | 0 | 0 | 0 | 0 | 0 | 0 | 0 | 0 | 0 | 0 | 0 | 0 | 0 | 0 | 0 | 0 | 0 | 0
F4_Industrial_Wood and Lumber Products_New_Process_Natural Gas_Other Process_E9 | F4 | Industrial | Wood and Lumber Products | New | Process | Natural Gas | Other Process | E9 | PCT BC Ratio | 0 | 0 | 0 | 0 | 0 | 0 | 0 | 0 | 0 | 0 | 0 | 0 | 0 | 0 | 0 | 0 | 0 | 0 | 0 | 0 | 0 | 0 | 0 | 0 | 0 | 0 | 0 | 0 | 0 | 0
F4_Industrial_Wood and Lumber Products_New_Process_Natural Gas_Other Process_E10 | F4 | Industrial | Wood and Lumber Products | New | Process | Natural Gas | Other Process | E10 | PCT BC Ratio | 0 | 0 | 0 | 0 | 0 | 0 | 0 | 0 | 0 | 0 | 0 | 0 | 0 | 0 | 0 | 0 | 0 | 0 | 0 | 0 | 0 | 0 | 0 | 0 | 0 | 0 | 0 | 0 | 0 | 0
F5_Industrial_Wood and Lumber Products_New_Process_Natural Gas_Other Process_E1 | F5 | Industrial | Wood and Lumber Products | New | Process | Natural Gas | Other Process | E1 | RIM BC Ratio | 0.9 | 0.9 | 0.9 | 0.9 | 0.9 | 0.9 | 0.9 | 0.9 | 0.9 | 0.9 | 0.9 | 0.9 | 0.9 | 0.9 | 0.9 | 0.9 | 0.9 | 0.9 | 0.9 | 0.9 | 0.9 | 0.9 | 0 | 0 | 0 | 0 | 0 | 0 | 0 | 0
F5_Industrial_Wood and Lumber Products_New_Process_Natural Gas_Other Process_E2 | F5 | Industrial | Wood and Lumber Products | New | Process | Natural Gas | Other Process | E2 | RIM BC Ratio | 0 | 0 | 0 | 0 | 0 | 0 | 0 | 0 | 0 | 0 | 0 | 0 | 0 | 0 | 0 | 0 | 0 | 0 | 0 | 0 | 0 | 0 | 0 | 0 | 0 | 0 | 0 | 0 | 0 | 0
F5_Industrial_Wood and Lumber Products_New_Process_Natural Gas_Other Process_E3 | F5 | Industrial | Wood and Lumber Products | New | Process | Natural Gas | Other Process | E3 | RIM BC Ratio | 0 | 0 | 0 | 0 | 0 | 0 | 0 | 0 | 0 | 0 | 0 | 0 | 0 | 0 | 0 | 0 | 0 | 0 | 0 | 0 | 0 | 0 | 0 | 0 | 0 | 0 | 0 | 0 | 0 | 0
F5_Industrial_Wood and Lumber Products_New_Process_Natural Gas_Other Process_E4 | F5 | Industrial | Wood and Lumber Products | New | Process | Natural Gas | Other Process | E4 | RIM BC Ratio | 0 | 0 | 0 | 0 | 0 | 0 | 0 | 0 | 0 | 0 | 0 | 0 | 0 | 0 | 0 | 0 | 0 | 0 | 0 | 0 | 0 | 0 | 0 | 0 | 0 | 0 | 0 | 0 | 0 | 0
F5_Industrial_Wood and Lumber Products_New_Process_Natural Gas_Other Process_E5 | F5 | Industrial | Wood and Lumber Products | New | Process | Natural Gas | Other Process | E5 | RIM BC Ratio | 0 | 0 | 0 | 0 | 0 | 0 | 0 | 0 | 0 | 0 | 0 | 0 | 0 | 0 | 0 | 0 | 0 | 0 | 0 | 0 | 0 | 0 | 0 | 0 | 0 | 0 | 0 | 0 | 0 | 0
F5_Industrial_Wood and Lumber Products_New_Process_Natural Gas_Other Process_E6 | F5 | Industrial | Wood and Lumber Products | New | Process | Natural Gas | Other Process | E6 | RIM BC Ratio | 0 | 0 | 0 | 0 | 0 | 0 | 0 | 0 | 0 | 0 | 0 | 0 | 0 | 0 | 0 | 0 | 0 | 0 | 0 | 0 | 0 | 0 | 0 | 0 | 0 | 0 | 0 | 0 | 0 | 0
F5_Industrial_Wood and Lumber Products_New_Process_Natural Gas_Other Process_E7 | F5 | Industrial | Wood and Lumber Products | New | Process | Natural Gas | Other Process | E7 | RIM BC Ratio | 0 | 0 | 0 | 0 | 0 | 0 | 0 | 0 | 0 | 0 | 0 | 0 | 0 | 0 | 0 | 0 | 0 | 0 | 0 | 0 | 0 | 0 | 0 | 0 | 0 | 0 | 0 | 0 | 0 | 0
F5_Industrial_Wood and Lumber Products_New_Process_Natural Gas_Other Process_E8 | F5 | Industrial | Wood and Lumber Products | New | Process | Natural Gas | Other Process | E8 | RIM BC Ratio | 0 | 0 | 0 | 0 | 0 | 0 | 0 | 0 | 0 | 0 | 0 | 0 | 0 | 0 | 0 | 0 | 0 | 0 | 0 | 0 | 0 | 0 | 0 | 0 | 0 | 0 | 0 | 0 | 0 | 0
F5_Industrial_Wood and Lumber Products_New_Process_Natural Gas_Other Process_E9 | F5 | Industrial | Wood and Lumber Products | New | Process | Natural Gas | Other Process | E9 | RIM BC Ratio | 0 | 0 | 0 | 0 | 0 | 0 | 0 | 0 | 0 | 0 | 0 | 0 | 0 | 0 | 0 | 0 | 0 | 0 | 0 | 0 | 0 | 0 | 0 | 0 | 0 | 0 | 0 | 0 | 0 | 0
F5_Industrial_Wood and Lumber Products_New_Process_Natural Gas_Other Process_E10 | F5 | Industrial | Wood and Lumber Products | New | Process | Natural Gas | Other Process | E10 | RIM BC Ratio | 0 | 0 | 0 | 0 | 0 | 0 | 0 | 0 | 0 | 0 | 0 | 0 | 0 | 0 | 0 | 0 | 0 | 0 | 0 | 0 | 0 | 0 | 0 | 0 | 0 | 0 | 0 | 0 | 0 | 0
F0_Industrial_Wood and Lumber Products_New_Miscellaneous_Natural Gas_Miscellaneous_E0 | F0 | Industrial | Wood and Lumber Products | New | Miscellaneous | Natural Gas | Miscellaneous | E0 | Economic Unit | Standard | Standard | Standard | Standard | Standard | Standard | Standard | Standard | Standard | Standard | Standard | Standard | Standard | Standard | Standard | Standard | Standard | Standard | Standard | Standard | Standard | Standard | 0 | 0 | 0 | 0 | 0 | 0 | 0 | 0
F1_Industrial_Wood and Lumber Products_New_Miscellaneous_Natural Gas_Miscellaneous_E1 | F1 | Industrial | Wood and Lumber Products | New | Miscellaneous | Natural Gas | Miscellaneous | E1 | CCE | 0 | 0 | 0 | 0 | 0 | 0 | 0 | 0 | 0 | 0 | 0 | 0 | 0 | 0 | 0 | 0 | 0 | 0 | 0 | 0 | 0 | 0 | 0 | 0 | 0 | 0 | 0 | 0 | 0 | 0
F1_Industrial_Wood and Lumber Products_New_Miscellaneous_Natural Gas_Miscellaneous_E2 | F1 | Industrial | Wood and Lumber Products | New | Miscellaneous | Natural Gas | Miscellaneous | E2 | CCE | 0 | 0 | 0 | 0 | 0 | 0 | 0 | 0 | 0 | 0 | 0 | 0 | 0 | 0 | 0 | 0 | 0 | 0 | 0 | 0 | 0 | 0 | 0 | 0 | 0 | 0 | 0 | 0 | 0 | 0
F1_Industrial_Wood and Lumber Products_New_Miscellaneous_Natural Gas_Miscellaneous_E3 | F1 | Industrial | Wood and Lumber Products | New | Miscellaneous | Natural Gas | Miscellaneous | E3 | CCE | 0 | 0 | 0 | 0 | 0 | 0 | 0 | 0 | 0 | 0 | 0 | 0 | 0 | 0 | 0 | 0 | 0 | 0 | 0 | 0 | 0 | 0 | 0 | 0 | 0 | 0 | 0 | 0 | 0 | 0
F1_Industrial_Wood and Lumber Products_New_Miscellaneous_Natural Gas_Miscellaneous_E4 | F1 | Industrial | Wood and Lumber Products | New | Miscellaneous | Natural Gas | Miscellaneous | E4 | CCE | 0 | 0 | 0 | 0 | 0 | 0 | 0 | 0 | 0 | 0 | 0 | 0 | 0 | 0 | 0 | 0 | 0 | 0 | 0 | 0 | 0 | 0 | 0 | 0 | 0 | 0 | 0 | 0 | 0 | 0
F1_Industrial_Wood and Lumber Products_New_Miscellaneous_Natural Gas_Miscellaneous_E5 | F1 | Industrial | Wood and Lumber Products | New | Miscellaneous | Natural Gas | Miscellaneous | E5 | CCE | 0 | 0 | 0 | 0 | 0 | 0 | 0 | 0 | 0 | 0 | 0 | 0 | 0 | 0 | 0 | 0 | 0 | 0 | 0 | 0 | 0 | 0 | 0 | 0 | 0 | 0 | 0 | 0 | 0 | 0
F1_Industrial_Wood and Lumber Products_New_Miscellaneous_Natural Gas_Miscellaneous_E6 | F1 | Industrial | Wood and Lumber Products | New | Miscellaneous | Natural Gas | Miscellaneous | E6 | CCE | 0 | 0 | 0 | 0 | 0 | 0 | 0 | 0 | 0 | 0 | 0 | 0 | 0 | 0 | 0 | 0 | 0 | 0 | 0 | 0 | 0 | 0 | 0 | 0 | 0 | 0 | 0 | 0 | 0 | 0
F1_Industrial_Wood and Lumber Products_New_Miscellaneous_Natural Gas_Miscellaneous_E7 | F1 | Industrial | Wood and Lumber Products | New | Miscellaneous | Natural Gas | Miscellaneous | E7 | CCE | 0 | 0 | 0 | 0 | 0 | 0 | 0 | 0 | 0 | 0 | 0 | 0 | 0 | 0 | 0 | 0 | 0 | 0 | 0 | 0 | 0 | 0 | 0 | 0 | 0 | 0 | 0 | 0 | 0 | 0
F1_Industrial_Wood and Lumber Products_New_Miscellaneous_Natural Gas_Miscellaneous_E8 | F1 | Industrial | Wood and Lumber Products | New | Miscellaneous | Natural Gas | Miscellaneous | E8 | CCE | 0 | 0 | 0 | 0 | 0 | 0 | 0 | 0 | 0 | 0 | 0 | 0 | 0 | 0 | 0 | 0 | 0 | 0 | 0 | 0 | 0 | 0 | 0 | 0 | 0 | 0 | 0 | 0 | 0 | 0
F1_Industrial_Wood and Lumber Products_New_Miscellaneous_Natural Gas_Miscellaneous_E9 | F1 | Industrial | Wood and Lumber Products | New | Miscellaneous | Natural Gas | Miscellaneous | E9 | CCE | 0 | 0 | 0 | 0 | 0 | 0 | 0 | 0 | 0 | 0 | 0 | 0 | 0 | 0 | 0 | 0 | 0 | 0 | 0 | 0 | 0 | 0 | 0 | 0 | 0 | 0 | 0 | 0 | 0 | 0
F1_Industrial_Wood and Lumber Products_New_Miscellaneous_Natural Gas_Miscellaneous_E10 | F1 | Industrial | Wood and Lumber Products | New | Miscellaneous | Natural Gas | Miscellaneous | E10 | CCE | 0 | 0 | 0 | 0 | 0 | 0 | 0 | 0 | 0 | 0 | 0 | 0 | 0 | 0 | 0 | 0 | 0 | 0 | 0 | 0 | 0 | 0 | 0 | 0 | 0 | 0 | 0 | 0 | 0 | 0
F2_Industrial_Wood and Lumber Products_New_Miscellaneous_Natural Gas_Miscellaneous_E1 | F2 | Industrial | Wood and Lumber Products | New | Miscellaneous | Natural Gas | Miscellaneous | E1 | TRC BC Ratio | 0.9 | 0.9 | 0.9 | 0.9 | 0.9 | 0.9 | 0.9 | 0.9 | 0.9 | 0.9 | 0.9 | 0.9 | 0.9 | 0.9 | 0.9 | 0.9 | 0.9 | 0.9 | 0.9 | 0.9 | 0.9 | 0.9 | 0 | 0 | 0 | 0 | 0 | 0 | 0 | 0
F2_Industrial_Wood and Lumber Products_New_Miscellaneous_Natural Gas_Miscellaneous_E2 | F2 | Industrial | Wood and Lumber Products | New | Miscellaneous | Natural Gas | Miscellaneous | E2 | TRC BC Ratio | 0 | 0 | 0 | 0 | 0 | 0 | 0 | 0 | 0 | 0 | 0 | 0 | 0 | 0 | 0 | 0 | 0 | 0 | 0 | 0 | 0 | 0 | 0 | 0 | 0 | 0 | 0 | 0 | 0 | 0
F2_Industrial_Wood and Lumber Products_New_Miscellaneous_Natural Gas_Miscellaneous_E3 | F2 | Industrial | Wood and Lumber Products | New | Miscellaneous | Natural Gas | Miscellaneous | E3 | TRC BC Ratio | 0 | 0 | 0 | 0 | 0 | 0 | 0 | 0 | 0 | 0 | 0 | 0 | 0 | 0 | 0 | 0 | 0 | 0 | 0 | 0 | 0 | 0 | 0 | 0 | 0 | 0 | 0 | 0 | 0 | 0
F2_Industrial_Wood and Lumber Products_New_Miscellaneous_Natural Gas_Miscellaneous_E4 | F2 | Industrial | Wood and Lumber Products | New | Miscellaneous | Natural Gas | Miscellaneous | E4 | TRC BC Ratio | 0 | 0 | 0 | 0 | 0 | 0 | 0 | 0 | 0 | 0 | 0 | 0 | 0 | 0 | 0 | 0 | 0 | 0 | 0 | 0 | 0 | 0 | 0 | 0 | 0 | 0 | 0 | 0 | 0 | 0
F2_Industrial_Wood and Lumber Products_New_Miscellaneous_Natural Gas_Miscellaneous_E5 | F2 | Industrial | Wood and Lumber Products | New | Miscellaneous | Natural Gas | Miscellaneous | E5 | TRC BC Ratio | 0 | 0 | 0 | 0 | 0 | 0 | 0 | 0 | 0 | 0 | 0 | 0 | 0 | 0 | 0 | 0 | 0 | 0 | 0 | 0 | 0 | 0 | 0 | 0 | 0 | 0 | 0 | 0 | 0 | 0
F2_Industrial_Wood and Lumber Products_New_Miscellaneous_Natural Gas_Miscellaneous_E6 | F2 | Industrial | Wood and Lumber Products | New | Miscellaneous | Natural Gas | Miscellaneous | E6 | TRC BC Ratio | 0 | 0 | 0 | 0 | 0 | 0 | 0 | 0 | 0 | 0 | 0 | 0 | 0 | 0 | 0 | 0 | 0 | 0 | 0 | 0 | 0 | 0 | 0 | 0 | 0 | 0 | 0 | 0 | 0 | 0
F2_Industrial_Wood and Lumber Products_New_Miscellaneous_Natural Gas_Miscellaneous_E7 | F2 | Industrial | Wood and Lumber Products | New | Miscellaneous | Natural Gas | Miscellaneous | E7 | TRC BC Ratio | 0 | 0 | 0 | 0 | 0 | 0 | 0 | 0 | 0 | 0 | 0 | 0 | 0 | 0 | 0 | 0 | 0 | 0 | 0 | 0 | 0 | 0 | 0 | 0 | 0 | 0 | 0 | 0 | 0 | 0
F2_Industrial_Wood and Lumber Products_New_Miscellaneous_Natural Gas_Miscellaneous_E8 | F2 | Industrial | Wood and Lumber Products | New | Miscellaneous | Natural Gas | Miscellaneous | E8 | TRC BC Ratio | 0 | 0 | 0 | 0 | 0 | 0 | 0 | 0 | 0 | 0 | 0 | 0 | 0 | 0 | 0 | 0 | 0 | 0 | 0 | 0 | 0 | 0 | 0 | 0 | 0 | 0 | 0 | 0 | 0 | 0
F2_Industrial_Wood and Lumber Products_New_Miscellaneous_Natural Gas_Miscellaneous_E9 | F2 | Industrial | Wood and Lumber Products | New | Miscellaneous | Natural Gas | Miscellaneous | E9 | TRC BC Ratio | 0 | 0 | 0 | 0 | 0 | 0 | 0 | 0 | 0 | 0 | 0 | 0 | 0 | 0 | 0 | 0 | 0 | 0 | 0 | 0 | 0 | 0 | 0 | 0 | 0 | 0 | 0 | 0 | 0 | 0
F2_Industrial_Wood and Lumber Products_New_Miscellaneous_Natural Gas_Miscellaneous_E10 | F2 | Industrial | Wood and Lumber Products | New | Miscellaneous | Natural Gas | Miscellaneous | E10 | TRC BC Ratio | 0 | 0 | 0 | 0 | 0 | 0 | 0 | 0 | 0 | 0 | 0 | 0 | 0 | 0 | 0 | 0 | 0 | 0 | 0 | 0 | 0 | 0 | 0 | 0 | 0 | 0 | 0 | 0 | 0 | 0
F3_Industrial_Wood and Lumber Products_New_Miscellaneous_Natural Gas_Miscellaneous_E1 | F3 | Industrial | Wood and Lumber Products | New | Miscellaneous | Natural Gas | Miscellaneous | E1 | PACT BC Ratio | 0.9 | 0.9 | 0.9 | 0.9 | 0.9 | 0.9 | 0.9 | 0.9 | 0.9 | 0.9 | 0.9 | 0.9 | 0.9 | 0.9 | 0.9 | 0.9 | 0.9 | 0.9 | 0.9 | 0.9 | 0.9 | 0.9 | 0 | 0 | 0 | 0 | 0 | 0 | 0 | 0
F3_Industrial_Wood and Lumber Products_New_Miscellaneous_Natural Gas_Miscellaneous_E2 | F3 | Industrial | Wood and Lumber Products | New | Miscellaneous | Natural Gas | Miscellaneous | E2 | PACT BC Ratio | 0 | 0 | 0 | 0 | 0 | 0 | 0 | 0 | 0 | 0 | 0 | 0 | 0 | 0 | 0 | 0 | 0 | 0 | 0 | 0 | 0 | 0 | 0 | 0 | 0 | 0 | 0 | 0 | 0 | 0
F3_Industrial_Wood and Lumber Products_New_Miscellaneous_Natural Gas_Miscellaneous_E3 | F3 | Industrial | Wood and Lumber Products | New | Miscellaneous | Natural Gas | Miscellaneous | E3 | PACT BC Ratio | 0 | 0 | 0 | 0 | 0 | 0 | 0 | 0 | 0 | 0 | 0 | 0 | 0 | 0 | 0 | 0 | 0 | 0 | 0 | 0 | 0 | 0 | 0 | 0 | 0 | 0 | 0 | 0 | 0 | 0
F3_Industrial_Wood and Lumber Products_New_Miscellaneous_Natural Gas_Miscellaneous_E4 | F3 | Industrial | Wood and Lumber Products | New | Miscellaneous | Natural Gas | Miscellaneous | E4 | PACT BC Ratio | 0 | 0 | 0 | 0 | 0 | 0 | 0 | 0 | 0 | 0 | 0 | 0 | 0 | 0 | 0 | 0 | 0 | 0 | 0 | 0 | 0 | 0 | 0 | 0 | 0 | 0 | 0 | 0 | 0 | 0
F3_Industrial_Wood and Lumber Products_New_Miscellaneous_Natural Gas_Miscellaneous_E5 | F3 | Industrial | Wood and Lumber Products | New | Miscellaneous | Natural Gas | Miscellaneous | E5 | PACT BC Ratio | 0 | 0 | 0 | 0 | 0 | 0 | 0 | 0 | 0 | 0 | 0 | 0 | 0 | 0 | 0 | 0 | 0 | 0 | 0 | 0 | 0 | 0 | 0 | 0 | 0 | 0 | 0 | 0 | 0 | 0
F3_Industrial_Wood and Lumber Products_New_Miscellaneous_Natural Gas_Miscellaneous_E6 | F3 | Industrial | Wood and Lumber Products | New | Miscellaneous | Natural Gas | Miscellaneous | E6 | PACT BC Ratio | 0 | 0 | 0 | 0 | 0 | 0 | 0 | 0 | 0 | 0 | 0 | 0 | 0 | 0 | 0 | 0 | 0 | 0 | 0 | 0 | 0 | 0 | 0 | 0 | 0 | 0 | 0 | 0 | 0 | 0
F3_Industrial_Wood and Lumber Products_New_Miscellaneous_Natural Gas_Miscellaneous_E7 | F3 | Industrial | Wood and Lumber Products | New | Miscellaneous | Natural Gas | Miscellaneous | E7 | PACT BC Ratio | 0 | 0 | 0 | 0 | 0 | 0 | 0 | 0 | 0 | 0 | 0 | 0 | 0 | 0 | 0 | 0 | 0 | 0 | 0 | 0 | 0 | 0 | 0 | 0 | 0 | 0 | 0 | 0 | 0 | 0
F3_Industrial_Wood and Lumber Products_New_Miscellaneous_Natural Gas_Miscellaneous_E8 | F3 | Industrial | Wood and Lumber Products | New | Miscellaneous | Natural Gas | Miscellaneous | E8 | PACT BC Ratio | 0 | 0 | 0 | 0 | 0 | 0 | 0 | 0 | 0 | 0 | 0 | 0 | 0 | 0 | 0 | 0 | 0 | 0 | 0 | 0 | 0 | 0 | 0 | 0 | 0 | 0 | 0 | 0 | 0 | 0
F3_Industrial_Wood and Lumber Products_New_Miscellaneous_Natural Gas_Miscellaneous_E9 | F3 | Industrial | Wood and Lumber Products | New | Miscellaneous | Natural Gas | Miscellaneous | E9 | PACT BC Ratio | 0 | 0 | 0 | 0 | 0 | 0 | 0 | 0 | 0 | 0 | 0 | 0 | 0 | 0 | 0 | 0 | 0 | 0 | 0 | 0 | 0 | 0 | 0 | 0 | 0 | 0 | 0 | 0 | 0 | 0
F3_Industrial_Wood and Lumber Products_New_Miscellaneous_Natural Gas_Miscellaneous_E10 | F3 | Industrial | Wood and Lumber Products | New | Miscellaneous | Natural Gas | Miscellaneous | E10 | PACT BC Ratio | 0 | 0 | 0 | 0 | 0 | 0 | 0 | 0 | 0 | 0 | 0 | 0 | 0 | 0 | 0 | 0 | 0 | 0 | 0 | 0 | 0 | 0 | 0 | 0 | 0 | 0 | 0 | 0 | 0 | 0
F4_Industrial_Wood and Lumber Products_New_Miscellaneous_Natural Gas_Miscellaneous_E1 | F4 | Industrial | Wood and Lumber Products | New | Miscellaneous | Natural Gas | Miscellaneous | E1 | PCT BC Ratio | 0.9 | 0.9 | 0.9 | 0.9 | 0.9 | 0.9 | 0.9 | 0.9 | 0.9 | 0.9 | 0.9 | 0.9 | 0.9 | 0.9 | 0.9 | 0.9 | 0.9 | 0.9 | 0.9 | 0.9 | 0.9 | 0.9 | 0 | 0 | 0 | 0 | 0 | 0 | 0 | 0
F4_Industrial_Wood and Lumber Products_New_Miscellaneous_Natural Gas_Miscellaneous_E2 | F4 | Industrial | Wood and Lumber Products | New | Miscellaneous | Natural Gas | Miscellaneous | E2 | PCT BC Ratio | 0 | 0 | 0 | 0 | 0 | 0 | 0 | 0 | 0 | 0 | 0 | 0 | 0 | 0 | 0 | 0 | 0 | 0 | 0 | 0 | 0 | 0 | 0 | 0 | 0 | 0 | 0 | 0 | 0 | 0
F4_Industrial_Wood and Lumber Products_New_Miscellaneous_Natural Gas_Miscellaneous_E3 | F4 | Industrial | Wood and Lumber Products | New | Miscellaneous | Natural Gas | Miscellaneous | E3 | PCT BC Ratio | 0 | 0 | 0 | 0 | 0 | 0 | 0 | 0 | 0 | 0 | 0 | 0 | 0 | 0 | 0 | 0 | 0 | 0 | 0 | 0 | 0 | 0 | 0 | 0 | 0 | 0 | 0 | 0 | 0 | 0
F4_Industrial_Wood and Lumber Products_New_Miscellaneous_Natural Gas_Miscellaneous_E4 | F4 | Industrial | Wood and Lumber Products | New | Miscellaneous | Natural Gas | Miscellaneous | E4 | PCT BC Ratio | 0 | 0 | 0 | 0 | 0 | 0 | 0 | 0 | 0 | 0 | 0 | 0 | 0 | 0 | 0 | 0 | 0 | 0 | 0 | 0 | 0 | 0 | 0 | 0 | 0 | 0 | 0 | 0 | 0 | 0
F4_Industrial_Wood and Lumber Products_New_Miscellaneous_Natural Gas_Miscellaneous_E5 | F4 | Industrial | Wood and Lumber Products | New | Miscellaneous | Natural Gas | Miscellaneous | E5 | PCT BC Ratio | 0 | 0 | 0 | 0 | 0 | 0 | 0 | 0 | 0 | 0 | 0 | 0 | 0 | 0 | 0 | 0 | 0 | 0 | 0 | 0 | 0 | 0 | 0 | 0 | 0 | 0 | 0 | 0 | 0 | 0
F4_Industrial_Wood and Lumber Products_New_Miscellaneous_Natural Gas_Miscellaneous_E6 | F4 | Industrial | Wood and Lumber Products | New | Miscellaneous | Natural Gas | Miscellaneous | E6 | PCT BC Ratio | 0 | 0 | 0 | 0 | 0 | 0 | 0 | 0 | 0 | 0 | 0 | 0 | 0 | 0 | 0 | 0 | 0 | 0 | 0 | 0 | 0 | 0 | 0 | 0 | 0 | 0 | 0 | 0 | 0 | 0
F4_Industrial_Wood and Lumber Products_New_Miscellaneous_Natural Gas_Miscellaneous_E7 | F4 | Industrial | Wood and Lumber Products | New | Miscellaneous | Natural Gas | Miscellaneous | E7 | PCT BC Ratio | 0 | 0 | 0 | 0 | 0 | 0 | 0 | 0 | 0 | 0 | 0 | 0 | 0 | 0 | 0 | 0 | 0 | 0 | 0 | 0 | 0 | 0 | 0 | 0 | 0 | 0 | 0 | 0 | 0 | 0
F4_Industrial_Wood and Lumber Products_New_Miscellaneous_Natural Gas_Miscellaneous_E8 | F4 | Industrial | Wood and Lumber Products | New | Miscellaneous | Natural Gas | Miscellaneous | E8 | PCT BC Ratio | 0 | 0 | 0 | 0 | 0 | 0 | 0 | 0 | 0 | 0 | 0 | 0 | 0 | 0 | 0 | 0 | 0 | 0 | 0 | 0 | 0 | 0 | 0 | 0 | 0 | 0 | 0 | 0 | 0 | 0
F4_Industrial_Wood and Lumber Products_New_Miscellaneous_Natural Gas_Miscellaneous_E9 | F4 | Industrial | Wood and Lumber Products | New | Miscellaneous | Natural Gas | Miscellaneous | E9 | PCT BC Ratio | 0 | 0 | 0 | 0 | 0 | 0 | 0 | 0 | 0 | 0 | 0 | 0 | 0 | 0 | 0 | 0 | 0 | 0 | 0 | 0 | 0 | 0 | 0 | 0 | 0 | 0 | 0 | 0 | 0 | 0
F4_Industrial_Wood and Lumber Products_New_Miscellaneous_Natural Gas_Miscellaneous_E10 | F4 | Industrial | Wood and Lumber Products | New | Miscellaneous | Natural Gas | Miscellaneous | E10 | PCT BC Ratio | 0 | 0 | 0 | 0 | 0 | 0 | 0 | 0 | 0 | 0 | 0 | 0 | 0 | 0 | 0 | 0 | 0 | 0 | 0 | 0 | 0 | 0 | 0 | 0 | 0 | 0 | 0 | 0 | 0 | 0
F5_Industrial_Wood and Lumber Products_New_Miscellaneous_Natural Gas_Miscellaneous_E1 | F5 | Industrial | Wood and Lumber Products | New | Miscellaneous | Natural Gas | Miscellaneous | E1 | RIM BC Ratio | 0.9 | 0.9 | 0.9 | 0.9 | 0.9 | 0.9 | 0.9 | 0.9 | 0.9 | 0.9 | 0.9 | 0.9 | 0.9 | 0.9 | 0.9 | 0.9 | 0.9 | 0.9 | 0.9 | 0.9 | 0.9 | 0.9 | 0 | 0 | 0 | 0 | 0 | 0 | 0 | 0
F5_Industrial_Wood and Lumber Products_New_Miscellaneous_Natural Gas_Miscellaneous_E2 | F5 | Industrial | Wood and Lumber Products | New | Miscellaneous | Natural Gas | Miscellaneous | E2 | RIM BC Ratio | 0 | 0 | 0 | 0 | 0 | 0 | 0 | 0 | 0 | 0 | 0 | 0 | 0 | 0 | 0 | 0 | 0 | 0 | 0 | 0 | 0 | 0 | 0 | 0 | 0 | 0 | 0 | 0 | 0 | 0
F5_Industrial_Wood and Lumber Products_New_Miscellaneous_Natural Gas_Miscellaneous_E3 | F5 | Industrial | Wood and Lumber Products | New | Miscellaneous | Natural Gas | Miscellaneous | E3 | RIM BC Ratio | 0 | 0 | 0 | 0 | 0 | 0 | 0 | 0 | 0 | 0 | 0 | 0 | 0 | 0 | 0 | 0 | 0 | 0 | 0 | 0 | 0 | 0 | 0 | 0 | 0 | 0 | 0 | 0 | 0 | 0
F5_Industrial_Wood and Lumber Products_New_Miscellaneous_Natural Gas_Miscellaneous_E4 | F5 | Industrial | Wood and Lumber Products | New | Miscellaneous | Natural Gas | Miscellaneous | E4 | RIM BC Ratio | 0 | 0 | 0 | 0 | 0 | 0 | 0 | 0 | 0 | 0 | 0 | 0 | 0 | 0 | 0 | 0 | 0 | 0 | 0 | 0 | 0 | 0 | 0 | 0 | 0 | 0 | 0 | 0 | 0 | 0
F5_Industrial_Wood and Lumber Products_New_Miscellaneous_Natural Gas_Miscellaneous_E5 | F5 | Industrial | Wood and Lumber Products | New | Miscellaneous | Natural Gas | Miscellaneous | E5 | RIM BC Ratio | 0 | 0 | 0 | 0 | 0 | 0 | 0 | 0 | 0 | 0 | 0 | 0 | 0 | 0 | 0 | 0 | 0 | 0 | 0 | 0 | 0 | 0 | 0 | 0 | 0 | 0 | 0 | 0 | 0 | 0
F5_Industrial_Wood and Lumber Products_New_Miscellaneous_Natural Gas_Miscellaneous_E6 | F5 | Industrial | Wood and Lumber Products | New | Miscellaneous | Natural Gas | Miscellaneous | E6 | RIM BC Ratio | 0 | 0 | 0 | 0 | 0 | 0 | 0 | 0 | 0 | 0 | 0 | 0 | 0 | 0 | 0 | 0 | 0 | 0 | 0 | 0 | 0 | 0 | 0 | 0 | 0 | 0 | 0 | 0 | 0 | 0
F5_Industrial_Wood and Lumber Products_New_Miscellaneous_Natural Gas_Miscellaneous_E7 | F5 | Industrial | Wood and Lumber Products | New | Miscellaneous | Natural Gas | Miscellaneous | E7 | RIM BC Ratio | 0 | 0 | 0 | 0 | 0 | 0 | 0 | 0 | 0 | 0 | 0 | 0 | 0 | 0 | 0 | 0 | 0 | 0 | 0 | 0 | 0 | 0 | 0 | 0 | 0 | 0 | 0 | 0 | 0 | 0
F5_Industrial_Wood and Lumber Products_New_Miscellaneous_Natural Gas_Miscellaneous_E8 | F5 | Industrial | Wood and Lumber Products | New | Miscellaneous | Natural Gas | Miscellaneous | E8 | RIM BC Ratio | 0 | 0 | 0 | 0 | 0 | 0 | 0 | 0 | 0 | 0 | 0 | 0 | 0 | 0 | 0 | 0 | 0 | 0 | 0 | 0 | 0 | 0 | 0 | 0 | 0 | 0 | 0 | 0 | 0 | 0
F5_Industrial_Wood and Lumber Products_New_Miscellaneous_Natural Gas_Miscellaneous_E9 | F5 | Industrial | Wood and Lumber Products | New | Miscellaneous | Natural Gas | Miscellaneous | E9 | RIM BC Ratio | 0 | 0 | 0 | 0 | 0 | 0 | 0 | 0 | 0 | 0 | 0 | 0 | 0 | 0 | 0 | 0 | 0 | 0 | 0 | 0 | 0 | 0 | 0 | 0 | 0 | 0 | 0 | 0 | 0 | 0
F5_Industrial_Wood and Lumber Products_New_Miscellaneous_Natural Gas_Miscellaneous_E10 | F5 | Industrial | Wood and Lumber Products | New | Miscellaneous | Natural Gas | Miscellaneous | E10 | RIM BC Ratio | 0 | 0 | 0 | 0 | 0 | 0 | 0 | 0 | 0 | 0 | 0 | 0 | 0 | 0 | 0 | 0 | 0 | 0 | 0 | 0 | 0 | 0 | 0 | 0 | 0 | 0 | 0 | 0 | 0 | 0
F0_Industrial_Other Industrial_Existing_Space Heating_Natural Gas_Furnace_E0 | F0 | Industrial | Other Industrial | Existing | Space Heating | Natural Gas | Furnace | E0 | Economic Unit | AFUE 96% | AFUE 96% | AFUE 96% | AFUE 96% | AFUE 96% | AFUE 96% | AFUE 96% | AFUE 96% | AFUE 96% | AFUE 96% | AFUE 96% | AFUE 96% | AFUE 96% | AFUE 96% | AFUE 96% | AFUE 96% | AFUE 96% | AFUE 96% | AFUE 96% | AFUE 96% | AFUE 96% | AFUE 96% | 0 | 0 | 0 | 0 | 0 | 0 | 0 | 0
F1_Industrial_Other Industrial_Existing_Space Heating_Natural Gas_Furnace_E1 | F1 | Industrial | Other Industrial | Existing | Space Heating | Natural Gas | Furnace | E1 | CCE | 0 | 0 | 0 | 0 | 0 | 0 | 0 | 0 | 0 | 0 | 0 | 0 | 0 | 0 | 0 | 0 | 0 | 0 | 0 | 0 | 0 | 0 | 0 | 0 | 0 | 0 | 0 | 0 | 0 | 0
F1_Industrial_Other Industrial_Existing_Space Heating_Natural Gas_Furnace_E2 | F1 | Industrial | Other Industrial | Existing | Space Heating | Natural Gas | Furnace | E2 | CCE | 0.00080022 | 0.00080022 | 0.00080022 | 0.00080022 | 0.00080022 | 0.00080022 | 0.00080022 | 0.00080022 | 0.00080022 | 0.00080022 | 0.00080022 | 0.00080022 | 0.00080022 | 0.00080022 | 0.00080022 | 0.00080022 | 0.00080022 | 0.00080022 | 0.00080022 | 0.00080022 | 0.00080022 | 0.00080022 | 0 | 0 | 0 | 0 | 0 | 0 | 0 | 0
F1_Industrial_Other Industrial_Existing_Space Heating_Natural Gas_Furnace_E3 | F1 | Industrial | Other Industrial | Existing | Space Heating | Natural Gas | Furnace | E3 | CCE | 0.0010663 | 0.0010663 | 0.0010663 | 0.0010663 | 0.0010663 | 0.0010663 | 0.0010663 | 0.0010663 | 0.0010663 | 0.0010663 | 0.0010663 | 0.0010663 | 0.0010663 | 0.0010663 | 0.0010663 | 0.0010663 | 0.0010663 | 0.0010663 | 0.0010663 | 0.0010663 | 0.0010663 | 0.0010663 | 0 | 0 | 0 | 0 | 0 | 0 | 0 | 0
F1_Industrial_Other Industrial_Existing_Space Heating_Natural Gas_Furnace_E4 | F1 | Industrial | Other Industrial | Existing | Space Heating | Natural Gas | Furnace | E4 | CCE | 0 | 0 | 0 | 0 | 0 | 0 | 0 | 0 | 0 | 0 | 0 | 0 | 0 | 0 | 0 | 0 | 0 | 0 | 0 | 0 | 0 | 0 | 0 | 0 | 0 | 0 | 0 | 0 | 0 | 0
F1_Industrial_Other Industrial_Existing_Space Heating_Natural Gas_Furnace_E5 | F1 | Industrial | Other Industrial | Existing | Space Heating | Natural Gas | Furnace | E5 | CCE | 0 | 0 | 0 | 0 | 0 | 0 | 0 | 0 | 0 | 0 | 0 | 0 | 0 | 0 | 0 | 0 | 0 | 0 | 0 | 0 | 0 | 0 | 0 | 0 | 0 | 0 | 0 | 0 | 0 | 0
F1_Industrial_Other Industrial_Existing_Space Heating_Natural Gas_Furnace_E6 | F1 | Industrial | Other Industrial | Existing | Space Heating | Natural Gas | Furnace | E6 | CCE | 0 | 0 | 0 | 0 | 0 | 0 | 0 | 0 | 0 | 0 | 0 | 0 | 0 | 0 | 0 | 0 | 0 | 0 | 0 | 0 | 0 | 0 | 0 | 0 | 0 | 0 | 0 | 0 | 0 | 0
F1_Industrial_Other Industrial_Existing_Space Heating_Natural Gas_Furnace_E7 | F1 | Industrial | Other Industrial | Existing | Space Heating | Natural Gas | Furnace | E7 | CCE | 0 | 0 | 0 | 0 | 0 | 0 | 0 | 0 | 0 | 0 | 0 | 0 | 0 | 0 | 0 | 0 | 0 | 0 | 0 | 0 | 0 | 0 | 0 | 0 | 0 | 0 | 0 | 0 | 0 | 0
F1_Industrial_Other Industrial_Existing_Space Heating_Natural Gas_Furnace_E8 | F1 | Industrial | Other Industrial | Existing | Space Heating | Natural Gas | Furnace | E8 | CCE | 0 | 0 | 0 | 0 | 0 | 0 | 0 | 0 | 0 | 0 | 0 | 0 | 0 | 0 | 0 | 0 | 0 | 0 | 0 | 0 | 0 | 0 | 0 | 0 | 0 | 0 | 0 | 0 | 0 | 0
F1_Industrial_Other Industrial_Existing_Space Heating_Natural Gas_Furnace_E9 | F1 | Industrial | Other Industrial | Existing | Space Heating | Natural Gas | Furnace | E9 | CCE | 0 | 0 | 0 | 0 | 0 | 0 | 0 | 0 | 0 | 0 | 0 | 0 | 0 | 0 | 0 | 0 | 0 | 0 | 0 | 0 | 0 | 0 | 0 | 0 | 0 | 0 | 0 | 0 | 0 | 0
F1_Industrial_Other Industrial_Existing_Space Heating_Natural Gas_Furnace_E10 | F1 | Industrial | Other Industrial | Existing | Space Heating | Natural Gas | Furnace | E10 | CCE | 0 | 0 | 0 | 0 | 0 | 0 | 0 | 0 | 0 | 0 | 0 | 0 | 0 | 0 | 0 | 0 | 0 | 0 | 0 | 0 | 0 | 0 | 0 | 0 | 0 | 0 | 0 | 0 | 0 | 0
F2_Industrial_Other Industrial_Existing_Space Heating_Natural Gas_Furnace_E1 | F2 | Industrial | Other Industrial | Existing | Space Heating | Natural Gas | Furnace | E1 | TRC BC Ratio | 0.9 | 0.9 | 0.9 | 0.9 | 0.9 | 0.9 | 0.9 | 0.9 | 0.9 | 0.9 | 0.9 | 0.9 | 0.9 | 0.9 | 0.9 | 0.9 | 0.9 | 0.9 | 0.9 | 0.9 | 0.9 | 0.9 | 0 | 0 | 0 | 0 | 0 | 0 | 0 | 0
F2_Industrial_Other Industrial_Existing_Space Heating_Natural Gas_Furnace_E2 | F2 | Industrial | Other Industrial | Existing | Space Heating | Natural Gas | Furnace | E2 | TRC BC Ratio | 6.3177 | 6.3877 | 6.2866 | 6.1898 | 6.0235 | 5.8589 | 5.6934 | 5.5424 | 5.3921 | 5.261 | 5.1303 | 5.0031 | 4.8786 | 4.7588 | 4.6414 | 4.5264 | 4.415 | 4.3083 | 4.2041 | 4.106 | 4.0118 | 3.9204 | 0 | 0 | 0 | 0 | 0 | 0 | 0 | 0
F2_Industrial_Other Industrial_Existing_Space Heating_Natural Gas_Furnace_E3 | F2 | Industrial | Other Industrial | Existing | Space Heating | Natural Gas | Furnace | E3 | TRC BC Ratio | 4.7411 | 4.7936 | 4.7177 | 4.6451 | 4.5203 | 4.3968 | 4.2726 | 4.1592 | 4.0465 | 3.9481 | 3.85 | 3.7546 | 3.6611 | 3.5712 | 3.4831 | 3.3968 | 3.3132 | 3.2332 | 3.1549 | 3.0813 | 3.0106 | 2.942 | 0 | 0 | 0 | 0 | 0 | 0 | 0 | 0
F2_Industrial_Other Industrial_Existing_Space Heating_Natural Gas_Furnace_E4 | F2 | Industrial | Other Industrial | Existing | Space Heating | Natural Gas | Furnace | E4 | TRC BC Ratio | 0 | 0 | 0 | 0 | 0 | 0 | 0 | 0 | 0 | 0 | 0 | 0 | 0 | 0 | 0 | 0 | 0 | 0 | 0 | 0 | 0 | 0 | 0 | 0 | 0 | 0 | 0 | 0 | 0 | 0
F2_Industrial_Other Industrial_Existing_Space Heating_Natural Gas_Furnace_E5 | F2 | Industrial | Other Industrial | Existing | Space Heating | Natural Gas | Furnace | E5 | TRC BC Ratio | 0 | 0 | 0 | 0 | 0 | 0 | 0 | 0 | 0 | 0 | 0 | 0 | 0 | 0 | 0 | 0 | 0 | 0 | 0 | 0 | 0 | 0 | 0 | 0 | 0 | 0 | 0 | 0 | 0 | 0
F2_Industrial_Other Industrial_Existing_Space Heating_Natural Gas_Furnace_E6 | F2 | Industrial | Other Industrial | Existing | Space Heating | Natural Gas | Furnace | E6 | TRC BC Ratio | 0 | 0 | 0 | 0 | 0 | 0 | 0 | 0 | 0 | 0 | 0 | 0 | 0 | 0 | 0 | 0 | 0 | 0 | 0 | 0 | 0 | 0 | 0 | 0 | 0 | 0 | 0 | 0 | 0 | 0
F2_Industrial_Other Industrial_Existing_Space Heating_Natural Gas_Furnace_E7 | F2 | Industrial | Other Industrial | Existing | Space Heating | Natural Gas | Furnace | E7 | TRC BC Ratio | 0 | 0 | 0 | 0 | 0 | 0 | 0 | 0 | 0 | 0 | 0 | 0 | 0 | 0 | 0 | 0 | 0 | 0 | 0 | 0 | 0 | 0 | 0 | 0 | 0 | 0 | 0 | 0 | 0 | 0
F2_Industrial_Other Industrial_Existing_Space Heating_Natural Gas_Furnace_E8 | F2 | Industrial | Other Industrial | Existing | Space Heating | Natural Gas | Furnace | E8 | TRC BC Ratio | 0 | 0 | 0 | 0 | 0 | 0 | 0 | 0 | 0 | 0 | 0 | 0 | 0 | 0 | 0 | 0 | 0 | 0 | 0 | 0 | 0 | 0 | 0 | 0 | 0 | 0 | 0 | 0 | 0 | 0
F2_Industrial_Other Industrial_Existing_Space Heating_Natural Gas_Furnace_E9 | F2 | Industrial | Other Industrial | Existing | Space Heating | Natural Gas | Furnace | E9 | TRC BC Ratio | 0 | 0 | 0 | 0 | 0 | 0 | 0 | 0 | 0 | 0 | 0 | 0 | 0 | 0 | 0 | 0 | 0 | 0 | 0 | 0 | 0 | 0 | 0 | 0 | 0 | 0 | 0 | 0 | 0 | 0
F2_Industrial_Other Industrial_Existing_Space Heating_Natural Gas_Furnace_E10 | F2 | Industrial | Other Industrial | Existing | Space Heating | Natural Gas | Furnace | E10 | TRC BC Ratio | 0 | 0 | 0 | 0 | 0 | 0 | 0 | 0 | 0 | 0 | 0 | 0 | 0 | 0 | 0 | 0 | 0 | 0 | 0 | 0 | 0 | 0 | 0 | 0 | 0 | 0 | 0 | 0 | 0 | 0
F3_Industrial_Other Industrial_Existing_Space Heating_Natural Gas_Furnace_E1 | F3 | Industrial | Other Industrial | Existing | Space Heating | Natural Gas | Furnace | E1 | PACT BC Ratio | 0.9 | 0.9 | 0.9 | 0.9 | 0.9 | 0.9 | 0.9 | 0.9 | 0.9 | 0.9 | 0.9 | 0.9 | 0.9 | 0.9 | 0.9 | 0.9 | 0.9 | 0.9 | 0.9 | 0.9 | 0.9 | 0.9 | 0 | 0 | 0 | 0 | 0 | 0 | 0 | 0
F3_Industrial_Other Industrial_Existing_Space Heating_Natural Gas_Furnace_E2 | F3 | Industrial | Other Industrial | Existing | Space Heating | Natural Gas | Furnace | E2 | PACT BC Ratio | 18.231 | 18.433 | 18.1414 | 17.8619 | 17.382 | 16.9071 | 16.4295 | 15.9937 | 15.5602 | 15.1818 | 14.8045 | 14.4376 | 14.0781 | 13.7325 | 13.3938 | 13.0619 | 12.7406 | 12.4326 | 12.1317 | 11.8487 | 11.5768 | 11.3132 | 0 | 0 | 0 | 0 | 0 | 0 | 0 | 0
F3_Industrial_Other Industrial_Existing_Space Heating_Natural Gas_Furnace_E3 | F3 | Industrial | Other Industrial | Existing | Space Heating | Natural Gas | Furnace | E3 | PACT BC Ratio | 13.6813 | 13.8329 | 13.614 | 13.4043 | 13.0442 | 12.6878 | 12.3294 | 12.0023 | 11.677 | 11.3931 | 11.1099 | 10.8346 | 10.5648 | 10.3054 | 10.0513 | 9.8022 | 9.5611 | 9.3299 | 9.1041 | 8.8918 | 8.6877 | 8.4899 | 0 | 0 | 0 | 0 | 0 | 0 | 0 | 0
F3_Industrial_Other Industrial_Existing_Space Heating_Natural Gas_Furnace_E4 | F3 | Industrial | Other Industrial | Existing | Space Heating | Natural Gas | Furnace | E4 | PACT BC Ratio | 0 | 0 | 0 | 0 | 0 | 0 | 0 | 0 | 0 | 0 | 0 | 0 | 0 | 0 | 0 | 0 | 0 | 0 | 0 | 0 | 0 | 0 | 0 | 0 | 0 | 0 | 0 | 0 | 0 | 0
F3_Industrial_Other Industrial_Existing_Space Heating_Natural Gas_Furnace_E5 | F3 | Industrial | Other Industrial | Existing | Space Heating | Natural Gas | Furnace | E5 | PACT BC Ratio | 0 | 0 | 0 | 0 | 0 | 0 | 0 | 0 | 0 | 0 | 0 | 0 | 0 | 0 | 0 | 0 | 0 | 0 | 0 | 0 | 0 | 0 | 0 | 0 | 0 | 0 | 0 | 0 | 0 | 0
F3_Industrial_Other Industrial_Existing_Space Heating_Natural Gas_Furnace_E6 | F3 | Industrial | Other Industrial | Existing | Space Heating | Natural Gas | Furnace | E6 | PACT BC Ratio | 0 | 0 | 0 | 0 | 0 | 0 | 0 | 0 | 0 | 0 | 0 | 0 | 0 | 0 | 0 | 0 | 0 | 0 | 0 | 0 | 0 | 0 | 0 | 0 | 0 | 0 | 0 | 0 | 0 | 0
F3_Industrial_Other Industrial_Existing_Space Heating_Natural Gas_Furnace_E7 | F3 | Industrial | Other Industrial | Existing | Space Heating | Natural Gas | Furnace | E7 | PACT BC Ratio | 0 | 0 | 0 | 0 | 0 | 0 | 0 | 0 | 0 | 0 | 0 | 0 | 0 | 0 | 0 | 0 | 0 | 0 | 0 | 0 | 0 | 0 | 0 | 0 | 0 | 0 | 0 | 0 | 0 | 0
F3_Industrial_Other Industrial_Existing_Space Heating_Natural Gas_Furnace_E8 | F3 | Industrial | Other Industrial | Existing | Space Heating | Natural Gas | Furnace | E8 | PACT BC Ratio | 0 | 0 | 0 | 0 | 0 | 0 | 0 | 0 | 0 | 0 | 0 | 0 | 0 | 0 | 0 | 0 | 0 | 0 | 0 | 0 | 0 | 0 | 0 | 0 | 0 | 0 | 0 | 0 | 0 | 0
F3_Industrial_Other Industrial_Existing_Space Heating_Natural Gas_Furnace_E9 | F3 | Industrial | Other Industrial | Existing | Space Heating | Natural Gas | Furnace | E9 | PACT BC Ratio | 0 | 0 | 0 | 0 | 0 | 0 | 0 | 0 | 0 | 0 | 0 | 0 | 0 | 0 | 0 | 0 | 0 | 0 | 0 | 0 | 0 | 0 | 0 | 0 | 0 | 0 | 0 | 0 | 0 | 0
F3_Industrial_Other Industrial_Existing_Space Heating_Natural Gas_Furnace_E10 | F3 | Industrial | Other Industrial | Existing | Space Heating | Natural Gas | Furnace | E10 | PACT BC Ratio | 0 | 0 | 0 | 0 | 0 | 0 | 0 | 0 | 0 | 0 | 0 | 0 | 0 | 0 | 0 | 0 | 0 | 0 | 0 | 0 | 0 | 0 | 0 | 0 | 0 | 0 | 0 | 0 | 0 | 0
F4_Industrial_Other Industrial_Existing_Space Heating_Natural Gas_Furnace_E1 | F4 | Industrial | Other Industrial | Existing | Space Heating | Natural Gas | Furnace | E1 | PCT BC Ratio | 0.9 | 0.9 | 0.9 | 0.9 | 0.9 | 0.9 | 0.9 | 0.9 | 0.9 | 0.9 | 0.9 | 0.9 | 0.9 | 0.9 | 0.9 | 0.9 | 0.9 | 0.9 | 0.9 | 0.9 | 0.9 | 0.9 | 0 | 0 | 0 | 0 | 0 | 0 | 0 | 0
F4_Industrial_Other Industrial_Existing_Space Heating_Natural Gas_Furnace_E2 | F4 | Industrial | Other Industrial | Existing | Space Heating | Natural Gas | Furnace | E2 | PCT BC Ratio | 9.4492 | 9.5517 | 9.4037 | 9.262 | 9.0185 | 8.7777 | 8.5354 | 8.3143 | 8.0944 | 7.9025 | 7.7111 | 7.525 | 7.3427 | 7.1674 | 6.9956 | 6.8272 | 6.6642 | 6.508 | 6.3554 | 6.2118 | 6.0739 | 5.9402 | 0 | 0 | 0 | 0 | 0 | 0 | 0 | 0
F4_Industrial_Other Industrial_Existing_Space Heating_Natural Gas_Furnace_E3 | F4 | Industrial | Other Industrial | Existing | Space Heating | Natural Gas | Furnace | E3 | PCT BC Ratio | 7.1414 | 7.2183 | 7.1073 | 7.0009 | 6.8182 | 6.6374 | 6.4556 | 6.2897 | 6.1247 | 5.9807 | 5.837 | 5.6974 | 5.5606 | 5.429 | 5.3001 | 5.1737 | 5.0514 | 4.9342 | 4.8196 | 4.7119 | 4.6084 | 4.5081 | 0 | 0 | 0 | 0 | 0 | 0 | 0 | 0
F4_Industrial_Other Industrial_Existing_Space Heating_Natural Gas_Furnace_E4 | F4 | Industrial | Other Industrial | Existing | Space Heating | Natural Gas | Furnace | E4 | PCT BC Ratio | 0 | 0 | 0 | 0 | 0 | 0 | 0 | 0 | 0 | 0 | 0 | 0 | 0 | 0 | 0 | 0 | 0 | 0 | 0 | 0 | 0 | 0 | 0 | 0 | 0 | 0 | 0 | 0 | 0 | 0
F4_Industrial_Other Industrial_Existing_Space Heating_Natural Gas_Furnace_E5 | F4 | Industrial | Other Industrial | Existing | Space Heating | Natural Gas | Furnace | E5 | PCT BC Ratio | 0 | 0 | 0 | 0 | 0 | 0 | 0 | 0 | 0 | 0 | 0 | 0 | 0 | 0 | 0 | 0 | 0 | 0 | 0 | 0 | 0 | 0 | 0 | 0 | 0 | 0 | 0 | 0 | 0 | 0
F4_Industrial_Other Industrial_Existing_Space Heating_Natural Gas_Furnace_E6 | F4 | Industrial | Other Industrial | Existing | Space Heating | Natural Gas | Furnace | E6 | PCT BC Ratio | 0 | 0 | 0 | 0 | 0 | 0 | 0 | 0 | 0 | 0 | 0 | 0 | 0 | 0 | 0 | 0 | 0 | 0 | 0 | 0 | 0 | 0 | 0 | 0 | 0 | 0 | 0 | 0 | 0 | 0
F4_Industrial_Other Industrial_Existing_Space Heating_Natural Gas_Furnace_E7 | F4 | Industrial | Other Industrial | Existing | Space Heating | Natural Gas | Furnace | E7 | PCT BC Ratio | 0 | 0 | 0 | 0 | 0 | 0 | 0 | 0 | 0 | 0 | 0 | 0 | 0 | 0 | 0 | 0 | 0 | 0 | 0 | 0 | 0 | 0 | 0 | 0 | 0 | 0 | 0 | 0 | 0 | 0
F4_Industrial_Other Industrial_Existing_Space Heating_Natural Gas_Furnace_E8 | F4 | Industrial | Other Industrial | Existing | Space Heating | Natural Gas | Furnace | E8 | PCT BC Ratio | 0 | 0 | 0 | 0 | 0 | 0 | 0 | 0 | 0 | 0 | 0 | 0 | 0 | 0 | 0 | 0 | 0 | 0 | 0 | 0 | 0 | 0 | 0 | 0 | 0 | 0 | 0 | 0 | 0 | 0
F4_Industrial_Other Industrial_Existing_Space Heating_Natural Gas_Furnace_E9 | F4 | Industrial | Other Industrial | Existing | Space Heating | Natural Gas | Furnace | E9 | PCT BC Ratio | 0 | 0 | 0 | 0 | 0 | 0 | 0 | 0 | 0 | 0 | 0 | 0 | 0 | 0 | 0 | 0 | 0 | 0 | 0 | 0 | 0 | 0 | 0 | 0 | 0 | 0 | 0 | 0 | 0 | 0
F4_Industrial_Other Industrial_Existing_Space Heating_Natural Gas_Furnace_E10 | F4 | Industrial | Other Industrial | Existing | Space Heating | Natural Gas | Furnace | E10 | PCT BC Ratio | 0 | 0 | 0 | 0 | 0 | 0 | 0 | 0 | 0 | 0 | 0 | 0 | 0 | 0 | 0 | 0 | 0 | 0 | 0 | 0 | 0 | 0 | 0 | 0 | 0 | 0 | 0 | 0 | 0 | 0
F5_Industrial_Other Industrial_Existing_Space Heating_Natural Gas_Furnace_E1 | F5 | Industrial | Other Industrial | Existing | Space Heating | Natural Gas | Furnace | E1 | RIM BC Ratio | 0.9 | 0.9 | 0.9 | 0.9 | 0.9 | 0.9 | 0.9 | 0.9 | 0.9 | 0.9 | 0.9 | 0.9 | 0.9 | 0.9 | 0.9 | 0.9 | 0.9 | 0.9 | 0.9 | 0.9 | 0.9 | 0.9 | 0 | 0 | 0 | 0 | 0 | 0 | 0 | 0
F5_Industrial_Other Industrial_Existing_Space Heating_Natural Gas_Furnace_E2 | F5 | Industrial | Other Industrial | Existing | Space Heating | Natural Gas | Furnace | E2 | RIM BC Ratio | 0.79814 | 0.79852 | 0.79797 | 0.79742 | 0.79643 | 0.79541 | 0.79432 | 0.79328 | 0.79218 | 0.79118 | 0.79013 | 0.78906 | 0.78796 | 0.78685 | 0.78571 | 0.78455 | 0.78336 | 0.78217 | 0.78095 | 0.77975 | 0.77855 | 0.77733 | 0 | 0 | 0 | 0 | 0 | 0 | 0 | 0
F5_Industrial_Other Industrial_Existing_Space Heating_Natural Gas_Furnace_E3 | F5 | Industrial | Other Industrial | Existing | Space Heating | Natural Gas | Furnace | E3 | RIM BC Ratio | 0.78668 | 0.78718 | 0.78646 | 0.78575 | 0.78448 | 0.78316 | 0.78176 | 0.78041 | 0.779 | 0.7777 | 0.77635 | 0.77498 | 0.77356 | 0.77214 | 0.77068 | 0.76918 | 0.76766 | 0.76614 | 0.76458 | 0.76305 | 0.76152 | 0.75996 | 0 | 0 | 0 | 0 | 0 | 0 | 0 | 0
F5_Industrial_Other Industrial_Existing_Space Heating_Natural Gas_Furnace_E4 | F5 | Industrial | Other Industrial | Existing | Space Heating | Natural Gas | Furnace | E4 | RIM BC Ratio | 0 | 0 | 0 | 0 | 0 | 0 | 0 | 0 | 0 | 0 | 0 | 0 | 0 | 0 | 0 | 0 | 0 | 0 | 0 | 0 | 0 | 0 | 0 | 0 | 0 | 0 | 0 | 0 | 0 | 0
F5_Industrial_Other Industrial_Existing_Space Heating_Natural Gas_Furnace_E5 | F5 | Industrial | Other Industrial | Existing | Space Heating | Natural Gas | Furnace | E5 | RIM BC Ratio | 0 | 0 | 0 | 0 | 0 | 0 | 0 | 0 | 0 | 0 | 0 | 0 | 0 | 0 | 0 | 0 | 0 | 0 | 0 | 0 | 0 | 0 | 0 | 0 | 0 | 0 | 0 | 0 | 0 | 0
F5_Industrial_Other Industrial_Existing_Space Heating_Natural Gas_Furnace_E6 | F5 | Industrial | Other Industrial | Existing | Space Heating | Natural Gas | Furnace | E6 | RIM BC Ratio | 0 | 0 | 0 | 0 | 0 | 0 | 0 | 0 | 0 | 0 | 0 | 0 | 0 | 0 | 0 | 0 | 0 | 0 | 0 | 0 | 0 | 0 | 0 | 0 | 0 | 0 | 0 | 0 | 0 | 0
F5_Industrial_Other Industrial_Existing_Space Heating_Natural Gas_Furnace_E7 | F5 | Industrial | Other Industrial | Existing | Space Heating | Natural Gas | Furnace | E7 | RIM BC Ratio | 0 | 0 | 0 | 0 | 0 | 0 | 0 | 0 | 0 | 0 | 0 | 0 | 0 | 0 | 0 | 0 | 0 | 0 | 0 | 0 | 0 | 0 | 0 | 0 | 0 | 0 | 0 | 0 | 0 | 0
F5_Industrial_Other Industrial_Existing_Space Heating_Natural Gas_Furnace_E8 | F5 | Industrial | Other Industrial | Existing | Space Heating | Natural Gas | Furnace | E8 | RIM BC Ratio | 0 | 0 | 0 | 0 | 0 | 0 | 0 | 0 | 0 | 0 | 0 | 0 | 0 | 0 | 0 | 0 | 0 | 0 | 0 | 0 | 0 | 0 | 0 | 0 | 0 | 0 | 0 | 0 | 0 | 0
F5_Industrial_Other Industrial_Existing_Space Heating_Natural Gas_Furnace_E9 | F5 | Industrial | Other Industrial | Existing | Space Heating | Natural Gas | Furnace | E9 | RIM BC Ratio | 0 | 0 | 0 | 0 | 0 | 0 | 0 | 0 | 0 | 0 | 0 | 0 | 0 | 0 | 0 | 0 | 0 | 0 | 0 | 0 | 0 | 0 | 0 | 0 | 0 | 0 | 0 | 0 | 0 | 0
F5_Industrial_Other Industrial_Existing_Space Heating_Natural Gas_Furnace_E10 | F5 | Industrial | Other Industrial | Existing | Space Heating | Natural Gas | Furnace | E10 | RIM BC Ratio | 0 | 0 | 0 | 0 | 0 | 0 | 0 | 0 | 0 | 0 | 0 | 0 | 0 | 0 | 0 | 0 | 0 | 0 | 0 | 0 | 0 | 0 | 0 | 0 | 0 | 0 | 0 | 0 | 0 | 0
F0_Industrial_Other Industrial_Existing_Space Heating_Natural Gas_Boiler_E0 | F0 | Industrial | Other Industrial | Existing | Space Heating | Natural Gas | Boiler | E0 | Economic Unit | AFUE 97% | AFUE 97% | AFUE 97% | AFUE 97% | AFUE 97% | AFUE 97% | AFUE 97% | AFUE 97% | AFUE 97% | AFUE 97% | AFUE 97% | AFUE 97% | AFUE 97% | AFUE 97% | AFUE 97% | AFUE 97% | AFUE 97% | AFUE 97% | AFUE 97% | AFUE 97% | AFUE 97% | AFUE 97% | 0 | 0 | 0 | 0 | 0 | 0 | 0 | 0
F1_Industrial_Other Industrial_Existing_Space Heating_Natural Gas_Boiler_E1 | F1 | Industrial | Other Industrial | Existing | Space Heating | Natural Gas | Boiler | E1 | CCE | 0 | 0 | 0 | 0 | 0 | 0 | 0 | 0 | 0 | 0 | 0 | 0 | 0 | 0 | 0 | 0 | 0 | 0 | 0 | 0 | 0 | 0 | 0 | 0 | 0 | 0 | 0 | 0 | 0 | 0
F1_Industrial_Other Industrial_Existing_Space Heating_Natural Gas_Boiler_E2 | F1 | Industrial | Other Industrial | Existing | Space Heating | Natural Gas | Boiler | E2 | CCE | 0.0028331 | 0.0028331 | 0.0028331 | 0.0028331 | 0.0028331 | 0.0028331 | 0.0028331 | 0.0028331 | 0.0028331 | 0.0028331 | 0.0028331 | 0.0028331 | 0.0028331 | 0.0028331 | 0.0028331 | 0.0028331 | 0.0028331 | 0.0028331 | 0.0028331 | 0.0028331 | 0.0028331 | 0.0028331 | 0 | 0 | 0 | 0 | 0 | 0 | 0 | 0
F1_Industrial_Other Industrial_Existing_Space Heating_Natural Gas_Boiler_E3 | F1 | Industrial | Other Industrial | Existing | Space Heating | Natural Gas | Boiler | E3 | CCE | 0.0028615 | 0.0028615 | 0.0028615 | 0.0028615 | 0.0028615 | 0.0028615 | 0.0028615 | 0.0028615 | 0.0028615 | 0.0028615 | 0.0028615 | 0.0028615 | 0.0028615 | 0.0028615 | 0.0028615 | 0.0028615 | 0.0028615 | 0.0028615 | 0.0028615 | 0.0028615 | 0.0028615 | 0.0028615 | 0 | 0 | 0 | 0 | 0 | 0 | 0 | 0
F1_Industrial_Other Industrial_Existing_Space Heating_Natural Gas_Boiler_E4 | F1 | Industrial | Other Industrial | Existing | Space Heating | Natural Gas | Boiler | E4 | CCE | 18.3165 | 18.3165 | 18.3165 | 18.3165 | 18.3165 | 18.3165 | 18.3165 | 18.3165 | 18.3165 | 18.3165 | 18.3165 | 18.3165 | 18.3165 | 18.3165 | 18.3165 | 18.3165 | 18.3165 | 18.3165 | 18.3165 | 18.3165 | 18.3165 | 18.3165 | 0 | 0 | 0 | 0 | 0 | 0 | 0 | 0
F1_Industrial_Other Industrial_Existing_Space Heating_Natural Gas_Boiler_E5 | F1 | Industrial | Other Industrial | Existing | Space Heating | Natural Gas | Boiler | E5 | CCE | 0 | 0 | 0 | 0 | 0 | 0 | 0 | 0 | 0 | 0 | 0 | 0 | 0 | 0 | 0 | 0 | 0 | 0 | 0 | 0 | 0 | 0 | 0 | 0 | 0 | 0 | 0 | 0 | 0 | 0
F1_Industrial_Other Industrial_Existing_Space Heating_Natural Gas_Boiler_E6 | F1 | Industrial | Other Industrial | Existing | Space Heating | Natural Gas | Boiler | E6 | CCE | 0 | 0 | 0 | 0 | 0 | 0 | 0 | 0 | 0 | 0 | 0 | 0 | 0 | 0 | 0 | 0 | 0 | 0 | 0 | 0 | 0 | 0 | 0 | 0 | 0 | 0 | 0 | 0 | 0 | 0
F1_Industrial_Other Industrial_Existing_Space Heating_Natural Gas_Boiler_E7 | F1 | Industrial | Other Industrial | Existing | Space Heating | Natural Gas | Boiler | E7 | CCE | 0 | 0 | 0 | 0 | 0 | 0 | 0 | 0 | 0 | 0 | 0 | 0 | 0 | 0 | 0 | 0 | 0 | 0 | 0 | 0 | 0 | 0 | 0 | 0 | 0 | 0 | 0 | 0 | 0 | 0
F1_Industrial_Other Industrial_Existing_Space Heating_Natural Gas_Boiler_E8 | F1 | Industrial | Other Industrial | Existing | Space Heating | Natural Gas | Boiler | E8 | CCE | 0 | 0 | 0 | 0 | 0 | 0 | 0 | 0 | 0 | 0 | 0 | 0 | 0 | 0 | 0 | 0 | 0 | 0 | 0 | 0 | 0 | 0 | 0 | 0 | 0 | 0 | 0 | 0 | 0 | 0
F1_Industrial_Other Industrial_Existing_Space Heating_Natural Gas_Boiler_E9 | F1 | Industrial | Other Industrial | Existing | Space Heating | Natural Gas | Boiler | E9 | CCE | 0 | 0 | 0 | 0 | 0 | 0 | 0 | 0 | 0 | 0 | 0 | 0 | 0 | 0 | 0 | 0 | 0 | 0 | 0 | 0 | 0 | 0 | 0 | 0 | 0 | 0 | 0 | 0 | 0 | 0
F1_Industrial_Other Industrial_Existing_Space Heating_Natural Gas_Boiler_E10 | F1 | Industrial | Other Industrial | Existing | Space Heating | Natural Gas | Boiler | E10 | CCE | 0 | 0 | 0 | 0 | 0 | 0 | 0 | 0 | 0 | 0 | 0 | 0 | 0 | 0 | 0 | 0 | 0 | 0 | 0 | 0 | 0 | 0 | 0 | 0 | 0 | 0 | 0 | 0 | 0 | 0
F2_Industrial_Other Industrial_Existing_Space Heating_Natural Gas_Boiler_E1 | F2 | Industrial | Other Industrial | Existing | Space Heating | Natural Gas | Boiler | E1 | TRC BC Ratio | 0.9 | 0.9 | 0.9 | 0.9 | 0.9 | 0.9 | 0.9 | 0.9 | 0.9 | 0.9 | 0.9 | 0.9 | 0.9 | 0.9 | 0.9 | 0.9 | 0.9 | 0.9 | 0.9 | 0.9 | 0.9 | 0.9 | 0 | 0 | 0 | 0 | 0 | 0 | 0 | 0
F2_Industrial_Other Industrial_Existing_Space Heating_Natural Gas_Boiler_E2 | F2 | Industrial | Other Industrial | Existing | Space Heating | Natural Gas | Boiler | E2 | TRC BC Ratio | 1.7643 | 1.7812 | 1.7525 | 1.725 | 1.6789 | 1.6333 | 1.5875 | 1.5455 | 1.5039 | 1.4674 | 1.431 | 1.3956 | 1.361 | 1.3276 | 1.295 | 1.263 | 1.232 | 1.2024 | 1.1734 | 1.1463 | 1.1202 | 1.095 | 0 | 0 | 0 | 0 | 0 | 0 | 0 | 0
F2_Industrial_Other Industrial_Existing_Space Heating_Natural Gas_Boiler_E3 | F2 | Industrial | Other Industrial | Existing | Space Heating | Natural Gas | Boiler | E3 | TRC BC Ratio | 1.7468 | 1.7636 | 1.7351 | 1.7079 | 1.6622 | 1.6171 | 1.5717 | 1.5302 | 1.489 | 1.4529 | 1.4168 | 1.3818 | 1.3475 | 1.3145 | 1.2822 | 1.2505 | 1.2198 | 1.1904 | 1.1618 | 1.1349 | 1.1091 | 1.0842 | 0 | 0 | 0 | 0 | 0 | 0 | 0 | 0
F2_Industrial_Other Industrial_Existing_Space Heating_Natural Gas_Boiler_E4 | F2 | Industrial | Other Industrial | Existing | Space Heating | Natural Gas | Boiler | E4 | TRC BC Ratio | 0.00024716 | 0.00024492 | 0.00023984 | 0.00023494 | 0.00022895 | 0.00022309 | 0.00021732 | 0.00021189 | 0.00020656 | 0.00020165 | 0.00019682 | 0.0001921 | 0.00018749 | 0.00018302 | 0.00017865 | 0.00017437 | 0.00017022 | 0.00016623 | 0.00016237 | 0.00015872 | 0.00015525 | 0.00015195 | 0 | 0 | 0 | 0 | 0 | 0 | 0 | 0
F2_Industrial_Other Industrial_Existing_Space Heating_Natural Gas_Boiler_E5 | F2 | Industrial | Other Industrial | Existing | Space Heating | Natural Gas | Boiler | E5 | TRC BC Ratio | 0 | 0 | 0 | 0 | 0 | 0 | 0 | 0 | 0 | 0 | 0 | 0 | 0 | 0 | 0 | 0 | 0 | 0 | 0 | 0 | 0 | 0 | 0 | 0 | 0 | 0 | 0 | 0 | 0 | 0
F2_Industrial_Other Industrial_Existing_Space Heating_Natural Gas_Boiler_E6 | F2 | Industrial | Other Industrial | Existing | Space Heating | Natural Gas | Boiler | E6 | TRC BC Ratio | 0 | 0 | 0 | 0 | 0 | 0 | 0 | 0 | 0 | 0 | 0 | 0 | 0 | 0 | 0 | 0 | 0 | 0 | 0 | 0 | 0 | 0 | 0 | 0 | 0 | 0 | 0 | 0 | 0 | 0
F2_Industrial_Other Industrial_Existing_Space Heating_Natural Gas_Boiler_E7 | F2 | Industrial | Other Industrial | Existing | Space Heating | Natural Gas | Boiler | E7 | TRC BC Ratio | 0 | 0 | 0 | 0 | 0 | 0 | 0 | 0 | 0 | 0 | 0 | 0 | 0 | 0 | 0 | 0 | 0 | 0 | 0 | 0 | 0 | 0 | 0 | 0 | 0 | 0 | 0 | 0 | 0 | 0
F2_Industrial_Other Industrial_Existing_Space Heating_Natural Gas_Boiler_E8 | F2 | Industrial | Other Industrial | Existing | Space Heating | Natural Gas | Boiler | E8 | TRC BC Ratio | 0 | 0 | 0 | 0 | 0 | 0 | 0 | 0 | 0 | 0 | 0 | 0 | 0 | 0 | 0 | 0 | 0 | 0 | 0 | 0 | 0 | 0 | 0 | 0 | 0 | 0 | 0 | 0 | 0 | 0
F2_Industrial_Other Industrial_Existing_Space Heating_Natural Gas_Boiler_E9 | F2 | Industrial | Other Industrial | Existing | Space Heating | Natural Gas | Boiler | E9 | TRC BC Ratio | 0 | 0 | 0 | 0 | 0 | 0 | 0 | 0 | 0 | 0 | 0 | 0 | 0 | 0 | 0 | 0 | 0 | 0 | 0 | 0 | 0 | 0 | 0 | 0 | 0 | 0 | 0 | 0 | 0 | 0
F2_Industrial_Other Industrial_Existing_Space Heating_Natural Gas_Boiler_E10 | F2 | Industrial | Other Industrial | Existing | Space Heating | Natural Gas | Boiler | E10 | TRC BC Ratio | 0 | 0 | 0 | 0 | 0 | 0 | 0 | 0 | 0 | 0 | 0 | 0 | 0 | 0 | 0 | 0 | 0 | 0 | 0 | 0 | 0 | 0 | 0 | 0 | 0 | 0 | 0 | 0 | 0 | 0
F3_Industrial_Other Industrial_Existing_Space Heating_Natural Gas_Boiler_E1 | F3 | Industrial | Other Industrial | Existing | Space Heating | Natural Gas | Boiler | E1 | PACT BC Ratio | 0.9 | 0.9 | 0.9 | 0.9 | 0.9 | 0.9 | 0.9 | 0.9 | 0.9 | 0.9 | 0.9 | 0.9 | 0.9 | 0.9 | 0.9 | 0.9 | 0.9 | 0.9 | 0.9 | 0.9 | 0.9 | 0.9 | 0 | 0 | 0 | 0 | 0 | 0 | 0 | 0
F3_Industrial_Other Industrial_Existing_Space Heating_Natural Gas_Boiler_E2 | F3 | Industrial | Other Industrial | Existing | Space Heating | Natural Gas | Boiler | E2 | PACT BC Ratio | 1.8168 | 1.8343 | 1.8047 | 1.7763 | 1.7288 | 1.6819 | 1.6347 | 1.5915 | 1.5487 | 1.5111 | 1.4736 | 1.4372 | 1.4015 | 1.3672 | 1.3335 | 1.3006 | 1.2687 | 1.2381 | 1.2084 | 1.1804 | 1.1535 | 1.1276 | 0 | 0 | 0 | 0 | 0 | 0 | 0 | 0
F3_Industrial_Other Industrial_Existing_Space Heating_Natural Gas_Boiler_E3 | F3 | Industrial | Other Industrial | Existing | Space Heating | Natural Gas | Boiler | E3 | PACT BC Ratio | 1.7988 | 1.8161 | 1.7868 | 1.7587 | 1.7117 | 1.6652 | 1.6185 | 1.5758 | 1.5333 | 1.4961 | 1.459 | 1.4229 | 1.3876 | 1.3536 | 1.3203 | 1.2877 | 1.2561 | 1.2259 | 1.1964 | 1.1687 | 1.1421 | 1.1164 | 0 | 0 | 0 | 0 | 0 | 0 | 0 | 0
F3_Industrial_Other Industrial_Existing_Space Heating_Natural Gas_Boiler_E4 | F3 | Industrial | Other Industrial | Existing | Space Heating | Natural Gas | Boiler | E4 | PACT BC Ratio | 0.00025452 | 0.00025221 | 0.00024698 | 0.00024194 | 0.00023576 | 0.00022973 | 0.00022378 | 0.0002182 | 0.00021271 | 0.00020766 | 0.00020267 | 0.00019782 | 0.00019307 | 0.00018847 | 0.00018396 | 0.00017956 | 0.00017529 | 0.00017118 | 0.0001672 | 0.00016344 | 0.00015987 | 0.00015648 | 0 | 0 | 0 | 0 | 0 | 0 | 0 | 0
F3_Industrial_Other Industrial_Existing_Space Heating_Natural Gas_Boiler_E5 | F3 | Industrial | Other Industrial | Existing | Space Heating | Natural Gas | Boiler | E5 | PACT BC Ratio | 0 | 0 | 0 | 0 | 0 | 0 | 0 | 0 | 0 | 0 | 0 | 0 | 0 | 0 | 0 | 0 | 0 | 0 | 0 | 0 | 0 | 0 | 0 | 0 | 0 | 0 | 0 | 0 | 0 | 0
F3_Industrial_Other Industrial_Existing_Space Heating_Natural Gas_Boiler_E6 | F3 | Industrial | Other Industrial | Existing | Space Heating | Natural Gas | Boiler | E6 | PACT BC Ratio | 0 | 0 | 0 | 0 | 0 | 0 | 0 | 0 | 0 | 0 | 0 | 0 | 0 | 0 | 0 | 0 | 0 | 0 | 0 | 0 | 0 | 0 | 0 | 0 | 0 | 0 | 0 | 0 | 0 | 0
F3_Industrial_Other Industrial_Existing_Space Heating_Natural Gas_Boiler_E7 | F3 | Industrial | Other Industrial | Existing | Space Heating | Natural Gas | Boiler | E7 | PACT BC Ratio | 0 | 0 | 0 | 0 | 0 | 0 | 0 | 0 | 0 | 0 | 0 | 0 | 0 | 0 | 0 | 0 | 0 | 0 | 0 | 0 | 0 | 0 | 0 | 0 | 0 | 0 | 0 | 0 | 0 | 0
F3_Industrial_Other Industrial_Existing_Space Heating_Natural Gas_Boiler_E8 | F3 | Industrial | Other Industrial | Existing | Space Heating | Natural Gas | Boiler | E8 | PACT BC Ratio | 0 | 0 | 0 | 0 | 0 | 0 | 0 | 0 | 0 | 0 | 0 | 0 | 0 | 0 | 0 | 0 | 0 | 0 | 0 | 0 | 0 | 0 | 0 | 0 | 0 | 0 | 0 | 0 | 0 | 0
F3_Industrial_Other Industrial_Existing_Space Heating_Natural Gas_Boiler_E9 | F3 | Industrial | Other Industrial | Existing | Space Heating | Natural Gas | Boiler | E9 | PACT BC Ratio | 0 | 0 | 0 | 0 | 0 | 0 | 0 | 0 | 0 | 0 | 0 | 0 | 0 | 0 | 0 | 0 | 0 | 0 | 0 | 0 | 0 | 0 | 0 | 0 | 0 | 0 | 0 | 0 | 0 | 0
F3_Industrial_Other Industrial_Existing_Space Heating_Natural Gas_Boiler_E10 | F3 | Industrial | Other Industrial | Existing | Space Heating | Natural Gas | Boiler | E10 | PACT BC Ratio | 0 | 0 | 0 | 0 | 0 | 0 | 0 | 0 | 0 | 0 | 0 | 0 | 0 | 0 | 0 | 0 | 0 | 0 | 0 | 0 | 0 | 0 | 0 | 0 | 0 | 0 | 0 | 0 | 0 | 0
F4_Industrial_Other Industrial_Existing_Space Heating_Natural Gas_Boiler_E1 | F4 | Industrial | Other Industrial | Existing | Space Heating | Natural Gas | Boiler | E1 | PCT BC Ratio | 0.9 | 0.9 | 0.9 | 0.9 | 0.9 | 0.9 | 0.9 | 0.9 | 0.9 | 0.9 | 0.9 | 0.9 | 0.9 | 0.9 | 0.9 | 0.9 | 0.9 | 0.9 | 0.9 | 0.9 | 0.9 | 0.9 | 0 | 0 | 0 | 0 | 0 | 0 | 0 | 0
F4_Industrial_Other Industrial_Existing_Space Heating_Natural Gas_Boiler_E2 | F4 | Industrial | Other Industrial | Existing | Space Heating | Natural Gas | Boiler | E2 | PCT BC Ratio | 5.2433 | 5.2846 | 5.2145 | 5.1473 | 5.0349 | 4.9237 | 4.812 | 4.7099 | 4.6083 | 4.5193 | 4.4306 | 4.3443 | 4.2598 | 4.1785 | 4.0989 | 4.0208 | 3.9453 | 3.873 | 3.8025 | 3.7362 | 3.6727 | 3.6113 | 0 | 0 | 0 | 0 | 0 | 0 | 0 | 0
F4_Industrial_Other Industrial_Existing_Space Heating_Natural Gas_Boiler_E3 | F4 | Industrial | Other Industrial | Existing | Space Heating | Natural Gas | Boiler | E3 | PCT BC Ratio | 5.2007 | 5.2416 | 5.1722 | 5.1057 | 4.9944 | 4.8843 | 4.7737 | 4.6725 | 4.572 | 4.4839 | 4.396 | 4.3106 | 4.227 | 4.1465 | 4.0676 | 3.9903 | 3.9156 | 3.844 | 3.7742 | 3.7085 | 3.6456 | 3.5848 | 0 | 0 | 0 | 0 | 0 | 0 | 0 | 0
F4_Industrial_Other Industrial_Existing_Space Heating_Natural Gas_Boiler_E4 | F4 | Industrial | Other Industrial | Existing | Space Heating | Natural Gas | Boiler | E4 | PCT BC Ratio | 0.94178 | 0.94177 | 0.94176 | 0.94175 | 0.94173 | 0.94172 | 0.94171 | 0.94169 | 0.94168 | 0.94167 | 0.94166 | 0.94164 | 0.94163 | 0.94162 | 0.94161 | 0.9416 | 0.94159 | 0.94158 | 0.94157 | 0.94156 | 0.94156 | 0.94155 | 0 | 0 | 0 | 0 | 0 | 0 | 0 | 0
F4_Industrial_Other Industrial_Existing_Space Heating_Natural Gas_Boiler_E5 | F4 | Industrial | Other Industrial | Existing | Space Heating | Natural Gas | Boiler | E5 | PCT BC Ratio | 0 | 0 | 0 | 0 | 0 | 0 | 0 | 0 | 0 | 0 | 0 | 0 | 0 | 0 | 0 | 0 | 0 | 0 | 0 | 0 | 0 | 0 | 0 | 0 | 0 | 0 | 0 | 0 | 0 | 0
F4_Industrial_Other Industrial_Existing_Space Heating_Natural Gas_Boiler_E6 | F4 | Industrial | Other Industrial | Existing | Space Heating | Natural Gas | Boiler | E6 | PCT BC Ratio | 0 | 0 | 0 | 0 | 0 | 0 | 0 | 0 | 0 | 0 | 0 | 0 | 0 | 0 | 0 | 0 | 0 | 0 | 0 | 0 | 0 | 0 | 0 | 0 | 0 | 0 | 0 | 0 | 0 | 0
F4_Industrial_Other Industrial_Existing_Space Heating_Natural Gas_Boiler_E7 | F4 | Industrial | Other Industrial | Existing | Space Heating | Natural Gas | Boiler | E7 | PCT BC Ratio | 0 | 0 | 0 | 0 | 0 | 0 | 0 | 0 | 0 | 0 | 0 | 0 | 0 | 0 | 0 | 0 | 0 | 0 | 0 | 0 | 0 | 0 | 0 | 0 | 0 | 0 | 0 | 0 | 0 | 0
F4_Industrial_Other Industrial_Existing_Space Heating_Natural Gas_Boiler_E8 | F4 | Industrial | Other Industrial | Existing | Space Heating | Natural Gas | Boiler | E8 | PCT BC Ratio | 0 | 0 | 0 | 0 | 0 | 0 | 0 | 0 | 0 | 0 | 0 | 0 | 0 | 0 | 0 | 0 | 0 | 0 | 0 | 0 | 0 | 0 | 0 | 0 | 0 | 0 | 0 | 0 | 0 | 0
F4_Industrial_Other Industrial_Existing_Space Heating_Natural Gas_Boiler_E9 | F4 | Industrial | Other Industrial | Existing | Space Heating | Natural Gas | Boiler | E9 | PCT BC Ratio | 0 | 0 | 0 | 0 | 0 | 0 | 0 | 0 | 0 | 0 | 0 | 0 | 0 | 0 | 0 | 0 | 0 | 0 | 0 | 0 | 0 | 0 | 0 | 0 | 0 | 0 | 0 | 0 | 0 | 0
F4_Industrial_Other Industrial_Existing_Space Heating_Natural Gas_Boiler_E10 | F4 | Industrial | Other Industrial | Existing | Space Heating | Natural Gas | Boiler | E10 | PCT BC Ratio | 0 | 0 | 0 | 0 | 0 | 0 | 0 | 0 | 0 | 0 | 0 | 0 | 0 | 0 | 0 | 0 | 0 | 0 | 0 | 0 | 0 | 0 | 0 | 0 | 0 | 0 | 0 | 0 | 0 | 0
F5_Industrial_Other Industrial_Existing_Space Heating_Natural Gas_Boiler_E1 | F5 | Industrial | Other Industrial | Existing | Space Heating | Natural Gas | Boiler | E1 | RIM BC Ratio | 0.9 | 0.9 | 0.9 | 0.9 | 0.9 | 0.9 | 0.9 | 0.9 | 0.9 | 0.9 | 0.9 | 0.9 | 0.9 | 0.9 | 0.9 | 0.9 | 0.9 | 0.9 | 0.9 | 0.9 | 0.9 | 0.9 | 0 | 0 | 0 | 0 | 0 | 0 | 0 | 0
F5_Industrial_Other Industrial_Existing_Space Heating_Natural Gas_Boiler_E2 | F5 | Industrial | Other Industrial | Existing | Space Heating | Natural Gas | Boiler | E2 | RIM BC Ratio | 0.57193 | 0.57364 | 0.57072 | 0.56785 | 0.56291 | 0.55784 | 0.55255 | 0.54753 | 0.54236 | 0.53768 | 0.53286 | 0.52802 | 0.52313 | 0.51827 | 0.51336 | 0.5084 | 0.50345 | 0.49857 | 0.49367 | 0.48894 | 0.48427 | 0.47964 | 0 | 0 | 0 | 0 | 0 | 0 | 0 | 0
F5_Industrial_Other Industrial_Existing_Space Heating_Natural Gas_Boiler_E3 | F5 | Industrial | Other Industrial | Existing | Space Heating | Natural Gas | Boiler | E3 | RIM BC Ratio | 0.57013 | 0.57185 | 0.56892 | 0.56604 | 0.56108 | 0.55599 | 0.55069 | 0.54565 | 0.54047 | 0.53577 | 0.53094 | 0.52609 | 0.52118 | 0.51631 | 0.51139 | 0.50642 | 0.50146 | 0.49657 | 0.49166 | 0.48692 | 0.48225 | 0.47761 | 0 | 0 | 0 | 0 | 0 | 0 | 0 | 0
F5_Industrial_Other Industrial_Existing_Space Heating_Natural Gas_Boiler_E4 | F5 | Industrial | Other Industrial | Existing | Space Heating | Natural Gas | Boiler | E4 | RIM BC Ratio | 0.00025444 | 0.00025213 | 0.0002469 | 0.00024187 | 0.0002357 | 0.00022966 | 0.00022372 | 0.00021814 | 0.00021266 | 0.0002076 | 0.00020263 | 0.00019777 | 0.00019303 | 0.00018843 | 0.00018392 | 0.00017952 | 0.00017525 | 0.00017114 | 0.00016717 | 0.00016341 | 0.00015984 | 0.00015645 | 0 | 0 | 0 | 0 | 0 | 0 | 0 | 0
F5_Industrial_Other Industrial_Existing_Space Heating_Natural Gas_Boiler_E5 | F5 | Industrial | Other Industrial | Existing | Space Heating | Natural Gas | Boiler | E5 | RIM BC Ratio | 0 | 0 | 0 | 0 | 0 | 0 | 0 | 0 | 0 | 0 | 0 | 0 | 0 | 0 | 0 | 0 | 0 | 0 | 0 | 0 | 0 | 0 | 0 | 0 | 0 | 0 | 0 | 0 | 0 | 0
F5_Industrial_Other Industrial_Existing_Space Heating_Natural Gas_Boiler_E6 | F5 | Industrial | Other Industrial | Existing | Space Heating | Natural Gas | Boiler | E6 | RIM BC Ratio | 0 | 0 | 0 | 0 | 0 | 0 | 0 | 0 | 0 | 0 | 0 | 0 | 0 | 0 | 0 | 0 | 0 | 0 | 0 | 0 | 0 | 0 | 0 | 0 | 0 | 0 | 0 | 0 | 0 | 0
F5_Industrial_Other Industrial_Existing_Space Heating_Natural Gas_Boiler_E7 | F5 | Industrial | Other Industrial | Existing | Space Heating | Natural Gas | Boiler | E7 | RIM BC Ratio | 0 | 0 | 0 | 0 | 0 | 0 | 0 | 0 | 0 | 0 | 0 | 0 | 0 | 0 | 0 | 0 | 0 | 0 | 0 | 0 | 0 | 0 | 0 | 0 | 0 | 0 | 0 | 0 | 0 | 0
F5_Industrial_Other Industrial_Existing_Space Heating_Natural Gas_Boiler_E8 | F5 | Industrial | Other Industrial | Existing | Space Heating | Natural Gas | Boiler | E8 | RIM BC Ratio | 0 | 0 | 0 | 0 | 0 | 0 | 0 | 0 | 0 | 0 | 0 | 0 | 0 | 0 | 0 | 0 | 0 | 0 | 0 | 0 | 0 | 0 | 0 | 0 | 0 | 0 | 0 | 0 | 0 | 0
F5_Industrial_Other Industrial_Existing_Space Heating_Natural Gas_Boiler_E9 | F5 | Industrial | Other Industrial | Existing | Space Heating | Natural Gas | Boiler | E9 | RIM BC Ratio | 0 | 0 | 0 | 0 | 0 | 0 | 0 | 0 | 0 | 0 | 0 | 0 | 0 | 0 | 0 | 0 | 0 | 0 | 0 | 0 | 0 | 0 | 0 | 0 | 0 | 0 | 0 | 0 | 0 | 0
F5_Industrial_Other Industrial_Existing_Space Heating_Natural Gas_Boiler_E10 | F5 | Industrial | Other Industrial | Existing | Space Heating | Natural Gas | Boiler | E10 | RIM BC Ratio | 0 | 0 | 0 | 0 | 0 | 0 | 0 | 0 | 0 | 0 | 0 | 0 | 0 | 0 | 0 | 0 | 0 | 0 | 0 | 0 | 0 | 0 | 0 | 0 | 0 | 0 | 0 | 0 | 0 | 0
F0_Industrial_Other Industrial_Existing_Space Heating_Natural Gas_Unit Heater_E0 | F0 | Industrial | Other Industrial | Existing | Space Heating | Natural Gas | Unit Heater | E0 | Economic Unit | Infrared Radiant | Infrared Radiant | Infrared Radiant | Infrared Radiant | Infrared Radiant | Infrared Radiant | Infrared Radiant | Infrared Radiant | Infrared Radiant | Infrared Radiant | Infrared Radiant | Infrared Radiant | Infrared Radiant | Infrared Radiant | Infrared Radiant | Infrared Radiant | Infrared Radiant | Infrared Radiant | Infrared Radiant | Infrared Radiant | Infrared Radiant | Infrared Radiant | 0 | 0 | 0 | 0 | 0 | 0 | 0 | 0
F1_Industrial_Other Industrial_Existing_Space Heating_Natural Gas_Unit Heater_E1 | F1 | Industrial | Other Industrial | Existing | Space Heating | Natural Gas | Unit Heater | E1 | CCE | 0 | 0 | 0 | 0 | 0 | 0 | 0 | 0 | 0 | 0 | 0 | 0 | 0 | 0 | 0 | 0 | 0 | 0 | 0 | 0 | 0 | 0 | 0 | 0 | 0 | 0 | 0 | 0 | 0 | 0
F1_Industrial_Other Industrial_Existing_Space Heating_Natural Gas_Unit Heater_E2 | F1 | Industrial | Other Industrial | Existing | Space Heating | Natural Gas | Unit Heater | E2 | CCE | 0.025298 | 0.025298 | 0.025298 | 0.025298 | 0.025298 | 0.025298 | 0.025298 | 0.025298 | 0.025298 | 0.025298 | 0.025298 | 0.025298 | 0.025298 | 0.025298 | 0.025298 | 0.025298 | 0.025298 | 0.025298 | 0.025298 | 0.025298 | 0.025298 | 0.025298 | 0 | 0 | 0 | 0 | 0 | 0 | 0 | 0
F1_Industrial_Other Industrial_Existing_Space Heating_Natural Gas_Unit Heater_E3 | F1 | Industrial | Other Industrial | Existing | Space Heating | Natural Gas | Unit Heater | E3 | CCE | 0.0011378 | 0.0011378 | 0.0011378 | 0.0011378 | 0.0011378 | 0.0011378 | 0.0011378 | 0.0011378 | 0.0011378 | 0.0011378 | 0.0011378 | 0.0011378 | 0.0011378 | 0.0011378 | 0.0011378 | 0.0011378 | 0.0011378 | 0.0011378 | 0.0011378 | 0.0011378 | 0.0011378 | 0.0011378 | 0 | 0 | 0 | 0 | 0 | 0 | 0 | 0
F1_Industrial_Other Industrial_Existing_Space Heating_Natural Gas_Unit Heater_E4 | F1 | Industrial | Other Industrial | Existing | Space Heating | Natural Gas | Unit Heater | E4 | CCE | 0 | 0 | 0 | 0 | 0 | 0 | 0 | 0 | 0 | 0 | 0 | 0 | 0 | 0 | 0 | 0 | 0 | 0 | 0 | 0 | 0 | 0 | 0 | 0 | 0 | 0 | 0 | 0 | 0 | 0
F1_Industrial_Other Industrial_Existing_Space Heating_Natural Gas_Unit Heater_E5 | F1 | Industrial | Other Industrial | Existing | Space Heating | Natural Gas | Unit Heater | E5 | CCE | 0 | 0 | 0 | 0 | 0 | 0 | 0 | 0 | 0 | 0 | 0 | 0 | 0 | 0 | 0 | 0 | 0 | 0 | 0 | 0 | 0 | 0 | 0 | 0 | 0 | 0 | 0 | 0 | 0 | 0
F1_Industrial_Other Industrial_Existing_Space Heating_Natural Gas_Unit Heater_E6 | F1 | Industrial | Other Industrial | Existing | Space Heating | Natural Gas | Unit Heater | E6 | CCE | 0 | 0 | 0 | 0 | 0 | 0 | 0 | 0 | 0 | 0 | 0 | 0 | 0 | 0 | 0 | 0 | 0 | 0 | 0 | 0 | 0 | 0 | 0 | 0 | 0 | 0 | 0 | 0 | 0 | 0
F1_Industrial_Other Industrial_Existing_Space Heating_Natural Gas_Unit Heater_E7 | F1 | Industrial | Other Industrial | Existing | Space Heating | Natural Gas | Unit Heater | E7 | CCE | 0 | 0 | 0 | 0 | 0 | 0 | 0 | 0 | 0 | 0 | 0 | 0 | 0 | 0 | 0 | 0 | 0 | 0 | 0 | 0 | 0 | 0 | 0 | 0 | 0 | 0 | 0 | 0 | 0 | 0
F1_Industrial_Other Industrial_Existing_Space Heating_Natural Gas_Unit Heater_E8 | F1 | Industrial | Other Industrial | Existing | Space Heating | Natural Gas | Unit Heater | E8 | CCE | 0 | 0 | 0 | 0 | 0 | 0 | 0 | 0 | 0 | 0 | 0 | 0 | 0 | 0 | 0 | 0 | 0 | 0 | 0 | 0 | 0 | 0 | 0 | 0 | 0 | 0 | 0 | 0 | 0 | 0
F1_Industrial_Other Industrial_Existing_Space Heating_Natural Gas_Unit Heater_E9 | F1 | Industrial | Other Industrial | Existing | Space Heating | Natural Gas | Unit Heater | E9 | CCE | 0 | 0 | 0 | 0 | 0 | 0 | 0 | 0 | 0 | 0 | 0 | 0 | 0 | 0 | 0 | 0 | 0 | 0 | 0 | 0 | 0 | 0 | 0 | 0 | 0 | 0 | 0 | 0 | 0 | 0
F1_Industrial_Other Industrial_Existing_Space Heating_Natural Gas_Unit Heater_E10 | F1 | Industrial | Other Industrial | Existing | Space Heating | Natural Gas | Unit Heater | E10 | CCE | 0 | 0 | 0 | 0 | 0 | 0 | 0 | 0 | 0 | 0 | 0 | 0 | 0 | 0 | 0 | 0 | 0 | 0 | 0 | 0 | 0 | 0 | 0 | 0 | 0 | 0 | 0 | 0 | 0 | 0
F2_Industrial_Other Industrial_Existing_Space Heating_Natural Gas_Unit Heater_E1 | F2 | Industrial | Other Industrial | Existing | Space Heating | Natural Gas | Unit Heater | E1 | TRC BC Ratio | 0.9 | 0.9 | 0.9 | 0.9 | 0.9 | 0.9 | 0.9 | 0.9 | 0.9 | 0.9 | 0.9 | 0.9 | 0.9 | 0.9 | 0.9 | 0.9 | 0.9 | 0.9 | 0.9 | 0.9 | 0.9 | 0.9 | 0 | 0 | 0 | 0 | 0 | 0 | 0 | 0
F2_Industrial_Other Industrial_Existing_Space Heating_Natural Gas_Unit Heater_E2 | F2 | Industrial | Other Industrial | Existing | Space Heating | Natural Gas | Unit Heater | E2 | TRC BC Ratio | 0.2181 | 0.22441 | 0.22186 | 0.21944 | 0.21339 | 0.20733 | 0.20112 | 0.19555 | 0.18995 | 0.18525 | 0.18051 | 0.17591 | 0.1714 | 0.16709 | 0.16286 | 0.15871 | 0.15471 | 0.1509 | 0.14716 | 0.14369 | 0.14034 | 0.13708 | 0 | 0 | 0 | 0 | 0 | 0 | 0 | 0
F2_Industrial_Other Industrial_Existing_Space Heating_Natural Gas_Unit Heater_E3 | F2 | Industrial | Other Industrial | Existing | Space Heating | Natural Gas | Unit Heater | E3 | TRC BC Ratio | 5.5546 | 5.9201 | 5.9076 | 5.8978 | 5.7318 | 5.5622 | 5.3814 | 5.2234 | 5.0607 | 4.9317 | 4.7987 | 4.6701 | 4.5435 | 4.4241 | 4.3066 | 4.191 | 4.0803 | 3.9764 | 3.8742 | 3.7819 | 3.6939 | 3.6079 | 0 | 0 | 0 | 0 | 0 | 0 | 0 | 0
F2_Industrial_Other Industrial_Existing_Space Heating_Natural Gas_Unit Heater_E4 | F2 | Industrial | Other Industrial | Existing | Space Heating | Natural Gas | Unit Heater | E4 | TRC BC Ratio | 0 | 0 | 0 | 0 | 0 | 0 | 0 | 0 | 0 | 0 | 0 | 0 | 0 | 0 | 0 | 0 | 0 | 0 | 0 | 0 | 0 | 0 | 0 | 0 | 0 | 0 | 0 | 0 | 0 | 0
F2_Industrial_Other Industrial_Existing_Space Heating_Natural Gas_Unit Heater_E5 | F2 | Industrial | Other Industrial | Existing | Space Heating | Natural Gas | Unit Heater | E5 | TRC BC Ratio | 0 | 0 | 0 | 0 | 0 | 0 | 0 | 0 | 0 | 0 | 0 | 0 | 0 | 0 | 0 | 0 | 0 | 0 | 0 | 0 | 0 | 0 | 0 | 0 | 0 | 0 | 0 | 0 | 0 | 0
F2_Industrial_Other Industrial_Existing_Space Heating_Natural Gas_Unit Heater_E6 | F2 | Industrial | Other Industrial | Existing | Space Heating | Natural Gas | Unit Heater | E6 | TRC BC Ratio | 0 | 0 | 0 | 0 | 0 | 0 | 0 | 0 | 0 | 0 | 0 | 0 | 0 | 0 | 0 | 0 | 0 | 0 | 0 | 0 | 0 | 0 | 0 | 0 | 0 | 0 | 0 | 0 | 0 | 0
F2_Industrial_Other Industrial_Existing_Space Heating_Natural Gas_Unit Heater_E7 | F2 | Industrial | Other Industrial | Existing | Space Heating | Natural Gas | Unit Heater | E7 | TRC BC Ratio | 0 | 0 | 0 | 0 | 0 | 0 | 0 | 0 | 0 | 0 | 0 | 0 | 0 | 0 | 0 | 0 | 0 | 0 | 0 | 0 | 0 | 0 | 0 | 0 | 0 | 0 | 0 | 0 | 0 | 0
F2_Industrial_Other Industrial_Existing_Space Heating_Natural Gas_Unit Heater_E8 | F2 | Industrial | Other Industrial | Existing | Space Heating | Natural Gas | Unit Heater | E8 | TRC BC Ratio | 0 | 0 | 0 | 0 | 0 | 0 | 0 | 0 | 0 | 0 | 0 | 0 | 0 | 0 | 0 | 0 | 0 | 0 | 0 | 0 | 0 | 0 | 0 | 0 | 0 | 0 | 0 | 0 | 0 | 0
F2_Industrial_Other Industrial_Existing_Space Heating_Natural Gas_Unit Heater_E9 | F2 | Industrial | Other Industrial | Existing | Space Heating | Natural Gas | Unit Heater | E9 | TRC BC Ratio | 0 | 0 | 0 | 0 | 0 | 0 | 0 | 0 | 0 | 0 | 0 | 0 | 0 | 0 | 0 | 0 | 0 | 0 | 0 | 0 | 0 | 0 | 0 | 0 | 0 | 0 | 0 | 0 | 0 | 0
F2_Industrial_Other Industrial_Existing_Space Heating_Natural Gas_Unit Heater_E10 | F2 | Industrial | Other Industrial | Existing | Space Heating | Natural Gas | Unit Heater | E10 | TRC BC Ratio | 0 | 0 | 0 | 0 | 0 | 0 | 0 | 0 | 0 | 0 | 0 | 0 | 0 | 0 | 0 | 0 | 0 | 0 | 0 | 0 | 0 | 0 | 0 | 0 | 0 | 0 | 0 | 0 | 0 | 0
F3_Industrial_Other Industrial_Existing_Space Heating_Natural Gas_Unit Heater_E1 | F3 | Industrial | Other Industrial | Existing | Space Heating | Natural Gas | Unit Heater | E1 | PACT BC Ratio | 0.9 | 0.9 | 0.9 | 0.9 | 0.9 | 0.9 | 0.9 | 0.9 | 0.9 | 0.9 | 0.9 | 0.9 | 0.9 | 0.9 | 0.9 | 0.9 | 0.9 | 0.9 | 0.9 | 0.9 | 0.9 | 0.9 | 0 | 0 | 0 | 0 | 0 | 0 | 0 | 0
F3_Industrial_Other Industrial_Existing_Space Heating_Natural Gas_Unit Heater_E2 | F3 | Industrial | Other Industrial | Existing | Space Heating | Natural Gas | Unit Heater | E2 | PACT BC Ratio | 0.46195 | 0.47531 | 0.46991 | 0.4648 | 0.45197 | 0.43914 | 0.42598 | 0.41419 | 0.40233 | 0.39237 | 0.38233 | 0.37259 | 0.36303 | 0.35391 | 0.34495 | 0.33616 | 0.32768 | 0.31961 | 0.31169 | 0.30433 | 0.29725 | 0.29033 | 0 | 0 | 0 | 0 | 0 | 0 | 0 | 0
F3_Industrial_Other Industrial_Existing_Space Heating_Natural Gas_Unit Heater_E3 | F3 | Industrial | Other Industrial | Existing | Space Heating | Natural Gas | Unit Heater | E3 | PACT BC Ratio | 11.765 | 12.5391 | 12.5126 | 12.4918 | 12.1402 | 11.781 | 11.398 | 11.0634 | 10.7189 | 10.4457 | 10.1639 | 9.8914 | 9.6234 | 9.3705 | 9.1217 | 8.8768 | 8.6424 | 8.4222 | 8.2058 | 8.0102 | 7.8238 | 7.6418 | 0 | 0 | 0 | 0 | 0 | 0 | 0 | 0
F3_Industrial_Other Industrial_Existing_Space Heating_Natural Gas_Unit Heater_E4 | F3 | Industrial | Other Industrial | Existing | Space Heating | Natural Gas | Unit Heater | E4 | PACT BC Ratio | 0 | 0 | 0 | 0 | 0 | 0 | 0 | 0 | 0 | 0 | 0 | 0 | 0 | 0 | 0 | 0 | 0 | 0 | 0 | 0 | 0 | 0 | 0 | 0 | 0 | 0 | 0 | 0 | 0 | 0
F3_Industrial_Other Industrial_Existing_Space Heating_Natural Gas_Unit Heater_E5 | F3 | Industrial | Other Industrial | Existing | Space Heating | Natural Gas | Unit Heater | E5 | PACT BC Ratio | 0 | 0 | 0 | 0 | 0 | 0 | 0 | 0 | 0 | 0 | 0 | 0 | 0 | 0 | 0 | 0 | 0 | 0 | 0 | 0 | 0 | 0 | 0 | 0 | 0 | 0 | 0 | 0 | 0 | 0
F3_Industrial_Other Industrial_Existing_Space Heating_Natural Gas_Unit Heater_E6 | F3 | Industrial | Other Industrial | Existing | Space Heating | Natural Gas | Unit Heater | E6 | PACT BC Ratio | 0 | 0 | 0 | 0 | 0 | 0 | 0 | 0 | 0 | 0 | 0 | 0 | 0 | 0 | 0 | 0 | 0 | 0 | 0 | 0 | 0 | 0 | 0 | 0 | 0 | 0 | 0 | 0 | 0 | 0
F3_Industrial_Other Industrial_Existing_Space Heating_Natural Gas_Unit Heater_E7 | F3 | Industrial | Other Industrial | Existing | Space Heating | Natural Gas | Unit Heater | E7 | PACT BC Ratio | 0 | 0 | 0 | 0 | 0 | 0 | 0 | 0 | 0 | 0 | 0 | 0 | 0 | 0 | 0 | 0 | 0 | 0 | 0 | 0 | 0 | 0 | 0 | 0 | 0 | 0 | 0 | 0 | 0 | 0
F3_Industrial_Other Industrial_Existing_Space Heating_Natural Gas_Unit Heater_E8 | F3 | Industrial | Other Industrial | Existing | Space Heating | Natural Gas | Unit Heater | E8 | PACT BC Ratio | 0 | 0 | 0 | 0 | 0 | 0 | 0 | 0 | 0 | 0 | 0 | 0 | 0 | 0 | 0 | 0 | 0 | 0 | 0 | 0 | 0 | 0 | 0 | 0 | 0 | 0 | 0 | 0 | 0 | 0
F3_Industrial_Other Industrial_Existing_Space Heating_Natural Gas_Unit Heater_E9 | F3 | Industrial | Other Industrial | Existing | Space Heating | Natural Gas | Unit Heater | E9 | PACT BC Ratio | 0 | 0 | 0 | 0 | 0 | 0 | 0 | 0 | 0 | 0 | 0 | 0 | 0 | 0 | 0 | 0 | 0 | 0 | 0 | 0 | 0 | 0 | 0 | 0 | 0 | 0 | 0 | 0 | 0 | 0
F3_Industrial_Other Industrial_Existing_Space Heating_Natural Gas_Unit Heater_E10 | F3 | Industrial | Other Industrial | Existing | Space Heating | Natural Gas | Unit Heater | E10 | PACT BC Ratio | 0 | 0 | 0 | 0 | 0 | 0 | 0 | 0 | 0 | 0 | 0 | 0 | 0 | 0 | 0 | 0 | 0 | 0 | 0 | 0 | 0 | 0 | 0 | 0 | 0 | 0 | 0 | 0 | 0 | 0
F4_Industrial_Other Industrial_Existing_Space Heating_Natural Gas_Unit Heater_E1 | F4 | Industrial | Other Industrial | Existing | Space Heating | Natural Gas | Unit Heater | E1 | PCT BC Ratio | 0.9 | 0.9 | 0.9 | 0.9 | 0.9 | 0.9 | 0.9 | 0.9 | 0.9 | 0.9 | 0.9 | 0.9 | 0.9 | 0.9 | 0.9 | 0.9 | 0.9 | 0.9 | 0.9 | 0.9 | 0.9 | 0.9 | 0 | 0 | 0 | 0 | 0 | 0 | 0 | 0
F4_Industrial_Other Industrial_Existing_Space Heating_Natural Gas_Unit Heater_E2 | F4 | Industrial | Other Industrial | Existing | Space Heating | Natural Gas | Unit Heater | E2 | PCT BC Ratio | 0.64585 | 0.65588 | 0.65183 | 0.64799 | 0.63835 | 0.6287 | 0.61882 | 0.60996 | 0.60104 | 0.59356 | 0.58601 | 0.57869 | 0.57151 | 0.56465 | 0.55792 | 0.55132 | 0.54495 | 0.53888 | 0.53293 | 0.5274 | 0.52208 | 0.51688 | 0 | 0 | 0 | 0 | 0 | 0 | 0 | 0
F4_Industrial_Other Industrial_Existing_Space Heating_Natural Gas_Unit Heater_E3 | F4 | Industrial | Other Industrial | Existing | Space Heating | Natural Gas | Unit Heater | E3 | PCT BC Ratio | 9.14 | 9.7218 | 9.7019 | 9.6862 | 9.422 | 9.152 | 8.8642 | 8.6128 | 8.3539 | 8.1486 | 7.9368 | 7.7321 | 7.5307 | 7.3406 | 7.1536 | 6.9696 | 6.7934 | 6.628 | 6.4653 | 6.3184 | 6.1783 | 6.0415 | 0 | 0 | 0 | 0 | 0 | 0 | 0 | 0
F4_Industrial_Other Industrial_Existing_Space Heating_Natural Gas_Unit Heater_E4 | F4 | Industrial | Other Industrial | Existing | Space Heating | Natural Gas | Unit Heater | E4 | PCT BC Ratio | 0 | 0 | 0 | 0 | 0 | 0 | 0 | 0 | 0 | 0 | 0 | 0 | 0 | 0 | 0 | 0 | 0 | 0 | 0 | 0 | 0 | 0 | 0 | 0 | 0 | 0 | 0 | 0 | 0 | 0
F4_Industrial_Other Industrial_Existing_Space Heating_Natural Gas_Unit Heater_E5 | F4 | Industrial | Other Industrial | Existing | Space Heating | Natural Gas | Unit Heater | E5 | PCT BC Ratio | 0 | 0 | 0 | 0 | 0 | 0 | 0 | 0 | 0 | 0 | 0 | 0 | 0 | 0 | 0 | 0 | 0 | 0 | 0 | 0 | 0 | 0 | 0 | 0 | 0 | 0 | 0 | 0 | 0 | 0
F4_Industrial_Other Industrial_Existing_Space Heating_Natural Gas_Unit Heater_E6 | F4 | Industrial | Other Industrial | Existing | Space Heating | Natural Gas | Unit Heater | E6 | PCT BC Ratio | 0 | 0 | 0 | 0 | 0 | 0 | 0 | 0 | 0 | 0 | 0 | 0 | 0 | 0 | 0 | 0 | 0 | 0 | 0 | 0 | 0 | 0 | 0 | 0 | 0 | 0 | 0 | 0 | 0 | 0
F4_Industrial_Other Industrial_Existing_Space Heating_Natural Gas_Unit Heater_E7 | F4 | Industrial | Other Industrial | Existing | Space Heating | Natural Gas | Unit Heater | E7 | PCT BC Ratio | 0 | 0 | 0 | 0 | 0 | 0 | 0 | 0 | 0 | 0 | 0 | 0 | 0 | 0 | 0 | 0 | 0 | 0 | 0 | 0 | 0 | 0 | 0 | 0 | 0 | 0 | 0 | 0 | 0 | 0
F4_Industrial_Other Industrial_Existing_Space Heating_Natural Gas_Unit Heater_E8 | F4 | Industrial | Other Industrial | Existing | Space Heating | Natural Gas | Unit Heater | E8 | PCT BC Ratio | 0 | 0 | 0 | 0 | 0 | 0 | 0 | 0 | 0 | 0 | 0 | 0 | 0 | 0 | 0 | 0 | 0 | 0 | 0 | 0 | 0 | 0 | 0 | 0 | 0 | 0 | 0 | 0 | 0 | 0
F4_Industrial_Other Industrial_Existing_Space Heating_Natural Gas_Unit Heater_E9 | F4 | Industrial | Other Industrial | Existing | Space Heating | Natural Gas | Unit Heater | E9 | PCT BC Ratio | 0 | 0 | 0 | 0 | 0 | 0 | 0 | 0 | 0 | 0 | 0 | 0 | 0 | 0 | 0 | 0 | 0 | 0 | 0 | 0 | 0 | 0 | 0 | 0 | 0 | 0 | 0 | 0 | 0 | 0
F4_Industrial_Other Industrial_Existing_Space Heating_Natural Gas_Unit Heater_E10 | F4 | Industrial | Other Industrial | Existing | Space Heating | Natural Gas | Unit Heater | E10 | PCT BC Ratio | 0 | 0 | 0 | 0 | 0 | 0 | 0 | 0 | 0 | 0 | 0 | 0 | 0 | 0 | 0 | 0 | 0 | 0 | 0 | 0 | 0 | 0 | 0 | 0 | 0 | 0 | 0 | 0 | 0 | 0
F5_Industrial_Other Industrial_Existing_Space Heating_Natural Gas_Unit Heater_E1 | F5 | Industrial | Other Industrial | Existing | Space Heating | Natural Gas | Unit Heater | E1 | RIM BC Ratio | 0.9 | 0.9 | 0.9 | 0.9 | 0.9 | 0.9 | 0.9 | 0.9 | 0.9 | 0.9 | 0.9 | 0.9 | 0.9 | 0.9 | 0.9 | 0.9 | 0.9 | 0.9 | 0.9 | 0.9 | 0.9 | 0.9 | 0 | 0 | 0 | 0 | 0 | 0 | 0 | 0
F5_Industrial_Other Industrial_Existing_Space Heating_Natural Gas_Unit Heater_E2 | F5 | Industrial | Other Industrial | Existing | Space Heating | Natural Gas | Unit Heater | E2 | RIM BC Ratio | 0.29737 | 0.30285 | 0.30065 | 0.29855 | 0.2932 | 0.28775 | 0.28204 | 0.27682 | 0.27147 | 0.2669 | 0.26222 | 0.2576 | 0.253 | 0.24853 | 0.24408 | 0.23964 | 0.2353 | 0.23111 | 0.22695 | 0.22302 | 0.21919 | 0.21541 | 0 | 0 | 0 | 0 | 0 | 0 | 0 | 0
F5_Industrial_Other Industrial_Existing_Space Heating_Natural Gas_Unit Heater_E3 | F5 | Industrial | Other Industrial | Existing | Space Heating | Natural Gas | Unit Heater | E3 | RIM BC Ratio | 0.77938 | 0.78259 | 0.78248 | 0.7824 | 0.78098 | 0.77945 | 0.77773 | 0.77612 | 0.77438 | 0.77292 | 0.77134 | 0.76973 | 0.76806 | 0.76641 | 0.7647 | 0.76294 | 0.76117 | 0.75942 | 0.75762 | 0.75591 | 0.75422 | 0.75249 | 0 | 0 | 0 | 0 | 0 | 0 | 0 | 0
F5_Industrial_Other Industrial_Existing_Space Heating_Natural Gas_Unit Heater_E4 | F5 | Industrial | Other Industrial | Existing | Space Heating | Natural Gas | Unit Heater | E4 | RIM BC Ratio | 0 | 0 | 0 | 0 | 0 | 0 | 0 | 0 | 0 | 0 | 0 | 0 | 0 | 0 | 0 | 0 | 0 | 0 | 0 | 0 | 0 | 0 | 0 | 0 | 0 | 0 | 0 | 0 | 0 | 0
F5_Industrial_Other Industrial_Existing_Space Heating_Natural Gas_Unit Heater_E5 | F5 | Industrial | Other Industrial | Existing | Space Heating | Natural Gas | Unit Heater | E5 | RIM BC Ratio | 0 | 0 | 0 | 0 | 0 | 0 | 0 | 0 | 0 | 0 | 0 | 0 | 0 | 0 | 0 | 0 | 0 | 0 | 0 | 0 | 0 | 0 | 0 | 0 | 0 | 0 | 0 | 0 | 0 | 0
F5_Industrial_Other Industrial_Existing_Space Heating_Natural Gas_Unit Heater_E6 | F5 | Industrial | Other Industrial | Existing | Space Heating | Natural Gas | Unit Heater | E6 | RIM BC Ratio | 0 | 0 | 0 | 0 | 0 | 0 | 0 | 0 | 0 | 0 | 0 | 0 | 0 | 0 | 0 | 0 | 0 | 0 | 0 | 0 | 0 | 0 | 0 | 0 | 0 | 0 | 0 | 0 | 0 | 0
F5_Industrial_Other Industrial_Existing_Space Heating_Natural Gas_Unit Heater_E7 | F5 | Industrial | Other Industrial | Existing | Space Heating | Natural Gas | Unit Heater | E7 | RIM BC Ratio | 0 | 0 | 0 | 0 | 0 | 0 | 0 | 0 | 0 | 0 | 0 | 0 | 0 | 0 | 0 | 0 | 0 | 0 | 0 | 0 | 0 | 0 | 0 | 0 | 0 | 0 | 0 | 0 | 0 | 0
F5_Industrial_Other Industrial_Existing_Space Heating_Natural Gas_Unit Heater_E8 | F5 | Industrial | Other Industrial | Existing | Space Heating | Natural Gas | Unit Heater | E8 | RIM BC Ratio | 0 | 0 | 0 | 0 | 0 | 0 | 0 | 0 | 0 | 0 | 0 | 0 | 0 | 0 | 0 | 0 | 0 | 0 | 0 | 0 | 0 | 0 | 0 | 0 | 0 | 0 | 0 | 0 | 0 | 0
F5_Industrial_Other Industrial_Existing_Space Heating_Natural Gas_Unit Heater_E9 | F5 | Industrial | Other Industrial | Existing | Space Heating | Natural Gas | Unit Heater | E9 | RIM BC Ratio | 0 | 0 | 0 | 0 | 0 | 0 | 0 | 0 | 0 | 0 | 0 | 0 | 0 | 0 | 0 | 0 | 0 | 0 | 0 | 0 | 0 | 0 | 0 | 0 | 0 | 0 | 0 | 0 | 0 | 0
F5_Industrial_Other Industrial_Existing_Space Heating_Natural Gas_Unit Heater_E10 | F5 | Industrial | Other Industrial | Existing | Space Heating | Natural Gas | Unit Heater | E10 | RIM BC Ratio | 0 | 0 | 0 | 0 | 0 | 0 | 0 | 0 | 0 | 0 | 0 | 0 | 0 | 0 | 0 | 0 | 0 | 0 | 0 | 0 | 0 | 0 | 0 | 0 | 0 | 0 | 0 | 0 | 0 | 0
F0_Industrial_Other Industrial_Existing_Process_Natural Gas_Process Boiler_E0 | F0 | Industrial | Other Industrial | Existing | Process | Natural Gas | Process Boiler | E0 | Economic Unit | EF .80 | EF .80 | EF .80 | EF .80 | EF .80 | EF .80 | EF .80 | EF .80 | EF .80 | EF .80 | EF .80 | EF .80 | EF .80 | EF .80 | EF .80 | EF .80 | EF .80 | EF .80 | EF .80 | EF .80 | EF .80 | EF .80 | 0 | 0 | 0 | 0 | 0 | 0 | 0 | 0
F1_Industrial_Other Industrial_Existing_Process_Natural Gas_Process Boiler_E1 | F1 | Industrial | Other Industrial | Existing | Process | Natural Gas | Process Boiler | E1 | CCE | 0 | 0 | 0 | 0 | 0 | 0 | 0 | 0 | 0 | 0 | 0 | 0 | 0 | 0 | 0 | 0 | 0 | 0 | 0 | 0 | 0 | 0 | 0 | 0 | 0 | 0 | 0 | 0 | 0 | 0
F1_Industrial_Other Industrial_Existing_Process_Natural Gas_Process Boiler_E2 | F1 | Industrial | Other Industrial | Existing | Process | Natural Gas | Process Boiler | E2 | CCE | 0 | 0 | 0 | 0 | 0 | 0 | 0 | 0 | 0 | 0 | 0 | 0 | 0 | 0 | 0 | 0 | 0 | 0 | 0 | 0 | 0 | 0 | 0 | 0 | 0 | 0 | 0 | 0 | 0 | 0
F1_Industrial_Other Industrial_Existing_Process_Natural Gas_Process Boiler_E3 | F1 | Industrial | Other Industrial | Existing | Process | Natural Gas | Process Boiler | E3 | CCE | 0 | 0 | 0 | 0 | 0 | 0 | 0 | 0 | 0 | 0 | 0 | 0 | 0 | 0 | 0 | 0 | 0 | 0 | 0 | 0 | 0 | 0 | 0 | 0 | 0 | 0 | 0 | 0 | 0 | 0
F1_Industrial_Other Industrial_Existing_Process_Natural Gas_Process Boiler_E4 | F1 | Industrial | Other Industrial | Existing | Process | Natural Gas | Process Boiler | E4 | CCE | 0 | 0 | 0 | 0 | 0 | 0 | 0 | 0 | 0 | 0 | 0 | 0 | 0 | 0 | 0 | 0 | 0 | 0 | 0 | 0 | 0 | 0 | 0 | 0 | 0 | 0 | 0 | 0 | 0 | 0
F1_Industrial_Other Industrial_Existing_Process_Natural Gas_Process Boiler_E5 | F1 | Industrial | Other Industrial | Existing | Process | Natural Gas | Process Boiler | E5 | CCE | 0 | 0 | 0 | 0 | 0 | 0 | 0 | 0 | 0 | 0 | 0 | 0 | 0 | 0 | 0 | 0 | 0 | 0 | 0 | 0 | 0 | 0 | 0 | 0 | 0 | 0 | 0 | 0 | 0 | 0
F1_Industrial_Other Industrial_Existing_Process_Natural Gas_Process Boiler_E6 | F1 | Industrial | Other Industrial | Existing | Process | Natural Gas | Process Boiler | E6 | CCE | 0 | 0 | 0 | 0 | 0 | 0 | 0 | 0 | 0 | 0 | 0 | 0 | 0 | 0 | 0 | 0 | 0 | 0 | 0 | 0 | 0 | 0 | 0 | 0 | 0 | 0 | 0 | 0 | 0 | 0
F1_Industrial_Other Industrial_Existing_Process_Natural Gas_Process Boiler_E7 | F1 | Industrial | Other Industrial | Existing | Process | Natural Gas | Process Boiler | E7 | CCE | 0 | 0 | 0 | 0 | 0 | 0 | 0 | 0 | 0 | 0 | 0 | 0 | 0 | 0 | 0 | 0 | 0 | 0 | 0 | 0 | 0 | 0 | 0 | 0 | 0 | 0 | 0 | 0 | 0 | 0
F1_Industrial_Other Industrial_Existing_Process_Natural Gas_Process Boiler_E8 | F1 | Industrial | Other Industrial | Existing | Process | Natural Gas | Process Boiler | E8 | CCE | 0 | 0 | 0 | 0 | 0 | 0 | 0 | 0 | 0 | 0 | 0 | 0 | 0 | 0 | 0 | 0 | 0 | 0 | 0 | 0 | 0 | 0 | 0 | 0 | 0 | 0 | 0 | 0 | 0 | 0
F1_Industrial_Other Industrial_Existing_Process_Natural Gas_Process Boiler_E9 | F1 | Industrial | Other Industrial | Existing | Process | Natural Gas | Process Boiler | E9 | CCE | 0 | 0 | 0 | 0 | 0 | 0 | 0 | 0 | 0 | 0 | 0 | 0 | 0 | 0 | 0 | 0 | 0 | 0 | 0 | 0 | 0 | 0 | 0 | 0 | 0 | 0 | 0 | 0 | 0 | 0
F1_Industrial_Other Industrial_Existing_Process_Natural Gas_Process Boiler_E10 | F1 | Industrial | Other Industrial | Existing | Process | Natural Gas | Process Boiler | E10 | CCE | 0 | 0 | 0 | 0 | 0 | 0 | 0 | 0 | 0 | 0 | 0 | 0 | 0 | 0 | 0 | 0 | 0 | 0 | 0 | 0 | 0 | 0 | 0 | 0 | 0 | 0 | 0 | 0 | 0 | 0
F2_Industrial_Other Industrial_Existing_Process_Natural Gas_Process Boiler_E1 | F2 | Industrial | Other Industrial | Existing | Process | Natural Gas | Process Boiler | E1 | TRC BC Ratio | 0.9 | 0.9 | 0.9 | 0.9 | 0.9 | 0.9 | 0.9 | 0.9 | 0.9 | 0.9 | 0.9 | 0.9 | 0.9 | 0.9 | 0.9 | 0.9 | 0.9 | 0.9 | 0.9 | 0.9 | 0.9 | 0.9 | 0 | 0 | 0 | 0 | 0 | 0 | 0 | 0
F2_Industrial_Other Industrial_Existing_Process_Natural Gas_Process Boiler_E2 | F2 | Industrial | Other Industrial | Existing | Process | Natural Gas | Process Boiler | E2 | TRC BC Ratio | 0 | 0 | 0 | 0 | 0 | 0 | 0 | 0 | 0 | 0 | 0 | 0 | 0 | 0 | 0 | 0 | 0 | 0 | 0 | 0 | 0 | 0 | 0 | 0 | 0 | 0 | 0 | 0 | 0 | 0
F2_Industrial_Other Industrial_Existing_Process_Natural Gas_Process Boiler_E3 | F2 | Industrial | Other Industrial | Existing | Process | Natural Gas | Process Boiler | E3 | TRC BC Ratio | 0 | 0 | 0 | 0 | 0 | 0 | 0 | 0 | 0 | 0 | 0 | 0 | 0 | 0 | 0 | 0 | 0 | 0 | 0 | 0 | 0 | 0 | 0 | 0 | 0 | 0 | 0 | 0 | 0 | 0
F2_Industrial_Other Industrial_Existing_Process_Natural Gas_Process Boiler_E4 | F2 | Industrial | Other Industrial | Existing | Process | Natural Gas | Process Boiler | E4 | TRC BC Ratio | 0 | 0 | 0 | 0 | 0 | 0 | 0 | 0 | 0 | 0 | 0 | 0 | 0 | 0 | 0 | 0 | 0 | 0 | 0 | 0 | 0 | 0 | 0 | 0 | 0 | 0 | 0 | 0 | 0 | 0
F2_Industrial_Other Industrial_Existing_Process_Natural Gas_Process Boiler_E5 | F2 | Industrial | Other Industrial | Existing | Process | Natural Gas | Process Boiler | E5 | TRC BC Ratio | 0 | 0 | 0 | 0 | 0 | 0 | 0 | 0 | 0 | 0 | 0 | 0 | 0 | 0 | 0 | 0 | 0 | 0 | 0 | 0 | 0 | 0 | 0 | 0 | 0 | 0 | 0 | 0 | 0 | 0
F2_Industrial_Other Industrial_Existing_Process_Natural Gas_Process Boiler_E6 | F2 | Industrial | Other Industrial | Existing | Process | Natural Gas | Process Boiler | E6 | TRC BC Ratio | 0 | 0 | 0 | 0 | 0 | 0 | 0 | 0 | 0 | 0 | 0 | 0 | 0 | 0 | 0 | 0 | 0 | 0 | 0 | 0 | 0 | 0 | 0 | 0 | 0 | 0 | 0 | 0 | 0 | 0
F2_Industrial_Other Industrial_Existing_Process_Natural Gas_Process Boiler_E7 | F2 | Industrial | Other Industrial | Existing | Process | Natural Gas | Process Boiler | E7 | TRC BC Ratio | 0 | 0 | 0 | 0 | 0 | 0 | 0 | 0 | 0 | 0 | 0 | 0 | 0 | 0 | 0 | 0 | 0 | 0 | 0 | 0 | 0 | 0 | 0 | 0 | 0 | 0 | 0 | 0 | 0 | 0
F2_Industrial_Other Industrial_Existing_Process_Natural Gas_Process Boiler_E8 | F2 | Industrial | Other Industrial | Existing | Process | Natural Gas | Process Boiler | E8 | TRC BC Ratio | 0 | 0 | 0 | 0 | 0 | 0 | 0 | 0 | 0 | 0 | 0 | 0 | 0 | 0 | 0 | 0 | 0 | 0 | 0 | 0 | 0 | 0 | 0 | 0 | 0 | 0 | 0 | 0 | 0 | 0
F2_Industrial_Other Industrial_Existing_Process_Natural Gas_Process Boiler_E9 | F2 | Industrial | Other Industrial | Existing | Process | Natural Gas | Process Boiler | E9 | TRC BC Ratio | 0 | 0 | 0 | 0 | 0 | 0 | 0 | 0 | 0 | 0 | 0 | 0 | 0 | 0 | 0 | 0 | 0 | 0 | 0 | 0 | 0 | 0 | 0 | 0 | 0 | 0 | 0 | 0 | 0 | 0
F2_Industrial_Other Industrial_Existing_Process_Natural Gas_Process Boiler_E10 | F2 | Industrial | Other Industrial | Existing | Process | Natural Gas | Process Boiler | E10 | TRC BC Ratio | 0 | 0 | 0 | 0 | 0 | 0 | 0 | 0 | 0 | 0 | 0 | 0 | 0 | 0 | 0 | 0 | 0 | 0 | 0 | 0 | 0 | 0 | 0 | 0 | 0 | 0 | 0 | 0 | 0 | 0
F3_Industrial_Other Industrial_Existing_Process_Natural Gas_Process Boiler_E1 | F3 | Industrial | Other Industrial | Existing | Process | Natural Gas | Process Boiler | E1 | PACT BC Ratio | 0.9 | 0.9 | 0.9 | 0.9 | 0.9 | 0.9 | 0.9 | 0.9 | 0.9 | 0.9 | 0.9 | 0.9 | 0.9 | 0.9 | 0.9 | 0.9 | 0.9 | 0.9 | 0.9 | 0.9 | 0.9 | 0.9 | 0 | 0 | 0 | 0 | 0 | 0 | 0 | 0
F3_Industrial_Other Industrial_Existing_Process_Natural Gas_Process Boiler_E2 | F3 | Industrial | Other Industrial | Existing | Process | Natural Gas | Process Boiler | E2 | PACT BC Ratio | 0 | 0 | 0 | 0 | 0 | 0 | 0 | 0 | 0 | 0 | 0 | 0 | 0 | 0 | 0 | 0 | 0 | 0 | 0 | 0 | 0 | 0 | 0 | 0 | 0 | 0 | 0 | 0 | 0 | 0
F3_Industrial_Other Industrial_Existing_Process_Natural Gas_Process Boiler_E3 | F3 | Industrial | Other Industrial | Existing | Process | Natural Gas | Process Boiler | E3 | PACT BC Ratio | 0 | 0 | 0 | 0 | 0 | 0 | 0 | 0 | 0 | 0 | 0 | 0 | 0 | 0 | 0 | 0 | 0 | 0 | 0 | 0 | 0 | 0 | 0 | 0 | 0 | 0 | 0 | 0 | 0 | 0
F3_Industrial_Other Industrial_Existing_Process_Natural Gas_Process Boiler_E4 | F3 | Industrial | Other Industrial | Existing | Process | Natural Gas | Process Boiler | E4 | PACT BC Ratio | 0 | 0 | 0 | 0 | 0 | 0 | 0 | 0 | 0 | 0 | 0 | 0 | 0 | 0 | 0 | 0 | 0 | 0 | 0 | 0 | 0 | 0 | 0 | 0 | 0 | 0 | 0 | 0 | 0 | 0
F3_Industrial_Other Industrial_Existing_Process_Natural Gas_Process Boiler_E5 | F3 | Industrial | Other Industrial | Existing | Process | Natural Gas | Process Boiler | E5 | PACT BC Ratio | 0 | 0 | 0 | 0 | 0 | 0 | 0 | 0 | 0 | 0 | 0 | 0 | 0 | 0 | 0 | 0 | 0 | 0 | 0 | 0 | 0 | 0 | 0 | 0 | 0 | 0 | 0 | 0 | 0 | 0
F3_Industrial_Other Industrial_Existing_Process_Natural Gas_Process Boiler_E6 | F3 | Industrial | Other Industrial | Existing | Process | Natural Gas | Process Boiler | E6 | PACT BC Ratio | 0 | 0 | 0 | 0 | 0 | 0 | 0 | 0 | 0 | 0 | 0 | 0 | 0 | 0 | 0 | 0 | 0 | 0 | 0 | 0 | 0 | 0 | 0 | 0 | 0 | 0 | 0 | 0 | 0 | 0
F3_Industrial_Other Industrial_Existing_Process_Natural Gas_Process Boiler_E7 | F3 | Industrial | Other Industrial | Existing | Process | Natural Gas | Process Boiler | E7 | PACT BC Ratio | 0 | 0 | 0 | 0 | 0 | 0 | 0 | 0 | 0 | 0 | 0 | 0 | 0 | 0 | 0 | 0 | 0 | 0 | 0 | 0 | 0 | 0 | 0 | 0 | 0 | 0 | 0 | 0 | 0 | 0
F3_Industrial_Other Industrial_Existing_Process_Natural Gas_Process Boiler_E8 | F3 | Industrial | Other Industrial | Existing | Process | Natural Gas | Process Boiler | E8 | PACT BC Ratio | 0 | 0 | 0 | 0 | 0 | 0 | 0 | 0 | 0 | 0 | 0 | 0 | 0 | 0 | 0 | 0 | 0 | 0 | 0 | 0 | 0 | 0 | 0 | 0 | 0 | 0 | 0 | 0 | 0 | 0
F3_Industrial_Other Industrial_Existing_Process_Natural Gas_Process Boiler_E9 | F3 | Industrial | Other Industrial | Existing | Process | Natural Gas | Process Boiler | E9 | PACT BC Ratio | 0 | 0 | 0 | 0 | 0 | 0 | 0 | 0 | 0 | 0 | 0 | 0 | 0 | 0 | 0 | 0 | 0 | 0 | 0 | 0 | 0 | 0 | 0 | 0 | 0 | 0 | 0 | 0 | 0 | 0
F3_Industrial_Other Industrial_Existing_Process_Natural Gas_Process Boiler_E10 | F3 | Industrial | Other Industrial | Existing | Process | Natural Gas | Process Boiler | E10 | PACT BC Ratio | 0 | 0 | 0 | 0 | 0 | 0 | 0 | 0 | 0 | 0 | 0 | 0 | 0 | 0 | 0 | 0 | 0 | 0 | 0 | 0 | 0 | 0 | 0 | 0 | 0 | 0 | 0 | 0 | 0 | 0
F4_Industrial_Other Industrial_Existing_Process_Natural Gas_Process Boiler_E1 | F4 | Industrial | Other Industrial | Existing | Process | Natural Gas | Process Boiler | E1 | PCT BC Ratio | 0.9 | 0.9 | 0.9 | 0.9 | 0.9 | 0.9 | 0.9 | 0.9 | 0.9 | 0.9 | 0.9 | 0.9 | 0.9 | 0.9 | 0.9 | 0.9 | 0.9 | 0.9 | 0.9 | 0.9 | 0.9 | 0.9 | 0 | 0 | 0 | 0 | 0 | 0 | 0 | 0
F4_Industrial_Other Industrial_Existing_Process_Natural Gas_Process Boiler_E2 | F4 | Industrial | Other Industrial | Existing | Process | Natural Gas | Process Boiler | E2 | PCT BC Ratio | 0 | 0 | 0 | 0 | 0 | 0 | 0 | 0 | 0 | 0 | 0 | 0 | 0 | 0 | 0 | 0 | 0 | 0 | 0 | 0 | 0 | 0 | 0 | 0 | 0 | 0 | 0 | 0 | 0 | 0
F4_Industrial_Other Industrial_Existing_Process_Natural Gas_Process Boiler_E3 | F4 | Industrial | Other Industrial | Existing | Process | Natural Gas | Process Boiler | E3 | PCT BC Ratio | 0 | 0 | 0 | 0 | 0 | 0 | 0 | 0 | 0 | 0 | 0 | 0 | 0 | 0 | 0 | 0 | 0 | 0 | 0 | 0 | 0 | 0 | 0 | 0 | 0 | 0 | 0 | 0 | 0 | 0
F4_Industrial_Other Industrial_Existing_Process_Natural Gas_Process Boiler_E4 | F4 | Industrial | Other Industrial | Existing | Process | Natural Gas | Process Boiler | E4 | PCT BC Ratio | 0 | 0 | 0 | 0 | 0 | 0 | 0 | 0 | 0 | 0 | 0 | 0 | 0 | 0 | 0 | 0 | 0 | 0 | 0 | 0 | 0 | 0 | 0 | 0 | 0 | 0 | 0 | 0 | 0 | 0
F4_Industrial_Other Industrial_Existing_Process_Natural Gas_Process Boiler_E5 | F4 | Industrial | Other Industrial | Existing | Process | Natural Gas | Process Boiler | E5 | PCT BC Ratio | 0 | 0 | 0 | 0 | 0 | 0 | 0 | 0 | 0 | 0 | 0 | 0 | 0 | 0 | 0 | 0 | 0 | 0 | 0 | 0 | 0 | 0 | 0 | 0 | 0 | 0 | 0 | 0 | 0 | 0
F4_Industrial_Other Industrial_Existing_Process_Natural Gas_Process Boiler_E6 | F4 | Industrial | Other Industrial | Existing | Process | Natural Gas | Process Boiler | E6 | PCT BC Ratio | 0 | 0 | 0 | 0 | 0 | 0 | 0 | 0 | 0 | 0 | 0 | 0 | 0 | 0 | 0 | 0 | 0 | 0 | 0 | 0 | 0 | 0 | 0 | 0 | 0 | 0 | 0 | 0 | 0 | 0
F4_Industrial_Other Industrial_Existing_Process_Natural Gas_Process Boiler_E7 | F4 | Industrial | Other Industrial | Existing | Process | Natural Gas | Process Boiler | E7 | PCT BC Ratio | 0 | 0 | 0 | 0 | 0 | 0 | 0 | 0 | 0 | 0 | 0 | 0 | 0 | 0 | 0 | 0 | 0 | 0 | 0 | 0 | 0 | 0 | 0 | 0 | 0 | 0 | 0 | 0 | 0 | 0
F4_Industrial_Other Industrial_Existing_Process_Natural Gas_Process Boiler_E8 | F4 | Industrial | Other Industrial | Existing | Process | Natural Gas | Process Boiler | E8 | PCT BC Ratio | 0 | 0 | 0 | 0 | 0 | 0 | 0 | 0 | 0 | 0 | 0 | 0 | 0 | 0 | 0 | 0 | 0 | 0 | 0 | 0 | 0 | 0 | 0 | 0 | 0 | 0 | 0 | 0 | 0 | 0
F4_Industrial_Other Industrial_Existing_Process_Natural Gas_Process Boiler_E9 | F4 | Industrial | Other Industrial | Existing | Process | Natural Gas | Process Boiler | E9 | PCT BC Ratio | 0 | 0 | 0 | 0 | 0 | 0 | 0 | 0 | 0 | 0 | 0 | 0 | 0 | 0 | 0 | 0 | 0 | 0 | 0 | 0 | 0 | 0 | 0 | 0 | 0 | 0 | 0 | 0 | 0 | 0
F4_Industrial_Other Industrial_Existing_Process_Natural Gas_Process Boiler_E10 | F4 | Industrial | Other Industrial | Existing | Process | Natural Gas | Process Boiler | E10 | PCT BC Ratio | 0 | 0 | 0 | 0 | 0 | 0 | 0 | 0 | 0 | 0 | 0 | 0 | 0 | 0 | 0 | 0 | 0 | 0 | 0 | 0 | 0 | 0 | 0 | 0 | 0 | 0 | 0 | 0 | 0 | 0
F5_Industrial_Other Industrial_Existing_Process_Natural Gas_Process Boiler_E1 | F5 | Industrial | Other Industrial | Existing | Process | Natural Gas | Process Boiler | E1 | RIM BC Ratio | 0.9 | 0.9 | 0.9 | 0.9 | 0.9 | 0.9 | 0.9 | 0.9 | 0.9 | 0.9 | 0.9 | 0.9 | 0.9 | 0.9 | 0.9 | 0.9 | 0.9 | 0.9 | 0.9 | 0.9 | 0.9 | 0.9 | 0 | 0 | 0 | 0 | 0 | 0 | 0 | 0
F5_Industrial_Other Industrial_Existing_Process_Natural Gas_Process Boiler_E2 | F5 | Industrial | Other Industrial | Existing | Process | Natural Gas | Process Boiler | E2 | RIM BC Ratio | 0 | 0 | 0 | 0 | 0 | 0 | 0 | 0 | 0 | 0 | 0 | 0 | 0 | 0 | 0 | 0 | 0 | 0 | 0 | 0 | 0 | 0 | 0 | 0 | 0 | 0 | 0 | 0 | 0 | 0
F5_Industrial_Other Industrial_Existing_Process_Natural Gas_Process Boiler_E3 | F5 | Industrial | Other Industrial | Existing | Process | Natural Gas | Process Boiler | E3 | RIM BC Ratio | 0 | 0 | 0 | 0 | 0 | 0 | 0 | 0 | 0 | 0 | 0 | 0 | 0 | 0 | 0 | 0 | 0 | 0 | 0 | 0 | 0 | 0 | 0 | 0 | 0 | 0 | 0 | 0 | 0 | 0
F5_Industrial_Other Industrial_Existing_Process_Natural Gas_Process Boiler_E4 | F5 | Industrial | Other Industrial | Existing | Process | Natural Gas | Process Boiler | E4 | RIM BC Ratio | 0 | 0 | 0 | 0 | 0 | 0 | 0 | 0 | 0 | 0 | 0 | 0 | 0 | 0 | 0 | 0 | 0 | 0 | 0 | 0 | 0 | 0 | 0 | 0 | 0 | 0 | 0 | 0 | 0 | 0
F5_Industrial_Other Industrial_Existing_Process_Natural Gas_Process Boiler_E5 | F5 | Industrial | Other Industrial | Existing | Process | Natural Gas | Process Boiler | E5 | RIM BC Ratio | 0 | 0 | 0 | 0 | 0 | 0 | 0 | 0 | 0 | 0 | 0 | 0 | 0 | 0 | 0 | 0 | 0 | 0 | 0 | 0 | 0 | 0 | 0 | 0 | 0 | 0 | 0 | 0 | 0 | 0
F5_Industrial_Other Industrial_Existing_Process_Natural Gas_Process Boiler_E6 | F5 | Industrial | Other Industrial | Existing | Process | Natural Gas | Process Boiler | E6 | RIM BC Ratio | 0 | 0 | 0 | 0 | 0 | 0 | 0 | 0 | 0 | 0 | 0 | 0 | 0 | 0 | 0 | 0 | 0 | 0 | 0 | 0 | 0 | 0 | 0 | 0 | 0 | 0 | 0 | 0 | 0 | 0
F5_Industrial_Other Industrial_Existing_Process_Natural Gas_Process Boiler_E7 | F5 | Industrial | Other Industrial | Existing | Process | Natural Gas | Process Boiler | E7 | RIM BC Ratio | 0 | 0 | 0 | 0 | 0 | 0 | 0 | 0 | 0 | 0 | 0 | 0 | 0 | 0 | 0 | 0 | 0 | 0 | 0 | 0 | 0 | 0 | 0 | 0 | 0 | 0 | 0 | 0 | 0 | 0
F5_Industrial_Other Industrial_Existing_Process_Natural Gas_Process Boiler_E8 | F5 | Industrial | Other Industrial | Existing | Process | Natural Gas | Process Boiler | E8 | RIM BC Ratio | 0 | 0 | 0 | 0 | 0 | 0 | 0 | 0 | 0 | 0 | 0 | 0 | 0 | 0 | 0 | 0 | 0 | 0 | 0 | 0 | 0 | 0 | 0 | 0 | 0 | 0 | 0 | 0 | 0 | 0
F5_Industrial_Other Industrial_Existing_Process_Natural Gas_Process Boiler_E9 | F5 | Industrial | Other Industrial | Existing | Process | Natural Gas | Process Boiler | E9 | RIM BC Ratio | 0 | 0 | 0 | 0 | 0 | 0 | 0 | 0 | 0 | 0 | 0 | 0 | 0 | 0 | 0 | 0 | 0 | 0 | 0 | 0 | 0 | 0 | 0 | 0 | 0 | 0 | 0 | 0 | 0 | 0
F5_Industrial_Other Industrial_Existing_Process_Natural Gas_Process Boiler_E10 | F5 | Industrial | Other Industrial | Existing | Process | Natural Gas | Process Boiler | E10 | RIM BC Ratio | 0 | 0 | 0 | 0 | 0 | 0 | 0 | 0 | 0 | 0 | 0 | 0 | 0 | 0 | 0 | 0 | 0 | 0 | 0 | 0 | 0 | 0 | 0 | 0 | 0 | 0 | 0 | 0 | 0 | 0
F0_Industrial_Other Industrial_Existing_Process_Natural Gas_Process Heating_E0 | F0 | Industrial | Other Industrial | Existing | Process | Natural Gas | Process Heating | E0 | Economic Unit | Standard | Standard | Standard | Standard | Standard | Standard | Standard | Standard | Standard | Standard | Standard | Standard | Standard | Standard | Standard | Standard | Standard | Standard | Standard | Standard | Standard | Standard | 0 | 0 | 0 | 0 | 0 | 0 | 0 | 0
F1_Industrial_Other Industrial_Existing_Process_Natural Gas_Process Heating_E1 | F1 | Industrial | Other Industrial | Existing | Process | Natural Gas | Process Heating | E1 | CCE | 0 | 0 | 0 | 0 | 0 | 0 | 0 | 0 | 0 | 0 | 0 | 0 | 0 | 0 | 0 | 0 | 0 | 0 | 0 | 0 | 0 | 0 | 0 | 0 | 0 | 0 | 0 | 0 | 0 | 0
F1_Industrial_Other Industrial_Existing_Process_Natural Gas_Process Heating_E2 | F1 | Industrial | Other Industrial | Existing | Process | Natural Gas | Process Heating | E2 | CCE | 0 | 0 | 0 | 0 | 0 | 0 | 0 | 0 | 0 | 0 | 0 | 0 | 0 | 0 | 0 | 0 | 0 | 0 | 0 | 0 | 0 | 0 | 0 | 0 | 0 | 0 | 0 | 0 | 0 | 0
F1_Industrial_Other Industrial_Existing_Process_Natural Gas_Process Heating_E3 | F1 | Industrial | Other Industrial | Existing | Process | Natural Gas | Process Heating | E3 | CCE | 0 | 0 | 0 | 0 | 0 | 0 | 0 | 0 | 0 | 0 | 0 | 0 | 0 | 0 | 0 | 0 | 0 | 0 | 0 | 0 | 0 | 0 | 0 | 0 | 0 | 0 | 0 | 0 | 0 | 0
F1_Industrial_Other Industrial_Existing_Process_Natural Gas_Process Heating_E4 | F1 | Industrial | Other Industrial | Existing | Process | Natural Gas | Process Heating | E4 | CCE | 0 | 0 | 0 | 0 | 0 | 0 | 0 | 0 | 0 | 0 | 0 | 0 | 0 | 0 | 0 | 0 | 0 | 0 | 0 | 0 | 0 | 0 | 0 | 0 | 0 | 0 | 0 | 0 | 0 | 0
F1_Industrial_Other Industrial_Existing_Process_Natural Gas_Process Heating_E5 | F1 | Industrial | Other Industrial | Existing | Process | Natural Gas | Process Heating | E5 | CCE | 0 | 0 | 0 | 0 | 0 | 0 | 0 | 0 | 0 | 0 | 0 | 0 | 0 | 0 | 0 | 0 | 0 | 0 | 0 | 0 | 0 | 0 | 0 | 0 | 0 | 0 | 0 | 0 | 0 | 0
F1_Industrial_Other Industrial_Existing_Process_Natural Gas_Process Heating_E6 | F1 | Industrial | Other Industrial | Existing | Process | Natural Gas | Process Heating | E6 | CCE | 0 | 0 | 0 | 0 | 0 | 0 | 0 | 0 | 0 | 0 | 0 | 0 | 0 | 0 | 0 | 0 | 0 | 0 | 0 | 0 | 0 | 0 | 0 | 0 | 0 | 0 | 0 | 0 | 0 | 0
F1_Industrial_Other Industrial_Existing_Process_Natural Gas_Process Heating_E7 | F1 | Industrial | Other Industrial | Existing | Process | Natural Gas | Process Heating | E7 | CCE | 0 | 0 | 0 | 0 | 0 | 0 | 0 | 0 | 0 | 0 | 0 | 0 | 0 | 0 | 0 | 0 | 0 | 0 | 0 | 0 | 0 | 0 | 0 | 0 | 0 | 0 | 0 | 0 | 0 | 0
F1_Industrial_Other Industrial_Existing_Process_Natural Gas_Process Heating_E8 | F1 | Industrial | Other Industrial | Existing | Process | Natural Gas | Process Heating | E8 | CCE | 0 | 0 | 0 | 0 | 0 | 0 | 0 | 0 | 0 | 0 | 0 | 0 | 0 | 0 | 0 | 0 | 0 | 0 | 0 | 0 | 0 | 0 | 0 | 0 | 0 | 0 | 0 | 0 | 0 | 0
F1_Industrial_Other Industrial_Existing_Process_Natural Gas_Process Heating_E9 | F1 | Industrial | Other Industrial | Existing | Process | Natural Gas | Process Heating | E9 | CCE | 0 | 0 | 0 | 0 | 0 | 0 | 0 | 0 | 0 | 0 | 0 | 0 | 0 | 0 | 0 | 0 | 0 | 0 | 0 | 0 | 0 | 0 | 0 | 0 | 0 | 0 | 0 | 0 | 0 | 0
F1_Industrial_Other Industrial_Existing_Process_Natural Gas_Process Heating_E10 | F1 | Industrial | Other Industrial | Existing | Process | Natural Gas | Process Heating | E10 | CCE | 0 | 0 | 0 | 0 | 0 | 0 | 0 | 0 | 0 | 0 | 0 | 0 | 0 | 0 | 0 | 0 | 0 | 0 | 0 | 0 | 0 | 0 | 0 | 0 | 0 | 0 | 0 | 0 | 0 | 0
F2_Industrial_Other Industrial_Existing_Process_Natural Gas_Process Heating_E1 | F2 | Industrial | Other Industrial | Existing | Process | Natural Gas | Process Heating | E1 | TRC BC Ratio | 0.9 | 0.9 | 0.9 | 0.9 | 0.9 | 0.9 | 0.9 | 0.9 | 0.9 | 0.9 | 0.9 | 0.9 | 0.9 | 0.9 | 0.9 | 0.9 | 0.9 | 0.9 | 0.9 | 0.9 | 0.9 | 0.9 | 0 | 0 | 0 | 0 | 0 | 0 | 0 | 0
F2_Industrial_Other Industrial_Existing_Process_Natural Gas_Process Heating_E2 | F2 | Industrial | Other Industrial | Existing | Process | Natural Gas | Process Heating | E2 | TRC BC Ratio | 0 | 0 | 0 | 0 | 0 | 0 | 0 | 0 | 0 | 0 | 0 | 0 | 0 | 0 | 0 | 0 | 0 | 0 | 0 | 0 | 0 | 0 | 0 | 0 | 0 | 0 | 0 | 0 | 0 | 0
F2_Industrial_Other Industrial_Existing_Process_Natural Gas_Process Heating_E3 | F2 | Industrial | Other Industrial | Existing | Process | Natural Gas | Process Heating | E3 | TRC BC Ratio | 0 | 0 | 0 | 0 | 0 | 0 | 0 | 0 | 0 | 0 | 0 | 0 | 0 | 0 | 0 | 0 | 0 | 0 | 0 | 0 | 0 | 0 | 0 | 0 | 0 | 0 | 0 | 0 | 0 | 0
F2_Industrial_Other Industrial_Existing_Process_Natural Gas_Process Heating_E4 | F2 | Industrial | Other Industrial | Existing | Process | Natural Gas | Process Heating | E4 | TRC BC Ratio | 0 | 0 | 0 | 0 | 0 | 0 | 0 | 0 | 0 | 0 | 0 | 0 | 0 | 0 | 0 | 0 | 0 | 0 | 0 | 0 | 0 | 0 | 0 | 0 | 0 | 0 | 0 | 0 | 0 | 0
F2_Industrial_Other Industrial_Existing_Process_Natural Gas_Process Heating_E5 | F2 | Industrial | Other Industrial | Existing | Process | Natural Gas | Process Heating | E5 | TRC BC Ratio | 0 | 0 | 0 | 0 | 0 | 0 | 0 | 0 | 0 | 0 | 0 | 0 | 0 | 0 | 0 | 0 | 0 | 0 | 0 | 0 | 0 | 0 | 0 | 0 | 0 | 0 | 0 | 0 | 0 | 0
F2_Industrial_Other Industrial_Existing_Process_Natural Gas_Process Heating_E6 | F2 | Industrial | Other Industrial | Existing | Process | Natural Gas | Process Heating | E6 | TRC BC Ratio | 0 | 0 | 0 | 0 | 0 | 0 | 0 | 0 | 0 | 0 | 0 | 0 | 0 | 0 | 0 | 0 | 0 | 0 | 0 | 0 | 0 | 0 | 0 | 0 | 0 | 0 | 0 | 0 | 0 | 0
F2_Industrial_Other Industrial_Existing_Process_Natural Gas_Process Heating_E7 | F2 | Industrial | Other Industrial | Existing | Process | Natural Gas | Process Heating | E7 | TRC BC Ratio | 0 | 0 | 0 | 0 | 0 | 0 | 0 | 0 | 0 | 0 | 0 | 0 | 0 | 0 | 0 | 0 | 0 | 0 | 0 | 0 | 0 | 0 | 0 | 0 | 0 | 0 | 0 | 0 | 0 | 0
F2_Industrial_Other Industrial_Existing_Process_Natural Gas_Process Heating_E8 | F2 | Industrial | Other Industrial | Existing | Process | Natural Gas | Process Heating | E8 | TRC BC Ratio | 0 | 0 | 0 | 0 | 0 | 0 | 0 | 0 | 0 | 0 | 0 | 0 | 0 | 0 | 0 | 0 | 0 | 0 | 0 | 0 | 0 | 0 | 0 | 0 | 0 | 0 | 0 | 0 | 0 | 0
F2_Industrial_Other Industrial_Existing_Process_Natural Gas_Process Heating_E9 | F2 | Industrial | Other Industrial | Existing | Process | Natural Gas | Process Heating | E9 | TRC BC Ratio | 0 | 0 | 0 | 0 | 0 | 0 | 0 | 0 | 0 | 0 | 0 | 0 | 0 | 0 | 0 | 0 | 0 | 0 | 0 | 0 | 0 | 0 | 0 | 0 | 0 | 0 | 0 | 0 | 0 | 0
F2_Industrial_Other Industrial_Existing_Process_Natural Gas_Process Heating_E10 | F2 | Industrial | Other Industrial | Existing | Process | Natural Gas | Process Heating | E10 | TRC BC Ratio | 0 | 0 | 0 | 0 | 0 | 0 | 0 | 0 | 0 | 0 | 0 | 0 | 0 | 0 | 0 | 0 | 0 | 0 | 0 | 0 | 0 | 0 | 0 | 0 | 0 | 0 | 0 | 0 | 0 | 0
F3_Industrial_Other Industrial_Existing_Process_Natural Gas_Process Heating_E1 | F3 | Industrial | Other Industrial | Existing | Process | Natural Gas | Process Heating | E1 | PACT BC Ratio | 0.9 | 0.9 | 0.9 | 0.9 | 0.9 | 0.9 | 0.9 | 0.9 | 0.9 | 0.9 | 0.9 | 0.9 | 0.9 | 0.9 | 0.9 | 0.9 | 0.9 | 0.9 | 0.9 | 0.9 | 0.9 | 0.9 | 0 | 0 | 0 | 0 | 0 | 0 | 0 | 0
F3_Industrial_Other Industrial_Existing_Process_Natural Gas_Process Heating_E2 | F3 | Industrial | Other Industrial | Existing | Process | Natural Gas | Process Heating | E2 | PACT BC Ratio | 0 | 0 | 0 | 0 | 0 | 0 | 0 | 0 | 0 | 0 | 0 | 0 | 0 | 0 | 0 | 0 | 0 | 0 | 0 | 0 | 0 | 0 | 0 | 0 | 0 | 0 | 0 | 0 | 0 | 0
F3_Industrial_Other Industrial_Existing_Process_Natural Gas_Process Heating_E3 | F3 | Industrial | Other Industrial | Existing | Process | Natural Gas | Process Heating | E3 | PACT BC Ratio | 0 | 0 | 0 | 0 | 0 | 0 | 0 | 0 | 0 | 0 | 0 | 0 | 0 | 0 | 0 | 0 | 0 | 0 | 0 | 0 | 0 | 0 | 0 | 0 | 0 | 0 | 0 | 0 | 0 | 0
F3_Industrial_Other Industrial_Existing_Process_Natural Gas_Process Heating_E4 | F3 | Industrial | Other Industrial | Existing | Process | Natural Gas | Process Heating | E4 | PACT BC Ratio | 0 | 0 | 0 | 0 | 0 | 0 | 0 | 0 | 0 | 0 | 0 | 0 | 0 | 0 | 0 | 0 | 0 | 0 | 0 | 0 | 0 | 0 | 0 | 0 | 0 | 0 | 0 | 0 | 0 | 0
F3_Industrial_Other Industrial_Existing_Process_Natural Gas_Process Heating_E5 | F3 | Industrial | Other Industrial | Existing | Process | Natural Gas | Process Heating | E5 | PACT BC Ratio | 0 | 0 | 0 | 0 | 0 | 0 | 0 | 0 | 0 | 0 | 0 | 0 | 0 | 0 | 0 | 0 | 0 | 0 | 0 | 0 | 0 | 0 | 0 | 0 | 0 | 0 | 0 | 0 | 0 | 0
F3_Industrial_Other Industrial_Existing_Process_Natural Gas_Process Heating_E6 | F3 | Industrial | Other Industrial | Existing | Process | Natural Gas | Process Heating | E6 | PACT BC Ratio | 0 | 0 | 0 | 0 | 0 | 0 | 0 | 0 | 0 | 0 | 0 | 0 | 0 | 0 | 0 | 0 | 0 | 0 | 0 | 0 | 0 | 0 | 0 | 0 | 0 | 0 | 0 | 0 | 0 | 0
F3_Industrial_Other Industrial_Existing_Process_Natural Gas_Process Heating_E7 | F3 | Industrial | Other Industrial | Existing | Process | Natural Gas | Process Heating | E7 | PACT BC Ratio | 0 | 0 | 0 | 0 | 0 | 0 | 0 | 0 | 0 | 0 | 0 | 0 | 0 | 0 | 0 | 0 | 0 | 0 | 0 | 0 | 0 | 0 | 0 | 0 | 0 | 0 | 0 | 0 | 0 | 0
F3_Industrial_Other Industrial_Existing_Process_Natural Gas_Process Heating_E8 | F3 | Industrial | Other Industrial | Existing | Process | Natural Gas | Process Heating | E8 | PACT BC Ratio | 0 | 0 | 0 | 0 | 0 | 0 | 0 | 0 | 0 | 0 | 0 | 0 | 0 | 0 | 0 | 0 | 0 | 0 | 0 | 0 | 0 | 0 | 0 | 0 | 0 | 0 | 0 | 0 | 0 | 0
F3_Industrial_Other Industrial_Existing_Process_Natural Gas_Process Heating_E9 | F3 | Industrial | Other Industrial | Existing | Process | Natural Gas | Process Heating | E9 | PACT BC Ratio | 0 | 0 | 0 | 0 | 0 | 0 | 0 | 0 | 0 | 0 | 0 | 0 | 0 | 0 | 0 | 0 | 0 | 0 | 0 | 0 | 0 | 0 | 0 | 0 | 0 | 0 | 0 | 0 | 0 | 0
F3_Industrial_Other Industrial_Existing_Process_Natural Gas_Process Heating_E10 | F3 | Industrial | Other Industrial | Existing | Process | Natural Gas | Process Heating | E10 | PACT BC Ratio | 0 | 0 | 0 | 0 | 0 | 0 | 0 | 0 | 0 | 0 | 0 | 0 | 0 | 0 | 0 | 0 | 0 | 0 | 0 | 0 | 0 | 0 | 0 | 0 | 0 | 0 | 0 | 0 | 0 | 0
F4_Industrial_Other Industrial_Existing_Process_Natural Gas_Process Heating_E1 | F4 | Industrial | Other Industrial | Existing | Process | Natural Gas | Process Heating | E1 | PCT BC Ratio | 0.9 | 0.9 | 0.9 | 0.9 | 0.9 | 0.9 | 0.9 | 0.9 | 0.9 | 0.9 | 0.9 | 0.9 | 0.9 | 0.9 | 0.9 | 0.9 | 0.9 | 0.9 | 0.9 | 0.9 | 0.9 | 0.9 | 0 | 0 | 0 | 0 | 0 | 0 | 0 | 0
F4_Industrial_Other Industrial_Existing_Process_Natural Gas_Process Heating_E2 | F4 | Industrial | Other Industrial | Existing | Process | Natural Gas | Process Heating | E2 | PCT BC Ratio | 0 | 0 | 0 | 0 | 0 | 0 | 0 | 0 | 0 | 0 | 0 | 0 | 0 | 0 | 0 | 0 | 0 | 0 | 0 | 0 | 0 | 0 | 0 | 0 | 0 | 0 | 0 | 0 | 0 | 0
F4_Industrial_Other Industrial_Existing_Process_Natural Gas_Process Heating_E3 | F4 | Industrial | Other Industrial | Existing | Process | Natural Gas | Process Heating | E3 | PCT BC Ratio | 0 | 0 | 0 | 0 | 0 | 0 | 0 | 0 | 0 | 0 | 0 | 0 | 0 | 0 | 0 | 0 | 0 | 0 | 0 | 0 | 0 | 0 | 0 | 0 | 0 | 0 | 0 | 0 | 0 | 0
F4_Industrial_Other Industrial_Existing_Process_Natural Gas_Process Heating_E4 | F4 | Industrial | Other Industrial | Existing | Process | Natural Gas | Process Heating | E4 | PCT BC Ratio | 0 | 0 | 0 | 0 | 0 | 0 | 0 | 0 | 0 | 0 | 0 | 0 | 0 | 0 | 0 | 0 | 0 | 0 | 0 | 0 | 0 | 0 | 0 | 0 | 0 | 0 | 0 | 0 | 0 | 0
F4_Industrial_Other Industrial_Existing_Process_Natural Gas_Process Heating_E5 | F4 | Industrial | Other Industrial | Existing | Process | Natural Gas | Process Heating | E5 | PCT BC Ratio | 0 | 0 | 0 | 0 | 0 | 0 | 0 | 0 | 0 | 0 | 0 | 0 | 0 | 0 | 0 | 0 | 0 | 0 | 0 | 0 | 0 | 0 | 0 | 0 | 0 | 0 | 0 | 0 | 0 | 0
F4_Industrial_Other Industrial_Existing_Process_Natural Gas_Process Heating_E6 | F4 | Industrial | Other Industrial | Existing | Process | Natural Gas | Process Heating | E6 | PCT BC Ratio | 0 | 0 | 0 | 0 | 0 | 0 | 0 | 0 | 0 | 0 | 0 | 0 | 0 | 0 | 0 | 0 | 0 | 0 | 0 | 0 | 0 | 0 | 0 | 0 | 0 | 0 | 0 | 0 | 0 | 0
F4_Industrial_Other Industrial_Existing_Process_Natural Gas_Process Heating_E7 | F4 | Industrial | Other Industrial | Existing | Process | Natural Gas | Process Heating | E7 | PCT BC Ratio | 0 | 0 | 0 | 0 | 0 | 0 | 0 | 0 | 0 | 0 | 0 | 0 | 0 | 0 | 0 | 0 | 0 | 0 | 0 | 0 | 0 | 0 | 0 | 0 | 0 | 0 | 0 | 0 | 0 | 0
F4_Industrial_Other Industrial_Existing_Process_Natural Gas_Process Heating_E8 | F4 | Industrial | Other Industrial | Existing | Process | Natural Gas | Process Heating | E8 | PCT BC Ratio | 0 | 0 | 0 | 0 | 0 | 0 | 0 | 0 | 0 | 0 | 0 | 0 | 0 | 0 | 0 | 0 | 0 | 0 | 0 | 0 | 0 | 0 | 0 | 0 | 0 | 0 | 0 | 0 | 0 | 0
F4_Industrial_Other Industrial_Existing_Process_Natural Gas_Process Heating_E9 | F4 | Industrial | Other Industrial | Existing | Process | Natural Gas | Process Heating | E9 | PCT BC Ratio | 0 | 0 | 0 | 0 | 0 | 0 | 0 | 0 | 0 | 0 | 0 | 0 | 0 | 0 | 0 | 0 | 0 | 0 | 0 | 0 | 0 | 0 | 0 | 0 | 0 | 0 | 0 | 0 | 0 | 0
F4_Industrial_Other Industrial_Existing_Process_Natural Gas_Process Heating_E10 | F4 | Industrial | Other Industrial | Existing | Process | Natural Gas | Process Heating | E10 | PCT BC Ratio | 0 | 0 | 0 | 0 | 0 | 0 | 0 | 0 | 0 | 0 | 0 | 0 | 0 | 0 | 0 | 0 | 0 | 0 | 0 | 0 | 0 | 0 | 0 | 0 | 0 | 0 | 0 | 0 | 0 | 0
F5_Industrial_Other Industrial_Existing_Process_Natural Gas_Process Heating_E1 | F5 | Industrial | Other Industrial | Existing | Process | Natural Gas | Process Heating | E1 | RIM BC Ratio | 0.9 | 0.9 | 0.9 | 0.9 | 0.9 | 0.9 | 0.9 | 0.9 | 0.9 | 0.9 | 0.9 | 0.9 | 0.9 | 0.9 | 0.9 | 0.9 | 0.9 | 0.9 | 0.9 | 0.9 | 0.9 | 0.9 | 0 | 0 | 0 | 0 | 0 | 0 | 0 | 0
F5_Industrial_Other Industrial_Existing_Process_Natural Gas_Process Heating_E2 | F5 | Industrial | Other Industrial | Existing | Process | Natural Gas | Process Heating | E2 | RIM BC Ratio | 0 | 0 | 0 | 0 | 0 | 0 | 0 | 0 | 0 | 0 | 0 | 0 | 0 | 0 | 0 | 0 | 0 | 0 | 0 | 0 | 0 | 0 | 0 | 0 | 0 | 0 | 0 | 0 | 0 | 0
F5_Industrial_Other Industrial_Existing_Process_Natural Gas_Process Heating_E3 | F5 | Industrial | Other Industrial | Existing | Process | Natural Gas | Process Heating | E3 | RIM BC Ratio | 0 | 0 | 0 | 0 | 0 | 0 | 0 | 0 | 0 | 0 | 0 | 0 | 0 | 0 | 0 | 0 | 0 | 0 | 0 | 0 | 0 | 0 | 0 | 0 | 0 | 0 | 0 | 0 | 0 | 0
F5_Industrial_Other Industrial_Existing_Process_Natural Gas_Process Heating_E4 | F5 | Industrial | Other Industrial | Existing | Process | Natural Gas | Process Heating | E4 | RIM BC Ratio | 0 | 0 | 0 | 0 | 0 | 0 | 0 | 0 | 0 | 0 | 0 | 0 | 0 | 0 | 0 | 0 | 0 | 0 | 0 | 0 | 0 | 0 | 0 | 0 | 0 | 0 | 0 | 0 | 0 | 0
F5_Industrial_Other Industrial_Existing_Process_Natural Gas_Process Heating_E5 | F5 | Industrial | Other Industrial | Existing | Process | Natural Gas | Process Heating | E5 | RIM BC Ratio | 0 | 0 | 0 | 0 | 0 | 0 | 0 | 0 | 0 | 0 | 0 | 0 | 0 | 0 | 0 | 0 | 0 | 0 | 0 | 0 | 0 | 0 | 0 | 0 | 0 | 0 | 0 | 0 | 0 | 0
F5_Industrial_Other Industrial_Existing_Process_Natural Gas_Process Heating_E6 | F5 | Industrial | Other Industrial | Existing | Process | Natural Gas | Process Heating | E6 | RIM BC Ratio | 0 | 0 | 0 | 0 | 0 | 0 | 0 | 0 | 0 | 0 | 0 | 0 | 0 | 0 | 0 | 0 | 0 | 0 | 0 | 0 | 0 | 0 | 0 | 0 | 0 | 0 | 0 | 0 | 0 | 0
F5_Industrial_Other Industrial_Existing_Process_Natural Gas_Process Heating_E7 | F5 | Industrial | Other Industrial | Existing | Process | Natural Gas | Process Heating | E7 | RIM BC Ratio | 0 | 0 | 0 | 0 | 0 | 0 | 0 | 0 | 0 | 0 | 0 | 0 | 0 | 0 | 0 | 0 | 0 | 0 | 0 | 0 | 0 | 0 | 0 | 0 | 0 | 0 | 0 | 0 | 0 | 0
F5_Industrial_Other Industrial_Existing_Process_Natural Gas_Process Heating_E8 | F5 | Industrial | Other Industrial | Existing | Process | Natural Gas | Process Heating | E8 | RIM BC Ratio | 0 | 0 | 0 | 0 | 0 | 0 | 0 | 0 | 0 | 0 | 0 | 0 | 0 | 0 | 0 | 0 | 0 | 0 | 0 | 0 | 0 | 0 | 0 | 0 | 0 | 0 | 0 | 0 | 0 | 0
F5_Industrial_Other Industrial_Existing_Process_Natural Gas_Process Heating_E9 | F5 | Industrial | Other Industrial | Existing | Process | Natural Gas | Process Heating | E9 | RIM BC Ratio | 0 | 0 | 0 | 0 | 0 | 0 | 0 | 0 | 0 | 0 | 0 | 0 | 0 | 0 | 0 | 0 | 0 | 0 | 0 | 0 | 0 | 0 | 0 | 0 | 0 | 0 | 0 | 0 | 0 | 0
F5_Industrial_Other Industrial_Existing_Process_Natural Gas_Process Heating_E10 | F5 | Industrial | Other Industrial | Existing | Process | Natural Gas | Process Heating | E10 | RIM BC Ratio | 0 | 0 | 0 | 0 | 0 | 0 | 0 | 0 | 0 | 0 | 0 | 0 | 0 | 0 | 0 | 0 | 0 | 0 | 0 | 0 | 0 | 0 | 0 | 0 | 0 | 0 | 0 | 0 | 0 | 0
F0_Industrial_Other Industrial_Existing_Process_Natural Gas_Process Cooling_E0 | F0 | Industrial | Other Industrial | Existing | Process | Natural Gas | Process Cooling | E0 | Economic Unit | Standard | Standard | Standard | Standard | Standard | Standard | Standard | Standard | Standard | Standard | Standard | Standard | Standard | Standard | Standard | Standard | Standard | Standard | Standard | Standard | Standard | Standard | 0 | 0 | 0 | 0 | 0 | 0 | 0 | 0
F1_Industrial_Other Industrial_Existing_Process_Natural Gas_Process Cooling_E1 | F1 | Industrial | Other Industrial | Existing | Process | Natural Gas | Process Cooling | E1 | CCE | 0 | 0 | 0 | 0 | 0 | 0 | 0 | 0 | 0 | 0 | 0 | 0 | 0 | 0 | 0 | 0 | 0 | 0 | 0 | 0 | 0 | 0 | 0 | 0 | 0 | 0 | 0 | 0 | 0 | 0
F1_Industrial_Other Industrial_Existing_Process_Natural Gas_Process Cooling_E2 | F1 | Industrial | Other Industrial | Existing | Process | Natural Gas | Process Cooling | E2 | CCE | 0 | 0 | 0 | 0 | 0 | 0 | 0 | 0 | 0 | 0 | 0 | 0 | 0 | 0 | 0 | 0 | 0 | 0 | 0 | 0 | 0 | 0 | 0 | 0 | 0 | 0 | 0 | 0 | 0 | 0
F1_Industrial_Other Industrial_Existing_Process_Natural Gas_Process Cooling_E3 | F1 | Industrial | Other Industrial | Existing | Process | Natural Gas | Process Cooling | E3 | CCE | 0 | 0 | 0 | 0 | 0 | 0 | 0 | 0 | 0 | 0 | 0 | 0 | 0 | 0 | 0 | 0 | 0 | 0 | 0 | 0 | 0 | 0 | 0 | 0 | 0 | 0 | 0 | 0 | 0 | 0
F1_Industrial_Other Industrial_Existing_Process_Natural Gas_Process Cooling_E4 | F1 | Industrial | Other Industrial | Existing | Process | Natural Gas | Process Cooling | E4 | CCE | 0 | 0 | 0 | 0 | 0 | 0 | 0 | 0 | 0 | 0 | 0 | 0 | 0 | 0 | 0 | 0 | 0 | 0 | 0 | 0 | 0 | 0 | 0 | 0 | 0 | 0 | 0 | 0 | 0 | 0
F1_Industrial_Other Industrial_Existing_Process_Natural Gas_Process Cooling_E5 | F1 | Industrial | Other Industrial | Existing | Process | Natural Gas | Process Cooling | E5 | CCE | 0 | 0 | 0 | 0 | 0 | 0 | 0 | 0 | 0 | 0 | 0 | 0 | 0 | 0 | 0 | 0 | 0 | 0 | 0 | 0 | 0 | 0 | 0 | 0 | 0 | 0 | 0 | 0 | 0 | 0
F1_Industrial_Other Industrial_Existing_Process_Natural Gas_Process Cooling_E6 | F1 | Industrial | Other Industrial | Existing | Process | Natural Gas | Process Cooling | E6 | CCE | 0 | 0 | 0 | 0 | 0 | 0 | 0 | 0 | 0 | 0 | 0 | 0 | 0 | 0 | 0 | 0 | 0 | 0 | 0 | 0 | 0 | 0 | 0 | 0 | 0 | 0 | 0 | 0 | 0 | 0
F1_Industrial_Other Industrial_Existing_Process_Natural Gas_Process Cooling_E7 | F1 | Industrial | Other Industrial | Existing | Process | Natural Gas | Process Cooling | E7 | CCE | 0 | 0 | 0 | 0 | 0 | 0 | 0 | 0 | 0 | 0 | 0 | 0 | 0 | 0 | 0 | 0 | 0 | 0 | 0 | 0 | 0 | 0 | 0 | 0 | 0 | 0 | 0 | 0 | 0 | 0
F1_Industrial_Other Industrial_Existing_Process_Natural Gas_Process Cooling_E8 | F1 | Industrial | Other Industrial | Existing | Process | Natural Gas | Process Cooling | E8 | CCE | 0 | 0 | 0 | 0 | 0 | 0 | 0 | 0 | 0 | 0 | 0 | 0 | 0 | 0 | 0 | 0 | 0 | 0 | 0 | 0 | 0 | 0 | 0 | 0 | 0 | 0 | 0 | 0 | 0 | 0
F1_Industrial_Other Industrial_Existing_Process_Natural Gas_Process Cooling_E9 | F1 | Industrial | Other Industrial | Existing | Process | Natural Gas | Process Cooling | E9 | CCE | 0 | 0 | 0 | 0 | 0 | 0 | 0 | 0 | 0 | 0 | 0 | 0 | 0 | 0 | 0 | 0 | 0 | 0 | 0 | 0 | 0 | 0 | 0 | 0 | 0 | 0 | 0 | 0 | 0 | 0
F1_Industrial_Other Industrial_Existing_Process_Natural Gas_Process Cooling_E10 | F1 | Industrial | Other Industrial | Existing | Process | Natural Gas | Process Cooling | E10 | CCE | 0 | 0 | 0 | 0 | 0 | 0 | 0 | 0 | 0 | 0 | 0 | 0 | 0 | 0 | 0 | 0 | 0 | 0 | 0 | 0 | 0 | 0 | 0 | 0 | 0 | 0 | 0 | 0 | 0 | 0
F2_Industrial_Other Industrial_Existing_Process_Natural Gas_Process Cooling_E1 | F2 | Industrial | Other Industrial | Existing | Process | Natural Gas | Process Cooling | E1 | TRC BC Ratio | 0.9 | 0.9 | 0.9 | 0.9 | 0.9 | 0.9 | 0.9 | 0.9 | 0.9 | 0.9 | 0.9 | 0.9 | 0.9 | 0.9 | 0.9 | 0.9 | 0.9 | 0.9 | 0.9 | 0.9 | 0.9 | 0.9 | 0 | 0 | 0 | 0 | 0 | 0 | 0 | 0
F2_Industrial_Other Industrial_Existing_Process_Natural Gas_Process Cooling_E2 | F2 | Industrial | Other Industrial | Existing | Process | Natural Gas | Process Cooling | E2 | TRC BC Ratio | 0 | 0 | 0 | 0 | 0 | 0 | 0 | 0 | 0 | 0 | 0 | 0 | 0 | 0 | 0 | 0 | 0 | 0 | 0 | 0 | 0 | 0 | 0 | 0 | 0 | 0 | 0 | 0 | 0 | 0
F2_Industrial_Other Industrial_Existing_Process_Natural Gas_Process Cooling_E3 | F2 | Industrial | Other Industrial | Existing | Process | Natural Gas | Process Cooling | E3 | TRC BC Ratio | 0 | 0 | 0 | 0 | 0 | 0 | 0 | 0 | 0 | 0 | 0 | 0 | 0 | 0 | 0 | 0 | 0 | 0 | 0 | 0 | 0 | 0 | 0 | 0 | 0 | 0 | 0 | 0 | 0 | 0
F2_Industrial_Other Industrial_Existing_Process_Natural Gas_Process Cooling_E4 | F2 | Industrial | Other Industrial | Existing | Process | Natural Gas | Process Cooling | E4 | TRC BC Ratio | 0 | 0 | 0 | 0 | 0 | 0 | 0 | 0 | 0 | 0 | 0 | 0 | 0 | 0 | 0 | 0 | 0 | 0 | 0 | 0 | 0 | 0 | 0 | 0 | 0 | 0 | 0 | 0 | 0 | 0
F2_Industrial_Other Industrial_Existing_Process_Natural Gas_Process Cooling_E5 | F2 | Industrial | Other Industrial | Existing | Process | Natural Gas | Process Cooling | E5 | TRC BC Ratio | 0 | 0 | 0 | 0 | 0 | 0 | 0 | 0 | 0 | 0 | 0 | 0 | 0 | 0 | 0 | 0 | 0 | 0 | 0 | 0 | 0 | 0 | 0 | 0 | 0 | 0 | 0 | 0 | 0 | 0
F2_Industrial_Other Industrial_Existing_Process_Natural Gas_Process Cooling_E6 | F2 | Industrial | Other Industrial | Existing | Process | Natural Gas | Process Cooling | E6 | TRC BC Ratio | 0 | 0 | 0 | 0 | 0 | 0 | 0 | 0 | 0 | 0 | 0 | 0 | 0 | 0 | 0 | 0 | 0 | 0 | 0 | 0 | 0 | 0 | 0 | 0 | 0 | 0 | 0 | 0 | 0 | 0
F2_Industrial_Other Industrial_Existing_Process_Natural Gas_Process Cooling_E7 | F2 | Industrial | Other Industrial | Existing | Process | Natural Gas | Process Cooling | E7 | TRC BC Ratio | 0 | 0 | 0 | 0 | 0 | 0 | 0 | 0 | 0 | 0 | 0 | 0 | 0 | 0 | 0 | 0 | 0 | 0 | 0 | 0 | 0 | 0 | 0 | 0 | 0 | 0 | 0 | 0 | 0 | 0
F2_Industrial_Other Industrial_Existing_Process_Natural Gas_Process Cooling_E8 | F2 | Industrial | Other Industrial | Existing | Process | Natural Gas | Process Cooling | E8 | TRC BC Ratio | 0 | 0 | 0 | 0 | 0 | 0 | 0 | 0 | 0 | 0 | 0 | 0 | 0 | 0 | 0 | 0 | 0 | 0 | 0 | 0 | 0 | 0 | 0 | 0 | 0 | 0 | 0 | 0 | 0 | 0
F2_Industrial_Other Industrial_Existing_Process_Natural Gas_Process Cooling_E9 | F2 | Industrial | Other Industrial | Existing | Process | Natural Gas | Process Cooling | E9 | TRC BC Ratio | 0 | 0 | 0 | 0 | 0 | 0 | 0 | 0 | 0 | 0 | 0 | 0 | 0 | 0 | 0 | 0 | 0 | 0 | 0 | 0 | 0 | 0 | 0 | 0 | 0 | 0 | 0 | 0 | 0 | 0
F2_Industrial_Other Industrial_Existing_Process_Natural Gas_Process Cooling_E10 | F2 | Industrial | Other Industrial | Existing | Process | Natural Gas | Process Cooling | E10 | TRC BC Ratio | 0 | 0 | 0 | 0 | 0 | 0 | 0 | 0 | 0 | 0 | 0 | 0 | 0 | 0 | 0 | 0 | 0 | 0 | 0 | 0 | 0 | 0 | 0 | 0 | 0 | 0 | 0 | 0 | 0 | 0
F3_Industrial_Other Industrial_Existing_Process_Natural Gas_Process Cooling_E1 | F3 | Industrial | Other Industrial | Existing | Process | Natural Gas | Process Cooling | E1 | PACT BC Ratio | 0.9 | 0.9 | 0.9 | 0.9 | 0.9 | 0.9 | 0.9 | 0.9 | 0.9 | 0.9 | 0.9 | 0.9 | 0.9 | 0.9 | 0.9 | 0.9 | 0.9 | 0.9 | 0.9 | 0.9 | 0.9 | 0.9 | 0 | 0 | 0 | 0 | 0 | 0 | 0 | 0
F3_Industrial_Other Industrial_Existing_Process_Natural Gas_Process Cooling_E2 | F3 | Industrial | Other Industrial | Existing | Process | Natural Gas | Process Cooling | E2 | PACT BC Ratio | 0 | 0 | 0 | 0 | 0 | 0 | 0 | 0 | 0 | 0 | 0 | 0 | 0 | 0 | 0 | 0 | 0 | 0 | 0 | 0 | 0 | 0 | 0 | 0 | 0 | 0 | 0 | 0 | 0 | 0
F3_Industrial_Other Industrial_Existing_Process_Natural Gas_Process Cooling_E3 | F3 | Industrial | Other Industrial | Existing | Process | Natural Gas | Process Cooling | E3 | PACT BC Ratio | 0 | 0 | 0 | 0 | 0 | 0 | 0 | 0 | 0 | 0 | 0 | 0 | 0 | 0 | 0 | 0 | 0 | 0 | 0 | 0 | 0 | 0 | 0 | 0 | 0 | 0 | 0 | 0 | 0 | 0
F3_Industrial_Other Industrial_Existing_Process_Natural Gas_Process Cooling_E4 | F3 | Industrial | Other Industrial | Existing | Process | Natural Gas | Process Cooling | E4 | PACT BC Ratio | 0 | 0 | 0 | 0 | 0 | 0 | 0 | 0 | 0 | 0 | 0 | 0 | 0 | 0 | 0 | 0 | 0 | 0 | 0 | 0 | 0 | 0 | 0 | 0 | 0 | 0 | 0 | 0 | 0 | 0
F3_Industrial_Other Industrial_Existing_Process_Natural Gas_Process Cooling_E5 | F3 | Industrial | Other Industrial | Existing | Process | Natural Gas | Process Cooling | E5 | PACT BC Ratio | 0 | 0 | 0 | 0 | 0 | 0 | 0 | 0 | 0 | 0 | 0 | 0 | 0 | 0 | 0 | 0 | 0 | 0 | 0 | 0 | 0 | 0 | 0 | 0 | 0 | 0 | 0 | 0 | 0 | 0
F3_Industrial_Other Industrial_Existing_Process_Natural Gas_Process Cooling_E6 | F3 | Industrial | Other Industrial | Existing | Process | Natural Gas | Process Cooling | E6 | PACT BC Ratio | 0 | 0 | 0 | 0 | 0 | 0 | 0 | 0 | 0 | 0 | 0 | 0 | 0 | 0 | 0 | 0 | 0 | 0 | 0 | 0 | 0 | 0 | 0 | 0 | 0 | 0 | 0 | 0 | 0 | 0
F3_Industrial_Other Industrial_Existing_Process_Natural Gas_Process Cooling_E7 | F3 | Industrial | Other Industrial | Existing | Process | Natural Gas | Process Cooling | E7 | PACT BC Ratio | 0 | 0 | 0 | 0 | 0 | 0 | 0 | 0 | 0 | 0 | 0 | 0 | 0 | 0 | 0 | 0 | 0 | 0 | 0 | 0 | 0 | 0 | 0 | 0 | 0 | 0 | 0 | 0 | 0 | 0
F3_Industrial_Other Industrial_Existing_Process_Natural Gas_Process Cooling_E8 | F3 | Industrial | Other Industrial | Existing | Process | Natural Gas | Process Cooling | E8 | PACT BC Ratio | 0 | 0 | 0 | 0 | 0 | 0 | 0 | 0 | 0 | 0 | 0 | 0 | 0 | 0 | 0 | 0 | 0 | 0 | 0 | 0 | 0 | 0 | 0 | 0 | 0 | 0 | 0 | 0 | 0 | 0
F3_Industrial_Other Industrial_Existing_Process_Natural Gas_Process Cooling_E9 | F3 | Industrial | Other Industrial | Existing | Process | Natural Gas | Process Cooling | E9 | PACT BC Ratio | 0 | 0 | 0 | 0 | 0 | 0 | 0 | 0 | 0 | 0 | 0 | 0 | 0 | 0 | 0 | 0 | 0 | 0 | 0 | 0 | 0 | 0 | 0 | 0 | 0 | 0 | 0 | 0 | 0 | 0
F3_Industrial_Other Industrial_Existing_Process_Natural Gas_Process Cooling_E10 | F3 | Industrial | Other Industrial | Existing | Process | Natural Gas | Process Cooling | E10 | PACT BC Ratio | 0 | 0 | 0 | 0 | 0 | 0 | 0 | 0 | 0 | 0 | 0 | 0 | 0 | 0 | 0 | 0 | 0 | 0 | 0 | 0 | 0 | 0 | 0 | 0 | 0 | 0 | 0 | 0 | 0 | 0
F4_Industrial_Other Industrial_Existing_Process_Natural Gas_Process Cooling_E1 | F4 | Industrial | Other Industrial | Existing | Process | Natural Gas | Process Cooling | E1 | PCT BC Ratio | 0.9 | 0.9 | 0.9 | 0.9 | 0.9 | 0.9 | 0.9 | 0.9 | 0.9 | 0.9 | 0.9 | 0.9 | 0.9 | 0.9 | 0.9 | 0.9 | 0.9 | 0.9 | 0.9 | 0.9 | 0.9 | 0.9 | 0 | 0 | 0 | 0 | 0 | 0 | 0 | 0
F4_Industrial_Other Industrial_Existing_Process_Natural Gas_Process Cooling_E2 | F4 | Industrial | Other Industrial | Existing | Process | Natural Gas | Process Cooling | E2 | PCT BC Ratio | 0 | 0 | 0 | 0 | 0 | 0 | 0 | 0 | 0 | 0 | 0 | 0 | 0 | 0 | 0 | 0 | 0 | 0 | 0 | 0 | 0 | 0 | 0 | 0 | 0 | 0 | 0 | 0 | 0 | 0
F4_Industrial_Other Industrial_Existing_Process_Natural Gas_Process Cooling_E3 | F4 | Industrial | Other Industrial | Existing | Process | Natural Gas | Process Cooling | E3 | PCT BC Ratio | 0 | 0 | 0 | 0 | 0 | 0 | 0 | 0 | 0 | 0 | 0 | 0 | 0 | 0 | 0 | 0 | 0 | 0 | 0 | 0 | 0 | 0 | 0 | 0 | 0 | 0 | 0 | 0 | 0 | 0
F4_Industrial_Other Industrial_Existing_Process_Natural Gas_Process Cooling_E4 | F4 | Industrial | Other Industrial | Existing | Process | Natural Gas | Process Cooling | E4 | PCT BC Ratio | 0 | 0 | 0 | 0 | 0 | 0 | 0 | 0 | 0 | 0 | 0 | 0 | 0 | 0 | 0 | 0 | 0 | 0 | 0 | 0 | 0 | 0 | 0 | 0 | 0 | 0 | 0 | 0 | 0 | 0
F4_Industrial_Other Industrial_Existing_Process_Natural Gas_Process Cooling_E5 | F4 | Industrial | Other Industrial | Existing | Process | Natural Gas | Process Cooling | E5 | PCT BC Ratio | 0 | 0 | 0 | 0 | 0 | 0 | 0 | 0 | 0 | 0 | 0 | 0 | 0 | 0 | 0 | 0 | 0 | 0 | 0 | 0 | 0 | 0 | 0 | 0 | 0 | 0 | 0 | 0 | 0 | 0
F4_Industrial_Other Industrial_Existing_Process_Natural Gas_Process Cooling_E6 | F4 | Industrial | Other Industrial | Existing | Process | Natural Gas | Process Cooling | E6 | PCT BC Ratio | 0 | 0 | 0 | 0 | 0 | 0 | 0 | 0 | 0 | 0 | 0 | 0 | 0 | 0 | 0 | 0 | 0 | 0 | 0 | 0 | 0 | 0 | 0 | 0 | 0 | 0 | 0 | 0 | 0 | 0
F4_Industrial_Other Industrial_Existing_Process_Natural Gas_Process Cooling_E7 | F4 | Industrial | Other Industrial | Existing | Process | Natural Gas | Process Cooling | E7 | PCT BC Ratio | 0 | 0 | 0 | 0 | 0 | 0 | 0 | 0 | 0 | 0 | 0 | 0 | 0 | 0 | 0 | 0 | 0 | 0 | 0 | 0 | 0 | 0 | 0 | 0 | 0 | 0 | 0 | 0 | 0 | 0
F4_Industrial_Other Industrial_Existing_Process_Natural Gas_Process Cooling_E8 | F4 | Industrial | Other Industrial | Existing | Process | Natural Gas | Process Cooling | E8 | PCT BC Ratio | 0 | 0 | 0 | 0 | 0 | 0 | 0 | 0 | 0 | 0 | 0 | 0 | 0 | 0 | 0 | 0 | 0 | 0 | 0 | 0 | 0 | 0 | 0 | 0 | 0 | 0 | 0 | 0 | 0 | 0
F4_Industrial_Other Industrial_Existing_Process_Natural Gas_Process Cooling_E9 | F4 | Industrial | Other Industrial | Existing | Process | Natural Gas | Process Cooling | E9 | PCT BC Ratio | 0 | 0 | 0 | 0 | 0 | 0 | 0 | 0 | 0 | 0 | 0 | 0 | 0 | 0 | 0 | 0 | 0 | 0 | 0 | 0 | 0 | 0 | 0 | 0 | 0 | 0 | 0 | 0 | 0 | 0
F4_Industrial_Other Industrial_Existing_Process_Natural Gas_Process Cooling_E10 | F4 | Industrial | Other Industrial | Existing | Process | Natural Gas | Process Cooling | E10 | PCT BC Ratio | 0 | 0 | 0 | 0 | 0 | 0 | 0 | 0 | 0 | 0 | 0 | 0 | 0 | 0 | 0 | 0 | 0 | 0 | 0 | 0 | 0 | 0 | 0 | 0 | 0 | 0 | 0 | 0 | 0 | 0
F5_Industrial_Other Industrial_Existing_Process_Natural Gas_Process Cooling_E1 | F5 | Industrial | Other Industrial | Existing | Process | Natural Gas | Process Cooling | E1 | RIM BC Ratio | 0.9 | 0.9 | 0.9 | 0.9 | 0.9 | 0.9 | 0.9 | 0.9 | 0.9 | 0.9 | 0.9 | 0.9 | 0.9 | 0.9 | 0.9 | 0.9 | 0.9 | 0.9 | 0.9 | 0.9 | 0.9 | 0.9 | 0 | 0 | 0 | 0 | 0 | 0 | 0 | 0
F5_Industrial_Other Industrial_Existing_Process_Natural Gas_Process Cooling_E2 | F5 | Industrial | Other Industrial | Existing | Process | Natural Gas | Process Cooling | E2 | RIM BC Ratio | 0 | 0 | 0 | 0 | 0 | 0 | 0 | 0 | 0 | 0 | 0 | 0 | 0 | 0 | 0 | 0 | 0 | 0 | 0 | 0 | 0 | 0 | 0 | 0 | 0 | 0 | 0 | 0 | 0 | 0
F5_Industrial_Other Industrial_Existing_Process_Natural Gas_Process Cooling_E3 | F5 | Industrial | Other Industrial | Existing | Process | Natural Gas | Process Cooling | E3 | RIM BC Ratio | 0 | 0 | 0 | 0 | 0 | 0 | 0 | 0 | 0 | 0 | 0 | 0 | 0 | 0 | 0 | 0 | 0 | 0 | 0 | 0 | 0 | 0 | 0 | 0 | 0 | 0 | 0 | 0 | 0 | 0
F5_Industrial_Other Industrial_Existing_Process_Natural Gas_Process Cooling_E4 | F5 | Industrial | Other Industrial | Existing | Process | Natural Gas | Process Cooling | E4 | RIM BC Ratio | 0 | 0 | 0 | 0 | 0 | 0 | 0 | 0 | 0 | 0 | 0 | 0 | 0 | 0 | 0 | 0 | 0 | 0 | 0 | 0 | 0 | 0 | 0 | 0 | 0 | 0 | 0 | 0 | 0 | 0
F5_Industrial_Other Industrial_Existing_Process_Natural Gas_Process Cooling_E5 | F5 | Industrial | Other Industrial | Existing | Process | Natural Gas | Process Cooling | E5 | RIM BC Ratio | 0 | 0 | 0 | 0 | 0 | 0 | 0 | 0 | 0 | 0 | 0 | 0 | 0 | 0 | 0 | 0 | 0 | 0 | 0 | 0 | 0 | 0 | 0 | 0 | 0 | 0 | 0 | 0 | 0 | 0
F5_Industrial_Other Industrial_Existing_Process_Natural Gas_Process Cooling_E6 | F5 | Industrial | Other Industrial | Existing | Process | Natural Gas | Process Cooling | E6 | RIM BC Ratio | 0 | 0 | 0 | 0 | 0 | 0 | 0 | 0 | 0 | 0 | 0 | 0 | 0 | 0 | 0 | 0 | 0 | 0 | 0 | 0 | 0 | 0 | 0 | 0 | 0 | 0 | 0 | 0 | 0 | 0
F5_Industrial_Other Industrial_Existing_Process_Natural Gas_Process Cooling_E7 | F5 | Industrial | Other Industrial | Existing | Process | Natural Gas | Process Cooling | E7 | RIM BC Ratio | 0 | 0 | 0 | 0 | 0 | 0 | 0 | 0 | 0 | 0 | 0 | 0 | 0 | 0 | 0 | 0 | 0 | 0 | 0 | 0 | 0 | 0 | 0 | 0 | 0 | 0 | 0 | 0 | 0 | 0
F5_Industrial_Other Industrial_Existing_Process_Natural Gas_Process Cooling_E8 | F5 | Industrial | Other Industrial | Existing | Process | Natural Gas | Process Cooling | E8 | RIM BC Ratio | 0 | 0 | 0 | 0 | 0 | 0 | 0 | 0 | 0 | 0 | 0 | 0 | 0 | 0 | 0 | 0 | 0 | 0 | 0 | 0 | 0 | 0 | 0 | 0 | 0 | 0 | 0 | 0 | 0 | 0
F5_Industrial_Other Industrial_Existing_Process_Natural Gas_Process Cooling_E9 | F5 | Industrial | Other Industrial | Existing | Process | Natural Gas | Process Cooling | E9 | RIM BC Ratio | 0 | 0 | 0 | 0 | 0 | 0 | 0 | 0 | 0 | 0 | 0 | 0 | 0 | 0 | 0 | 0 | 0 | 0 | 0 | 0 | 0 | 0 | 0 | 0 | 0 | 0 | 0 | 0 | 0 | 0
F5_Industrial_Other Industrial_Existing_Process_Natural Gas_Process Cooling_E10 | F5 | Industrial | Other Industrial | Existing | Process | Natural Gas | Process Cooling | E10 | RIM BC Ratio | 0 | 0 | 0 | 0 | 0 | 0 | 0 | 0 | 0 | 0 | 0 | 0 | 0 | 0 | 0 | 0 | 0 | 0 | 0 | 0 | 0 | 0 | 0 | 0 | 0 | 0 | 0 | 0 | 0 | 0
F0_Industrial_Other Industrial_Existing_Process_Natural Gas_Other Process_E0 | F0 | Industrial | Other Industrial | Existing | Process | Natural Gas | Other Process | E0 | Economic Unit | Standard | Standard | Standard | Standard | Standard | Standard | Standard | Standard | Standard | Standard | Standard | Standard | Standard | Standard | Standard | Standard | Standard | Standard | Standard | Standard | Standard | Standard | 0 | 0 | 0 | 0 | 0 | 0 | 0 | 0
F1_Industrial_Other Industrial_Existing_Process_Natural Gas_Other Process_E1 | F1 | Industrial | Other Industrial | Existing | Process | Natural Gas | Other Process | E1 | CCE | 0 | 0 | 0 | 0 | 0 | 0 | 0 | 0 | 0 | 0 | 0 | 0 | 0 | 0 | 0 | 0 | 0 | 0 | 0 | 0 | 0 | 0 | 0 | 0 | 0 | 0 | 0 | 0 | 0 | 0
F1_Industrial_Other Industrial_Existing_Process_Natural Gas_Other Process_E2 | F1 | Industrial | Other Industrial | Existing | Process | Natural Gas | Other Process | E2 | CCE | 0 | 0 | 0 | 0 | 0 | 0 | 0 | 0 | 0 | 0 | 0 | 0 | 0 | 0 | 0 | 0 | 0 | 0 | 0 | 0 | 0 | 0 | 0 | 0 | 0 | 0 | 0 | 0 | 0 | 0
F1_Industrial_Other Industrial_Existing_Process_Natural Gas_Other Process_E3 | F1 | Industrial | Other Industrial | Existing | Process | Natural Gas | Other Process | E3 | CCE | 0 | 0 | 0 | 0 | 0 | 0 | 0 | 0 | 0 | 0 | 0 | 0 | 0 | 0 | 0 | 0 | 0 | 0 | 0 | 0 | 0 | 0 | 0 | 0 | 0 | 0 | 0 | 0 | 0 | 0
F1_Industrial_Other Industrial_Existing_Process_Natural Gas_Other Process_E4 | F1 | Industrial | Other Industrial | Existing | Process | Natural Gas | Other Process | E4 | CCE | 0 | 0 | 0 | 0 | 0 | 0 | 0 | 0 | 0 | 0 | 0 | 0 | 0 | 0 | 0 | 0 | 0 | 0 | 0 | 0 | 0 | 0 | 0 | 0 | 0 | 0 | 0 | 0 | 0 | 0
F1_Industrial_Other Industrial_Existing_Process_Natural Gas_Other Process_E5 | F1 | Industrial | Other Industrial | Existing | Process | Natural Gas | Other Process | E5 | CCE | 0 | 0 | 0 | 0 | 0 | 0 | 0 | 0 | 0 | 0 | 0 | 0 | 0 | 0 | 0 | 0 | 0 | 0 | 0 | 0 | 0 | 0 | 0 | 0 | 0 | 0 | 0 | 0 | 0 | 0
F1_Industrial_Other Industrial_Existing_Process_Natural Gas_Other Process_E6 | F1 | Industrial | Other Industrial | Existing | Process | Natural Gas | Other Process | E6 | CCE | 0 | 0 | 0 | 0 | 0 | 0 | 0 | 0 | 0 | 0 | 0 | 0 | 0 | 0 | 0 | 0 | 0 | 0 | 0 | 0 | 0 | 0 | 0 | 0 | 0 | 0 | 0 | 0 | 0 | 0
F1_Industrial_Other Industrial_Existing_Process_Natural Gas_Other Process_E7 | F1 | Industrial | Other Industrial | Existing | Process | Natural Gas | Other Process | E7 | CCE | 0 | 0 | 0 | 0 | 0 | 0 | 0 | 0 | 0 | 0 | 0 | 0 | 0 | 0 | 0 | 0 | 0 | 0 | 0 | 0 | 0 | 0 | 0 | 0 | 0 | 0 | 0 | 0 | 0 | 0
F1_Industrial_Other Industrial_Existing_Process_Natural Gas_Other Process_E8 | F1 | Industrial | Other Industrial | Existing | Process | Natural Gas | Other Process | E8 | CCE | 0 | 0 | 0 | 0 | 0 | 0 | 0 | 0 | 0 | 0 | 0 | 0 | 0 | 0 | 0 | 0 | 0 | 0 | 0 | 0 | 0 | 0 | 0 | 0 | 0 | 0 | 0 | 0 | 0 | 0
F1_Industrial_Other Industrial_Existing_Process_Natural Gas_Other Process_E9 | F1 | Industrial | Other Industrial | Existing | Process | Natural Gas | Other Process | E9 | CCE | 0 | 0 | 0 | 0 | 0 | 0 | 0 | 0 | 0 | 0 | 0 | 0 | 0 | 0 | 0 | 0 | 0 | 0 | 0 | 0 | 0 | 0 | 0 | 0 | 0 | 0 | 0 | 0 | 0 | 0
F1_Industrial_Other Industrial_Existing_Process_Natural Gas_Other Process_E10 | F1 | Industrial | Other Industrial | Existing | Process | Natural Gas | Other Process | E10 | CCE | 0 | 0 | 0 | 0 | 0 | 0 | 0 | 0 | 0 | 0 | 0 | 0 | 0 | 0 | 0 | 0 | 0 | 0 | 0 | 0 | 0 | 0 | 0 | 0 | 0 | 0 | 0 | 0 | 0 | 0
F2_Industrial_Other Industrial_Existing_Process_Natural Gas_Other Process_E1 | F2 | Industrial | Other Industrial | Existing | Process | Natural Gas | Other Process | E1 | TRC BC Ratio | 0.9 | 0.9 | 0.9 | 0.9 | 0.9 | 0.9 | 0.9 | 0.9 | 0.9 | 0.9 | 0.9 | 0.9 | 0.9 | 0.9 | 0.9 | 0.9 | 0.9 | 0.9 | 0.9 | 0.9 | 0.9 | 0.9 | 0 | 0 | 0 | 0 | 0 | 0 | 0 | 0
F2_Industrial_Other Industrial_Existing_Process_Natural Gas_Other Process_E2 | F2 | Industrial | Other Industrial | Existing | Process | Natural Gas | Other Process | E2 | TRC BC Ratio | 0 | 0 | 0 | 0 | 0 | 0 | 0 | 0 | 0 | 0 | 0 | 0 | 0 | 0 | 0 | 0 | 0 | 0 | 0 | 0 | 0 | 0 | 0 | 0 | 0 | 0 | 0 | 0 | 0 | 0
F2_Industrial_Other Industrial_Existing_Process_Natural Gas_Other Process_E3 | F2 | Industrial | Other Industrial | Existing | Process | Natural Gas | Other Process | E3 | TRC BC Ratio | 0 | 0 | 0 | 0 | 0 | 0 | 0 | 0 | 0 | 0 | 0 | 0 | 0 | 0 | 0 | 0 | 0 | 0 | 0 | 0 | 0 | 0 | 0 | 0 | 0 | 0 | 0 | 0 | 0 | 0
F2_Industrial_Other Industrial_Existing_Process_Natural Gas_Other Process_E4 | F2 | Industrial | Other Industrial | Existing | Process | Natural Gas | Other Process | E4 | TRC BC Ratio | 0 | 0 | 0 | 0 | 0 | 0 | 0 | 0 | 0 | 0 | 0 | 0 | 0 | 0 | 0 | 0 | 0 | 0 | 0 | 0 | 0 | 0 | 0 | 0 | 0 | 0 | 0 | 0 | 0 | 0
F2_Industrial_Other Industrial_Existing_Process_Natural Gas_Other Process_E5 | F2 | Industrial | Other Industrial | Existing | Process | Natural Gas | Other Process | E5 | TRC BC Ratio | 0 | 0 | 0 | 0 | 0 | 0 | 0 | 0 | 0 | 0 | 0 | 0 | 0 | 0 | 0 | 0 | 0 | 0 | 0 | 0 | 0 | 0 | 0 | 0 | 0 | 0 | 0 | 0 | 0 | 0
F2_Industrial_Other Industrial_Existing_Process_Natural Gas_Other Process_E6 | F2 | Industrial | Other Industrial | Existing | Process | Natural Gas | Other Process | E6 | TRC BC Ratio | 0 | 0 | 0 | 0 | 0 | 0 | 0 | 0 | 0 | 0 | 0 | 0 | 0 | 0 | 0 | 0 | 0 | 0 | 0 | 0 | 0 | 0 | 0 | 0 | 0 | 0 | 0 | 0 | 0 | 0
F2_Industrial_Other Industrial_Existing_Process_Natural Gas_Other Process_E7 | F2 | Industrial | Other Industrial | Existing | Process | Natural Gas | Other Process | E7 | TRC BC Ratio | 0 | 0 | 0 | 0 | 0 | 0 | 0 | 0 | 0 | 0 | 0 | 0 | 0 | 0 | 0 | 0 | 0 | 0 | 0 | 0 | 0 | 0 | 0 | 0 | 0 | 0 | 0 | 0 | 0 | 0
F2_Industrial_Other Industrial_Existing_Process_Natural Gas_Other Process_E8 | F2 | Industrial | Other Industrial | Existing | Process | Natural Gas | Other Process | E8 | TRC BC Ratio | 0 | 0 | 0 | 0 | 0 | 0 | 0 | 0 | 0 | 0 | 0 | 0 | 0 | 0 | 0 | 0 | 0 | 0 | 0 | 0 | 0 | 0 | 0 | 0 | 0 | 0 | 0 | 0 | 0 | 0
F2_Industrial_Other Industrial_Existing_Process_Natural Gas_Other Process_E9 | F2 | Industrial | Other Industrial | Existing | Process | Natural Gas | Other Process | E9 | TRC BC Ratio | 0 | 0 | 0 | 0 | 0 | 0 | 0 | 0 | 0 | 0 | 0 | 0 | 0 | 0 | 0 | 0 | 0 | 0 | 0 | 0 | 0 | 0 | 0 | 0 | 0 | 0 | 0 | 0 | 0 | 0
F2_Industrial_Other Industrial_Existing_Process_Natural Gas_Other Process_E10 | F2 | Industrial | Other Industrial | Existing | Process | Natural Gas | Other Process | E10 | TRC BC Ratio | 0 | 0 | 0 | 0 | 0 | 0 | 0 | 0 | 0 | 0 | 0 | 0 | 0 | 0 | 0 | 0 | 0 | 0 | 0 | 0 | 0 | 0 | 0 | 0 | 0 | 0 | 0 | 0 | 0 | 0
F3_Industrial_Other Industrial_Existing_Process_Natural Gas_Other Process_E1 | F3 | Industrial | Other Industrial | Existing | Process | Natural Gas | Other Process | E1 | PACT BC Ratio | 0.9 | 0.9 | 0.9 | 0.9 | 0.9 | 0.9 | 0.9 | 0.9 | 0.9 | 0.9 | 0.9 | 0.9 | 0.9 | 0.9 | 0.9 | 0.9 | 0.9 | 0.9 | 0.9 | 0.9 | 0.9 | 0.9 | 0 | 0 | 0 | 0 | 0 | 0 | 0 | 0
F3_Industrial_Other Industrial_Existing_Process_Natural Gas_Other Process_E2 | F3 | Industrial | Other Industrial | Existing | Process | Natural Gas | Other Process | E2 | PACT BC Ratio | 0 | 0 | 0 | 0 | 0 | 0 | 0 | 0 | 0 | 0 | 0 | 0 | 0 | 0 | 0 | 0 | 0 | 0 | 0 | 0 | 0 | 0 | 0 | 0 | 0 | 0 | 0 | 0 | 0 | 0
F3_Industrial_Other Industrial_Existing_Process_Natural Gas_Other Process_E3 | F3 | Industrial | Other Industrial | Existing | Process | Natural Gas | Other Process | E3 | PACT BC Ratio | 0 | 0 | 0 | 0 | 0 | 0 | 0 | 0 | 0 | 0 | 0 | 0 | 0 | 0 | 0 | 0 | 0 | 0 | 0 | 0 | 0 | 0 | 0 | 0 | 0 | 0 | 0 | 0 | 0 | 0
F3_Industrial_Other Industrial_Existing_Process_Natural Gas_Other Process_E4 | F3 | Industrial | Other Industrial | Existing | Process | Natural Gas | Other Process | E4 | PACT BC Ratio | 0 | 0 | 0 | 0 | 0 | 0 | 0 | 0 | 0 | 0 | 0 | 0 | 0 | 0 | 0 | 0 | 0 | 0 | 0 | 0 | 0 | 0 | 0 | 0 | 0 | 0 | 0 | 0 | 0 | 0
F3_Industrial_Other Industrial_Existing_Process_Natural Gas_Other Process_E5 | F3 | Industrial | Other Industrial | Existing | Process | Natural Gas | Other Process | E5 | PACT BC Ratio | 0 | 0 | 0 | 0 | 0 | 0 | 0 | 0 | 0 | 0 | 0 | 0 | 0 | 0 | 0 | 0 | 0 | 0 | 0 | 0 | 0 | 0 | 0 | 0 | 0 | 0 | 0 | 0 | 0 | 0
F3_Industrial_Other Industrial_Existing_Process_Natural Gas_Other Process_E6 | F3 | Industrial | Other Industrial | Existing | Process | Natural Gas | Other Process | E6 | PACT BC Ratio | 0 | 0 | 0 | 0 | 0 | 0 | 0 | 0 | 0 | 0 | 0 | 0 | 0 | 0 | 0 | 0 | 0 | 0 | 0 | 0 | 0 | 0 | 0 | 0 | 0 | 0 | 0 | 0 | 0 | 0
F3_Industrial_Other Industrial_Existing_Process_Natural Gas_Other Process_E7 | F3 | Industrial | Other Industrial | Existing | Process | Natural Gas | Other Process | E7 | PACT BC Ratio | 0 | 0 | 0 | 0 | 0 | 0 | 0 | 0 | 0 | 0 | 0 | 0 | 0 | 0 | 0 | 0 | 0 | 0 | 0 | 0 | 0 | 0 | 0 | 0 | 0 | 0 | 0 | 0 | 0 | 0
F3_Industrial_Other Industrial_Existing_Process_Natural Gas_Other Process_E8 | F3 | Industrial | Other Industrial | Existing | Process | Natural Gas | Other Process | E8 | PACT BC Ratio | 0 | 0 | 0 | 0 | 0 | 0 | 0 | 0 | 0 | 0 | 0 | 0 | 0 | 0 | 0 | 0 | 0 | 0 | 0 | 0 | 0 | 0 | 0 | 0 | 0 | 0 | 0 | 0 | 0 | 0
F3_Industrial_Other Industrial_Existing_Process_Natural Gas_Other Process_E9 | F3 | Industrial | Other Industrial | Existing | Process | Natural Gas | Other Process | E9 | PACT BC Ratio | 0 | 0 | 0 | 0 | 0 | 0 | 0 | 0 | 0 | 0 | 0 | 0 | 0 | 0 | 0 | 0 | 0 | 0 | 0 | 0 | 0 | 0 | 0 | 0 | 0 | 0 | 0 | 0 | 0 | 0
F3_Industrial_Other Industrial_Existing_Process_Natural Gas_Other Process_E10 | F3 | Industrial | Other Industrial | Existing | Process | Natural Gas | Other Process | E10 | PACT BC Ratio | 0 | 0 | 0 | 0 | 0 | 0 | 0 | 0 | 0 | 0 | 0 | 0 | 0 | 0 | 0 | 0 | 0 | 0 | 0 | 0 | 0 | 0 | 0 | 0 | 0 | 0 | 0 | 0 | 0 | 0
F4_Industrial_Other Industrial_Existing_Process_Natural Gas_Other Process_E1 | F4 | Industrial | Other Industrial | Existing | Process | Natural Gas | Other Process | E1 | PCT BC Ratio | 0.9 | 0.9 | 0.9 | 0.9 | 0.9 | 0.9 | 0.9 | 0.9 | 0.9 | 0.9 | 0.9 | 0.9 | 0.9 | 0.9 | 0.9 | 0.9 | 0.9 | 0.9 | 0.9 | 0.9 | 0.9 | 0.9 | 0 | 0 | 0 | 0 | 0 | 0 | 0 | 0
F4_Industrial_Other Industrial_Existing_Process_Natural Gas_Other Process_E2 | F4 | Industrial | Other Industrial | Existing | Process | Natural Gas | Other Process | E2 | PCT BC Ratio | 0 | 0 | 0 | 0 | 0 | 0 | 0 | 0 | 0 | 0 | 0 | 0 | 0 | 0 | 0 | 0 | 0 | 0 | 0 | 0 | 0 | 0 | 0 | 0 | 0 | 0 | 0 | 0 | 0 | 0
F4_Industrial_Other Industrial_Existing_Process_Natural Gas_Other Process_E3 | F4 | Industrial | Other Industrial | Existing | Process | Natural Gas | Other Process | E3 | PCT BC Ratio | 0 | 0 | 0 | 0 | 0 | 0 | 0 | 0 | 0 | 0 | 0 | 0 | 0 | 0 | 0 | 0 | 0 | 0 | 0 | 0 | 0 | 0 | 0 | 0 | 0 | 0 | 0 | 0 | 0 | 0
F4_Industrial_Other Industrial_Existing_Process_Natural Gas_Other Process_E4 | F4 | Industrial | Other Industrial | Existing | Process | Natural Gas | Other Process | E4 | PCT BC Ratio | 0 | 0 | 0 | 0 | 0 | 0 | 0 | 0 | 0 | 0 | 0 | 0 | 0 | 0 | 0 | 0 | 0 | 0 | 0 | 0 | 0 | 0 | 0 | 0 | 0 | 0 | 0 | 0 | 0 | 0
F4_Industrial_Other Industrial_Existing_Process_Natural Gas_Other Process_E5 | F4 | Industrial | Other Industrial | Existing | Process | Natural Gas | Other Process | E5 | PCT BC Ratio | 0 | 0 | 0 | 0 | 0 | 0 | 0 | 0 | 0 | 0 | 0 | 0 | 0 | 0 | 0 | 0 | 0 | 0 | 0 | 0 | 0 | 0 | 0 | 0 | 0 | 0 | 0 | 0 | 0 | 0
F4_Industrial_Other Industrial_Existing_Process_Natural Gas_Other Process_E6 | F4 | Industrial | Other Industrial | Existing | Process | Natural Gas | Other Process | E6 | PCT BC Ratio | 0 | 0 | 0 | 0 | 0 | 0 | 0 | 0 | 0 | 0 | 0 | 0 | 0 | 0 | 0 | 0 | 0 | 0 | 0 | 0 | 0 | 0 | 0 | 0 | 0 | 0 | 0 | 0 | 0 | 0
F4_Industrial_Other Industrial_Existing_Process_Natural Gas_Other Process_E7 | F4 | Industrial | Other Industrial | Existing | Process | Natural Gas | Other Process | E7 | PCT BC Ratio | 0 | 0 | 0 | 0 | 0 | 0 | 0 | 0 | 0 | 0 | 0 | 0 | 0 | 0 | 0 | 0 | 0 | 0 | 0 | 0 | 0 | 0 | 0 | 0 | 0 | 0 | 0 | 0 | 0 | 0
F4_Industrial_Other Industrial_Existing_Process_Natural Gas_Other Process_E8 | F4 | Industrial | Other Industrial | Existing | Process | Natural Gas | Other Process | E8 | PCT BC Ratio | 0 | 0 | 0 | 0 | 0 | 0 | 0 | 0 | 0 | 0 | 0 | 0 | 0 | 0 | 0 | 0 | 0 | 0 | 0 | 0 | 0 | 0 | 0 | 0 | 0 | 0 | 0 | 0 | 0 | 0
F4_Industrial_Other Industrial_Existing_Process_Natural Gas_Other Process_E9 | F4 | Industrial | Other Industrial | Existing | Process | Natural Gas | Other Process | E9 | PCT BC Ratio | 0 | 0 | 0 | 0 | 0 | 0 | 0 | 0 | 0 | 0 | 0 | 0 | 0 | 0 | 0 | 0 | 0 | 0 | 0 | 0 | 0 | 0 | 0 | 0 | 0 | 0 | 0 | 0 | 0 | 0
F4_Industrial_Other Industrial_Existing_Process_Natural Gas_Other Process_E10 | F4 | Industrial | Other Industrial | Existing | Process | Natural Gas | Other Process | E10 | PCT BC Ratio | 0 | 0 | 0 | 0 | 0 | 0 | 0 | 0 | 0 | 0 | 0 | 0 | 0 | 0 | 0 | 0 | 0 | 0 | 0 | 0 | 0 | 0 | 0 | 0 | 0 | 0 | 0 | 0 | 0 | 0
F5_Industrial_Other Industrial_Existing_Process_Natural Gas_Other Process_E1 | F5 | Industrial | Other Industrial | Existing | Process | Natural Gas | Other Process | E1 | RIM BC Ratio | 0.9 | 0.9 | 0.9 | 0.9 | 0.9 | 0.9 | 0.9 | 0.9 | 0.9 | 0.9 | 0.9 | 0.9 | 0.9 | 0.9 | 0.9 | 0.9 | 0.9 | 0.9 | 0.9 | 0.9 | 0.9 | 0.9 | 0 | 0 | 0 | 0 | 0 | 0 | 0 | 0
F5_Industrial_Other Industrial_Existing_Process_Natural Gas_Other Process_E2 | F5 | Industrial | Other Industrial | Existing | Process | Natural Gas | Other Process | E2 | RIM BC Ratio | 0 | 0 | 0 | 0 | 0 | 0 | 0 | 0 | 0 | 0 | 0 | 0 | 0 | 0 | 0 | 0 | 0 | 0 | 0 | 0 | 0 | 0 | 0 | 0 | 0 | 0 | 0 | 0 | 0 | 0
F5_Industrial_Other Industrial_Existing_Process_Natural Gas_Other Process_E3 | F5 | Industrial | Other Industrial | Existing | Process | Natural Gas | Other Process | E3 | RIM BC Ratio | 0 | 0 | 0 | 0 | 0 | 0 | 0 | 0 | 0 | 0 | 0 | 0 | 0 | 0 | 0 | 0 | 0 | 0 | 0 | 0 | 0 | 0 | 0 | 0 | 0 | 0 | 0 | 0 | 0 | 0
F5_Industrial_Other Industrial_Existing_Process_Natural Gas_Other Process_E4 | F5 | Industrial | Other Industrial | Existing | Process | Natural Gas | Other Process | E4 | RIM BC Ratio | 0 | 0 | 0 | 0 | 0 | 0 | 0 | 0 | 0 | 0 | 0 | 0 | 0 | 0 | 0 | 0 | 0 | 0 | 0 | 0 | 0 | 0 | 0 | 0 | 0 | 0 | 0 | 0 | 0 | 0
F5_Industrial_Other Industrial_Existing_Process_Natural Gas_Other Process_E5 | F5 | Industrial | Other Industrial | Existing | Process | Natural Gas | Other Process | E5 | RIM BC Ratio | 0 | 0 | 0 | 0 | 0 | 0 | 0 | 0 | 0 | 0 | 0 | 0 | 0 | 0 | 0 | 0 | 0 | 0 | 0 | 0 | 0 | 0 | 0 | 0 | 0 | 0 | 0 | 0 | 0 | 0
F5_Industrial_Other Industrial_Existing_Process_Natural Gas_Other Process_E6 | F5 | Industrial | Other Industrial | Existing | Process | Natural Gas | Other Process | E6 | RIM BC Ratio | 0 | 0 | 0 | 0 | 0 | 0 | 0 | 0 | 0 | 0 | 0 | 0 | 0 | 0 | 0 | 0 | 0 | 0 | 0 | 0 | 0 | 0 | 0 | 0 | 0 | 0 | 0 | 0 | 0 | 0
F5_Industrial_Other Industrial_Existing_Process_Natural Gas_Other Process_E7 | F5 | Industrial | Other Industrial | Existing | Process | Natural Gas | Other Process | E7 | RIM BC Ratio | 0 | 0 | 0 | 0 | 0 | 0 | 0 | 0 | 0 | 0 | 0 | 0 | 0 | 0 | 0 | 0 | 0 | 0 | 0 | 0 | 0 | 0 | 0 | 0 | 0 | 0 | 0 | 0 | 0 | 0
F5_Industrial_Other Industrial_Existing_Process_Natural Gas_Other Process_E8 | F5 | Industrial | Other Industrial | Existing | Process | Natural Gas | Other Process | E8 | RIM BC Ratio | 0 | 0 | 0 | 0 | 0 | 0 | 0 | 0 | 0 | 0 | 0 | 0 | 0 | 0 | 0 | 0 | 0 | 0 | 0 | 0 | 0 | 0 | 0 | 0 | 0 | 0 | 0 | 0 | 0 | 0
F5_Industrial_Other Industrial_Existing_Process_Natural Gas_Other Process_E9 | F5 | Industrial | Other Industrial | Existing | Process | Natural Gas | Other Process | E9 | RIM BC Ratio | 0 | 0 | 0 | 0 | 0 | 0 | 0 | 0 | 0 | 0 | 0 | 0 | 0 | 0 | 0 | 0 | 0 | 0 | 0 | 0 | 0 | 0 | 0 | 0 | 0 | 0 | 0 | 0 | 0 | 0
F5_Industrial_Other Industrial_Existing_Process_Natural Gas_Other Process_E10 | F5 | Industrial | Other Industrial | Existing | Process | Natural Gas | Other Process | E10 | RIM BC Ratio | 0 | 0 | 0 | 0 | 0 | 0 | 0 | 0 | 0 | 0 | 0 | 0 | 0 | 0 | 0 | 0 | 0 | 0 | 0 | 0 | 0 | 0 | 0 | 0 | 0 | 0 | 0 | 0 | 0 | 0
F0_Industrial_Other Industrial_Existing_Miscellaneous_Natural Gas_Miscellaneous_E0 | F0 | Industrial | Other Industrial | Existing | Miscellaneous | Natural Gas | Miscellaneous | E0 | Economic Unit | Standard | Standard | Standard | Standard | Standard | Standard | Standard | Standard | Standard | Standard | Standard | Standard | Standard | Standard | Standard | Standard | Standard | Standard | Standard | Standard | Standard | Standard | 0 | 0 | 0 | 0 | 0 | 0 | 0 | 0
F1_Industrial_Other Industrial_Existing_Miscellaneous_Natural Gas_Miscellaneous_E1 | F1 | Industrial | Other Industrial | Existing | Miscellaneous | Natural Gas | Miscellaneous | E1 | CCE | 0 | 0 | 0 | 0 | 0 | 0 | 0 | 0 | 0 | 0 | 0 | 0 | 0 | 0 | 0 | 0 | 0 | 0 | 0 | 0 | 0 | 0 | 0 | 0 | 0 | 0 | 0 | 0 | 0 | 0
F1_Industrial_Other Industrial_Existing_Miscellaneous_Natural Gas_Miscellaneous_E2 | F1 | Industrial | Other Industrial | Existing | Miscellaneous | Natural Gas | Miscellaneous | E2 | CCE | 0 | 0 | 0 | 0 | 0 | 0 | 0 | 0 | 0 | 0 | 0 | 0 | 0 | 0 | 0 | 0 | 0 | 0 | 0 | 0 | 0 | 0 | 0 | 0 | 0 | 0 | 0 | 0 | 0 | 0
F1_Industrial_Other Industrial_Existing_Miscellaneous_Natural Gas_Miscellaneous_E3 | F1 | Industrial | Other Industrial | Existing | Miscellaneous | Natural Gas | Miscellaneous | E3 | CCE | 0 | 0 | 0 | 0 | 0 | 0 | 0 | 0 | 0 | 0 | 0 | 0 | 0 | 0 | 0 | 0 | 0 | 0 | 0 | 0 | 0 | 0 | 0 | 0 | 0 | 0 | 0 | 0 | 0 | 0
F1_Industrial_Other Industrial_Existing_Miscellaneous_Natural Gas_Miscellaneous_E4 | F1 | Industrial | Other Industrial | Existing | Miscellaneous | Natural Gas | Miscellaneous | E4 | CCE | 0 | 0 | 0 | 0 | 0 | 0 | 0 | 0 | 0 | 0 | 0 | 0 | 0 | 0 | 0 | 0 | 0 | 0 | 0 | 0 | 0 | 0 | 0 | 0 | 0 | 0 | 0 | 0 | 0 | 0
F1_Industrial_Other Industrial_Existing_Miscellaneous_Natural Gas_Miscellaneous_E5 | F1 | Industrial | Other Industrial | Existing | Miscellaneous | Natural Gas | Miscellaneous | E5 | CCE | 0 | 0 | 0 | 0 | 0 | 0 | 0 | 0 | 0 | 0 | 0 | 0 | 0 | 0 | 0 | 0 | 0 | 0 | 0 | 0 | 0 | 0 | 0 | 0 | 0 | 0 | 0 | 0 | 0 | 0
F1_Industrial_Other Industrial_Existing_Miscellaneous_Natural Gas_Miscellaneous_E6 | F1 | Industrial | Other Industrial | Existing | Miscellaneous | Natural Gas | Miscellaneous | E6 | CCE | 0 | 0 | 0 | 0 | 0 | 0 | 0 | 0 | 0 | 0 | 0 | 0 | 0 | 0 | 0 | 0 | 0 | 0 | 0 | 0 | 0 | 0 | 0 | 0 | 0 | 0 | 0 | 0 | 0 | 0
F1_Industrial_Other Industrial_Existing_Miscellaneous_Natural Gas_Miscellaneous_E7 | F1 | Industrial | Other Industrial | Existing | Miscellaneous | Natural Gas | Miscellaneous | E7 | CCE | 0 | 0 | 0 | 0 | 0 | 0 | 0 | 0 | 0 | 0 | 0 | 0 | 0 | 0 | 0 | 0 | 0 | 0 | 0 | 0 | 0 | 0 | 0 | 0 | 0 | 0 | 0 | 0 | 0 | 0
F1_Industrial_Other Industrial_Existing_Miscellaneous_Natural Gas_Miscellaneous_E8 | F1 | Industrial | Other Industrial | Existing | Miscellaneous | Natural Gas | Miscellaneous | E8 | CCE | 0 | 0 | 0 | 0 | 0 | 0 | 0 | 0 | 0 | 0 | 0 | 0 | 0 | 0 | 0 | 0 | 0 | 0 | 0 | 0 | 0 | 0 | 0 | 0 | 0 | 0 | 0 | 0 | 0 | 0
F1_Industrial_Other Industrial_Existing_Miscellaneous_Natural Gas_Miscellaneous_E9 | F1 | Industrial | Other Industrial | Existing | Miscellaneous | Natural Gas | Miscellaneous | E9 | CCE | 0 | 0 | 0 | 0 | 0 | 0 | 0 | 0 | 0 | 0 | 0 | 0 | 0 | 0 | 0 | 0 | 0 | 0 | 0 | 0 | 0 | 0 | 0 | 0 | 0 | 0 | 0 | 0 | 0 | 0
F1_Industrial_Other Industrial_Existing_Miscellaneous_Natural Gas_Miscellaneous_E10 | F1 | Industrial | Other Industrial | Existing | Miscellaneous | Natural Gas | Miscellaneous | E10 | CCE | 0 | 0 | 0 | 0 | 0 | 0 | 0 | 0 | 0 | 0 | 0 | 0 | 0 | 0 | 0 | 0 | 0 | 0 | 0 | 0 | 0 | 0 | 0 | 0 | 0 | 0 | 0 | 0 | 0 | 0
F2_Industrial_Other Industrial_Existing_Miscellaneous_Natural Gas_Miscellaneous_E1 | F2 | Industrial | Other Industrial | Existing | Miscellaneous | Natural Gas | Miscellaneous | E1 | TRC BC Ratio | 0.9 | 0.9 | 0.9 | 0.9 | 0.9 | 0.9 | 0.9 | 0.9 | 0.9 | 0.9 | 0.9 | 0.9 | 0.9 | 0.9 | 0.9 | 0.9 | 0.9 | 0.9 | 0.9 | 0.9 | 0.9 | 0.9 | 0 | 0 | 0 | 0 | 0 | 0 | 0 | 0
F2_Industrial_Other Industrial_Existing_Miscellaneous_Natural Gas_Miscellaneous_E2 | F2 | Industrial | Other Industrial | Existing | Miscellaneous | Natural Gas | Miscellaneous | E2 | TRC BC Ratio | 0 | 0 | 0 | 0 | 0 | 0 | 0 | 0 | 0 | 0 | 0 | 0 | 0 | 0 | 0 | 0 | 0 | 0 | 0 | 0 | 0 | 0 | 0 | 0 | 0 | 0 | 0 | 0 | 0 | 0
F2_Industrial_Other Industrial_Existing_Miscellaneous_Natural Gas_Miscellaneous_E3 | F2 | Industrial | Other Industrial | Existing | Miscellaneous | Natural Gas | Miscellaneous | E3 | TRC BC Ratio | 0 | 0 | 0 | 0 | 0 | 0 | 0 | 0 | 0 | 0 | 0 | 0 | 0 | 0 | 0 | 0 | 0 | 0 | 0 | 0 | 0 | 0 | 0 | 0 | 0 | 0 | 0 | 0 | 0 | 0
F2_Industrial_Other Industrial_Existing_Miscellaneous_Natural Gas_Miscellaneous_E4 | F2 | Industrial | Other Industrial | Existing | Miscellaneous | Natural Gas | Miscellaneous | E4 | TRC BC Ratio | 0 | 0 | 0 | 0 | 0 | 0 | 0 | 0 | 0 | 0 | 0 | 0 | 0 | 0 | 0 | 0 | 0 | 0 | 0 | 0 | 0 | 0 | 0 | 0 | 0 | 0 | 0 | 0 | 0 | 0
F2_Industrial_Other Industrial_Existing_Miscellaneous_Natural Gas_Miscellaneous_E5 | F2 | Industrial | Other Industrial | Existing | Miscellaneous | Natural Gas | Miscellaneous | E5 | TRC BC Ratio | 0 | 0 | 0 | 0 | 0 | 0 | 0 | 0 | 0 | 0 | 0 | 0 | 0 | 0 | 0 | 0 | 0 | 0 | 0 | 0 | 0 | 0 | 0 | 0 | 0 | 0 | 0 | 0 | 0 | 0
F2_Industrial_Other Industrial_Existing_Miscellaneous_Natural Gas_Miscellaneous_E6 | F2 | Industrial | Other Industrial | Existing | Miscellaneous | Natural Gas | Miscellaneous | E6 | TRC BC Ratio | 0 | 0 | 0 | 0 | 0 | 0 | 0 | 0 | 0 | 0 | 0 | 0 | 0 | 0 | 0 | 0 | 0 | 0 | 0 | 0 | 0 | 0 | 0 | 0 | 0 | 0 | 0 | 0 | 0 | 0
F2_Industrial_Other Industrial_Existing_Miscellaneous_Natural Gas_Miscellaneous_E7 | F2 | Industrial | Other Industrial | Existing | Miscellaneous | Natural Gas | Miscellaneous | E7 | TRC BC Ratio | 0 | 0 | 0 | 0 | 0 | 0 | 0 | 0 | 0 | 0 | 0 | 0 | 0 | 0 | 0 | 0 | 0 | 0 | 0 | 0 | 0 | 0 | 0 | 0 | 0 | 0 | 0 | 0 | 0 | 0
F2_Industrial_Other Industrial_Existing_Miscellaneous_Natural Gas_Miscellaneous_E8 | F2 | Industrial | Other Industrial | Existing | Miscellaneous | Natural Gas | Miscellaneous | E8 | TRC BC Ratio | 0 | 0 | 0 | 0 | 0 | 0 | 0 | 0 | 0 | 0 | 0 | 0 | 0 | 0 | 0 | 0 | 0 | 0 | 0 | 0 | 0 | 0 | 0 | 0 | 0 | 0 | 0 | 0 | 0 | 0
F2_Industrial_Other Industrial_Existing_Miscellaneous_Natural Gas_Miscellaneous_E9 | F2 | Industrial | Other Industrial | Existing | Miscellaneous | Natural Gas | Miscellaneous | E9 | TRC BC Ratio | 0 | 0 | 0 | 0 | 0 | 0 | 0 | 0 | 0 | 0 | 0 | 0 | 0 | 0 | 0 | 0 | 0 | 0 | 0 | 0 | 0 | 0 | 0 | 0 | 0 | 0 | 0 | 0 | 0 | 0
F2_Industrial_Other Industrial_Existing_Miscellaneous_Natural Gas_Miscellaneous_E10 | F2 | Industrial | Other Industrial | Existing | Miscellaneous | Natural Gas | Miscellaneous | E10 | TRC BC Ratio | 0 | 0 | 0 | 0 | 0 | 0 | 0 | 0 | 0 | 0 | 0 | 0 | 0 | 0 | 0 | 0 | 0 | 0 | 0 | 0 | 0 | 0 | 0 | 0 | 0 | 0 | 0 | 0 | 0 | 0
F3_Industrial_Other Industrial_Existing_Miscellaneous_Natural Gas_Miscellaneous_E1 | F3 | Industrial | Other Industrial | Existing | Miscellaneous | Natural Gas | Miscellaneous | E1 | PACT BC Ratio | 0.9 | 0.9 | 0.9 | 0.9 | 0.9 | 0.9 | 0.9 | 0.9 | 0.9 | 0.9 | 0.9 | 0.9 | 0.9 | 0.9 | 0.9 | 0.9 | 0.9 | 0.9 | 0.9 | 0.9 | 0.9 | 0.9 | 0 | 0 | 0 | 0 | 0 | 0 | 0 | 0
F3_Industrial_Other Industrial_Existing_Miscellaneous_Natural Gas_Miscellaneous_E2 | F3 | Industrial | Other Industrial | Existing | Miscellaneous | Natural Gas | Miscellaneous | E2 | PACT BC Ratio | 0 | 0 | 0 | 0 | 0 | 0 | 0 | 0 | 0 | 0 | 0 | 0 | 0 | 0 | 0 | 0 | 0 | 0 | 0 | 0 | 0 | 0 | 0 | 0 | 0 | 0 | 0 | 0 | 0 | 0
F3_Industrial_Other Industrial_Existing_Miscellaneous_Natural Gas_Miscellaneous_E3 | F3 | Industrial | Other Industrial | Existing | Miscellaneous | Natural Gas | Miscellaneous | E3 | PACT BC Ratio | 0 | 0 | 0 | 0 | 0 | 0 | 0 | 0 | 0 | 0 | 0 | 0 | 0 | 0 | 0 | 0 | 0 | 0 | 0 | 0 | 0 | 0 | 0 | 0 | 0 | 0 | 0 | 0 | 0 | 0
F3_Industrial_Other Industrial_Existing_Miscellaneous_Natural Gas_Miscellaneous_E4 | F3 | Industrial | Other Industrial | Existing | Miscellaneous | Natural Gas | Miscellaneous | E4 | PACT BC Ratio | 0 | 0 | 0 | 0 | 0 | 0 | 0 | 0 | 0 | 0 | 0 | 0 | 0 | 0 | 0 | 0 | 0 | 0 | 0 | 0 | 0 | 0 | 0 | 0 | 0 | 0 | 0 | 0 | 0 | 0
F3_Industrial_Other Industrial_Existing_Miscellaneous_Natural Gas_Miscellaneous_E5 | F3 | Industrial | Other Industrial | Existing | Miscellaneous | Natural Gas | Miscellaneous | E5 | PACT BC Ratio | 0 | 0 | 0 | 0 | 0 | 0 | 0 | 0 | 0 | 0 | 0 | 0 | 0 | 0 | 0 | 0 | 0 | 0 | 0 | 0 | 0 | 0 | 0 | 0 | 0 | 0 | 0 | 0 | 0 | 0
F3_Industrial_Other Industrial_Existing_Miscellaneous_Natural Gas_Miscellaneous_E6 | F3 | Industrial | Other Industrial | Existing | Miscellaneous | Natural Gas | Miscellaneous | E6 | PACT BC Ratio | 0 | 0 | 0 | 0 | 0 | 0 | 0 | 0 | 0 | 0 | 0 | 0 | 0 | 0 | 0 | 0 | 0 | 0 | 0 | 0 | 0 | 0 | 0 | 0 | 0 | 0 | 0 | 0 | 0 | 0
F3_Industrial_Other Industrial_Existing_Miscellaneous_Natural Gas_Miscellaneous_E7 | F3 | Industrial | Other Industrial | Existing | Miscellaneous | Natural Gas | Miscellaneous | E7 | PACT BC Ratio | 0 | 0 | 0 | 0 | 0 | 0 | 0 | 0 | 0 | 0 | 0 | 0 | 0 | 0 | 0 | 0 | 0 | 0 | 0 | 0 | 0 | 0 | 0 | 0 | 0 | 0 | 0 | 0 | 0 | 0
F3_Industrial_Other Industrial_Existing_Miscellaneous_Natural Gas_Miscellaneous_E8 | F3 | Industrial | Other Industrial | Existing | Miscellaneous | Natural Gas | Miscellaneous | E8 | PACT BC Ratio | 0 | 0 | 0 | 0 | 0 | 0 | 0 | 0 | 0 | 0 | 0 | 0 | 0 | 0 | 0 | 0 | 0 | 0 | 0 | 0 | 0 | 0 | 0 | 0 | 0 | 0 | 0 | 0 | 0 | 0
F3_Industrial_Other Industrial_Existing_Miscellaneous_Natural Gas_Miscellaneous_E9 | F3 | Industrial | Other Industrial | Existing | Miscellaneous | Natural Gas | Miscellaneous | E9 | PACT BC Ratio | 0 | 0 | 0 | 0 | 0 | 0 | 0 | 0 | 0 | 0 | 0 | 0 | 0 | 0 | 0 | 0 | 0 | 0 | 0 | 0 | 0 | 0 | 0 | 0 | 0 | 0 | 0 | 0 | 0 | 0
F3_Industrial_Other Industrial_Existing_Miscellaneous_Natural Gas_Miscellaneous_E10 | F3 | Industrial | Other Industrial | Existing | Miscellaneous | Natural Gas | Miscellaneous | E10 | PACT BC Ratio | 0 | 0 | 0 | 0 | 0 | 0 | 0 | 0 | 0 | 0 | 0 | 0 | 0 | 0 | 0 | 0 | 0 | 0 | 0 | 0 | 0 | 0 | 0 | 0 | 0 | 0 | 0 | 0 | 0 | 0
F4_Industrial_Other Industrial_Existing_Miscellaneous_Natural Gas_Miscellaneous_E1 | F4 | Industrial | Other Industrial | Existing | Miscellaneous | Natural Gas | Miscellaneous | E1 | PCT BC Ratio | 0.9 | 0.9 | 0.9 | 0.9 | 0.9 | 0.9 | 0.9 | 0.9 | 0.9 | 0.9 | 0.9 | 0.9 | 0.9 | 0.9 | 0.9 | 0.9 | 0.9 | 0.9 | 0.9 | 0.9 | 0.9 | 0.9 | 0 | 0 | 0 | 0 | 0 | 0 | 0 | 0
F4_Industrial_Other Industrial_Existing_Miscellaneous_Natural Gas_Miscellaneous_E2 | F4 | Industrial | Other Industrial | Existing | Miscellaneous | Natural Gas | Miscellaneous | E2 | PCT BC Ratio | 0 | 0 | 0 | 0 | 0 | 0 | 0 | 0 | 0 | 0 | 0 | 0 | 0 | 0 | 0 | 0 | 0 | 0 | 0 | 0 | 0 | 0 | 0 | 0 | 0 | 0 | 0 | 0 | 0 | 0
F4_Industrial_Other Industrial_Existing_Miscellaneous_Natural Gas_Miscellaneous_E3 | F4 | Industrial | Other Industrial | Existing | Miscellaneous | Natural Gas | Miscellaneous | E3 | PCT BC Ratio | 0 | 0 | 0 | 0 | 0 | 0 | 0 | 0 | 0 | 0 | 0 | 0 | 0 | 0 | 0 | 0 | 0 | 0 | 0 | 0 | 0 | 0 | 0 | 0 | 0 | 0 | 0 | 0 | 0 | 0
F4_Industrial_Other Industrial_Existing_Miscellaneous_Natural Gas_Miscellaneous_E4 | F4 | Industrial | Other Industrial | Existing | Miscellaneous | Natural Gas | Miscellaneous | E4 | PCT BC Ratio | 0 | 0 | 0 | 0 | 0 | 0 | 0 | 0 | 0 | 0 | 0 | 0 | 0 | 0 | 0 | 0 | 0 | 0 | 0 | 0 | 0 | 0 | 0 | 0 | 0 | 0 | 0 | 0 | 0 | 0
F4_Industrial_Other Industrial_Existing_Miscellaneous_Natural Gas_Miscellaneous_E5 | F4 | Industrial | Other Industrial | Existing | Miscellaneous | Natural Gas | Miscellaneous | E5 | PCT BC Ratio | 0 | 0 | 0 | 0 | 0 | 0 | 0 | 0 | 0 | 0 | 0 | 0 | 0 | 0 | 0 | 0 | 0 | 0 | 0 | 0 | 0 | 0 | 0 | 0 | 0 | 0 | 0 | 0 | 0 | 0
F4_Industrial_Other Industrial_Existing_Miscellaneous_Natural Gas_Miscellaneous_E6 | F4 | Industrial | Other Industrial | Existing | Miscellaneous | Natural Gas | Miscellaneous | E6 | PCT BC Ratio | 0 | 0 | 0 | 0 | 0 | 0 | 0 | 0 | 0 | 0 | 0 | 0 | 0 | 0 | 0 | 0 | 0 | 0 | 0 | 0 | 0 | 0 | 0 | 0 | 0 | 0 | 0 | 0 | 0 | 0
F4_Industrial_Other Industrial_Existing_Miscellaneous_Natural Gas_Miscellaneous_E7 | F4 | Industrial | Other Industrial | Existing | Miscellaneous | Natural Gas | Miscellaneous | E7 | PCT BC Ratio | 0 | 0 | 0 | 0 | 0 | 0 | 0 | 0 | 0 | 0 | 0 | 0 | 0 | 0 | 0 | 0 | 0 | 0 | 0 | 0 | 0 | 0 | 0 | 0 | 0 | 0 | 0 | 0 | 0 | 0
F4_Industrial_Other Industrial_Existing_Miscellaneous_Natural Gas_Miscellaneous_E8 | F4 | Industrial | Other Industrial | Existing | Miscellaneous | Natural Gas | Miscellaneous | E8 | PCT BC Ratio | 0 | 0 | 0 | 0 | 0 | 0 | 0 | 0 | 0 | 0 | 0 | 0 | 0 | 0 | 0 | 0 | 0 | 0 | 0 | 0 | 0 | 0 | 0 | 0 | 0 | 0 | 0 | 0 | 0 | 0
F4_Industrial_Other Industrial_Existing_Miscellaneous_Natural Gas_Miscellaneous_E9 | F4 | Industrial | Other Industrial | Existing | Miscellaneous | Natural Gas | Miscellaneous | E9 | PCT BC Ratio | 0 | 0 | 0 | 0 | 0 | 0 | 0 | 0 | 0 | 0 | 0 | 0 | 0 | 0 | 0 | 0 | 0 | 0 | 0 | 0 | 0 | 0 | 0 | 0 | 0 | 0 | 0 | 0 | 0 | 0
F4_Industrial_Other Industrial_Existing_Miscellaneous_Natural Gas_Miscellaneous_E10 | F4 | Industrial | Other Industrial | Existing | Miscellaneous | Natural Gas | Miscellaneous | E10 | PCT BC Ratio | 0 | 0 | 0 | 0 | 0 | 0 | 0 | 0 | 0 | 0 | 0 | 0 | 0 | 0 | 0 | 0 | 0 | 0 | 0 | 0 | 0 | 0 | 0 | 0 | 0 | 0 | 0 | 0 | 0 | 0
F5_Industrial_Other Industrial_Existing_Miscellaneous_Natural Gas_Miscellaneous_E1 | F5 | Industrial | Other Industrial | Existing | Miscellaneous | Natural Gas | Miscellaneous | E1 | RIM BC Ratio | 0.9 | 0.9 | 0.9 | 0.9 | 0.9 | 0.9 | 0.9 | 0.9 | 0.9 | 0.9 | 0.9 | 0.9 | 0.9 | 0.9 | 0.9 | 0.9 | 0.9 | 0.9 | 0.9 | 0.9 | 0.9 | 0.9 | 0 | 0 | 0 | 0 | 0 | 0 | 0 | 0
F5_Industrial_Other Industrial_Existing_Miscellaneous_Natural Gas_Miscellaneous_E2 | F5 | Industrial | Other Industrial | Existing | Miscellaneous | Natural Gas | Miscellaneous | E2 | RIM BC Ratio | 0 | 0 | 0 | 0 | 0 | 0 | 0 | 0 | 0 | 0 | 0 | 0 | 0 | 0 | 0 | 0 | 0 | 0 | 0 | 0 | 0 | 0 | 0 | 0 | 0 | 0 | 0 | 0 | 0 | 0
F5_Industrial_Other Industrial_Existing_Miscellaneous_Natural Gas_Miscellaneous_E3 | F5 | Industrial | Other Industrial | Existing | Miscellaneous | Natural Gas | Miscellaneous | E3 | RIM BC Ratio | 0 | 0 | 0 | 0 | 0 | 0 | 0 | 0 | 0 | 0 | 0 | 0 | 0 | 0 | 0 | 0 | 0 | 0 | 0 | 0 | 0 | 0 | 0 | 0 | 0 | 0 | 0 | 0 | 0 | 0
F5_Industrial_Other Industrial_Existing_Miscellaneous_Natural Gas_Miscellaneous_E4 | F5 | Industrial | Other Industrial | Existing | Miscellaneous | Natural Gas | Miscellaneous | E4 | RIM BC Ratio | 0 | 0 | 0 | 0 | 0 | 0 | 0 | 0 | 0 | 0 | 0 | 0 | 0 | 0 | 0 | 0 | 0 | 0 | 0 | 0 | 0 | 0 | 0 | 0 | 0 | 0 | 0 | 0 | 0 | 0
F5_Industrial_Other Industrial_Existing_Miscellaneous_Natural Gas_Miscellaneous_E5 | F5 | Industrial | Other Industrial | Existing | Miscellaneous | Natural Gas | Miscellaneous | E5 | RIM BC Ratio | 0 | 0 | 0 | 0 | 0 | 0 | 0 | 0 | 0 | 0 | 0 | 0 | 0 | 0 | 0 | 0 | 0 | 0 | 0 | 0 | 0 | 0 | 0 | 0 | 0 | 0 | 0 | 0 | 0 | 0
F5_Industrial_Other Industrial_Existing_Miscellaneous_Natural Gas_Miscellaneous_E6 | F5 | Industrial | Other Industrial | Existing | Miscellaneous | Natural Gas | Miscellaneous | E6 | RIM BC Ratio | 0 | 0 | 0 | 0 | 0 | 0 | 0 | 0 | 0 | 0 | 0 | 0 | 0 | 0 | 0 | 0 | 0 | 0 | 0 | 0 | 0 | 0 | 0 | 0 | 0 | 0 | 0 | 0 | 0 | 0
F5_Industrial_Other Industrial_Existing_Miscellaneous_Natural Gas_Miscellaneous_E7 | F5 | Industrial | Other Industrial | Existing | Miscellaneous | Natural Gas | Miscellaneous | E7 | RIM BC Ratio | 0 | 0 | 0 | 0 | 0 | 0 | 0 | 0 | 0 | 0 | 0 | 0 | 0 | 0 | 0 | 0 | 0 | 0 | 0 | 0 | 0 | 0 | 0 | 0 | 0 | 0 | 0 | 0 | 0 | 0
F5_Industrial_Other Industrial_Existing_Miscellaneous_Natural Gas_Miscellaneous_E8 | F5 | Industrial | Other Industrial | Existing | Miscellaneous | Natural Gas | Miscellaneous | E8 | RIM BC Ratio | 0 | 0 | 0 | 0 | 0 | 0 | 0 | 0 | 0 | 0 | 0 | 0 | 0 | 0 | 0 | 0 | 0 | 0 | 0 | 0 | 0 | 0 | 0 | 0 | 0 | 0 | 0 | 0 | 0 | 0
F5_Industrial_Other Industrial_Existing_Miscellaneous_Natural Gas_Miscellaneous_E9 | F5 | Industrial | Other Industrial | Existing | Miscellaneous | Natural Gas | Miscellaneous | E9 | RIM BC Ratio | 0 | 0 | 0 | 0 | 0 | 0 | 0 | 0 | 0 | 0 | 0 | 0 | 0 | 0 | 0 | 0 | 0 | 0 | 0 | 0 | 0 | 0 | 0 | 0 | 0 | 0 | 0 | 0 | 0 | 0
F5_Industrial_Other Industrial_Existing_Miscellaneous_Natural Gas_Miscellaneous_E10 | F5 | Industrial | Other Industrial | Existing | Miscellaneous | Natural Gas | Miscellaneous | E10 | RIM BC Ratio | 0 | 0 | 0 | 0 | 0 | 0 | 0 | 0 | 0 | 0 | 0 | 0 | 0 | 0 | 0 | 0 | 0 | 0 | 0 | 0 | 0 | 0 | 0 | 0 | 0 | 0 | 0 | 0 | 0 | 0
F0_Industrial_Other Industrial_New_Space Heating_Natural Gas_Furnace_E0 | F0 | Industrial | Other Industrial | New | Space Heating | Natural Gas | Furnace | E0 | Economic Unit | AFUE 96% | AFUE 96% | AFUE 96% | AFUE 96% | AFUE 96% | AFUE 96% | AFUE 96% | AFUE 96% | AFUE 96% | AFUE 96% | AFUE 96% | AFUE 96% | AFUE 96% | AFUE 96% | AFUE 96% | AFUE 96% | AFUE 96% | AFUE 96% | AFUE 96% | AFUE 96% | AFUE 96% | AFUE 96% | 0 | 0 | 0 | 0 | 0 | 0 | 0 | 0
F1_Industrial_Other Industrial_New_Space Heating_Natural Gas_Furnace_E1 | F1 | Industrial | Other Industrial | New | Space Heating | Natural Gas | Furnace | E1 | CCE | 0 | 0 | 0 | 0 | 0 | 0 | 0 | 0 | 0 | 0 | 0 | 0 | 0 | 0 | 0 | 0 | 0 | 0 | 0 | 0 | 0 | 0 | 0 | 0 | 0 | 0 | 0 | 0 | 0 | 0
F1_Industrial_Other Industrial_New_Space Heating_Natural Gas_Furnace_E2 | F1 | Industrial | Other Industrial | New | Space Heating | Natural Gas | Furnace | E2 | CCE | 0.00079977 | 0.00079977 | 0.00079977 | 0.00079977 | 0.00079977 | 0.00079977 | 0.00079977 | 0.00079977 | 0.00079977 | 0.00079977 | 0.00079977 | 0.00079977 | 0.00079977 | 0.00079977 | 0.00079977 | 0.00079977 | 0.00079977 | 0.00079977 | 0.00079977 | 0.00079977 | 0.00079977 | 0.00079977 | 0 | 0 | 0 | 0 | 0 | 0 | 0 | 0
F1_Industrial_Other Industrial_New_Space Heating_Natural Gas_Furnace_E3 | F1 | Industrial | Other Industrial | New | Space Heating | Natural Gas | Furnace | E3 | CCE | 0.0010664 | 0.0010664 | 0.0010664 | 0.0010664 | 0.0010664 | 0.0010664 | 0.0010664 | 0.0010664 | 0.0010664 | 0.0010664 | 0.0010664 | 0.0010664 | 0.0010664 | 0.0010664 | 0.0010664 | 0.0010664 | 0.0010664 | 0.0010664 | 0.0010664 | 0.0010664 | 0.0010664 | 0.0010664 | 0 | 0 | 0 | 0 | 0 | 0 | 0 | 0
F1_Industrial_Other Industrial_New_Space Heating_Natural Gas_Furnace_E4 | F1 | Industrial | Other Industrial | New | Space Heating | Natural Gas | Furnace | E4 | CCE | 0 | 0 | 0 | 0 | 0 | 0 | 0 | 0 | 0 | 0 | 0 | 0 | 0 | 0 | 0 | 0 | 0 | 0 | 0 | 0 | 0 | 0 | 0 | 0 | 0 | 0 | 0 | 0 | 0 | 0
F1_Industrial_Other Industrial_New_Space Heating_Natural Gas_Furnace_E5 | F1 | Industrial | Other Industrial | New | Space Heating | Natural Gas | Furnace | E5 | CCE | 0 | 0 | 0 | 0 | 0 | 0 | 0 | 0 | 0 | 0 | 0 | 0 | 0 | 0 | 0 | 0 | 0 | 0 | 0 | 0 | 0 | 0 | 0 | 0 | 0 | 0 | 0 | 0 | 0 | 0
F1_Industrial_Other Industrial_New_Space Heating_Natural Gas_Furnace_E6 | F1 | Industrial | Other Industrial | New | Space Heating | Natural Gas | Furnace | E6 | CCE | 0 | 0 | 0 | 0 | 0 | 0 | 0 | 0 | 0 | 0 | 0 | 0 | 0 | 0 | 0 | 0 | 0 | 0 | 0 | 0 | 0 | 0 | 0 | 0 | 0 | 0 | 0 | 0 | 0 | 0
F1_Industrial_Other Industrial_New_Space Heating_Natural Gas_Furnace_E7 | F1 | Industrial | Other Industrial | New | Space Heating | Natural Gas | Furnace | E7 | CCE | 0 | 0 | 0 | 0 | 0 | 0 | 0 | 0 | 0 | 0 | 0 | 0 | 0 | 0 | 0 | 0 | 0 | 0 | 0 | 0 | 0 | 0 | 0 | 0 | 0 | 0 | 0 | 0 | 0 | 0
F1_Industrial_Other Industrial_New_Space Heating_Natural Gas_Furnace_E8 | F1 | Industrial | Other Industrial | New | Space Heating | Natural Gas | Furnace | E8 | CCE | 0 | 0 | 0 | 0 | 0 | 0 | 0 | 0 | 0 | 0 | 0 | 0 | 0 | 0 | 0 | 0 | 0 | 0 | 0 | 0 | 0 | 0 | 0 | 0 | 0 | 0 | 0 | 0 | 0 | 0
F1_Industrial_Other Industrial_New_Space Heating_Natural Gas_Furnace_E9 | F1 | Industrial | Other Industrial | New | Space Heating | Natural Gas | Furnace | E9 | CCE | 0 | 0 | 0 | 0 | 0 | 0 | 0 | 0 | 0 | 0 | 0 | 0 | 0 | 0 | 0 | 0 | 0 | 0 | 0 | 0 | 0 | 0 | 0 | 0 | 0 | 0 | 0 | 0 | 0 | 0
F1_Industrial_Other Industrial_New_Space Heating_Natural Gas_Furnace_E10 | F1 | Industrial | Other Industrial | New | Space Heating | Natural Gas | Furnace | E10 | CCE | 0 | 0 | 0 | 0 | 0 | 0 | 0 | 0 | 0 | 0 | 0 | 0 | 0 | 0 | 0 | 0 | 0 | 0 | 0 | 0 | 0 | 0 | 0 | 0 | 0 | 0 | 0 | 0 | 0 | 0
F2_Industrial_Other Industrial_New_Space Heating_Natural Gas_Furnace_E1 | F2 | Industrial | Other Industrial | New | Space Heating | Natural Gas | Furnace | E1 | TRC BC Ratio | 0.9 | 0.9 | 0.9 | 0.9 | 0.9 | 0.9 | 0.9 | 0.9 | 0.9 | 0.9 | 0.9 | 0.9 | 0.9 | 0.9 | 0.9 | 0.9 | 0.9 | 0.9 | 0.9 | 0.9 | 0.9 | 0.9 | 0 | 0 | 0 | 0 | 0 | 0 | 0 | 0
F2_Industrial_Other Industrial_New_Space Heating_Natural Gas_Furnace_E2 | F2 | Industrial | Other Industrial | New | Space Heating | Natural Gas | Furnace | E2 | TRC BC Ratio | 6.3212 | 6.3913 | 6.2901 | 6.1932 | 6.0268 | 5.8622 | 5.6966 | 5.5455 | 5.3952 | 5.264 | 5.1331 | 5.0059 | 4.8813 | 4.7615 | 4.644 | 4.5289 | 4.4175 | 4.3108 | 4.2064 | 4.1083 | 4.014 | 3.9226 | 0 | 0 | 0 | 0 | 0 | 0 | 0 | 0
F2_Industrial_Other Industrial_New_Space Heating_Natural Gas_Furnace_E3 | F2 | Industrial | Other Industrial | New | Space Heating | Natural Gas | Furnace | E3 | TRC BC Ratio | 4.7409 | 4.7935 | 4.7176 | 4.6449 | 4.5201 | 4.3966 | 4.2724 | 4.1591 | 4.0464 | 3.948 | 3.8499 | 3.7545 | 3.661 | 3.5711 | 3.483 | 3.3967 | 3.3131 | 3.2331 | 3.1548 | 3.0812 | 3.0105 | 2.942 | 0 | 0 | 0 | 0 | 0 | 0 | 0 | 0
F2_Industrial_Other Industrial_New_Space Heating_Natural Gas_Furnace_E4 | F2 | Industrial | Other Industrial | New | Space Heating | Natural Gas | Furnace | E4 | TRC BC Ratio | 0 | 0 | 0 | 0 | 0 | 0 | 0 | 0 | 0 | 0 | 0 | 0 | 0 | 0 | 0 | 0 | 0 | 0 | 0 | 0 | 0 | 0 | 0 | 0 | 0 | 0 | 0 | 0 | 0 | 0
F2_Industrial_Other Industrial_New_Space Heating_Natural Gas_Furnace_E5 | F2 | Industrial | Other Industrial | New | Space Heating | Natural Gas | Furnace | E5 | TRC BC Ratio | 0 | 0 | 0 | 0 | 0 | 0 | 0 | 0 | 0 | 0 | 0 | 0 | 0 | 0 | 0 | 0 | 0 | 0 | 0 | 0 | 0 | 0 | 0 | 0 | 0 | 0 | 0 | 0 | 0 | 0
F2_Industrial_Other Industrial_New_Space Heating_Natural Gas_Furnace_E6 | F2 | Industrial | Other Industrial | New | Space Heating | Natural Gas | Furnace | E6 | TRC BC Ratio | 0 | 0 | 0 | 0 | 0 | 0 | 0 | 0 | 0 | 0 | 0 | 0 | 0 | 0 | 0 | 0 | 0 | 0 | 0 | 0 | 0 | 0 | 0 | 0 | 0 | 0 | 0 | 0 | 0 | 0
F2_Industrial_Other Industrial_New_Space Heating_Natural Gas_Furnace_E7 | F2 | Industrial | Other Industrial | New | Space Heating | Natural Gas | Furnace | E7 | TRC BC Ratio | 0 | 0 | 0 | 0 | 0 | 0 | 0 | 0 | 0 | 0 | 0 | 0 | 0 | 0 | 0 | 0 | 0 | 0 | 0 | 0 | 0 | 0 | 0 | 0 | 0 | 0 | 0 | 0 | 0 | 0
F2_Industrial_Other Industrial_New_Space Heating_Natural Gas_Furnace_E8 | F2 | Industrial | Other Industrial | New | Space Heating | Natural Gas | Furnace | E8 | TRC BC Ratio | 0 | 0 | 0 | 0 | 0 | 0 | 0 | 0 | 0 | 0 | 0 | 0 | 0 | 0 | 0 | 0 | 0 | 0 | 0 | 0 | 0 | 0 | 0 | 0 | 0 | 0 | 0 | 0 | 0 | 0
F2_Industrial_Other Industrial_New_Space Heating_Natural Gas_Furnace_E9 | F2 | Industrial | Other Industrial | New | Space Heating | Natural Gas | Furnace | E9 | TRC BC Ratio | 0 | 0 | 0 | 0 | 0 | 0 | 0 | 0 | 0 | 0 | 0 | 0 | 0 | 0 | 0 | 0 | 0 | 0 | 0 | 0 | 0 | 0 | 0 | 0 | 0 | 0 | 0 | 0 | 0 | 0
F2_Industrial_Other Industrial_New_Space Heating_Natural Gas_Furnace_E10 | F2 | Industrial | Other Industrial | New | Space Heating | Natural Gas | Furnace | E10 | TRC BC Ratio | 0 | 0 | 0 | 0 | 0 | 0 | 0 | 0 | 0 | 0 | 0 | 0 | 0 | 0 | 0 | 0 | 0 | 0 | 0 | 0 | 0 | 0 | 0 | 0 | 0 | 0 | 0 | 0 | 0 | 0
F3_Industrial_Other Industrial_New_Space Heating_Natural Gas_Furnace_E1 | F3 | Industrial | Other Industrial | New | Space Heating | Natural Gas | Furnace | E1 | PACT BC Ratio | 0.9 | 0.9 | 0.9 | 0.9 | 0.9 | 0.9 | 0.9 | 0.9 | 0.9 | 0.9 | 0.9 | 0.9 | 0.9 | 0.9 | 0.9 | 0.9 | 0.9 | 0.9 | 0.9 | 0.9 | 0.9 | 0.9 | 0 | 0 | 0 | 0 | 0 | 0 | 0 | 0
F3_Industrial_Other Industrial_New_Space Heating_Natural Gas_Furnace_E2 | F3 | Industrial | Other Industrial | New | Space Heating | Natural Gas | Furnace | E2 | PACT BC Ratio | 18.2413 | 18.4434 | 18.1516 | 17.8719 | 17.3918 | 16.9166 | 16.4388 | 16.0026 | 15.5689 | 15.1904 | 14.8128 | 14.4457 | 14.0861 | 13.7402 | 13.4013 | 13.0692 | 12.7477 | 12.4396 | 12.1385 | 11.8554 | 11.5833 | 11.3196 | 0 | 0 | 0 | 0 | 0 | 0 | 0 | 0
F3_Industrial_Other Industrial_New_Space Heating_Natural Gas_Furnace_E3 | F3 | Industrial | Other Industrial | New | Space Heating | Natural Gas | Furnace | E3 | PACT BC Ratio | 13.681 | 13.8325 | 13.6137 | 13.4039 | 13.0438 | 12.6874 | 12.3291 | 12.002 | 11.6767 | 11.3928 | 11.1096 | 10.8343 | 10.5645 | 10.3052 | 10.051 | 9.8019 | 9.5608 | 9.3297 | 9.1039 | 8.8915 | 8.6875 | 8.4897 | 0 | 0 | 0 | 0 | 0 | 0 | 0 | 0
F3_Industrial_Other Industrial_New_Space Heating_Natural Gas_Furnace_E4 | F3 | Industrial | Other Industrial | New | Space Heating | Natural Gas | Furnace | E4 | PACT BC Ratio | 0 | 0 | 0 | 0 | 0 | 0 | 0 | 0 | 0 | 0 | 0 | 0 | 0 | 0 | 0 | 0 | 0 | 0 | 0 | 0 | 0 | 0 | 0 | 0 | 0 | 0 | 0 | 0 | 0 | 0
F3_Industrial_Other Industrial_New_Space Heating_Natural Gas_Furnace_E5 | F3 | Industrial | Other Industrial | New | Space Heating | Natural Gas | Furnace | E5 | PACT BC Ratio | 0 | 0 | 0 | 0 | 0 | 0 | 0 | 0 | 0 | 0 | 0 | 0 | 0 | 0 | 0 | 0 | 0 | 0 | 0 | 0 | 0 | 0 | 0 | 0 | 0 | 0 | 0 | 0 | 0 | 0
F3_Industrial_Other Industrial_New_Space Heating_Natural Gas_Furnace_E6 | F3 | Industrial | Other Industrial | New | Space Heating | Natural Gas | Furnace | E6 | PACT BC Ratio | 0 | 0 | 0 | 0 | 0 | 0 | 0 | 0 | 0 | 0 | 0 | 0 | 0 | 0 | 0 | 0 | 0 | 0 | 0 | 0 | 0 | 0 | 0 | 0 | 0 | 0 | 0 | 0 | 0 | 0
F3_Industrial_Other Industrial_New_Space Heating_Natural Gas_Furnace_E7 | F3 | Industrial | Other Industrial | New | Space Heating | Natural Gas | Furnace | E7 | PACT BC Ratio | 0 | 0 | 0 | 0 | 0 | 0 | 0 | 0 | 0 | 0 | 0 | 0 | 0 | 0 | 0 | 0 | 0 | 0 | 0 | 0 | 0 | 0 | 0 | 0 | 0 | 0 | 0 | 0 | 0 | 0
F3_Industrial_Other Industrial_New_Space Heating_Natural Gas_Furnace_E8 | F3 | Industrial | Other Industrial | New | Space Heating | Natural Gas | Furnace | E8 | PACT BC Ratio | 0 | 0 | 0 | 0 | 0 | 0 | 0 | 0 | 0 | 0 | 0 | 0 | 0 | 0 | 0 | 0 | 0 | 0 | 0 | 0 | 0 | 0 | 0 | 0 | 0 | 0 | 0 | 0 | 0 | 0
F3_Industrial_Other Industrial_New_Space Heating_Natural Gas_Furnace_E9 | F3 | Industrial | Other Industrial | New | Space Heating | Natural Gas | Furnace | E9 | PACT BC Ratio | 0 | 0 | 0 | 0 | 0 | 0 | 0 | 0 | 0 | 0 | 0 | 0 | 0 | 0 | 0 | 0 | 0 | 0 | 0 | 0 | 0 | 0 | 0 | 0 | 0 | 0 | 0 | 0 | 0 | 0
F3_Industrial_Other Industrial_New_Space Heating_Natural Gas_Furnace_E10 | F3 | Industrial | Other Industrial | New | Space Heating | Natural Gas | Furnace | E10 | PACT BC Ratio | 0 | 0 | 0 | 0 | 0 | 0 | 0 | 0 | 0 | 0 | 0 | 0 | 0 | 0 | 0 | 0 | 0 | 0 | 0 | 0 | 0 | 0 | 0 | 0 | 0 | 0 | 0 | 0 | 0 | 0
F4_Industrial_Other Industrial_New_Space Heating_Natural Gas_Furnace_E1 | F4 | Industrial | Other Industrial | New | Space Heating | Natural Gas | Furnace | E1 | PCT BC Ratio | 0.9 | 0.9 | 0.9 | 0.9 | 0.9 | 0.9 | 0.9 | 0.9 | 0.9 | 0.9 | 0.9 | 0.9 | 0.9 | 0.9 | 0.9 | 0.9 | 0.9 | 0.9 | 0.9 | 0.9 | 0.9 | 0.9 | 0 | 0 | 0 | 0 | 0 | 0 | 0 | 0
F4_Industrial_Other Industrial_New_Space Heating_Natural Gas_Furnace_E2 | F4 | Industrial | Other Industrial | New | Space Heating | Natural Gas | Furnace | E2 | PCT BC Ratio | 9.4544 | 9.5569 | 9.4089 | 9.2671 | 9.0235 | 8.7825 | 8.5401 | 8.3189 | 8.0989 | 7.9069 | 7.7153 | 7.5291 | 7.3467 | 7.1713 | 6.9994 | 6.8309 | 6.6678 | 6.5115 | 6.3588 | 6.2152 | 6.0772 | 5.9434 | 0 | 0 | 0 | 0 | 0 | 0 | 0 | 0
F4_Industrial_Other Industrial_New_Space Heating_Natural Gas_Furnace_E3 | F4 | Industrial | Other Industrial | New | Space Heating | Natural Gas | Furnace | E3 | PCT BC Ratio | 7.1412 | 7.2181 | 7.1071 | 7.0007 | 6.818 | 6.6373 | 6.4555 | 6.2896 | 6.1246 | 5.9805 | 5.8369 | 5.6973 | 5.5604 | 5.4289 | 5.2999 | 5.1736 | 5.0513 | 4.9341 | 4.8195 | 4.7118 | 4.6083 | 4.508 | 0 | 0 | 0 | 0 | 0 | 0 | 0 | 0
F4_Industrial_Other Industrial_New_Space Heating_Natural Gas_Furnace_E4 | F4 | Industrial | Other Industrial | New | Space Heating | Natural Gas | Furnace | E4 | PCT BC Ratio | 0 | 0 | 0 | 0 | 0 | 0 | 0 | 0 | 0 | 0 | 0 | 0 | 0 | 0 | 0 | 0 | 0 | 0 | 0 | 0 | 0 | 0 | 0 | 0 | 0 | 0 | 0 | 0 | 0 | 0
F4_Industrial_Other Industrial_New_Space Heating_Natural Gas_Furnace_E5 | F4 | Industrial | Other Industrial | New | Space Heating | Natural Gas | Furnace | E5 | PCT BC Ratio | 0 | 0 | 0 | 0 | 0 | 0 | 0 | 0 | 0 | 0 | 0 | 0 | 0 | 0 | 0 | 0 | 0 | 0 | 0 | 0 | 0 | 0 | 0 | 0 | 0 | 0 | 0 | 0 | 0 | 0
F4_Industrial_Other Industrial_New_Space Heating_Natural Gas_Furnace_E6 | F4 | Industrial | Other Industrial | New | Space Heating | Natural Gas | Furnace | E6 | PCT BC Ratio | 0 | 0 | 0 | 0 | 0 | 0 | 0 | 0 | 0 | 0 | 0 | 0 | 0 | 0 | 0 | 0 | 0 | 0 | 0 | 0 | 0 | 0 | 0 | 0 | 0 | 0 | 0 | 0 | 0 | 0
F4_Industrial_Other Industrial_New_Space Heating_Natural Gas_Furnace_E7 | F4 | Industrial | Other Industrial | New | Space Heating | Natural Gas | Furnace | E7 | PCT BC Ratio | 0 | 0 | 0 | 0 | 0 | 0 | 0 | 0 | 0 | 0 | 0 | 0 | 0 | 0 | 0 | 0 | 0 | 0 | 0 | 0 | 0 | 0 | 0 | 0 | 0 | 0 | 0 | 0 | 0 | 0
F4_Industrial_Other Industrial_New_Space Heating_Natural Gas_Furnace_E8 | F4 | Industrial | Other Industrial | New | Space Heating | Natural Gas | Furnace | E8 | PCT BC Ratio | 0 | 0 | 0 | 0 | 0 | 0 | 0 | 0 | 0 | 0 | 0 | 0 | 0 | 0 | 0 | 0 | 0 | 0 | 0 | 0 | 0 | 0 | 0 | 0 | 0 | 0 | 0 | 0 | 0 | 0
F4_Industrial_Other Industrial_New_Space Heating_Natural Gas_Furnace_E9 | F4 | Industrial | Other Industrial | New | Space Heating | Natural Gas | Furnace | E9 | PCT BC Ratio | 0 | 0 | 0 | 0 | 0 | 0 | 0 | 0 | 0 | 0 | 0 | 0 | 0 | 0 | 0 | 0 | 0 | 0 | 0 | 0 | 0 | 0 | 0 | 0 | 0 | 0 | 0 | 0 | 0 | 0
F4_Industrial_Other Industrial_New_Space Heating_Natural Gas_Furnace_E10 | F4 | Industrial | Other Industrial | New | Space Heating | Natural Gas | Furnace | E10 | PCT BC Ratio | 0 | 0 | 0 | 0 | 0 | 0 | 0 | 0 | 0 | 0 | 0 | 0 | 0 | 0 | 0 | 0 | 0 | 0 | 0 | 0 | 0 | 0 | 0 | 0 | 0 | 0 | 0 | 0 | 0 | 0
F5_Industrial_Other Industrial_New_Space Heating_Natural Gas_Furnace_E1 | F5 | Industrial | Other Industrial | New | Space Heating | Natural Gas | Furnace | E1 | RIM BC Ratio | 0.9 | 0.9 | 0.9 | 0.9 | 0.9 | 0.9 | 0.9 | 0.9 | 0.9 | 0.9 | 0.9 | 0.9 | 0.9 | 0.9 | 0.9 | 0.9 | 0.9 | 0.9 | 0.9 | 0.9 | 0.9 | 0.9 | 0 | 0 | 0 | 0 | 0 | 0 | 0 | 0
F5_Industrial_Other Industrial_New_Space Heating_Natural Gas_Furnace_E2 | F5 | Industrial | Other Industrial | New | Space Heating | Natural Gas | Furnace | E2 | RIM BC Ratio | 0.79816 | 0.79854 | 0.79798 | 0.79744 | 0.79646 | 0.79543 | 0.79435 | 0.7933 | 0.79221 | 0.7912 | 0.79016 | 0.78909 | 0.78799 | 0.78688 | 0.78574 | 0.78457 | 0.78339 | 0.7822 | 0.78098 | 0.77978 | 0.77858 | 0.77736 | 0 | 0 | 0 | 0 | 0 | 0 | 0 | 0
F5_Industrial_Other Industrial_New_Space Heating_Natural Gas_Furnace_E3 | F5 | Industrial | Other Industrial | New | Space Heating | Natural Gas | Furnace | E3 | RIM BC Ratio | 0.78668 | 0.78718 | 0.78646 | 0.78575 | 0.78448 | 0.78316 | 0.78175 | 0.78041 | 0.77899 | 0.7777 | 0.77635 | 0.77497 | 0.77356 | 0.77214 | 0.77068 | 0.76918 | 0.76766 | 0.76614 | 0.76458 | 0.76305 | 0.76151 | 0.75996 | 0 | 0 | 0 | 0 | 0 | 0 | 0 | 0
F5_Industrial_Other Industrial_New_Space Heating_Natural Gas_Furnace_E4 | F5 | Industrial | Other Industrial | New | Space Heating | Natural Gas | Furnace | E4 | RIM BC Ratio | 0 | 0 | 0 | 0 | 0 | 0 | 0 | 0 | 0 | 0 | 0 | 0 | 0 | 0 | 0 | 0 | 0 | 0 | 0 | 0 | 0 | 0 | 0 | 0 | 0 | 0 | 0 | 0 | 0 | 0
F5_Industrial_Other Industrial_New_Space Heating_Natural Gas_Furnace_E5 | F5 | Industrial | Other Industrial | New | Space Heating | Natural Gas | Furnace | E5 | RIM BC Ratio | 0 | 0 | 0 | 0 | 0 | 0 | 0 | 0 | 0 | 0 | 0 | 0 | 0 | 0 | 0 | 0 | 0 | 0 | 0 | 0 | 0 | 0 | 0 | 0 | 0 | 0 | 0 | 0 | 0 | 0
F5_Industrial_Other Industrial_New_Space Heating_Natural Gas_Furnace_E6 | F5 | Industrial | Other Industrial | New | Space Heating | Natural Gas | Furnace | E6 | RIM BC Ratio | 0 | 0 | 0 | 0 | 0 | 0 | 0 | 0 | 0 | 0 | 0 | 0 | 0 | 0 | 0 | 0 | 0 | 0 | 0 | 0 | 0 | 0 | 0 | 0 | 0 | 0 | 0 | 0 | 0 | 0
F5_Industrial_Other Industrial_New_Space Heating_Natural Gas_Furnace_E7 | F5 | Industrial | Other Industrial | New | Space Heating | Natural Gas | Furnace | E7 | RIM BC Ratio | 0 | 0 | 0 | 0 | 0 | 0 | 0 | 0 | 0 | 0 | 0 | 0 | 0 | 0 | 0 | 0 | 0 | 0 | 0 | 0 | 0 | 0 | 0 | 0 | 0 | 0 | 0 | 0 | 0 | 0
F5_Industrial_Other Industrial_New_Space Heating_Natural Gas_Furnace_E8 | F5 | Industrial | Other Industrial | New | Space Heating | Natural Gas | Furnace | E8 | RIM BC Ratio | 0 | 0 | 0 | 0 | 0 | 0 | 0 | 0 | 0 | 0 | 0 | 0 | 0 | 0 | 0 | 0 | 0 | 0 | 0 | 0 | 0 | 0 | 0 | 0 | 0 | 0 | 0 | 0 | 0 | 0
F5_Industrial_Other Industrial_New_Space Heating_Natural Gas_Furnace_E9 | F5 | Industrial | Other Industrial | New | Space Heating | Natural Gas | Furnace | E9 | RIM BC Ratio | 0 | 0 | 0 | 0 | 0 | 0 | 0 | 0 | 0 | 0 | 0 | 0 | 0 | 0 | 0 | 0 | 0 | 0 | 0 | 0 | 0 | 0 | 0 | 0 | 0 | 0 | 0 | 0 | 0 | 0
F5_Industrial_Other Industrial_New_Space Heating_Natural Gas_Furnace_E10 | F5 | Industrial | Other Industrial | New | Space Heating | Natural Gas | Furnace | E10 | RIM BC Ratio | 0 | 0 | 0 | 0 | 0 | 0 | 0 | 0 | 0 | 0 | 0 | 0 | 0 | 0 | 0 | 0 | 0 | 0 | 0 | 0 | 0 | 0 | 0 | 0 | 0 | 0 | 0 | 0 | 0 | 0
F0_Industrial_Other Industrial_New_Space Heating_Natural Gas_Boiler_E0 | F0 | Industrial | Other Industrial | New | Space Heating | Natural Gas | Boiler | E0 | Economic Unit | AFUE 97% | AFUE 97% | AFUE 97% | AFUE 97% | AFUE 97% | AFUE 97% | AFUE 97% | AFUE 97% | AFUE 97% | AFUE 97% | AFUE 97% | AFUE 97% | AFUE 97% | AFUE 97% | AFUE 97% | AFUE 97% | AFUE 97% | AFUE 97% | AFUE 97% | AFUE 97% | AFUE 97% | AFUE 97% | 0 | 0 | 0 | 0 | 0 | 0 | 0 | 0
F1_Industrial_Other Industrial_New_Space Heating_Natural Gas_Boiler_E1 | F1 | Industrial | Other Industrial | New | Space Heating | Natural Gas | Boiler | E1 | CCE | 0 | 0 | 0 | 0 | 0 | 0 | 0 | 0 | 0 | 0 | 0 | 0 | 0 | 0 | 0 | 0 | 0 | 0 | 0 | 0 | 0 | 0 | 0 | 0 | 0 | 0 | 0 | 0 | 0 | 0
F1_Industrial_Other Industrial_New_Space Heating_Natural Gas_Boiler_E2 | F1 | Industrial | Other Industrial | New | Space Heating | Natural Gas | Boiler | E2 | CCE | 0.0028349 | 0.0028349 | 0.0028349 | 0.0028349 | 0.0028349 | 0.0028349 | 0.0028349 | 0.0028349 | 0.0028349 | 0.0028349 | 0.0028349 | 0.0028349 | 0.0028349 | 0.0028349 | 0.0028349 | 0.0028349 | 0.0028349 | 0.0028349 | 0.0028349 | 0.0028349 | 0.0028349 | 0.0028349 | 0 | 0 | 0 | 0 | 0 | 0 | 0 | 0
F1_Industrial_Other Industrial_New_Space Heating_Natural Gas_Boiler_E3 | F1 | Industrial | Other Industrial | New | Space Heating | Natural Gas | Boiler | E3 | CCE | 0.0028632 | 0.0028632 | 0.0028632 | 0.0028632 | 0.0028632 | 0.0028632 | 0.0028632 | 0.0028632 | 0.0028632 | 0.0028632 | 0.0028632 | 0.0028632 | 0.0028632 | 0.0028632 | 0.0028632 | 0.0028632 | 0.0028632 | 0.0028632 | 0.0028632 | 0.0028632 | 0.0028632 | 0.0028632 | 0 | 0 | 0 | 0 | 0 | 0 | 0 | 0
F1_Industrial_Other Industrial_New_Space Heating_Natural Gas_Boiler_E4 | F1 | Industrial | Other Industrial | New | Space Heating | Natural Gas | Boiler | E4 | CCE | 18.3182 | 18.3182 | 18.3182 | 18.3182 | 18.3182 | 18.3182 | 18.3182 | 18.3182 | 18.3182 | 18.3182 | 18.3182 | 18.3182 | 18.3182 | 18.3182 | 18.3182 | 18.3182 | 18.3182 | 18.3182 | 18.3182 | 18.3182 | 18.3182 | 18.3182 | 0 | 0 | 0 | 0 | 0 | 0 | 0 | 0
F1_Industrial_Other Industrial_New_Space Heating_Natural Gas_Boiler_E5 | F1 | Industrial | Other Industrial | New | Space Heating | Natural Gas | Boiler | E5 | CCE | 0 | 0 | 0 | 0 | 0 | 0 | 0 | 0 | 0 | 0 | 0 | 0 | 0 | 0 | 0 | 0 | 0 | 0 | 0 | 0 | 0 | 0 | 0 | 0 | 0 | 0 | 0 | 0 | 0 | 0
F1_Industrial_Other Industrial_New_Space Heating_Natural Gas_Boiler_E6 | F1 | Industrial | Other Industrial | New | Space Heating | Natural Gas | Boiler | E6 | CCE | 0 | 0 | 0 | 0 | 0 | 0 | 0 | 0 | 0 | 0 | 0 | 0 | 0 | 0 | 0 | 0 | 0 | 0 | 0 | 0 | 0 | 0 | 0 | 0 | 0 | 0 | 0 | 0 | 0 | 0
F1_Industrial_Other Industrial_New_Space Heating_Natural Gas_Boiler_E7 | F1 | Industrial | Other Industrial | New | Space Heating | Natural Gas | Boiler | E7 | CCE | 0 | 0 | 0 | 0 | 0 | 0 | 0 | 0 | 0 | 0 | 0 | 0 | 0 | 0 | 0 | 0 | 0 | 0 | 0 | 0 | 0 | 0 | 0 | 0 | 0 | 0 | 0 | 0 | 0 | 0
F1_Industrial_Other Industrial_New_Space Heating_Natural Gas_Boiler_E8 | F1 | Industrial | Other Industrial | New | Space Heating | Natural Gas | Boiler | E8 | CCE | 0 | 0 | 0 | 0 | 0 | 0 | 0 | 0 | 0 | 0 | 0 | 0 | 0 | 0 | 0 | 0 | 0 | 0 | 0 | 0 | 0 | 0 | 0 | 0 | 0 | 0 | 0 | 0 | 0 | 0
F1_Industrial_Other Industrial_New_Space Heating_Natural Gas_Boiler_E9 | F1 | Industrial | Other Industrial | New | Space Heating | Natural Gas | Boiler | E9 | CCE | 0 | 0 | 0 | 0 | 0 | 0 | 0 | 0 | 0 | 0 | 0 | 0 | 0 | 0 | 0 | 0 | 0 | 0 | 0 | 0 | 0 | 0 | 0 | 0 | 0 | 0 | 0 | 0 | 0 | 0
F1_Industrial_Other Industrial_New_Space Heating_Natural Gas_Boiler_E10 | F1 | Industrial | Other Industrial | New | Space Heating | Natural Gas | Boiler | E10 | CCE | 0 | 0 | 0 | 0 | 0 | 0 | 0 | 0 | 0 | 0 | 0 | 0 | 0 | 0 | 0 | 0 | 0 | 0 | 0 | 0 | 0 | 0 | 0 | 0 | 0 | 0 | 0 | 0 | 0 | 0
F2_Industrial_Other Industrial_New_Space Heating_Natural Gas_Boiler_E1 | F2 | Industrial | Other Industrial | New | Space Heating | Natural Gas | Boiler | E1 | TRC BC Ratio | 0.9 | 0.9 | 0.9 | 0.9 | 0.9 | 0.9 | 0.9 | 0.9 | 0.9 | 0.9 | 0.9 | 0.9 | 0.9 | 0.9 | 0.9 | 0.9 | 0.9 | 0.9 | 0.9 | 0.9 | 0.9 | 0.9 | 0 | 0 | 0 | 0 | 0 | 0 | 0 | 0
F2_Industrial_Other Industrial_New_Space Heating_Natural Gas_Boiler_E2 | F2 | Industrial | Other Industrial | New | Space Heating | Natural Gas | Boiler | E2 | TRC BC Ratio | 1.7632 | 1.7801 | 1.7514 | 1.7239 | 1.6778 | 1.6322 | 1.5864 | 1.5446 | 1.5029 | 1.4665 | 1.4301 | 1.3948 | 1.3601 | 1.3268 | 1.2942 | 1.2622 | 1.2312 | 1.2016 | 1.1727 | 1.1455 | 1.1195 | 1.0943 | 0 | 0 | 0 | 0 | 0 | 0 | 0 | 0
F2_Industrial_Other Industrial_New_Space Heating_Natural Gas_Boiler_E3 | F2 | Industrial | Other Industrial | New | Space Heating | Natural Gas | Boiler | E3 | TRC BC Ratio | 1.7458 | 1.7625 | 1.7341 | 1.7068 | 1.6612 | 1.6161 | 1.5708 | 1.5293 | 1.4881 | 1.452 | 1.416 | 1.381 | 1.3467 | 1.3137 | 1.2814 | 1.2497 | 1.2191 | 1.1897 | 1.1611 | 1.1342 | 1.1084 | 1.0835 | 0 | 0 | 0 | 0 | 0 | 0 | 0 | 0
F2_Industrial_Other Industrial_New_Space Heating_Natural Gas_Boiler_E4 | F2 | Industrial | Other Industrial | New | Space Heating | Natural Gas | Boiler | E4 | TRC BC Ratio | 0.00024714 | 0.0002449 | 0.00023981 | 0.00023492 | 0.00022893 | 0.00022307 | 0.00021729 | 0.00021187 | 0.00020654 | 0.00020163 | 0.0001968 | 0.00019208 | 0.00018747 | 0.000183 | 0.00017863 | 0.00017435 | 0.0001702 | 0.00016621 | 0.00016236 | 0.0001587 | 0.00015523 | 0.00015194 | 0 | 0 | 0 | 0 | 0 | 0 | 0 | 0
F2_Industrial_Other Industrial_New_Space Heating_Natural Gas_Boiler_E5 | F2 | Industrial | Other Industrial | New | Space Heating | Natural Gas | Boiler | E5 | TRC BC Ratio | 0 | 0 | 0 | 0 | 0 | 0 | 0 | 0 | 0 | 0 | 0 | 0 | 0 | 0 | 0 | 0 | 0 | 0 | 0 | 0 | 0 | 0 | 0 | 0 | 0 | 0 | 0 | 0 | 0 | 0
F2_Industrial_Other Industrial_New_Space Heating_Natural Gas_Boiler_E6 | F2 | Industrial | Other Industrial | New | Space Heating | Natural Gas | Boiler | E6 | TRC BC Ratio | 0 | 0 | 0 | 0 | 0 | 0 | 0 | 0 | 0 | 0 | 0 | 0 | 0 | 0 | 0 | 0 | 0 | 0 | 0 | 0 | 0 | 0 | 0 | 0 | 0 | 0 | 0 | 0 | 0 | 0
F2_Industrial_Other Industrial_New_Space Heating_Natural Gas_Boiler_E7 | F2 | Industrial | Other Industrial | New | Space Heating | Natural Gas | Boiler | E7 | TRC BC Ratio | 0 | 0 | 0 | 0 | 0 | 0 | 0 | 0 | 0 | 0 | 0 | 0 | 0 | 0 | 0 | 0 | 0 | 0 | 0 | 0 | 0 | 0 | 0 | 0 | 0 | 0 | 0 | 0 | 0 | 0
F2_Industrial_Other Industrial_New_Space Heating_Natural Gas_Boiler_E8 | F2 | Industrial | Other Industrial | New | Space Heating | Natural Gas | Boiler | E8 | TRC BC Ratio | 0 | 0 | 0 | 0 | 0 | 0 | 0 | 0 | 0 | 0 | 0 | 0 | 0 | 0 | 0 | 0 | 0 | 0 | 0 | 0 | 0 | 0 | 0 | 0 | 0 | 0 | 0 | 0 | 0 | 0
F2_Industrial_Other Industrial_New_Space Heating_Natural Gas_Boiler_E9 | F2 | Industrial | Other Industrial | New | Space Heating | Natural Gas | Boiler | E9 | TRC BC Ratio | 0 | 0 | 0 | 0 | 0 | 0 | 0 | 0 | 0 | 0 | 0 | 0 | 0 | 0 | 0 | 0 | 0 | 0 | 0 | 0 | 0 | 0 | 0 | 0 | 0 | 0 | 0 | 0 | 0 | 0
F2_Industrial_Other Industrial_New_Space Heating_Natural Gas_Boiler_E10 | F2 | Industrial | Other Industrial | New | Space Heating | Natural Gas | Boiler | E10 | TRC BC Ratio | 0 | 0 | 0 | 0 | 0 | 0 | 0 | 0 | 0 | 0 | 0 | 0 | 0 | 0 | 0 | 0 | 0 | 0 | 0 | 0 | 0 | 0 | 0 | 0 | 0 | 0 | 0 | 0 | 0 | 0
F3_Industrial_Other Industrial_New_Space Heating_Natural Gas_Boiler_E1 | F3 | Industrial | Other Industrial | New | Space Heating | Natural Gas | Boiler | E1 | PACT BC Ratio | 0.9 | 0.9 | 0.9 | 0.9 | 0.9 | 0.9 | 0.9 | 0.9 | 0.9 | 0.9 | 0.9 | 0.9 | 0.9 | 0.9 | 0.9 | 0.9 | 0.9 | 0.9 | 0.9 | 0.9 | 0.9 | 0.9 | 0 | 0 | 0 | 0 | 0 | 0 | 0 | 0
F3_Industrial_Other Industrial_New_Space Heating_Natural Gas_Boiler_E2 | F3 | Industrial | Other Industrial | New | Space Heating | Natural Gas | Boiler | E2 | PACT BC Ratio | 1.8157 | 1.8331 | 1.8035 | 1.7752 | 1.7277 | 1.6808 | 1.6337 | 1.5905 | 1.5477 | 1.5101 | 1.4727 | 1.4363 | 1.4006 | 1.3663 | 1.3327 | 1.2997 | 1.2679 | 1.2374 | 1.2076 | 1.1796 | 1.1528 | 1.1269 | 0 | 0 | 0 | 0 | 0 | 0 | 0 | 0
F3_Industrial_Other Industrial_New_Space Heating_Natural Gas_Boiler_E3 | F3 | Industrial | Other Industrial | New | Space Heating | Natural Gas | Boiler | E3 | PACT BC Ratio | 1.7977 | 1.815 | 1.7857 | 1.7576 | 1.7107 | 1.6642 | 1.6175 | 1.5748 | 1.5324 | 1.4952 | 1.4581 | 1.4221 | 1.3868 | 1.3528 | 1.3195 | 1.2869 | 1.2554 | 1.2251 | 1.1957 | 1.168 | 1.1414 | 1.1158 | 0 | 0 | 0 | 0 | 0 | 0 | 0 | 0
F3_Industrial_Other Industrial_New_Space Heating_Natural Gas_Boiler_E4 | F3 | Industrial | Other Industrial | New | Space Heating | Natural Gas | Boiler | E4 | PACT BC Ratio | 0.00025449 | 0.00025219 | 0.00024695 | 0.00024191 | 0.00023574 | 0.00022971 | 0.00022376 | 0.00021817 | 0.00021269 | 0.00020764 | 0.00020266 | 0.0001978 | 0.00019305 | 0.00018845 | 0.00018395 | 0.00017954 | 0.00017527 | 0.00017116 | 0.00016719 | 0.00016343 | 0.00015985 | 0.00015646 | 0 | 0 | 0 | 0 | 0 | 0 | 0 | 0
F3_Industrial_Other Industrial_New_Space Heating_Natural Gas_Boiler_E5 | F3 | Industrial | Other Industrial | New | Space Heating | Natural Gas | Boiler | E5 | PACT BC Ratio | 0 | 0 | 0 | 0 | 0 | 0 | 0 | 0 | 0 | 0 | 0 | 0 | 0 | 0 | 0 | 0 | 0 | 0 | 0 | 0 | 0 | 0 | 0 | 0 | 0 | 0 | 0 | 0 | 0 | 0
F3_Industrial_Other Industrial_New_Space Heating_Natural Gas_Boiler_E6 | F3 | Industrial | Other Industrial | New | Space Heating | Natural Gas | Boiler | E6 | PACT BC Ratio | 0 | 0 | 0 | 0 | 0 | 0 | 0 | 0 | 0 | 0 | 0 | 0 | 0 | 0 | 0 | 0 | 0 | 0 | 0 | 0 | 0 | 0 | 0 | 0 | 0 | 0 | 0 | 0 | 0 | 0
F3_Industrial_Other Industrial_New_Space Heating_Natural Gas_Boiler_E7 | F3 | Industrial | Other Industrial | New | Space Heating | Natural Gas | Boiler | E7 | PACT BC Ratio | 0 | 0 | 0 | 0 | 0 | 0 | 0 | 0 | 0 | 0 | 0 | 0 | 0 | 0 | 0 | 0 | 0 | 0 | 0 | 0 | 0 | 0 | 0 | 0 | 0 | 0 | 0 | 0 | 0 | 0
F3_Industrial_Other Industrial_New_Space Heating_Natural Gas_Boiler_E8 | F3 | Industrial | Other Industrial | New | Space Heating | Natural Gas | Boiler | E8 | PACT BC Ratio | 0 | 0 | 0 | 0 | 0 | 0 | 0 | 0 | 0 | 0 | 0 | 0 | 0 | 0 | 0 | 0 | 0 | 0 | 0 | 0 | 0 | 0 | 0 | 0 | 0 | 0 | 0 | 0 | 0 | 0
F3_Industrial_Other Industrial_New_Space Heating_Natural Gas_Boiler_E9 | F3 | Industrial | Other Industrial | New | Space Heating | Natural Gas | Boiler | E9 | PACT BC Ratio | 0 | 0 | 0 | 0 | 0 | 0 | 0 | 0 | 0 | 0 | 0 | 0 | 0 | 0 | 0 | 0 | 0 | 0 | 0 | 0 | 0 | 0 | 0 | 0 | 0 | 0 | 0 | 0 | 0 | 0
F3_Industrial_Other Industrial_New_Space Heating_Natural Gas_Boiler_E10 | F3 | Industrial | Other Industrial | New | Space Heating | Natural Gas | Boiler | E10 | PACT BC Ratio | 0 | 0 | 0 | 0 | 0 | 0 | 0 | 0 | 0 | 0 | 0 | 0 | 0 | 0 | 0 | 0 | 0 | 0 | 0 | 0 | 0 | 0 | 0 | 0 | 0 | 0 | 0 | 0 | 0 | 0
F4_Industrial_Other Industrial_New_Space Heating_Natural Gas_Boiler_E1 | F4 | Industrial | Other Industrial | New | Space Heating | Natural Gas | Boiler | E1 | PCT BC Ratio | 0.9 | 0.9 | 0.9 | 0.9 | 0.9 | 0.9 | 0.9 | 0.9 | 0.9 | 0.9 | 0.9 | 0.9 | 0.9 | 0.9 | 0.9 | 0.9 | 0.9 | 0.9 | 0.9 | 0.9 | 0.9 | 0.9 | 0 | 0 | 0 | 0 | 0 | 0 | 0 | 0
F4_Industrial_Other Industrial_New_Space Heating_Natural Gas_Boiler_E2 | F4 | Industrial | Other Industrial | New | Space Heating | Natural Gas | Boiler | E2 | PCT BC Ratio | 5.2405 | 5.2818 | 5.2118 | 5.1446 | 5.0323 | 4.9212 | 4.8096 | 4.7075 | 4.606 | 4.517 | 4.4284 | 4.3422 | 4.2577 | 4.1765 | 4.0969 | 4.0189 | 3.9434 | 3.8712 | 3.8007 | 3.7345 | 3.671 | 3.6096 | 0 | 0 | 0 | 0 | 0 | 0 | 0 | 0
F4_Industrial_Other Industrial_New_Space Heating_Natural Gas_Boiler_E3 | F4 | Industrial | Other Industrial | New | Space Heating | Natural Gas | Boiler | E3 | PCT BC Ratio | 5.1981 | 5.239 | 5.1696 | 5.1032 | 4.9919 | 4.8819 | 4.7714 | 4.6703 | 4.5698 | 4.4817 | 4.3939 | 4.3086 | 4.225 | 4.1445 | 4.0657 | 3.9885 | 3.9138 | 3.8422 | 3.7725 | 3.7069 | 3.644 | 3.5832 | 0 | 0 | 0 | 0 | 0 | 0 | 0 | 0
F4_Industrial_Other Industrial_New_Space Heating_Natural Gas_Boiler_E4 | F4 | Industrial | Other Industrial | New | Space Heating | Natural Gas | Boiler | E4 | PCT BC Ratio | 0.94178 | 0.94177 | 0.94176 | 0.94175 | 0.94173 | 0.94172 | 0.94171 | 0.94169 | 0.94168 | 0.94167 | 0.94166 | 0.94164 | 0.94163 | 0.94162 | 0.94161 | 0.9416 | 0.94159 | 0.94158 | 0.94157 | 0.94156 | 0.94155 | 0.94155 | 0 | 0 | 0 | 0 | 0 | 0 | 0 | 0
F4_Industrial_Other Industrial_New_Space Heating_Natural Gas_Boiler_E5 | F4 | Industrial | Other Industrial | New | Space Heating | Natural Gas | Boiler | E5 | PCT BC Ratio | 0 | 0 | 0 | 0 | 0 | 0 | 0 | 0 | 0 | 0 | 0 | 0 | 0 | 0 | 0 | 0 | 0 | 0 | 0 | 0 | 0 | 0 | 0 | 0 | 0 | 0 | 0 | 0 | 0 | 0
F4_Industrial_Other Industrial_New_Space Heating_Natural Gas_Boiler_E6 | F4 | Industrial | Other Industrial | New | Space Heating | Natural Gas | Boiler | E6 | PCT BC Ratio | 0 | 0 | 0 | 0 | 0 | 0 | 0 | 0 | 0 | 0 | 0 | 0 | 0 | 0 | 0 | 0 | 0 | 0 | 0 | 0 | 0 | 0 | 0 | 0 | 0 | 0 | 0 | 0 | 0 | 0
F4_Industrial_Other Industrial_New_Space Heating_Natural Gas_Boiler_E7 | F4 | Industrial | Other Industrial | New | Space Heating | Natural Gas | Boiler | E7 | PCT BC Ratio | 0 | 0 | 0 | 0 | 0 | 0 | 0 | 0 | 0 | 0 | 0 | 0 | 0 | 0 | 0 | 0 | 0 | 0 | 0 | 0 | 0 | 0 | 0 | 0 | 0 | 0 | 0 | 0 | 0 | 0
F4_Industrial_Other Industrial_New_Space Heating_Natural Gas_Boiler_E8 | F4 | Industrial | Other Industrial | New | Space Heating | Natural Gas | Boiler | E8 | PCT BC Ratio | 0 | 0 | 0 | 0 | 0 | 0 | 0 | 0 | 0 | 0 | 0 | 0 | 0 | 0 | 0 | 0 | 0 | 0 | 0 | 0 | 0 | 0 | 0 | 0 | 0 | 0 | 0 | 0 | 0 | 0
F4_Industrial_Other Industrial_New_Space Heating_Natural Gas_Boiler_E9 | F4 | Industrial | Other Industrial | New | Space Heating | Natural Gas | Boiler | E9 | PCT BC Ratio | 0 | 0 | 0 | 0 | 0 | 0 | 0 | 0 | 0 | 0 | 0 | 0 | 0 | 0 | 0 | 0 | 0 | 0 | 0 | 0 | 0 | 0 | 0 | 0 | 0 | 0 | 0 | 0 | 0 | 0
F4_Industrial_Other Industrial_New_Space Heating_Natural Gas_Boiler_E10 | F4 | Industrial | Other Industrial | New | Space Heating | Natural Gas | Boiler | E10 | PCT BC Ratio | 0 | 0 | 0 | 0 | 0 | 0 | 0 | 0 | 0 | 0 | 0 | 0 | 0 | 0 | 0 | 0 | 0 | 0 | 0 | 0 | 0 | 0 | 0 | 0 | 0 | 0 | 0 | 0 | 0 | 0
F5_Industrial_Other Industrial_New_Space Heating_Natural Gas_Boiler_E1 | F5 | Industrial | Other Industrial | New | Space Heating | Natural Gas | Boiler | E1 | RIM BC Ratio | 0.9 | 0.9 | 0.9 | 0.9 | 0.9 | 0.9 | 0.9 | 0.9 | 0.9 | 0.9 | 0.9 | 0.9 | 0.9 | 0.9 | 0.9 | 0.9 | 0.9 | 0.9 | 0.9 | 0.9 | 0.9 | 0.9 | 0 | 0 | 0 | 0 | 0 | 0 | 0 | 0
F5_Industrial_Other Industrial_New_Space Heating_Natural Gas_Boiler_E2 | F5 | Industrial | Other Industrial | New | Space Heating | Natural Gas | Boiler | E2 | RIM BC Ratio | 0.57181 | 0.57353 | 0.5706 | 0.56773 | 0.56279 | 0.55772 | 0.55243 | 0.54741 | 0.54224 | 0.53756 | 0.53274 | 0.5279 | 0.523 | 0.51814 | 0.51323 | 0.50827 | 0.50332 | 0.49844 | 0.49354 | 0.48881 | 0.48414 | 0.47951 | 0 | 0 | 0 | 0 | 0 | 0 | 0 | 0
F5_Industrial_Other Industrial_New_Space Heating_Natural Gas_Boiler_E3 | F5 | Industrial | Other Industrial | New | Space Heating | Natural Gas | Boiler | E3 | RIM BC Ratio | 0.57002 | 0.57174 | 0.56881 | 0.56593 | 0.56097 | 0.55588 | 0.55057 | 0.54554 | 0.54035 | 0.53566 | 0.53082 | 0.52597 | 0.52106 | 0.51619 | 0.51127 | 0.5063 | 0.50134 | 0.49645 | 0.49154 | 0.4868 | 0.48212 | 0.47748 | 0 | 0 | 0 | 0 | 0 | 0 | 0 | 0
F5_Industrial_Other Industrial_New_Space Heating_Natural Gas_Boiler_E4 | F5 | Industrial | Other Industrial | New | Space Heating | Natural Gas | Boiler | E4 | RIM BC Ratio | 0.00025441 | 0.00025211 | 0.00024688 | 0.00024184 | 0.00023567 | 0.00022964 | 0.0002237 | 0.00021812 | 0.00021264 | 0.00020758 | 0.00020261 | 0.00019775 | 0.00019301 | 0.00018841 | 0.00018391 | 0.0001795 | 0.00017523 | 0.00017113 | 0.00016715 | 0.0001634 | 0.00015982 | 0.00015643 | 0 | 0 | 0 | 0 | 0 | 0 | 0 | 0
F5_Industrial_Other Industrial_New_Space Heating_Natural Gas_Boiler_E5 | F5 | Industrial | Other Industrial | New | Space Heating | Natural Gas | Boiler | E5 | RIM BC Ratio | 0 | 0 | 0 | 0 | 0 | 0 | 0 | 0 | 0 | 0 | 0 | 0 | 0 | 0 | 0 | 0 | 0 | 0 | 0 | 0 | 0 | 0 | 0 | 0 | 0 | 0 | 0 | 0 | 0 | 0
F5_Industrial_Other Industrial_New_Space Heating_Natural Gas_Boiler_E6 | F5 | Industrial | Other Industrial | New | Space Heating | Natural Gas | Boiler | E6 | RIM BC Ratio | 0 | 0 | 0 | 0 | 0 | 0 | 0 | 0 | 0 | 0 | 0 | 0 | 0 | 0 | 0 | 0 | 0 | 0 | 0 | 0 | 0 | 0 | 0 | 0 | 0 | 0 | 0 | 0 | 0 | 0
F5_Industrial_Other Industrial_New_Space Heating_Natural Gas_Boiler_E7 | F5 | Industrial | Other Industrial | New | Space Heating | Natural Gas | Boiler | E7 | RIM BC Ratio | 0 | 0 | 0 | 0 | 0 | 0 | 0 | 0 | 0 | 0 | 0 | 0 | 0 | 0 | 0 | 0 | 0 | 0 | 0 | 0 | 0 | 0 | 0 | 0 | 0 | 0 | 0 | 0 | 0 | 0
F5_Industrial_Other Industrial_New_Space Heating_Natural Gas_Boiler_E8 | F5 | Industrial | Other Industrial | New | Space Heating | Natural Gas | Boiler | E8 | RIM BC Ratio | 0 | 0 | 0 | 0 | 0 | 0 | 0 | 0 | 0 | 0 | 0 | 0 | 0 | 0 | 0 | 0 | 0 | 0 | 0 | 0 | 0 | 0 | 0 | 0 | 0 | 0 | 0 | 0 | 0 | 0
F5_Industrial_Other Industrial_New_Space Heating_Natural Gas_Boiler_E9 | F5 | Industrial | Other Industrial | New | Space Heating | Natural Gas | Boiler | E9 | RIM BC Ratio | 0 | 0 | 0 | 0 | 0 | 0 | 0 | 0 | 0 | 0 | 0 | 0 | 0 | 0 | 0 | 0 | 0 | 0 | 0 | 0 | 0 | 0 | 0 | 0 | 0 | 0 | 0 | 0 | 0 | 0
F5_Industrial_Other Industrial_New_Space Heating_Natural Gas_Boiler_E10 | F5 | Industrial | Other Industrial | New | Space Heating | Natural Gas | Boiler | E10 | RIM BC Ratio | 0 | 0 | 0 | 0 | 0 | 0 | 0 | 0 | 0 | 0 | 0 | 0 | 0 | 0 | 0 | 0 | 0 | 0 | 0 | 0 | 0 | 0 | 0 | 0 | 0 | 0 | 0 | 0 | 0 | 0
F0_Industrial_Other Industrial_New_Space Heating_Natural Gas_Unit Heater_E0 | F0 | Industrial | Other Industrial | New | Space Heating | Natural Gas | Unit Heater | E0 | Economic Unit | Infrared Radiant | Infrared Radiant | Infrared Radiant | Infrared Radiant | Infrared Radiant | Infrared Radiant | Infrared Radiant | Infrared Radiant | Infrared Radiant | Infrared Radiant | Infrared Radiant | Infrared Radiant | Infrared Radiant | Infrared Radiant | Infrared Radiant | Infrared Radiant | Infrared Radiant | Infrared Radiant | Infrared Radiant | Infrared Radiant | Infrared Radiant | Infrared Radiant | 0 | 0 | 0 | 0 | 0 | 0 | 0 | 0
F1_Industrial_Other Industrial_New_Space Heating_Natural Gas_Unit Heater_E1 | F1 | Industrial | Other Industrial | New | Space Heating | Natural Gas | Unit Heater | E1 | CCE | 0 | 0 | 0 | 0 | 0 | 0 | 0 | 0 | 0 | 0 | 0 | 0 | 0 | 0 | 0 | 0 | 0 | 0 | 0 | 0 | 0 | 0 | 0 | 0 | 0 | 0 | 0 | 0 | 0 | 0
F1_Industrial_Other Industrial_New_Space Heating_Natural Gas_Unit Heater_E2 | F1 | Industrial | Other Industrial | New | Space Heating | Natural Gas | Unit Heater | E2 | CCE | 0.025298 | 0.025298 | 0.025298 | 0.025298 | 0.025298 | 0.025298 | 0.025298 | 0.025298 | 0.025298 | 0.025298 | 0.025298 | 0.025298 | 0.025298 | 0.025298 | 0.025298 | 0.025298 | 0.025298 | 0.025298 | 0.025298 | 0.025298 | 0.025298 | 0.025298 | 0 | 0 | 0 | 0 | 0 | 0 | 0 | 0
F1_Industrial_Other Industrial_New_Space Heating_Natural Gas_Unit Heater_E3 | F1 | Industrial | Other Industrial | New | Space Heating | Natural Gas | Unit Heater | E3 | CCE | 0.0011378 | 0.0011378 | 0.0011378 | 0.0011378 | 0.0011378 | 0.0011378 | 0.0011378 | 0.0011378 | 0.0011378 | 0.0011378 | 0.0011378 | 0.0011378 | 0.0011378 | 0.0011378 | 0.0011378 | 0.0011378 | 0.0011378 | 0.0011378 | 0.0011378 | 0.0011378 | 0.0011378 | 0.0011378 | 0 | 0 | 0 | 0 | 0 | 0 | 0 | 0
F1_Industrial_Other Industrial_New_Space Heating_Natural Gas_Unit Heater_E4 | F1 | Industrial | Other Industrial | New | Space Heating | Natural Gas | Unit Heater | E4 | CCE | 0 | 0 | 0 | 0 | 0 | 0 | 0 | 0 | 0 | 0 | 0 | 0 | 0 | 0 | 0 | 0 | 0 | 0 | 0 | 0 | 0 | 0 | 0 | 0 | 0 | 0 | 0 | 0 | 0 | 0
F1_Industrial_Other Industrial_New_Space Heating_Natural Gas_Unit Heater_E5 | F1 | Industrial | Other Industrial | New | Space Heating | Natural Gas | Unit Heater | E5 | CCE | 0 | 0 | 0 | 0 | 0 | 0 | 0 | 0 | 0 | 0 | 0 | 0 | 0 | 0 | 0 | 0 | 0 | 0 | 0 | 0 | 0 | 0 | 0 | 0 | 0 | 0 | 0 | 0 | 0 | 0
F1_Industrial_Other Industrial_New_Space Heating_Natural Gas_Unit Heater_E6 | F1 | Industrial | Other Industrial | New | Space Heating | Natural Gas | Unit Heater | E6 | CCE | 0 | 0 | 0 | 0 | 0 | 0 | 0 | 0 | 0 | 0 | 0 | 0 | 0 | 0 | 0 | 0 | 0 | 0 | 0 | 0 | 0 | 0 | 0 | 0 | 0 | 0 | 0 | 0 | 0 | 0
F1_Industrial_Other Industrial_New_Space Heating_Natural Gas_Unit Heater_E7 | F1 | Industrial | Other Industrial | New | Space Heating | Natural Gas | Unit Heater | E7 | CCE | 0 | 0 | 0 | 0 | 0 | 0 | 0 | 0 | 0 | 0 | 0 | 0 | 0 | 0 | 0 | 0 | 0 | 0 | 0 | 0 | 0 | 0 | 0 | 0 | 0 | 0 | 0 | 0 | 0 | 0
F1_Industrial_Other Industrial_New_Space Heating_Natural Gas_Unit Heater_E8 | F1 | Industrial | Other Industrial | New | Space Heating | Natural Gas | Unit Heater | E8 | CCE | 0 | 0 | 0 | 0 | 0 | 0 | 0 | 0 | 0 | 0 | 0 | 0 | 0 | 0 | 0 | 0 | 0 | 0 | 0 | 0 | 0 | 0 | 0 | 0 | 0 | 0 | 0 | 0 | 0 | 0
F1_Industrial_Other Industrial_New_Space Heating_Natural Gas_Unit Heater_E9 | F1 | Industrial | Other Industrial | New | Space Heating | Natural Gas | Unit Heater | E9 | CCE | 0 | 0 | 0 | 0 | 0 | 0 | 0 | 0 | 0 | 0 | 0 | 0 | 0 | 0 | 0 | 0 | 0 | 0 | 0 | 0 | 0 | 0 | 0 | 0 | 0 | 0 | 0 | 0 | 0 | 0
F1_Industrial_Other Industrial_New_Space Heating_Natural Gas_Unit Heater_E10 | F1 | Industrial | Other Industrial | New | Space Heating | Natural Gas | Unit Heater | E10 | CCE | 0 | 0 | 0 | 0 | 0 | 0 | 0 | 0 | 0 | 0 | 0 | 0 | 0 | 0 | 0 | 0 | 0 | 0 | 0 | 0 | 0 | 0 | 0 | 0 | 0 | 0 | 0 | 0 | 0 | 0
F2_Industrial_Other Industrial_New_Space Heating_Natural Gas_Unit Heater_E1 | F2 | Industrial | Other Industrial | New | Space Heating | Natural Gas | Unit Heater | E1 | TRC BC Ratio | 0.9 | 0.9 | 0.9 | 0.9 | 0.9 | 0.9 | 0.9 | 0.9 | 0.9 | 0.9 | 0.9 | 0.9 | 0.9 | 0.9 | 0.9 | 0.9 | 0.9 | 0.9 | 0.9 | 0.9 | 0.9 | 0.9 | 0 | 0 | 0 | 0 | 0 | 0 | 0 | 0
F2_Industrial_Other Industrial_New_Space Heating_Natural Gas_Unit Heater_E2 | F2 | Industrial | Other Industrial | New | Space Heating | Natural Gas | Unit Heater | E2 | TRC BC Ratio | 0.2181 | 0.22441 | 0.22186 | 0.21944 | 0.21339 | 0.20733 | 0.20112 | 0.19555 | 0.18995 | 0.18525 | 0.18051 | 0.17591 | 0.1714 | 0.16709 | 0.16286 | 0.15871 | 0.15471 | 0.1509 | 0.14716 | 0.14369 | 0.14034 | 0.13708 | 0 | 0 | 0 | 0 | 0 | 0 | 0 | 0
F2_Industrial_Other Industrial_New_Space Heating_Natural Gas_Unit Heater_E3 | F2 | Industrial | Other Industrial | New | Space Heating | Natural Gas | Unit Heater | E3 | TRC BC Ratio | 5.5546 | 5.9201 | 5.9076 | 5.8978 | 5.7318 | 5.5622 | 5.3814 | 5.2234 | 5.0607 | 4.9317 | 4.7987 | 4.6701 | 4.5435 | 4.4241 | 4.3066 | 4.191 | 4.0803 | 3.9764 | 3.8742 | 3.7819 | 3.6939 | 3.6079 | 0 | 0 | 0 | 0 | 0 | 0 | 0 | 0
F2_Industrial_Other Industrial_New_Space Heating_Natural Gas_Unit Heater_E4 | F2 | Industrial | Other Industrial | New | Space Heating | Natural Gas | Unit Heater | E4 | TRC BC Ratio | 0 | 0 | 0 | 0 | 0 | 0 | 0 | 0 | 0 | 0 | 0 | 0 | 0 | 0 | 0 | 0 | 0 | 0 | 0 | 0 | 0 | 0 | 0 | 0 | 0 | 0 | 0 | 0 | 0 | 0
F2_Industrial_Other Industrial_New_Space Heating_Natural Gas_Unit Heater_E5 | F2 | Industrial | Other Industrial | New | Space Heating | Natural Gas | Unit Heater | E5 | TRC BC Ratio | 0 | 0 | 0 | 0 | 0 | 0 | 0 | 0 | 0 | 0 | 0 | 0 | 0 | 0 | 0 | 0 | 0 | 0 | 0 | 0 | 0 | 0 | 0 | 0 | 0 | 0 | 0 | 0 | 0 | 0
F2_Industrial_Other Industrial_New_Space Heating_Natural Gas_Unit Heater_E6 | F2 | Industrial | Other Industrial | New | Space Heating | Natural Gas | Unit Heater | E6 | TRC BC Ratio | 0 | 0 | 0 | 0 | 0 | 0 | 0 | 0 | 0 | 0 | 0 | 0 | 0 | 0 | 0 | 0 | 0 | 0 | 0 | 0 | 0 | 0 | 0 | 0 | 0 | 0 | 0 | 0 | 0 | 0
F2_Industrial_Other Industrial_New_Space Heating_Natural Gas_Unit Heater_E7 | F2 | Industrial | Other Industrial | New | Space Heating | Natural Gas | Unit Heater | E7 | TRC BC Ratio | 0 | 0 | 0 | 0 | 0 | 0 | 0 | 0 | 0 | 0 | 0 | 0 | 0 | 0 | 0 | 0 | 0 | 0 | 0 | 0 | 0 | 0 | 0 | 0 | 0 | 0 | 0 | 0 | 0 | 0
F2_Industrial_Other Industrial_New_Space Heating_Natural Gas_Unit Heater_E8 | F2 | Industrial | Other Industrial | New | Space Heating | Natural Gas | Unit Heater | E8 | TRC BC Ratio | 0 | 0 | 0 | 0 | 0 | 0 | 0 | 0 | 0 | 0 | 0 | 0 | 0 | 0 | 0 | 0 | 0 | 0 | 0 | 0 | 0 | 0 | 0 | 0 | 0 | 0 | 0 | 0 | 0 | 0
F2_Industrial_Other Industrial_New_Space Heating_Natural Gas_Unit Heater_E9 | F2 | Industrial | Other Industrial | New | Space Heating | Natural Gas | Unit Heater | E9 | TRC BC Ratio | 0 | 0 | 0 | 0 | 0 | 0 | 0 | 0 | 0 | 0 | 0 | 0 | 0 | 0 | 0 | 0 | 0 | 0 | 0 | 0 | 0 | 0 | 0 | 0 | 0 | 0 | 0 | 0 | 0 | 0
F2_Industrial_Other Industrial_New_Space Heating_Natural Gas_Unit Heater_E10 | F2 | Industrial | Other Industrial | New | Space Heating | Natural Gas | Unit Heater | E10 | TRC BC Ratio | 0 | 0 | 0 | 0 | 0 | 0 | 0 | 0 | 0 | 0 | 0 | 0 | 0 | 0 | 0 | 0 | 0 | 0 | 0 | 0 | 0 | 0 | 0 | 0 | 0 | 0 | 0 | 0 | 0 | 0
F3_Industrial_Other Industrial_New_Space Heating_Natural Gas_Unit Heater_E1 | F3 | Industrial | Other Industrial | New | Space Heating | Natural Gas | Unit Heater | E1 | PACT BC Ratio | 0.9 | 0.9 | 0.9 | 0.9 | 0.9 | 0.9 | 0.9 | 0.9 | 0.9 | 0.9 | 0.9 | 0.9 | 0.9 | 0.9 | 0.9 | 0.9 | 0.9 | 0.9 | 0.9 | 0.9 | 0.9 | 0.9 | 0 | 0 | 0 | 0 | 0 | 0 | 0 | 0
F3_Industrial_Other Industrial_New_Space Heating_Natural Gas_Unit Heater_E2 | F3 | Industrial | Other Industrial | New | Space Heating | Natural Gas | Unit Heater | E2 | PACT BC Ratio | 0.46195 | 0.47531 | 0.46991 | 0.4648 | 0.45197 | 0.43914 | 0.42598 | 0.41419 | 0.40233 | 0.39237 | 0.38233 | 0.37259 | 0.36303 | 0.35391 | 0.34495 | 0.33616 | 0.32768 | 0.31961 | 0.31169 | 0.30433 | 0.29725 | 0.29033 | 0 | 0 | 0 | 0 | 0 | 0 | 0 | 0
F3_Industrial_Other Industrial_New_Space Heating_Natural Gas_Unit Heater_E3 | F3 | Industrial | Other Industrial | New | Space Heating | Natural Gas | Unit Heater | E3 | PACT BC Ratio | 11.765 | 12.5391 | 12.5126 | 12.4918 | 12.1402 | 11.781 | 11.398 | 11.0634 | 10.7189 | 10.4457 | 10.1639 | 9.8914 | 9.6234 | 9.3705 | 9.1217 | 8.8768 | 8.6424 | 8.4222 | 8.2058 | 8.0102 | 7.8238 | 7.6418 | 0 | 0 | 0 | 0 | 0 | 0 | 0 | 0
F3_Industrial_Other Industrial_New_Space Heating_Natural Gas_Unit Heater_E4 | F3 | Industrial | Other Industrial | New | Space Heating | Natural Gas | Unit Heater | E4 | PACT BC Ratio | 0 | 0 | 0 | 0 | 0 | 0 | 0 | 0 | 0 | 0 | 0 | 0 | 0 | 0 | 0 | 0 | 0 | 0 | 0 | 0 | 0 | 0 | 0 | 0 | 0 | 0 | 0 | 0 | 0 | 0
F3_Industrial_Other Industrial_New_Space Heating_Natural Gas_Unit Heater_E5 | F3 | Industrial | Other Industrial | New | Space Heating | Natural Gas | Unit Heater | E5 | PACT BC Ratio | 0 | 0 | 0 | 0 | 0 | 0 | 0 | 0 | 0 | 0 | 0 | 0 | 0 | 0 | 0 | 0 | 0 | 0 | 0 | 0 | 0 | 0 | 0 | 0 | 0 | 0 | 0 | 0 | 0 | 0
F3_Industrial_Other Industrial_New_Space Heating_Natural Gas_Unit Heater_E6 | F3 | Industrial | Other Industrial | New | Space Heating | Natural Gas | Unit Heater | E6 | PACT BC Ratio | 0 | 0 | 0 | 0 | 0 | 0 | 0 | 0 | 0 | 0 | 0 | 0 | 0 | 0 | 0 | 0 | 0 | 0 | 0 | 0 | 0 | 0 | 0 | 0 | 0 | 0 | 0 | 0 | 0 | 0
F3_Industrial_Other Industrial_New_Space Heating_Natural Gas_Unit Heater_E7 | F3 | Industrial | Other Industrial | New | Space Heating | Natural Gas | Unit Heater | E7 | PACT BC Ratio | 0 | 0 | 0 | 0 | 0 | 0 | 0 | 0 | 0 | 0 | 0 | 0 | 0 | 0 | 0 | 0 | 0 | 0 | 0 | 0 | 0 | 0 | 0 | 0 | 0 | 0 | 0 | 0 | 0 | 0
F3_Industrial_Other Industrial_New_Space Heating_Natural Gas_Unit Heater_E8 | F3 | Industrial | Other Industrial | New | Space Heating | Natural Gas | Unit Heater | E8 | PACT BC Ratio | 0 | 0 | 0 | 0 | 0 | 0 | 0 | 0 | 0 | 0 | 0 | 0 | 0 | 0 | 0 | 0 | 0 | 0 | 0 | 0 | 0 | 0 | 0 | 0 | 0 | 0 | 0 | 0 | 0 | 0
F3_Industrial_Other Industrial_New_Space Heating_Natural Gas_Unit Heater_E9 | F3 | Industrial | Other Industrial | New | Space Heating | Natural Gas | Unit Heater | E9 | PACT BC Ratio | 0 | 0 | 0 | 0 | 0 | 0 | 0 | 0 | 0 | 0 | 0 | 0 | 0 | 0 | 0 | 0 | 0 | 0 | 0 | 0 | 0 | 0 | 0 | 0 | 0 | 0 | 0 | 0 | 0 | 0
F3_Industrial_Other Industrial_New_Space Heating_Natural Gas_Unit Heater_E10 | F3 | Industrial | Other Industrial | New | Space Heating | Natural Gas | Unit Heater | E10 | PACT BC Ratio | 0 | 0 | 0 | 0 | 0 | 0 | 0 | 0 | 0 | 0 | 0 | 0 | 0 | 0 | 0 | 0 | 0 | 0 | 0 | 0 | 0 | 0 | 0 | 0 | 0 | 0 | 0 | 0 | 0 | 0
F4_Industrial_Other Industrial_New_Space Heating_Natural Gas_Unit Heater_E1 | F4 | Industrial | Other Industrial | New | Space Heating | Natural Gas | Unit Heater | E1 | PCT BC Ratio | 0.9 | 0.9 | 0.9 | 0.9 | 0.9 | 0.9 | 0.9 | 0.9 | 0.9 | 0.9 | 0.9 | 0.9 | 0.9 | 0.9 | 0.9 | 0.9 | 0.9 | 0.9 | 0.9 | 0.9 | 0.9 | 0.9 | 0 | 0 | 0 | 0 | 0 | 0 | 0 | 0
F4_Industrial_Other Industrial_New_Space Heating_Natural Gas_Unit Heater_E2 | F4 | Industrial | Other Industrial | New | Space Heating | Natural Gas | Unit Heater | E2 | PCT BC Ratio | 0.64585 | 0.65588 | 0.65183 | 0.64799 | 0.63835 | 0.6287 | 0.61882 | 0.60996 | 0.60104 | 0.59356 | 0.58601 | 0.57869 | 0.57151 | 0.56465 | 0.55792 | 0.55132 | 0.54495 | 0.53888 | 0.53293 | 0.5274 | 0.52208 | 0.51688 | 0 | 0 | 0 | 0 | 0 | 0 | 0 | 0
F4_Industrial_Other Industrial_New_Space Heating_Natural Gas_Unit Heater_E3 | F4 | Industrial | Other Industrial | New | Space Heating | Natural Gas | Unit Heater | E3 | PCT BC Ratio | 9.14 | 9.7218 | 9.7019 | 9.6862 | 9.422 | 9.152 | 8.8642 | 8.6128 | 8.3539 | 8.1486 | 7.9368 | 7.7321 | 7.5307 | 7.3406 | 7.1536 | 6.9696 | 6.7934 | 6.628 | 6.4653 | 6.3184 | 6.1783 | 6.0415 | 0 | 0 | 0 | 0 | 0 | 0 | 0 | 0
F4_Industrial_Other Industrial_New_Space Heating_Natural Gas_Unit Heater_E4 | F4 | Industrial | Other Industrial | New | Space Heating | Natural Gas | Unit Heater | E4 | PCT BC Ratio | 0 | 0 | 0 | 0 | 0 | 0 | 0 | 0 | 0 | 0 | 0 | 0 | 0 | 0 | 0 | 0 | 0 | 0 | 0 | 0 | 0 | 0 | 0 | 0 | 0 | 0 | 0 | 0 | 0 | 0
F4_Industrial_Other Industrial_New_Space Heating_Natural Gas_Unit Heater_E5 | F4 | Industrial | Other Industrial | New | Space Heating | Natural Gas | Unit Heater | E5 | PCT BC Ratio | 0 | 0 | 0 | 0 | 0 | 0 | 0 | 0 | 0 | 0 | 0 | 0 | 0 | 0 | 0 | 0 | 0 | 0 | 0 | 0 | 0 | 0 | 0 | 0 | 0 | 0 | 0 | 0 | 0 | 0
F4_Industrial_Other Industrial_New_Space Heating_Natural Gas_Unit Heater_E6 | F4 | Industrial | Other Industrial | New | Space Heating | Natural Gas | Unit Heater | E6 | PCT BC Ratio | 0 | 0 | 0 | 0 | 0 | 0 | 0 | 0 | 0 | 0 | 0 | 0 | 0 | 0 | 0 | 0 | 0 | 0 | 0 | 0 | 0 | 0 | 0 | 0 | 0 | 0 | 0 | 0 | 0 | 0
F4_Industrial_Other Industrial_New_Space Heating_Natural Gas_Unit Heater_E7 | F4 | Industrial | Other Industrial | New | Space Heating | Natural Gas | Unit Heater | E7 | PCT BC Ratio | 0 | 0 | 0 | 0 | 0 | 0 | 0 | 0 | 0 | 0 | 0 | 0 | 0 | 0 | 0 | 0 | 0 | 0 | 0 | 0 | 0 | 0 | 0 | 0 | 0 | 0 | 0 | 0 | 0 | 0
F4_Industrial_Other Industrial_New_Space Heating_Natural Gas_Unit Heater_E8 | F4 | Industrial | Other Industrial | New | Space Heating | Natural Gas | Unit Heater | E8 | PCT BC Ratio | 0 | 0 | 0 | 0 | 0 | 0 | 0 | 0 | 0 | 0 | 0 | 0 | 0 | 0 | 0 | 0 | 0 | 0 | 0 | 0 | 0 | 0 | 0 | 0 | 0 | 0 | 0 | 0 | 0 | 0
F4_Industrial_Other Industrial_New_Space Heating_Natural Gas_Unit Heater_E9 | F4 | Industrial | Other Industrial | New | Space Heating | Natural Gas | Unit Heater | E9 | PCT BC Ratio | 0 | 0 | 0 | 0 | 0 | 0 | 0 | 0 | 0 | 0 | 0 | 0 | 0 | 0 | 0 | 0 | 0 | 0 | 0 | 0 | 0 | 0 | 0 | 0 | 0 | 0 | 0 | 0 | 0 | 0
F4_Industrial_Other Industrial_New_Space Heating_Natural Gas_Unit Heater_E10 | F4 | Industrial | Other Industrial | New | Space Heating | Natural Gas | Unit Heater | E10 | PCT BC Ratio | 0 | 0 | 0 | 0 | 0 | 0 | 0 | 0 | 0 | 0 | 0 | 0 | 0 | 0 | 0 | 0 | 0 | 0 | 0 | 0 | 0 | 0 | 0 | 0 | 0 | 0 | 0 | 0 | 0 | 0
F5_Industrial_Other Industrial_New_Space Heating_Natural Gas_Unit Heater_E1 | F5 | Industrial | Other Industrial | New | Space Heating | Natural Gas | Unit Heater | E1 | RIM BC Ratio | 0.9 | 0.9 | 0.9 | 0.9 | 0.9 | 0.9 | 0.9 | 0.9 | 0.9 | 0.9 | 0.9 | 0.9 | 0.9 | 0.9 | 0.9 | 0.9 | 0.9 | 0.9 | 0.9 | 0.9 | 0.9 | 0.9 | 0 | 0 | 0 | 0 | 0 | 0 | 0 | 0
F5_Industrial_Other Industrial_New_Space Heating_Natural Gas_Unit Heater_E2 | F5 | Industrial | Other Industrial | New | Space Heating | Natural Gas | Unit Heater | E2 | RIM BC Ratio | 0.29737 | 0.30285 | 0.30065 | 0.29855 | 0.2932 | 0.28775 | 0.28204 | 0.27682 | 0.27147 | 0.2669 | 0.26222 | 0.2576 | 0.253 | 0.24853 | 0.24408 | 0.23964 | 0.2353 | 0.23111 | 0.22695 | 0.22302 | 0.21919 | 0.21541 | 0 | 0 | 0 | 0 | 0 | 0 | 0 | 0
F5_Industrial_Other Industrial_New_Space Heating_Natural Gas_Unit Heater_E3 | F5 | Industrial | Other Industrial | New | Space Heating | Natural Gas | Unit Heater | E3 | RIM BC Ratio | 0.77938 | 0.78259 | 0.78248 | 0.7824 | 0.78098 | 0.77945 | 0.77773 | 0.77612 | 0.77438 | 0.77292 | 0.77134 | 0.76973 | 0.76806 | 0.76641 | 0.7647 | 0.76294 | 0.76117 | 0.75942 | 0.75762 | 0.75591 | 0.75422 | 0.75249 | 0 | 0 | 0 | 0 | 0 | 0 | 0 | 0
F5_Industrial_Other Industrial_New_Space Heating_Natural Gas_Unit Heater_E4 | F5 | Industrial | Other Industrial | New | Space Heating | Natural Gas | Unit Heater | E4 | RIM BC Ratio | 0 | 0 | 0 | 0 | 0 | 0 | 0 | 0 | 0 | 0 | 0 | 0 | 0 | 0 | 0 | 0 | 0 | 0 | 0 | 0 | 0 | 0 | 0 | 0 | 0 | 0 | 0 | 0 | 0 | 0
F5_Industrial_Other Industrial_New_Space Heating_Natural Gas_Unit Heater_E5 | F5 | Industrial | Other Industrial | New | Space Heating | Natural Gas | Unit Heater | E5 | RIM BC Ratio | 0 | 0 | 0 | 0 | 0 | 0 | 0 | 0 | 0 | 0 | 0 | 0 | 0 | 0 | 0 | 0 | 0 | 0 | 0 | 0 | 0 | 0 | 0 | 0 | 0 | 0 | 0 | 0 | 0 | 0
F5_Industrial_Other Industrial_New_Space Heating_Natural Gas_Unit Heater_E6 | F5 | Industrial | Other Industrial | New | Space Heating | Natural Gas | Unit Heater | E6 | RIM BC Ratio | 0 | 0 | 0 | 0 | 0 | 0 | 0 | 0 | 0 | 0 | 0 | 0 | 0 | 0 | 0 | 0 | 0 | 0 | 0 | 0 | 0 | 0 | 0 | 0 | 0 | 0 | 0 | 0 | 0 | 0
F5_Industrial_Other Industrial_New_Space Heating_Natural Gas_Unit Heater_E7 | F5 | Industrial | Other Industrial | New | Space Heating | Natural Gas | Unit Heater | E7 | RIM BC Ratio | 0 | 0 | 0 | 0 | 0 | 0 | 0 | 0 | 0 | 0 | 0 | 0 | 0 | 0 | 0 | 0 | 0 | 0 | 0 | 0 | 0 | 0 | 0 | 0 | 0 | 0 | 0 | 0 | 0 | 0
F5_Industrial_Other Industrial_New_Space Heating_Natural Gas_Unit Heater_E8 | F5 | Industrial | Other Industrial | New | Space Heating | Natural Gas | Unit Heater | E8 | RIM BC Ratio | 0 | 0 | 0 | 0 | 0 | 0 | 0 | 0 | 0 | 0 | 0 | 0 | 0 | 0 | 0 | 0 | 0 | 0 | 0 | 0 | 0 | 0 | 0 | 0 | 0 | 0 | 0 | 0 | 0 | 0
F5_Industrial_Other Industrial_New_Space Heating_Natural Gas_Unit Heater_E9 | F5 | Industrial | Other Industrial | New | Space Heating | Natural Gas | Unit Heater | E9 | RIM BC Ratio | 0 | 0 | 0 | 0 | 0 | 0 | 0 | 0 | 0 | 0 | 0 | 0 | 0 | 0 | 0 | 0 | 0 | 0 | 0 | 0 | 0 | 0 | 0 | 0 | 0 | 0 | 0 | 0 | 0 | 0
F5_Industrial_Other Industrial_New_Space Heating_Natural Gas_Unit Heater_E10 | F5 | Industrial | Other Industrial | New | Space Heating | Natural Gas | Unit Heater | E10 | RIM BC Ratio | 0 | 0 | 0 | 0 | 0 | 0 | 0 | 0 | 0 | 0 | 0 | 0 | 0 | 0 | 0 | 0 | 0 | 0 | 0 | 0 | 0 | 0 | 0 | 0 | 0 | 0 | 0 | 0 | 0 | 0
F0_Industrial_Other Industrial_New_Process_Natural Gas_Process Boiler_E0 | F0 | Industrial | Other Industrial | New | Process | Natural Gas | Process Boiler | E0 | Economic Unit | EF .80 | EF .80 | EF .80 | EF .80 | EF .80 | EF .80 | EF .80 | EF .80 | EF .80 | EF .80 | EF .80 | EF .80 | EF .80 | EF .80 | EF .80 | EF .80 | EF .80 | EF .80 | EF .80 | EF .80 | EF .80 | EF .80 | 0 | 0 | 0 | 0 | 0 | 0 | 0 | 0
F1_Industrial_Other Industrial_New_Process_Natural Gas_Process Boiler_E1 | F1 | Industrial | Other Industrial | New | Process | Natural Gas | Process Boiler | E1 | CCE | 0 | 0 | 0 | 0 | 0 | 0 | 0 | 0 | 0 | 0 | 0 | 0 | 0 | 0 | 0 | 0 | 0 | 0 | 0 | 0 | 0 | 0 | 0 | 0 | 0 | 0 | 0 | 0 | 0 | 0
F1_Industrial_Other Industrial_New_Process_Natural Gas_Process Boiler_E2 | F1 | Industrial | Other Industrial | New | Process | Natural Gas | Process Boiler | E2 | CCE | 0 | 0 | 0 | 0 | 0 | 0 | 0 | 0 | 0 | 0 | 0 | 0 | 0 | 0 | 0 | 0 | 0 | 0 | 0 | 0 | 0 | 0 | 0 | 0 | 0 | 0 | 0 | 0 | 0 | 0
F1_Industrial_Other Industrial_New_Process_Natural Gas_Process Boiler_E3 | F1 | Industrial | Other Industrial | New | Process | Natural Gas | Process Boiler | E3 | CCE | 0 | 0 | 0 | 0 | 0 | 0 | 0 | 0 | 0 | 0 | 0 | 0 | 0 | 0 | 0 | 0 | 0 | 0 | 0 | 0 | 0 | 0 | 0 | 0 | 0 | 0 | 0 | 0 | 0 | 0
F1_Industrial_Other Industrial_New_Process_Natural Gas_Process Boiler_E4 | F1 | Industrial | Other Industrial | New | Process | Natural Gas | Process Boiler | E4 | CCE | 0 | 0 | 0 | 0 | 0 | 0 | 0 | 0 | 0 | 0 | 0 | 0 | 0 | 0 | 0 | 0 | 0 | 0 | 0 | 0 | 0 | 0 | 0 | 0 | 0 | 0 | 0 | 0 | 0 | 0
F1_Industrial_Other Industrial_New_Process_Natural Gas_Process Boiler_E5 | F1 | Industrial | Other Industrial | New | Process | Natural Gas | Process Boiler | E5 | CCE | 0 | 0 | 0 | 0 | 0 | 0 | 0 | 0 | 0 | 0 | 0 | 0 | 0 | 0 | 0 | 0 | 0 | 0 | 0 | 0 | 0 | 0 | 0 | 0 | 0 | 0 | 0 | 0 | 0 | 0
F1_Industrial_Other Industrial_New_Process_Natural Gas_Process Boiler_E6 | F1 | Industrial | Other Industrial | New | Process | Natural Gas | Process Boiler | E6 | CCE | 0 | 0 | 0 | 0 | 0 | 0 | 0 | 0 | 0 | 0 | 0 | 0 | 0 | 0 | 0 | 0 | 0 | 0 | 0 | 0 | 0 | 0 | 0 | 0 | 0 | 0 | 0 | 0 | 0 | 0
F1_Industrial_Other Industrial_New_Process_Natural Gas_Process Boiler_E7 | F1 | Industrial | Other Industrial | New | Process | Natural Gas | Process Boiler | E7 | CCE | 0 | 0 | 0 | 0 | 0 | 0 | 0 | 0 | 0 | 0 | 0 | 0 | 0 | 0 | 0 | 0 | 0 | 0 | 0 | 0 | 0 | 0 | 0 | 0 | 0 | 0 | 0 | 0 | 0 | 0
F1_Industrial_Other Industrial_New_Process_Natural Gas_Process Boiler_E8 | F1 | Industrial | Other Industrial | New | Process | Natural Gas | Process Boiler | E8 | CCE | 0 | 0 | 0 | 0 | 0 | 0 | 0 | 0 | 0 | 0 | 0 | 0 | 0 | 0 | 0 | 0 | 0 | 0 | 0 | 0 | 0 | 0 | 0 | 0 | 0 | 0 | 0 | 0 | 0 | 0
F1_Industrial_Other Industrial_New_Process_Natural Gas_Process Boiler_E9 | F1 | Industrial | Other Industrial | New | Process | Natural Gas | Process Boiler | E9 | CCE | 0 | 0 | 0 | 0 | 0 | 0 | 0 | 0 | 0 | 0 | 0 | 0 | 0 | 0 | 0 | 0 | 0 | 0 | 0 | 0 | 0 | 0 | 0 | 0 | 0 | 0 | 0 | 0 | 0 | 0
F1_Industrial_Other Industrial_New_Process_Natural Gas_Process Boiler_E10 | F1 | Industrial | Other Industrial | New | Process | Natural Gas | Process Boiler | E10 | CCE | 0 | 0 | 0 | 0 | 0 | 0 | 0 | 0 | 0 | 0 | 0 | 0 | 0 | 0 | 0 | 0 | 0 | 0 | 0 | 0 | 0 | 0 | 0 | 0 | 0 | 0 | 0 | 0 | 0 | 0
F2_Industrial_Other Industrial_New_Process_Natural Gas_Process Boiler_E1 | F2 | Industrial | Other Industrial | New | Process | Natural Gas | Process Boiler | E1 | TRC BC Ratio | 0.9 | 0.9 | 0.9 | 0.9 | 0.9 | 0.9 | 0.9 | 0.9 | 0.9 | 0.9 | 0.9 | 0.9 | 0.9 | 0.9 | 0.9 | 0.9 | 0.9 | 0.9 | 0.9 | 0.9 | 0.9 | 0.9 | 0 | 0 | 0 | 0 | 0 | 0 | 0 | 0
F2_Industrial_Other Industrial_New_Process_Natural Gas_Process Boiler_E2 | F2 | Industrial | Other Industrial | New | Process | Natural Gas | Process Boiler | E2 | TRC BC Ratio | 0 | 0 | 0 | 0 | 0 | 0 | 0 | 0 | 0 | 0 | 0 | 0 | 0 | 0 | 0 | 0 | 0 | 0 | 0 | 0 | 0 | 0 | 0 | 0 | 0 | 0 | 0 | 0 | 0 | 0
F2_Industrial_Other Industrial_New_Process_Natural Gas_Process Boiler_E3 | F2 | Industrial | Other Industrial | New | Process | Natural Gas | Process Boiler | E3 | TRC BC Ratio | 0 | 0 | 0 | 0 | 0 | 0 | 0 | 0 | 0 | 0 | 0 | 0 | 0 | 0 | 0 | 0 | 0 | 0 | 0 | 0 | 0 | 0 | 0 | 0 | 0 | 0 | 0 | 0 | 0 | 0
F2_Industrial_Other Industrial_New_Process_Natural Gas_Process Boiler_E4 | F2 | Industrial | Other Industrial | New | Process | Natural Gas | Process Boiler | E4 | TRC BC Ratio | 0 | 0 | 0 | 0 | 0 | 0 | 0 | 0 | 0 | 0 | 0 | 0 | 0 | 0 | 0 | 0 | 0 | 0 | 0 | 0 | 0 | 0 | 0 | 0 | 0 | 0 | 0 | 0 | 0 | 0
F2_Industrial_Other Industrial_New_Process_Natural Gas_Process Boiler_E5 | F2 | Industrial | Other Industrial | New | Process | Natural Gas | Process Boiler | E5 | TRC BC Ratio | 0 | 0 | 0 | 0 | 0 | 0 | 0 | 0 | 0 | 0 | 0 | 0 | 0 | 0 | 0 | 0 | 0 | 0 | 0 | 0 | 0 | 0 | 0 | 0 | 0 | 0 | 0 | 0 | 0 | 0
F2_Industrial_Other Industrial_New_Process_Natural Gas_Process Boiler_E6 | F2 | Industrial | Other Industrial | New | Process | Natural Gas | Process Boiler | E6 | TRC BC Ratio | 0 | 0 | 0 | 0 | 0 | 0 | 0 | 0 | 0 | 0 | 0 | 0 | 0 | 0 | 0 | 0 | 0 | 0 | 0 | 0 | 0 | 0 | 0 | 0 | 0 | 0 | 0 | 0 | 0 | 0
F2_Industrial_Other Industrial_New_Process_Natural Gas_Process Boiler_E7 | F2 | Industrial | Other Industrial | New | Process | Natural Gas | Process Boiler | E7 | TRC BC Ratio | 0 | 0 | 0 | 0 | 0 | 0 | 0 | 0 | 0 | 0 | 0 | 0 | 0 | 0 | 0 | 0 | 0 | 0 | 0 | 0 | 0 | 0 | 0 | 0 | 0 | 0 | 0 | 0 | 0 | 0
F2_Industrial_Other Industrial_New_Process_Natural Gas_Process Boiler_E8 | F2 | Industrial | Other Industrial | New | Process | Natural Gas | Process Boiler | E8 | TRC BC Ratio | 0 | 0 | 0 | 0 | 0 | 0 | 0 | 0 | 0 | 0 | 0 | 0 | 0 | 0 | 0 | 0 | 0 | 0 | 0 | 0 | 0 | 0 | 0 | 0 | 0 | 0 | 0 | 0 | 0 | 0
F2_Industrial_Other Industrial_New_Process_Natural Gas_Process Boiler_E9 | F2 | Industrial | Other Industrial | New | Process | Natural Gas | Process Boiler | E9 | TRC BC Ratio | 0 | 0 | 0 | 0 | 0 | 0 | 0 | 0 | 0 | 0 | 0 | 0 | 0 | 0 | 0 | 0 | 0 | 0 | 0 | 0 | 0 | 0 | 0 | 0 | 0 | 0 | 0 | 0 | 0 | 0
F2_Industrial_Other Industrial_New_Process_Natural Gas_Process Boiler_E10 | F2 | Industrial | Other Industrial | New | Process | Natural Gas | Process Boiler | E10 | TRC BC Ratio | 0 | 0 | 0 | 0 | 0 | 0 | 0 | 0 | 0 | 0 | 0 | 0 | 0 | 0 | 0 | 0 | 0 | 0 | 0 | 0 | 0 | 0 | 0 | 0 | 0 | 0 | 0 | 0 | 0 | 0
F3_Industrial_Other Industrial_New_Process_Natural Gas_Process Boiler_E1 | F3 | Industrial | Other Industrial | New | Process | Natural Gas | Process Boiler | E1 | PACT BC Ratio | 0.9 | 0.9 | 0.9 | 0.9 | 0.9 | 0.9 | 0.9 | 0.9 | 0.9 | 0.9 | 0.9 | 0.9 | 0.9 | 0.9 | 0.9 | 0.9 | 0.9 | 0.9 | 0.9 | 0.9 | 0.9 | 0.9 | 0 | 0 | 0 | 0 | 0 | 0 | 0 | 0
F3_Industrial_Other Industrial_New_Process_Natural Gas_Process Boiler_E2 | F3 | Industrial | Other Industrial | New | Process | Natural Gas | Process Boiler | E2 | PACT BC Ratio | 0 | 0 | 0 | 0 | 0 | 0 | 0 | 0 | 0 | 0 | 0 | 0 | 0 | 0 | 0 | 0 | 0 | 0 | 0 | 0 | 0 | 0 | 0 | 0 | 0 | 0 | 0 | 0 | 0 | 0
F3_Industrial_Other Industrial_New_Process_Natural Gas_Process Boiler_E3 | F3 | Industrial | Other Industrial | New | Process | Natural Gas | Process Boiler | E3 | PACT BC Ratio | 0 | 0 | 0 | 0 | 0 | 0 | 0 | 0 | 0 | 0 | 0 | 0 | 0 | 0 | 0 | 0 | 0 | 0 | 0 | 0 | 0 | 0 | 0 | 0 | 0 | 0 | 0 | 0 | 0 | 0
F3_Industrial_Other Industrial_New_Process_Natural Gas_Process Boiler_E4 | F3 | Industrial | Other Industrial | New | Process | Natural Gas | Process Boiler | E4 | PACT BC Ratio | 0 | 0 | 0 | 0 | 0 | 0 | 0 | 0 | 0 | 0 | 0 | 0 | 0 | 0 | 0 | 0 | 0 | 0 | 0 | 0 | 0 | 0 | 0 | 0 | 0 | 0 | 0 | 0 | 0 | 0
F3_Industrial_Other Industrial_New_Process_Natural Gas_Process Boiler_E5 | F3 | Industrial | Other Industrial | New | Process | Natural Gas | Process Boiler | E5 | PACT BC Ratio | 0 | 0 | 0 | 0 | 0 | 0 | 0 | 0 | 0 | 0 | 0 | 0 | 0 | 0 | 0 | 0 | 0 | 0 | 0 | 0 | 0 | 0 | 0 | 0 | 0 | 0 | 0 | 0 | 0 | 0
F3_Industrial_Other Industrial_New_Process_Natural Gas_Process Boiler_E6 | F3 | Industrial | Other Industrial | New | Process | Natural Gas | Process Boiler | E6 | PACT BC Ratio | 0 | 0 | 0 | 0 | 0 | 0 | 0 | 0 | 0 | 0 | 0 | 0 | 0 | 0 | 0 | 0 | 0 | 0 | 0 | 0 | 0 | 0 | 0 | 0 | 0 | 0 | 0 | 0 | 0 | 0
F3_Industrial_Other Industrial_New_Process_Natural Gas_Process Boiler_E7 | F3 | Industrial | Other Industrial | New | Process | Natural Gas | Process Boiler | E7 | PACT BC Ratio | 0 | 0 | 0 | 0 | 0 | 0 | 0 | 0 | 0 | 0 | 0 | 0 | 0 | 0 | 0 | 0 | 0 | 0 | 0 | 0 | 0 | 0 | 0 | 0 | 0 | 0 | 0 | 0 | 0 | 0
F3_Industrial_Other Industrial_New_Process_Natural Gas_Process Boiler_E8 | F3 | Industrial | Other Industrial | New | Process | Natural Gas | Process Boiler | E8 | PACT BC Ratio | 0 | 0 | 0 | 0 | 0 | 0 | 0 | 0 | 0 | 0 | 0 | 0 | 0 | 0 | 0 | 0 | 0 | 0 | 0 | 0 | 0 | 0 | 0 | 0 | 0 | 0 | 0 | 0 | 0 | 0
F3_Industrial_Other Industrial_New_Process_Natural Gas_Process Boiler_E9 | F3 | Industrial | Other Industrial | New | Process | Natural Gas | Process Boiler | E9 | PACT BC Ratio | 0 | 0 | 0 | 0 | 0 | 0 | 0 | 0 | 0 | 0 | 0 | 0 | 0 | 0 | 0 | 0 | 0 | 0 | 0 | 0 | 0 | 0 | 0 | 0 | 0 | 0 | 0 | 0 | 0 | 0
F3_Industrial_Other Industrial_New_Process_Natural Gas_Process Boiler_E10 | F3 | Industrial | Other Industrial | New | Process | Natural Gas | Process Boiler | E10 | PACT BC Ratio | 0 | 0 | 0 | 0 | 0 | 0 | 0 | 0 | 0 | 0 | 0 | 0 | 0 | 0 | 0 | 0 | 0 | 0 | 0 | 0 | 0 | 0 | 0 | 0 | 0 | 0 | 0 | 0 | 0 | 0
F4_Industrial_Other Industrial_New_Process_Natural Gas_Process Boiler_E1 | F4 | Industrial | Other Industrial | New | Process | Natural Gas | Process Boiler | E1 | PCT BC Ratio | 0.9 | 0.9 | 0.9 | 0.9 | 0.9 | 0.9 | 0.9 | 0.9 | 0.9 | 0.9 | 0.9 | 0.9 | 0.9 | 0.9 | 0.9 | 0.9 | 0.9 | 0.9 | 0.9 | 0.9 | 0.9 | 0.9 | 0 | 0 | 0 | 0 | 0 | 0 | 0 | 0
F4_Industrial_Other Industrial_New_Process_Natural Gas_Process Boiler_E2 | F4 | Industrial | Other Industrial | New | Process | Natural Gas | Process Boiler | E2 | PCT BC Ratio | 0 | 0 | 0 | 0 | 0 | 0 | 0 | 0 | 0 | 0 | 0 | 0 | 0 | 0 | 0 | 0 | 0 | 0 | 0 | 0 | 0 | 0 | 0 | 0 | 0 | 0 | 0 | 0 | 0 | 0
F4_Industrial_Other Industrial_New_Process_Natural Gas_Process Boiler_E3 | F4 | Industrial | Other Industrial | New | Process | Natural Gas | Process Boiler | E3 | PCT BC Ratio | 0 | 0 | 0 | 0 | 0 | 0 | 0 | 0 | 0 | 0 | 0 | 0 | 0 | 0 | 0 | 0 | 0 | 0 | 0 | 0 | 0 | 0 | 0 | 0 | 0 | 0 | 0 | 0 | 0 | 0
F4_Industrial_Other Industrial_New_Process_Natural Gas_Process Boiler_E4 | F4 | Industrial | Other Industrial | New | Process | Natural Gas | Process Boiler | E4 | PCT BC Ratio | 0 | 0 | 0 | 0 | 0 | 0 | 0 | 0 | 0 | 0 | 0 | 0 | 0 | 0 | 0 | 0 | 0 | 0 | 0 | 0 | 0 | 0 | 0 | 0 | 0 | 0 | 0 | 0 | 0 | 0
F4_Industrial_Other Industrial_New_Process_Natural Gas_Process Boiler_E5 | F4 | Industrial | Other Industrial | New | Process | Natural Gas | Process Boiler | E5 | PCT BC Ratio | 0 | 0 | 0 | 0 | 0 | 0 | 0 | 0 | 0 | 0 | 0 | 0 | 0 | 0 | 0 | 0 | 0 | 0 | 0 | 0 | 0 | 0 | 0 | 0 | 0 | 0 | 0 | 0 | 0 | 0
F4_Industrial_Other Industrial_New_Process_Natural Gas_Process Boiler_E6 | F4 | Industrial | Other Industrial | New | Process | Natural Gas | Process Boiler | E6 | PCT BC Ratio | 0 | 0 | 0 | 0 | 0 | 0 | 0 | 0 | 0 | 0 | 0 | 0 | 0 | 0 | 0 | 0 | 0 | 0 | 0 | 0 | 0 | 0 | 0 | 0 | 0 | 0 | 0 | 0 | 0 | 0
F4_Industrial_Other Industrial_New_Process_Natural Gas_Process Boiler_E7 | F4 | Industrial | Other Industrial | New | Process | Natural Gas | Process Boiler | E7 | PCT BC Ratio | 0 | 0 | 0 | 0 | 0 | 0 | 0 | 0 | 0 | 0 | 0 | 0 | 0 | 0 | 0 | 0 | 0 | 0 | 0 | 0 | 0 | 0 | 0 | 0 | 0 | 0 | 0 | 0 | 0 | 0
F4_Industrial_Other Industrial_New_Process_Natural Gas_Process Boiler_E8 | F4 | Industrial | Other Industrial | New | Process | Natural Gas | Process Boiler | E8 | PCT BC Ratio | 0 | 0 | 0 | 0 | 0 | 0 | 0 | 0 | 0 | 0 | 0 | 0 | 0 | 0 | 0 | 0 | 0 | 0 | 0 | 0 | 0 | 0 | 0 | 0 | 0 | 0 | 0 | 0 | 0 | 0
F4_Industrial_Other Industrial_New_Process_Natural Gas_Process Boiler_E9 | F4 | Industrial | Other Industrial | New | Process | Natural Gas | Process Boiler | E9 | PCT BC Ratio | 0 | 0 | 0 | 0 | 0 | 0 | 0 | 0 | 0 | 0 | 0 | 0 | 0 | 0 | 0 | 0 | 0 | 0 | 0 | 0 | 0 | 0 | 0 | 0 | 0 | 0 | 0 | 0 | 0 | 0
F4_Industrial_Other Industrial_New_Process_Natural Gas_Process Boiler_E10 | F4 | Industrial | Other Industrial | New | Process | Natural Gas | Process Boiler | E10 | PCT BC Ratio | 0 | 0 | 0 | 0 | 0 | 0 | 0 | 0 | 0 | 0 | 0 | 0 | 0 | 0 | 0 | 0 | 0 | 0 | 0 | 0 | 0 | 0 | 0 | 0 | 0 | 0 | 0 | 0 | 0 | 0
F5_Industrial_Other Industrial_New_Process_Natural Gas_Process Boiler_E1 | F5 | Industrial | Other Industrial | New | Process | Natural Gas | Process Boiler | E1 | RIM BC Ratio | 0.9 | 0.9 | 0.9 | 0.9 | 0.9 | 0.9 | 0.9 | 0.9 | 0.9 | 0.9 | 0.9 | 0.9 | 0.9 | 0.9 | 0.9 | 0.9 | 0.9 | 0.9 | 0.9 | 0.9 | 0.9 | 0.9 | 0 | 0 | 0 | 0 | 0 | 0 | 0 | 0
F5_Industrial_Other Industrial_New_Process_Natural Gas_Process Boiler_E2 | F5 | Industrial | Other Industrial | New | Process | Natural Gas | Process Boiler | E2 | RIM BC Ratio | 0 | 0 | 0 | 0 | 0 | 0 | 0 | 0 | 0 | 0 | 0 | 0 | 0 | 0 | 0 | 0 | 0 | 0 | 0 | 0 | 0 | 0 | 0 | 0 | 0 | 0 | 0 | 0 | 0 | 0
F5_Industrial_Other Industrial_New_Process_Natural Gas_Process Boiler_E3 | F5 | Industrial | Other Industrial | New | Process | Natural Gas | Process Boiler | E3 | RIM BC Ratio | 0 | 0 | 0 | 0 | 0 | 0 | 0 | 0 | 0 | 0 | 0 | 0 | 0 | 0 | 0 | 0 | 0 | 0 | 0 | 0 | 0 | 0 | 0 | 0 | 0 | 0 | 0 | 0 | 0 | 0
F5_Industrial_Other Industrial_New_Process_Natural Gas_Process Boiler_E4 | F5 | Industrial | Other Industrial | New | Process | Natural Gas | Process Boiler | E4 | RIM BC Ratio | 0 | 0 | 0 | 0 | 0 | 0 | 0 | 0 | 0 | 0 | 0 | 0 | 0 | 0 | 0 | 0 | 0 | 0 | 0 | 0 | 0 | 0 | 0 | 0 | 0 | 0 | 0 | 0 | 0 | 0
F5_Industrial_Other Industrial_New_Process_Natural Gas_Process Boiler_E5 | F5 | Industrial | Other Industrial | New | Process | Natural Gas | Process Boiler | E5 | RIM BC Ratio | 0 | 0 | 0 | 0 | 0 | 0 | 0 | 0 | 0 | 0 | 0 | 0 | 0 | 0 | 0 | 0 | 0 | 0 | 0 | 0 | 0 | 0 | 0 | 0 | 0 | 0 | 0 | 0 | 0 | 0
F5_Industrial_Other Industrial_New_Process_Natural Gas_Process Boiler_E6 | F5 | Industrial | Other Industrial | New | Process | Natural Gas | Process Boiler | E6 | RIM BC Ratio | 0 | 0 | 0 | 0 | 0 | 0 | 0 | 0 | 0 | 0 | 0 | 0 | 0 | 0 | 0 | 0 | 0 | 0 | 0 | 0 | 0 | 0 | 0 | 0 | 0 | 0 | 0 | 0 | 0 | 0
F5_Industrial_Other Industrial_New_Process_Natural Gas_Process Boiler_E7 | F5 | Industrial | Other Industrial | New | Process | Natural Gas | Process Boiler | E7 | RIM BC Ratio | 0 | 0 | 0 | 0 | 0 | 0 | 0 | 0 | 0 | 0 | 0 | 0 | 0 | 0 | 0 | 0 | 0 | 0 | 0 | 0 | 0 | 0 | 0 | 0 | 0 | 0 | 0 | 0 | 0 | 0
F5_Industrial_Other Industrial_New_Process_Natural Gas_Process Boiler_E8 | F5 | Industrial | Other Industrial | New | Process | Natural Gas | Process Boiler | E8 | RIM BC Ratio | 0 | 0 | 0 | 0 | 0 | 0 | 0 | 0 | 0 | 0 | 0 | 0 | 0 | 0 | 0 | 0 | 0 | 0 | 0 | 0 | 0 | 0 | 0 | 0 | 0 | 0 | 0 | 0 | 0 | 0
F5_Industrial_Other Industrial_New_Process_Natural Gas_Process Boiler_E9 | F5 | Industrial | Other Industrial | New | Process | Natural Gas | Process Boiler | E9 | RIM BC Ratio | 0 | 0 | 0 | 0 | 0 | 0 | 0 | 0 | 0 | 0 | 0 | 0 | 0 | 0 | 0 | 0 | 0 | 0 | 0 | 0 | 0 | 0 | 0 | 0 | 0 | 0 | 0 | 0 | 0 | 0
F5_Industrial_Other Industrial_New_Process_Natural Gas_Process Boiler_E10 | F5 | Industrial | Other Industrial | New | Process | Natural Gas | Process Boiler | E10 | RIM BC Ratio | 0 | 0 | 0 | 0 | 0 | 0 | 0 | 0 | 0 | 0 | 0 | 0 | 0 | 0 | 0 | 0 | 0 | 0 | 0 | 0 | 0 | 0 | 0 | 0 | 0 | 0 | 0 | 0 | 0 | 0
F0_Industrial_Other Industrial_New_Process_Natural Gas_Process Heating_E0 | F0 | Industrial | Other Industrial | New | Process | Natural Gas | Process Heating | E0 | Economic Unit | Standard | Standard | Standard | Standard | Standard | Standard | Standard | Standard | Standard | Standard | Standard | Standard | Standard | Standard | Standard | Standard | Standard | Standard | Standard | Standard | Standard | Standard | 0 | 0 | 0 | 0 | 0 | 0 | 0 | 0
F1_Industrial_Other Industrial_New_Process_Natural Gas_Process Heating_E1 | F1 | Industrial | Other Industrial | New | Process | Natural Gas | Process Heating | E1 | CCE | 0 | 0 | 0 | 0 | 0 | 0 | 0 | 0 | 0 | 0 | 0 | 0 | 0 | 0 | 0 | 0 | 0 | 0 | 0 | 0 | 0 | 0 | 0 | 0 | 0 | 0 | 0 | 0 | 0 | 0
F1_Industrial_Other Industrial_New_Process_Natural Gas_Process Heating_E2 | F1 | Industrial | Other Industrial | New | Process | Natural Gas | Process Heating | E2 | CCE | 0 | 0 | 0 | 0 | 0 | 0 | 0 | 0 | 0 | 0 | 0 | 0 | 0 | 0 | 0 | 0 | 0 | 0 | 0 | 0 | 0 | 0 | 0 | 0 | 0 | 0 | 0 | 0 | 0 | 0
F1_Industrial_Other Industrial_New_Process_Natural Gas_Process Heating_E3 | F1 | Industrial | Other Industrial | New | Process | Natural Gas | Process Heating | E3 | CCE | 0 | 0 | 0 | 0 | 0 | 0 | 0 | 0 | 0 | 0 | 0 | 0 | 0 | 0 | 0 | 0 | 0 | 0 | 0 | 0 | 0 | 0 | 0 | 0 | 0 | 0 | 0 | 0 | 0 | 0
F1_Industrial_Other Industrial_New_Process_Natural Gas_Process Heating_E4 | F1 | Industrial | Other Industrial | New | Process | Natural Gas | Process Heating | E4 | CCE | 0 | 0 | 0 | 0 | 0 | 0 | 0 | 0 | 0 | 0 | 0 | 0 | 0 | 0 | 0 | 0 | 0 | 0 | 0 | 0 | 0 | 0 | 0 | 0 | 0 | 0 | 0 | 0 | 0 | 0
F1_Industrial_Other Industrial_New_Process_Natural Gas_Process Heating_E5 | F1 | Industrial | Other Industrial | New | Process | Natural Gas | Process Heating | E5 | CCE | 0 | 0 | 0 | 0 | 0 | 0 | 0 | 0 | 0 | 0 | 0 | 0 | 0 | 0 | 0 | 0 | 0 | 0 | 0 | 0 | 0 | 0 | 0 | 0 | 0 | 0 | 0 | 0 | 0 | 0
F1_Industrial_Other Industrial_New_Process_Natural Gas_Process Heating_E6 | F1 | Industrial | Other Industrial | New | Process | Natural Gas | Process Heating | E6 | CCE | 0 | 0 | 0 | 0 | 0 | 0 | 0 | 0 | 0 | 0 | 0 | 0 | 0 | 0 | 0 | 0 | 0 | 0 | 0 | 0 | 0 | 0 | 0 | 0 | 0 | 0 | 0 | 0 | 0 | 0
F1_Industrial_Other Industrial_New_Process_Natural Gas_Process Heating_E7 | F1 | Industrial | Other Industrial | New | Process | Natural Gas | Process Heating | E7 | CCE | 0 | 0 | 0 | 0 | 0 | 0 | 0 | 0 | 0 | 0 | 0 | 0 | 0 | 0 | 0 | 0 | 0 | 0 | 0 | 0 | 0 | 0 | 0 | 0 | 0 | 0 | 0 | 0 | 0 | 0
F1_Industrial_Other Industrial_New_Process_Natural Gas_Process Heating_E8 | F1 | Industrial | Other Industrial | New | Process | Natural Gas | Process Heating | E8 | CCE | 0 | 0 | 0 | 0 | 0 | 0 | 0 | 0 | 0 | 0 | 0 | 0 | 0 | 0 | 0 | 0 | 0 | 0 | 0 | 0 | 0 | 0 | 0 | 0 | 0 | 0 | 0 | 0 | 0 | 0
F1_Industrial_Other Industrial_New_Process_Natural Gas_Process Heating_E9 | F1 | Industrial | Other Industrial | New | Process | Natural Gas | Process Heating | E9 | CCE | 0 | 0 | 0 | 0 | 0 | 0 | 0 | 0 | 0 | 0 | 0 | 0 | 0 | 0 | 0 | 0 | 0 | 0 | 0 | 0 | 0 | 0 | 0 | 0 | 0 | 0 | 0 | 0 | 0 | 0
F1_Industrial_Other Industrial_New_Process_Natural Gas_Process Heating_E10 | F1 | Industrial | Other Industrial | New | Process | Natural Gas | Process Heating | E10 | CCE | 0 | 0 | 0 | 0 | 0 | 0 | 0 | 0 | 0 | 0 | 0 | 0 | 0 | 0 | 0 | 0 | 0 | 0 | 0 | 0 | 0 | 0 | 0 | 0 | 0 | 0 | 0 | 0 | 0 | 0
F2_Industrial_Other Industrial_New_Process_Natural Gas_Process Heating_E1 | F2 | Industrial | Other Industrial | New | Process | Natural Gas | Process Heating | E1 | TRC BC Ratio | 0.9 | 0.9 | 0.9 | 0.9 | 0.9 | 0.9 | 0.9 | 0.9 | 0.9 | 0.9 | 0.9 | 0.9 | 0.9 | 0.9 | 0.9 | 0.9 | 0.9 | 0.9 | 0.9 | 0.9 | 0.9 | 0.9 | 0 | 0 | 0 | 0 | 0 | 0 | 0 | 0
F2_Industrial_Other Industrial_New_Process_Natural Gas_Process Heating_E2 | F2 | Industrial | Other Industrial | New | Process | Natural Gas | Process Heating | E2 | TRC BC Ratio | 0 | 0 | 0 | 0 | 0 | 0 | 0 | 0 | 0 | 0 | 0 | 0 | 0 | 0 | 0 | 0 | 0 | 0 | 0 | 0 | 0 | 0 | 0 | 0 | 0 | 0 | 0 | 0 | 0 | 0
F2_Industrial_Other Industrial_New_Process_Natural Gas_Process Heating_E3 | F2 | Industrial | Other Industrial | New | Process | Natural Gas | Process Heating | E3 | TRC BC Ratio | 0 | 0 | 0 | 0 | 0 | 0 | 0 | 0 | 0 | 0 | 0 | 0 | 0 | 0 | 0 | 0 | 0 | 0 | 0 | 0 | 0 | 0 | 0 | 0 | 0 | 0 | 0 | 0 | 0 | 0
F2_Industrial_Other Industrial_New_Process_Natural Gas_Process Heating_E4 | F2 | Industrial | Other Industrial | New | Process | Natural Gas | Process Heating | E4 | TRC BC Ratio | 0 | 0 | 0 | 0 | 0 | 0 | 0 | 0 | 0 | 0 | 0 | 0 | 0 | 0 | 0 | 0 | 0 | 0 | 0 | 0 | 0 | 0 | 0 | 0 | 0 | 0 | 0 | 0 | 0 | 0
F2_Industrial_Other Industrial_New_Process_Natural Gas_Process Heating_E5 | F2 | Industrial | Other Industrial | New | Process | Natural Gas | Process Heating | E5 | TRC BC Ratio | 0 | 0 | 0 | 0 | 0 | 0 | 0 | 0 | 0 | 0 | 0 | 0 | 0 | 0 | 0 | 0 | 0 | 0 | 0 | 0 | 0 | 0 | 0 | 0 | 0 | 0 | 0 | 0 | 0 | 0
F2_Industrial_Other Industrial_New_Process_Natural Gas_Process Heating_E6 | F2 | Industrial | Other Industrial | New | Process | Natural Gas | Process Heating | E6 | TRC BC Ratio | 0 | 0 | 0 | 0 | 0 | 0 | 0 | 0 | 0 | 0 | 0 | 0 | 0 | 0 | 0 | 0 | 0 | 0 | 0 | 0 | 0 | 0 | 0 | 0 | 0 | 0 | 0 | 0 | 0 | 0
F2_Industrial_Other Industrial_New_Process_Natural Gas_Process Heating_E7 | F2 | Industrial | Other Industrial | New | Process | Natural Gas | Process Heating | E7 | TRC BC Ratio | 0 | 0 | 0 | 0 | 0 | 0 | 0 | 0 | 0 | 0 | 0 | 0 | 0 | 0 | 0 | 0 | 0 | 0 | 0 | 0 | 0 | 0 | 0 | 0 | 0 | 0 | 0 | 0 | 0 | 0
F2_Industrial_Other Industrial_New_Process_Natural Gas_Process Heating_E8 | F2 | Industrial | Other Industrial | New | Process | Natural Gas | Process Heating | E8 | TRC BC Ratio | 0 | 0 | 0 | 0 | 0 | 0 | 0 | 0 | 0 | 0 | 0 | 0 | 0 | 0 | 0 | 0 | 0 | 0 | 0 | 0 | 0 | 0 | 0 | 0 | 0 | 0 | 0 | 0 | 0 | 0
F2_Industrial_Other Industrial_New_Process_Natural Gas_Process Heating_E9 | F2 | Industrial | Other Industrial | New | Process | Natural Gas | Process Heating | E9 | TRC BC Ratio | 0 | 0 | 0 | 0 | 0 | 0 | 0 | 0 | 0 | 0 | 0 | 0 | 0 | 0 | 0 | 0 | 0 | 0 | 0 | 0 | 0 | 0 | 0 | 0 | 0 | 0 | 0 | 0 | 0 | 0
F2_Industrial_Other Industrial_New_Process_Natural Gas_Process Heating_E10 | F2 | Industrial | Other Industrial | New | Process | Natural Gas | Process Heating | E10 | TRC BC Ratio | 0 | 0 | 0 | 0 | 0 | 0 | 0 | 0 | 0 | 0 | 0 | 0 | 0 | 0 | 0 | 0 | 0 | 0 | 0 | 0 | 0 | 0 | 0 | 0 | 0 | 0 | 0 | 0 | 0 | 0
F3_Industrial_Other Industrial_New_Process_Natural Gas_Process Heating_E1 | F3 | Industrial | Other Industrial | New | Process | Natural Gas | Process Heating | E1 | PACT BC Ratio | 0.9 | 0.9 | 0.9 | 0.9 | 0.9 | 0.9 | 0.9 | 0.9 | 0.9 | 0.9 | 0.9 | 0.9 | 0.9 | 0.9 | 0.9 | 0.9 | 0.9 | 0.9 | 0.9 | 0.9 | 0.9 | 0.9 | 0 | 0 | 0 | 0 | 0 | 0 | 0 | 0
F3_Industrial_Other Industrial_New_Process_Natural Gas_Process Heating_E2 | F3 | Industrial | Other Industrial | New | Process | Natural Gas | Process Heating | E2 | PACT BC Ratio | 0 | 0 | 0 | 0 | 0 | 0 | 0 | 0 | 0 | 0 | 0 | 0 | 0 | 0 | 0 | 0 | 0 | 0 | 0 | 0 | 0 | 0 | 0 | 0 | 0 | 0 | 0 | 0 | 0 | 0
F3_Industrial_Other Industrial_New_Process_Natural Gas_Process Heating_E3 | F3 | Industrial | Other Industrial | New | Process | Natural Gas | Process Heating | E3 | PACT BC Ratio | 0 | 0 | 0 | 0 | 0 | 0 | 0 | 0 | 0 | 0 | 0 | 0 | 0 | 0 | 0 | 0 | 0 | 0 | 0 | 0 | 0 | 0 | 0 | 0 | 0 | 0 | 0 | 0 | 0 | 0
F3_Industrial_Other Industrial_New_Process_Natural Gas_Process Heating_E4 | F3 | Industrial | Other Industrial | New | Process | Natural Gas | Process Heating | E4 | PACT BC Ratio | 0 | 0 | 0 | 0 | 0 | 0 | 0 | 0 | 0 | 0 | 0 | 0 | 0 | 0 | 0 | 0 | 0 | 0 | 0 | 0 | 0 | 0 | 0 | 0 | 0 | 0 | 0 | 0 | 0 | 0
F3_Industrial_Other Industrial_New_Process_Natural Gas_Process Heating_E5 | F3 | Industrial | Other Industrial | New | Process | Natural Gas | Process Heating | E5 | PACT BC Ratio | 0 | 0 | 0 | 0 | 0 | 0 | 0 | 0 | 0 | 0 | 0 | 0 | 0 | 0 | 0 | 0 | 0 | 0 | 0 | 0 | 0 | 0 | 0 | 0 | 0 | 0 | 0 | 0 | 0 | 0
F3_Industrial_Other Industrial_New_Process_Natural Gas_Process Heating_E6 | F3 | Industrial | Other Industrial | New | Process | Natural Gas | Process Heating | E6 | PACT BC Ratio | 0 | 0 | 0 | 0 | 0 | 0 | 0 | 0 | 0 | 0 | 0 | 0 | 0 | 0 | 0 | 0 | 0 | 0 | 0 | 0 | 0 | 0 | 0 | 0 | 0 | 0 | 0 | 0 | 0 | 0
F3_Industrial_Other Industrial_New_Process_Natural Gas_Process Heating_E7 | F3 | Industrial | Other Industrial | New | Process | Natural Gas | Process Heating | E7 | PACT BC Ratio | 0 | 0 | 0 | 0 | 0 | 0 | 0 | 0 | 0 | 0 | 0 | 0 | 0 | 0 | 0 | 0 | 0 | 0 | 0 | 0 | 0 | 0 | 0 | 0 | 0 | 0 | 0 | 0 | 0 | 0
F3_Industrial_Other Industrial_New_Process_Natural Gas_Process Heating_E8 | F3 | Industrial | Other Industrial | New | Process | Natural Gas | Process Heating | E8 | PACT BC Ratio | 0 | 0 | 0 | 0 | 0 | 0 | 0 | 0 | 0 | 0 | 0 | 0 | 0 | 0 | 0 | 0 | 0 | 0 | 0 | 0 | 0 | 0 | 0 | 0 | 0 | 0 | 0 | 0 | 0 | 0
F3_Industrial_Other Industrial_New_Process_Natural Gas_Process Heating_E9 | F3 | Industrial | Other Industrial | New | Process | Natural Gas | Process Heating | E9 | PACT BC Ratio | 0 | 0 | 0 | 0 | 0 | 0 | 0 | 0 | 0 | 0 | 0 | 0 | 0 | 0 | 0 | 0 | 0 | 0 | 0 | 0 | 0 | 0 | 0 | 0 | 0 | 0 | 0 | 0 | 0 | 0
F3_Industrial_Other Industrial_New_Process_Natural Gas_Process Heating_E10 | F3 | Industrial | Other Industrial | New | Process | Natural Gas | Process Heating | E10 | PACT BC Ratio | 0 | 0 | 0 | 0 | 0 | 0 | 0 | 0 | 0 | 0 | 0 | 0 | 0 | 0 | 0 | 0 | 0 | 0 | 0 | 0 | 0 | 0 | 0 | 0 | 0 | 0 | 0 | 0 | 0 | 0
F4_Industrial_Other Industrial_New_Process_Natural Gas_Process Heating_E1 | F4 | Industrial | Other Industrial | New | Process | Natural Gas | Process Heating | E1 | PCT BC Ratio | 0.9 | 0.9 | 0.9 | 0.9 | 0.9 | 0.9 | 0.9 | 0.9 | 0.9 | 0.9 | 0.9 | 0.9 | 0.9 | 0.9 | 0.9 | 0.9 | 0.9 | 0.9 | 0.9 | 0.9 | 0.9 | 0.9 | 0 | 0 | 0 | 0 | 0 | 0 | 0 | 0
F4_Industrial_Other Industrial_New_Process_Natural Gas_Process Heating_E2 | F4 | Industrial | Other Industrial | New | Process | Natural Gas | Process Heating | E2 | PCT BC Ratio | 0 | 0 | 0 | 0 | 0 | 0 | 0 | 0 | 0 | 0 | 0 | 0 | 0 | 0 | 0 | 0 | 0 | 0 | 0 | 0 | 0 | 0 | 0 | 0 | 0 | 0 | 0 | 0 | 0 | 0
F4_Industrial_Other Industrial_New_Process_Natural Gas_Process Heating_E3 | F4 | Industrial | Other Industrial | New | Process | Natural Gas | Process Heating | E3 | PCT BC Ratio | 0 | 0 | 0 | 0 | 0 | 0 | 0 | 0 | 0 | 0 | 0 | 0 | 0 | 0 | 0 | 0 | 0 | 0 | 0 | 0 | 0 | 0 | 0 | 0 | 0 | 0 | 0 | 0 | 0 | 0
F4_Industrial_Other Industrial_New_Process_Natural Gas_Process Heating_E4 | F4 | Industrial | Other Industrial | New | Process | Natural Gas | Process Heating | E4 | PCT BC Ratio | 0 | 0 | 0 | 0 | 0 | 0 | 0 | 0 | 0 | 0 | 0 | 0 | 0 | 0 | 0 | 0 | 0 | 0 | 0 | 0 | 0 | 0 | 0 | 0 | 0 | 0 | 0 | 0 | 0 | 0
F4_Industrial_Other Industrial_New_Process_Natural Gas_Process Heating_E5 | F4 | Industrial | Other Industrial | New | Process | Natural Gas | Process Heating | E5 | PCT BC Ratio | 0 | 0 | 0 | 0 | 0 | 0 | 0 | 0 | 0 | 0 | 0 | 0 | 0 | 0 | 0 | 0 | 0 | 0 | 0 | 0 | 0 | 0 | 0 | 0 | 0 | 0 | 0 | 0 | 0 | 0
F4_Industrial_Other Industrial_New_Process_Natural Gas_Process Heating_E6 | F4 | Industrial | Other Industrial | New | Process | Natural Gas | Process Heating | E6 | PCT BC Ratio | 0 | 0 | 0 | 0 | 0 | 0 | 0 | 0 | 0 | 0 | 0 | 0 | 0 | 0 | 0 | 0 | 0 | 0 | 0 | 0 | 0 | 0 | 0 | 0 | 0 | 0 | 0 | 0 | 0 | 0
F4_Industrial_Other Industrial_New_Process_Natural Gas_Process Heating_E7 | F4 | Industrial | Other Industrial | New | Process | Natural Gas | Process Heating | E7 | PCT BC Ratio | 0 | 0 | 0 | 0 | 0 | 0 | 0 | 0 | 0 | 0 | 0 | 0 | 0 | 0 | 0 | 0 | 0 | 0 | 0 | 0 | 0 | 0 | 0 | 0 | 0 | 0 | 0 | 0 | 0 | 0
F4_Industrial_Other Industrial_New_Process_Natural Gas_Process Heating_E8 | F4 | Industrial | Other Industrial | New | Process | Natural Gas | Process Heating | E8 | PCT BC Ratio | 0 | 0 | 0 | 0 | 0 | 0 | 0 | 0 | 0 | 0 | 0 | 0 | 0 | 0 | 0 | 0 | 0 | 0 | 0 | 0 | 0 | 0 | 0 | 0 | 0 | 0 | 0 | 0 | 0 | 0
F4_Industrial_Other Industrial_New_Process_Natural Gas_Process Heating_E9 | F4 | Industrial | Other Industrial | New | Process | Natural Gas | Process Heating | E9 | PCT BC Ratio | 0 | 0 | 0 | 0 | 0 | 0 | 0 | 0 | 0 | 0 | 0 | 0 | 0 | 0 | 0 | 0 | 0 | 0 | 0 | 0 | 0 | 0 | 0 | 0 | 0 | 0 | 0 | 0 | 0 | 0
F4_Industrial_Other Industrial_New_Process_Natural Gas_Process Heating_E10 | F4 | Industrial | Other Industrial | New | Process | Natural Gas | Process Heating | E10 | PCT BC Ratio | 0 | 0 | 0 | 0 | 0 | 0 | 0 | 0 | 0 | 0 | 0 | 0 | 0 | 0 | 0 | 0 | 0 | 0 | 0 | 0 | 0 | 0 | 0 | 0 | 0 | 0 | 0 | 0 | 0 | 0
F5_Industrial_Other Industrial_New_Process_Natural Gas_Process Heating_E1 | F5 | Industrial | Other Industrial | New | Process | Natural Gas | Process Heating | E1 | RIM BC Ratio | 0.9 | 0.9 | 0.9 | 0.9 | 0.9 | 0.9 | 0.9 | 0.9 | 0.9 | 0.9 | 0.9 | 0.9 | 0.9 | 0.9 | 0.9 | 0.9 | 0.9 | 0.9 | 0.9 | 0.9 | 0.9 | 0.9 | 0 | 0 | 0 | 0 | 0 | 0 | 0 | 0
F5_Industrial_Other Industrial_New_Process_Natural Gas_Process Heating_E2 | F5 | Industrial | Other Industrial | New | Process | Natural Gas | Process Heating | E2 | RIM BC Ratio | 0 | 0 | 0 | 0 | 0 | 0 | 0 | 0 | 0 | 0 | 0 | 0 | 0 | 0 | 0 | 0 | 0 | 0 | 0 | 0 | 0 | 0 | 0 | 0 | 0 | 0 | 0 | 0 | 0 | 0
F5_Industrial_Other Industrial_New_Process_Natural Gas_Process Heating_E3 | F5 | Industrial | Other Industrial | New | Process | Natural Gas | Process Heating | E3 | RIM BC Ratio | 0 | 0 | 0 | 0 | 0 | 0 | 0 | 0 | 0 | 0 | 0 | 0 | 0 | 0 | 0 | 0 | 0 | 0 | 0 | 0 | 0 | 0 | 0 | 0 | 0 | 0 | 0 | 0 | 0 | 0
F5_Industrial_Other Industrial_New_Process_Natural Gas_Process Heating_E4 | F5 | Industrial | Other Industrial | New | Process | Natural Gas | Process Heating | E4 | RIM BC Ratio | 0 | 0 | 0 | 0 | 0 | 0 | 0 | 0 | 0 | 0 | 0 | 0 | 0 | 0 | 0 | 0 | 0 | 0 | 0 | 0 | 0 | 0 | 0 | 0 | 0 | 0 | 0 | 0 | 0 | 0
F5_Industrial_Other Industrial_New_Process_Natural Gas_Process Heating_E5 | F5 | Industrial | Other Industrial | New | Process | Natural Gas | Process Heating | E5 | RIM BC Ratio | 0 | 0 | 0 | 0 | 0 | 0 | 0 | 0 | 0 | 0 | 0 | 0 | 0 | 0 | 0 | 0 | 0 | 0 | 0 | 0 | 0 | 0 | 0 | 0 | 0 | 0 | 0 | 0 | 0 | 0
F5_Industrial_Other Industrial_New_Process_Natural Gas_Process Heating_E6 | F5 | Industrial | Other Industrial | New | Process | Natural Gas | Process Heating | E6 | RIM BC Ratio | 0 | 0 | 0 | 0 | 0 | 0 | 0 | 0 | 0 | 0 | 0 | 0 | 0 | 0 | 0 | 0 | 0 | 0 | 0 | 0 | 0 | 0 | 0 | 0 | 0 | 0 | 0 | 0 | 0 | 0
F5_Industrial_Other Industrial_New_Process_Natural Gas_Process Heating_E7 | F5 | Industrial | Other Industrial | New | Process | Natural Gas | Process Heating | E7 | RIM BC Ratio | 0 | 0 | 0 | 0 | 0 | 0 | 0 | 0 | 0 | 0 | 0 | 0 | 0 | 0 | 0 | 0 | 0 | 0 | 0 | 0 | 0 | 0 | 0 | 0 | 0 | 0 | 0 | 0 | 0 | 0
F5_Industrial_Other Industrial_New_Process_Natural Gas_Process Heating_E8 | F5 | Industrial | Other Industrial | New | Process | Natural Gas | Process Heating | E8 | RIM BC Ratio | 0 | 0 | 0 | 0 | 0 | 0 | 0 | 0 | 0 | 0 | 0 | 0 | 0 | 0 | 0 | 0 | 0 | 0 | 0 | 0 | 0 | 0 | 0 | 0 | 0 | 0 | 0 | 0 | 0 | 0
F5_Industrial_Other Industrial_New_Process_Natural Gas_Process Heating_E9 | F5 | Industrial | Other Industrial | New | Process | Natural Gas | Process Heating | E9 | RIM BC Ratio | 0 | 0 | 0 | 0 | 0 | 0 | 0 | 0 | 0 | 0 | 0 | 0 | 0 | 0 | 0 | 0 | 0 | 0 | 0 | 0 | 0 | 0 | 0 | 0 | 0 | 0 | 0 | 0 | 0 | 0
F5_Industrial_Other Industrial_New_Process_Natural Gas_Process Heating_E10 | F5 | Industrial | Other Industrial | New | Process | Natural Gas | Process Heating | E10 | RIM BC Ratio | 0 | 0 | 0 | 0 | 0 | 0 | 0 | 0 | 0 | 0 | 0 | 0 | 0 | 0 | 0 | 0 | 0 | 0 | 0 | 0 | 0 | 0 | 0 | 0 | 0 | 0 | 0 | 0 | 0 | 0
F0_Industrial_Other Industrial_New_Process_Natural Gas_Process Cooling_E0 | F0 | Industrial | Other Industrial | New | Process | Natural Gas | Process Cooling | E0 | Economic Unit | Standard | Standard | Standard | Standard | Standard | Standard | Standard | Standard | Standard | Standard | Standard | Standard | Standard | Standard | Standard | Standard | Standard | Standard | Standard | Standard | Standard | Standard | 0 | 0 | 0 | 0 | 0 | 0 | 0 | 0
F1_Industrial_Other Industrial_New_Process_Natural Gas_Process Cooling_E1 | F1 | Industrial | Other Industrial | New | Process | Natural Gas | Process Cooling | E1 | CCE | 0 | 0 | 0 | 0 | 0 | 0 | 0 | 0 | 0 | 0 | 0 | 0 | 0 | 0 | 0 | 0 | 0 | 0 | 0 | 0 | 0 | 0 | 0 | 0 | 0 | 0 | 0 | 0 | 0 | 0
F1_Industrial_Other Industrial_New_Process_Natural Gas_Process Cooling_E2 | F1 | Industrial | Other Industrial | New | Process | Natural Gas | Process Cooling | E2 | CCE | 0 | 0 | 0 | 0 | 0 | 0 | 0 | 0 | 0 | 0 | 0 | 0 | 0 | 0 | 0 | 0 | 0 | 0 | 0 | 0 | 0 | 0 | 0 | 0 | 0 | 0 | 0 | 0 | 0 | 0
F1_Industrial_Other Industrial_New_Process_Natural Gas_Process Cooling_E3 | F1 | Industrial | Other Industrial | New | Process | Natural Gas | Process Cooling | E3 | CCE | 0 | 0 | 0 | 0 | 0 | 0 | 0 | 0 | 0 | 0 | 0 | 0 | 0 | 0 | 0 | 0 | 0 | 0 | 0 | 0 | 0 | 0 | 0 | 0 | 0 | 0 | 0 | 0 | 0 | 0
F1_Industrial_Other Industrial_New_Process_Natural Gas_Process Cooling_E4 | F1 | Industrial | Other Industrial | New | Process | Natural Gas | Process Cooling | E4 | CCE | 0 | 0 | 0 | 0 | 0 | 0 | 0 | 0 | 0 | 0 | 0 | 0 | 0 | 0 | 0 | 0 | 0 | 0 | 0 | 0 | 0 | 0 | 0 | 0 | 0 | 0 | 0 | 0 | 0 | 0
F1_Industrial_Other Industrial_New_Process_Natural Gas_Process Cooling_E5 | F1 | Industrial | Other Industrial | New | Process | Natural Gas | Process Cooling | E5 | CCE | 0 | 0 | 0 | 0 | 0 | 0 | 0 | 0 | 0 | 0 | 0 | 0 | 0 | 0 | 0 | 0 | 0 | 0 | 0 | 0 | 0 | 0 | 0 | 0 | 0 | 0 | 0 | 0 | 0 | 0
F1_Industrial_Other Industrial_New_Process_Natural Gas_Process Cooling_E6 | F1 | Industrial | Other Industrial | New | Process | Natural Gas | Process Cooling | E6 | CCE | 0 | 0 | 0 | 0 | 0 | 0 | 0 | 0 | 0 | 0 | 0 | 0 | 0 | 0 | 0 | 0 | 0 | 0 | 0 | 0 | 0 | 0 | 0 | 0 | 0 | 0 | 0 | 0 | 0 | 0
F1_Industrial_Other Industrial_New_Process_Natural Gas_Process Cooling_E7 | F1 | Industrial | Other Industrial | New | Process | Natural Gas | Process Cooling | E7 | CCE | 0 | 0 | 0 | 0 | 0 | 0 | 0 | 0 | 0 | 0 | 0 | 0 | 0 | 0 | 0 | 0 | 0 | 0 | 0 | 0 | 0 | 0 | 0 | 0 | 0 | 0 | 0 | 0 | 0 | 0
F1_Industrial_Other Industrial_New_Process_Natural Gas_Process Cooling_E8 | F1 | Industrial | Other Industrial | New | Process | Natural Gas | Process Cooling | E8 | CCE | 0 | 0 | 0 | 0 | 0 | 0 | 0 | 0 | 0 | 0 | 0 | 0 | 0 | 0 | 0 | 0 | 0 | 0 | 0 | 0 | 0 | 0 | 0 | 0 | 0 | 0 | 0 | 0 | 0 | 0
F1_Industrial_Other Industrial_New_Process_Natural Gas_Process Cooling_E9 | F1 | Industrial | Other Industrial | New | Process | Natural Gas | Process Cooling | E9 | CCE | 0 | 0 | 0 | 0 | 0 | 0 | 0 | 0 | 0 | 0 | 0 | 0 | 0 | 0 | 0 | 0 | 0 | 0 | 0 | 0 | 0 | 0 | 0 | 0 | 0 | 0 | 0 | 0 | 0 | 0
F1_Industrial_Other Industrial_New_Process_Natural Gas_Process Cooling_E10 | F1 | Industrial | Other Industrial | New | Process | Natural Gas | Process Cooling | E10 | CCE | 0 | 0 | 0 | 0 | 0 | 0 | 0 | 0 | 0 | 0 | 0 | 0 | 0 | 0 | 0 | 0 | 0 | 0 | 0 | 0 | 0 | 0 | 0 | 0 | 0 | 0 | 0 | 0 | 0 | 0
F2_Industrial_Other Industrial_New_Process_Natural Gas_Process Cooling_E1 | F2 | Industrial | Other Industrial | New | Process | Natural Gas | Process Cooling | E1 | TRC BC Ratio | 0.9 | 0.9 | 0.9 | 0.9 | 0.9 | 0.9 | 0.9 | 0.9 | 0.9 | 0.9 | 0.9 | 0.9 | 0.9 | 0.9 | 0.9 | 0.9 | 0.9 | 0.9 | 0.9 | 0.9 | 0.9 | 0.9 | 0 | 0 | 0 | 0 | 0 | 0 | 0 | 0
F2_Industrial_Other Industrial_New_Process_Natural Gas_Process Cooling_E2 | F2 | Industrial | Other Industrial | New | Process | Natural Gas | Process Cooling | E2 | TRC BC Ratio | 0 | 0 | 0 | 0 | 0 | 0 | 0 | 0 | 0 | 0 | 0 | 0 | 0 | 0 | 0 | 0 | 0 | 0 | 0 | 0 | 0 | 0 | 0 | 0 | 0 | 0 | 0 | 0 | 0 | 0
F2_Industrial_Other Industrial_New_Process_Natural Gas_Process Cooling_E3 | F2 | Industrial | Other Industrial | New | Process | Natural Gas | Process Cooling | E3 | TRC BC Ratio | 0 | 0 | 0 | 0 | 0 | 0 | 0 | 0 | 0 | 0 | 0 | 0 | 0 | 0 | 0 | 0 | 0 | 0 | 0 | 0 | 0 | 0 | 0 | 0 | 0 | 0 | 0 | 0 | 0 | 0
F2_Industrial_Other Industrial_New_Process_Natural Gas_Process Cooling_E4 | F2 | Industrial | Other Industrial | New | Process | Natural Gas | Process Cooling | E4 | TRC BC Ratio | 0 | 0 | 0 | 0 | 0 | 0 | 0 | 0 | 0 | 0 | 0 | 0 | 0 | 0 | 0 | 0 | 0 | 0 | 0 | 0 | 0 | 0 | 0 | 0 | 0 | 0 | 0 | 0 | 0 | 0
F2_Industrial_Other Industrial_New_Process_Natural Gas_Process Cooling_E5 | F2 | Industrial | Other Industrial | New | Process | Natural Gas | Process Cooling | E5 | TRC BC Ratio | 0 | 0 | 0 | 0 | 0 | 0 | 0 | 0 | 0 | 0 | 0 | 0 | 0 | 0 | 0 | 0 | 0 | 0 | 0 | 0 | 0 | 0 | 0 | 0 | 0 | 0 | 0 | 0 | 0 | 0
F2_Industrial_Other Industrial_New_Process_Natural Gas_Process Cooling_E6 | F2 | Industrial | Other Industrial | New | Process | Natural Gas | Process Cooling | E6 | TRC BC Ratio | 0 | 0 | 0 | 0 | 0 | 0 | 0 | 0 | 0 | 0 | 0 | 0 | 0 | 0 | 0 | 0 | 0 | 0 | 0 | 0 | 0 | 0 | 0 | 0 | 0 | 0 | 0 | 0 | 0 | 0
F2_Industrial_Other Industrial_New_Process_Natural Gas_Process Cooling_E7 | F2 | Industrial | Other Industrial | New | Process | Natural Gas | Process Cooling | E7 | TRC BC Ratio | 0 | 0 | 0 | 0 | 0 | 0 | 0 | 0 | 0 | 0 | 0 | 0 | 0 | 0 | 0 | 0 | 0 | 0 | 0 | 0 | 0 | 0 | 0 | 0 | 0 | 0 | 0 | 0 | 0 | 0
F2_Industrial_Other Industrial_New_Process_Natural Gas_Process Cooling_E8 | F2 | Industrial | Other Industrial | New | Process | Natural Gas | Process Cooling | E8 | TRC BC Ratio | 0 | 0 | 0 | 0 | 0 | 0 | 0 | 0 | 0 | 0 | 0 | 0 | 0 | 0 | 0 | 0 | 0 | 0 | 0 | 0 | 0 | 0 | 0 | 0 | 0 | 0 | 0 | 0 | 0 | 0
F2_Industrial_Other Industrial_New_Process_Natural Gas_Process Cooling_E9 | F2 | Industrial | Other Industrial | New | Process | Natural Gas | Process Cooling | E9 | TRC BC Ratio | 0 | 0 | 0 | 0 | 0 | 0 | 0 | 0 | 0 | 0 | 0 | 0 | 0 | 0 | 0 | 0 | 0 | 0 | 0 | 0 | 0 | 0 | 0 | 0 | 0 | 0 | 0 | 0 | 0 | 0
F2_Industrial_Other Industrial_New_Process_Natural Gas_Process Cooling_E10 | F2 | Industrial | Other Industrial | New | Process | Natural Gas | Process Cooling | E10 | TRC BC Ratio | 0 | 0 | 0 | 0 | 0 | 0 | 0 | 0 | 0 | 0 | 0 | 0 | 0 | 0 | 0 | 0 | 0 | 0 | 0 | 0 | 0 | 0 | 0 | 0 | 0 | 0 | 0 | 0 | 0 | 0
F3_Industrial_Other Industrial_New_Process_Natural Gas_Process Cooling_E1 | F3 | Industrial | Other Industrial | New | Process | Natural Gas | Process Cooling | E1 | PACT BC Ratio | 0.9 | 0.9 | 0.9 | 0.9 | 0.9 | 0.9 | 0.9 | 0.9 | 0.9 | 0.9 | 0.9 | 0.9 | 0.9 | 0.9 | 0.9 | 0.9 | 0.9 | 0.9 | 0.9 | 0.9 | 0.9 | 0.9 | 0 | 0 | 0 | 0 | 0 | 0 | 0 | 0
F3_Industrial_Other Industrial_New_Process_Natural Gas_Process Cooling_E2 | F3 | Industrial | Other Industrial | New | Process | Natural Gas | Process Cooling | E2 | PACT BC Ratio | 0 | 0 | 0 | 0 | 0 | 0 | 0 | 0 | 0 | 0 | 0 | 0 | 0 | 0 | 0 | 0 | 0 | 0 | 0 | 0 | 0 | 0 | 0 | 0 | 0 | 0 | 0 | 0 | 0 | 0
F3_Industrial_Other Industrial_New_Process_Natural Gas_Process Cooling_E3 | F3 | Industrial | Other Industrial | New | Process | Natural Gas | Process Cooling | E3 | PACT BC Ratio | 0 | 0 | 0 | 0 | 0 | 0 | 0 | 0 | 0 | 0 | 0 | 0 | 0 | 0 | 0 | 0 | 0 | 0 | 0 | 0 | 0 | 0 | 0 | 0 | 0 | 0 | 0 | 0 | 0 | 0
F3_Industrial_Other Industrial_New_Process_Natural Gas_Process Cooling_E4 | F3 | Industrial | Other Industrial | New | Process | Natural Gas | Process Cooling | E4 | PACT BC Ratio | 0 | 0 | 0 | 0 | 0 | 0 | 0 | 0 | 0 | 0 | 0 | 0 | 0 | 0 | 0 | 0 | 0 | 0 | 0 | 0 | 0 | 0 | 0 | 0 | 0 | 0 | 0 | 0 | 0 | 0
F3_Industrial_Other Industrial_New_Process_Natural Gas_Process Cooling_E5 | F3 | Industrial | Other Industrial | New | Process | Natural Gas | Process Cooling | E5 | PACT BC Ratio | 0 | 0 | 0 | 0 | 0 | 0 | 0 | 0 | 0 | 0 | 0 | 0 | 0 | 0 | 0 | 0 | 0 | 0 | 0 | 0 | 0 | 0 | 0 | 0 | 0 | 0 | 0 | 0 | 0 | 0
F3_Industrial_Other Industrial_New_Process_Natural Gas_Process Cooling_E6 | F3 | Industrial | Other Industrial | New | Process | Natural Gas | Process Cooling | E6 | PACT BC Ratio | 0 | 0 | 0 | 0 | 0 | 0 | 0 | 0 | 0 | 0 | 0 | 0 | 0 | 0 | 0 | 0 | 0 | 0 | 0 | 0 | 0 | 0 | 0 | 0 | 0 | 0 | 0 | 0 | 0 | 0
F3_Industrial_Other Industrial_New_Process_Natural Gas_Process Cooling_E7 | F3 | Industrial | Other Industrial | New | Process | Natural Gas | Process Cooling | E7 | PACT BC Ratio | 0 | 0 | 0 | 0 | 0 | 0 | 0 | 0 | 0 | 0 | 0 | 0 | 0 | 0 | 0 | 0 | 0 | 0 | 0 | 0 | 0 | 0 | 0 | 0 | 0 | 0 | 0 | 0 | 0 | 0
F3_Industrial_Other Industrial_New_Process_Natural Gas_Process Cooling_E8 | F3 | Industrial | Other Industrial | New | Process | Natural Gas | Process Cooling | E8 | PACT BC Ratio | 0 | 0 | 0 | 0 | 0 | 0 | 0 | 0 | 0 | 0 | 0 | 0 | 0 | 0 | 0 | 0 | 0 | 0 | 0 | 0 | 0 | 0 | 0 | 0 | 0 | 0 | 0 | 0 | 0 | 0
F3_Industrial_Other Industrial_New_Process_Natural Gas_Process Cooling_E9 | F3 | Industrial | Other Industrial | New | Process | Natural Gas | Process Cooling | E9 | PACT BC Ratio | 0 | 0 | 0 | 0 | 0 | 0 | 0 | 0 | 0 | 0 | 0 | 0 | 0 | 0 | 0 | 0 | 0 | 0 | 0 | 0 | 0 | 0 | 0 | 0 | 0 | 0 | 0 | 0 | 0 | 0
F3_Industrial_Other Industrial_New_Process_Natural Gas_Process Cooling_E10 | F3 | Industrial | Other Industrial | New | Process | Natural Gas | Process Cooling | E10 | PACT BC Ratio | 0 | 0 | 0 | 0 | 0 | 0 | 0 | 0 | 0 | 0 | 0 | 0 | 0 | 0 | 0 | 0 | 0 | 0 | 0 | 0 | 0 | 0 | 0 | 0 | 0 | 0 | 0 | 0 | 0 | 0
F4_Industrial_Other Industrial_New_Process_Natural Gas_Process Cooling_E1 | F4 | Industrial | Other Industrial | New | Process | Natural Gas | Process Cooling | E1 | PCT BC Ratio | 0.9 | 0.9 | 0.9 | 0.9 | 0.9 | 0.9 | 0.9 | 0.9 | 0.9 | 0.9 | 0.9 | 0.9 | 0.9 | 0.9 | 0.9 | 0.9 | 0.9 | 0.9 | 0.9 | 0.9 | 0.9 | 0.9 | 0 | 0 | 0 | 0 | 0 | 0 | 0 | 0
F4_Industrial_Other Industrial_New_Process_Natural Gas_Process Cooling_E2 | F4 | Industrial | Other Industrial | New | Process | Natural Gas | Process Cooling | E2 | PCT BC Ratio | 0 | 0 | 0 | 0 | 0 | 0 | 0 | 0 | 0 | 0 | 0 | 0 | 0 | 0 | 0 | 0 | 0 | 0 | 0 | 0 | 0 | 0 | 0 | 0 | 0 | 0 | 0 | 0 | 0 | 0
F4_Industrial_Other Industrial_New_Process_Natural Gas_Process Cooling_E3 | F4 | Industrial | Other Industrial | New | Process | Natural Gas | Process Cooling | E3 | PCT BC Ratio | 0 | 0 | 0 | 0 | 0 | 0 | 0 | 0 | 0 | 0 | 0 | 0 | 0 | 0 | 0 | 0 | 0 | 0 | 0 | 0 | 0 | 0 | 0 | 0 | 0 | 0 | 0 | 0 | 0 | 0
F4_Industrial_Other Industrial_New_Process_Natural Gas_Process Cooling_E4 | F4 | Industrial | Other Industrial | New | Process | Natural Gas | Process Cooling | E4 | PCT BC Ratio | 0 | 0 | 0 | 0 | 0 | 0 | 0 | 0 | 0 | 0 | 0 | 0 | 0 | 0 | 0 | 0 | 0 | 0 | 0 | 0 | 0 | 0 | 0 | 0 | 0 | 0 | 0 | 0 | 0 | 0
F4_Industrial_Other Industrial_New_Process_Natural Gas_Process Cooling_E5 | F4 | Industrial | Other Industrial | New | Process | Natural Gas | Process Cooling | E5 | PCT BC Ratio | 0 | 0 | 0 | 0 | 0 | 0 | 0 | 0 | 0 | 0 | 0 | 0 | 0 | 0 | 0 | 0 | 0 | 0 | 0 | 0 | 0 | 0 | 0 | 0 | 0 | 0 | 0 | 0 | 0 | 0
F4_Industrial_Other Industrial_New_Process_Natural Gas_Process Cooling_E6 | F4 | Industrial | Other Industrial | New | Process | Natural Gas | Process Cooling | E6 | PCT BC Ratio | 0 | 0 | 0 | 0 | 0 | 0 | 0 | 0 | 0 | 0 | 0 | 0 | 0 | 0 | 0 | 0 | 0 | 0 | 0 | 0 | 0 | 0 | 0 | 0 | 0 | 0 | 0 | 0 | 0 | 0
F4_Industrial_Other Industrial_New_Process_Natural Gas_Process Cooling_E7 | F4 | Industrial | Other Industrial | New | Process | Natural Gas | Process Cooling | E7 | PCT BC Ratio | 0 | 0 | 0 | 0 | 0 | 0 | 0 | 0 | 0 | 0 | 0 | 0 | 0 | 0 | 0 | 0 | 0 | 0 | 0 | 0 | 0 | 0 | 0 | 0 | 0 | 0 | 0 | 0 | 0 | 0
F4_Industrial_Other Industrial_New_Process_Natural Gas_Process Cooling_E8 | F4 | Industrial | Other Industrial | New | Process | Natural Gas | Process Cooling | E8 | PCT BC Ratio | 0 | 0 | 0 | 0 | 0 | 0 | 0 | 0 | 0 | 0 | 0 | 0 | 0 | 0 | 0 | 0 | 0 | 0 | 0 | 0 | 0 | 0 | 0 | 0 | 0 | 0 | 0 | 0 | 0 | 0
F4_Industrial_Other Industrial_New_Process_Natural Gas_Process Cooling_E9 | F4 | Industrial | Other Industrial | New | Process | Natural Gas | Process Cooling | E9 | PCT BC Ratio | 0 | 0 | 0 | 0 | 0 | 0 | 0 | 0 | 0 | 0 | 0 | 0 | 0 | 0 | 0 | 0 | 0 | 0 | 0 | 0 | 0 | 0 | 0 | 0 | 0 | 0 | 0 | 0 | 0 | 0
F4_Industrial_Other Industrial_New_Process_Natural Gas_Process Cooling_E10 | F4 | Industrial | Other Industrial | New | Process | Natural Gas | Process Cooling | E10 | PCT BC Ratio | 0 | 0 | 0 | 0 | 0 | 0 | 0 | 0 | 0 | 0 | 0 | 0 | 0 | 0 | 0 | 0 | 0 | 0 | 0 | 0 | 0 | 0 | 0 | 0 | 0 | 0 | 0 | 0 | 0 | 0
F5_Industrial_Other Industrial_New_Process_Natural Gas_Process Cooling_E1 | F5 | Industrial | Other Industrial | New | Process | Natural Gas | Process Cooling | E1 | RIM BC Ratio | 0.9 | 0.9 | 0.9 | 0.9 | 0.9 | 0.9 | 0.9 | 0.9 | 0.9 | 0.9 | 0.9 | 0.9 | 0.9 | 0.9 | 0.9 | 0.9 | 0.9 | 0.9 | 0.9 | 0.9 | 0.9 | 0.9 | 0 | 0 | 0 | 0 | 0 | 0 | 0 | 0
F5_Industrial_Other Industrial_New_Process_Natural Gas_Process Cooling_E2 | F5 | Industrial | Other Industrial | New | Process | Natural Gas | Process Cooling | E2 | RIM BC Ratio | 0 | 0 | 0 | 0 | 0 | 0 | 0 | 0 | 0 | 0 | 0 | 0 | 0 | 0 | 0 | 0 | 0 | 0 | 0 | 0 | 0 | 0 | 0 | 0 | 0 | 0 | 0 | 0 | 0 | 0
F5_Industrial_Other Industrial_New_Process_Natural Gas_Process Cooling_E3 | F5 | Industrial | Other Industrial | New | Process | Natural Gas | Process Cooling | E3 | RIM BC Ratio | 0 | 0 | 0 | 0 | 0 | 0 | 0 | 0 | 0 | 0 | 0 | 0 | 0 | 0 | 0 | 0 | 0 | 0 | 0 | 0 | 0 | 0 | 0 | 0 | 0 | 0 | 0 | 0 | 0 | 0
F5_Industrial_Other Industrial_New_Process_Natural Gas_Process Cooling_E4 | F5 | Industrial | Other Industrial | New | Process | Natural Gas | Process Cooling | E4 | RIM BC Ratio | 0 | 0 | 0 | 0 | 0 | 0 | 0 | 0 | 0 | 0 | 0 | 0 | 0 | 0 | 0 | 0 | 0 | 0 | 0 | 0 | 0 | 0 | 0 | 0 | 0 | 0 | 0 | 0 | 0 | 0
F5_Industrial_Other Industrial_New_Process_Natural Gas_Process Cooling_E5 | F5 | Industrial | Other Industrial | New | Process | Natural Gas | Process Cooling | E5 | RIM BC Ratio | 0 | 0 | 0 | 0 | 0 | 0 | 0 | 0 | 0 | 0 | 0 | 0 | 0 | 0 | 0 | 0 | 0 | 0 | 0 | 0 | 0 | 0 | 0 | 0 | 0 | 0 | 0 | 0 | 0 | 0
F5_Industrial_Other Industrial_New_Process_Natural Gas_Process Cooling_E6 | F5 | Industrial | Other Industrial | New | Process | Natural Gas | Process Cooling | E6 | RIM BC Ratio | 0 | 0 | 0 | 0 | 0 | 0 | 0 | 0 | 0 | 0 | 0 | 0 | 0 | 0 | 0 | 0 | 0 | 0 | 0 | 0 | 0 | 0 | 0 | 0 | 0 | 0 | 0 | 0 | 0 | 0
F5_Industrial_Other Industrial_New_Process_Natural Gas_Process Cooling_E7 | F5 | Industrial | Other Industrial | New | Process | Natural Gas | Process Cooling | E7 | RIM BC Ratio | 0 | 0 | 0 | 0 | 0 | 0 | 0 | 0 | 0 | 0 | 0 | 0 | 0 | 0 | 0 | 0 | 0 | 0 | 0 | 0 | 0 | 0 | 0 | 0 | 0 | 0 | 0 | 0 | 0 | 0
F5_Industrial_Other Industrial_New_Process_Natural Gas_Process Cooling_E8 | F5 | Industrial | Other Industrial | New | Process | Natural Gas | Process Cooling | E8 | RIM BC Ratio | 0 | 0 | 0 | 0 | 0 | 0 | 0 | 0 | 0 | 0 | 0 | 0 | 0 | 0 | 0 | 0 | 0 | 0 | 0 | 0 | 0 | 0 | 0 | 0 | 0 | 0 | 0 | 0 | 0 | 0
F5_Industrial_Other Industrial_New_Process_Natural Gas_Process Cooling_E9 | F5 | Industrial | Other Industrial | New | Process | Natural Gas | Process Cooling | E9 | RIM BC Ratio | 0 | 0 | 0 | 0 | 0 | 0 | 0 | 0 | 0 | 0 | 0 | 0 | 0 | 0 | 0 | 0 | 0 | 0 | 0 | 0 | 0 | 0 | 0 | 0 | 0 | 0 | 0 | 0 | 0 | 0
F5_Industrial_Other Industrial_New_Process_Natural Gas_Process Cooling_E10 | F5 | Industrial | Other Industrial | New | Process | Natural Gas | Process Cooling | E10 | RIM BC Ratio | 0 | 0 | 0 | 0 | 0 | 0 | 0 | 0 | 0 | 0 | 0 | 0 | 0 | 0 | 0 | 0 | 0 | 0 | 0 | 0 | 0 | 0 | 0 | 0 | 0 | 0 | 0 | 0 | 0 | 0
F0_Industrial_Other Industrial_New_Process_Natural Gas_Other Process_E0 | F0 | Industrial | Other Industrial | New | Process | Natural Gas | Other Process | E0 | Economic Unit | Standard | Standard | Standard | Standard | Standard | Standard | Standard | Standard | Standard | Standard | Standard | Standard | Standard | Standard | Standard | Standard | Standard | Standard | Standard | Standard | Standard | Standard | 0 | 0 | 0 | 0 | 0 | 0 | 0 | 0
F1_Industrial_Other Industrial_New_Process_Natural Gas_Other Process_E1 | F1 | Industrial | Other Industrial | New | Process | Natural Gas | Other Process | E1 | CCE | 0 | 0 | 0 | 0 | 0 | 0 | 0 | 0 | 0 | 0 | 0 | 0 | 0 | 0 | 0 | 0 | 0 | 0 | 0 | 0 | 0 | 0 | 0 | 0 | 0 | 0 | 0 | 0 | 0 | 0
F1_Industrial_Other Industrial_New_Process_Natural Gas_Other Process_E2 | F1 | Industrial | Other Industrial | New | Process | Natural Gas | Other Process | E2 | CCE | 0 | 0 | 0 | 0 | 0 | 0 | 0 | 0 | 0 | 0 | 0 | 0 | 0 | 0 | 0 | 0 | 0 | 0 | 0 | 0 | 0 | 0 | 0 | 0 | 0 | 0 | 0 | 0 | 0 | 0
F1_Industrial_Other Industrial_New_Process_Natural Gas_Other Process_E3 | F1 | Industrial | Other Industrial | New | Process | Natural Gas | Other Process | E3 | CCE | 0 | 0 | 0 | 0 | 0 | 0 | 0 | 0 | 0 | 0 | 0 | 0 | 0 | 0 | 0 | 0 | 0 | 0 | 0 | 0 | 0 | 0 | 0 | 0 | 0 | 0 | 0 | 0 | 0 | 0
F1_Industrial_Other Industrial_New_Process_Natural Gas_Other Process_E4 | F1 | Industrial | Other Industrial | New | Process | Natural Gas | Other Process | E4 | CCE | 0 | 0 | 0 | 0 | 0 | 0 | 0 | 0 | 0 | 0 | 0 | 0 | 0 | 0 | 0 | 0 | 0 | 0 | 0 | 0 | 0 | 0 | 0 | 0 | 0 | 0 | 0 | 0 | 0 | 0
F1_Industrial_Other Industrial_New_Process_Natural Gas_Other Process_E5 | F1 | Industrial | Other Industrial | New | Process | Natural Gas | Other Process | E5 | CCE | 0 | 0 | 0 | 0 | 0 | 0 | 0 | 0 | 0 | 0 | 0 | 0 | 0 | 0 | 0 | 0 | 0 | 0 | 0 | 0 | 0 | 0 | 0 | 0 | 0 | 0 | 0 | 0 | 0 | 0
F1_Industrial_Other Industrial_New_Process_Natural Gas_Other Process_E6 | F1 | Industrial | Other Industrial | New | Process | Natural Gas | Other Process | E6 | CCE | 0 | 0 | 0 | 0 | 0 | 0 | 0 | 0 | 0 | 0 | 0 | 0 | 0 | 0 | 0 | 0 | 0 | 0 | 0 | 0 | 0 | 0 | 0 | 0 | 0 | 0 | 0 | 0 | 0 | 0
F1_Industrial_Other Industrial_New_Process_Natural Gas_Other Process_E7 | F1 | Industrial | Other Industrial | New | Process | Natural Gas | Other Process | E7 | CCE | 0 | 0 | 0 | 0 | 0 | 0 | 0 | 0 | 0 | 0 | 0 | 0 | 0 | 0 | 0 | 0 | 0 | 0 | 0 | 0 | 0 | 0 | 0 | 0 | 0 | 0 | 0 | 0 | 0 | 0
F1_Industrial_Other Industrial_New_Process_Natural Gas_Other Process_E8 | F1 | Industrial | Other Industrial | New | Process | Natural Gas | Other Process | E8 | CCE | 0 | 0 | 0 | 0 | 0 | 0 | 0 | 0 | 0 | 0 | 0 | 0 | 0 | 0 | 0 | 0 | 0 | 0 | 0 | 0 | 0 | 0 | 0 | 0 | 0 | 0 | 0 | 0 | 0 | 0
F1_Industrial_Other Industrial_New_Process_Natural Gas_Other Process_E9 | F1 | Industrial | Other Industrial | New | Process | Natural Gas | Other Process | E9 | CCE | 0 | 0 | 0 | 0 | 0 | 0 | 0 | 0 | 0 | 0 | 0 | 0 | 0 | 0 | 0 | 0 | 0 | 0 | 0 | 0 | 0 | 0 | 0 | 0 | 0 | 0 | 0 | 0 | 0 | 0
F1_Industrial_Other Industrial_New_Process_Natural Gas_Other Process_E10 | F1 | Industrial | Other Industrial | New | Process | Natural Gas | Other Process | E10 | CCE | 0 | 0 | 0 | 0 | 0 | 0 | 0 | 0 | 0 | 0 | 0 | 0 | 0 | 0 | 0 | 0 | 0 | 0 | 0 | 0 | 0 | 0 | 0 | 0 | 0 | 0 | 0 | 0 | 0 | 0
F2_Industrial_Other Industrial_New_Process_Natural Gas_Other Process_E1 | F2 | Industrial | Other Industrial | New | Process | Natural Gas | Other Process | E1 | TRC BC Ratio | 0.9 | 0.9 | 0.9 | 0.9 | 0.9 | 0.9 | 0.9 | 0.9 | 0.9 | 0.9 | 0.9 | 0.9 | 0.9 | 0.9 | 0.9 | 0.9 | 0.9 | 0.9 | 0.9 | 0.9 | 0.9 | 0.9 | 0 | 0 | 0 | 0 | 0 | 0 | 0 | 0
F2_Industrial_Other Industrial_New_Process_Natural Gas_Other Process_E2 | F2 | Industrial | Other Industrial | New | Process | Natural Gas | Other Process | E2 | TRC BC Ratio | 0 | 0 | 0 | 0 | 0 | 0 | 0 | 0 | 0 | 0 | 0 | 0 | 0 | 0 | 0 | 0 | 0 | 0 | 0 | 0 | 0 | 0 | 0 | 0 | 0 | 0 | 0 | 0 | 0 | 0
F2_Industrial_Other Industrial_New_Process_Natural Gas_Other Process_E3 | F2 | Industrial | Other Industrial | New | Process | Natural Gas | Other Process | E3 | TRC BC Ratio | 0 | 0 | 0 | 0 | 0 | 0 | 0 | 0 | 0 | 0 | 0 | 0 | 0 | 0 | 0 | 0 | 0 | 0 | 0 | 0 | 0 | 0 | 0 | 0 | 0 | 0 | 0 | 0 | 0 | 0
F2_Industrial_Other Industrial_New_Process_Natural Gas_Other Process_E4 | F2 | Industrial | Other Industrial | New | Process | Natural Gas | Other Process | E4 | TRC BC Ratio | 0 | 0 | 0 | 0 | 0 | 0 | 0 | 0 | 0 | 0 | 0 | 0 | 0 | 0 | 0 | 0 | 0 | 0 | 0 | 0 | 0 | 0 | 0 | 0 | 0 | 0 | 0 | 0 | 0 | 0
F2_Industrial_Other Industrial_New_Process_Natural Gas_Other Process_E5 | F2 | Industrial | Other Industrial | New | Process | Natural Gas | Other Process | E5 | TRC BC Ratio | 0 | 0 | 0 | 0 | 0 | 0 | 0 | 0 | 0 | 0 | 0 | 0 | 0 | 0 | 0 | 0 | 0 | 0 | 0 | 0 | 0 | 0 | 0 | 0 | 0 | 0 | 0 | 0 | 0 | 0
F2_Industrial_Other Industrial_New_Process_Natural Gas_Other Process_E6 | F2 | Industrial | Other Industrial | New | Process | Natural Gas | Other Process | E6 | TRC BC Ratio | 0 | 0 | 0 | 0 | 0 | 0 | 0 | 0 | 0 | 0 | 0 | 0 | 0 | 0 | 0 | 0 | 0 | 0 | 0 | 0 | 0 | 0 | 0 | 0 | 0 | 0 | 0 | 0 | 0 | 0
F2_Industrial_Other Industrial_New_Process_Natural Gas_Other Process_E7 | F2 | Industrial | Other Industrial | New | Process | Natural Gas | Other Process | E7 | TRC BC Ratio | 0 | 0 | 0 | 0 | 0 | 0 | 0 | 0 | 0 | 0 | 0 | 0 | 0 | 0 | 0 | 0 | 0 | 0 | 0 | 0 | 0 | 0 | 0 | 0 | 0 | 0 | 0 | 0 | 0 | 0
F2_Industrial_Other Industrial_New_Process_Natural Gas_Other Process_E8 | F2 | Industrial | Other Industrial | New | Process | Natural Gas | Other Process | E8 | TRC BC Ratio | 0 | 0 | 0 | 0 | 0 | 0 | 0 | 0 | 0 | 0 | 0 | 0 | 0 | 0 | 0 | 0 | 0 | 0 | 0 | 0 | 0 | 0 | 0 | 0 | 0 | 0 | 0 | 0 | 0 | 0
F2_Industrial_Other Industrial_New_Process_Natural Gas_Other Process_E9 | F2 | Industrial | Other Industrial | New | Process | Natural Gas | Other Process | E9 | TRC BC Ratio | 0 | 0 | 0 | 0 | 0 | 0 | 0 | 0 | 0 | 0 | 0 | 0 | 0 | 0 | 0 | 0 | 0 | 0 | 0 | 0 | 0 | 0 | 0 | 0 | 0 | 0 | 0 | 0 | 0 | 0
F2_Industrial_Other Industrial_New_Process_Natural Gas_Other Process_E10 | F2 | Industrial | Other Industrial | New | Process | Natural Gas | Other Process | E10 | TRC BC Ratio | 0 | 0 | 0 | 0 | 0 | 0 | 0 | 0 | 0 | 0 | 0 | 0 | 0 | 0 | 0 | 0 | 0 | 0 | 0 | 0 | 0 | 0 | 0 | 0 | 0 | 0 | 0 | 0 | 0 | 0
F3_Industrial_Other Industrial_New_Process_Natural Gas_Other Process_E1 | F3 | Industrial | Other Industrial | New | Process | Natural Gas | Other Process | E1 | PACT BC Ratio | 0.9 | 0.9 | 0.9 | 0.9 | 0.9 | 0.9 | 0.9 | 0.9 | 0.9 | 0.9 | 0.9 | 0.9 | 0.9 | 0.9 | 0.9 | 0.9 | 0.9 | 0.9 | 0.9 | 0.9 | 0.9 | 0.9 | 0 | 0 | 0 | 0 | 0 | 0 | 0 | 0
F3_Industrial_Other Industrial_New_Process_Natural Gas_Other Process_E2 | F3 | Industrial | Other Industrial | New | Process | Natural Gas | Other Process | E2 | PACT BC Ratio | 0 | 0 | 0 | 0 | 0 | 0 | 0 | 0 | 0 | 0 | 0 | 0 | 0 | 0 | 0 | 0 | 0 | 0 | 0 | 0 | 0 | 0 | 0 | 0 | 0 | 0 | 0 | 0 | 0 | 0
F3_Industrial_Other Industrial_New_Process_Natural Gas_Other Process_E3 | F3 | Industrial | Other Industrial | New | Process | Natural Gas | Other Process | E3 | PACT BC Ratio | 0 | 0 | 0 | 0 | 0 | 0 | 0 | 0 | 0 | 0 | 0 | 0 | 0 | 0 | 0 | 0 | 0 | 0 | 0 | 0 | 0 | 0 | 0 | 0 | 0 | 0 | 0 | 0 | 0 | 0
F3_Industrial_Other Industrial_New_Process_Natural Gas_Other Process_E4 | F3 | Industrial | Other Industrial | New | Process | Natural Gas | Other Process | E4 | PACT BC Ratio | 0 | 0 | 0 | 0 | 0 | 0 | 0 | 0 | 0 | 0 | 0 | 0 | 0 | 0 | 0 | 0 | 0 | 0 | 0 | 0 | 0 | 0 | 0 | 0 | 0 | 0 | 0 | 0 | 0 | 0
F3_Industrial_Other Industrial_New_Process_Natural Gas_Other Process_E5 | F3 | Industrial | Other Industrial | New | Process | Natural Gas | Other Process | E5 | PACT BC Ratio | 0 | 0 | 0 | 0 | 0 | 0 | 0 | 0 | 0 | 0 | 0 | 0 | 0 | 0 | 0 | 0 | 0 | 0 | 0 | 0 | 0 | 0 | 0 | 0 | 0 | 0 | 0 | 0 | 0 | 0
F3_Industrial_Other Industrial_New_Process_Natural Gas_Other Process_E6 | F3 | Industrial | Other Industrial | New | Process | Natural Gas | Other Process | E6 | PACT BC Ratio | 0 | 0 | 0 | 0 | 0 | 0 | 0 | 0 | 0 | 0 | 0 | 0 | 0 | 0 | 0 | 0 | 0 | 0 | 0 | 0 | 0 | 0 | 0 | 0 | 0 | 0 | 0 | 0 | 0 | 0
F3_Industrial_Other Industrial_New_Process_Natural Gas_Other Process_E7 | F3 | Industrial | Other Industrial | New | Process | Natural Gas | Other Process | E7 | PACT BC Ratio | 0 | 0 | 0 | 0 | 0 | 0 | 0 | 0 | 0 | 0 | 0 | 0 | 0 | 0 | 0 | 0 | 0 | 0 | 0 | 0 | 0 | 0 | 0 | 0 | 0 | 0 | 0 | 0 | 0 | 0
F3_Industrial_Other Industrial_New_Process_Natural Gas_Other Process_E8 | F3 | Industrial | Other Industrial | New | Process | Natural Gas | Other Process | E8 | PACT BC Ratio | 0 | 0 | 0 | 0 | 0 | 0 | 0 | 0 | 0 | 0 | 0 | 0 | 0 | 0 | 0 | 0 | 0 | 0 | 0 | 0 | 0 | 0 | 0 | 0 | 0 | 0 | 0 | 0 | 0 | 0
F3_Industrial_Other Industrial_New_Process_Natural Gas_Other Process_E9 | F3 | Industrial | Other Industrial | New | Process | Natural Gas | Other Process | E9 | PACT BC Ratio | 0 | 0 | 0 | 0 | 0 | 0 | 0 | 0 | 0 | 0 | 0 | 0 | 0 | 0 | 0 | 0 | 0 | 0 | 0 | 0 | 0 | 0 | 0 | 0 | 0 | 0 | 0 | 0 | 0 | 0
F3_Industrial_Other Industrial_New_Process_Natural Gas_Other Process_E10 | F3 | Industrial | Other Industrial | New | Process | Natural Gas | Other Process | E10 | PACT BC Ratio | 0 | 0 | 0 | 0 | 0 | 0 | 0 | 0 | 0 | 0 | 0 | 0 | 0 | 0 | 0 | 0 | 0 | 0 | 0 | 0 | 0 | 0 | 0 | 0 | 0 | 0 | 0 | 0 | 0 | 0
F4_Industrial_Other Industrial_New_Process_Natural Gas_Other Process_E1 | F4 | Industrial | Other Industrial | New | Process | Natural Gas | Other Process | E1 | PCT BC Ratio | 0.9 | 0.9 | 0.9 | 0.9 | 0.9 | 0.9 | 0.9 | 0.9 | 0.9 | 0.9 | 0.9 | 0.9 | 0.9 | 0.9 | 0.9 | 0.9 | 0.9 | 0.9 | 0.9 | 0.9 | 0.9 | 0.9 | 0 | 0 | 0 | 0 | 0 | 0 | 0 | 0
F4_Industrial_Other Industrial_New_Process_Natural Gas_Other Process_E2 | F4 | Industrial | Other Industrial | New | Process | Natural Gas | Other Process | E2 | PCT BC Ratio | 0 | 0 | 0 | 0 | 0 | 0 | 0 | 0 | 0 | 0 | 0 | 0 | 0 | 0 | 0 | 0 | 0 | 0 | 0 | 0 | 0 | 0 | 0 | 0 | 0 | 0 | 0 | 0 | 0 | 0
F4_Industrial_Other Industrial_New_Process_Natural Gas_Other Process_E3 | F4 | Industrial | Other Industrial | New | Process | Natural Gas | Other Process | E3 | PCT BC Ratio | 0 | 0 | 0 | 0 | 0 | 0 | 0 | 0 | 0 | 0 | 0 | 0 | 0 | 0 | 0 | 0 | 0 | 0 | 0 | 0 | 0 | 0 | 0 | 0 | 0 | 0 | 0 | 0 | 0 | 0
F4_Industrial_Other Industrial_New_Process_Natural Gas_Other Process_E4 | F4 | Industrial | Other Industrial | New | Process | Natural Gas | Other Process | E4 | PCT BC Ratio | 0 | 0 | 0 | 0 | 0 | 0 | 0 | 0 | 0 | 0 | 0 | 0 | 0 | 0 | 0 | 0 | 0 | 0 | 0 | 0 | 0 | 0 | 0 | 0 | 0 | 0 | 0 | 0 | 0 | 0
F4_Industrial_Other Industrial_New_Process_Natural Gas_Other Process_E5 | F4 | Industrial | Other Industrial | New | Process | Natural Gas | Other Process | E5 | PCT BC Ratio | 0 | 0 | 0 | 0 | 0 | 0 | 0 | 0 | 0 | 0 | 0 | 0 | 0 | 0 | 0 | 0 | 0 | 0 | 0 | 0 | 0 | 0 | 0 | 0 | 0 | 0 | 0 | 0 | 0 | 0
F4_Industrial_Other Industrial_New_Process_Natural Gas_Other Process_E6 | F4 | Industrial | Other Industrial | New | Process | Natural Gas | Other Process | E6 | PCT BC Ratio | 0 | 0 | 0 | 0 | 0 | 0 | 0 | 0 | 0 | 0 | 0 | 0 | 0 | 0 | 0 | 0 | 0 | 0 | 0 | 0 | 0 | 0 | 0 | 0 | 0 | 0 | 0 | 0 | 0 | 0
F4_Industrial_Other Industrial_New_Process_Natural Gas_Other Process_E7 | F4 | Industrial | Other Industrial | New | Process | Natural Gas | Other Process | E7 | PCT BC Ratio | 0 | 0 | 0 | 0 | 0 | 0 | 0 | 0 | 0 | 0 | 0 | 0 | 0 | 0 | 0 | 0 | 0 | 0 | 0 | 0 | 0 | 0 | 0 | 0 | 0 | 0 | 0 | 0 | 0 | 0
F4_Industrial_Other Industrial_New_Process_Natural Gas_Other Process_E8 | F4 | Industrial | Other Industrial | New | Process | Natural Gas | Other Process | E8 | PCT BC Ratio | 0 | 0 | 0 | 0 | 0 | 0 | 0 | 0 | 0 | 0 | 0 | 0 | 0 | 0 | 0 | 0 | 0 | 0 | 0 | 0 | 0 | 0 | 0 | 0 | 0 | 0 | 0 | 0 | 0 | 0
F4_Industrial_Other Industrial_New_Process_Natural Gas_Other Process_E9 | F4 | Industrial | Other Industrial | New | Process | Natural Gas | Other Process | E9 | PCT BC Ratio | 0 | 0 | 0 | 0 | 0 | 0 | 0 | 0 | 0 | 0 | 0 | 0 | 0 | 0 | 0 | 0 | 0 | 0 | 0 | 0 | 0 | 0 | 0 | 0 | 0 | 0 | 0 | 0 | 0 | 0
F4_Industrial_Other Industrial_New_Process_Natural Gas_Other Process_E10 | F4 | Industrial | Other Industrial | New | Process | Natural Gas | Other Process | E10 | PCT BC Ratio | 0 | 0 | 0 | 0 | 0 | 0 | 0 | 0 | 0 | 0 | 0 | 0 | 0 | 0 | 0 | 0 | 0 | 0 | 0 | 0 | 0 | 0 | 0 | 0 | 0 | 0 | 0 | 0 | 0 | 0
F5_Industrial_Other Industrial_New_Process_Natural Gas_Other Process_E1 | F5 | Industrial | Other Industrial | New | Process | Natural Gas | Other Process | E1 | RIM BC Ratio | 0.9 | 0.9 | 0.9 | 0.9 | 0.9 | 0.9 | 0.9 | 0.9 | 0.9 | 0.9 | 0.9 | 0.9 | 0.9 | 0.9 | 0.9 | 0.9 | 0.9 | 0.9 | 0.9 | 0.9 | 0.9 | 0.9 | 0 | 0 | 0 | 0 | 0 | 0 | 0 | 0
F5_Industrial_Other Industrial_New_Process_Natural Gas_Other Process_E2 | F5 | Industrial | Other Industrial | New | Process | Natural Gas | Other Process | E2 | RIM BC Ratio | 0 | 0 | 0 | 0 | 0 | 0 | 0 | 0 | 0 | 0 | 0 | 0 | 0 | 0 | 0 | 0 | 0 | 0 | 0 | 0 | 0 | 0 | 0 | 0 | 0 | 0 | 0 | 0 | 0 | 0
F5_Industrial_Other Industrial_New_Process_Natural Gas_Other Process_E3 | F5 | Industrial | Other Industrial | New | Process | Natural Gas | Other Process | E3 | RIM BC Ratio | 0 | 0 | 0 | 0 | 0 | 0 | 0 | 0 | 0 | 0 | 0 | 0 | 0 | 0 | 0 | 0 | 0 | 0 | 0 | 0 | 0 | 0 | 0 | 0 | 0 | 0 | 0 | 0 | 0 | 0
F5_Industrial_Other Industrial_New_Process_Natural Gas_Other Process_E4 | F5 | Industrial | Other Industrial | New | Process | Natural Gas | Other Process | E4 | RIM BC Ratio | 0 | 0 | 0 | 0 | 0 | 0 | 0 | 0 | 0 | 0 | 0 | 0 | 0 | 0 | 0 | 0 | 0 | 0 | 0 | 0 | 0 | 0 | 0 | 0 | 0 | 0 | 0 | 0 | 0 | 0
F5_Industrial_Other Industrial_New_Process_Natural Gas_Other Process_E5 | F5 | Industrial | Other Industrial | New | Process | Natural Gas | Other Process | E5 | RIM BC Ratio | 0 | 0 | 0 | 0 | 0 | 0 | 0 | 0 | 0 | 0 | 0 | 0 | 0 | 0 | 0 | 0 | 0 | 0 | 0 | 0 | 0 | 0 | 0 | 0 | 0 | 0 | 0 | 0 | 0 | 0
F5_Industrial_Other Industrial_New_Process_Natural Gas_Other Process_E6 | F5 | Industrial | Other Industrial | New | Process | Natural Gas | Other Process | E6 | RIM BC Ratio | 0 | 0 | 0 | 0 | 0 | 0 | 0 | 0 | 0 | 0 | 0 | 0 | 0 | 0 | 0 | 0 | 0 | 0 | 0 | 0 | 0 | 0 | 0 | 0 | 0 | 0 | 0 | 0 | 0 | 0
F5_Industrial_Other Industrial_New_Process_Natural Gas_Other Process_E7 | F5 | Industrial | Other Industrial | New | Process | Natural Gas | Other Process | E7 | RIM BC Ratio | 0 | 0 | 0 | 0 | 0 | 0 | 0 | 0 | 0 | 0 | 0 | 0 | 0 | 0 | 0 | 0 | 0 | 0 | 0 | 0 | 0 | 0 | 0 | 0 | 0 | 0 | 0 | 0 | 0 | 0
F5_Industrial_Other Industrial_New_Process_Natural Gas_Other Process_E8 | F5 | Industrial | Other Industrial | New | Process | Natural Gas | Other Process | E8 | RIM BC Ratio | 0 | 0 | 0 | 0 | 0 | 0 | 0 | 0 | 0 | 0 | 0 | 0 | 0 | 0 | 0 | 0 | 0 | 0 | 0 | 0 | 0 | 0 | 0 | 0 | 0 | 0 | 0 | 0 | 0 | 0
F5_Industrial_Other Industrial_New_Process_Natural Gas_Other Process_E9 | F5 | Industrial | Other Industrial | New | Process | Natural Gas | Other Process | E9 | RIM BC Ratio | 0 | 0 | 0 | 0 | 0 | 0 | 0 | 0 | 0 | 0 | 0 | 0 | 0 | 0 | 0 | 0 | 0 | 0 | 0 | 0 | 0 | 0 | 0 | 0 | 0 | 0 | 0 | 0 | 0 | 0
F5_Industrial_Other Industrial_New_Process_Natural Gas_Other Process_E10 | F5 | Industrial | Other Industrial | New | Process | Natural Gas | Other Process | E10 | RIM BC Ratio | 0 | 0 | 0 | 0 | 0 | 0 | 0 | 0 | 0 | 0 | 0 | 0 | 0 | 0 | 0 | 0 | 0 | 0 | 0 | 0 | 0 | 0 | 0 | 0 | 0 | 0 | 0 | 0 | 0 | 0
F0_Industrial_Other Industrial_New_Miscellaneous_Natural Gas_Miscellaneous_E0 | F0 | Industrial | Other Industrial | New | Miscellaneous | Natural Gas | Miscellaneous | E0 | Economic Unit | Standard | Standard | Standard | Standard | Standard | Standard | Standard | Standard | Standard | Standard | Standard | Standard | Standard | Standard | Standard | Standard | Standard | Standard | Standard | Standard | Standard | Standard | 0 | 0 | 0 | 0 | 0 | 0 | 0 | 0
F1_Industrial_Other Industrial_New_Miscellaneous_Natural Gas_Miscellaneous_E1 | F1 | Industrial | Other Industrial | New | Miscellaneous | Natural Gas | Miscellaneous | E1 | CCE | 0 | 0 | 0 | 0 | 0 | 0 | 0 | 0 | 0 | 0 | 0 | 0 | 0 | 0 | 0 | 0 | 0 | 0 | 0 | 0 | 0 | 0 | 0 | 0 | 0 | 0 | 0 | 0 | 0 | 0
F1_Industrial_Other Industrial_New_Miscellaneous_Natural Gas_Miscellaneous_E2 | F1 | Industrial | Other Industrial | New | Miscellaneous | Natural Gas | Miscellaneous | E2 | CCE | 0 | 0 | 0 | 0 | 0 | 0 | 0 | 0 | 0 | 0 | 0 | 0 | 0 | 0 | 0 | 0 | 0 | 0 | 0 | 0 | 0 | 0 | 0 | 0 | 0 | 0 | 0 | 0 | 0 | 0
F1_Industrial_Other Industrial_New_Miscellaneous_Natural Gas_Miscellaneous_E3 | F1 | Industrial | Other Industrial | New | Miscellaneous | Natural Gas | Miscellaneous | E3 | CCE | 0 | 0 | 0 | 0 | 0 | 0 | 0 | 0 | 0 | 0 | 0 | 0 | 0 | 0 | 0 | 0 | 0 | 0 | 0 | 0 | 0 | 0 | 0 | 0 | 0 | 0 | 0 | 0 | 0 | 0
F1_Industrial_Other Industrial_New_Miscellaneous_Natural Gas_Miscellaneous_E4 | F1 | Industrial | Other Industrial | New | Miscellaneous | Natural Gas | Miscellaneous | E4 | CCE | 0 | 0 | 0 | 0 | 0 | 0 | 0 | 0 | 0 | 0 | 0 | 0 | 0 | 0 | 0 | 0 | 0 | 0 | 0 | 0 | 0 | 0 | 0 | 0 | 0 | 0 | 0 | 0 | 0 | 0
F1_Industrial_Other Industrial_New_Miscellaneous_Natural Gas_Miscellaneous_E5 | F1 | Industrial | Other Industrial | New | Miscellaneous | Natural Gas | Miscellaneous | E5 | CCE | 0 | 0 | 0 | 0 | 0 | 0 | 0 | 0 | 0 | 0 | 0 | 0 | 0 | 0 | 0 | 0 | 0 | 0 | 0 | 0 | 0 | 0 | 0 | 0 | 0 | 0 | 0 | 0 | 0 | 0
F1_Industrial_Other Industrial_New_Miscellaneous_Natural Gas_Miscellaneous_E6 | F1 | Industrial | Other Industrial | New | Miscellaneous | Natural Gas | Miscellaneous | E6 | CCE | 0 | 0 | 0 | 0 | 0 | 0 | 0 | 0 | 0 | 0 | 0 | 0 | 0 | 0 | 0 | 0 | 0 | 0 | 0 | 0 | 0 | 0 | 0 | 0 | 0 | 0 | 0 | 0 | 0 | 0
F1_Industrial_Other Industrial_New_Miscellaneous_Natural Gas_Miscellaneous_E7 | F1 | Industrial | Other Industrial | New | Miscellaneous | Natural Gas | Miscellaneous | E7 | CCE | 0 | 0 | 0 | 0 | 0 | 0 | 0 | 0 | 0 | 0 | 0 | 0 | 0 | 0 | 0 | 0 | 0 | 0 | 0 | 0 | 0 | 0 | 0 | 0 | 0 | 0 | 0 | 0 | 0 | 0
F1_Industrial_Other Industrial_New_Miscellaneous_Natural Gas_Miscellaneous_E8 | F1 | Industrial | Other Industrial | New | Miscellaneous | Natural Gas | Miscellaneous | E8 | CCE | 0 | 0 | 0 | 0 | 0 | 0 | 0 | 0 | 0 | 0 | 0 | 0 | 0 | 0 | 0 | 0 | 0 | 0 | 0 | 0 | 0 | 0 | 0 | 0 | 0 | 0 | 0 | 0 | 0 | 0
F1_Industrial_Other Industrial_New_Miscellaneous_Natural Gas_Miscellaneous_E9 | F1 | Industrial | Other Industrial | New | Miscellaneous | Natural Gas | Miscellaneous | E9 | CCE | 0 | 0 | 0 | 0 | 0 | 0 | 0 | 0 | 0 | 0 | 0 | 0 | 0 | 0 | 0 | 0 | 0 | 0 | 0 | 0 | 0 | 0 | 0 | 0 | 0 | 0 | 0 | 0 | 0 | 0
F1_Industrial_Other Industrial_New_Miscellaneous_Natural Gas_Miscellaneous_E10 | F1 | Industrial | Other Industrial | New | Miscellaneous | Natural Gas | Miscellaneous | E10 | CCE | 0 | 0 | 0 | 0 | 0 | 0 | 0 | 0 | 0 | 0 | 0 | 0 | 0 | 0 | 0 | 0 | 0 | 0 | 0 | 0 | 0 | 0 | 0 | 0 | 0 | 0 | 0 | 0 | 0 | 0
F2_Industrial_Other Industrial_New_Miscellaneous_Natural Gas_Miscellaneous_E1 | F2 | Industrial | Other Industrial | New | Miscellaneous | Natural Gas | Miscellaneous | E1 | TRC BC Ratio | 0.9 | 0.9 | 0.9 | 0.9 | 0.9 | 0.9 | 0.9 | 0.9 | 0.9 | 0.9 | 0.9 | 0.9 | 0.9 | 0.9 | 0.9 | 0.9 | 0.9 | 0.9 | 0.9 | 0.9 | 0.9 | 0.9 | 0 | 0 | 0 | 0 | 0 | 0 | 0 | 0
F2_Industrial_Other Industrial_New_Miscellaneous_Natural Gas_Miscellaneous_E2 | F2 | Industrial | Other Industrial | New | Miscellaneous | Natural Gas | Miscellaneous | E2 | TRC BC Ratio | 0 | 0 | 0 | 0 | 0 | 0 | 0 | 0 | 0 | 0 | 0 | 0 | 0 | 0 | 0 | 0 | 0 | 0 | 0 | 0 | 0 | 0 | 0 | 0 | 0 | 0 | 0 | 0 | 0 | 0
F2_Industrial_Other Industrial_New_Miscellaneous_Natural Gas_Miscellaneous_E3 | F2 | Industrial | Other Industrial | New | Miscellaneous | Natural Gas | Miscellaneous | E3 | TRC BC Ratio | 0 | 0 | 0 | 0 | 0 | 0 | 0 | 0 | 0 | 0 | 0 | 0 | 0 | 0 | 0 | 0 | 0 | 0 | 0 | 0 | 0 | 0 | 0 | 0 | 0 | 0 | 0 | 0 | 0 | 0
F2_Industrial_Other Industrial_New_Miscellaneous_Natural Gas_Miscellaneous_E4 | F2 | Industrial | Other Industrial | New | Miscellaneous | Natural Gas | Miscellaneous | E4 | TRC BC Ratio | 0 | 0 | 0 | 0 | 0 | 0 | 0 | 0 | 0 | 0 | 0 | 0 | 0 | 0 | 0 | 0 | 0 | 0 | 0 | 0 | 0 | 0 | 0 | 0 | 0 | 0 | 0 | 0 | 0 | 0
F2_Industrial_Other Industrial_New_Miscellaneous_Natural Gas_Miscellaneous_E5 | F2 | Industrial | Other Industrial | New | Miscellaneous | Natural Gas | Miscellaneous | E5 | TRC BC Ratio | 0 | 0 | 0 | 0 | 0 | 0 | 0 | 0 | 0 | 0 | 0 | 0 | 0 | 0 | 0 | 0 | 0 | 0 | 0 | 0 | 0 | 0 | 0 | 0 | 0 | 0 | 0 | 0 | 0 | 0
F2_Industrial_Other Industrial_New_Miscellaneous_Natural Gas_Miscellaneous_E6 | F2 | Industrial | Other Industrial | New | Miscellaneous | Natural Gas | Miscellaneous | E6 | TRC BC Ratio | 0 | 0 | 0 | 0 | 0 | 0 | 0 | 0 | 0 | 0 | 0 | 0 | 0 | 0 | 0 | 0 | 0 | 0 | 0 | 0 | 0 | 0 | 0 | 0 | 0 | 0 | 0 | 0 | 0 | 0
F2_Industrial_Other Industrial_New_Miscellaneous_Natural Gas_Miscellaneous_E7 | F2 | Industrial | Other Industrial | New | Miscellaneous | Natural Gas | Miscellaneous | E7 | TRC BC Ratio | 0 | 0 | 0 | 0 | 0 | 0 | 0 | 0 | 0 | 0 | 0 | 0 | 0 | 0 | 0 | 0 | 0 | 0 | 0 | 0 | 0 | 0 | 0 | 0 | 0 | 0 | 0 | 0 | 0 | 0
F2_Industrial_Other Industrial_New_Miscellaneous_Natural Gas_Miscellaneous_E8 | F2 | Industrial | Other Industrial | New | Miscellaneous | Natural Gas | Miscellaneous | E8 | TRC BC Ratio | 0 | 0 | 0 | 0 | 0 | 0 | 0 | 0 | 0 | 0 | 0 | 0 | 0 | 0 | 0 | 0 | 0 | 0 | 0 | 0 | 0 | 0 | 0 | 0 | 0 | 0 | 0 | 0 | 0 | 0
F2_Industrial_Other Industrial_New_Miscellaneous_Natural Gas_Miscellaneous_E9 | F2 | Industrial | Other Industrial | New | Miscellaneous | Natural Gas | Miscellaneous | E9 | TRC BC Ratio | 0 | 0 | 0 | 0 | 0 | 0 | 0 | 0 | 0 | 0 | 0 | 0 | 0 | 0 | 0 | 0 | 0 | 0 | 0 | 0 | 0 | 0 | 0 | 0 | 0 | 0 | 0 | 0 | 0 | 0
F2_Industrial_Other Industrial_New_Miscellaneous_Natural Gas_Miscellaneous_E10 | F2 | Industrial | Other Industrial | New | Miscellaneous | Natural Gas | Miscellaneous | E10 | TRC BC Ratio | 0 | 0 | 0 | 0 | 0 | 0 | 0 | 0 | 0 | 0 | 0 | 0 | 0 | 0 | 0 | 0 | 0 | 0 | 0 | 0 | 0 | 0 | 0 | 0 | 0 | 0 | 0 | 0 | 0 | 0
F3_Industrial_Other Industrial_New_Miscellaneous_Natural Gas_Miscellaneous_E1 | F3 | Industrial | Other Industrial | New | Miscellaneous | Natural Gas | Miscellaneous | E1 | PACT BC Ratio | 0.9 | 0.9 | 0.9 | 0.9 | 0.9 | 0.9 | 0.9 | 0.9 | 0.9 | 0.9 | 0.9 | 0.9 | 0.9 | 0.9 | 0.9 | 0.9 | 0.9 | 0.9 | 0.9 | 0.9 | 0.9 | 0.9 | 0 | 0 | 0 | 0 | 0 | 0 | 0 | 0
F3_Industrial_Other Industrial_New_Miscellaneous_Natural Gas_Miscellaneous_E2 | F3 | Industrial | Other Industrial | New | Miscellaneous | Natural Gas | Miscellaneous | E2 | PACT BC Ratio | 0 | 0 | 0 | 0 | 0 | 0 | 0 | 0 | 0 | 0 | 0 | 0 | 0 | 0 | 0 | 0 | 0 | 0 | 0 | 0 | 0 | 0 | 0 | 0 | 0 | 0 | 0 | 0 | 0 | 0
F3_Industrial_Other Industrial_New_Miscellaneous_Natural Gas_Miscellaneous_E3 | F3 | Industrial | Other Industrial | New | Miscellaneous | Natural Gas | Miscellaneous | E3 | PACT BC Ratio | 0 | 0 | 0 | 0 | 0 | 0 | 0 | 0 | 0 | 0 | 0 | 0 | 0 | 0 | 0 | 0 | 0 | 0 | 0 | 0 | 0 | 0 | 0 | 0 | 0 | 0 | 0 | 0 | 0 | 0
F3_Industrial_Other Industrial_New_Miscellaneous_Natural Gas_Miscellaneous_E4 | F3 | Industrial | Other Industrial | New | Miscellaneous | Natural Gas | Miscellaneous | E4 | PACT BC Ratio | 0 | 0 | 0 | 0 | 0 | 0 | 0 | 0 | 0 | 0 | 0 | 0 | 0 | 0 | 0 | 0 | 0 | 0 | 0 | 0 | 0 | 0 | 0 | 0 | 0 | 0 | 0 | 0 | 0 | 0
F3_Industrial_Other Industrial_New_Miscellaneous_Natural Gas_Miscellaneous_E5 | F3 | Industrial | Other Industrial | New | Miscellaneous | Natural Gas | Miscellaneous | E5 | PACT BC Ratio | 0 | 0 | 0 | 0 | 0 | 0 | 0 | 0 | 0 | 0 | 0 | 0 | 0 | 0 | 0 | 0 | 0 | 0 | 0 | 0 | 0 | 0 | 0 | 0 | 0 | 0 | 0 | 0 | 0 | 0
F3_Industrial_Other Industrial_New_Miscellaneous_Natural Gas_Miscellaneous_E6 | F3 | Industrial | Other Industrial | New | Miscellaneous | Natural Gas | Miscellaneous | E6 | PACT BC Ratio | 0 | 0 | 0 | 0 | 0 | 0 | 0 | 0 | 0 | 0 | 0 | 0 | 0 | 0 | 0 | 0 | 0 | 0 | 0 | 0 | 0 | 0 | 0 | 0 | 0 | 0 | 0 | 0 | 0 | 0
F3_Industrial_Other Industrial_New_Miscellaneous_Natural Gas_Miscellaneous_E7 | F3 | Industrial | Other Industrial | New | Miscellaneous | Natural Gas | Miscellaneous | E7 | PACT BC Ratio | 0 | 0 | 0 | 0 | 0 | 0 | 0 | 0 | 0 | 0 | 0 | 0 | 0 | 0 | 0 | 0 | 0 | 0 | 0 | 0 | 0 | 0 | 0 | 0 | 0 | 0 | 0 | 0 | 0 | 0
F3_Industrial_Other Industrial_New_Miscellaneous_Natural Gas_Miscellaneous_E8 | F3 | Industrial | Other Industrial | New | Miscellaneous | Natural Gas | Miscellaneous | E8 | PACT BC Ratio | 0 | 0 | 0 | 0 | 0 | 0 | 0 | 0 | 0 | 0 | 0 | 0 | 0 | 0 | 0 | 0 | 0 | 0 | 0 | 0 | 0 | 0 | 0 | 0 | 0 | 0 | 0 | 0 | 0 | 0
F3_Industrial_Other Industrial_New_Miscellaneous_Natural Gas_Miscellaneous_E9 | F3 | Industrial | Other Industrial | New | Miscellaneous | Natural Gas | Miscellaneous | E9 | PACT BC Ratio | 0 | 0 | 0 | 0 | 0 | 0 | 0 | 0 | 0 | 0 | 0 | 0 | 0 | 0 | 0 | 0 | 0 | 0 | 0 | 0 | 0 | 0 | 0 | 0 | 0 | 0 | 0 | 0 | 0 | 0
F3_Industrial_Other Industrial_New_Miscellaneous_Natural Gas_Miscellaneous_E10 | F3 | Industrial | Other Industrial | New | Miscellaneous | Natural Gas | Miscellaneous | E10 | PACT BC Ratio | 0 | 0 | 0 | 0 | 0 | 0 | 0 | 0 | 0 | 0 | 0 | 0 | 0 | 0 | 0 | 0 | 0 | 0 | 0 | 0 | 0 | 0 | 0 | 0 | 0 | 0 | 0 | 0 | 0 | 0
F4_Industrial_Other Industrial_New_Miscellaneous_Natural Gas_Miscellaneous_E1 | F4 | Industrial | Other Industrial | New | Miscellaneous | Natural Gas | Miscellaneous | E1 | PCT BC Ratio | 0.9 | 0.9 | 0.9 | 0.9 | 0.9 | 0.9 | 0.9 | 0.9 | 0.9 | 0.9 | 0.9 | 0.9 | 0.9 | 0.9 | 0.9 | 0.9 | 0.9 | 0.9 | 0.9 | 0.9 | 0.9 | 0.9 | 0 | 0 | 0 | 0 | 0 | 0 | 0 | 0
F4_Industrial_Other Industrial_New_Miscellaneous_Natural Gas_Miscellaneous_E2 | F4 | Industrial | Other Industrial | New | Miscellaneous | Natural Gas | Miscellaneous | E2 | PCT BC Ratio | 0 | 0 | 0 | 0 | 0 | 0 | 0 | 0 | 0 | 0 | 0 | 0 | 0 | 0 | 0 | 0 | 0 | 0 | 0 | 0 | 0 | 0 | 0 | 0 | 0 | 0 | 0 | 0 | 0 | 0
F4_Industrial_Other Industrial_New_Miscellaneous_Natural Gas_Miscellaneous_E3 | F4 | Industrial | Other Industrial | New | Miscellaneous | Natural Gas | Miscellaneous | E3 | PCT BC Ratio | 0 | 0 | 0 | 0 | 0 | 0 | 0 | 0 | 0 | 0 | 0 | 0 | 0 | 0 | 0 | 0 | 0 | 0 | 0 | 0 | 0 | 0 | 0 | 0 | 0 | 0 | 0 | 0 | 0 | 0
F4_Industrial_Other Industrial_New_Miscellaneous_Natural Gas_Miscellaneous_E4 | F4 | Industrial | Other Industrial | New | Miscellaneous | Natural Gas | Miscellaneous | E4 | PCT BC Ratio | 0 | 0 | 0 | 0 | 0 | 0 | 0 | 0 | 0 | 0 | 0 | 0 | 0 | 0 | 0 | 0 | 0 | 0 | 0 | 0 | 0 | 0 | 0 | 0 | 0 | 0 | 0 | 0 | 0 | 0
F4_Industrial_Other Industrial_New_Miscellaneous_Natural Gas_Miscellaneous_E5 | F4 | Industrial | Other Industrial | New | Miscellaneous | Natural Gas | Miscellaneous | E5 | PCT BC Ratio | 0 | 0 | 0 | 0 | 0 | 0 | 0 | 0 | 0 | 0 | 0 | 0 | 0 | 0 | 0 | 0 | 0 | 0 | 0 | 0 | 0 | 0 | 0 | 0 | 0 | 0 | 0 | 0 | 0 | 0
F4_Industrial_Other Industrial_New_Miscellaneous_Natural Gas_Miscellaneous_E6 | F4 | Industrial | Other Industrial | New | Miscellaneous | Natural Gas | Miscellaneous | E6 | PCT BC Ratio | 0 | 0 | 0 | 0 | 0 | 0 | 0 | 0 | 0 | 0 | 0 | 0 | 0 | 0 | 0 | 0 | 0 | 0 | 0 | 0 | 0 | 0 | 0 | 0 | 0 | 0 | 0 | 0 | 0 | 0
F4_Industrial_Other Industrial_New_Miscellaneous_Natural Gas_Miscellaneous_E7 | F4 | Industrial | Other Industrial | New | Miscellaneous | Natural Gas | Miscellaneous | E7 | PCT BC Ratio | 0 | 0 | 0 | 0 | 0 | 0 | 0 | 0 | 0 | 0 | 0 | 0 | 0 | 0 | 0 | 0 | 0 | 0 | 0 | 0 | 0 | 0 | 0 | 0 | 0 | 0 | 0 | 0 | 0 | 0
F4_Industrial_Other Industrial_New_Miscellaneous_Natural Gas_Miscellaneous_E8 | F4 | Industrial | Other Industrial | New | Miscellaneous | Natural Gas | Miscellaneous | E8 | PCT BC Ratio | 0 | 0 | 0 | 0 | 0 | 0 | 0 | 0 | 0 | 0 | 0 | 0 | 0 | 0 | 0 | 0 | 0 | 0 | 0 | 0 | 0 | 0 | 0 | 0 | 0 | 0 | 0 | 0 | 0 | 0
F4_Industrial_Other Industrial_New_Miscellaneous_Natural Gas_Miscellaneous_E9 | F4 | Industrial | Other Industrial | New | Miscellaneous | Natural Gas | Miscellaneous | E9 | PCT BC Ratio | 0 | 0 | 0 | 0 | 0 | 0 | 0 | 0 | 0 | 0 | 0 | 0 | 0 | 0 | 0 | 0 | 0 | 0 | 0 | 0 | 0 | 0 | 0 | 0 | 0 | 0 | 0 | 0 | 0 | 0
F4_Industrial_Other Industrial_New_Miscellaneous_Natural Gas_Miscellaneous_E10 | F4 | Industrial | Other Industrial | New | Miscellaneous | Natural Gas | Miscellaneous | E10 | PCT BC Ratio | 0 | 0 | 0 | 0 | 0 | 0 | 0 | 0 | 0 | 0 | 0 | 0 | 0 | 0 | 0 | 0 | 0 | 0 | 0 | 0 | 0 | 0 | 0 | 0 | 0 | 0 | 0 | 0 | 0 | 0
F5_Industrial_Other Industrial_New_Miscellaneous_Natural Gas_Miscellaneous_E1 | F5 | Industrial | Other Industrial | New | Miscellaneous | Natural Gas | Miscellaneous | E1 | RIM BC Ratio | 0.9 | 0.9 | 0.9 | 0.9 | 0.9 | 0.9 | 0.9 | 0.9 | 0.9 | 0.9 | 0.9 | 0.9 | 0.9 | 0.9 | 0.9 | 0.9 | 0.9 | 0.9 | 0.9 | 0.9 | 0.9 | 0.9 | 0 | 0 | 0 | 0 | 0 | 0 | 0 | 0
F5_Industrial_Other Industrial_New_Miscellaneous_Natural Gas_Miscellaneous_E2 | F5 | Industrial | Other Industrial | New | Miscellaneous | Natural Gas | Miscellaneous | E2 | RIM BC Ratio | 0 | 0 | 0 | 0 | 0 | 0 | 0 | 0 | 0 | 0 | 0 | 0 | 0 | 0 | 0 | 0 | 0 | 0 | 0 | 0 | 0 | 0 | 0 | 0 | 0 | 0 | 0 | 0 | 0 | 0
F5_Industrial_Other Industrial_New_Miscellaneous_Natural Gas_Miscellaneous_E3 | F5 | Industrial | Other Industrial | New | Miscellaneous | Natural Gas | Miscellaneous | E3 | RIM BC Ratio | 0 | 0 | 0 | 0 | 0 | 0 | 0 | 0 | 0 | 0 | 0 | 0 | 0 | 0 | 0 | 0 | 0 | 0 | 0 | 0 | 0 | 0 | 0 | 0 | 0 | 0 | 0 | 0 | 0 | 0
F5_Industrial_Other Industrial_New_Miscellaneous_Natural Gas_Miscellaneous_E4 | F5 | Industrial | Other Industrial | New | Miscellaneous | Natural Gas | Miscellaneous | E4 | RIM BC Ratio | 0 | 0 | 0 | 0 | 0 | 0 | 0 | 0 | 0 | 0 | 0 | 0 | 0 | 0 | 0 | 0 | 0 | 0 | 0 | 0 | 0 | 0 | 0 | 0 | 0 | 0 | 0 | 0 | 0 | 0
F5_Industrial_Other Industrial_New_Miscellaneous_Natural Gas_Miscellaneous_E5 | F5 | Industrial | Other Industrial | New | Miscellaneous | Natural Gas | Miscellaneous | E5 | RIM BC Ratio | 0 | 0 | 0 | 0 | 0 | 0 | 0 | 0 | 0 | 0 | 0 | 0 | 0 | 0 | 0 | 0 | 0 | 0 | 0 | 0 | 0 | 0 | 0 | 0 | 0 | 0 | 0 | 0 | 0 | 0
F5_Industrial_Other Industrial_New_Miscellaneous_Natural Gas_Miscellaneous_E6 | F5 | Industrial | Other Industrial | New | Miscellaneous | Natural Gas | Miscellaneous | E6 | RIM BC Ratio | 0 | 0 | 0 | 0 | 0 | 0 | 0 | 0 | 0 | 0 | 0 | 0 | 0 | 0 | 0 | 0 | 0 | 0 | 0 | 0 | 0 | 0 | 0 | 0 | 0 | 0 | 0 | 0 | 0 | 0
F5_Industrial_Other Industrial_New_Miscellaneous_Natural Gas_Miscellaneous_E7 | F5 | Industrial | Other Industrial | New | Miscellaneous | Natural Gas | Miscellaneous | E7 | RIM BC Ratio | 0 | 0 | 0 | 0 | 0 | 0 | 0 | 0 | 0 | 0 | 0 | 0 | 0 | 0 | 0 | 0 | 0 | 0 | 0 | 0 | 0 | 0 | 0 | 0 | 0 | 0 | 0 | 0 | 0 | 0
F5_Industrial_Other Industrial_New_Miscellaneous_Natural Gas_Miscellaneous_E8 | F5 | Industrial | Other Industrial | New | Miscellaneous | Natural Gas | Miscellaneous | E8 | RIM BC Ratio | 0 | 0 | 0 | 0 | 0 | 0 | 0 | 0 | 0 | 0 | 0 | 0 | 0 | 0 | 0 | 0 | 0 | 0 | 0 | 0 | 0 | 0 | 0 | 0 | 0 | 0 | 0 | 0 | 0 | 0
F5_Industrial_Other Industrial_New_Miscellaneous_Natural Gas_Miscellaneous_E9 | F5 | Industrial | Other Industrial | New | Miscellaneous | Natural Gas | Miscellaneous | E9 | RIM BC Ratio | 0 | 0 | 0 | 0 | 0 | 0 | 0 | 0 | 0 | 0 | 0 | 0 | 0 | 0 | 0 | 0 | 0 | 0 | 0 | 0 | 0 | 0 | 0 | 0 | 0 | 0 | 0 | 0 | 0 | 0
F5_Industrial_Other Industrial_New_Miscellaneous_Natural Gas_Miscellaneous_E10 | F5 | Industrial | Other Industrial | New | Miscellaneous | Natural Gas | Miscellaneous | E10 | RIM BC Ratio | 0 | 0 | 0 | 0 | 0 | 0 | 0 | 0 | 0 | 0 | 0 | 0 | 0 | 0 | 0 | 0 | 0 | 0 | 0 | 0 | 0 | 0 | 0 | 0 | 0 | 0 | 0 | 0 | 0 | 0

## System Costs (hidden)
Key | Field | Sector | Segment | Vintage | System | System Label | Label | 2013 | 2014 | 2015 | 2016 | 2017 | 2018 | 2019 | 2020 | 2021 | 2022 | 2023 | 2024 | 2025 | 2026 | 2027 | 2028 | 2029 | 2030 | 2031 | 2032 | 2033 | 2034 | 2035

## System Stock (hidden)
Key | Sector | Segment | Vintage | System | Label | Case | 2013 | 2014 | 2015 | 2016 | 2017 | 2018 | 2019 | 2020 | 2021 | 2022 | 2023 | 2024 | 2025 | 2026 | 2027 | 2028 | 2029 | 2030 | 2031 | 2032 | 2033 | 2034 | 2035

## Equipment Results
Key | Field | Sector | Segment | Vintage | End Use | Fuel | Technology | Case | Label | 2019 | 2020 | 2021 | 2022 | 2023 | 2024 | 2025 | 2026 | 2027 | 2028 | 2029 | 2030 | 2031 | 2032 | 2033 | 2034 | 2035 | 2036 | 2037 | 2038 | 2039 | 2040 | 2041
F1_Industrial_Food Products_Existing_Space Heating_Natural Gas_Furnace_Baseline Forecast | F1 | Industrial | Food Products | Existing | Space Heating | Natural Gas | Furnace | Baseline Forecast | Units | 793.3335 | 779.6553 | 766.213 | 753.0024 | 740.0196 | 727.2607 | 714.7217 | 702.3989 | 690.2886 | 678.3871 | 666.6907 | 655.1961 | 643.8996 | 632.7979 | 621.8876 | 611.1654 | 600.628 | 590.2724 | 580.0953 | 570.0936 | 560.2644 | 550.6047 | 0 | 0 | 0 | 0 | 0 | 0 | 0 | 0
F2_Industrial_Food Products_Existing_Space Heating_Natural Gas_Furnace_Baseline Forecast | F2 | Industrial | Food Products | Existing | Space Heating | Natural Gas | Furnace | Baseline Forecast | Usage (MMtherm) | 0.16499 | 0.16128 | 0.15763 | 0.15406 | 0.15056 | 0.14715 | 0.14382 | 0.14059 | 0.13744 | 0.1344 | 0.13145 | 0.12859 | 0.12584 | 0.12317 | 0.12058 | 0.11807 | 0.11564 | 0.11328 | 0.11099 | 0.10876 | 0.1066 | 0.10449 | 0 | 0 | 0 | 0 | 0 | 0 | 0 | 0
F3_Industrial_Food Products_Existing_Space Heating_Natural Gas_Furnace_Baseline Forecast | F3 | Industrial | Food Products | Existing | Space Heating | Natural Gas | Furnace | Baseline Forecast | Peak Demand (S) | 0 | 0 | 0 | 0 | 0 | 0 | 0 | 0 | 0 | 0 | 0 | 0 | 0 | 0 | 0 | 0 | 0 | 0 | 0 | 0 | 0 | 0 | 0 | 0 | 0 | 0 | 0 | 0 | 0 | 0
F4_Industrial_Food Products_Existing_Space Heating_Natural Gas_Furnace_Baseline Forecast | F4 | Industrial | Food Products | Existing | Space Heating | Natural Gas | Furnace | Baseline Forecast | Peak Demand (W) | 0 | 0 | 0 | 0 | 0 | 0 | 0 | 0 | 0 | 0 | 0 | 0 | 0 | 0 | 0 | 0 | 0 | 0 | 0 | 0 | 0 | 0 | 0 | 0 | 0 | 0 | 0 | 0 | 0 | 0
F5_Industrial_Food Products_Existing_Space Heating_Natural Gas_Furnace_Baseline Forecast | F5 | Industrial | Food Products | Existing | Space Heating | Natural Gas | Furnace | Baseline Forecast | Turnover | 0 | 20.3831 | 21.3573 | 22.2152 | 22.9663 | 23.6194 | 24.1824 | 24.6629 | 25.0678 | 25.4034 | 25.6756 | 25.8898 | 23.9467 | 22.1495 | 20.4872 | 18.9496 | 17.5274 | 16.212 | 14.9953 | 15.0163 | 15.0702 | 15.1489 | 0 | 0 | 0 | 0 | 0 | 0 | 0 | 0
F6_Industrial_Food Products_Existing_Space Heating_Natural Gas_Furnace_Baseline Forecast | F6 | Industrial | Food Products | Existing | Space Heating | Natural Gas | Furnace | Baseline Forecast | Avg. Replacement Usage | 181.9757 | 181.9757 | 181.9757 | 181.9757 | 181.9757 | 181.9757 | 181.9757 | 181.9757 | 181.9757 | 181.9757 | 181.9757 | 181.9757 | 181.9757 | 181.9757 | 181.9757 | 181.9757 | 181.9757 | 181.9757 | 181.9757 | 181.9757 | 181.9757 | 181.9757 | 0 | 0 | 0 | 0 | 0 | 0 | 0 | 0
F7_Industrial_Food Products_Existing_Space Heating_Natural Gas_Furnace_Baseline Forecast | F7 | Industrial | Food Products | Existing | Space Heating | Natural Gas | Furnace | Baseline Forecast | Avg. Replacement Demand (S) | 0 | 0 | 0 | 0 | 0 | 0 | 0 | 0 | 0 | 0 | 0 | 0 | 0 | 0 | 0 | 0 | 0 | 0 | 0 | 0 | 0 | 0 | 0 | 0 | 0 | 0 | 0 | 0 | 0 | 0
F8_Industrial_Food Products_Existing_Space Heating_Natural Gas_Furnace_Baseline Forecast | F8 | Industrial | Food Products | Existing | Space Heating | Natural Gas | Furnace | Baseline Forecast | Avg. Replacement Demand (W) | 0 | 0 | 0 | 0 | 0 | 0 | 0 | 0 | 0 | 0 | 0 | 0 | 0 | 0 | 0 | 0 | 0 | 0 | 0 | 0 | 0 | 0 | 0 | 0 | 0 | 0 | 0 | 0 | 0 | 0
F1_Industrial_Food Products_Existing_Space Heating_Natural Gas_Boiler_Baseline Forecast | F1 | Industrial | Food Products | Existing | Space Heating | Natural Gas | Boiler | Baseline Forecast | Units | 994.3362 | 977.1925 | 960.3443 | 943.7867 | 927.5145 | 911.5229 | 895.807 | 880.362 | 865.1833 | 850.2664 | 835.6066 | 821.1996 | 807.041 | 793.1265 | 779.4519 | 766.0131 | 752.806 | 739.8265 | 727.0709 | 714.5352 | 702.2156 | 690.1085 | 0 | 0 | 0 | 0 | 0 | 0 | 0 | 0
F2_Industrial_Food Products_Existing_Space Heating_Natural Gas_Boiler_Baseline Forecast | F2 | Industrial | Food Products | Existing | Space Heating | Natural Gas | Boiler | Baseline Forecast | Usage (MMtherm) | 0.043267 | 0.042412 | 0.041574 | 0.040755 | 0.039953 | 0.03917 | 0.038404 | 0.037655 | 0.036923 | 0.036209 | 0.03551 | 0.034828 | 0.034162 | 0.033512 | 0.032877 | 0.032256 | 0.031651 | 0.03106 | 0.030483 | 0.029919 | 0.02937 | 0.028833 | 0 | 0 | 0 | 0 | 0 | 0 | 0 | 0
F3_Industrial_Food Products_Existing_Space Heating_Natural Gas_Boiler_Baseline Forecast | F3 | Industrial | Food Products | Existing | Space Heating | Natural Gas | Boiler | Baseline Forecast | Peak Demand (S) | 0 | 0 | 0 | 0 | 0 | 0 | 0 | 0 | 0 | 0 | 0 | 0 | 0 | 0 | 0 | 0 | 0 | 0 | 0 | 0 | 0 | 0 | 0 | 0 | 0 | 0 | 0 | 0 | 0 | 0
F4_Industrial_Food Products_Existing_Space Heating_Natural Gas_Boiler_Baseline Forecast | F4 | Industrial | Food Products | Existing | Space Heating | Natural Gas | Boiler | Baseline Forecast | Peak Demand (W) | 0 | 0 | 0 | 0 | 0 | 0 | 0 | 0 | 0 | 0 | 0 | 0 | 0 | 0 | 0 | 0 | 0 | 0 | 0 | 0 | 0 | 0 | 0 | 0 | 0 | 0 | 0 | 0 | 0 | 0
F5_Industrial_Food Products_Existing_Space Heating_Natural Gas_Boiler_Baseline Forecast | F5 | Industrial | Food Products | Existing | Space Heating | Natural Gas | Boiler | Baseline Forecast | Turnover | 0 | 29.6119 | 29.3659 | 29.096 | 28.8055 | 28.4975 | 28.1747 | 27.8395 | 27.4941 | 27.1402 | 26.7797 | 26.4139 | 26.0442 | 25.6717 | 25.2976 | 24.9225 | 24.5474 | 24.173 | 23.7998 | 23.4284 | 23.0593 | 22.6928 | 0 | 0 | 0 | 0 | 0 | 0 | 0 | 0
F6_Industrial_Food Products_Existing_Space Heating_Natural Gas_Boiler_Baseline Forecast | F6 | Industrial | Food Products | Existing | Space Heating | Natural Gas | Boiler | Baseline Forecast | Avg. Replacement Usage | 41.3393 | 41.3393 | 41.3393 | 41.3393 | 41.3393 | 41.3393 | 41.3393 | 41.3393 | 41.3393 | 41.3393 | 41.3393 | 41.3393 | 41.3393 | 41.3393 | 41.3393 | 41.3393 | 41.3393 | 41.3393 | 41.3393 | 41.3393 | 41.3393 | 41.3393 | 0 | 0 | 0 | 0 | 0 | 0 | 0 | 0
F7_Industrial_Food Products_Existing_Space Heating_Natural Gas_Boiler_Baseline Forecast | F7 | Industrial | Food Products | Existing | Space Heating | Natural Gas | Boiler | Baseline Forecast | Avg. Replacement Demand (S) | 0 | 0 | 0 | 0 | 0 | 0 | 0 | 0 | 0 | 0 | 0 | 0 | 0 | 0 | 0 | 0 | 0 | 0 | 0 | 0 | 0 | 0 | 0 | 0 | 0 | 0 | 0 | 0 | 0 | 0
F8_Industrial_Food Products_Existing_Space Heating_Natural Gas_Boiler_Baseline Forecast | F8 | Industrial | Food Products | Existing | Space Heating | Natural Gas | Boiler | Baseline Forecast | Avg. Replacement Demand (W) | 0 | 0 | 0 | 0 | 0 | 0 | 0 | 0 | 0 | 0 | 0 | 0 | 0 | 0 | 0 | 0 | 0 | 0 | 0 | 0 | 0 | 0 | 0 | 0 | 0 | 0 | 0 | 0 | 0 | 0
F1_Industrial_Food Products_Existing_Space Heating_Natural Gas_Unit Heater_Baseline Forecast | F1 | Industrial | Food Products | Existing | Space Heating | Natural Gas | Unit Heater | Baseline Forecast | Units | 517.6589 | 508.7337 | 499.9624 | 491.3424 | 482.871 | 474.5456 | 466.3638 | 458.323 | 450.4209 | 442.655 | 435.023 | 427.5227 | 420.1516 | 412.9076 | 405.7885 | 398.7921 | 391.9164 | 385.1592 | 378.5185 | 371.9924 | 365.5787 | 359.2756 | 0 | 0 | 0 | 0 | 0 | 0 | 0 | 0
F2_Industrial_Food Products_Existing_Space Heating_Natural Gas_Unit Heater_Baseline Forecast | F2 | Industrial | Food Products | Existing | Space Heating | Natural Gas | Unit Heater | Baseline Forecast | Usage (MMtherm) | 0.21884 | 0.21506 | 0.21136 | 0.20771 | 0.20413 | 0.20061 | 0.19715 | 0.19375 | 0.19041 | 0.18713 | 0.1839 | 0.18073 | 0.17762 | 0.17455 | 0.17154 | 0.16859 | 0.16568 | 0.16282 | 0.16002 | 0.15726 | 0.15455 | 0.15188 | 0 | 0 | 0 | 0 | 0 | 0 | 0 | 0
F3_Industrial_Food Products_Existing_Space Heating_Natural Gas_Unit Heater_Baseline Forecast | F3 | Industrial | Food Products | Existing | Space Heating | Natural Gas | Unit Heater | Baseline Forecast | Peak Demand (S) | 0 | 0 | 0 | 0 | 0 | 0 | 0 | 0 | 0 | 0 | 0 | 0 | 0 | 0 | 0 | 0 | 0 | 0 | 0 | 0 | 0 | 0 | 0 | 0 | 0 | 0 | 0 | 0 | 0 | 0
F4_Industrial_Food Products_Existing_Space Heating_Natural Gas_Unit Heater_Baseline Forecast | F4 | Industrial | Food Products | Existing | Space Heating | Natural Gas | Unit Heater | Baseline Forecast | Peak Demand (W) | 0 | 0 | 0 | 0 | 0 | 0 | 0 | 0 | 0 | 0 | 0 | 0 | 0 | 0 | 0 | 0 | 0 | 0 | 0 | 0 | 0 | 0 | 0 | 0 | 0 | 0 | 0 | 0 | 0 | 0
F5_Industrial_Food Products_Existing_Space Heating_Natural Gas_Unit Heater_Baseline Forecast | F5 | Industrial | Food Products | Existing | Space Heating | Natural Gas | Unit Heater | Baseline Forecast | Turnover | 0 | 0.42823 | 1.2243 | 2.3345 | 3.7116 | 5.3132 | 7.1023 | 9.0459 | 11.1149 | 13.2837 | 15.1635 | 16.7861 | 18.2507 | 19.6282 | 20.9683 | 22.3046 | 23.6586 | 22.2104 | 21.2166 | 20.6182 | 20.3626 | 20.3427 | 0 | 0 | 0 | 0 | 0 | 0 | 0 | 0
F6_Industrial_Food Products_Existing_Space Heating_Natural Gas_Unit Heater_Baseline Forecast | F6 | Industrial | Food Products | Existing | Space Heating | Natural Gas | Unit Heater | Baseline Forecast | Avg. Replacement Usage | 422.7427 | 422.7427 | 422.7427 | 422.7427 | 422.7427 | 422.7427 | 422.7427 | 422.7427 | 422.7427 | 422.7427 | 422.7427 | 422.7427 | 422.7427 | 422.7427 | 422.7427 | 422.7427 | 422.7427 | 422.7427 | 422.7427 | 422.7427 | 422.7427 | 422.7427 | 0 | 0 | 0 | 0 | 0 | 0 | 0 | 0
F7_Industrial_Food Products_Existing_Space Heating_Natural Gas_Unit Heater_Baseline Forecast | F7 | Industrial | Food Products | Existing | Space Heating | Natural Gas | Unit Heater | Baseline Forecast | Avg. Replacement Demand (S) | 0 | 0 | 0 | 0 | 0 | 0 | 0 | 0 | 0 | 0 | 0 | 0 | 0 | 0 | 0 | 0 | 0 | 0 | 0 | 0 | 0 | 0 | 0 | 0 | 0 | 0 | 0 | 0 | 0 | 0
F8_Industrial_Food Products_Existing_Space Heating_Natural Gas_Unit Heater_Baseline Forecast | F8 | Industrial | Food Products | Existing | Space Heating | Natural Gas | Unit Heater | Baseline Forecast | Avg. Replacement Demand (W) | 0 | 0 | 0 | 0 | 0 | 0 | 0 | 0 | 0 | 0 | 0 | 0 | 0 | 0 | 0 | 0 | 0 | 0 | 0 | 0 | 0 | 0 | 0 | 0 | 0 | 0 | 0 | 0 | 0 | 0
F1_Industrial_Food Products_Existing_Process_Natural Gas_Process Boiler_Baseline Forecast | F1 | Industrial | Food Products | Existing | Process | Natural Gas | Process Boiler | Baseline Forecast | Units | 2370.9417 | 2330.0634 | 2289.8899 | 2250.409 | 2211.6089 | 2173.4777 | 2136.0039 | 2099.1763 | 2062.9836 | 2027.4149 | 1992.4595 | 1958.1067 | 1924.3463 | 1891.1679 | 1858.5615 | 1826.5174 | 1795.0257 | 1764.077 | 1733.6618 | 1703.7711 | 1674.3958 | 1645.5269 | 0 | 0 | 0 | 0 | 0 | 0 | 0 | 0
F2_Industrial_Food Products_Existing_Process_Natural Gas_Process Boiler_Baseline Forecast | F2 | Industrial | Food Products | Existing | Process | Natural Gas | Process Boiler | Baseline Forecast | Usage (MMtherm) | 3.745 | 3.6804 | 3.617 | 3.5546 | 3.4933 | 3.4331 | 3.3739 | 3.3157 | 3.2586 | 3.2024 | 3.1472 | 3.0929 | 3.0396 | 2.9872 | 2.9357 | 2.8851 | 2.8353 | 2.7864 | 2.7384 | 2.6912 | 2.6448 | 2.5992 | 0 | 0 | 0 | 0 | 0 | 0 | 0 | 0
F3_Industrial_Food Products_Existing_Process_Natural Gas_Process Boiler_Baseline Forecast | F3 | Industrial | Food Products | Existing | Process | Natural Gas | Process Boiler | Baseline Forecast | Peak Demand (S) | 0 | 0 | 0 | 0 | 0 | 0 | 0 | 0 | 0 | 0 | 0 | 0 | 0 | 0 | 0 | 0 | 0 | 0 | 0 | 0 | 0 | 0 | 0 | 0 | 0 | 0 | 0 | 0 | 0 | 0
F4_Industrial_Food Products_Existing_Process_Natural Gas_Process Boiler_Baseline Forecast | F4 | Industrial | Food Products | Existing | Process | Natural Gas | Process Boiler | Baseline Forecast | Peak Demand (W) | 0 | 0 | 0 | 0 | 0 | 0 | 0 | 0 | 0 | 0 | 0 | 0 | 0 | 0 | 0 | 0 | 0 | 0 | 0 | 0 | 0 | 0 | 0 | 0 | 0 | 0 | 0 | 0 | 0 | 0
F5_Industrial_Food Products_Existing_Process_Natural Gas_Process Boiler_Baseline Forecast | F5 | Industrial | Food Products | Existing | Process | Natural Gas | Process Boiler | Baseline Forecast | Turnover | 0 | 199.7197 | 233.6622 | 261.1262 | 219.9634 | 185.2894 | 156.0812 | 131.4773 | 110.7518 | 93.2934 | 78.587 | 66.1989 | 55.7636 | 46.9733 | 39.5686 | 33.3312 | 28.077 | 23.6511 | 19.9229 | 16.7823 | 14.1368 | 11.9084 | 0 | 0 | 0 | 0 | 0 | 0 | 0 | 0
F6_Industrial_Food Products_Existing_Process_Natural Gas_Process Boiler_Baseline Forecast | F6 | Industrial | Food Products | Existing | Process | Natural Gas | Process Boiler | Baseline Forecast | Avg. Replacement Usage | 1579.5436 | 1579.5436 | 1579.5436 | 1579.5436 | 1579.5436 | 1579.5436 | 1579.5436 | 1579.5436 | 1579.5436 | 1579.5436 | 1579.5436 | 1579.5436 | 1579.5436 | 1579.5436 | 1579.5436 | 1579.5436 | 1579.5436 | 1579.5436 | 1579.5436 | 1579.5436 | 1579.5436 | 1579.5436 | 0 | 0 | 0 | 0 | 0 | 0 | 0 | 0
F7_Industrial_Food Products_Existing_Process_Natural Gas_Process Boiler_Baseline Forecast | F7 | Industrial | Food Products | Existing | Process | Natural Gas | Process Boiler | Baseline Forecast | Avg. Replacement Demand (S) | 0 | 0 | 0 | 0 | 0 | 0 | 0 | 0 | 0 | 0 | 0 | 0 | 0 | 0 | 0 | 0 | 0 | 0 | 0 | 0 | 0 | 0 | 0 | 0 | 0 | 0 | 0 | 0 | 0 | 0
F8_Industrial_Food Products_Existing_Process_Natural Gas_Process Boiler_Baseline Forecast | F8 | Industrial | Food Products | Existing | Process | Natural Gas | Process Boiler | Baseline Forecast | Avg. Replacement Demand (W) | 0 | 0 | 0 | 0 | 0 | 0 | 0 | 0 | 0 | 0 | 0 | 0 | 0 | 0 | 0 | 0 | 0 | 0 | 0 | 0 | 0 | 0 | 0 | 0 | 0 | 0 | 0 | 0 | 0 | 0
F1_Industrial_Food Products_Existing_Process_Natural Gas_Process Heating_Baseline Forecast | F1 | Industrial | Food Products | Existing | Process | Natural Gas | Process Heating | Baseline Forecast | Units | 2370.9417 | 2330.0634 | 2289.8899 | 2250.409 | 2211.6089 | 2173.4777 | 2136.0039 | 2099.1763 | 2062.9836 | 2027.4149 | 1992.4595 | 1958.1067 | 1924.3463 | 1891.1679 | 1858.5615 | 1826.5174 | 1795.0257 | 1764.077 | 1733.6618 | 1703.7711 | 1674.3958 | 1645.5269 | 0 | 0 | 0 | 0 | 0 | 0 | 0 | 0
F2_Industrial_Food Products_Existing_Process_Natural Gas_Process Heating_Baseline Forecast | F2 | Industrial | Food Products | Existing | Process | Natural Gas | Process Heating | Baseline Forecast | Usage (MMtherm) | 2.7426 | 2.6953 | 2.6489 | 2.6032 | 2.5583 | 2.5142 | 2.4709 | 2.4283 | 2.3864 | 2.3452 | 2.3048 | 2.2651 | 2.226 | 2.1876 | 2.1499 | 2.1128 | 2.0764 | 2.0406 | 2.0054 | 1.9709 | 1.9369 | 1.9035 | 0 | 0 | 0 | 0 | 0 | 0 | 0 | 0
F3_Industrial_Food Products_Existing_Process_Natural Gas_Process Heating_Baseline Forecast | F3 | Industrial | Food Products | Existing | Process | Natural Gas | Process Heating | Baseline Forecast | Peak Demand (S) | 0 | 0 | 0 | 0 | 0 | 0 | 0 | 0 | 0 | 0 | 0 | 0 | 0 | 0 | 0 | 0 | 0 | 0 | 0 | 0 | 0 | 0 | 0 | 0 | 0 | 0 | 0 | 0 | 0 | 0
F4_Industrial_Food Products_Existing_Process_Natural Gas_Process Heating_Baseline Forecast | F4 | Industrial | Food Products | Existing | Process | Natural Gas | Process Heating | Baseline Forecast | Peak Demand (W) | 0 | 0 | 0 | 0 | 0 | 0 | 0 | 0 | 0 | 0 | 0 | 0 | 0 | 0 | 0 | 0 | 0 | 0 | 0 | 0 | 0 | 0 | 0 | 0 | 0 | 0 | 0 | 0 | 0 | 0
F5_Industrial_Food Products_Existing_Process_Natural Gas_Process Heating_Baseline Forecast | F5 | Industrial | Food Products | Existing | Process | Natural Gas | Process Heating | Baseline Forecast | Turnover | 0 | 199.7197 | 233.6622 | 261.1262 | 247.0444 | 239.7848 | 237.3935 | 233.4697 | 229.1802 | 225.2425 | 221.3936 | 266.4704 | 264.1607 | 260.2503 | 253.012 | 248.2125 | 244.8007 | 240.56 | 236.2308 | 232.1895 | 228.2153 | 236.2436 | 0 | 0 | 0 | 0 | 0 | 0 | 0 | 0
F6_Industrial_Food Products_Existing_Process_Natural Gas_Process Heating_Baseline Forecast | F6 | Industrial | Food Products | Existing | Process | Natural Gas | Process Heating | Baseline Forecast | Avg. Replacement Usage | 1156.764 | 1156.764 | 1156.764 | 1156.764 | 1156.764 | 1156.764 | 1156.764 | 1156.764 | 1156.764 | 1156.764 | 1156.764 | 1156.764 | 1156.764 | 1156.764 | 1156.764 | 1156.764 | 1156.764 | 1156.764 | 1156.764 | 1156.764 | 1156.764 | 1156.764 | 0 | 0 | 0 | 0 | 0 | 0 | 0 | 0
F7_Industrial_Food Products_Existing_Process_Natural Gas_Process Heating_Baseline Forecast | F7 | Industrial | Food Products | Existing | Process | Natural Gas | Process Heating | Baseline Forecast | Avg. Replacement Demand (S) | 0 | 0 | 0 | 0 | 0 | 0 | 0 | 0 | 0 | 0 | 0 | 0 | 0 | 0 | 0 | 0 | 0 | 0 | 0 | 0 | 0 | 0 | 0 | 0 | 0 | 0 | 0 | 0 | 0 | 0
F8_Industrial_Food Products_Existing_Process_Natural Gas_Process Heating_Baseline Forecast | F8 | Industrial | Food Products | Existing | Process | Natural Gas | Process Heating | Baseline Forecast | Avg. Replacement Demand (W) | 0 | 0 | 0 | 0 | 0 | 0 | 0 | 0 | 0 | 0 | 0 | 0 | 0 | 0 | 0 | 0 | 0 | 0 | 0 | 0 | 0 | 0 | 0 | 0 | 0 | 0 | 0 | 0 | 0 | 0
F1_Industrial_Food Products_Existing_Process_Natural Gas_Process Cooling_Baseline Forecast | F1 | Industrial | Food Products | Existing | Process | Natural Gas | Process Cooling | Baseline Forecast | Units | 2370.9417 | 2330.0634 | 2289.8899 | 2250.409 | 2211.6089 | 2173.4777 | 2136.0039 | 2099.1763 | 2062.9836 | 2027.4149 | 1992.4595 | 1958.1067 | 1924.3463 | 1891.1679 | 1858.5615 | 1826.5174 | 1795.0257 | 1764.077 | 1733.6618 | 1703.7711 | 1674.3958 | 1645.5269 | 0 | 0 | 0 | 0 | 0 | 0 | 0 | 0
F2_Industrial_Food Products_Existing_Process_Natural Gas_Process Cooling_Baseline Forecast | F2 | Industrial | Food Products | Existing | Process | Natural Gas | Process Cooling | Baseline Forecast | Usage (MMtherm) | 0.027016 | 0.02655 | 0.026092 | 0.025643 | 0.025201 | 0.024766 | 0.024339 | 0.023919 | 0.023507 | 0.023102 | 0.022703 | 0.022312 | 0.021927 | 0.021549 | 0.021178 | 0.020813 | 0.020454 | 0.020101 | 0.019754 | 0.019414 | 0.019079 | 0.01875 | 0 | 0 | 0 | 0 | 0 | 0 | 0 | 0
F3_Industrial_Food Products_Existing_Process_Natural Gas_Process Cooling_Baseline Forecast | F3 | Industrial | Food Products | Existing | Process | Natural Gas | Process Cooling | Baseline Forecast | Peak Demand (S) | 0 | 0 | 0 | 0 | 0 | 0 | 0 | 0 | 0 | 0 | 0 | 0 | 0 | 0 | 0 | 0 | 0 | 0 | 0 | 0 | 0 | 0 | 0 | 0 | 0 | 0 | 0 | 0 | 0 | 0
F4_Industrial_Food Products_Existing_Process_Natural Gas_Process Cooling_Baseline Forecast | F4 | Industrial | Food Products | Existing | Process | Natural Gas | Process Cooling | Baseline Forecast | Peak Demand (W) | 0 | 0 | 0 | 0 | 0 | 0 | 0 | 0 | 0 | 0 | 0 | 0 | 0 | 0 | 0 | 0 | 0 | 0 | 0 | 0 | 0 | 0 | 0 | 0 | 0 | 0 | 0 | 0 | 0 | 0
F5_Industrial_Food Products_Existing_Process_Natural Gas_Process Cooling_Baseline Forecast | F5 | Industrial | Food Products | Existing | Process | Natural Gas | Process Cooling | Baseline Forecast | Turnover | 0 | 199.7197 | 233.6622 | 261.1262 | 247.0444 | 239.7848 | 237.3935 | 233.4697 | 229.1802 | 225.2425 | 221.3936 | 266.4704 | 264.1607 | 260.2503 | 253.012 | 248.2125 | 244.8007 | 240.56 | 236.2308 | 232.1895 | 228.2153 | 236.2436 | 0 | 0 | 0 | 0 | 0 | 0 | 0 | 0
F6_Industrial_Food Products_Existing_Process_Natural Gas_Process Cooling_Baseline Forecast | F6 | Industrial | Food Products | Existing | Process | Natural Gas | Process Cooling | Baseline Forecast | Avg. Replacement Usage | 11.3947 | 11.3947 | 11.3947 | 11.3947 | 11.3947 | 11.3947 | 11.3947 | 11.3947 | 11.3947 | 11.3947 | 11.3947 | 11.3947 | 11.3947 | 11.3947 | 11.3947 | 11.3947 | 11.3947 | 11.3947 | 11.3947 | 11.3947 | 11.3947 | 11.3947 | 0 | 0 | 0 | 0 | 0 | 0 | 0 | 0
F7_Industrial_Food Products_Existing_Process_Natural Gas_Process Cooling_Baseline Forecast | F7 | Industrial | Food Products | Existing | Process | Natural Gas | Process Cooling | Baseline Forecast | Avg. Replacement Demand (S) | 0 | 0 | 0 | 0 | 0 | 0 | 0 | 0 | 0 | 0 | 0 | 0 | 0 | 0 | 0 | 0 | 0 | 0 | 0 | 0 | 0 | 0 | 0 | 0 | 0 | 0 | 0 | 0 | 0 | 0
F8_Industrial_Food Products_Existing_Process_Natural Gas_Process Cooling_Baseline Forecast | F8 | Industrial | Food Products | Existing | Process | Natural Gas | Process Cooling | Baseline Forecast | Avg. Replacement Demand (W) | 0 | 0 | 0 | 0 | 0 | 0 | 0 | 0 | 0 | 0 | 0 | 0 | 0 | 0 | 0 | 0 | 0 | 0 | 0 | 0 | 0 | 0 | 0 | 0 | 0 | 0 | 0 | 0 | 0 | 0
F1_Industrial_Food Products_Existing_Process_Natural Gas_Other Process_Baseline Forecast | F1 | Industrial | Food Products | Existing | Process | Natural Gas | Other Process | Baseline Forecast | Units | 2370.9417 | 2330.0634 | 2289.8899 | 2250.409 | 2211.6089 | 2173.4777 | 2136.0039 | 2099.1763 | 2062.9836 | 2027.4149 | 1992.4595 | 1958.1067 | 1924.3463 | 1891.1679 | 1858.5615 | 1826.5174 | 1795.0257 | 1764.077 | 1733.6618 | 1703.7711 | 1674.3958 | 1645.5269 | 0 | 0 | 0 | 0 | 0 | 0 | 0 | 0
F2_Industrial_Food Products_Existing_Process_Natural Gas_Other Process_Baseline Forecast | F2 | Industrial | Food Products | Existing | Process | Natural Gas | Other Process | Baseline Forecast | Usage (MMtherm) | 0.14775 | 0.1452 | 0.1427 | 0.14024 | 0.13782 | 0.13545 | 0.13311 | 0.13082 | 0.12856 | 0.12634 | 0.12417 | 0.12202 | 0.11992 | 0.11785 | 0.11582 | 0.11382 | 0.11186 | 0.10993 | 0.10804 | 0.10618 | 0.10434 | 0.10255 | 0 | 0 | 0 | 0 | 0 | 0 | 0 | 0
F3_Industrial_Food Products_Existing_Process_Natural Gas_Other Process_Baseline Forecast | F3 | Industrial | Food Products | Existing | Process | Natural Gas | Other Process | Baseline Forecast | Peak Demand (S) | 0 | 0 | 0 | 0 | 0 | 0 | 0 | 0 | 0 | 0 | 0 | 0 | 0 | 0 | 0 | 0 | 0 | 0 | 0 | 0 | 0 | 0 | 0 | 0 | 0 | 0 | 0 | 0 | 0 | 0
F4_Industrial_Food Products_Existing_Process_Natural Gas_Other Process_Baseline Forecast | F4 | Industrial | Food Products | Existing | Process | Natural Gas | Other Process | Baseline Forecast | Peak Demand (W) | 0 | 0 | 0 | 0 | 0 | 0 | 0 | 0 | 0 | 0 | 0 | 0 | 0 | 0 | 0 | 0 | 0 | 0 | 0 | 0 | 0 | 0 | 0 | 0 | 0 | 0 | 0 | 0 | 0 | 0
F5_Industrial_Food Products_Existing_Process_Natural Gas_Other Process_Baseline Forecast | F5 | Industrial | Food Products | Existing | Process | Natural Gas | Other Process | Baseline Forecast | Turnover | 0 | 199.7197 | 233.6622 | 261.1262 | 247.0444 | 239.7848 | 237.3935 | 233.4697 | 229.1802 | 225.2425 | 221.3936 | 266.4704 | 264.1607 | 260.2503 | 253.012 | 248.2125 | 244.8007 | 240.56 | 236.2308 | 232.1895 | 228.2153 | 236.2436 | 0 | 0 | 0 | 0 | 0 | 0 | 0 | 0
F6_Industrial_Food Products_Existing_Process_Natural Gas_Other Process_Baseline Forecast | F6 | Industrial | Food Products | Existing | Process | Natural Gas | Other Process | Baseline Forecast | Avg. Replacement Usage | 62.3178 | 62.3178 | 62.3178 | 62.3178 | 62.3178 | 62.3178 | 62.3178 | 62.3178 | 62.3178 | 62.3178 | 62.3178 | 62.3178 | 62.3178 | 62.3178 | 62.3178 | 62.3178 | 62.3178 | 62.3178 | 62.3178 | 62.3178 | 62.3178 | 62.3178 | 0 | 0 | 0 | 0 | 0 | 0 | 0 | 0
F7_Industrial_Food Products_Existing_Process_Natural Gas_Other Process_Baseline Forecast | F7 | Industrial | Food Products | Existing | Process | Natural Gas | Other Process | Baseline Forecast | Avg. Replacement Demand (S) | 0 | 0 | 0 | 0 | 0 | 0 | 0 | 0 | 0 | 0 | 0 | 0 | 0 | 0 | 0 | 0 | 0 | 0 | 0 | 0 | 0 | 0 | 0 | 0 | 0 | 0 | 0 | 0 | 0 | 0
F8_Industrial_Food Products_Existing_Process_Natural Gas_Other Process_Baseline Forecast | F8 | Industrial | Food Products | Existing | Process | Natural Gas | Other Process | Baseline Forecast | Avg. Replacement Demand (W) | 0 | 0 | 0 | 0 | 0 | 0 | 0 | 0 | 0 | 0 | 0 | 0 | 0 | 0 | 0 | 0 | 0 | 0 | 0 | 0 | 0 | 0 | 0 | 0 | 0 | 0 | 0 | 0 | 0 | 0
F1_Industrial_Food Products_Existing_Miscellaneous_Natural Gas_Miscellaneous_Baseline Forecast | F1 | Industrial | Food Products | Existing | Miscellaneous | Natural Gas | Miscellaneous | Baseline Forecast | Units | 2370.9417 | 2330.0634 | 2289.8899 | 2250.409 | 2211.6089 | 2173.4777 | 2136.0039 | 2099.1763 | 2062.9836 | 2027.4149 | 1992.4595 | 1958.1067 | 1924.3463 | 1891.1679 | 1858.5615 | 1826.5174 | 1795.0257 | 1764.077 | 1733.6618 | 1703.7711 | 1674.3958 | 1645.5269 | 0 | 0 | 0 | 0 | 0 | 0 | 0 | 0
F2_Industrial_Food Products_Existing_Miscellaneous_Natural Gas_Miscellaneous_Baseline Forecast | F2 | Industrial | Food Products | Existing | Miscellaneous | Natural Gas | Miscellaneous | Baseline Forecast | Usage (MMtherm) | 0.15397 | 0.15132 | 0.14871 | 0.14615 | 0.14363 | 0.14115 | 0.13872 | 0.13632 | 0.13397 | 0.13166 | 0.12939 | 0.12716 | 0.12497 | 0.12282 | 0.1207 | 0.11862 | 0.11657 | 0.11456 | 0.11259 | 0.11065 | 0.10874 | 0.10686 | 0 | 0 | 0 | 0 | 0 | 0 | 0 | 0
F3_Industrial_Food Products_Existing_Miscellaneous_Natural Gas_Miscellaneous_Baseline Forecast | F3 | Industrial | Food Products | Existing | Miscellaneous | Natural Gas | Miscellaneous | Baseline Forecast | Peak Demand (S) | 0 | 0 | 0 | 0 | 0 | 0 | 0 | 0 | 0 | 0 | 0 | 0 | 0 | 0 | 0 | 0 | 0 | 0 | 0 | 0 | 0 | 0 | 0 | 0 | 0 | 0 | 0 | 0 | 0 | 0
F4_Industrial_Food Products_Existing_Miscellaneous_Natural Gas_Miscellaneous_Baseline Forecast | F4 | Industrial | Food Products | Existing | Miscellaneous | Natural Gas | Miscellaneous | Baseline Forecast | Peak Demand (W) | 0 | 0 | 0 | 0 | 0 | 0 | 0 | 0 | 0 | 0 | 0 | 0 | 0 | 0 | 0 | 0 | 0 | 0 | 0 | 0 | 0 | 0 | 0 | 0 | 0 | 0 | 0 | 0 | 0 | 0
F5_Industrial_Food Products_Existing_Miscellaneous_Natural Gas_Miscellaneous_Baseline Forecast | F5 | Industrial | Food Products | Existing | Miscellaneous | Natural Gas | Miscellaneous | Baseline Forecast | Turnover | 0 | 199.7197 | 233.6622 | 261.1262 | 247.0444 | 239.7848 | 237.3935 | 233.4697 | 229.1802 | 225.2425 | 221.3936 | 266.4704 | 264.1607 | 260.2503 | 253.012 | 248.2125 | 244.8007 | 240.56 | 236.2308 | 232.1895 | 228.2153 | 236.2436 | 0 | 0 | 0 | 0 | 0 | 0 | 0 | 0
F6_Industrial_Food Products_Existing_Miscellaneous_Natural Gas_Miscellaneous_Baseline Forecast | F6 | Industrial | Food Products | Existing | Miscellaneous | Natural Gas | Miscellaneous | Baseline Forecast | Avg. Replacement Usage | 64.9416 | 64.9416 | 64.9416 | 64.9416 | 64.9416 | 64.9416 | 64.9416 | 64.9416 | 64.9416 | 64.9416 | 64.9416 | 64.9416 | 64.9416 | 64.9416 | 64.9416 | 64.9416 | 64.9416 | 64.9416 | 64.9416 | 64.9416 | 64.9416 | 64.9416 | 0 | 0 | 0 | 0 | 0 | 0 | 0 | 0
F7_Industrial_Food Products_Existing_Miscellaneous_Natural Gas_Miscellaneous_Baseline Forecast | F7 | Industrial | Food Products | Existing | Miscellaneous | Natural Gas | Miscellaneous | Baseline Forecast | Avg. Replacement Demand (S) | 0 | 0 | 0 | 0 | 0 | 0 | 0 | 0 | 0 | 0 | 0 | 0 | 0 | 0 | 0 | 0 | 0 | 0 | 0 | 0 | 0 | 0 | 0 | 0 | 0 | 0 | 0 | 0 | 0 | 0
F8_Industrial_Food Products_Existing_Miscellaneous_Natural Gas_Miscellaneous_Baseline Forecast | F8 | Industrial | Food Products | Existing | Miscellaneous | Natural Gas | Miscellaneous | Baseline Forecast | Avg. Replacement Demand (W) | 0 | 0 | 0 | 0 | 0 | 0 | 0 | 0 | 0 | 0 | 0 | 0 | 0 | 0 | 0 | 0 | 0 | 0 | 0 | 0 | 0 | 0 | 0 | 0 | 0 | 0 | 0 | 0 | 0 | 0
F1_Industrial_Food Products_New_Space Heating_Natural Gas_Furnace_Baseline Forecast | F1 | Industrial | Food Products | New | Space Heating | Natural Gas | Furnace | Baseline Forecast | Units | 0 | 41.3926 | 42.3837 | 73.9675 | 105.4738 | 140.7874 | 162.0547 | 186.7432 | 211.1206 | 238.5413 | 258.9642 | 282.4532 | 305.6307 | 332.5173 | 350.7653 | 372.9433 | 395.1044 | 420.903 | 437.9437 | 458.9419 | 479.3682 | 499.7341 | 0 | 0 | 0 | 0 | 0 | 0 | 0 | 0
F2_Industrial_Food Products_New_Space Heating_Natural Gas_Furnace_Baseline Forecast | F2 | Industrial | Food Products | New | Space Heating | Natural Gas | Furnace | Baseline Forecast | Usage (MMtherm) | 0 | 0.0075329 | 0.0077133 | 0.013461 | 0.019195 | 0.025622 | 0.029492 | 0.033985 | 0.038421 | 0.043411 | 0.047128 | 0.051403 | 0.055621 | 0.060514 | 0.063835 | 0.067871 | 0.071904 | 0.076599 | 0.0797 | 0.083522 | 0.087239 | 0.090945 | 0 | 0 | 0 | 0 | 0 | 0 | 0 | 0
F3_Industrial_Food Products_New_Space Heating_Natural Gas_Furnace_Baseline Forecast | F3 | Industrial | Food Products | New | Space Heating | Natural Gas | Furnace | Baseline Forecast | Peak Demand (S) | 0 | 0 | 0 | 0 | 0 | 0 | 0 | 0 | 0 | 0 | 0 | 0 | 0 | 0 | 0 | 0 | 0 | 0 | 0 | 0 | 0 | 0 | 0 | 0 | 0 | 0 | 0 | 0 | 0 | 0
F4_Industrial_Food Products_New_Space Heating_Natural Gas_Furnace_Baseline Forecast | F4 | Industrial | Food Products | New | Space Heating | Natural Gas | Furnace | Baseline Forecast | Peak Demand (W) | 0 | 0 | 0 | 0 | 0 | 0 | 0 | 0 | 0 | 0 | 0 | 0 | 0 | 0 | 0 | 0 | 0 | 0 | 0 | 0 | 0 | 0 | 0 | 0 | 0 | 0 | 0 | 0 | 0 | 0
F5_Industrial_Food Products_New_Space Heating_Natural Gas_Furnace_Baseline Forecast | F5 | Industrial | Food Products | New | Space Heating | Natural Gas | Furnace | Baseline Forecast | Turnover | 0 | 41.3926 | 0.99107 | 31.5839 | 31.5063 | 35.3136 | 21.2673 | 24.6885 | 24.3774 | 27.4208 | 20.4228 | 23.4891 | 23.1775 | 26.8866 | 18.248 | 22.1779 | 22.1611 | 25.7986 | 17.0407 | 24.1822 | 23.4416 | 25.5789 | 0 | 0 | 0 | 0 | 0 | 0 | 0 | 0
F6_Industrial_Food Products_New_Space Heating_Natural Gas_Furnace_Baseline Forecast | F6 | Industrial | Food Products | New | Space Heating | Natural Gas | Furnace | Baseline Forecast | Avg. Replacement Usage | 181.9872 | 181.9872 | 181.9872 | 181.9872 | 181.9872 | 181.9872 | 181.9872 | 181.9872 | 181.9872 | 181.9872 | 181.9872 | 181.9872 | 181.9872 | 181.9872 | 181.9872 | 181.9872 | 181.9872 | 181.9872 | 181.9872 | 181.9872 | 181.9872 | 181.9872 | 0 | 0 | 0 | 0 | 0 | 0 | 0 | 0
F7_Industrial_Food Products_New_Space Heating_Natural Gas_Furnace_Baseline Forecast | F7 | Industrial | Food Products | New | Space Heating | Natural Gas | Furnace | Baseline Forecast | Avg. Replacement Demand (S) | 0 | 0 | 0 | 0 | 0 | 0 | 0 | 0 | 0 | 0 | 0 | 0 | 0 | 0 | 0 | 0 | 0 | 0 | 0 | 0 | 0 | 0 | 0 | 0 | 0 | 0 | 0 | 0 | 0 | 0
F8_Industrial_Food Products_New_Space Heating_Natural Gas_Furnace_Baseline Forecast | F8 | Industrial | Food Products | New | Space Heating | Natural Gas | Furnace | Baseline Forecast | Avg. Replacement Demand (W) | 0 | 0 | 0 | 0 | 0 | 0 | 0 | 0 | 0 | 0 | 0 | 0 | 0 | 0 | 0 | 0 | 0 | 0 | 0 | 0 | 0 | 0 | 0 | 0 | 0 | 0 | 0 | 0 | 0 | 0
F1_Industrial_Food Products_New_Space Heating_Natural Gas_Boiler_Baseline Forecast | F1 | Industrial | Food Products | New | Space Heating | Natural Gas | Boiler | Baseline Forecast | Units | 0 | 51.88 | 53.1222 | 92.7083 | 132.1972 | 176.458 | 203.1137 | 234.0574 | 264.6111 | 298.9793 | 324.5765 | 354.0169 | 383.0668 | 416.7655 | 439.6369 | 467.4339 | 495.2099 | 527.5449 | 548.9031 | 575.2215 | 600.8231 | 626.3491 | 0 | 0 | 0 | 0 | 0 | 0 | 0 | 0
F2_Industrial_Food Products_New_Space Heating_Natural Gas_Boiler_Baseline Forecast | F2 | Industrial | Food Products | New | Space Heating | Natural Gas | Boiler | Baseline Forecast | Usage (MMtherm) | 0 | 0.0021445 | 0.0021958 | 0.0038321 | 0.0054644 | 0.0072939 | 0.0083958 | 0.0096748 | 0.010938 | 0.012358 | 0.013416 | 0.014633 | 0.015834 | 0.017227 | 0.018173 | 0.019322 | 0.02047 | 0.021806 | 0.022689 | 0.023777 | 0.024835 | 0.02589 | 0 | 0 | 0 | 0 | 0 | 0 | 0 | 0
F3_Industrial_Food Products_New_Space Heating_Natural Gas_Boiler_Baseline Forecast | F3 | Industrial | Food Products | New | Space Heating | Natural Gas | Boiler | Baseline Forecast | Peak Demand (S) | 0 | 0 | 0 | 0 | 0 | 0 | 0 | 0 | 0 | 0 | 0 | 0 | 0 | 0 | 0 | 0 | 0 | 0 | 0 | 0 | 0 | 0 | 0 | 0 | 0 | 0 | 0 | 0 | 0 | 0
F4_Industrial_Food Products_New_Space Heating_Natural Gas_Boiler_Baseline Forecast | F4 | Industrial | Food Products | New | Space Heating | Natural Gas | Boiler | Baseline Forecast | Peak Demand (W) | 0 | 0 | 0 | 0 | 0 | 0 | 0 | 0 | 0 | 0 | 0 | 0 | 0 | 0 | 0 | 0 | 0 | 0 | 0 | 0 | 0 | 0 | 0 | 0 | 0 | 0 | 0 | 0 | 0 | 0
F5_Industrial_Food Products_New_Space Heating_Natural Gas_Boiler_Baseline Forecast | F5 | Industrial | Food Products | New | Space Heating | Natural Gas | Boiler | Baseline Forecast | Turnover | 0 | 51.88 | 1.2422 | 39.5861 | 39.4889 | 44.2608 | 26.6557 | 30.9437 | 30.5537 | 34.3682 | 25.5973 | 29.4404 | 29.0499 | 33.6987 | 22.8714 | 27.797 | 27.776 | 32.335 | 21.3582 | 26.3184 | 25.6016 | 25.526 | 0 | 0 | 0 | 0 | 0 | 0 | 0 | 0
F6_Industrial_Food Products_New_Space Heating_Natural Gas_Boiler_Baseline Forecast | F6 | Industrial | Food Products | New | Space Heating | Natural Gas | Boiler | Baseline Forecast | Avg. Replacement Usage | 41.3353 | 41.3353 | 41.3353 | 41.3353 | 41.3353 | 41.3353 | 41.3353 | 41.3353 | 41.3353 | 41.3353 | 41.3353 | 41.3353 | 41.3353 | 41.3353 | 41.3353 | 41.3353 | 41.3353 | 41.3353 | 41.3353 | 41.3353 | 41.3353 | 41.3353 | 0 | 0 | 0 | 0 | 0 | 0 | 0 | 0
F7_Industrial_Food Products_New_Space Heating_Natural Gas_Boiler_Baseline Forecast | F7 | Industrial | Food Products | New | Space Heating | Natural Gas | Boiler | Baseline Forecast | Avg. Replacement Demand (S) | 0 | 0 | 0 | 0 | 0 | 0 | 0 | 0 | 0 | 0 | 0 | 0 | 0 | 0 | 0 | 0 | 0 | 0 | 0 | 0 | 0 | 0 | 0 | 0 | 0 | 0 | 0 | 0 | 0 | 0
F8_Industrial_Food Products_New_Space Heating_Natural Gas_Boiler_Baseline Forecast | F8 | Industrial | Food Products | New | Space Heating | Natural Gas | Boiler | Baseline Forecast | Avg. Replacement Demand (W) | 0 | 0 | 0 | 0 | 0 | 0 | 0 | 0 | 0 | 0 | 0 | 0 | 0 | 0 | 0 | 0 | 0 | 0 | 0 | 0 | 0 | 0 | 0 | 0 | 0 | 0 | 0 | 0 | 0 | 0
F1_Industrial_Food Products_New_Space Heating_Natural Gas_Unit Heater_Baseline Forecast | F1 | Industrial | Food Products | New | Space Heating | Natural Gas | Unit Heater | Baseline Forecast | Units | 0 | 27.0091 | 27.6558 | 48.2646 | 68.8228 | 91.8653 | 105.7425 | 121.852 | 137.7585 | 155.6509 | 168.977 | 184.3038 | 199.4274 | 216.9712 | 228.8783 | 243.3496 | 257.81 | 274.6438 | 285.7631 | 299.4646 | 312.793 | 326.082 | 0 | 0 | 0 | 0 | 0 | 0 | 0 | 0
F2_Industrial_Food Products_New_Space Heating_Natural Gas_Unit Heater_Baseline Forecast | F2 | Industrial | Food Products | New | Space Heating | Natural Gas | Unit Heater | Baseline Forecast | Usage (MMtherm) | 0 | 0.011418 | 0.011691 | 0.020404 | 0.029094 | 0.038835 | 0.044702 | 0.051512 | 0.058236 | 0.0658 | 0.071434 | 0.077913 | 0.084306 | 0.091723 | 0.096757 | 0.10287 | 0.10899 | 0.1161 | 0.1208 | 0.1266 | 0.13223 | 0.13785 | 0 | 0 | 0 | 0 | 0 | 0 | 0 | 0
F3_Industrial_Food Products_New_Space Heating_Natural Gas_Unit Heater_Baseline Forecast | F3 | Industrial | Food Products | New | Space Heating | Natural Gas | Unit Heater | Baseline Forecast | Peak Demand (S) | 0 | 0 | 0 | 0 | 0 | 0 | 0 | 0 | 0 | 0 | 0 | 0 | 0 | 0 | 0 | 0 | 0 | 0 | 0 | 0 | 0 | 0 | 0 | 0 | 0 | 0 | 0 | 0 | 0 | 0
F4_Industrial_Food Products_New_Space Heating_Natural Gas_Unit Heater_Baseline Forecast | F4 | Industrial | Food Products | New | Space Heating | Natural Gas | Unit Heater | Baseline Forecast | Peak Demand (W) | 0 | 0 | 0 | 0 | 0 | 0 | 0 | 0 | 0 | 0 | 0 | 0 | 0 | 0 | 0 | 0 | 0 | 0 | 0 | 0 | 0 | 0 | 0 | 0 | 0 | 0 | 0 | 0 | 0 | 0
F5_Industrial_Food Products_New_Space Heating_Natural Gas_Unit Heater_Baseline Forecast | F5 | Industrial | Food Products | New | Space Heating | Natural Gas | Unit Heater | Baseline Forecast | Turnover | 0 | 27.0091 | 0.64669 | 20.6088 | 20.5582 | 23.0425 | 13.8771 | 16.1095 | 15.9065 | 17.8923 | 13.3261 | 15.3269 | 20.5254 | 21.9946 | 19.5894 | 24.7289 | 27.2749 | 36.9412 | 23.5163 | 32.0334 | 31.5591 | 31.19 | 0 | 0 | 0 | 0 | 0 | 0 | 0 | 0
F6_Industrial_Food Products_New_Space Heating_Natural Gas_Unit Heater_Baseline Forecast | F6 | Industrial | Food Products | New | Space Heating | Natural Gas | Unit Heater | Baseline Forecast | Avg. Replacement Usage | 422.7427 | 422.7427 | 422.7427 | 422.7427 | 422.7427 | 422.7427 | 422.7427 | 422.7427 | 422.7427 | 422.7427 | 422.7427 | 422.7427 | 422.7427 | 422.7427 | 422.7427 | 422.7427 | 422.7427 | 422.7427 | 422.7427 | 422.7427 | 422.7427 | 422.7427 | 0 | 0 | 0 | 0 | 0 | 0 | 0 | 0
F7_Industrial_Food Products_New_Space Heating_Natural Gas_Unit Heater_Baseline Forecast | F7 | Industrial | Food Products | New | Space Heating | Natural Gas | Unit Heater | Baseline Forecast | Avg. Replacement Demand (S) | 0 | 0 | 0 | 0 | 0 | 0 | 0 | 0 | 0 | 0 | 0 | 0 | 0 | 0 | 0 | 0 | 0 | 0 | 0 | 0 | 0 | 0 | 0 | 0 | 0 | 0 | 0 | 0 | 0 | 0
F8_Industrial_Food Products_New_Space Heating_Natural Gas_Unit Heater_Baseline Forecast | F8 | Industrial | Food Products | New | Space Heating | Natural Gas | Unit Heater | Baseline Forecast | Avg. Replacement Demand (W) | 0 | 0 | 0 | 0 | 0 | 0 | 0 | 0 | 0 | 0 | 0 | 0 | 0 | 0 | 0 | 0 | 0 | 0 | 0 | 0 | 0 | 0 | 0 | 0 | 0 | 0 | 0 | 0 | 0 | 0
F1_Industrial_Food Products_New_Process_Natural Gas_Process Boiler_Baseline Forecast | F1 | Industrial | Food Products | New | Process | Natural Gas | Process Boiler | Baseline Forecast | Units | 0 | 123.7051 | 126.6671 | 221.058 | 315.2171 | 420.7547 | 484.3137 | 558.0973 | 630.951 | 712.9002 | 773.9355 | 844.1344 | 913.4023 | 993.7551 | 1048.2907 | 1114.5713 | 1180.8016 | 1257.9028 | 1308.8303 | 1371.5851 | 1432.6307 | 1493.496 | 0 | 0 | 0 | 0 | 0 | 0 | 0 | 0
F2_Industrial_Food Products_New_Process_Natural Gas_Process Boiler_Baseline Forecast | F2 | Industrial | Food Products | New | Process | Natural Gas | Process Boiler | Baseline Forecast | Usage (MMtherm) | 0 | 0.1954 | 0.20008 | 0.34917 | 0.4979 | 0.6646 | 0.76499 | 0.88154 | 0.99661 | 1.1261 | 1.2225 | 1.3333 | 1.4428 | 1.5697 | 1.6558 | 1.7605 | 1.8651 | 1.9869 | 2.0674 | 2.1665 | 2.2629 | 2.359 | 0 | 0 | 0 | 0 | 0 | 0 | 0 | 0
F3_Industrial_Food Products_New_Process_Natural Gas_Process Boiler_Baseline Forecast | F3 | Industrial | Food Products | New | Process | Natural Gas | Process Boiler | Baseline Forecast | Peak Demand (S) | 0 | 0 | 0 | 0 | 0 | 0 | 0 | 0 | 0 | 0 | 0 | 0 | 0 | 0 | 0 | 0 | 0 | 0 | 0 | 0 | 0 | 0 | 0 | 0 | 0 | 0 | 0 | 0 | 0 | 0
F4_Industrial_Food Products_New_Process_Natural Gas_Process Boiler_Baseline Forecast | F4 | Industrial | Food Products | New | Process | Natural Gas | Process Boiler | Baseline Forecast | Peak Demand (W) | 0 | 0 | 0 | 0 | 0 | 0 | 0 | 0 | 0 | 0 | 0 | 0 | 0 | 0 | 0 | 0 | 0 | 0 | 0 | 0 | 0 | 0 | 0 | 0 | 0 | 0 | 0 | 0 | 0 | 0
F5_Industrial_Food Products_New_Process_Natural Gas_Process Boiler_Baseline Forecast | F5 | Industrial | Food Products | New | Process | Natural Gas | Process Boiler | Baseline Forecast | Turnover | 0 | 123.7051 | 2.9619 | 94.3909 | 94.1591 | 105.5376 | 63.5591 | 73.7836 | 72.8537 | 81.9492 | 61.0353 | 70.199 | 69.2679 | 80.3527 | 54.5357 | 66.2805 | 66.2304 | 77.1011 | 50.9275 | 62.7548 | 61.0456 | 60.8653 | 0 | 0 | 0 | 0 | 0 | 0 | 0 | 0
F6_Industrial_Food Products_New_Process_Natural Gas_Process Boiler_Baseline Forecast | F6 | Industrial | Food Products | New | Process | Natural Gas | Process Boiler | Baseline Forecast | Avg. Replacement Usage | 1579.5436 | 1579.5436 | 1579.5436 | 1579.5436 | 1579.5436 | 1579.5436 | 1579.5436 | 1579.5436 | 1579.5436 | 1579.5436 | 1579.5436 | 1579.5436 | 1579.5436 | 1579.5436 | 1579.5436 | 1579.5436 | 1579.5436 | 1579.5436 | 1579.5436 | 1579.5436 | 1579.5436 | 1579.5436 | 0 | 0 | 0 | 0 | 0 | 0 | 0 | 0
F7_Industrial_Food Products_New_Process_Natural Gas_Process Boiler_Baseline Forecast | F7 | Industrial | Food Products | New | Process | Natural Gas | Process Boiler | Baseline Forecast | Avg. Replacement Demand (S) | 0 | 0 | 0 | 0 | 0 | 0 | 0 | 0 | 0 | 0 | 0 | 0 | 0 | 0 | 0 | 0 | 0 | 0 | 0 | 0 | 0 | 0 | 0 | 0 | 0 | 0 | 0 | 0 | 0 | 0
F8_Industrial_Food Products_New_Process_Natural Gas_Process Boiler_Baseline Forecast | F8 | Industrial | Food Products | New | Process | Natural Gas | Process Boiler | Baseline Forecast | Avg. Replacement Demand (W) | 0 | 0 | 0 | 0 | 0 | 0 | 0 | 0 | 0 | 0 | 0 | 0 | 0 | 0 | 0 | 0 | 0 | 0 | 0 | 0 | 0 | 0 | 0 | 0 | 0 | 0 | 0 | 0 | 0 | 0
F1_Industrial_Food Products_New_Process_Natural Gas_Process Heating_Baseline Forecast | F1 | Industrial | Food Products | New | Process | Natural Gas | Process Heating | Baseline Forecast | Units | 0 | 123.7051 | 126.6671 | 221.058 | 315.2171 | 420.7547 | 484.3137 | 558.0973 | 630.951 | 712.9002 | 773.9355 | 844.1344 | 913.4023 | 993.7551 | 1048.2907 | 1114.5713 | 1180.8016 | 1257.9028 | 1308.8303 | 1371.5851 | 1432.6307 | 1493.496 | 0 | 0 | 0 | 0 | 0 | 0 | 0 | 0
F2_Industrial_Food Products_New_Process_Natural Gas_Process Heating_Baseline Forecast | F2 | Industrial | Food Products | New | Process | Natural Gas | Process Heating | Baseline Forecast | Usage (MMtherm) | 0 | 0.1431 | 0.14652 | 0.25571 | 0.36463 | 0.48671 | 0.56024 | 0.64559 | 0.72986 | 0.82466 | 0.89526 | 0.97646 | 1.0566 | 1.1495 | 1.2126 | 1.2893 | 1.3659 | 1.4551 | 1.514 | 1.5866 | 1.6572 | 1.7276 | 0 | 0 | 0 | 0 | 0 | 0 | 0 | 0
F3_Industrial_Food Products_New_Process_Natural Gas_Process Heating_Baseline Forecast | F3 | Industrial | Food Products | New | Process | Natural Gas | Process Heating | Baseline Forecast | Peak Demand (S) | 0 | 0 | 0 | 0 | 0 | 0 | 0 | 0 | 0 | 0 | 0 | 0 | 0 | 0 | 0 | 0 | 0 | 0 | 0 | 0 | 0 | 0 | 0 | 0 | 0 | 0 | 0 | 0 | 0 | 0
F4_Industrial_Food Products_New_Process_Natural Gas_Process Heating_Baseline Forecast | F4 | Industrial | Food Products | New | Process | Natural Gas | Process Heating | Baseline Forecast | Peak Demand (W) | 0 | 0 | 0 | 0 | 0 | 0 | 0 | 0 | 0 | 0 | 0 | 0 | 0 | 0 | 0 | 0 | 0 | 0 | 0 | 0 | 0 | 0 | 0 | 0 | 0 | 0 | 0 | 0 | 0 | 0
F5_Industrial_Food Products_New_Process_Natural Gas_Process Heating_Baseline Forecast | F5 | Industrial | Food Products | New | Process | Natural Gas | Process Heating | Baseline Forecast | Turnover | 0 | 123.7051 | 2.9619 | 94.3909 | 111.8313 | 121.1083 | 90.3898 | 112.7572 | 123.5609 | 138.3253 | 125.4659 | 179.1191 | 147.2094 | 191.7219 | 180.6648 | 198.124 | 197.6778 | 222.0966 | 206.6605 | 228.7816 | 231.3357 | 251.9834 | 0 | 0 | 0 | 0 | 0 | 0 | 0 | 0
F6_Industrial_Food Products_New_Process_Natural Gas_Process Heating_Baseline Forecast | F6 | Industrial | Food Products | New | Process | Natural Gas | Process Heating | Baseline Forecast | Avg. Replacement Usage | 1156.764 | 1156.764 | 1156.764 | 1156.764 | 1156.764 | 1156.764 | 1156.764 | 1156.764 | 1156.764 | 1156.764 | 1156.764 | 1156.764 | 1156.764 | 1156.764 | 1156.764 | 1156.764 | 1156.764 | 1156.764 | 1156.764 | 1156.764 | 1156.764 | 1156.764 | 0 | 0 | 0 | 0 | 0 | 0 | 0 | 0
F7_Industrial_Food Products_New_Process_Natural Gas_Process Heating_Baseline Forecast | F7 | Industrial | Food Products | New | Process | Natural Gas | Process Heating | Baseline Forecast | Avg. Replacement Demand (S) | 0 | 0 | 0 | 0 | 0 | 0 | 0 | 0 | 0 | 0 | 0 | 0 | 0 | 0 | 0 | 0 | 0 | 0 | 0 | 0 | 0 | 0 | 0 | 0 | 0 | 0 | 0 | 0 | 0 | 0
F8_Industrial_Food Products_New_Process_Natural Gas_Process Heating_Baseline Forecast | F8 | Industrial | Food Products | New | Process | Natural Gas | Process Heating | Baseline Forecast | Avg. Replacement Demand (W) | 0 | 0 | 0 | 0 | 0 | 0 | 0 | 0 | 0 | 0 | 0 | 0 | 0 | 0 | 0 | 0 | 0 | 0 | 0 | 0 | 0 | 0 | 0 | 0 | 0 | 0 | 0 | 0 | 0 | 0
F1_Industrial_Food Products_New_Process_Natural Gas_Process Cooling_Baseline Forecast | F1 | Industrial | Food Products | New | Process | Natural Gas | Process Cooling | Baseline Forecast | Units | 0 | 123.7051 | 126.6671 | 221.058 | 315.2171 | 420.7547 | 484.3137 | 558.0973 | 630.951 | 712.9002 | 773.9355 | 844.1344 | 913.4023 | 993.7551 | 1048.2907 | 1114.5713 | 1180.8016 | 1257.9028 | 1308.8303 | 1371.5851 | 1432.6307 | 1493.496 | 0 | 0 | 0 | 0 | 0 | 0 | 0 | 0
F2_Industrial_Food Products_New_Process_Natural Gas_Process Cooling_Baseline Forecast | F2 | Industrial | Food Products | New | Process | Natural Gas | Process Cooling | Baseline Forecast | Usage (MMtherm) | 0 | 0.0014096 | 0.0014433 | 0.0025189 | 0.0035918 | 0.0047944 | 0.0055186 | 0.0063593 | 0.0071895 | 0.0081232 | 0.0088187 | 0.0096186 | 0.010408 | 0.011323 | 0.011945 | 0.0127 | 0.013455 | 0.014333 | 0.014914 | 0.015629 | 0.016324 | 0.017018 | 0 | 0 | 0 | 0 | 0 | 0 | 0 | 0
F3_Industrial_Food Products_New_Process_Natural Gas_Process Cooling_Baseline Forecast | F3 | Industrial | Food Products | New | Process | Natural Gas | Process Cooling | Baseline Forecast | Peak Demand (S) | 0 | 0 | 0 | 0 | 0 | 0 | 0 | 0 | 0 | 0 | 0 | 0 | 0 | 0 | 0 | 0 | 0 | 0 | 0 | 0 | 0 | 0 | 0 | 0 | 0 | 0 | 0 | 0 | 0 | 0
F4_Industrial_Food Products_New_Process_Natural Gas_Process Cooling_Baseline Forecast | F4 | Industrial | Food Products | New | Process | Natural Gas | Process Cooling | Baseline Forecast | Peak Demand (W) | 0 | 0 | 0 | 0 | 0 | 0 | 0 | 0 | 0 | 0 | 0 | 0 | 0 | 0 | 0 | 0 | 0 | 0 | 0 | 0 | 0 | 0 | 0 | 0 | 0 | 0 | 0 | 0 | 0 | 0
F5_Industrial_Food Products_New_Process_Natural Gas_Process Cooling_Baseline Forecast | F5 | Industrial | Food Products | New | Process | Natural Gas | Process Cooling | Baseline Forecast | Turnover | 0 | 123.7051 | 2.9619 | 94.3909 | 111.8313 | 121.1083 | 90.3898 | 112.7572 | 123.5609 | 138.3253 | 125.4659 | 179.1191 | 147.2094 | 191.7219 | 180.6648 | 198.124 | 197.6778 | 222.0966 | 206.6605 | 228.7816 | 231.3357 | 251.9834 | 0 | 0 | 0 | 0 | 0 | 0 | 0 | 0
F6_Industrial_Food Products_New_Process_Natural Gas_Process Cooling_Baseline Forecast | F6 | Industrial | Food Products | New | Process | Natural Gas | Process Cooling | Baseline Forecast | Avg. Replacement Usage | 11.3947 | 11.3947 | 11.3947 | 11.3947 | 11.3947 | 11.3947 | 11.3947 | 11.3947 | 11.3947 | 11.3947 | 11.3947 | 11.3947 | 11.3947 | 11.3947 | 11.3947 | 11.3947 | 11.3947 | 11.3947 | 11.3947 | 11.3947 | 11.3947 | 11.3947 | 0 | 0 | 0 | 0 | 0 | 0 | 0 | 0
F7_Industrial_Food Products_New_Process_Natural Gas_Process Cooling_Baseline Forecast | F7 | Industrial | Food Products | New | Process | Natural Gas | Process Cooling | Baseline Forecast | Avg. Replacement Demand (S) | 0 | 0 | 0 | 0 | 0 | 0 | 0 | 0 | 0 | 0 | 0 | 0 | 0 | 0 | 0 | 0 | 0 | 0 | 0 | 0 | 0 | 0 | 0 | 0 | 0 | 0 | 0 | 0 | 0 | 0
F8_Industrial_Food Products_New_Process_Natural Gas_Process Cooling_Baseline Forecast | F8 | Industrial | Food Products | New | Process | Natural Gas | Process Cooling | Baseline Forecast | Avg. Replacement Demand (W) | 0 | 0 | 0 | 0 | 0 | 0 | 0 | 0 | 0 | 0 | 0 | 0 | 0 | 0 | 0 | 0 | 0 | 0 | 0 | 0 | 0 | 0 | 0 | 0 | 0 | 0 | 0 | 0 | 0 | 0
F1_Industrial_Food Products_New_Process_Natural Gas_Other Process_Baseline Forecast | F1 | Industrial | Food Products | New | Process | Natural Gas | Other Process | Baseline Forecast | Units | 0 | 123.7051 | 126.6671 | 221.058 | 315.2171 | 420.7547 | 484.3137 | 558.0973 | 630.951 | 712.9002 | 773.9355 | 844.1344 | 913.4023 | 993.7551 | 1048.2907 | 1114.5713 | 1180.8016 | 1257.9028 | 1308.8303 | 1371.5851 | 1432.6307 | 1493.496 | 0 | 0 | 0 | 0 | 0 | 0 | 0 | 0
F2_Industrial_Food Products_New_Process_Natural Gas_Other Process_Baseline Forecast | F2 | Industrial | Food Products | New | Process | Natural Gas | Other Process | Baseline Forecast | Usage (MMtherm) | 0 | 0.007709 | 0.0078936 | 0.013776 | 0.019644 | 0.026221 | 0.030181 | 0.034779 | 0.039319 | 0.044426 | 0.04823 | 0.052605 | 0.056921 | 0.061929 | 0.065327 | 0.069458 | 0.073585 | 0.07839 | 0.081563 | 0.085474 | 0.089278 | 0.093071 | 0 | 0 | 0 | 0 | 0 | 0 | 0 | 0
F3_Industrial_Food Products_New_Process_Natural Gas_Other Process_Baseline Forecast | F3 | Industrial | Food Products | New | Process | Natural Gas | Other Process | Baseline Forecast | Peak Demand (S) | 0 | 0 | 0 | 0 | 0 | 0 | 0 | 0 | 0 | 0 | 0 | 0 | 0 | 0 | 0 | 0 | 0 | 0 | 0 | 0 | 0 | 0 | 0 | 0 | 0 | 0 | 0 | 0 | 0 | 0
F4_Industrial_Food Products_New_Process_Natural Gas_Other Process_Baseline Forecast | F4 | Industrial | Food Products | New | Process | Natural Gas | Other Process | Baseline Forecast | Peak Demand (W) | 0 | 0 | 0 | 0 | 0 | 0 | 0 | 0 | 0 | 0 | 0 | 0 | 0 | 0 | 0 | 0 | 0 | 0 | 0 | 0 | 0 | 0 | 0 | 0 | 0 | 0 | 0 | 0 | 0 | 0
F5_Industrial_Food Products_New_Process_Natural Gas_Other Process_Baseline Forecast | F5 | Industrial | Food Products | New | Process | Natural Gas | Other Process | Baseline Forecast | Turnover | 0 | 123.7051 | 2.9619 | 94.3909 | 111.8313 | 121.1083 | 90.3898 | 112.7572 | 123.5609 | 138.3253 | 125.4659 | 179.1191 | 147.2094 | 191.7219 | 180.6648 | 198.124 | 197.6778 | 222.0966 | 206.6605 | 228.7816 | 231.3357 | 251.9834 | 0 | 0 | 0 | 0 | 0 | 0 | 0 | 0
F6_Industrial_Food Products_New_Process_Natural Gas_Other Process_Baseline Forecast | F6 | Industrial | Food Products | New | Process | Natural Gas | Other Process | Baseline Forecast | Avg. Replacement Usage | 62.3178 | 62.3178 | 62.3178 | 62.3178 | 62.3178 | 62.3178 | 62.3178 | 62.3178 | 62.3178 | 62.3178 | 62.3178 | 62.3178 | 62.3178 | 62.3178 | 62.3178 | 62.3178 | 62.3178 | 62.3178 | 62.3178 | 62.3178 | 62.3178 | 62.3178 | 0 | 0 | 0 | 0 | 0 | 0 | 0 | 0
F7_Industrial_Food Products_New_Process_Natural Gas_Other Process_Baseline Forecast | F7 | Industrial | Food Products | New | Process | Natural Gas | Other Process | Baseline Forecast | Avg. Replacement Demand (S) | 0 | 0 | 0 | 0 | 0 | 0 | 0 | 0 | 0 | 0 | 0 | 0 | 0 | 0 | 0 | 0 | 0 | 0 | 0 | 0 | 0 | 0 | 0 | 0 | 0 | 0 | 0 | 0 | 0 | 0
F8_Industrial_Food Products_New_Process_Natural Gas_Other Process_Baseline Forecast | F8 | Industrial | Food Products | New | Process | Natural Gas | Other Process | Baseline Forecast | Avg. Replacement Demand (W) | 0 | 0 | 0 | 0 | 0 | 0 | 0 | 0 | 0 | 0 | 0 | 0 | 0 | 0 | 0 | 0 | 0 | 0 | 0 | 0 | 0 | 0 | 0 | 0 | 0 | 0 | 0 | 0 | 0 | 0
F1_Industrial_Food Products_New_Miscellaneous_Natural Gas_Miscellaneous_Baseline Forecast | F1 | Industrial | Food Products | New | Miscellaneous | Natural Gas | Miscellaneous | Baseline Forecast | Units | 0 | 123.7051 | 126.6671 | 221.058 | 315.2171 | 420.7547 | 484.3137 | 558.0973 | 630.951 | 712.9002 | 773.9355 | 844.1344 | 913.4023 | 993.7551 | 1048.2907 | 1114.5713 | 1180.8016 | 1257.9028 | 1308.8303 | 1371.5851 | 1432.6307 | 1493.496 | 0 | 0 | 0 | 0 | 0 | 0 | 0 | 0
F2_Industrial_Food Products_New_Miscellaneous_Natural Gas_Miscellaneous_Baseline Forecast | F2 | Industrial | Food Products | New | Miscellaneous | Natural Gas | Miscellaneous | Baseline Forecast | Usage (MMtherm) | 0 | 0.0080336 | 0.008226 | 0.014356 | 0.020471 | 0.027324 | 0.031452 | 0.036244 | 0.040975 | 0.046297 | 0.050261 | 0.054819 | 0.059318 | 0.064536 | 0.068078 | 0.072382 | 0.076683 | 0.08169 | 0.084998 | 0.089073 | 0.093037 | 0.09699 | 0 | 0 | 0 | 0 | 0 | 0 | 0 | 0
F3_Industrial_Food Products_New_Miscellaneous_Natural Gas_Miscellaneous_Baseline Forecast | F3 | Industrial | Food Products | New | Miscellaneous | Natural Gas | Miscellaneous | Baseline Forecast | Peak Demand (S) | 0 | 0 | 0 | 0 | 0 | 0 | 0 | 0 | 0 | 0 | 0 | 0 | 0 | 0 | 0 | 0 | 0 | 0 | 0 | 0 | 0 | 0 | 0 | 0 | 0 | 0 | 0 | 0 | 0 | 0
F4_Industrial_Food Products_New_Miscellaneous_Natural Gas_Miscellaneous_Baseline Forecast | F4 | Industrial | Food Products | New | Miscellaneous | Natural Gas | Miscellaneous | Baseline Forecast | Peak Demand (W) | 0 | 0 | 0 | 0 | 0 | 0 | 0 | 0 | 0 | 0 | 0 | 0 | 0 | 0 | 0 | 0 | 0 | 0 | 0 | 0 | 0 | 0 | 0 | 0 | 0 | 0 | 0 | 0 | 0 | 0
F5_Industrial_Food Products_New_Miscellaneous_Natural Gas_Miscellaneous_Baseline Forecast | F5 | Industrial | Food Products | New | Miscellaneous | Natural Gas | Miscellaneous | Baseline Forecast | Turnover | 0 | 123.7051 | 2.9619 | 94.3909 | 111.8313 | 121.1083 | 90.3898 | 112.7572 | 123.5609 | 138.3253 | 125.4659 | 179.1191 | 147.2094 | 191.7219 | 180.6648 | 198.124 | 197.6778 | 222.0966 | 206.6605 | 228.7816 | 231.3357 | 251.9834 | 0 | 0 | 0 | 0 | 0 | 0 | 0 | 0
F6_Industrial_Food Products_New_Miscellaneous_Natural Gas_Miscellaneous_Baseline Forecast | F6 | Industrial | Food Products | New | Miscellaneous | Natural Gas | Miscellaneous | Baseline Forecast | Avg. Replacement Usage | 64.9416 | 64.9416 | 64.9416 | 64.9416 | 64.9416 | 64.9416 | 64.9416 | 64.9416 | 64.9416 | 64.9416 | 64.9416 | 64.9416 | 64.9416 | 64.9416 | 64.9416 | 64.9416 | 64.9416 | 64.9416 | 64.9416 | 64.9416 | 64.9416 | 64.9416 | 0 | 0 | 0 | 0 | 0 | 0 | 0 | 0
F7_Industrial_Food Products_New_Miscellaneous_Natural Gas_Miscellaneous_Baseline Forecast | F7 | Industrial | Food Products | New | Miscellaneous | Natural Gas | Miscellaneous | Baseline Forecast | Avg. Replacement Demand (S) | 0 | 0 | 0 | 0 | 0 | 0 | 0 | 0 | 0 | 0 | 0 | 0 | 0 | 0 | 0 | 0 | 0 | 0 | 0 | 0 | 0 | 0 | 0 | 0 | 0 | 0 | 0 | 0 | 0 | 0
F8_Industrial_Food Products_New_Miscellaneous_Natural Gas_Miscellaneous_Baseline Forecast | F8 | Industrial | Food Products | New | Miscellaneous | Natural Gas | Miscellaneous | Baseline Forecast | Avg. Replacement Demand (W) | 0 | 0 | 0 | 0 | 0 | 0 | 0 | 0 | 0 | 0 | 0 | 0 | 0 | 0 | 0 | 0 | 0 | 0 | 0 | 0 | 0 | 0 | 0 | 0 | 0 | 0 | 0 | 0 | 0 | 0
F1_Industrial_Agriculture_Existing_Space Heating_Natural Gas_Furnace_Baseline Forecast | F1 | Industrial | Agriculture | Existing | Space Heating | Natural Gas | Furnace | Baseline Forecast | Units | 4222.208 | 4149.4113 | 4077.8697 | 4007.5616 | 3938.4658 | 3870.5612 | 3803.8274 | 3738.2441 | 3673.7916 | 3610.4504 | 3548.2013 | 3487.0254 | 3426.9043 | 3367.8197 | 3309.7538 | 3252.6891 | 3196.6083 | 3141.4943 | 3087.3306 | 3034.1008 | 2981.7887 | 2930.3786 | 0 | 0 | 0 | 0 | 0 | 0 | 0 | 0
F2_Industrial_Agriculture_Existing_Space Heating_Natural Gas_Furnace_Baseline Forecast | F2 | Industrial | Agriculture | Existing | Space Heating | Natural Gas | Furnace | Baseline Forecast | Usage (MMtherm) | 0.42489 | 0.41533 | 0.40594 | 0.39673 | 0.38773 | 0.37894 | 0.37037 | 0.36203 | 0.35394 | 0.34609 | 0.3385 | 0.33115 | 0.32405 | 0.31717 | 0.31051 | 0.30406 | 0.29779 | 0.29171 | 0.28581 | 0.28008 | 0.2745 | 0.26908 | 0 | 0 | 0 | 0 | 0 | 0 | 0 | 0
F3_Industrial_Agriculture_Existing_Space Heating_Natural Gas_Furnace_Baseline Forecast | F3 | Industrial | Agriculture | Existing | Space Heating | Natural Gas | Furnace | Baseline Forecast | Peak Demand (S) | 0 | 0 | 0 | 0 | 0 | 0 | 0 | 0 | 0 | 0 | 0 | 0 | 0 | 0 | 0 | 0 | 0 | 0 | 0 | 0 | 0 | 0 | 0 | 0 | 0 | 0 | 0 | 0 | 0 | 0
F4_Industrial_Agriculture_Existing_Space Heating_Natural Gas_Furnace_Baseline Forecast | F4 | Industrial | Agriculture | Existing | Space Heating | Natural Gas | Furnace | Baseline Forecast | Peak Demand (W) | 0 | 0 | 0 | 0 | 0 | 0 | 0 | 0 | 0 | 0 | 0 | 0 | 0 | 0 | 0 | 0 | 0 | 0 | 0 | 0 | 0 | 0 | 0 | 0 | 0 | 0 | 0 | 0 | 0 | 0
F5_Industrial_Agriculture_Existing_Space Heating_Natural Gas_Furnace_Baseline Forecast | F5 | Industrial | Agriculture | Existing | Space Heating | Natural Gas | Furnace | Baseline Forecast | Turnover | 0 | 108.4813 | 113.6661 | 118.232 | 122.2294 | 125.7049 | 128.7015 | 131.2588 | 133.4136 | 135.1997 | 136.6483 | 137.7882 | 127.4471 | 117.8821 | 109.035 | 100.8518 | 93.2828 | 86.2819 | 79.8064 | 79.9186 | 80.2055 | 80.6241 | 0 | 0 | 0 | 0 | 0 | 0 | 0 | 0
F6_Industrial_Agriculture_Existing_Space Heating_Natural Gas_Furnace_Baseline Forecast | F6 | Industrial | Agriculture | Existing | Space Heating | Natural Gas | Furnace | Baseline Forecast | Avg. Replacement Usage | 88.0513 | 88.0513 | 88.0513 | 88.0513 | 88.0513 | 88.0513 | 88.0513 | 88.0513 | 88.0513 | 88.0513 | 88.0513 | 88.0513 | 88.0513 | 88.0513 | 88.0513 | 88.0513 | 88.0513 | 88.0513 | 88.0513 | 88.0513 | 88.0513 | 88.0513 | 0 | 0 | 0 | 0 | 0 | 0 | 0 | 0
F7_Industrial_Agriculture_Existing_Space Heating_Natural Gas_Furnace_Baseline Forecast | F7 | Industrial | Agriculture | Existing | Space Heating | Natural Gas | Furnace | Baseline Forecast | Avg. Replacement Demand (S) | 0 | 0 | 0 | 0 | 0 | 0 | 0 | 0 | 0 | 0 | 0 | 0 | 0 | 0 | 0 | 0 | 0 | 0 | 0 | 0 | 0 | 0 | 0 | 0 | 0 | 0 | 0 | 0 | 0 | 0
F8_Industrial_Agriculture_Existing_Space Heating_Natural Gas_Furnace_Baseline Forecast | F8 | Industrial | Agriculture | Existing | Space Heating | Natural Gas | Furnace | Baseline Forecast | Avg. Replacement Demand (W) | 0 | 0 | 0 | 0 | 0 | 0 | 0 | 0 | 0 | 0 | 0 | 0 | 0 | 0 | 0 | 0 | 0 | 0 | 0 | 0 | 0 | 0 | 0 | 0 | 0 | 0 | 0 | 0 | 0 | 0
F1_Industrial_Agriculture_Existing_Space Heating_Natural Gas_Boiler_Baseline Forecast | F1 | Industrial | Agriculture | Existing | Space Heating | Natural Gas | Boiler | Baseline Forecast | Units | 2088.8723 | 2052.8573 | 2017.4632 | 1982.6794 | 1948.4952 | 1914.9005 | 1881.885 | 1849.4387 | 1817.5518 | 1786.2147 | 1755.4179 | 1725.1521 | 1695.4081 | 1666.1769 | 1637.4497 | 1609.2178 | 1581.4727 | 1554.2059 | 1527.4093 | 1501.0746 | 1475.194 | 1449.7596 | 0 | 0 | 0 | 0 | 0 | 0 | 0 | 0
F2_Industrial_Agriculture_Existing_Space Heating_Natural Gas_Boiler_Baseline Forecast | F2 | Industrial | Agriculture | Existing | Space Heating | Natural Gas | Boiler | Baseline Forecast | Usage (MMtherm) | 0.11142 | 0.10922 | 0.10706 | 0.10495 | 0.10289 | 0.10087 | 0.098896 | 0.096968 | 0.095084 | 0.093243 | 0.091445 | 0.089689 | 0.087974 | 0.086299 | 0.084663 | 0.083066 | 0.081507 | 0.079984 | 0.078498 | 0.077048 | 0.075632 | 0.074249 | 0 | 0 | 0 | 0 | 0 | 0 | 0 | 0
F3_Industrial_Agriculture_Existing_Space Heating_Natural Gas_Boiler_Baseline Forecast | F3 | Industrial | Agriculture | Existing | Space Heating | Natural Gas | Boiler | Baseline Forecast | Peak Demand (S) | 0 | 0 | 0 | 0 | 0 | 0 | 0 | 0 | 0 | 0 | 0 | 0 | 0 | 0 | 0 | 0 | 0 | 0 | 0 | 0 | 0 | 0 | 0 | 0 | 0 | 0 | 0 | 0 | 0 | 0
F4_Industrial_Agriculture_Existing_Space Heating_Natural Gas_Boiler_Baseline Forecast | F4 | Industrial | Agriculture | Existing | Space Heating | Natural Gas | Boiler | Baseline Forecast | Peak Demand (W) | 0 | 0 | 0 | 0 | 0 | 0 | 0 | 0 | 0 | 0 | 0 | 0 | 0 | 0 | 0 | 0 | 0 | 0 | 0 | 0 | 0 | 0 | 0 | 0 | 0 | 0 | 0 | 0 | 0 | 0
F5_Industrial_Agriculture_Existing_Space Heating_Natural Gas_Boiler_Baseline Forecast | F5 | Industrial | Agriculture | Existing | Space Heating | Natural Gas | Boiler | Baseline Forecast | Turnover | 0 | 62.2078 | 61.691 | 61.1239 | 60.5137 | 59.8667 | 59.1886 | 58.4844 | 57.7587 | 57.0154 | 56.258 | 55.4896 | 54.7129 | 53.9305 | 53.1444 | 52.3565 | 51.5685 | 50.7819 | 49.9979 | 49.2177 | 48.4422 | 47.6723 | 0 | 0 | 0 | 0 | 0 | 0 | 0 | 0
F6_Industrial_Agriculture_Existing_Space Heating_Natural Gas_Boiler_Baseline Forecast | F6 | Industrial | Agriculture | Existing | Space Heating | Natural Gas | Boiler | Baseline Forecast | Avg. Replacement Usage | 50.6747 | 50.6747 | 50.6747 | 50.6747 | 50.6747 | 50.6747 | 50.6747 | 50.6747 | 50.6747 | 50.6747 | 50.6747 | 50.6747 | 50.6747 | 50.6747 | 50.6747 | 50.6747 | 50.6747 | 50.6747 | 50.6747 | 50.6747 | 50.6747 | 50.6747 | 0 | 0 | 0 | 0 | 0 | 0 | 0 | 0
F7_Industrial_Agriculture_Existing_Space Heating_Natural Gas_Boiler_Baseline Forecast | F7 | Industrial | Agriculture | Existing | Space Heating | Natural Gas | Boiler | Baseline Forecast | Avg. Replacement Demand (S) | 0 | 0 | 0 | 0 | 0 | 0 | 0 | 0 | 0 | 0 | 0 | 0 | 0 | 0 | 0 | 0 | 0 | 0 | 0 | 0 | 0 | 0 | 0 | 0 | 0 | 0 | 0 | 0 | 0 | 0
F8_Industrial_Agriculture_Existing_Space Heating_Natural Gas_Boiler_Baseline Forecast | F8 | Industrial | Agriculture | Existing | Space Heating | Natural Gas | Boiler | Baseline Forecast | Avg. Replacement Demand (W) | 0 | 0 | 0 | 0 | 0 | 0 | 0 | 0 | 0 | 0 | 0 | 0 | 0 | 0 | 0 | 0 | 0 | 0 | 0 | 0 | 0 | 0 | 0 | 0 | 0 | 0 | 0 | 0 | 0 | 0
F1_Industrial_Agriculture_Existing_Space Heating_Natural Gas_Unit Heater_Baseline Forecast | F1 | Industrial | Agriculture | Existing | Space Heating | Natural Gas | Unit Heater | Baseline Forecast | Units | 5114.2013 | 5026.0254 | 4939.3698 | 4854.2083 | 4770.515 | 4688.2648 | 4607.4326 | 4527.9941 | 4449.9253 | 4373.2024 | 4297.8024 | 4223.7023 | 4150.8799 | 4079.313 | 4008.98 | 3939.8596 | 3871.931 | 3805.1736 | 3739.5672 | 3675.0919 | 3611.7282 | 3549.457 | 0 | 0 | 0 | 0 | 0 | 0 | 0 | 0
F2_Industrial_Agriculture_Existing_Space Heating_Natural Gas_Unit Heater_Baseline Forecast | F2 | Industrial | Agriculture | Existing | Space Heating | Natural Gas | Unit Heater | Baseline Forecast | Usage (MMtherm) | 0.56354 | 0.55383 | 0.54428 | 0.53489 | 0.52567 | 0.51661 | 0.5077 | 0.49895 | 0.49034 | 0.48189 | 0.47358 | 0.46542 | 0.45739 | 0.44951 | 0.44176 | 0.43414 | 0.42665 | 0.4193 | 0.41207 | 0.40496 | 0.39798 | 0.39112 | 0 | 0 | 0 | 0 | 0 | 0 | 0 | 0
F3_Industrial_Agriculture_Existing_Space Heating_Natural Gas_Unit Heater_Baseline Forecast | F3 | Industrial | Agriculture | Existing | Space Heating | Natural Gas | Unit Heater | Baseline Forecast | Peak Demand (S) | 0 | 0 | 0 | 0 | 0 | 0 | 0 | 0 | 0 | 0 | 0 | 0 | 0 | 0 | 0 | 0 | 0 | 0 | 0 | 0 | 0 | 0 | 0 | 0 | 0 | 0 | 0 | 0 | 0 | 0
F4_Industrial_Agriculture_Existing_Space Heating_Natural Gas_Unit Heater_Baseline Forecast | F4 | Industrial | Agriculture | Existing | Space Heating | Natural Gas | Unit Heater | Baseline Forecast | Peak Demand (W) | 0 | 0 | 0 | 0 | 0 | 0 | 0 | 0 | 0 | 0 | 0 | 0 | 0 | 0 | 0 | 0 | 0 | 0 | 0 | 0 | 0 | 0 | 0 | 0 | 0 | 0 | 0 | 0 | 0 | 0
F5_Industrial_Agriculture_Existing_Space Heating_Natural Gas_Unit Heater_Baseline Forecast | F5 | Industrial | Agriculture | Existing | Space Heating | Natural Gas | Unit Heater | Baseline Forecast | Turnover | 0 | 4.2307 | 12.0952 | 23.0641 | 36.6682 | 52.4918 | 70.1669 | 89.3684 | 109.8091 | 131.2356 | 149.8072 | 165.838 | 180.3074 | 193.9165 | 207.1558 | 220.3575 | 233.7351 | 219.4271 | 209.6091 | 203.6971 | 201.1721 | 200.9757 | 0 | 0 | 0 | 0 | 0 | 0 | 0 | 0
F6_Industrial_Agriculture_Existing_Space Heating_Natural Gas_Unit Heater_Baseline Forecast | F6 | Industrial | Agriculture | Existing | Space Heating | Natural Gas | Unit Heater | Baseline Forecast | Avg. Replacement Usage | 110.1916 | 110.1916 | 110.1916 | 110.1916 | 110.1916 | 110.1916 | 110.1916 | 110.1916 | 110.1916 | 110.1916 | 110.1916 | 110.1916 | 110.1916 | 110.1916 | 110.1916 | 110.1916 | 110.1916 | 110.1916 | 110.1916 | 110.1916 | 110.1916 | 110.1916 | 0 | 0 | 0 | 0 | 0 | 0 | 0 | 0
F7_Industrial_Agriculture_Existing_Space Heating_Natural Gas_Unit Heater_Baseline Forecast | F7 | Industrial | Agriculture | Existing | Space Heating | Natural Gas | Unit Heater | Baseline Forecast | Avg. Replacement Demand (S) | 0 | 0 | 0 | 0 | 0 | 0 | 0 | 0 | 0 | 0 | 0 | 0 | 0 | 0 | 0 | 0 | 0 | 0 | 0 | 0 | 0 | 0 | 0 | 0 | 0 | 0 | 0 | 0 | 0 | 0
F8_Industrial_Agriculture_Existing_Space Heating_Natural Gas_Unit Heater_Baseline Forecast | F8 | Industrial | Agriculture | Existing | Space Heating | Natural Gas | Unit Heater | Baseline Forecast | Avg. Replacement Demand (W) | 0 | 0 | 0 | 0 | 0 | 0 | 0 | 0 | 0 | 0 | 0 | 0 | 0 | 0 | 0 | 0 | 0 | 0 | 0 | 0 | 0 | 0 | 0 | 0 | 0 | 0 | 0 | 0 | 0 | 0
F1_Industrial_Agriculture_Existing_Process_Natural Gas_Process Boiler_Baseline Forecast | F1 | Industrial | Agriculture | Existing | Process | Natural Gas | Process Boiler | Baseline Forecast | Units | 17279.0665 | 16981.1515 | 16688.3731 | 16400.6425 | 16117.8728 | 15839.9784 | 15566.8754 | 15298.481 | 15034.714 | 14775.4948 | 14520.7449 | 14270.3873 | 14024.3461 | 13782.547 | 13544.9169 | 13311.3839 | 13081.8772 | 12856.3276 | 12634.6668 | 12416.8277 | 12202.7445 | 11992.3523 | 0 | 0 | 0 | 0 | 0 | 0 | 0 | 0
F2_Industrial_Agriculture_Existing_Process_Natural Gas_Process Boiler_Baseline Forecast | F2 | Industrial | Agriculture | Existing | Process | Natural Gas | Process Boiler | Baseline Forecast | Usage (MMtherm) | 1.222 | 1.2009 | 1.1802 | 1.1599 | 1.1399 | 1.1202 | 1.1009 | 1.0819 | 1.0633 | 1.0449 | 1.0269 | 1.0092 | 0.99182 | 0.97472 | 0.95792 | 0.9414 | 0.92517 | 0.90922 | 0.89354 | 0.87814 | 0.863 | 0.84812 | 0 | 0 | 0 | 0 | 0 | 0 | 0 | 0
F3_Industrial_Agriculture_Existing_Process_Natural Gas_Process Boiler_Baseline Forecast | F3 | Industrial | Agriculture | Existing | Process | Natural Gas | Process Boiler | Baseline Forecast | Peak Demand (S) | 0 | 0 | 0 | 0 | 0 | 0 | 0 | 0 | 0 | 0 | 0 | 0 | 0 | 0 | 0 | 0 | 0 | 0 | 0 | 0 | 0 | 0 | 0 | 0 | 0 | 0 | 0 | 0 | 0 | 0
F4_Industrial_Agriculture_Existing_Process_Natural Gas_Process Boiler_Baseline Forecast | F4 | Industrial | Agriculture | Existing | Process | Natural Gas | Process Boiler | Baseline Forecast | Peak Demand (W) | 0 | 0 | 0 | 0 | 0 | 0 | 0 | 0 | 0 | 0 | 0 | 0 | 0 | 0 | 0 | 0 | 0 | 0 | 0 | 0 | 0 | 0 | 0 | 0 | 0 | 0 | 0 | 0 | 0 | 0
F5_Industrial_Agriculture_Existing_Process_Natural Gas_Process Boiler_Baseline Forecast | F5 | Industrial | Agriculture | Existing | Process | Natural Gas | Process Boiler | Baseline Forecast | Turnover | 0 | 1455.5273 | 1702.8952 | 1903.0483 | 1603.0604 | 1350.3612 | 1137.4964 | 958.1866 | 807.1424 | 679.9082 | 572.7305 | 482.4479 | 406.397 | 342.3344 | 288.3704 | 242.913 | 204.6213 | 172.3657 | 145.1947 | 122.3069 | 103.027 | 86.7863 | 0 | 0 | 0 | 0 | 0 | 0 | 0 | 0
F6_Industrial_Agriculture_Existing_Process_Natural Gas_Process Boiler_Baseline Forecast | F6 | Industrial | Agriculture | Existing | Process | Natural Gas | Process Boiler | Baseline Forecast | Avg. Replacement Usage | 70.7216 | 70.7216 | 70.7216 | 70.7216 | 70.7216 | 70.7216 | 70.7216 | 70.7216 | 70.7216 | 70.7216 | 70.7216 | 70.7216 | 70.7216 | 70.7216 | 70.7216 | 70.7216 | 70.7216 | 70.7216 | 70.7216 | 70.7216 | 70.7216 | 70.7216 | 0 | 0 | 0 | 0 | 0 | 0 | 0 | 0
F7_Industrial_Agriculture_Existing_Process_Natural Gas_Process Boiler_Baseline Forecast | F7 | Industrial | Agriculture | Existing | Process | Natural Gas | Process Boiler | Baseline Forecast | Avg. Replacement Demand (S) | 0 | 0 | 0 | 0 | 0 | 0 | 0 | 0 | 0 | 0 | 0 | 0 | 0 | 0 | 0 | 0 | 0 | 0 | 0 | 0 | 0 | 0 | 0 | 0 | 0 | 0 | 0 | 0 | 0 | 0
F8_Industrial_Agriculture_Existing_Process_Natural Gas_Process Boiler_Baseline Forecast | F8 | Industrial | Agriculture | Existing | Process | Natural Gas | Process Boiler | Baseline Forecast | Avg. Replacement Demand (W) | 0 | 0 | 0 | 0 | 0 | 0 | 0 | 0 | 0 | 0 | 0 | 0 | 0 | 0 | 0 | 0 | 0 | 0 | 0 | 0 | 0 | 0 | 0 | 0 | 0 | 0 | 0 | 0 | 0 | 0
F1_Industrial_Agriculture_Existing_Process_Natural Gas_Process Heating_Baseline Forecast | F1 | Industrial | Agriculture | Existing | Process | Natural Gas | Process Heating | Baseline Forecast | Units | 17279.0665 | 16981.1515 | 16688.3731 | 16400.6425 | 16117.8728 | 15839.9784 | 15566.8754 | 15298.481 | 15034.714 | 14775.4948 | 14520.7449 | 14270.3873 | 14024.3461 | 13782.547 | 13544.9169 | 13311.3839 | 13081.8772 | 12856.3276 | 12634.6668 | 12416.8277 | 12202.7445 | 11992.3523 | 0 | 0 | 0 | 0 | 0 | 0 | 0 | 0
F2_Industrial_Agriculture_Existing_Process_Natural Gas_Process Heating_Baseline Forecast | F2 | Industrial | Agriculture | Existing | Process | Natural Gas | Process Heating | Baseline Forecast | Usage (MMtherm) | 0.98698 | 0.96996 | 0.95324 | 0.9368 | 0.92065 | 0.90478 | 0.88918 | 0.87385 | 0.85878 | 0.84397 | 0.82942 | 0.81512 | 0.80107 | 0.78726 | 0.77368 | 0.76035 | 0.74724 | 0.73435 | 0.72169 | 0.70925 | 0.69702 | 0.685 | 0 | 0 | 0 | 0 | 0 | 0 | 0 | 0
F3_Industrial_Agriculture_Existing_Process_Natural Gas_Process Heating_Baseline Forecast | F3 | Industrial | Agriculture | Existing | Process | Natural Gas | Process Heating | Baseline Forecast | Peak Demand (S) | 0 | 0 | 0 | 0 | 0 | 0 | 0 | 0 | 0 | 0 | 0 | 0 | 0 | 0 | 0 | 0 | 0 | 0 | 0 | 0 | 0 | 0 | 0 | 0 | 0 | 0 | 0 | 0 | 0 | 0
F4_Industrial_Agriculture_Existing_Process_Natural Gas_Process Heating_Baseline Forecast | F4 | Industrial | Agriculture | Existing | Process | Natural Gas | Process Heating | Baseline Forecast | Peak Demand (W) | 0 | 0 | 0 | 0 | 0 | 0 | 0 | 0 | 0 | 0 | 0 | 0 | 0 | 0 | 0 | 0 | 0 | 0 | 0 | 0 | 0 | 0 | 0 | 0 | 0 | 0 | 0 | 0 | 0 | 0
F5_Industrial_Agriculture_Existing_Process_Natural Gas_Process Heating_Baseline Forecast | F5 | Industrial | Agriculture | Existing | Process | Natural Gas | Process Heating | Baseline Forecast | Turnover | 0 | 1455.5273 | 1702.8952 | 1903.0483 | 1800.4221 | 1747.5152 | 1730.088 | 1701.4924 | 1670.2305 | 1641.5336 | 1613.483 | 1941.9962 | 1925.1636 | 1896.6648 | 1843.9135 | 1808.9356 | 1784.0709 | 1753.1649 | 1721.6144 | 1692.1619 | 1663.1985 | 1721.7079 | 0 | 0 | 0 | 0 | 0 | 0 | 0 | 0
F6_Industrial_Agriculture_Existing_Process_Natural Gas_Process Heating_Baseline Forecast | F6 | Industrial | Agriculture | Existing | Process | Natural Gas | Process Heating | Baseline Forecast | Avg. Replacement Usage | 57.1199 | 57.1199 | 57.1199 | 57.1199 | 57.1199 | 57.1199 | 57.1199 | 57.1199 | 57.1199 | 57.1199 | 57.1199 | 57.1199 | 57.1199 | 57.1199 | 57.1199 | 57.1199 | 57.1199 | 57.1199 | 57.1199 | 57.1199 | 57.1199 | 57.1199 | 0 | 0 | 0 | 0 | 0 | 0 | 0 | 0
F7_Industrial_Agriculture_Existing_Process_Natural Gas_Process Heating_Baseline Forecast | F7 | Industrial | Agriculture | Existing | Process | Natural Gas | Process Heating | Baseline Forecast | Avg. Replacement Demand (S) | 0 | 0 | 0 | 0 | 0 | 0 | 0 | 0 | 0 | 0 | 0 | 0 | 0 | 0 | 0 | 0 | 0 | 0 | 0 | 0 | 0 | 0 | 0 | 0 | 0 | 0 | 0 | 0 | 0 | 0
F8_Industrial_Agriculture_Existing_Process_Natural Gas_Process Heating_Baseline Forecast | F8 | Industrial | Agriculture | Existing | Process | Natural Gas | Process Heating | Baseline Forecast | Avg. Replacement Demand (W) | 0 | 0 | 0 | 0 | 0 | 0 | 0 | 0 | 0 | 0 | 0 | 0 | 0 | 0 | 0 | 0 | 0 | 0 | 0 | 0 | 0 | 0 | 0 | 0 | 0 | 0 | 0 | 0 | 0 | 0
F1_Industrial_Agriculture_Existing_Process_Natural Gas_Process Cooling_Baseline Forecast | F1 | Industrial | Agriculture | Existing | Process | Natural Gas | Process Cooling | Baseline Forecast | Units | 17279.0665 | 16981.1515 | 16688.3731 | 16400.6425 | 16117.8728 | 15839.9784 | 15566.8754 | 15298.481 | 15034.714 | 14775.4948 | 14520.7449 | 14270.3873 | 14024.3461 | 13782.547 | 13544.9169 | 13311.3839 | 13081.8772 | 12856.3276 | 12634.6668 | 12416.8277 | 12202.7445 | 11992.3523 | 0 | 0 | 0 | 0 | 0 | 0 | 0 | 0
F2_Industrial_Agriculture_Existing_Process_Natural Gas_Process Cooling_Baseline Forecast | F2 | Industrial | Agriculture | Existing | Process | Natural Gas | Process Cooling | Baseline Forecast | Usage (MMtherm) | 0.0026463 | 0.0026006 | 0.0025558 | 0.0025117 | 0.0024684 | 0.0024259 | 0.002384 | 0.0023429 | 0.0023025 | 0.0022628 | 0.0022238 | 0.0021855 | 0.0021478 | 0.0021108 | 0.0020744 | 0.0020386 | 0.0020035 | 0.0019689 | 0.001935 | 0.0019016 | 0.0018688 | 0.0018366 | 0 | 0 | 0 | 0 | 0 | 0 | 0 | 0
F3_Industrial_Agriculture_Existing_Process_Natural Gas_Process Cooling_Baseline Forecast | F3 | Industrial | Agriculture | Existing | Process | Natural Gas | Process Cooling | Baseline Forecast | Peak Demand (S) | 0 | 0 | 0 | 0 | 0 | 0 | 0 | 0 | 0 | 0 | 0 | 0 | 0 | 0 | 0 | 0 | 0 | 0 | 0 | 0 | 0 | 0 | 0 | 0 | 0 | 0 | 0 | 0 | 0 | 0
F4_Industrial_Agriculture_Existing_Process_Natural Gas_Process Cooling_Baseline Forecast | F4 | Industrial | Agriculture | Existing | Process | Natural Gas | Process Cooling | Baseline Forecast | Peak Demand (W) | 0 | 0 | 0 | 0 | 0 | 0 | 0 | 0 | 0 | 0 | 0 | 0 | 0 | 0 | 0 | 0 | 0 | 0 | 0 | 0 | 0 | 0 | 0 | 0 | 0 | 0 | 0 | 0 | 0 | 0
F5_Industrial_Agriculture_Existing_Process_Natural Gas_Process Cooling_Baseline Forecast | F5 | Industrial | Agriculture | Existing | Process | Natural Gas | Process Cooling | Baseline Forecast | Turnover | 0 | 1455.5273 | 1702.8952 | 1903.0483 | 1800.4221 | 1747.5152 | 1730.088 | 1701.4924 | 1670.2305 | 1641.5336 | 1613.483 | 1941.9962 | 1925.1636 | 1896.6648 | 1843.9135 | 1808.9356 | 1784.0709 | 1753.1649 | 1721.6144 | 1692.1619 | 1663.1985 | 1721.7079 | 0 | 0 | 0 | 0 | 0 | 0 | 0 | 0
F6_Industrial_Agriculture_Existing_Process_Natural Gas_Process Cooling_Baseline Forecast | F6 | Industrial | Agriculture | Existing | Process | Natural Gas | Process Cooling | Baseline Forecast | Avg. Replacement Usage | 0.15315 | 0.15315 | 0.15315 | 0.15315 | 0.15315 | 0.15315 | 0.15315 | 0.15315 | 0.15315 | 0.15315 | 0.15315 | 0.15315 | 0.15315 | 0.15315 | 0.15315 | 0.15315 | 0.15315 | 0.15315 | 0.15315 | 0.15315 | 0.15315 | 0.15315 | 0 | 0 | 0 | 0 | 0 | 0 | 0 | 0
F7_Industrial_Agriculture_Existing_Process_Natural Gas_Process Cooling_Baseline Forecast | F7 | Industrial | Agriculture | Existing | Process | Natural Gas | Process Cooling | Baseline Forecast | Avg. Replacement Demand (S) | 0 | 0 | 0 | 0 | 0 | 0 | 0 | 0 | 0 | 0 | 0 | 0 | 0 | 0 | 0 | 0 | 0 | 0 | 0 | 0 | 0 | 0 | 0 | 0 | 0 | 0 | 0 | 0 | 0 | 0
F8_Industrial_Agriculture_Existing_Process_Natural Gas_Process Cooling_Baseline Forecast | F8 | Industrial | Agriculture | Existing | Process | Natural Gas | Process Cooling | Baseline Forecast | Avg. Replacement Demand (W) | 0 | 0 | 0 | 0 | 0 | 0 | 0 | 0 | 0 | 0 | 0 | 0 | 0 | 0 | 0 | 0 | 0 | 0 | 0 | 0 | 0 | 0 | 0 | 0 | 0 | 0 | 0 | 0 | 0 | 0
F1_Industrial_Agriculture_Existing_Process_Natural Gas_Other Process_Baseline Forecast | F1 | Industrial | Agriculture | Existing | Process | Natural Gas | Other Process | Baseline Forecast | Units | 17279.0665 | 16981.1515 | 16688.3731 | 16400.6425 | 16117.8728 | 15839.9784 | 15566.8754 | 15298.481 | 15034.714 | 14775.4948 | 14520.7449 | 14270.3873 | 14024.3461 | 13782.547 | 13544.9169 | 13311.3839 | 13081.8772 | 12856.3276 | 12634.6668 | 12416.8277 | 12202.7445 | 11992.3523 | 0 | 0 | 0 | 0 | 0 | 0 | 0 | 0
F2_Industrial_Agriculture_Existing_Process_Natural Gas_Other Process_Baseline Forecast | F2 | Industrial | Agriculture | Existing | Process | Natural Gas | Other Process | Baseline Forecast | Usage (MMtherm) | 0.04921 | 0.048361 | 0.047528 | 0.046708 | 0.045903 | 0.045111 | 0.044334 | 0.043569 | 0.042818 | 0.04208 | 0.041354 | 0.040641 | 0.039941 | 0.039252 | 0.038575 | 0.03791 | 0.037256 | 0.036614 | 0.035983 | 0.035362 | 0.034753 | 0.034154 | 0 | 0 | 0 | 0 | 0 | 0 | 0 | 0
F3_Industrial_Agriculture_Existing_Process_Natural Gas_Other Process_Baseline Forecast | F3 | Industrial | Agriculture | Existing | Process | Natural Gas | Other Process | Baseline Forecast | Peak Demand (S) | 0 | 0 | 0 | 0 | 0 | 0 | 0 | 0 | 0 | 0 | 0 | 0 | 0 | 0 | 0 | 0 | 0 | 0 | 0 | 0 | 0 | 0 | 0 | 0 | 0 | 0 | 0 | 0 | 0 | 0
F4_Industrial_Agriculture_Existing_Process_Natural Gas_Other Process_Baseline Forecast | F4 | Industrial | Agriculture | Existing | Process | Natural Gas | Other Process | Baseline Forecast | Peak Demand (W) | 0 | 0 | 0 | 0 | 0 | 0 | 0 | 0 | 0 | 0 | 0 | 0 | 0 | 0 | 0 | 0 | 0 | 0 | 0 | 0 | 0 | 0 | 0 | 0 | 0 | 0 | 0 | 0 | 0 | 0
F5_Industrial_Agriculture_Existing_Process_Natural Gas_Other Process_Baseline Forecast | F5 | Industrial | Agriculture | Existing | Process | Natural Gas | Other Process | Baseline Forecast | Turnover | 0 | 1455.5273 | 1702.8952 | 1903.0483 | 1800.4221 | 1747.5152 | 1730.088 | 1701.4924 | 1670.2305 | 1641.5336 | 1613.483 | 1941.9962 | 1925.1636 | 1896.6648 | 1843.9135 | 1808.9356 | 1784.0709 | 1753.1649 | 1721.6144 | 1692.1619 | 1663.1985 | 1721.7079 | 0 | 0 | 0 | 0 | 0 | 0 | 0 | 0
F6_Industrial_Agriculture_Existing_Process_Natural Gas_Other Process_Baseline Forecast | F6 | Industrial | Agriculture | Existing | Process | Natural Gas | Other Process | Baseline Forecast | Avg. Replacement Usage | 2.8479 | 2.8479 | 2.8479 | 2.8479 | 2.8479 | 2.8479 | 2.8479 | 2.8479 | 2.8479 | 2.8479 | 2.8479 | 2.8479 | 2.8479 | 2.8479 | 2.8479 | 2.8479 | 2.8479 | 2.8479 | 2.8479 | 2.8479 | 2.8479 | 2.8479 | 0 | 0 | 0 | 0 | 0 | 0 | 0 | 0
F7_Industrial_Agriculture_Existing_Process_Natural Gas_Other Process_Baseline Forecast | F7 | Industrial | Agriculture | Existing | Process | Natural Gas | Other Process | Baseline Forecast | Avg. Replacement Demand (S) | 0 | 0 | 0 | 0 | 0 | 0 | 0 | 0 | 0 | 0 | 0 | 0 | 0 | 0 | 0 | 0 | 0 | 0 | 0 | 0 | 0 | 0 | 0 | 0 | 0 | 0 | 0 | 0 | 0 | 0
F8_Industrial_Agriculture_Existing_Process_Natural Gas_Other Process_Baseline Forecast | F8 | Industrial | Agriculture | Existing | Process | Natural Gas | Other Process | Baseline Forecast | Avg. Replacement Demand (W) | 0 | 0 | 0 | 0 | 0 | 0 | 0 | 0 | 0 | 0 | 0 | 0 | 0 | 0 | 0 | 0 | 0 | 0 | 0 | 0 | 0 | 0 | 0 | 0 | 0 | 0 | 0 | 0 | 0 | 0
F1_Industrial_Agriculture_Existing_Miscellaneous_Natural Gas_Miscellaneous_Baseline Forecast | F1 | Industrial | Agriculture | Existing | Miscellaneous | Natural Gas | Miscellaneous | Baseline Forecast | Units | 17279.0665 | 16981.1515 | 16688.3731 | 16400.6425 | 16117.8728 | 15839.9784 | 15566.8754 | 15298.481 | 15034.714 | 14775.4948 | 14520.7449 | 14270.3873 | 14024.3461 | 13782.547 | 13544.9169 | 13311.3839 | 13081.8772 | 12856.3276 | 12634.6668 | 12416.8277 | 12202.7445 | 11992.3523 | 0 | 0 | 0 | 0 | 0 | 0 | 0 | 0
F2_Industrial_Agriculture_Existing_Miscellaneous_Natural Gas_Miscellaneous_Baseline Forecast | F2 | Industrial | Agriculture | Existing | Miscellaneous | Natural Gas | Miscellaneous | Baseline Forecast | Usage (MMtherm) | 0.3608 | 0.35458 | 0.34847 | 0.34246 | 0.33655 | 0.33075 | 0.32505 | 0.31944 | 0.31394 | 0.30852 | 0.3032 | 0.29798 | 0.29284 | 0.28779 | 0.28283 | 0.27795 | 0.27316 | 0.26845 | 0.26382 | 0.25927 | 0.2548 | 0.25041 | 0 | 0 | 0 | 0 | 0 | 0 | 0 | 0
F3_Industrial_Agriculture_Existing_Miscellaneous_Natural Gas_Miscellaneous_Baseline Forecast | F3 | Industrial | Agriculture | Existing | Miscellaneous | Natural Gas | Miscellaneous | Baseline Forecast | Peak Demand (S) | 0 | 0 | 0 | 0 | 0 | 0 | 0 | 0 | 0 | 0 | 0 | 0 | 0 | 0 | 0 | 0 | 0 | 0 | 0 | 0 | 0 | 0 | 0 | 0 | 0 | 0 | 0 | 0 | 0 | 0
F4_Industrial_Agriculture_Existing_Miscellaneous_Natural Gas_Miscellaneous_Baseline Forecast | F4 | Industrial | Agriculture | Existing | Miscellaneous | Natural Gas | Miscellaneous | Baseline Forecast | Peak Demand (W) | 0 | 0 | 0 | 0 | 0 | 0 | 0 | 0 | 0 | 0 | 0 | 0 | 0 | 0 | 0 | 0 | 0 | 0 | 0 | 0 | 0 | 0 | 0 | 0 | 0 | 0 | 0 | 0 | 0 | 0
F5_Industrial_Agriculture_Existing_Miscellaneous_Natural Gas_Miscellaneous_Baseline Forecast | F5 | Industrial | Agriculture | Existing | Miscellaneous | Natural Gas | Miscellaneous | Baseline Forecast | Turnover | 0 | 1455.5273 | 1702.8952 | 1903.0483 | 1800.4221 | 1747.5152 | 1730.088 | 1701.4924 | 1670.2305 | 1641.5336 | 1613.483 | 1941.9962 | 1925.1636 | 1896.6648 | 1843.9135 | 1808.9356 | 1784.0709 | 1753.1649 | 1721.6144 | 1692.1619 | 1663.1985 | 1721.7079 | 0 | 0 | 0 | 0 | 0 | 0 | 0 | 0
F6_Industrial_Agriculture_Existing_Miscellaneous_Natural Gas_Miscellaneous_Baseline Forecast | F6 | Industrial | Agriculture | Existing | Miscellaneous | Natural Gas | Miscellaneous | Baseline Forecast | Avg. Replacement Usage | 20.8807 | 20.8807 | 20.8807 | 20.8807 | 20.8807 | 20.8807 | 20.8807 | 20.8807 | 20.8807 | 20.8807 | 20.8807 | 20.8807 | 20.8807 | 20.8807 | 20.8807 | 20.8807 | 20.8807 | 20.8807 | 20.8807 | 20.8807 | 20.8807 | 20.8807 | 0 | 0 | 0 | 0 | 0 | 0 | 0 | 0
F7_Industrial_Agriculture_Existing_Miscellaneous_Natural Gas_Miscellaneous_Baseline Forecast | F7 | Industrial | Agriculture | Existing | Miscellaneous | Natural Gas | Miscellaneous | Baseline Forecast | Avg. Replacement Demand (S) | 0 | 0 | 0 | 0 | 0 | 0 | 0 | 0 | 0 | 0 | 0 | 0 | 0 | 0 | 0 | 0 | 0 | 0 | 0 | 0 | 0 | 0 | 0 | 0 | 0 | 0 | 0 | 0 | 0 | 0
F8_Industrial_Agriculture_Existing_Miscellaneous_Natural Gas_Miscellaneous_Baseline Forecast | F8 | Industrial | Agriculture | Existing | Miscellaneous | Natural Gas | Miscellaneous | Baseline Forecast | Avg. Replacement Demand (W) | 0 | 0 | 0 | 0 | 0 | 0 | 0 | 0 | 0 | 0 | 0 | 0 | 0 | 0 | 0 | 0 | 0 | 0 | 0 | 0 | 0 | 0 | 0 | 0 | 0 | 0 | 0 | 0 | 0 | 0
F1_Industrial_Agriculture_New_Space Heating_Natural Gas_Furnace_Baseline Forecast | F1 | Industrial | Agriculture | New | Space Heating | Natural Gas | Furnace | Baseline Forecast | Units | 0 | 220.296 | 225.5706 | 393.6633 | 561.3432 | 749.2862 | 862.4731 | 993.8679 | 1123.6069 | 1269.5432 | 1378.2357 | 1503.2471 | 1626.6004 | 1769.6937 | 1866.8117 | 1984.845 | 2102.789 | 2240.0918 | 2330.7843 | 2442.539 | 2551.2499 | 2659.6398 | 0 | 0 | 0 | 0 | 0 | 0 | 0 | 0
F2_Industrial_Agriculture_New_Space Heating_Natural Gas_Furnace_Baseline Forecast | F2 | Industrial | Agriculture | New | Space Heating | Natural Gas | Furnace | Baseline Forecast | Usage (MMtherm) | 0 | 0.019399 | 0.019863 | 0.034665 | 0.04943 | 0.06598 | 0.075947 | 0.087517 | 0.098941 | 0.11179 | 0.12136 | 0.13237 | 0.14323 | 0.15583 | 0.16439 | 0.17478 | 0.18517 | 0.19726 | 0.20524 | 0.21508 | 0.22466 | 0.2342 | 0 | 0 | 0 | 0 | 0 | 0 | 0 | 0
F3_Industrial_Agriculture_New_Space Heating_Natural Gas_Furnace_Baseline Forecast | F3 | Industrial | Agriculture | New | Space Heating | Natural Gas | Furnace | Baseline Forecast | Peak Demand (S) | 0 | 0 | 0 | 0 | 0 | 0 | 0 | 0 | 0 | 0 | 0 | 0 | 0 | 0 | 0 | 0 | 0 | 0 | 0 | 0 | 0 | 0 | 0 | 0 | 0 | 0 | 0 | 0 | 0 | 0
F4_Industrial_Agriculture_New_Space Heating_Natural Gas_Furnace_Baseline Forecast | F4 | Industrial | Agriculture | New | Space Heating | Natural Gas | Furnace | Baseline Forecast | Peak Demand (W) | 0 | 0 | 0 | 0 | 0 | 0 | 0 | 0 | 0 | 0 | 0 | 0 | 0 | 0 | 0 | 0 | 0 | 0 | 0 | 0 | 0 | 0 | 0 | 0 | 0 | 0 | 0 | 0 | 0 | 0
F5_Industrial_Agriculture_New_Space Heating_Natural Gas_Furnace_Baseline Forecast | F5 | Industrial | Agriculture | New | Space Heating | Natural Gas | Furnace | Baseline Forecast | Turnover | 0 | 220.296 | 5.2746 | 168.0927 | 167.6799 | 187.9429 | 113.1869 | 131.3949 | 129.739 | 145.9363 | 108.6925 | 125.0113 | 123.3533 | 143.0933 | 97.118 | 118.0334 | 117.944 | 137.3028 | 90.6925 | 128.7005 | 124.759 | 136.1336 | 0 | 0 | 0 | 0 | 0 | 0 | 0 | 0
F6_Industrial_Agriculture_New_Space Heating_Natural Gas_Furnace_Baseline Forecast | F6 | Industrial | Agriculture | New | Space Heating | Natural Gas | Furnace | Baseline Forecast | Avg. Replacement Usage | 88.0569 | 88.0569 | 88.0569 | 88.0569 | 88.0569 | 88.0569 | 88.0569 | 88.0569 | 88.0569 | 88.0569 | 88.0569 | 88.0569 | 88.0569 | 88.0569 | 88.0569 | 88.0569 | 88.0569 | 88.0569 | 88.0569 | 88.0569 | 88.0569 | 88.0569 | 0 | 0 | 0 | 0 | 0 | 0 | 0 | 0
F7_Industrial_Agriculture_New_Space Heating_Natural Gas_Furnace_Baseline Forecast | F7 | Industrial | Agriculture | New | Space Heating | Natural Gas | Furnace | Baseline Forecast | Avg. Replacement Demand (S) | 0 | 0 | 0 | 0 | 0 | 0 | 0 | 0 | 0 | 0 | 0 | 0 | 0 | 0 | 0 | 0 | 0 | 0 | 0 | 0 | 0 | 0 | 0 | 0 | 0 | 0 | 0 | 0 | 0 | 0
F8_Industrial_Agriculture_New_Space Heating_Natural Gas_Furnace_Baseline Forecast | F8 | Industrial | Agriculture | New | Space Heating | Natural Gas | Furnace | Baseline Forecast | Avg. Replacement Demand (W) | 0 | 0 | 0 | 0 | 0 | 0 | 0 | 0 | 0 | 0 | 0 | 0 | 0 | 0 | 0 | 0 | 0 | 0 | 0 | 0 | 0 | 0 | 0 | 0 | 0 | 0 | 0 | 0 | 0 | 0
F1_Industrial_Agriculture_New_Space Heating_Natural Gas_Boiler_Baseline Forecast | F1 | Industrial | Agriculture | New | Space Heating | Natural Gas | Boiler | Baseline Forecast | Units | 0 | 108.988 | 111.5976 | 194.7588 | 277.7159 | 370.6978 | 426.6953 | 491.7008 | 555.8872 | 628.0869 | 681.8609 | 743.7083 | 804.7355 | 875.5287 | 923.5763 | 981.9715 | 1040.3225 | 1108.2509 | 1153.1196 | 1208.4085 | 1262.1916 | 1315.8158 | 0 | 0 | 0 | 0 | 0 | 0 | 0 | 0
F2_Industrial_Agriculture_New_Space Heating_Natural Gas_Boiler_Baseline Forecast | F2 | Industrial | Agriculture | New | Space Heating | Natural Gas | Boiler | Baseline Forecast | Usage (MMtherm) | 0 | 0.0055224 | 0.0056546 | 0.0098684 | 0.014072 | 0.018783 | 0.021621 | 0.024914 | 0.028167 | 0.031825 | 0.03455 | 0.037684 | 0.040776 | 0.044363 | 0.046797 | 0.049756 | 0.052713 | 0.056155 | 0.058428 | 0.06123 | 0.063955 | 0.066672 | 0 | 0 | 0 | 0 | 0 | 0 | 0 | 0
F3_Industrial_Agriculture_New_Space Heating_Natural Gas_Boiler_Baseline Forecast | F3 | Industrial | Agriculture | New | Space Heating | Natural Gas | Boiler | Baseline Forecast | Peak Demand (S) | 0 | 0 | 0 | 0 | 0 | 0 | 0 | 0 | 0 | 0 | 0 | 0 | 0 | 0 | 0 | 0 | 0 | 0 | 0 | 0 | 0 | 0 | 0 | 0 | 0 | 0 | 0 | 0 | 0 | 0
F4_Industrial_Agriculture_New_Space Heating_Natural Gas_Boiler_Baseline Forecast | F4 | Industrial | Agriculture | New | Space Heating | Natural Gas | Boiler | Baseline Forecast | Peak Demand (W) | 0 | 0 | 0 | 0 | 0 | 0 | 0 | 0 | 0 | 0 | 0 | 0 | 0 | 0 | 0 | 0 | 0 | 0 | 0 | 0 | 0 | 0 | 0 | 0 | 0 | 0 | 0 | 0 | 0 | 0
F5_Industrial_Agriculture_New_Space Heating_Natural Gas_Boiler_Baseline Forecast | F5 | Industrial | Agriculture | New | Space Heating | Natural Gas | Boiler | Baseline Forecast | Turnover | 0 | 108.988 | 2.6095 | 83.1613 | 82.9571 | 92.9819 | 55.9975 | 65.0056 | 64.1864 | 72.1997 | 53.774 | 61.8474 | 61.0272 | 70.7932 | 48.0476 | 58.3952 | 58.351 | 67.9284 | 44.8687 | 55.2889 | 53.7831 | 53.6242 | 0 | 0 | 0 | 0 | 0 | 0 | 0 | 0
F6_Industrial_Agriculture_New_Space Heating_Natural Gas_Boiler_Baseline Forecast | F6 | Industrial | Agriculture | New | Space Heating | Natural Gas | Boiler | Baseline Forecast | Avg. Replacement Usage | 50.6697 | 50.6697 | 50.6697 | 50.6697 | 50.6697 | 50.6697 | 50.6697 | 50.6697 | 50.6697 | 50.6697 | 50.6697 | 50.6697 | 50.6697 | 50.6697 | 50.6697 | 50.6697 | 50.6697 | 50.6697 | 50.6697 | 50.6697 | 50.6697 | 50.6697 | 0 | 0 | 0 | 0 | 0 | 0 | 0 | 0
F7_Industrial_Agriculture_New_Space Heating_Natural Gas_Boiler_Baseline Forecast | F7 | Industrial | Agriculture | New | Space Heating | Natural Gas | Boiler | Baseline Forecast | Avg. Replacement Demand (S) | 0 | 0 | 0 | 0 | 0 | 0 | 0 | 0 | 0 | 0 | 0 | 0 | 0 | 0 | 0 | 0 | 0 | 0 | 0 | 0 | 0 | 0 | 0 | 0 | 0 | 0 | 0 | 0 | 0 | 0
F8_Industrial_Agriculture_New_Space Heating_Natural Gas_Boiler_Baseline Forecast | F8 | Industrial | Agriculture | New | Space Heating | Natural Gas | Boiler | Baseline Forecast | Avg. Replacement Demand (W) | 0 | 0 | 0 | 0 | 0 | 0 | 0 | 0 | 0 | 0 | 0 | 0 | 0 | 0 | 0 | 0 | 0 | 0 | 0 | 0 | 0 | 0 | 0 | 0 | 0 | 0 | 0 | 0 | 0 | 0
F1_Industrial_Agriculture_New_Space Heating_Natural Gas_Unit Heater_Baseline Forecast | F1 | Industrial | Agriculture | New | Space Heating | Natural Gas | Unit Heater | Baseline Forecast | Units | 0 | 266.8362 | 273.2251 | 476.8295 | 679.9339 | 907.5821 | 1044.6811 | 1203.8348 | 1360.9827 | 1537.7498 | 1669.405 | 1820.8265 | 1970.2397 | 2143.5632 | 2261.1985 | 2404.1679 | 2547.029 | 2713.3387 | 2823.1912 | 2958.5553 | 3090.2328 | 3221.5213 | 0 | 0 | 0 | 0 | 0 | 0 | 0 | 0
F2_Industrial_Agriculture_New_Space Heating_Natural Gas_Unit Heater_Baseline Forecast | F2 | Industrial | Agriculture | New | Space Heating | Natural Gas | Unit Heater | Baseline Forecast | Usage (MMtherm) | 0 | 0.029403 | 0.030107 | 0.052543 | 0.074923 | 0.10001 | 0.11512 | 0.13265 | 0.14997 | 0.16945 | 0.18395 | 0.20064 | 0.2171 | 0.2362 | 0.24916 | 0.26492 | 0.28066 | 0.29899 | 0.31109 | 0.32601 | 0.34052 | 0.35498 | 0 | 0 | 0 | 0 | 0 | 0 | 0 | 0
F3_Industrial_Agriculture_New_Space Heating_Natural Gas_Unit Heater_Baseline Forecast | F3 | Industrial | Agriculture | New | Space Heating | Natural Gas | Unit Heater | Baseline Forecast | Peak Demand (S) | 0 | 0 | 0 | 0 | 0 | 0 | 0 | 0 | 0 | 0 | 0 | 0 | 0 | 0 | 0 | 0 | 0 | 0 | 0 | 0 | 0 | 0 | 0 | 0 | 0 | 0 | 0 | 0 | 0 | 0
F4_Industrial_Agriculture_New_Space Heating_Natural Gas_Unit Heater_Baseline Forecast | F4 | Industrial | Agriculture | New | Space Heating | Natural Gas | Unit Heater | Baseline Forecast | Peak Demand (W) | 0 | 0 | 0 | 0 | 0 | 0 | 0 | 0 | 0 | 0 | 0 | 0 | 0 | 0 | 0 | 0 | 0 | 0 | 0 | 0 | 0 | 0 | 0 | 0 | 0 | 0 | 0 | 0 | 0 | 0
F5_Industrial_Agriculture_New_Space Heating_Natural Gas_Unit Heater_Baseline Forecast | F5 | Industrial | Agriculture | New | Space Heating | Natural Gas | Unit Heater | Baseline Forecast | Turnover | 0 | 266.8362 | 6.3889 | 203.6044 | 203.1044 | 227.6482 | 137.099 | 159.1537 | 157.1479 | 176.7671 | 131.6552 | 151.4215 | 202.7805 | 217.2951 | 193.5335 | 244.3088 | 269.4622 | 364.9599 | 232.3287 | 316.4736 | 311.7874 | 308.1415 | 0 | 0 | 0 | 0 | 0 | 0 | 0 | 0
F6_Industrial_Agriculture_New_Space Heating_Natural Gas_Unit Heater_Baseline Forecast | F6 | Industrial | Agriculture | New | Space Heating | Natural Gas | Unit Heater | Baseline Forecast | Avg. Replacement Usage | 110.1916 | 110.1916 | 110.1916 | 110.1916 | 110.1916 | 110.1916 | 110.1916 | 110.1916 | 110.1916 | 110.1916 | 110.1916 | 110.1916 | 110.1916 | 110.1916 | 110.1916 | 110.1916 | 110.1916 | 110.1916 | 110.1916 | 110.1916 | 110.1916 | 110.1916 | 0 | 0 | 0 | 0 | 0 | 0 | 0 | 0
F7_Industrial_Agriculture_New_Space Heating_Natural Gas_Unit Heater_Baseline Forecast | F7 | Industrial | Agriculture | New | Space Heating | Natural Gas | Unit Heater | Baseline Forecast | Avg. Replacement Demand (S) | 0 | 0 | 0 | 0 | 0 | 0 | 0 | 0 | 0 | 0 | 0 | 0 | 0 | 0 | 0 | 0 | 0 | 0 | 0 | 0 | 0 | 0 | 0 | 0 | 0 | 0 | 0 | 0 | 0 | 0
F8_Industrial_Agriculture_New_Space Heating_Natural Gas_Unit Heater_Baseline Forecast | F8 | Industrial | Agriculture | New | Space Heating | Natural Gas | Unit Heater | Baseline Forecast | Avg. Replacement Demand (W) | 0 | 0 | 0 | 0 | 0 | 0 | 0 | 0 | 0 | 0 | 0 | 0 | 0 | 0 | 0 | 0 | 0 | 0 | 0 | 0 | 0 | 0 | 0 | 0 | 0 | 0 | 0 | 0 | 0 | 0
F1_Industrial_Agriculture_New_Process_Natural Gas_Process Boiler_Baseline Forecast | F1 | Industrial | Agriculture | New | Process | Natural Gas | Process Boiler | Baseline Forecast | Units | 0 | 901.5445 | 923.1304 | 1611.0371 | 2297.2546 | 3066.3969 | 3529.6057 | 4067.3293 | 4598.2762 | 5195.5094 | 5640.3254 | 6151.9248 | 6656.7389 | 7242.3374 | 7639.7853 | 8122.828 | 8605.5048 | 9167.4061 | 9538.5584 | 9995.9057 | 10440.7971 | 10884.3743 | 0 | 0 | 0 | 0 | 0 | 0 | 0 | 0
F2_Industrial_Agriculture_New_Process_Natural Gas_Process Boiler_Baseline Forecast | F2 | Industrial | Agriculture | New | Process | Natural Gas | Process Boiler | Baseline Forecast | Usage (MMtherm) | 0 | 0.063759 | 0.065285 | 0.11394 | 0.16247 | 0.21686 | 0.24962 | 0.28765 | 0.3252 | 0.36743 | 0.39889 | 0.43507 | 0.47078 | 0.51219 | 0.5403 | 0.57446 | 0.6086 | 0.64833 | 0.67458 | 0.70693 | 0.73839 | 0.76976 | 0 | 0 | 0 | 0 | 0 | 0 | 0 | 0
F3_Industrial_Agriculture_New_Process_Natural Gas_Process Boiler_Baseline Forecast | F3 | Industrial | Agriculture | New | Process | Natural Gas | Process Boiler | Baseline Forecast | Peak Demand (S) | 0 | 0 | 0 | 0 | 0 | 0 | 0 | 0 | 0 | 0 | 0 | 0 | 0 | 0 | 0 | 0 | 0 | 0 | 0 | 0 | 0 | 0 | 0 | 0 | 0 | 0 | 0 | 0 | 0 | 0
F4_Industrial_Agriculture_New_Process_Natural Gas_Process Boiler_Baseline Forecast | F4 | Industrial | Agriculture | New | Process | Natural Gas | Process Boiler | Baseline Forecast | Peak Demand (W) | 0 | 0 | 0 | 0 | 0 | 0 | 0 | 0 | 0 | 0 | 0 | 0 | 0 | 0 | 0 | 0 | 0 | 0 | 0 | 0 | 0 | 0 | 0 | 0 | 0 | 0 | 0 | 0 | 0 | 0
F5_Industrial_Agriculture_New_Process_Natural Gas_Process Boiler_Baseline Forecast | F5 | Industrial | Agriculture | New | Process | Natural Gas | Process Boiler | Baseline Forecast | Turnover | 0 | 901.5445 | 21.5859 | 687.9067 | 686.2174 | 769.1423 | 463.2088 | 537.7236 | 530.9469 | 597.2332 | 444.816 | 511.5994 | 504.8141 | 585.5985 | 397.4479 | 483.0427 | 482.6768 | 561.9013 | 371.1523 | 457.3474 | 444.8914 | 443.5772 | 0 | 0 | 0 | 0 | 0 | 0 | 0 | 0
F6_Industrial_Agriculture_New_Process_Natural Gas_Process Boiler_Baseline Forecast | F6 | Industrial | Agriculture | New | Process | Natural Gas | Process Boiler | Baseline Forecast | Avg. Replacement Usage | 70.7216 | 70.7216 | 70.7216 | 70.7216 | 70.7216 | 70.7216 | 70.7216 | 70.7216 | 70.7216 | 70.7216 | 70.7216 | 70.7216 | 70.7216 | 70.7216 | 70.7216 | 70.7216 | 70.7216 | 70.7216 | 70.7216 | 70.7216 | 70.7216 | 70.7216 | 0 | 0 | 0 | 0 | 0 | 0 | 0 | 0
F7_Industrial_Agriculture_New_Process_Natural Gas_Process Boiler_Baseline Forecast | F7 | Industrial | Agriculture | New | Process | Natural Gas | Process Boiler | Baseline Forecast | Avg. Replacement Demand (S) | 0 | 0 | 0 | 0 | 0 | 0 | 0 | 0 | 0 | 0 | 0 | 0 | 0 | 0 | 0 | 0 | 0 | 0 | 0 | 0 | 0 | 0 | 0 | 0 | 0 | 0 | 0 | 0 | 0 | 0
F8_Industrial_Agriculture_New_Process_Natural Gas_Process Boiler_Baseline Forecast | F8 | Industrial | Agriculture | New | Process | Natural Gas | Process Boiler | Baseline Forecast | Avg. Replacement Demand (W) | 0 | 0 | 0 | 0 | 0 | 0 | 0 | 0 | 0 | 0 | 0 | 0 | 0 | 0 | 0 | 0 | 0 | 0 | 0 | 0 | 0 | 0 | 0 | 0 | 0 | 0 | 0 | 0 | 0 | 0
F1_Industrial_Agriculture_New_Process_Natural Gas_Process Heating_Baseline Forecast | F1 | Industrial | Agriculture | New | Process | Natural Gas | Process Heating | Baseline Forecast | Units | 0 | 901.5445 | 923.1304 | 1611.0371 | 2297.2546 | 3066.3969 | 3529.6057 | 4067.3293 | 4598.2762 | 5195.5094 | 5640.3254 | 6151.9248 | 6656.7389 | 7242.3374 | 7639.7853 | 8122.828 | 8605.5048 | 9167.4061 | 9538.5584 | 9995.9057 | 10440.7971 | 10884.3743 | 0 | 0 | 0 | 0 | 0 | 0 | 0 | 0
F2_Industrial_Agriculture_New_Process_Natural Gas_Process Heating_Baseline Forecast | F2 | Industrial | Agriculture | New | Process | Natural Gas | Process Heating | Baseline Forecast | Usage (MMtherm) | 0 | 0.051496 | 0.052729 | 0.092022 | 0.13122 | 0.17515 | 0.20161 | 0.23233 | 0.26265 | 0.29677 | 0.32217 | 0.3514 | 0.38023 | 0.41368 | 0.43638 | 0.46398 | 0.49155 | 0.52364 | 0.54484 | 0.57097 | 0.59638 | 0.62171 | 0 | 0 | 0 | 0 | 0 | 0 | 0 | 0
F3_Industrial_Agriculture_New_Process_Natural Gas_Process Heating_Baseline Forecast | F3 | Industrial | Agriculture | New | Process | Natural Gas | Process Heating | Baseline Forecast | Peak Demand (S) | 0 | 0 | 0 | 0 | 0 | 0 | 0 | 0 | 0 | 0 | 0 | 0 | 0 | 0 | 0 | 0 | 0 | 0 | 0 | 0 | 0 | 0 | 0 | 0 | 0 | 0 | 0 | 0 | 0 | 0
F4_Industrial_Agriculture_New_Process_Natural Gas_Process Heating_Baseline Forecast | F4 | Industrial | Agriculture | New | Process | Natural Gas | Process Heating | Baseline Forecast | Peak Demand (W) | 0 | 0 | 0 | 0 | 0 | 0 | 0 | 0 | 0 | 0 | 0 | 0 | 0 | 0 | 0 | 0 | 0 | 0 | 0 | 0 | 0 | 0 | 0 | 0 | 0 | 0 | 0 | 0 | 0 | 0
F5_Industrial_Agriculture_New_Process_Natural Gas_Process Heating_Baseline Forecast | F5 | Industrial | Agriculture | New | Process | Natural Gas | Process Heating | Baseline Forecast | Turnover | 0 | 901.5445 | 21.5859 | 687.9067 | 815.0095 | 882.6192 | 658.7471 | 821.7578 | 900.4932 | 1008.094 | 914.3763 | 1305.3931 | 1072.8398 | 1397.2402 | 1316.6578 | 1443.8983 | 1440.6464 | 1618.6063 | 1506.1108 | 1667.3258 | 1685.9399 | 1836.4173 | 0 | 0 | 0 | 0 | 0 | 0 | 0 | 0
F6_Industrial_Agriculture_New_Process_Natural Gas_Process Heating_Baseline Forecast | F6 | Industrial | Agriculture | New | Process | Natural Gas | Process Heating | Baseline Forecast | Avg. Replacement Usage | 57.1199 | 57.1199 | 57.1199 | 57.1199 | 57.1199 | 57.1199 | 57.1199 | 57.1199 | 57.1199 | 57.1199 | 57.1199 | 57.1199 | 57.1199 | 57.1199 | 57.1199 | 57.1199 | 57.1199 | 57.1199 | 57.1199 | 57.1199 | 57.1199 | 57.1199 | 0 | 0 | 0 | 0 | 0 | 0 | 0 | 0
F7_Industrial_Agriculture_New_Process_Natural Gas_Process Heating_Baseline Forecast | F7 | Industrial | Agriculture | New | Process | Natural Gas | Process Heating | Baseline Forecast | Avg. Replacement Demand (S) | 0 | 0 | 0 | 0 | 0 | 0 | 0 | 0 | 0 | 0 | 0 | 0 | 0 | 0 | 0 | 0 | 0 | 0 | 0 | 0 | 0 | 0 | 0 | 0 | 0 | 0 | 0 | 0 | 0 | 0
F8_Industrial_Agriculture_New_Process_Natural Gas_Process Heating_Baseline Forecast | F8 | Industrial | Agriculture | New | Process | Natural Gas | Process Heating | Baseline Forecast | Avg. Replacement Demand (W) | 0 | 0 | 0 | 0 | 0 | 0 | 0 | 0 | 0 | 0 | 0 | 0 | 0 | 0 | 0 | 0 | 0 | 0 | 0 | 0 | 0 | 0 | 0 | 0 | 0 | 0 | 0 | 0 | 0 | 0
F1_Industrial_Agriculture_New_Process_Natural Gas_Process Cooling_Baseline Forecast | F1 | Industrial | Agriculture | New | Process | Natural Gas | Process Cooling | Baseline Forecast | Units | 0 | 901.5445 | 923.1304 | 1611.0371 | 2297.2546 | 3066.3969 | 3529.6057 | 4067.3293 | 4598.2762 | 5195.5094 | 5640.3254 | 6151.9248 | 6656.7389 | 7242.3374 | 7639.7853 | 8122.828 | 8605.5048 | 9167.4061 | 9538.5584 | 9995.9057 | 10440.7971 | 10884.3743 | 0 | 0 | 0 | 0 | 0 | 0 | 0 | 0
F2_Industrial_Agriculture_New_Process_Natural Gas_Process Cooling_Baseline Forecast | F2 | Industrial | Agriculture | New | Process | Natural Gas | Process Cooling | Baseline Forecast | Usage (MMtherm) | 0 | 0.00013807 | 0.00014138 | 0.00024673 | 0.00035182 | 0.00046961 | 0.00054055 | 0.00062291 | 0.00070422 | 0.00079568 | 0.00086381 | 0.00094216 | 0.0010195 | 0.0011092 | 0.00117 | 0.001244 | 0.0013179 | 0.001404 | 0.0014608 | 0.0015309 | 0.001599 | 0.0016669 | 0 | 0 | 0 | 0 | 0 | 0 | 0 | 0
F3_Industrial_Agriculture_New_Process_Natural Gas_Process Cooling_Baseline Forecast | F3 | Industrial | Agriculture | New | Process | Natural Gas | Process Cooling | Baseline Forecast | Peak Demand (S) | 0 | 0 | 0 | 0 | 0 | 0 | 0 | 0 | 0 | 0 | 0 | 0 | 0 | 0 | 0 | 0 | 0 | 0 | 0 | 0 | 0 | 0 | 0 | 0 | 0 | 0 | 0 | 0 | 0 | 0
F4_Industrial_Agriculture_New_Process_Natural Gas_Process Cooling_Baseline Forecast | F4 | Industrial | Agriculture | New | Process | Natural Gas | Process Cooling | Baseline Forecast | Peak Demand (W) | 0 | 0 | 0 | 0 | 0 | 0 | 0 | 0 | 0 | 0 | 0 | 0 | 0 | 0 | 0 | 0 | 0 | 0 | 0 | 0 | 0 | 0 | 0 | 0 | 0 | 0 | 0 | 0 | 0 | 0
F5_Industrial_Agriculture_New_Process_Natural Gas_Process Cooling_Baseline Forecast | F5 | Industrial | Agriculture | New | Process | Natural Gas | Process Cooling | Baseline Forecast | Turnover | 0 | 901.5445 | 21.5859 | 687.9067 | 815.0095 | 882.6192 | 658.7471 | 821.7578 | 900.4932 | 1008.094 | 914.3763 | 1305.3931 | 1072.8398 | 1397.2402 | 1316.6578 | 1443.8983 | 1440.6464 | 1618.6063 | 1506.1108 | 1667.3258 | 1685.9399 | 1836.4173 | 0 | 0 | 0 | 0 | 0 | 0 | 0 | 0
F6_Industrial_Agriculture_New_Process_Natural Gas_Process Cooling_Baseline Forecast | F6 | Industrial | Agriculture | New | Process | Natural Gas | Process Cooling | Baseline Forecast | Avg. Replacement Usage | 0.15315 | 0.15315 | 0.15315 | 0.15315 | 0.15315 | 0.15315 | 0.15315 | 0.15315 | 0.15315 | 0.15315 | 0.15315 | 0.15315 | 0.15315 | 0.15315 | 0.15315 | 0.15315 | 0.15315 | 0.15315 | 0.15315 | 0.15315 | 0.15315 | 0.15315 | 0 | 0 | 0 | 0 | 0 | 0 | 0 | 0
F7_Industrial_Agriculture_New_Process_Natural Gas_Process Cooling_Baseline Forecast | F7 | Industrial | Agriculture | New | Process | Natural Gas | Process Cooling | Baseline Forecast | Avg. Replacement Demand (S) | 0 | 0 | 0 | 0 | 0 | 0 | 0 | 0 | 0 | 0 | 0 | 0 | 0 | 0 | 0 | 0 | 0 | 0 | 0 | 0 | 0 | 0 | 0 | 0 | 0 | 0 | 0 | 0 | 0 | 0
F8_Industrial_Agriculture_New_Process_Natural Gas_Process Cooling_Baseline Forecast | F8 | Industrial | Agriculture | New | Process | Natural Gas | Process Cooling | Baseline Forecast | Avg. Replacement Demand (W) | 0 | 0 | 0 | 0 | 0 | 0 | 0 | 0 | 0 | 0 | 0 | 0 | 0 | 0 | 0 | 0 | 0 | 0 | 0 | 0 | 0 | 0 | 0 | 0 | 0 | 0 | 0 | 0 | 0 | 0
F1_Industrial_Agriculture_New_Process_Natural Gas_Other Process_Baseline Forecast | F1 | Industrial | Agriculture | New | Process | Natural Gas | Other Process | Baseline Forecast | Units | 0 | 901.5445 | 923.1304 | 1611.0371 | 2297.2546 | 3066.3969 | 3529.6057 | 4067.3293 | 4598.2762 | 5195.5094 | 5640.3254 | 6151.9248 | 6656.7389 | 7242.3374 | 7639.7853 | 8122.828 | 8605.5048 | 9167.4061 | 9538.5584 | 9995.9057 | 10440.7971 | 10884.3743 | 0 | 0 | 0 | 0 | 0 | 0 | 0 | 0
F2_Industrial_Agriculture_New_Process_Natural Gas_Other Process_Baseline Forecast | F2 | Industrial | Agriculture | New | Process | Natural Gas | Other Process | Baseline Forecast | Usage (MMtherm) | 0 | 0.0025675 | 0.002629 | 0.0045881 | 0.0065425 | 0.0087329 | 0.010052 | 0.011584 | 0.013096 | 0.014797 | 0.016063 | 0.01752 | 0.018958 | 0.020626 | 0.021758 | 0.023133 | 0.024508 | 0.026108 | 0.027165 | 0.028468 | 0.029735 | 0.030998 | 0 | 0 | 0 | 0 | 0 | 0 | 0 | 0
F3_Industrial_Agriculture_New_Process_Natural Gas_Other Process_Baseline Forecast | F3 | Industrial | Agriculture | New | Process | Natural Gas | Other Process | Baseline Forecast | Peak Demand (S) | 0 | 0 | 0 | 0 | 0 | 0 | 0 | 0 | 0 | 0 | 0 | 0 | 0 | 0 | 0 | 0 | 0 | 0 | 0 | 0 | 0 | 0 | 0 | 0 | 0 | 0 | 0 | 0 | 0 | 0
F4_Industrial_Agriculture_New_Process_Natural Gas_Other Process_Baseline Forecast | F4 | Industrial | Agriculture | New | Process | Natural Gas | Other Process | Baseline Forecast | Peak Demand (W) | 0 | 0 | 0 | 0 | 0 | 0 | 0 | 0 | 0 | 0 | 0 | 0 | 0 | 0 | 0 | 0 | 0 | 0 | 0 | 0 | 0 | 0 | 0 | 0 | 0 | 0 | 0 | 0 | 0 | 0
F5_Industrial_Agriculture_New_Process_Natural Gas_Other Process_Baseline Forecast | F5 | Industrial | Agriculture | New | Process | Natural Gas | Other Process | Baseline Forecast | Turnover | 0 | 901.5445 | 21.5859 | 687.9067 | 815.0095 | 882.6192 | 658.7471 | 821.7578 | 900.4932 | 1008.094 | 914.3763 | 1305.3931 | 1072.8398 | 1397.2402 | 1316.6578 | 1443.8983 | 1440.6464 | 1618.6063 | 1506.1108 | 1667.3258 | 1685.9399 | 1836.4173 | 0 | 0 | 0 | 0 | 0 | 0 | 0 | 0
F6_Industrial_Agriculture_New_Process_Natural Gas_Other Process_Baseline Forecast | F6 | Industrial | Agriculture | New | Process | Natural Gas | Other Process | Baseline Forecast | Avg. Replacement Usage | 2.8479 | 2.8479 | 2.8479 | 2.8479 | 2.8479 | 2.8479 | 2.8479 | 2.8479 | 2.8479 | 2.8479 | 2.8479 | 2.8479 | 2.8479 | 2.8479 | 2.8479 | 2.8479 | 2.8479 | 2.8479 | 2.8479 | 2.8479 | 2.8479 | 2.8479 | 0 | 0 | 0 | 0 | 0 | 0 | 0 | 0
F7_Industrial_Agriculture_New_Process_Natural Gas_Other Process_Baseline Forecast | F7 | Industrial | Agriculture | New | Process | Natural Gas | Other Process | Baseline Forecast | Avg. Replacement Demand (S) | 0 | 0 | 0 | 0 | 0 | 0 | 0 | 0 | 0 | 0 | 0 | 0 | 0 | 0 | 0 | 0 | 0 | 0 | 0 | 0 | 0 | 0 | 0 | 0 | 0 | 0 | 0 | 0 | 0 | 0
F8_Industrial_Agriculture_New_Process_Natural Gas_Other Process_Baseline Forecast | F8 | Industrial | Agriculture | New | Process | Natural Gas | Other Process | Baseline Forecast | Avg. Replacement Demand (W) | 0 | 0 | 0 | 0 | 0 | 0 | 0 | 0 | 0 | 0 | 0 | 0 | 0 | 0 | 0 | 0 | 0 | 0 | 0 | 0 | 0 | 0 | 0 | 0 | 0 | 0 | 0 | 0 | 0 | 0
F1_Industrial_Agriculture_New_Miscellaneous_Natural Gas_Miscellaneous_Baseline Forecast | F1 | Industrial | Agriculture | New | Miscellaneous | Natural Gas | Miscellaneous | Baseline Forecast | Units | 0 | 901.5445 | 923.1304 | 1611.0371 | 2297.2546 | 3066.3969 | 3529.6057 | 4067.3293 | 4598.2762 | 5195.5094 | 5640.3254 | 6151.9248 | 6656.7389 | 7242.3374 | 7639.7853 | 8122.828 | 8605.5048 | 9167.4061 | 9538.5584 | 9995.9057 | 10440.7971 | 10884.3743 | 0 | 0 | 0 | 0 | 0 | 0 | 0 | 0
F2_Industrial_Agriculture_New_Miscellaneous_Natural Gas_Miscellaneous_Baseline Forecast | F2 | Industrial | Agriculture | New | Miscellaneous | Natural Gas | Miscellaneous | Baseline Forecast | Usage (MMtherm) | 0 | 0.018825 | 0.019276 | 0.03364 | 0.047968 | 0.064029 | 0.073701 | 0.084929 | 0.096015 | 0.10849 | 0.11777 | 0.12846 | 0.139 | 0.15123 | 0.15952 | 0.16961 | 0.17969 | 0.19142 | 0.19917 | 0.20872 | 0.21801 | 0.22727 | 0 | 0 | 0 | 0 | 0 | 0 | 0 | 0
F3_Industrial_Agriculture_New_Miscellaneous_Natural Gas_Miscellaneous_Baseline Forecast | F3 | Industrial | Agriculture | New | Miscellaneous | Natural Gas | Miscellaneous | Baseline Forecast | Peak Demand (S) | 0 | 0 | 0 | 0 | 0 | 0 | 0 | 0 | 0 | 0 | 0 | 0 | 0 | 0 | 0 | 0 | 0 | 0 | 0 | 0 | 0 | 0 | 0 | 0 | 0 | 0 | 0 | 0 | 0 | 0
F4_Industrial_Agriculture_New_Miscellaneous_Natural Gas_Miscellaneous_Baseline Forecast | F4 | Industrial | Agriculture | New | Miscellaneous | Natural Gas | Miscellaneous | Baseline Forecast | Peak Demand (W) | 0 | 0 | 0 | 0 | 0 | 0 | 0 | 0 | 0 | 0 | 0 | 0 | 0 | 0 | 0 | 0 | 0 | 0 | 0 | 0 | 0 | 0 | 0 | 0 | 0 | 0 | 0 | 0 | 0 | 0
F5_Industrial_Agriculture_New_Miscellaneous_Natural Gas_Miscellaneous_Baseline Forecast | F5 | Industrial | Agriculture | New | Miscellaneous | Natural Gas | Miscellaneous | Baseline Forecast | Turnover | 0 | 901.5445 | 21.5859 | 687.9067 | 815.0095 | 882.6192 | 658.7471 | 821.7578 | 900.4932 | 1008.094 | 914.3763 | 1305.3931 | 1072.8398 | 1397.2402 | 1316.6578 | 1443.8983 | 1440.6464 | 1618.6063 | 1506.1108 | 1667.3258 | 1685.9399 | 1836.4173 | 0 | 0 | 0 | 0 | 0 | 0 | 0 | 0
F6_Industrial_Agriculture_New_Miscellaneous_Natural Gas_Miscellaneous_Baseline Forecast | F6 | Industrial | Agriculture | New | Miscellaneous | Natural Gas | Miscellaneous | Baseline Forecast | Avg. Replacement Usage | 20.8807 | 20.8807 | 20.8807 | 20.8807 | 20.8807 | 20.8807 | 20.8807 | 20.8807 | 20.8807 | 20.8807 | 20.8807 | 20.8807 | 20.8807 | 20.8807 | 20.8807 | 20.8807 | 20.8807 | 20.8807 | 20.8807 | 20.8807 | 20.8807 | 20.8807 | 0 | 0 | 0 | 0 | 0 | 0 | 0 | 0
F7_Industrial_Agriculture_New_Miscellaneous_Natural Gas_Miscellaneous_Baseline Forecast | F7 | Industrial | Agriculture | New | Miscellaneous | Natural Gas | Miscellaneous | Baseline Forecast | Avg. Replacement Demand (S) | 0 | 0 | 0 | 0 | 0 | 0 | 0 | 0 | 0 | 0 | 0 | 0 | 0 | 0 | 0 | 0 | 0 | 0 | 0 | 0 | 0 | 0 | 0 | 0 | 0 | 0 | 0 | 0 | 0 | 0
F8_Industrial_Agriculture_New_Miscellaneous_Natural Gas_Miscellaneous_Baseline Forecast | F8 | Industrial | Agriculture | New | Miscellaneous | Natural Gas | Miscellaneous | Baseline Forecast | Avg. Replacement Demand (W) | 0 | 0 | 0 | 0 | 0 | 0 | 0 | 0 | 0 | 0 | 0 | 0 | 0 | 0 | 0 | 0 | 0 | 0 | 0 | 0 | 0 | 0 | 0 | 0 | 0 | 0 | 0 | 0 | 0 | 0
F1_Industrial_Primary Metals_Existing_Space Heating_Natural Gas_Furnace_Baseline Forecast | F1 | Industrial | Primary Metals | Existing | Space Heating | Natural Gas | Furnace | Baseline Forecast | Units | 116.7342 | 114.7216 | 112.7436 | 110.7998 | 108.8894 | 107.012 | 105.167 | 103.3538 | 101.5718 | 99.8206 | 98.0995 | 96.4081 | 94.7459 | 93.1124 | 91.507 | 89.9293 | 88.3788 | 86.855 | 85.3575 | 83.8858 | 82.4395 | 81.0181 | 0 | 0 | 0 | 0 | 0 | 0 | 0 | 0
F2_Industrial_Primary Metals_Existing_Space Heating_Natural Gas_Furnace_Baseline Forecast | F2 | Industrial | Primary Metals | Existing | Space Heating | Natural Gas | Furnace | Baseline Forecast | Usage (MMtherm) | 0.038505 | 0.037639 | 0.036788 | 0.035954 | 0.035138 | 0.034341 | 0.033565 | 0.03281 | 0.032076 | 0.031365 | 0.030676 | 0.030011 | 0.029367 | 0.028744 | 0.02814 | 0.027555 | 0.026988 | 0.026437 | 0.025902 | 0.025382 | 0.024877 | 0.024385 | 0 | 0 | 0 | 0 | 0 | 0 | 0 | 0
F3_Industrial_Primary Metals_Existing_Space Heating_Natural Gas_Furnace_Baseline Forecast | F3 | Industrial | Primary Metals | Existing | Space Heating | Natural Gas | Furnace | Baseline Forecast | Peak Demand (S) | 0 | 0 | 0 | 0 | 0 | 0 | 0 | 0 | 0 | 0 | 0 | 0 | 0 | 0 | 0 | 0 | 0 | 0 | 0 | 0 | 0 | 0 | 0 | 0 | 0 | 0 | 0 | 0 | 0 | 0
F4_Industrial_Primary Metals_Existing_Space Heating_Natural Gas_Furnace_Baseline Forecast | F4 | Industrial | Primary Metals | Existing | Space Heating | Natural Gas | Furnace | Baseline Forecast | Peak Demand (W) | 0 | 0 | 0 | 0 | 0 | 0 | 0 | 0 | 0 | 0 | 0 | 0 | 0 | 0 | 0 | 0 | 0 | 0 | 0 | 0 | 0 | 0 | 0 | 0 | 0 | 0 | 0 | 0 | 0 | 0
F5_Industrial_Primary Metals_Existing_Space Heating_Natural Gas_Furnace_Baseline Forecast | F5 | Industrial | Primary Metals | Existing | Space Heating | Natural Gas | Furnace | Baseline Forecast | Turnover | 0 | 2.9993 | 3.1426 | 3.2688 | 3.3794 | 3.4754 | 3.5583 | 3.629 | 3.6886 | 3.738 | 3.778 | 3.8095 | 3.5236 | 3.2592 | 3.0146 | 2.7883 | 2.5791 | 2.3855 | 2.2065 | 2.2096 | 2.2175 | 2.2291 | 0 | 0 | 0 | 0 | 0 | 0 | 0 | 0
F6_Industrial_Primary Metals_Existing_Space Heating_Natural Gas_Furnace_Baseline Forecast | F6 | Industrial | Primary Metals | Existing | Space Heating | Natural Gas | Furnace | Baseline Forecast | Avg. Replacement Usage | 288.6202 | 288.6202 | 288.6202 | 288.6202 | 288.6202 | 288.6202 | 288.6202 | 288.6202 | 288.6202 | 288.6202 | 288.6202 | 288.6202 | 288.6202 | 288.6202 | 288.6202 | 288.6202 | 288.6202 | 288.6202 | 288.6202 | 288.6202 | 288.6202 | 288.6202 | 0 | 0 | 0 | 0 | 0 | 0 | 0 | 0
F7_Industrial_Primary Metals_Existing_Space Heating_Natural Gas_Furnace_Baseline Forecast | F7 | Industrial | Primary Metals | Existing | Space Heating | Natural Gas | Furnace | Baseline Forecast | Avg. Replacement Demand (S) | 0 | 0 | 0 | 0 | 0 | 0 | 0 | 0 | 0 | 0 | 0 | 0 | 0 | 0 | 0 | 0 | 0 | 0 | 0 | 0 | 0 | 0 | 0 | 0 | 0 | 0 | 0 | 0 | 0 | 0
F8_Industrial_Primary Metals_Existing_Space Heating_Natural Gas_Furnace_Baseline Forecast | F8 | Industrial | Primary Metals | Existing | Space Heating | Natural Gas | Furnace | Baseline Forecast | Avg. Replacement Demand (W) | 0 | 0 | 0 | 0 | 0 | 0 | 0 | 0 | 0 | 0 | 0 | 0 | 0 | 0 | 0 | 0 | 0 | 0 | 0 | 0 | 0 | 0 | 0 | 0 | 0 | 0 | 0 | 0 | 0 | 0
F1_Industrial_Primary Metals_Existing_Space Heating_Natural Gas_Boiler_Baseline Forecast | F1 | Industrial | Primary Metals | Existing | Space Heating | Natural Gas | Boiler | Baseline Forecast | Units | 7.5733 | 7.4427 | 7.3144 | 7.1883 | 7.0644 | 6.9426 | 6.8229 | 6.7052 | 6.5896 | 6.476 | 6.3643 | 6.2546 | 6.1468 | 6.0408 | 5.9366 | 5.8343 | 5.7337 | 5.6348 | 5.5377 | 5.4422 | 5.3484 | 5.2562 | 0 | 0 | 0 | 0 | 0 | 0 | 0 | 0
F2_Industrial_Primary Metals_Existing_Space Heating_Natural Gas_Boiler_Baseline Forecast | F2 | Industrial | Primary Metals | Existing | Space Heating | Natural Gas | Boiler | Baseline Forecast | Usage (MMtherm) | 0.010098 | 0.0098978 | 0.0097024 | 0.0095112 | 0.0093241 | 0.0091413 | 0.0089625 | 0.0087878 | 0.008617 | 0.0084502 | 0.0082873 | 0.0081281 | 0.0079726 | 0.0078208 | 0.0076726 | 0.0075279 | 0.0073866 | 0.0072486 | 0.0071139 | 0.0069825 | 0.0068542 | 0.0067289 | 0 | 0 | 0 | 0 | 0 | 0 | 0 | 0
F3_Industrial_Primary Metals_Existing_Space Heating_Natural Gas_Boiler_Baseline Forecast | F3 | Industrial | Primary Metals | Existing | Space Heating | Natural Gas | Boiler | Baseline Forecast | Peak Demand (S) | 0 | 0 | 0 | 0 | 0 | 0 | 0 | 0 | 0 | 0 | 0 | 0 | 0 | 0 | 0 | 0 | 0 | 0 | 0 | 0 | 0 | 0 | 0 | 0 | 0 | 0 | 0 | 0 | 0 | 0
F4_Industrial_Primary Metals_Existing_Space Heating_Natural Gas_Boiler_Baseline Forecast | F4 | Industrial | Primary Metals | Existing | Space Heating | Natural Gas | Boiler | Baseline Forecast | Peak Demand (W) | 0 | 0 | 0 | 0 | 0 | 0 | 0 | 0 | 0 | 0 | 0 | 0 | 0 | 0 | 0 | 0 | 0 | 0 | 0 | 0 | 0 | 0 | 0 | 0 | 0 | 0 | 0 | 0 | 0 | 0
F5_Industrial_Primary Metals_Existing_Space Heating_Natural Gas_Boiler_Baseline Forecast | F5 | Industrial | Primary Metals | Existing | Space Heating | Natural Gas | Boiler | Baseline Forecast | Turnover | 0 | 0.22554 | 0.22366 | 0.22161 | 0.21939 | 0.21705 | 0.21459 | 0.21204 | 0.20941 | 0.20671 | 0.20397 | 0.20118 | 0.19836 | 0.19553 | 0.19268 | 0.18982 | 0.18696 | 0.18411 | 0.18127 | 0.17844 | 0.17563 | 0.17284 | 0 | 0 | 0 | 0 | 0 | 0 | 0 | 0
F6_Industrial_Primary Metals_Existing_Space Heating_Natural Gas_Boiler_Baseline Forecast | F6 | Industrial | Primary Metals | Existing | Space Heating | Natural Gas | Boiler | Baseline Forecast | Avg. Replacement Usage | 1266.6817 | 1266.6817 | 1266.6817 | 1266.6817 | 1266.6817 | 1266.6817 | 1266.6817 | 1266.6817 | 1266.6817 | 1266.6817 | 1266.6817 | 1266.6817 | 1266.6817 | 1266.6817 | 1266.6817 | 1266.6817 | 1266.6817 | 1266.6817 | 1266.6817 | 1266.6817 | 1266.6817 | 1266.6817 | 0 | 0 | 0 | 0 | 0 | 0 | 0 | 0
F7_Industrial_Primary Metals_Existing_Space Heating_Natural Gas_Boiler_Baseline Forecast | F7 | Industrial | Primary Metals | Existing | Space Heating | Natural Gas | Boiler | Baseline Forecast | Avg. Replacement Demand (S) | 0 | 0 | 0 | 0 | 0 | 0 | 0 | 0 | 0 | 0 | 0 | 0 | 0 | 0 | 0 | 0 | 0 | 0 | 0 | 0 | 0 | 0 | 0 | 0 | 0 | 0 | 0 | 0 | 0 | 0
F8_Industrial_Primary Metals_Existing_Space Heating_Natural Gas_Boiler_Baseline Forecast | F8 | Industrial | Primary Metals | Existing | Space Heating | Natural Gas | Boiler | Baseline Forecast | Avg. Replacement Demand (W) | 0 | 0 | 0 | 0 | 0 | 0 | 0 | 0 | 0 | 0 | 0 | 0 | 0 | 0 | 0 | 0 | 0 | 0 | 0 | 0 | 0 | 0 | 0 | 0 | 0 | 0 | 0 | 0 | 0 | 0
F1_Industrial_Primary Metals_Existing_Space Heating_Natural Gas_Unit Heater_Baseline Forecast | F1 | Industrial | Primary Metals | Existing | Space Heating | Natural Gas | Unit Heater | Baseline Forecast | Units | 134.6162 | 132.2953 | 130.0143 | 127.7727 | 125.5697 | 123.4047 | 121.277 | 119.1861 | 117.1311 | 115.1116 | 113.1269 | 111.1765 | 109.2596 | 107.3758 | 105.5245 | 103.7052 | 101.9171 | 100.1599 | 98.433 | 96.7359 | 95.0681 | 93.429 | 0 | 0 | 0 | 0 | 0 | 0 | 0 | 0
F2_Industrial_Primary Metals_Existing_Space Heating_Natural Gas_Unit Heater_Baseline Forecast | F2 | Industrial | Primary Metals | Existing | Space Heating | Natural Gas | Unit Heater | Baseline Forecast | Usage (MMtherm) | 0.051071 | 0.050191 | 0.049325 | 0.048475 | 0.047639 | 0.046818 | 0.04601 | 0.045217 | 0.044438 | 0.043671 | 0.042918 | 0.042179 | 0.041451 | 0.040737 | 0.040034 | 0.039344 | 0.038666 | 0.037999 | 0.037344 | 0.0367 | 0.036067 | 0.035445 | 0 | 0 | 0 | 0 | 0 | 0 | 0 | 0
F3_Industrial_Primary Metals_Existing_Space Heating_Natural Gas_Unit Heater_Baseline Forecast | F3 | Industrial | Primary Metals | Existing | Space Heating | Natural Gas | Unit Heater | Baseline Forecast | Peak Demand (S) | 0 | 0 | 0 | 0 | 0 | 0 | 0 | 0 | 0 | 0 | 0 | 0 | 0 | 0 | 0 | 0 | 0 | 0 | 0 | 0 | 0 | 0 | 0 | 0 | 0 | 0 | 0 | 0 | 0 | 0
F4_Industrial_Primary Metals_Existing_Space Heating_Natural Gas_Unit Heater_Baseline Forecast | F4 | Industrial | Primary Metals | Existing | Space Heating | Natural Gas | Unit Heater | Baseline Forecast | Peak Demand (W) | 0 | 0 | 0 | 0 | 0 | 0 | 0 | 0 | 0 | 0 | 0 | 0 | 0 | 0 | 0 | 0 | 0 | 0 | 0 | 0 | 0 | 0 | 0 | 0 | 0 | 0 | 0 | 0 | 0 | 0
F5_Industrial_Primary Metals_Existing_Space Heating_Natural Gas_Unit Heater_Baseline Forecast | F5 | Industrial | Primary Metals | Existing | Space Heating | Natural Gas | Unit Heater | Baseline Forecast | Turnover | 0 | 0.11136 | 0.31837 | 0.6071 | 0.96518 | 1.3817 | 1.8469 | 2.3524 | 2.8904 | 3.4544 | 3.9432 | 4.3652 | 4.7461 | 5.1043 | 5.4528 | 5.8003 | 6.1524 | 5.7758 | 5.5173 | 5.3617 | 5.2953 | 5.2901 | 0 | 0 | 0 | 0 | 0 | 0 | 0 | 0
F6_Industrial_Primary Metals_Existing_Space Heating_Natural Gas_Unit Heater_Baseline Forecast | F6 | Industrial | Primary Metals | Existing | Space Heating | Natural Gas | Unit Heater | Baseline Forecast | Avg. Replacement Usage | 379.3834 | 379.3834 | 379.3834 | 379.3834 | 379.3834 | 379.3834 | 379.3834 | 379.3834 | 379.3834 | 379.3834 | 379.3834 | 379.3834 | 379.3834 | 379.3834 | 379.3834 | 379.3834 | 379.3834 | 379.3834 | 379.3834 | 379.3834 | 379.3834 | 379.3834 | 0 | 0 | 0 | 0 | 0 | 0 | 0 | 0
F7_Industrial_Primary Metals_Existing_Space Heating_Natural Gas_Unit Heater_Baseline Forecast | F7 | Industrial | Primary Metals | Existing | Space Heating | Natural Gas | Unit Heater | Baseline Forecast | Avg. Replacement Demand (S) | 0 | 0 | 0 | 0 | 0 | 0 | 0 | 0 | 0 | 0 | 0 | 0 | 0 | 0 | 0 | 0 | 0 | 0 | 0 | 0 | 0 | 0 | 0 | 0 | 0 | 0 | 0 | 0 | 0 | 0
F8_Industrial_Primary Metals_Existing_Space Heating_Natural Gas_Unit Heater_Baseline Forecast | F8 | Industrial | Primary Metals | Existing | Space Heating | Natural Gas | Unit Heater | Baseline Forecast | Avg. Replacement Demand (W) | 0 | 0 | 0 | 0 | 0 | 0 | 0 | 0 | 0 | 0 | 0 | 0 | 0 | 0 | 0 | 0 | 0 | 0 | 0 | 0 | 0 | 0 | 0 | 0 | 0 | 0 | 0 | 0 | 0 | 0
F1_Industrial_Primary Metals_Existing_Process_Natural Gas_Process Boiler_Baseline Forecast | F1 | Industrial | Primary Metals | Existing | Process | Natural Gas | Process Boiler | Baseline Forecast | Units | 274.2989 | 269.5696 | 264.9219 | 260.3543 | 255.8654 | 251.4539 | 247.1185 | 242.8578 | 238.6706 | 234.5556 | 230.5116 | 226.5372 | 222.6314 | 218.7929 | 215.0206 | 211.3134 | 207.6701 | 204.0895 | 200.5708 | 197.1126 | 193.7141 | 190.3742 | 0 | 0 | 0 | 0 | 0 | 0 | 0 | 0
F2_Industrial_Primary Metals_Existing_Process_Natural Gas_Process Boiler_Baseline Forecast | F2 | Industrial | Primary Metals | Existing | Process | Natural Gas | Process Boiler | Baseline Forecast | Usage (MMtherm) | 0.3495 | 0.34348 | 0.33756 | 0.33174 | 0.32602 | 0.32039 | 0.31487 | 0.30944 | 0.30411 | 0.29886 | 0.29371 | 0.28865 | 0.28367 | 0.27878 | 0.27397 | 0.26925 | 0.26461 | 0.26004 | 0.25556 | 0.25115 | 0.24682 | 0.24257 | 0 | 0 | 0 | 0 | 0 | 0 | 0 | 0
F3_Industrial_Primary Metals_Existing_Process_Natural Gas_Process Boiler_Baseline Forecast | F3 | Industrial | Primary Metals | Existing | Process | Natural Gas | Process Boiler | Baseline Forecast | Peak Demand (S) | 0 | 0 | 0 | 0 | 0 | 0 | 0 | 0 | 0 | 0 | 0 | 0 | 0 | 0 | 0 | 0 | 0 | 0 | 0 | 0 | 0 | 0 | 0 | 0 | 0 | 0 | 0 | 0 | 0 | 0
F4_Industrial_Primary Metals_Existing_Process_Natural Gas_Process Boiler_Baseline Forecast | F4 | Industrial | Primary Metals | Existing | Process | Natural Gas | Process Boiler | Baseline Forecast | Peak Demand (W) | 0 | 0 | 0 | 0 | 0 | 0 | 0 | 0 | 0 | 0 | 0 | 0 | 0 | 0 | 0 | 0 | 0 | 0 | 0 | 0 | 0 | 0 | 0 | 0 | 0 | 0 | 0 | 0 | 0 | 0
F5_Industrial_Primary Metals_Existing_Process_Natural Gas_Process Boiler_Baseline Forecast | F5 | Industrial | Primary Metals | Existing | Process | Natural Gas | Process Boiler | Baseline Forecast | Turnover | 0 | 23.106 | 27.0328 | 30.2102 | 25.448 | 21.4365 | 18.0573 | 15.2109 | 12.8131 | 10.7933 | 9.0919 | 7.6587 | 6.4514 | 5.4344 | 4.5778 | 3.8562 | 3.2483 | 2.7362 | 2.3049 | 1.9416 | 1.6355 | 1.3777 | 0 | 0 | 0 | 0 | 0 | 0 | 0 | 0
F6_Industrial_Primary Metals_Existing_Process_Natural Gas_Process Boiler_Baseline Forecast | F6 | Industrial | Primary Metals | Existing | Process | Natural Gas | Process Boiler | Baseline Forecast | Avg. Replacement Usage | 1274.1682 | 1274.1682 | 1274.1682 | 1274.1682 | 1274.1682 | 1274.1682 | 1274.1682 | 1274.1682 | 1274.1682 | 1274.1682 | 1274.1682 | 1274.1682 | 1274.1682 | 1274.1682 | 1274.1682 | 1274.1682 | 1274.1682 | 1274.1682 | 1274.1682 | 1274.1682 | 1274.1682 | 1274.1682 | 0 | 0 | 0 | 0 | 0 | 0 | 0 | 0
F7_Industrial_Primary Metals_Existing_Process_Natural Gas_Process Boiler_Baseline Forecast | F7 | Industrial | Primary Metals | Existing | Process | Natural Gas | Process Boiler | Baseline Forecast | Avg. Replacement Demand (S) | 0 | 0 | 0 | 0 | 0 | 0 | 0 | 0 | 0 | 0 | 0 | 0 | 0 | 0 | 0 | 0 | 0 | 0 | 0 | 0 | 0 | 0 | 0 | 0 | 0 | 0 | 0 | 0 | 0 | 0
F8_Industrial_Primary Metals_Existing_Process_Natural Gas_Process Boiler_Baseline Forecast | F8 | Industrial | Primary Metals | Existing | Process | Natural Gas | Process Boiler | Baseline Forecast | Avg. Replacement Demand (W) | 0 | 0 | 0 | 0 | 0 | 0 | 0 | 0 | 0 | 0 | 0 | 0 | 0 | 0 | 0 | 0 | 0 | 0 | 0 | 0 | 0 | 0 | 0 | 0 | 0 | 0 | 0 | 0 | 0 | 0
F1_Industrial_Primary Metals_Existing_Process_Natural Gas_Process Heating_Baseline Forecast | F1 | Industrial | Primary Metals | Existing | Process | Natural Gas | Process Heating | Baseline Forecast | Units | 274.2989 | 269.5696 | 264.9219 | 260.3543 | 255.8654 | 251.4539 | 247.1185 | 242.8578 | 238.6706 | 234.5556 | 230.5116 | 226.5372 | 222.6314 | 218.7929 | 215.0206 | 211.3134 | 207.6701 | 204.0895 | 200.5708 | 197.1126 | 193.7141 | 190.3742 | 0 | 0 | 0 | 0 | 0 | 0 | 0 | 0
F2_Industrial_Primary Metals_Existing_Process_Natural Gas_Process Heating_Baseline Forecast | F2 | Industrial | Primary Metals | Existing | Process | Natural Gas | Process Heating | Baseline Forecast | Usage (MMtherm) | 2.1931 | 2.1552 | 2.1181 | 2.0816 | 2.0457 | 2.0104 | 1.9757 | 1.9417 | 1.9082 | 1.8753 | 1.843 | 1.8112 | 1.78 | 1.7493 | 1.7191 | 1.6895 | 1.6604 | 1.6317 | 1.6036 | 1.5759 | 1.5488 | 1.5221 | 0 | 0 | 0 | 0 | 0 | 0 | 0 | 0
F3_Industrial_Primary Metals_Existing_Process_Natural Gas_Process Heating_Baseline Forecast | F3 | Industrial | Primary Metals | Existing | Process | Natural Gas | Process Heating | Baseline Forecast | Peak Demand (S) | 0 | 0 | 0 | 0 | 0 | 0 | 0 | 0 | 0 | 0 | 0 | 0 | 0 | 0 | 0 | 0 | 0 | 0 | 0 | 0 | 0 | 0 | 0 | 0 | 0 | 0 | 0 | 0 | 0 | 0
F4_Industrial_Primary Metals_Existing_Process_Natural Gas_Process Heating_Baseline Forecast | F4 | Industrial | Primary Metals | Existing | Process | Natural Gas | Process Heating | Baseline Forecast | Peak Demand (W) | 0 | 0 | 0 | 0 | 0 | 0 | 0 | 0 | 0 | 0 | 0 | 0 | 0 | 0 | 0 | 0 | 0 | 0 | 0 | 0 | 0 | 0 | 0 | 0 | 0 | 0 | 0 | 0 | 0 | 0
F5_Industrial_Primary Metals_Existing_Process_Natural Gas_Process Heating_Baseline Forecast | F5 | Industrial | Primary Metals | Existing | Process | Natural Gas | Process Heating | Baseline Forecast | Turnover | 0 | 23.106 | 27.0328 | 30.2102 | 28.581 | 27.7412 | 27.4645 | 27.0106 | 26.5143 | 26.0588 | 25.6135 | 30.8285 | 30.5613 | 30.1089 | 29.2715 | 28.7162 | 28.3215 | 27.8309 | 27.33 | 26.8625 | 26.4027 | 27.3315 | 0 | 0 | 0 | 0 | 0 | 0 | 0 | 0
F6_Industrial_Primary Metals_Existing_Process_Natural Gas_Process Heating_Baseline Forecast | F6 | Industrial | Primary Metals | Existing | Process | Natural Gas | Process Heating | Baseline Forecast | Avg. Replacement Usage | 7995.1396 | 7995.1396 | 7995.1396 | 7995.1396 | 7995.1396 | 7995.1396 | 7995.1396 | 7995.1396 | 7995.1396 | 7995.1396 | 7995.1396 | 7995.1396 | 7995.1396 | 7995.1396 | 7995.1396 | 7995.1396 | 7995.1396 | 7995.1396 | 7995.1396 | 7995.1396 | 7995.1396 | 7995.1396 | 0 | 0 | 0 | 0 | 0 | 0 | 0 | 0
F7_Industrial_Primary Metals_Existing_Process_Natural Gas_Process Heating_Baseline Forecast | F7 | Industrial | Primary Metals | Existing | Process | Natural Gas | Process Heating | Baseline Forecast | Avg. Replacement Demand (S) | 0 | 0 | 0 | 0 | 0 | 0 | 0 | 0 | 0 | 0 | 0 | 0 | 0 | 0 | 0 | 0 | 0 | 0 | 0 | 0 | 0 | 0 | 0 | 0 | 0 | 0 | 0 | 0 | 0 | 0
F8_Industrial_Primary Metals_Existing_Process_Natural Gas_Process Heating_Baseline Forecast | F8 | Industrial | Primary Metals | Existing | Process | Natural Gas | Process Heating | Baseline Forecast | Avg. Replacement Demand (W) | 0 | 0 | 0 | 0 | 0 | 0 | 0 | 0 | 0 | 0 | 0 | 0 | 0 | 0 | 0 | 0 | 0 | 0 | 0 | 0 | 0 | 0 | 0 | 0 | 0 | 0 | 0 | 0 | 0 | 0
F1_Industrial_Primary Metals_Existing_Process_Natural Gas_Process Cooling_Baseline Forecast | F1 | Industrial | Primary Metals | Existing | Process | Natural Gas | Process Cooling | Baseline Forecast | Units | 274.2989 | 269.5696 | 264.9219 | 260.3543 | 255.8654 | 251.4539 | 247.1185 | 242.8578 | 238.6706 | 234.5556 | 230.5116 | 226.5372 | 222.6314 | 218.7929 | 215.0206 | 211.3134 | 207.6701 | 204.0895 | 200.5708 | 197.1126 | 193.7141 | 190.3742 | 0 | 0 | 0 | 0 | 0 | 0 | 0 | 0
F2_Industrial_Primary Metals_Existing_Process_Natural Gas_Process Cooling_Baseline Forecast | F2 | Industrial | Primary Metals | Existing | Process | Natural Gas | Process Cooling | Baseline Forecast | Usage (MMtherm) | 0.0015626 | 0.0015357 | 0.0015092 | 0.0014832 | 0.0014576 | 0.0014325 | 0.0014078 | 0.0013835 | 0.0013597 | 0.0013362 | 0.0013132 | 0.0012905 | 0.0012683 | 0.0012464 | 0.0012249 | 0.0012038 | 0.001183 | 0.0011627 | 0.0011426 | 0.0011229 | 0.0011035 | 0.0010845 | 0 | 0 | 0 | 0 | 0 | 0 | 0 | 0
F3_Industrial_Primary Metals_Existing_Process_Natural Gas_Process Cooling_Baseline Forecast | F3 | Industrial | Primary Metals | Existing | Process | Natural Gas | Process Cooling | Baseline Forecast | Peak Demand (S) | 0 | 0 | 0 | 0 | 0 | 0 | 0 | 0 | 0 | 0 | 0 | 0 | 0 | 0 | 0 | 0 | 0 | 0 | 0 | 0 | 0 | 0 | 0 | 0 | 0 | 0 | 0 | 0 | 0 | 0
F4_Industrial_Primary Metals_Existing_Process_Natural Gas_Process Cooling_Baseline Forecast | F4 | Industrial | Primary Metals | Existing | Process | Natural Gas | Process Cooling | Baseline Forecast | Peak Demand (W) | 0 | 0 | 0 | 0 | 0 | 0 | 0 | 0 | 0 | 0 | 0 | 0 | 0 | 0 | 0 | 0 | 0 | 0 | 0 | 0 | 0 | 0 | 0 | 0 | 0 | 0 | 0 | 0 | 0 | 0
F5_Industrial_Primary Metals_Existing_Process_Natural Gas_Process Cooling_Baseline Forecast | F5 | Industrial | Primary Metals | Existing | Process | Natural Gas | Process Cooling | Baseline Forecast | Turnover | 0 | 23.106 | 27.0328 | 30.2102 | 28.581 | 27.7412 | 27.4645 | 27.0106 | 26.5143 | 26.0588 | 25.6135 | 30.8285 | 30.5613 | 30.1089 | 29.2715 | 28.7162 | 28.3215 | 27.8309 | 27.33 | 26.8625 | 26.4027 | 27.3315 | 0 | 0 | 0 | 0 | 0 | 0 | 0 | 0
F6_Industrial_Primary Metals_Existing_Process_Natural Gas_Process Cooling_Baseline Forecast | F6 | Industrial | Primary Metals | Existing | Process | Natural Gas | Process Cooling | Baseline Forecast | Avg. Replacement Usage | 5.6968 | 5.6968 | 5.6968 | 5.6968 | 5.6968 | 5.6968 | 5.6968 | 5.6968 | 5.6968 | 5.6968 | 5.6968 | 5.6968 | 5.6968 | 5.6968 | 5.6968 | 5.6968 | 5.6968 | 5.6968 | 5.6968 | 5.6968 | 5.6968 | 5.6968 | 0 | 0 | 0 | 0 | 0 | 0 | 0 | 0
F7_Industrial_Primary Metals_Existing_Process_Natural Gas_Process Cooling_Baseline Forecast | F7 | Industrial | Primary Metals | Existing | Process | Natural Gas | Process Cooling | Baseline Forecast | Avg. Replacement Demand (S) | 0 | 0 | 0 | 0 | 0 | 0 | 0 | 0 | 0 | 0 | 0 | 0 | 0 | 0 | 0 | 0 | 0 | 0 | 0 | 0 | 0 | 0 | 0 | 0 | 0 | 0 | 0 | 0 | 0 | 0
F8_Industrial_Primary Metals_Existing_Process_Natural Gas_Process Cooling_Baseline Forecast | F8 | Industrial | Primary Metals | Existing | Process | Natural Gas | Process Cooling | Baseline Forecast | Avg. Replacement Demand (W) | 0 | 0 | 0 | 0 | 0 | 0 | 0 | 0 | 0 | 0 | 0 | 0 | 0 | 0 | 0 | 0 | 0 | 0 | 0 | 0 | 0 | 0 | 0 | 0 | 0 | 0 | 0 | 0 | 0 | 0
F1_Industrial_Primary Metals_Existing_Process_Natural Gas_Other Process_Baseline Forecast | F1 | Industrial | Primary Metals | Existing | Process | Natural Gas | Other Process | Baseline Forecast | Units | 274.2989 | 269.5696 | 264.9219 | 260.3543 | 255.8654 | 251.4539 | 247.1185 | 242.8578 | 238.6706 | 234.5556 | 230.5116 | 226.5372 | 222.6314 | 218.7929 | 215.0206 | 211.3134 | 207.6701 | 204.0895 | 200.5708 | 197.1126 | 193.7141 | 190.3742 | 0 | 0 | 0 | 0 | 0 | 0 | 0 | 0
F2_Industrial_Primary Metals_Existing_Process_Natural Gas_Other Process_Baseline Forecast | F2 | Industrial | Primary Metals | Existing | Process | Natural Gas | Other Process | Baseline Forecast | Usage (MMtherm) | 0.027628 | 0.027151 | 0.026683 | 0.026223 | 0.025771 | 0.025327 | 0.02489 | 0.024461 | 0.024039 | 0.023625 | 0.023217 | 0.022817 | 0.022424 | 0.022037 | 0.021657 | 0.021284 | 0.020917 | 0.020556 | 0.020202 | 0.019853 | 0.019511 | 0.019175 | 0 | 0 | 0 | 0 | 0 | 0 | 0 | 0
F3_Industrial_Primary Metals_Existing_Process_Natural Gas_Other Process_Baseline Forecast | F3 | Industrial | Primary Metals | Existing | Process | Natural Gas | Other Process | Baseline Forecast | Peak Demand (S) | 0 | 0 | 0 | 0 | 0 | 0 | 0 | 0 | 0 | 0 | 0 | 0 | 0 | 0 | 0 | 0 | 0 | 0 | 0 | 0 | 0 | 0 | 0 | 0 | 0 | 0 | 0 | 0 | 0 | 0
F4_Industrial_Primary Metals_Existing_Process_Natural Gas_Other Process_Baseline Forecast | F4 | Industrial | Primary Metals | Existing | Process | Natural Gas | Other Process | Baseline Forecast | Peak Demand (W) | 0 | 0 | 0 | 0 | 0 | 0 | 0 | 0 | 0 | 0 | 0 | 0 | 0 | 0 | 0 | 0 | 0 | 0 | 0 | 0 | 0 | 0 | 0 | 0 | 0 | 0 | 0 | 0 | 0 | 0
F5_Industrial_Primary Metals_Existing_Process_Natural Gas_Other Process_Baseline Forecast | F5 | Industrial | Primary Metals | Existing | Process | Natural Gas | Other Process | Baseline Forecast | Turnover | 0 | 23.106 | 27.0328 | 30.2102 | 28.581 | 27.7412 | 27.4645 | 27.0106 | 26.5143 | 26.0588 | 25.6135 | 30.8285 | 30.5613 | 30.1089 | 29.2715 | 28.7162 | 28.3215 | 27.8309 | 27.33 | 26.8625 | 26.4027 | 27.3315 | 0 | 0 | 0 | 0 | 0 | 0 | 0 | 0
F6_Industrial_Primary Metals_Existing_Process_Natural Gas_Other Process_Baseline Forecast | F6 | Industrial | Primary Metals | Existing | Process | Natural Gas | Other Process | Baseline Forecast | Avg. Replacement Usage | 100.7211 | 100.7211 | 100.7211 | 100.7211 | 100.7211 | 100.7211 | 100.7211 | 100.7211 | 100.7211 | 100.7211 | 100.7211 | 100.7211 | 100.7211 | 100.7211 | 100.7211 | 100.7211 | 100.7211 | 100.7211 | 100.7211 | 100.7211 | 100.7211 | 100.7211 | 0 | 0 | 0 | 0 | 0 | 0 | 0 | 0
F7_Industrial_Primary Metals_Existing_Process_Natural Gas_Other Process_Baseline Forecast | F7 | Industrial | Primary Metals | Existing | Process | Natural Gas | Other Process | Baseline Forecast | Avg. Replacement Demand (S) | 0 | 0 | 0 | 0 | 0 | 0 | 0 | 0 | 0 | 0 | 0 | 0 | 0 | 0 | 0 | 0 | 0 | 0 | 0 | 0 | 0 | 0 | 0 | 0 | 0 | 0 | 0 | 0 | 0 | 0
F8_Industrial_Primary Metals_Existing_Process_Natural Gas_Other Process_Baseline Forecast | F8 | Industrial | Primary Metals | Existing | Process | Natural Gas | Other Process | Baseline Forecast | Avg. Replacement Demand (W) | 0 | 0 | 0 | 0 | 0 | 0 | 0 | 0 | 0 | 0 | 0 | 0 | 0 | 0 | 0 | 0 | 0 | 0 | 0 | 0 | 0 | 0 | 0 | 0 | 0 | 0 | 0 | 0 | 0 | 0
F1_Industrial_Primary Metals_Existing_Miscellaneous_Natural Gas_Miscellaneous_Baseline Forecast | F1 | Industrial | Primary Metals | Existing | Miscellaneous | Natural Gas | Miscellaneous | Baseline Forecast | Units | 274.2989 | 269.5696 | 264.9219 | 260.3543 | 255.8654 | 251.4539 | 247.1185 | 242.8578 | 238.6706 | 234.5556 | 230.5116 | 226.5372 | 222.6314 | 218.7929 | 215.0206 | 211.3134 | 207.6701 | 204.0895 | 200.5708 | 197.1126 | 193.7141 | 190.3742 | 0 | 0 | 0 | 0 | 0 | 0 | 0 | 0
F2_Industrial_Primary Metals_Existing_Miscellaneous_Natural Gas_Miscellaneous_Baseline Forecast | F2 | Industrial | Primary Metals | Existing | Miscellaneous | Natural Gas | Miscellaneous | Baseline Forecast | Usage (MMtherm) | 0.10853 | 0.10666 | 0.10482 | 0.10302 | 0.10124 | 0.099494 | 0.097779 | 0.096093 | 0.094436 | 0.092808 | 0.091208 | 0.089635 | 0.08809 | 0.086571 | 0.085078 | 0.083611 | 0.08217 | 0.080753 | 0.079361 | 0.077993 | 0.076648 | 0.075326 | 0 | 0 | 0 | 0 | 0 | 0 | 0 | 0
F3_Industrial_Primary Metals_Existing_Miscellaneous_Natural Gas_Miscellaneous_Baseline Forecast | F3 | Industrial | Primary Metals | Existing | Miscellaneous | Natural Gas | Miscellaneous | Baseline Forecast | Peak Demand (S) | 0 | 0 | 0 | 0 | 0 | 0 | 0 | 0 | 0 | 0 | 0 | 0 | 0 | 0 | 0 | 0 | 0 | 0 | 0 | 0 | 0 | 0 | 0 | 0 | 0 | 0 | 0 | 0 | 0 | 0
F4_Industrial_Primary Metals_Existing_Miscellaneous_Natural Gas_Miscellaneous_Baseline Forecast | F4 | Industrial | Primary Metals | Existing | Miscellaneous | Natural Gas | Miscellaneous | Baseline Forecast | Peak Demand (W) | 0 | 0 | 0 | 0 | 0 | 0 | 0 | 0 | 0 | 0 | 0 | 0 | 0 | 0 | 0 | 0 | 0 | 0 | 0 | 0 | 0 | 0 | 0 | 0 | 0 | 0 | 0 | 0 | 0 | 0
F5_Industrial_Primary Metals_Existing_Miscellaneous_Natural Gas_Miscellaneous_Baseline Forecast | F5 | Industrial | Primary Metals | Existing | Miscellaneous | Natural Gas | Miscellaneous | Baseline Forecast | Turnover | 0 | 23.106 | 27.0328 | 30.2102 | 28.581 | 27.7412 | 27.4645 | 27.0106 | 26.5143 | 26.0588 | 25.6135 | 30.8285 | 30.5613 | 30.1089 | 29.2715 | 28.7162 | 28.3215 | 27.8309 | 27.33 | 26.8625 | 26.4027 | 27.3315 | 0 | 0 | 0 | 0 | 0 | 0 | 0 | 0
F6_Industrial_Primary Metals_Existing_Miscellaneous_Natural Gas_Miscellaneous_Baseline Forecast | F6 | Industrial | Primary Metals | Existing | Miscellaneous | Natural Gas | Miscellaneous | Baseline Forecast | Avg. Replacement Usage | 395.6752 | 395.6752 | 395.6752 | 395.6752 | 395.6752 | 395.6752 | 395.6752 | 395.6752 | 395.6752 | 395.6752 | 395.6752 | 395.6752 | 395.6752 | 395.6752 | 395.6752 | 395.6752 | 395.6752 | 395.6752 | 395.6752 | 395.6752 | 395.6752 | 395.6752 | 0 | 0 | 0 | 0 | 0 | 0 | 0 | 0
F7_Industrial_Primary Metals_Existing_Miscellaneous_Natural Gas_Miscellaneous_Baseline Forecast | F7 | Industrial | Primary Metals | Existing | Miscellaneous | Natural Gas | Miscellaneous | Baseline Forecast | Avg. Replacement Demand (S) | 0 | 0 | 0 | 0 | 0 | 0 | 0 | 0 | 0 | 0 | 0 | 0 | 0 | 0 | 0 | 0 | 0 | 0 | 0 | 0 | 0 | 0 | 0 | 0 | 0 | 0 | 0 | 0 | 0 | 0
F8_Industrial_Primary Metals_Existing_Miscellaneous_Natural Gas_Miscellaneous_Baseline Forecast | F8 | Industrial | Primary Metals | Existing | Miscellaneous | Natural Gas | Miscellaneous | Baseline Forecast | Avg. Replacement Demand (W) | 0 | 0 | 0 | 0 | 0 | 0 | 0 | 0 | 0 | 0 | 0 | 0 | 0 | 0 | 0 | 0 | 0 | 0 | 0 | 0 | 0 | 0 | 0 | 0 | 0 | 0 | 0 | 0 | 0 | 0
F1_Industrial_Primary Metals_New_Space Heating_Natural Gas_Furnace_Baseline Forecast | F1 | Industrial | Primary Metals | New | Space Heating | Natural Gas | Furnace | Baseline Forecast | Units | 0 | 6.0907 | 6.2365 | 10.8839 | 15.5198 | 20.716 | 23.8454 | 27.4781 | 31.0651 | 35.0999 | 38.105 | 41.5613 | 44.9717 | 48.9279 | 51.613 | 54.8763 | 58.1372 | 61.9333 | 64.4408 | 67.5305 | 70.5361 | 73.5329 | 0 | 0 | 0 | 0 | 0 | 0 | 0 | 0
F2_Industrial_Primary Metals_New_Space Heating_Natural Gas_Furnace_Baseline Forecast | F2 | Industrial | Primary Metals | New | Space Heating | Natural Gas | Furnace | Baseline Forecast | Usage (MMtherm) | 0 | 0.001758 | 0.0018001 | 0.0031415 | 0.0044796 | 0.0059794 | 0.0068827 | 0.0079312 | 0.0089666 | 0.010131 | 0.010999 | 0.011996 | 0.012981 | 0.014122 | 0.014897 | 0.015839 | 0.016781 | 0.017876 | 0.0186 | 0.019492 | 0.020359 | 0.021224 | 0 | 0 | 0 | 0 | 0 | 0 | 0 | 0
F3_Industrial_Primary Metals_New_Space Heating_Natural Gas_Furnace_Baseline Forecast | F3 | Industrial | Primary Metals | New | Space Heating | Natural Gas | Furnace | Baseline Forecast | Peak Demand (S) | 0 | 0 | 0 | 0 | 0 | 0 | 0 | 0 | 0 | 0 | 0 | 0 | 0 | 0 | 0 | 0 | 0 | 0 | 0 | 0 | 0 | 0 | 0 | 0 | 0 | 0 | 0 | 0 | 0 | 0
F4_Industrial_Primary Metals_New_Space Heating_Natural Gas_Furnace_Baseline Forecast | F4 | Industrial | Primary Metals | New | Space Heating | Natural Gas | Furnace | Baseline Forecast | Peak Demand (W) | 0 | 0 | 0 | 0 | 0 | 0 | 0 | 0 | 0 | 0 | 0 | 0 | 0 | 0 | 0 | 0 | 0 | 0 | 0 | 0 | 0 | 0 | 0 | 0 | 0 | 0 | 0 | 0 | 0 | 0
F5_Industrial_Primary Metals_New_Space Heating_Natural Gas_Furnace_Baseline Forecast | F5 | Industrial | Primary Metals | New | Space Heating | Natural Gas | Furnace | Baseline Forecast | Turnover | 0 | 6.0907 | 0.14583 | 4.6474 | 4.636 | 5.1962 | 3.1294 | 3.6328 | 3.587 | 4.0348 | 3.0051 | 3.4563 | 3.4104 | 3.9562 | 2.6851 | 3.2633 | 3.2609 | 3.7961 | 2.5074 | 3.5583 | 3.4493 | 3.7638 | 0 | 0 | 0 | 0 | 0 | 0 | 0 | 0
F6_Industrial_Primary Metals_New_Space Heating_Natural Gas_Furnace_Baseline Forecast | F6 | Industrial | Primary Metals | New | Space Heating | Natural Gas | Furnace | Baseline Forecast | Avg. Replacement Usage | 288.6385 | 288.6385 | 288.6385 | 288.6385 | 288.6385 | 288.6385 | 288.6385 | 288.6385 | 288.6385 | 288.6385 | 288.6385 | 288.6385 | 288.6385 | 288.6385 | 288.6385 | 288.6385 | 288.6385 | 288.6385 | 288.6385 | 288.6385 | 288.6385 | 288.6385 | 0 | 0 | 0 | 0 | 0 | 0 | 0 | 0
F7_Industrial_Primary Metals_New_Space Heating_Natural Gas_Furnace_Baseline Forecast | F7 | Industrial | Primary Metals | New | Space Heating | Natural Gas | Furnace | Baseline Forecast | Avg. Replacement Demand (S) | 0 | 0 | 0 | 0 | 0 | 0 | 0 | 0 | 0 | 0 | 0 | 0 | 0 | 0 | 0 | 0 | 0 | 0 | 0 | 0 | 0 | 0 | 0 | 0 | 0 | 0 | 0 | 0 | 0 | 0
F8_Industrial_Primary Metals_New_Space Heating_Natural Gas_Furnace_Baseline Forecast | F8 | Industrial | Primary Metals | New | Space Heating | Natural Gas | Furnace | Baseline Forecast | Avg. Replacement Demand (W) | 0 | 0 | 0 | 0 | 0 | 0 | 0 | 0 | 0 | 0 | 0 | 0 | 0 | 0 | 0 | 0 | 0 | 0 | 0 | 0 | 0 | 0 | 0 | 0 | 0 | 0 | 0 | 0 | 0 | 0
F1_Industrial_Primary Metals_New_Space Heating_Natural Gas_Boiler_Baseline Forecast | F1 | Industrial | Primary Metals | New | Space Heating | Natural Gas | Boiler | Baseline Forecast | Units | 0 | 0.39514 | 0.4046 | 0.70611 | 1.0069 | 1.344 | 1.547 | 1.7827 | 2.0154 | 2.2772 | 2.4721 | 2.6963 | 2.9176 | 3.1743 | 3.3485 | 3.5602 | 3.7717 | 4.018 | 4.1807 | 4.3811 | 4.5761 | 4.7705 | 0 | 0 | 0 | 0 | 0 | 0 | 0 | 0
F2_Industrial_Primary Metals_New_Space Heating_Natural Gas_Boiler_Baseline Forecast | F2 | Industrial | Primary Metals | New | Space Heating | Natural Gas | Boiler | Baseline Forecast | Usage (MMtherm) | 0 | 0.00050047 | 0.00051245 | 0.00089433 | 0.0012753 | 0.0017022 | 0.0019594 | 0.0022579 | 0.0025526 | 0.0028842 | 0.0031311 | 0.0034151 | 0.0036953 | 0.0040204 | 0.004241 | 0.0045092 | 0.0047771 | 0.005089 | 0.0052951 | 0.005549 | 0.0057959 | 0.0060422 | 0 | 0 | 0 | 0 | 0 | 0 | 0 | 0
F3_Industrial_Primary Metals_New_Space Heating_Natural Gas_Boiler_Baseline Forecast | F3 | Industrial | Primary Metals | New | Space Heating | Natural Gas | Boiler | Baseline Forecast | Peak Demand (S) | 0 | 0 | 0 | 0 | 0 | 0 | 0 | 0 | 0 | 0 | 0 | 0 | 0 | 0 | 0 | 0 | 0 | 0 | 0 | 0 | 0 | 0 | 0 | 0 | 0 | 0 | 0 | 0 | 0 | 0
F4_Industrial_Primary Metals_New_Space Heating_Natural Gas_Boiler_Baseline Forecast | F4 | Industrial | Primary Metals | New | Space Heating | Natural Gas | Boiler | Baseline Forecast | Peak Demand (W) | 0 | 0 | 0 | 0 | 0 | 0 | 0 | 0 | 0 | 0 | 0 | 0 | 0 | 0 | 0 | 0 | 0 | 0 | 0 | 0 | 0 | 0 | 0 | 0 | 0 | 0 | 0 | 0 | 0 | 0
F5_Industrial_Primary Metals_New_Space Heating_Natural Gas_Boiler_Baseline Forecast | F5 | Industrial | Primary Metals | New | Space Heating | Natural Gas | Boiler | Baseline Forecast | Turnover | 0 | 0.39514 | 0.009461 | 0.3015 | 0.30076 | 0.33711 | 0.20302 | 0.23568 | 0.23271 | 0.26176 | 0.19496 | 0.22423 | 0.22126 | 0.25666 | 0.1742 | 0.21171 | 0.21155 | 0.24628 | 0.16267 | 0.20045 | 0.19499 | 0.19442 | 0 | 0 | 0 | 0 | 0 | 0 | 0 | 0
F6_Industrial_Primary Metals_New_Space Heating_Natural Gas_Boiler_Baseline Forecast | F6 | Industrial | Primary Metals | New | Space Heating | Natural Gas | Boiler | Baseline Forecast | Avg. Replacement Usage | 1266.5584 | 1266.5584 | 1266.5584 | 1266.5584 | 1266.5584 | 1266.5584 | 1266.5584 | 1266.5584 | 1266.5584 | 1266.5584 | 1266.5584 | 1266.5584 | 1266.5584 | 1266.5584 | 1266.5584 | 1266.5584 | 1266.5584 | 1266.5584 | 1266.5584 | 1266.5584 | 1266.5584 | 1266.5584 | 0 | 0 | 0 | 0 | 0 | 0 | 0 | 0
F7_Industrial_Primary Metals_New_Space Heating_Natural Gas_Boiler_Baseline Forecast | F7 | Industrial | Primary Metals | New | Space Heating | Natural Gas | Boiler | Baseline Forecast | Avg. Replacement Demand (S) | 0 | 0 | 0 | 0 | 0 | 0 | 0 | 0 | 0 | 0 | 0 | 0 | 0 | 0 | 0 | 0 | 0 | 0 | 0 | 0 | 0 | 0 | 0 | 0 | 0 | 0 | 0 | 0 | 0 | 0
F8_Industrial_Primary Metals_New_Space Heating_Natural Gas_Boiler_Baseline Forecast | F8 | Industrial | Primary Metals | New | Space Heating | Natural Gas | Boiler | Baseline Forecast | Avg. Replacement Demand (W) | 0 | 0 | 0 | 0 | 0 | 0 | 0 | 0 | 0 | 0 | 0 | 0 | 0 | 0 | 0 | 0 | 0 | 0 | 0 | 0 | 0 | 0 | 0 | 0 | 0 | 0 | 0 | 0 | 0 | 0
F1_Industrial_Primary Metals_New_Space Heating_Natural Gas_Unit Heater_Baseline Forecast | F1 | Industrial | Primary Metals | New | Space Heating | Natural Gas | Unit Heater | Baseline Forecast | Units | 0 | 7.0237 | 7.1918 | 12.5511 | 17.8972 | 23.8894 | 27.4981 | 31.6874 | 35.8238 | 40.4767 | 43.9421 | 47.9279 | 51.8607 | 56.423 | 59.5194 | 63.2826 | 67.043 | 71.4206 | 74.3122 | 77.8752 | 81.3412 | 84.797 | 0 | 0 | 0 | 0 | 0 | 0 | 0 | 0
F2_Industrial_Primary Metals_New_Space Heating_Natural Gas_Unit Heater_Baseline Forecast | F2 | Industrial | Primary Metals | New | Space Heating | Natural Gas | Unit Heater | Baseline Forecast | Usage (MMtherm) | 0 | 0.0026647 | 0.0027285 | 0.0047617 | 0.0067899 | 0.0090632 | 0.010432 | 0.012022 | 0.013591 | 0.015356 | 0.016671 | 0.018183 | 0.019675 | 0.021406 | 0.022581 | 0.024008 | 0.025435 | 0.027096 | 0.028193 | 0.029545 | 0.03086 | 0.032171 | 0 | 0 | 0 | 0 | 0 | 0 | 0 | 0
F3_Industrial_Primary Metals_New_Space Heating_Natural Gas_Unit Heater_Baseline Forecast | F3 | Industrial | Primary Metals | New | Space Heating | Natural Gas | Unit Heater | Baseline Forecast | Peak Demand (S) | 0 | 0 | 0 | 0 | 0 | 0 | 0 | 0 | 0 | 0 | 0 | 0 | 0 | 0 | 0 | 0 | 0 | 0 | 0 | 0 | 0 | 0 | 0 | 0 | 0 | 0 | 0 | 0 | 0 | 0
F4_Industrial_Primary Metals_New_Space Heating_Natural Gas_Unit Heater_Baseline Forecast | F4 | Industrial | Primary Metals | New | Space Heating | Natural Gas | Unit Heater | Baseline Forecast | Peak Demand (W) | 0 | 0 | 0 | 0 | 0 | 0 | 0 | 0 | 0 | 0 | 0 | 0 | 0 | 0 | 0 | 0 | 0 | 0 | 0 | 0 | 0 | 0 | 0 | 0 | 0 | 0 | 0 | 0 | 0 | 0
F5_Industrial_Primary Metals_New_Space Heating_Natural Gas_Unit Heater_Baseline Forecast | F5 | Industrial | Primary Metals | New | Space Heating | Natural Gas | Unit Heater | Baseline Forecast | Turnover | 0 | 7.0237 | 0.16817 | 5.3593 | 5.3461 | 5.9922 | 3.6087 | 4.1892 | 4.1365 | 4.6529 | 3.4654 | 3.9857 | 5.3376 | 5.7197 | 5.0942 | 6.4307 | 7.0928 | 9.6065 | 6.1154 | 8.3302 | 8.2069 | 8.1109 | 0 | 0 | 0 | 0 | 0 | 0 | 0 | 0
F6_Industrial_Primary Metals_New_Space Heating_Natural Gas_Unit Heater_Baseline Forecast | F6 | Industrial | Primary Metals | New | Space Heating | Natural Gas | Unit Heater | Baseline Forecast | Avg. Replacement Usage | 379.3834 | 379.3834 | 379.3834 | 379.3834 | 379.3834 | 379.3834 | 379.3834 | 379.3834 | 379.3834 | 379.3834 | 379.3834 | 379.3834 | 379.3834 | 379.3834 | 379.3834 | 379.3834 | 379.3834 | 379.3834 | 379.3834 | 379.3834 | 379.3834 | 379.3834 | 0 | 0 | 0 | 0 | 0 | 0 | 0 | 0
F7_Industrial_Primary Metals_New_Space Heating_Natural Gas_Unit Heater_Baseline Forecast | F7 | Industrial | Primary Metals | New | Space Heating | Natural Gas | Unit Heater | Baseline Forecast | Avg. Replacement Demand (S) | 0 | 0 | 0 | 0 | 0 | 0 | 0 | 0 | 0 | 0 | 0 | 0 | 0 | 0 | 0 | 0 | 0 | 0 | 0 | 0 | 0 | 0 | 0 | 0 | 0 | 0 | 0 | 0 | 0 | 0
F8_Industrial_Primary Metals_New_Space Heating_Natural Gas_Unit Heater_Baseline Forecast | F8 | Industrial | Primary Metals | New | Space Heating | Natural Gas | Unit Heater | Baseline Forecast | Avg. Replacement Demand (W) | 0 | 0 | 0 | 0 | 0 | 0 | 0 | 0 | 0 | 0 | 0 | 0 | 0 | 0 | 0 | 0 | 0 | 0 | 0 | 0 | 0 | 0 | 0 | 0 | 0 | 0 | 0 | 0 | 0 | 0
F1_Industrial_Primary Metals_New_Process_Natural Gas_Process Boiler_Baseline Forecast | F1 | Industrial | Primary Metals | New | Process | Natural Gas | Process Boiler | Baseline Forecast | Units | 0 | 14.3117 | 14.6544 | 25.5746 | 36.4681 | 48.6779 | 56.0312 | 64.5674 | 72.996 | 82.4768 | 89.5381 | 97.6596 | 105.6733 | 114.9695 | 121.2788 | 128.9469 | 136.6093 | 145.5292 | 151.4212 | 158.6814 | 165.7439 | 172.7855 | 0 | 0 | 0 | 0 | 0 | 0 | 0 | 0
F2_Industrial_Primary Metals_New_Process_Natural Gas_Process Boiler_Baseline Forecast | F2 | Industrial | Primary Metals | New | Process | Natural Gas | Process Boiler | Baseline Forecast | Usage (MMtherm) | 0 | 0.018236 | 0.018672 | 0.032586 | 0.046466 | 0.062024 | 0.071393 | 0.08227 | 0.093009 | 0.10509 | 0.11409 | 0.12443 | 0.13465 | 0.14649 | 0.15453 | 0.1643 | 0.17406 | 0.18543 | 0.19294 | 0.20219 | 0.21119 | 0.22016 | 0 | 0 | 0 | 0 | 0 | 0 | 0 | 0
F3_Industrial_Primary Metals_New_Process_Natural Gas_Process Boiler_Baseline Forecast | F3 | Industrial | Primary Metals | New | Process | Natural Gas | Process Boiler | Baseline Forecast | Peak Demand (S) | 0 | 0 | 0 | 0 | 0 | 0 | 0 | 0 | 0 | 0 | 0 | 0 | 0 | 0 | 0 | 0 | 0 | 0 | 0 | 0 | 0 | 0 | 0 | 0 | 0 | 0 | 0 | 0 | 0 | 0
F4_Industrial_Primary Metals_New_Process_Natural Gas_Process Boiler_Baseline Forecast | F4 | Industrial | Primary Metals | New | Process | Natural Gas | Process Boiler | Baseline Forecast | Peak Demand (W) | 0 | 0 | 0 | 0 | 0 | 0 | 0 | 0 | 0 | 0 | 0 | 0 | 0 | 0 | 0 | 0 | 0 | 0 | 0 | 0 | 0 | 0 | 0 | 0 | 0 | 0 | 0 | 0 | 0 | 0
F5_Industrial_Primary Metals_New_Process_Natural Gas_Process Boiler_Baseline Forecast | F5 | Industrial | Primary Metals | New | Process | Natural Gas | Process Boiler | Baseline Forecast | Turnover | 0 | 14.3117 | 0.34267 | 10.9203 | 10.8935 | 12.2099 | 7.3533 | 8.5362 | 8.4286 | 9.4809 | 7.0613 | 8.1215 | 8.0137 | 9.2962 | 6.3093 | 7.6681 | 7.6623 | 8.92 | 5.8919 | 7.2602 | 7.0625 | 7.0416 | 0 | 0 | 0 | 0 | 0 | 0 | 0 | 0
F6_Industrial_Primary Metals_New_Process_Natural Gas_Process Boiler_Baseline Forecast | F6 | Industrial | Primary Metals | New | Process | Natural Gas | Process Boiler | Baseline Forecast | Avg. Replacement Usage | 1274.1682 | 1274.1682 | 1274.1682 | 1274.1682 | 1274.1682 | 1274.1682 | 1274.1682 | 1274.1682 | 1274.1682 | 1274.1682 | 1274.1682 | 1274.1682 | 1274.1682 | 1274.1682 | 1274.1682 | 1274.1682 | 1274.1682 | 1274.1682 | 1274.1682 | 1274.1682 | 1274.1682 | 1274.1682 | 0 | 0 | 0 | 0 | 0 | 0 | 0 | 0
F7_Industrial_Primary Metals_New_Process_Natural Gas_Process Boiler_Baseline Forecast | F7 | Industrial | Primary Metals | New | Process | Natural Gas | Process Boiler | Baseline Forecast | Avg. Replacement Demand (S) | 0 | 0 | 0 | 0 | 0 | 0 | 0 | 0 | 0 | 0 | 0 | 0 | 0 | 0 | 0 | 0 | 0 | 0 | 0 | 0 | 0 | 0 | 0 | 0 | 0 | 0 | 0 | 0 | 0 | 0
F8_Industrial_Primary Metals_New_Process_Natural Gas_Process Boiler_Baseline Forecast | F8 | Industrial | Primary Metals | New | Process | Natural Gas | Process Boiler | Baseline Forecast | Avg. Replacement Demand (W) | 0 | 0 | 0 | 0 | 0 | 0 | 0 | 0 | 0 | 0 | 0 | 0 | 0 | 0 | 0 | 0 | 0 | 0 | 0 | 0 | 0 | 0 | 0 | 0 | 0 | 0 | 0 | 0 | 0 | 0
F1_Industrial_Primary Metals_New_Process_Natural Gas_Process Heating_Baseline Forecast | F1 | Industrial | Primary Metals | New | Process | Natural Gas | Process Heating | Baseline Forecast | Units | 0 | 14.3117 | 14.6544 | 25.5746 | 36.4681 | 48.6779 | 56.0312 | 64.5674 | 72.996 | 82.4768 | 89.5381 | 97.6596 | 105.6733 | 114.9695 | 121.2788 | 128.9469 | 136.6093 | 145.5292 | 151.4212 | 158.6814 | 165.7439 | 172.7855 | 0 | 0 | 0 | 0 | 0 | 0 | 0 | 0
F2_Industrial_Primary Metals_New_Process_Natural Gas_Process Heating_Baseline Forecast | F2 | Industrial | Primary Metals | New | Process | Natural Gas | Process Heating | Baseline Forecast | Usage (MMtherm) | 0 | 0.11442 | 0.11716 | 0.20447 | 0.29157 | 0.38919 | 0.44798 | 0.51623 | 0.58361 | 0.65941 | 0.71587 | 0.7808 | 0.84487 | 0.9192 | 0.96964 | 1.0309 | 1.0922 | 1.1635 | 1.2106 | 1.2687 | 1.3251 | 1.3814 | 0 | 0 | 0 | 0 | 0 | 0 | 0 | 0
F3_Industrial_Primary Metals_New_Process_Natural Gas_Process Heating_Baseline Forecast | F3 | Industrial | Primary Metals | New | Process | Natural Gas | Process Heating | Baseline Forecast | Peak Demand (S) | 0 | 0 | 0 | 0 | 0 | 0 | 0 | 0 | 0 | 0 | 0 | 0 | 0 | 0 | 0 | 0 | 0 | 0 | 0 | 0 | 0 | 0 | 0 | 0 | 0 | 0 | 0 | 0 | 0 | 0
F4_Industrial_Primary Metals_New_Process_Natural Gas_Process Heating_Baseline Forecast | F4 | Industrial | Primary Metals | New | Process | Natural Gas | Process Heating | Baseline Forecast | Peak Demand (W) | 0 | 0 | 0 | 0 | 0 | 0 | 0 | 0 | 0 | 0 | 0 | 0 | 0 | 0 | 0 | 0 | 0 | 0 | 0 | 0 | 0 | 0 | 0 | 0 | 0 | 0 | 0 | 0 | 0 | 0
F5_Industrial_Primary Metals_New_Process_Natural Gas_Process Heating_Baseline Forecast | F5 | Industrial | Primary Metals | New | Process | Natural Gas | Process Heating | Baseline Forecast | Turnover | 0 | 14.3117 | 0.34267 | 10.9203 | 12.938 | 14.0113 | 10.4574 | 13.0451 | 14.295 | 16.0031 | 14.5154 | 20.7226 | 17.0309 | 22.1807 | 20.9015 | 22.9214 | 22.8697 | 25.6948 | 23.909 | 26.4682 | 26.7637 | 29.1525 | 0 | 0 | 0 | 0 | 0 | 0 | 0 | 0
F6_Industrial_Primary Metals_New_Process_Natural Gas_Process Heating_Baseline Forecast | F6 | Industrial | Primary Metals | New | Process | Natural Gas | Process Heating | Baseline Forecast | Avg. Replacement Usage | 7995.1396 | 7995.1396 | 7995.1396 | 7995.1396 | 7995.1396 | 7995.1396 | 7995.1396 | 7995.1396 | 7995.1396 | 7995.1396 | 7995.1396 | 7995.1396 | 7995.1396 | 7995.1396 | 7995.1396 | 7995.1396 | 7995.1396 | 7995.1396 | 7995.1396 | 7995.1396 | 7995.1396 | 7995.1396 | 0 | 0 | 0 | 0 | 0 | 0 | 0 | 0
F7_Industrial_Primary Metals_New_Process_Natural Gas_Process Heating_Baseline Forecast | F7 | Industrial | Primary Metals | New | Process | Natural Gas | Process Heating | Baseline Forecast | Avg. Replacement Demand (S) | 0 | 0 | 0 | 0 | 0 | 0 | 0 | 0 | 0 | 0 | 0 | 0 | 0 | 0 | 0 | 0 | 0 | 0 | 0 | 0 | 0 | 0 | 0 | 0 | 0 | 0 | 0 | 0 | 0 | 0
F8_Industrial_Primary Metals_New_Process_Natural Gas_Process Heating_Baseline Forecast | F8 | Industrial | Primary Metals | New | Process | Natural Gas | Process Heating | Baseline Forecast | Avg. Replacement Demand (W) | 0 | 0 | 0 | 0 | 0 | 0 | 0 | 0 | 0 | 0 | 0 | 0 | 0 | 0 | 0 | 0 | 0 | 0 | 0 | 0 | 0 | 0 | 0 | 0 | 0 | 0 | 0 | 0 | 0 | 0
F1_Industrial_Primary Metals_New_Process_Natural Gas_Process Cooling_Baseline Forecast | F1 | Industrial | Primary Metals | New | Process | Natural Gas | Process Cooling | Baseline Forecast | Units | 0 | 14.3117 | 14.6544 | 25.5746 | 36.4681 | 48.6779 | 56.0312 | 64.5674 | 72.996 | 82.4768 | 89.5381 | 97.6596 | 105.6733 | 114.9695 | 121.2788 | 128.9469 | 136.6093 | 145.5292 | 151.4212 | 158.6814 | 165.7439 | 172.7855 | 0 | 0 | 0 | 0 | 0 | 0 | 0 | 0
F2_Industrial_Primary Metals_New_Process_Natural Gas_Process Cooling_Baseline Forecast | F2 | Industrial | Primary Metals | New | Process | Natural Gas | Process Cooling | Baseline Forecast | Usage (MMtherm) | 0 | 8.153e-05 | 8.3483e-05 | 0.00014569 | 0.00020775 | 0.00027731 | 0.0003192 | 0.00036783 | 0.00041584 | 0.00046985 | 0.00051008 | 0.00055634 | 0.000602 | 0.00065496 | 0.0006909 | 0.00073458 | 0.00077823 | 0.00082905 | 0.00086261 | 0.00090397 | 0.00094421 | 0.00098432 | 0 | 0 | 0 | 0 | 0 | 0 | 0 | 0
F3_Industrial_Primary Metals_New_Process_Natural Gas_Process Cooling_Baseline Forecast | F3 | Industrial | Primary Metals | New | Process | Natural Gas | Process Cooling | Baseline Forecast | Peak Demand (S) | 0 | 0 | 0 | 0 | 0 | 0 | 0 | 0 | 0 | 0 | 0 | 0 | 0 | 0 | 0 | 0 | 0 | 0 | 0 | 0 | 0 | 0 | 0 | 0 | 0 | 0 | 0 | 0 | 0 | 0
F4_Industrial_Primary Metals_New_Process_Natural Gas_Process Cooling_Baseline Forecast | F4 | Industrial | Primary Metals | New | Process | Natural Gas | Process Cooling | Baseline Forecast | Peak Demand (W) | 0 | 0 | 0 | 0 | 0 | 0 | 0 | 0 | 0 | 0 | 0 | 0 | 0 | 0 | 0 | 0 | 0 | 0 | 0 | 0 | 0 | 0 | 0 | 0 | 0 | 0 | 0 | 0 | 0 | 0
F5_Industrial_Primary Metals_New_Process_Natural Gas_Process Cooling_Baseline Forecast | F5 | Industrial | Primary Metals | New | Process | Natural Gas | Process Cooling | Baseline Forecast | Turnover | 0 | 14.3117 | 0.34267 | 10.9203 | 12.938 | 14.0113 | 10.4574 | 13.0451 | 14.295 | 16.0031 | 14.5154 | 20.7226 | 17.0309 | 22.1807 | 20.9015 | 22.9214 | 22.8697 | 25.6948 | 23.909 | 26.4682 | 26.7637 | 29.1525 | 0 | 0 | 0 | 0 | 0 | 0 | 0 | 0
F6_Industrial_Primary Metals_New_Process_Natural Gas_Process Cooling_Baseline Forecast | F6 | Industrial | Primary Metals | New | Process | Natural Gas | Process Cooling | Baseline Forecast | Avg. Replacement Usage | 5.6968 | 5.6968 | 5.6968 | 5.6968 | 5.6968 | 5.6968 | 5.6968 | 5.6968 | 5.6968 | 5.6968 | 5.6968 | 5.6968 | 5.6968 | 5.6968 | 5.6968 | 5.6968 | 5.6968 | 5.6968 | 5.6968 | 5.6968 | 5.6968 | 5.6968 | 0 | 0 | 0 | 0 | 0 | 0 | 0 | 0
F7_Industrial_Primary Metals_New_Process_Natural Gas_Process Cooling_Baseline Forecast | F7 | Industrial | Primary Metals | New | Process | Natural Gas | Process Cooling | Baseline Forecast | Avg. Replacement Demand (S) | 0 | 0 | 0 | 0 | 0 | 0 | 0 | 0 | 0 | 0 | 0 | 0 | 0 | 0 | 0 | 0 | 0 | 0 | 0 | 0 | 0 | 0 | 0 | 0 | 0 | 0 | 0 | 0 | 0 | 0
F8_Industrial_Primary Metals_New_Process_Natural Gas_Process Cooling_Baseline Forecast | F8 | Industrial | Primary Metals | New | Process | Natural Gas | Process Cooling | Baseline Forecast | Avg. Replacement Demand (W) | 0 | 0 | 0 | 0 | 0 | 0 | 0 | 0 | 0 | 0 | 0 | 0 | 0 | 0 | 0 | 0 | 0 | 0 | 0 | 0 | 0 | 0 | 0 | 0 | 0 | 0 | 0 | 0 | 0 | 0
F1_Industrial_Primary Metals_New_Process_Natural Gas_Other Process_Baseline Forecast | F1 | Industrial | Primary Metals | New | Process | Natural Gas | Other Process | Baseline Forecast | Units | 0 | 14.3117 | 14.6544 | 25.5746 | 36.4681 | 48.6779 | 56.0312 | 64.5674 | 72.996 | 82.4768 | 89.5381 | 97.6596 | 105.6733 | 114.9695 | 121.2788 | 128.9469 | 136.6093 | 145.5292 | 151.4212 | 158.6814 | 165.7439 | 172.7855 | 0 | 0 | 0 | 0 | 0 | 0 | 0 | 0
F2_Industrial_Primary Metals_New_Process_Natural Gas_Other Process_Baseline Forecast | F2 | Industrial | Primary Metals | New | Process | Natural Gas | Other Process | Baseline Forecast | Usage (MMtherm) | 0 | 0.0014415 | 0.001476 | 0.0025759 | 0.0036731 | 0.0049029 | 0.0056435 | 0.0065033 | 0.0073522 | 0.0083072 | 0.0090184 | 0.0098364 | 0.010644 | 0.01158 | 0.012215 | 0.012988 | 0.013759 | 0.014658 | 0.015251 | 0.015983 | 0.016694 | 0.017403 | 0 | 0 | 0 | 0 | 0 | 0 | 0 | 0
F3_Industrial_Primary Metals_New_Process_Natural Gas_Other Process_Baseline Forecast | F3 | Industrial | Primary Metals | New | Process | Natural Gas | Other Process | Baseline Forecast | Peak Demand (S) | 0 | 0 | 0 | 0 | 0 | 0 | 0 | 0 | 0 | 0 | 0 | 0 | 0 | 0 | 0 | 0 | 0 | 0 | 0 | 0 | 0 | 0 | 0 | 0 | 0 | 0 | 0 | 0 | 0 | 0
F4_Industrial_Primary Metals_New_Process_Natural Gas_Other Process_Baseline Forecast | F4 | Industrial | Primary Metals | New | Process | Natural Gas | Other Process | Baseline Forecast | Peak Demand (W) | 0 | 0 | 0 | 0 | 0 | 0 | 0 | 0 | 0 | 0 | 0 | 0 | 0 | 0 | 0 | 0 | 0 | 0 | 0 | 0 | 0 | 0 | 0 | 0 | 0 | 0 | 0 | 0 | 0 | 0
F5_Industrial_Primary Metals_New_Process_Natural Gas_Other Process_Baseline Forecast | F5 | Industrial | Primary Metals | New | Process | Natural Gas | Other Process | Baseline Forecast | Turnover | 0 | 14.3117 | 0.34267 | 10.9203 | 12.938 | 14.0113 | 10.4574 | 13.0451 | 14.295 | 16.0031 | 14.5154 | 20.7226 | 17.0309 | 22.1807 | 20.9015 | 22.9214 | 22.8697 | 25.6948 | 23.909 | 26.4682 | 26.7637 | 29.1525 | 0 | 0 | 0 | 0 | 0 | 0 | 0 | 0
F6_Industrial_Primary Metals_New_Process_Natural Gas_Other Process_Baseline Forecast | F6 | Industrial | Primary Metals | New | Process | Natural Gas | Other Process | Baseline Forecast | Avg. Replacement Usage | 100.7211 | 100.7211 | 100.7211 | 100.7211 | 100.7211 | 100.7211 | 100.7211 | 100.7211 | 100.7211 | 100.7211 | 100.7211 | 100.7211 | 100.7211 | 100.7211 | 100.7211 | 100.7211 | 100.7211 | 100.7211 | 100.7211 | 100.7211 | 100.7211 | 100.7211 | 0 | 0 | 0 | 0 | 0 | 0 | 0 | 0
F7_Industrial_Primary Metals_New_Process_Natural Gas_Other Process_Baseline Forecast | F7 | Industrial | Primary Metals | New | Process | Natural Gas | Other Process | Baseline Forecast | Avg. Replacement Demand (S) | 0 | 0 | 0 | 0 | 0 | 0 | 0 | 0 | 0 | 0 | 0 | 0 | 0 | 0 | 0 | 0 | 0 | 0 | 0 | 0 | 0 | 0 | 0 | 0 | 0 | 0 | 0 | 0 | 0 | 0
F8_Industrial_Primary Metals_New_Process_Natural Gas_Other Process_Baseline Forecast | F8 | Industrial | Primary Metals | New | Process | Natural Gas | Other Process | Baseline Forecast | Avg. Replacement Demand (W) | 0 | 0 | 0 | 0 | 0 | 0 | 0 | 0 | 0 | 0 | 0 | 0 | 0 | 0 | 0 | 0 | 0 | 0 | 0 | 0 | 0 | 0 | 0 | 0 | 0 | 0 | 0 | 0 | 0 | 0
F1_Industrial_Primary Metals_New_Miscellaneous_Natural Gas_Miscellaneous_Baseline Forecast | F1 | Industrial | Primary Metals | New | Miscellaneous | Natural Gas | Miscellaneous | Baseline Forecast | Units | 0 | 14.3117 | 14.6544 | 25.5746 | 36.4681 | 48.6779 | 56.0312 | 64.5674 | 72.996 | 82.4768 | 89.5381 | 97.6596 | 105.6733 | 114.9695 | 121.2788 | 128.9469 | 136.6093 | 145.5292 | 151.4212 | 158.6814 | 165.7439 | 172.7855 | 0 | 0 | 0 | 0 | 0 | 0 | 0 | 0
F2_Industrial_Primary Metals_New_Miscellaneous_Natural Gas_Miscellaneous_Baseline Forecast | F2 | Industrial | Primary Metals | New | Miscellaneous | Natural Gas | Miscellaneous | Baseline Forecast | Usage (MMtherm) | 0 | 0.0056628 | 0.0057984 | 0.010119 | 0.01443 | 0.019261 | 0.02217 | 0.025548 | 0.028883 | 0.032634 | 0.035428 | 0.038641 | 0.041812 | 0.045491 | 0.047987 | 0.051021 | 0.054053 | 0.057582 | 0.059914 | 0.062786 | 0.065581 | 0.068367 | 0 | 0 | 0 | 0 | 0 | 0 | 0 | 0
F3_Industrial_Primary Metals_New_Miscellaneous_Natural Gas_Miscellaneous_Baseline Forecast | F3 | Industrial | Primary Metals | New | Miscellaneous | Natural Gas | Miscellaneous | Baseline Forecast | Peak Demand (S) | 0 | 0 | 0 | 0 | 0 | 0 | 0 | 0 | 0 | 0 | 0 | 0 | 0 | 0 | 0 | 0 | 0 | 0 | 0 | 0 | 0 | 0 | 0 | 0 | 0 | 0 | 0 | 0 | 0 | 0
F4_Industrial_Primary Metals_New_Miscellaneous_Natural Gas_Miscellaneous_Baseline Forecast | F4 | Industrial | Primary Metals | New | Miscellaneous | Natural Gas | Miscellaneous | Baseline Forecast | Peak Demand (W) | 0 | 0 | 0 | 0 | 0 | 0 | 0 | 0 | 0 | 0 | 0 | 0 | 0 | 0 | 0 | 0 | 0 | 0 | 0 | 0 | 0 | 0 | 0 | 0 | 0 | 0 | 0 | 0 | 0 | 0
F5_Industrial_Primary Metals_New_Miscellaneous_Natural Gas_Miscellaneous_Baseline Forecast | F5 | Industrial | Primary Metals | New | Miscellaneous | Natural Gas | Miscellaneous | Baseline Forecast | Turnover | 0 | 14.3117 | 0.34267 | 10.9203 | 12.938 | 14.0113 | 10.4574 | 13.0451 | 14.295 | 16.0031 | 14.5154 | 20.7226 | 17.0309 | 22.1807 | 20.9015 | 22.9214 | 22.8697 | 25.6948 | 23.909 | 26.4682 | 26.7637 | 29.1525 | 0 | 0 | 0 | 0 | 0 | 0 | 0 | 0
F6_Industrial_Primary Metals_New_Miscellaneous_Natural Gas_Miscellaneous_Baseline Forecast | F6 | Industrial | Primary Metals | New | Miscellaneous | Natural Gas | Miscellaneous | Baseline Forecast | Avg. Replacement Usage | 395.6752 | 395.6752 | 395.6752 | 395.6752 | 395.6752 | 395.6752 | 395.6752 | 395.6752 | 395.6752 | 395.6752 | 395.6752 | 395.6752 | 395.6752 | 395.6752 | 395.6752 | 395.6752 | 395.6752 | 395.6752 | 395.6752 | 395.6752 | 395.6752 | 395.6752 | 0 | 0 | 0 | 0 | 0 | 0 | 0 | 0
F7_Industrial_Primary Metals_New_Miscellaneous_Natural Gas_Miscellaneous_Baseline Forecast | F7 | Industrial | Primary Metals | New | Miscellaneous | Natural Gas | Miscellaneous | Baseline Forecast | Avg. Replacement Demand (S) | 0 | 0 | 0 | 0 | 0 | 0 | 0 | 0 | 0 | 0 | 0 | 0 | 0 | 0 | 0 | 0 | 0 | 0 | 0 | 0 | 0 | 0 | 0 | 0 | 0 | 0 | 0 | 0 | 0 | 0
F8_Industrial_Primary Metals_New_Miscellaneous_Natural Gas_Miscellaneous_Baseline Forecast | F8 | Industrial | Primary Metals | New | Miscellaneous | Natural Gas | Miscellaneous | Baseline Forecast | Avg. Replacement Demand (W) | 0 | 0 | 0 | 0 | 0 | 0 | 0 | 0 | 0 | 0 | 0 | 0 | 0 | 0 | 0 | 0 | 0 | 0 | 0 | 0 | 0 | 0 | 0 | 0 | 0 | 0 | 0 | 0 | 0 | 0
F1_Industrial_Stone, Clay, and Glass_Existing_Space Heating_Natural Gas_Furnace_Baseline Forecast | F1 | Industrial | Stone, Clay, and Glass | Existing | Space Heating | Natural Gas | Furnace | Baseline Forecast | Units | 101.5736 | 99.8224 | 98.1013 | 96.4099 | 94.7477 | 93.1141 | 91.5087 | 89.9309 | 88.3804 | 86.8566 | 85.3591 | 83.8874 | 82.441 | 81.0196 | 79.6227 | 78.2499 | 76.9008 | 75.5749 | 74.2719 | 72.9913 | 71.7329 | 70.4961 | 0 | 0 | 0 | 0 | 0 | 0 | 0 | 0
F2_Industrial_Stone, Clay, and Glass_Existing_Space Heating_Natural Gas_Furnace_Baseline Forecast | F2 | Industrial | Stone, Clay, and Glass | Existing | Space Heating | Natural Gas | Furnace | Baseline Forecast | Usage (MMtherm) | 0.039402 | 0.038516 | 0.037645 | 0.036791 | 0.035956 | 0.035141 | 0.034347 | 0.033574 | 0.032823 | 0.032095 | 0.031391 | 0.03071 | 0.030051 | 0.029413 | 0.028796 | 0.028197 | 0.027616 | 0.027052 | 0.026505 | 0.025973 | 0.025456 | 0.024953 | 0 | 0 | 0 | 0 | 0 | 0 | 0 | 0
F3_Industrial_Stone, Clay, and Glass_Existing_Space Heating_Natural Gas_Furnace_Baseline Forecast | F3 | Industrial | Stone, Clay, and Glass | Existing | Space Heating | Natural Gas | Furnace | Baseline Forecast | Peak Demand (S) | 0 | 0 | 0 | 0 | 0 | 0 | 0 | 0 | 0 | 0 | 0 | 0 | 0 | 0 | 0 | 0 | 0 | 0 | 0 | 0 | 0 | 0 | 0 | 0 | 0 | 0 | 0 | 0 | 0 | 0
F4_Industrial_Stone, Clay, and Glass_Existing_Space Heating_Natural Gas_Furnace_Baseline Forecast | F4 | Industrial | Stone, Clay, and Glass | Existing | Space Heating | Natural Gas | Furnace | Baseline Forecast | Peak Demand (W) | 0 | 0 | 0 | 0 | 0 | 0 | 0 | 0 | 0 | 0 | 0 | 0 | 0 | 0 | 0 | 0 | 0 | 0 | 0 | 0 | 0 | 0 | 0 | 0 | 0 | 0 | 0 | 0 | 0 | 0
F5_Industrial_Stone, Clay, and Glass_Existing_Space Heating_Natural Gas_Furnace_Baseline Forecast | F5 | Industrial | Stone, Clay, and Glass | Existing | Space Heating | Natural Gas | Furnace | Baseline Forecast | Turnover | 0 | 2.6097 | 2.7345 | 2.8443 | 2.9405 | 3.0241 | 3.0962 | 3.1577 | 3.2095 | 3.2525 | 3.2873 | 3.3148 | 3.066 | 2.8359 | 2.6231 | 2.4262 | 2.2441 | 2.0757 | 1.9199 | 1.9226 | 1.9295 | 1.9396 | 0 | 0 | 0 | 0 | 0 | 0 | 0 | 0
F6_Industrial_Stone, Clay, and Glass_Existing_Space Heating_Natural Gas_Furnace_Baseline Forecast | F6 | Industrial | Stone, Clay, and Glass | Existing | Space Heating | Natural Gas | Furnace | Baseline Forecast | Avg. Replacement Usage | 339.4248 | 339.4248 | 339.4248 | 339.4248 | 339.4248 | 339.4248 | 339.4248 | 339.4248 | 339.4248 | 339.4248 | 339.4248 | 339.4248 | 339.4248 | 339.4248 | 339.4248 | 339.4248 | 339.4248 | 339.4248 | 339.4248 | 339.4248 | 339.4248 | 339.4248 | 0 | 0 | 0 | 0 | 0 | 0 | 0 | 0
F7_Industrial_Stone, Clay, and Glass_Existing_Space Heating_Natural Gas_Furnace_Baseline Forecast | F7 | Industrial | Stone, Clay, and Glass | Existing | Space Heating | Natural Gas | Furnace | Baseline Forecast | Avg. Replacement Demand (S) | 0 | 0 | 0 | 0 | 0 | 0 | 0 | 0 | 0 | 0 | 0 | 0 | 0 | 0 | 0 | 0 | 0 | 0 | 0 | 0 | 0 | 0 | 0 | 0 | 0 | 0 | 0 | 0 | 0 | 0
F8_Industrial_Stone, Clay, and Glass_Existing_Space Heating_Natural Gas_Furnace_Baseline Forecast | F8 | Industrial | Stone, Clay, and Glass | Existing | Space Heating | Natural Gas | Furnace | Baseline Forecast | Avg. Replacement Demand (W) | 0 | 0 | 0 | 0 | 0 | 0 | 0 | 0 | 0 | 0 | 0 | 0 | 0 | 0 | 0 | 0 | 0 | 0 | 0 | 0 | 0 | 0 | 0 | 0 | 0 | 0 | 0 | 0 | 0 | 0
F1_Industrial_Stone, Clay, and Glass_Existing_Space Heating_Natural Gas_Boiler_Baseline Forecast | F1 | Industrial | Stone, Clay, and Glass | Existing | Space Heating | Natural Gas | Boiler | Baseline Forecast | Units | 31.8351 | 31.2862 | 30.7468 | 30.2167 | 29.6957 | 29.1837 | 28.6806 | 28.1861 | 27.7001 | 27.2225 | 26.7532 | 26.2919 | 25.8386 | 25.3931 | 24.9553 | 24.525 | 24.1022 | 23.6866 | 23.2782 | 22.8769 | 22.4825 | 22.0948 | 0 | 0 | 0 | 0 | 0 | 0 | 0 | 0
F2_Industrial_Stone, Clay, and Glass_Existing_Space Heating_Natural Gas_Boiler_Baseline Forecast | F2 | Industrial | Stone, Clay, and Glass | Existing | Space Heating | Natural Gas | Boiler | Baseline Forecast | Usage (MMtherm) | 0.010333 | 0.010128 | 0.0099284 | 0.0097327 | 0.0095413 | 0.0093542 | 0.0091713 | 0.0089925 | 0.0088177 | 0.008647 | 0.0084803 | 0.0083174 | 0.0081583 | 0.008003 | 0.0078513 | 0.0077032 | 0.0075586 | 0.0074175 | 0.0072796 | 0.0071451 | 0.0070138 | 0.0068856 | 0 | 0 | 0 | 0 | 0 | 0 | 0 | 0
F3_Industrial_Stone, Clay, and Glass_Existing_Space Heating_Natural Gas_Boiler_Baseline Forecast | F3 | Industrial | Stone, Clay, and Glass | Existing | Space Heating | Natural Gas | Boiler | Baseline Forecast | Peak Demand (S) | 0 | 0 | 0 | 0 | 0 | 0 | 0 | 0 | 0 | 0 | 0 | 0 | 0 | 0 | 0 | 0 | 0 | 0 | 0 | 0 | 0 | 0 | 0 | 0 | 0 | 0 | 0 | 0 | 0 | 0
F4_Industrial_Stone, Clay, and Glass_Existing_Space Heating_Natural Gas_Boiler_Baseline Forecast | F4 | Industrial | Stone, Clay, and Glass | Existing | Space Heating | Natural Gas | Boiler | Baseline Forecast | Peak Demand (W) | 0 | 0 | 0 | 0 | 0 | 0 | 0 | 0 | 0 | 0 | 0 | 0 | 0 | 0 | 0 | 0 | 0 | 0 | 0 | 0 | 0 | 0 | 0 | 0 | 0 | 0 | 0 | 0 | 0 | 0
F5_Industrial_Stone, Clay, and Glass_Existing_Space Heating_Natural Gas_Boiler_Baseline Forecast | F5 | Industrial | Stone, Clay, and Glass | Existing | Space Heating | Natural Gas | Boiler | Baseline Forecast | Turnover | 0 | 0.94807 | 0.94019 | 0.93155 | 0.92225 | 0.91239 | 0.90205 | 0.89132 | 0.88026 | 0.86893 | 0.85739 | 0.84568 | 0.83384 | 0.82192 | 0.80994 | 0.79793 | 0.78592 | 0.77393 | 0.76199 | 0.75009 | 0.73828 | 0.72654 | 0 | 0 | 0 | 0 | 0 | 0 | 0 | 0
F6_Industrial_Stone, Clay, and Glass_Existing_Space Heating_Natural Gas_Boiler_Baseline Forecast | F6 | Industrial | Stone, Clay, and Glass | Existing | Space Heating | Natural Gas | Boiler | Baseline Forecast | Avg. Replacement Usage | 308.351 | 308.351 | 308.351 | 308.351 | 308.351 | 308.351 | 308.351 | 308.351 | 308.351 | 308.351 | 308.351 | 308.351 | 308.351 | 308.351 | 308.351 | 308.351 | 308.351 | 308.351 | 308.351 | 308.351 | 308.351 | 308.351 | 0 | 0 | 0 | 0 | 0 | 0 | 0 | 0
F7_Industrial_Stone, Clay, and Glass_Existing_Space Heating_Natural Gas_Boiler_Baseline Forecast | F7 | Industrial | Stone, Clay, and Glass | Existing | Space Heating | Natural Gas | Boiler | Baseline Forecast | Avg. Replacement Demand (S) | 0 | 0 | 0 | 0 | 0 | 0 | 0 | 0 | 0 | 0 | 0 | 0 | 0 | 0 | 0 | 0 | 0 | 0 | 0 | 0 | 0 | 0 | 0 | 0 | 0 | 0 | 0 | 0 | 0 | 0
F8_Industrial_Stone, Clay, and Glass_Existing_Space Heating_Natural Gas_Boiler_Baseline Forecast | F8 | Industrial | Stone, Clay, and Glass | Existing | Space Heating | Natural Gas | Boiler | Baseline Forecast | Avg. Replacement Demand (W) | 0 | 0 | 0 | 0 | 0 | 0 | 0 | 0 | 0 | 0 | 0 | 0 | 0 | 0 | 0 | 0 | 0 | 0 | 0 | 0 | 0 | 0 | 0 | 0 | 0 | 0 | 0 | 0 | 0 | 0
F1_Industrial_Stone, Clay, and Glass_Existing_Space Heating_Natural Gas_Unit Heater_Baseline Forecast | F1 | Industrial | Stone, Clay, and Glass | Existing | Space Heating | Natural Gas | Unit Heater | Baseline Forecast | Units | 88.9617 | 87.4279 | 85.9205 | 84.4391 | 82.9833 | 81.5525 | 80.1465 | 78.7646 | 77.4066 | 76.072 | 74.7604 | 73.4715 | 72.2047 | 70.9598 | 69.7364 | 68.534 | 67.3524 | 66.1911 | 65.0499 | 63.9284 | 62.8262 | 61.7429 | 0 | 0 | 0 | 0 | 0 | 0 | 0 | 0
F2_Industrial_Stone, Clay, and Glass_Existing_Space Heating_Natural Gas_Unit Heater_Baseline Forecast | F2 | Industrial | Stone, Clay, and Glass | Existing | Space Heating | Natural Gas | Unit Heater | Baseline Forecast | Usage (MMtherm) | 0.052261 | 0.05136 | 0.050474 | 0.049604 | 0.048749 | 0.047908 | 0.047082 | 0.04627 | 0.045473 | 0.044689 | 0.043918 | 0.043161 | 0.042417 | 0.041685 | 0.040967 | 0.04026 | 0.039566 | 0.038884 | 0.038214 | 0.037555 | 0.036907 | 0.036271 | 0 | 0 | 0 | 0 | 0 | 0 | 0 | 0
F3_Industrial_Stone, Clay, and Glass_Existing_Space Heating_Natural Gas_Unit Heater_Baseline Forecast | F3 | Industrial | Stone, Clay, and Glass | Existing | Space Heating | Natural Gas | Unit Heater | Baseline Forecast | Peak Demand (S) | 0 | 0 | 0 | 0 | 0 | 0 | 0 | 0 | 0 | 0 | 0 | 0 | 0 | 0 | 0 | 0 | 0 | 0 | 0 | 0 | 0 | 0 | 0 | 0 | 0 | 0 | 0 | 0 | 0 | 0
F4_Industrial_Stone, Clay, and Glass_Existing_Space Heating_Natural Gas_Unit Heater_Baseline Forecast | F4 | Industrial | Stone, Clay, and Glass | Existing | Space Heating | Natural Gas | Unit Heater | Baseline Forecast | Peak Demand (W) | 0 | 0 | 0 | 0 | 0 | 0 | 0 | 0 | 0 | 0 | 0 | 0 | 0 | 0 | 0 | 0 | 0 | 0 | 0 | 0 | 0 | 0 | 0 | 0 | 0 | 0 | 0 | 0 | 0 | 0
F5_Industrial_Stone, Clay, and Glass_Existing_Space Heating_Natural Gas_Unit Heater_Baseline Forecast | F5 | Industrial | Stone, Clay, and Glass | Existing | Space Heating | Natural Gas | Unit Heater | Baseline Forecast | Turnover | 0 | 0.073593 | 0.2104 | 0.4012 | 0.63785 | 0.9131 | 1.2206 | 1.5546 | 1.9101 | 2.2828 | 2.6059 | 2.8848 | 3.1365 | 3.3732 | 3.6035 | 3.8331 | 4.0658 | 3.8169 | 3.6462 | 3.5433 | 3.4994 | 3.496 | 0 | 0 | 0 | 0 | 0 | 0 | 0 | 0
F6_Industrial_Stone, Clay, and Glass_Existing_Space Heating_Natural Gas_Unit Heater_Baseline Forecast | F6 | Industrial | Stone, Clay, and Glass | Existing | Space Heating | Natural Gas | Unit Heater | Baseline Forecast | Avg. Replacement Usage | 587.4516 | 587.4516 | 587.4516 | 587.4516 | 587.4516 | 587.4516 | 587.4516 | 587.4516 | 587.4516 | 587.4516 | 587.4516 | 587.4516 | 587.4516 | 587.4516 | 587.4516 | 587.4516 | 587.4516 | 587.4516 | 587.4516 | 587.4516 | 587.4516 | 587.4516 | 0 | 0 | 0 | 0 | 0 | 0 | 0 | 0
F7_Industrial_Stone, Clay, and Glass_Existing_Space Heating_Natural Gas_Unit Heater_Baseline Forecast | F7 | Industrial | Stone, Clay, and Glass | Existing | Space Heating | Natural Gas | Unit Heater | Baseline Forecast | Avg. Replacement Demand (S) | 0 | 0 | 0 | 0 | 0 | 0 | 0 | 0 | 0 | 0 | 0 | 0 | 0 | 0 | 0 | 0 | 0 | 0 | 0 | 0 | 0 | 0 | 0 | 0 | 0 | 0 | 0 | 0 | 0 | 0
F8_Industrial_Stone, Clay, and Glass_Existing_Space Heating_Natural Gas_Unit Heater_Baseline Forecast | F8 | Industrial | Stone, Clay, and Glass | Existing | Space Heating | Natural Gas | Unit Heater | Baseline Forecast | Avg. Replacement Demand (W) | 0 | 0 | 0 | 0 | 0 | 0 | 0 | 0 | 0 | 0 | 0 | 0 | 0 | 0 | 0 | 0 | 0 | 0 | 0 | 0 | 0 | 0 | 0 | 0 | 0 | 0 | 0 | 0 | 0 | 0
F1_Industrial_Stone, Clay, and Glass_Existing_Process_Natural Gas_Process Boiler_Baseline Forecast | F1 | Industrial | Stone, Clay, and Glass | Existing | Process | Natural Gas | Process Boiler | Baseline Forecast | Units | 352.958 | 346.8725 | 340.8919 | 335.0145 | 329.2384 | 323.5618 | 317.9832 | 312.5007 | 307.1128 | 301.8177 | 296.614 | 291.4999 | 286.4741 | 281.5349 | 276.6808 | 271.9105 | 267.2223 | 262.6151 | 258.0872 | 253.6374 | 249.2644 | 244.9667 | 0 | 0 | 0 | 0 | 0 | 0 | 0 | 0
F2_Industrial_Stone, Clay, and Glass_Existing_Process_Natural Gas_Process Boiler_Baseline Forecast | F2 | Industrial | Stone, Clay, and Glass | Existing | Process | Natural Gas | Process Boiler | Baseline Forecast | Usage (MMtherm) | 0.067537 | 0.066372 | 0.065228 | 0.064104 | 0.062998 | 0.061912 | 0.060845 | 0.059796 | 0.058765 | 0.057751 | 0.056756 | 0.055777 | 0.054816 | 0.05387 | 0.052942 | 0.052029 | 0.051132 | 0.05025 | 0.049384 | 0.048532 | 0.047696 | 0.046873 | 0 | 0 | 0 | 0 | 0 | 0 | 0 | 0
F3_Industrial_Stone, Clay, and Glass_Existing_Process_Natural Gas_Process Boiler_Baseline Forecast | F3 | Industrial | Stone, Clay, and Glass | Existing | Process | Natural Gas | Process Boiler | Baseline Forecast | Peak Demand (S) | 0 | 0 | 0 | 0 | 0 | 0 | 0 | 0 | 0 | 0 | 0 | 0 | 0 | 0 | 0 | 0 | 0 | 0 | 0 | 0 | 0 | 0 | 0 | 0 | 0 | 0 | 0 | 0 | 0 | 0
F4_Industrial_Stone, Clay, and Glass_Existing_Process_Natural Gas_Process Boiler_Baseline Forecast | F4 | Industrial | Stone, Clay, and Glass | Existing | Process | Natural Gas | Process Boiler | Baseline Forecast | Peak Demand (W) | 0 | 0 | 0 | 0 | 0 | 0 | 0 | 0 | 0 | 0 | 0 | 0 | 0 | 0 | 0 | 0 | 0 | 0 | 0 | 0 | 0 | 0 | 0 | 0 | 0 | 0 | 0 | 0 | 0 | 0
F5_Industrial_Stone, Clay, and Glass_Existing_Process_Natural Gas_Process Boiler_Baseline Forecast | F5 | Industrial | Stone, Clay, and Glass | Existing | Process | Natural Gas | Process Boiler | Baseline Forecast | Turnover | 0 | 29.7319 | 34.7849 | 38.8734 | 32.7456 | 27.5837 | 23.2355 | 19.5728 | 16.4874 | 13.8884 | 11.6991 | 9.8549 | 8.3014 | 6.9928 | 5.8905 | 4.962 | 4.1798 | 3.5209 | 2.9659 | 2.4984 | 2.1045 | 1.7728 | 0 | 0 | 0 | 0 | 0 | 0 | 0 | 0
F6_Industrial_Stone, Clay, and Glass_Existing_Process_Natural Gas_Process Boiler_Baseline Forecast | F6 | Industrial | Stone, Clay, and Glass | Existing | Process | Natural Gas | Process Boiler | Baseline Forecast | Avg. Replacement Usage | 191.3455 | 191.3455 | 191.3455 | 191.3455 | 191.3455 | 191.3455 | 191.3455 | 191.3455 | 191.3455 | 191.3455 | 191.3455 | 191.3455 | 191.3455 | 191.3455 | 191.3455 | 191.3455 | 191.3455 | 191.3455 | 191.3455 | 191.3455 | 191.3455 | 191.3455 | 0 | 0 | 0 | 0 | 0 | 0 | 0 | 0
F7_Industrial_Stone, Clay, and Glass_Existing_Process_Natural Gas_Process Boiler_Baseline Forecast | F7 | Industrial | Stone, Clay, and Glass | Existing | Process | Natural Gas | Process Boiler | Baseline Forecast | Avg. Replacement Demand (S) | 0 | 0 | 0 | 0 | 0 | 0 | 0 | 0 | 0 | 0 | 0 | 0 | 0 | 0 | 0 | 0 | 0 | 0 | 0 | 0 | 0 | 0 | 0 | 0 | 0 | 0 | 0 | 0 | 0 | 0
F8_Industrial_Stone, Clay, and Glass_Existing_Process_Natural Gas_Process Boiler_Baseline Forecast | F8 | Industrial | Stone, Clay, and Glass | Existing | Process | Natural Gas | Process Boiler | Baseline Forecast | Avg. Replacement Demand (W) | 0 | 0 | 0 | 0 | 0 | 0 | 0 | 0 | 0 | 0 | 0 | 0 | 0 | 0 | 0 | 0 | 0 | 0 | 0 | 0 | 0 | 0 | 0 | 0 | 0 | 0 | 0 | 0 | 0 | 0
F1_Industrial_Stone, Clay, and Glass_Existing_Process_Natural Gas_Process Heating_Baseline Forecast | F1 | Industrial | Stone, Clay, and Glass | Existing | Process | Natural Gas | Process Heating | Baseline Forecast | Units | 352.958 | 346.8725 | 340.8919 | 335.0145 | 329.2384 | 323.5618 | 317.9832 | 312.5007 | 307.1128 | 301.8177 | 296.614 | 291.4999 | 286.4741 | 281.5349 | 276.6808 | 271.9105 | 267.2223 | 262.6151 | 258.0872 | 253.6374 | 249.2644 | 244.9667 | 0 | 0 | 0 | 0 | 0 | 0 | 0 | 0
F2_Industrial_Stone, Clay, and Glass_Existing_Process_Natural Gas_Process Heating_Baseline Forecast | F2 | Industrial | Stone, Clay, and Glass | Existing | Process | Natural Gas | Process Heating | Baseline Forecast | Usage (MMtherm) | 1.8976 | 1.8649 | 1.8327 | 1.8011 | 1.77 | 1.7395 | 1.7095 | 1.6801 | 1.6511 | 1.6226 | 1.5947 | 1.5672 | 1.5401 | 1.5136 | 1.4875 | 1.4618 | 1.4366 | 1.4119 | 1.3875 | 1.3636 | 1.3401 | 1.317 | 0 | 0 | 0 | 0 | 0 | 0 | 0 | 0
F3_Industrial_Stone, Clay, and Glass_Existing_Process_Natural Gas_Process Heating_Baseline Forecast | F3 | Industrial | Stone, Clay, and Glass | Existing | Process | Natural Gas | Process Heating | Baseline Forecast | Peak Demand (S) | 0 | 0 | 0 | 0 | 0 | 0 | 0 | 0 | 0 | 0 | 0 | 0 | 0 | 0 | 0 | 0 | 0 | 0 | 0 | 0 | 0 | 0 | 0 | 0 | 0 | 0 | 0 | 0 | 0 | 0
F4_Industrial_Stone, Clay, and Glass_Existing_Process_Natural Gas_Process Heating_Baseline Forecast | F4 | Industrial | Stone, Clay, and Glass | Existing | Process | Natural Gas | Process Heating | Baseline Forecast | Peak Demand (W) | 0 | 0 | 0 | 0 | 0 | 0 | 0 | 0 | 0 | 0 | 0 | 0 | 0 | 0 | 0 | 0 | 0 | 0 | 0 | 0 | 0 | 0 | 0 | 0 | 0 | 0 | 0 | 0 | 0 | 0
F5_Industrial_Stone, Clay, and Glass_Existing_Process_Natural Gas_Process Heating_Baseline Forecast | F5 | Industrial | Stone, Clay, and Glass | Existing | Process | Natural Gas | Process Heating | Baseline Forecast | Turnover | 0 | 29.7319 | 34.7849 | 38.8734 | 36.7771 | 35.6963 | 35.3404 | 34.7562 | 34.1177 | 33.5315 | 32.9585 | 39.669 | 39.3251 | 38.743 | 37.6655 | 36.951 | 36.4431 | 35.8117 | 35.1673 | 34.5656 | 33.974 | 35.1692 | 0 | 0 | 0 | 0 | 0 | 0 | 0 | 0
F6_Industrial_Stone, Clay, and Glass_Existing_Process_Natural Gas_Process Heating_Baseline Forecast | F6 | Industrial | Stone, Clay, and Glass | Existing | Process | Natural Gas | Process Heating | Baseline Forecast | Avg. Replacement Usage | 5376.1854 | 5376.1854 | 5376.1854 | 5376.1854 | 5376.1854 | 5376.1854 | 5376.1854 | 5376.1854 | 5376.1854 | 5376.1854 | 5376.1854 | 5376.1854 | 5376.1854 | 5376.1854 | 5376.1854 | 5376.1854 | 5376.1854 | 5376.1854 | 5376.1854 | 5376.1854 | 5376.1854 | 5376.1854 | 0 | 0 | 0 | 0 | 0 | 0 | 0 | 0
F7_Industrial_Stone, Clay, and Glass_Existing_Process_Natural Gas_Process Heating_Baseline Forecast | F7 | Industrial | Stone, Clay, and Glass | Existing | Process | Natural Gas | Process Heating | Baseline Forecast | Avg. Replacement Demand (S) | 0 | 0 | 0 | 0 | 0 | 0 | 0 | 0 | 0 | 0 | 0 | 0 | 0 | 0 | 0 | 0 | 0 | 0 | 0 | 0 | 0 | 0 | 0 | 0 | 0 | 0 | 0 | 0 | 0 | 0
F8_Industrial_Stone, Clay, and Glass_Existing_Process_Natural Gas_Process Heating_Baseline Forecast | F8 | Industrial | Stone, Clay, and Glass | Existing | Process | Natural Gas | Process Heating | Baseline Forecast | Avg. Replacement Demand (W) | 0 | 0 | 0 | 0 | 0 | 0 | 0 | 0 | 0 | 0 | 0 | 0 | 0 | 0 | 0 | 0 | 0 | 0 | 0 | 0 | 0 | 0 | 0 | 0 | 0 | 0 | 0 | 0 | 0 | 0
F1_Industrial_Stone, Clay, and Glass_Existing_Process_Natural Gas_Process Cooling_Baseline Forecast | F1 | Industrial | Stone, Clay, and Glass | Existing | Process | Natural Gas | Process Cooling | Baseline Forecast | Units | 352.958 | 346.8725 | 340.8919 | 335.0145 | 329.2384 | 323.5618 | 317.9832 | 312.5007 | 307.1128 | 301.8177 | 296.614 | 291.4999 | 286.4741 | 281.5349 | 276.6808 | 271.9105 | 267.2223 | 262.6151 | 258.0872 | 253.6374 | 249.2644 | 244.9667 | 0 | 0 | 0 | 0 | 0 | 0 | 0 | 0
F2_Industrial_Stone, Clay, and Glass_Existing_Process_Natural Gas_Process Cooling_Baseline Forecast | F2 | Industrial | Stone, Clay, and Glass | Existing | Process | Natural Gas | Process Cooling | Baseline Forecast | Usage (MMtherm) | 0.00038611 | 0.00037945 | 0.00037291 | 0.00036648 | 0.00036016 | 0.00035395 | 0.00034785 | 0.00034185 | 0.00033596 | 0.00033017 | 0.00032447 | 0.00031888 | 0.00031338 | 0.00030798 | 0.00030267 | 0.00029745 | 0.00029232 | 0.00028728 | 0.00028233 | 0.00027746 | 0.00027268 | 0.00026798 | 0 | 0 | 0 | 0 | 0 | 0 | 0 | 0
F3_Industrial_Stone, Clay, and Glass_Existing_Process_Natural Gas_Process Cooling_Baseline Forecast | F3 | Industrial | Stone, Clay, and Glass | Existing | Process | Natural Gas | Process Cooling | Baseline Forecast | Peak Demand (S) | 0 | 0 | 0 | 0 | 0 | 0 | 0 | 0 | 0 | 0 | 0 | 0 | 0 | 0 | 0 | 0 | 0 | 0 | 0 | 0 | 0 | 0 | 0 | 0 | 0 | 0 | 0 | 0 | 0 | 0
F4_Industrial_Stone, Clay, and Glass_Existing_Process_Natural Gas_Process Cooling_Baseline Forecast | F4 | Industrial | Stone, Clay, and Glass | Existing | Process | Natural Gas | Process Cooling | Baseline Forecast | Peak Demand (W) | 0 | 0 | 0 | 0 | 0 | 0 | 0 | 0 | 0 | 0 | 0 | 0 | 0 | 0 | 0 | 0 | 0 | 0 | 0 | 0 | 0 | 0 | 0 | 0 | 0 | 0 | 0 | 0 | 0 | 0
F5_Industrial_Stone, Clay, and Glass_Existing_Process_Natural Gas_Process Cooling_Baseline Forecast | F5 | Industrial | Stone, Clay, and Glass | Existing | Process | Natural Gas | Process Cooling | Baseline Forecast | Turnover | 0 | 29.7319 | 34.7849 | 38.8734 | 36.7771 | 35.6963 | 35.3404 | 34.7562 | 34.1177 | 33.5315 | 32.9585 | 39.669 | 39.3251 | 38.743 | 37.6655 | 36.951 | 36.4431 | 35.8117 | 35.1673 | 34.5656 | 33.974 | 35.1692 | 0 | 0 | 0 | 0 | 0 | 0 | 0 | 0
F6_Industrial_Stone, Clay, and Glass_Existing_Process_Natural Gas_Process Cooling_Baseline Forecast | F6 | Industrial | Stone, Clay, and Glass | Existing | Process | Natural Gas | Process Cooling | Baseline Forecast | Avg. Replacement Usage | 1.0939 | 1.0939 | 1.0939 | 1.0939 | 1.0939 | 1.0939 | 1.0939 | 1.0939 | 1.0939 | 1.0939 | 1.0939 | 1.0939 | 1.0939 | 1.0939 | 1.0939 | 1.0939 | 1.0939 | 1.0939 | 1.0939 | 1.0939 | 1.0939 | 1.0939 | 0 | 0 | 0 | 0 | 0 | 0 | 0 | 0
F7_Industrial_Stone, Clay, and Glass_Existing_Process_Natural Gas_Process Cooling_Baseline Forecast | F7 | Industrial | Stone, Clay, and Glass | Existing | Process | Natural Gas | Process Cooling | Baseline Forecast | Avg. Replacement Demand (S) | 0 | 0 | 0 | 0 | 0 | 0 | 0 | 0 | 0 | 0 | 0 | 0 | 0 | 0 | 0 | 0 | 0 | 0 | 0 | 0 | 0 | 0 | 0 | 0 | 0 | 0 | 0 | 0 | 0 | 0
F8_Industrial_Stone, Clay, and Glass_Existing_Process_Natural Gas_Process Cooling_Baseline Forecast | F8 | Industrial | Stone, Clay, and Glass | Existing | Process | Natural Gas | Process Cooling | Baseline Forecast | Avg. Replacement Demand (W) | 0 | 0 | 0 | 0 | 0 | 0 | 0 | 0 | 0 | 0 | 0 | 0 | 0 | 0 | 0 | 0 | 0 | 0 | 0 | 0 | 0 | 0 | 0 | 0 | 0 | 0 | 0 | 0 | 0 | 0
F1_Industrial_Stone, Clay, and Glass_Existing_Process_Natural Gas_Other Process_Baseline Forecast | F1 | Industrial | Stone, Clay, and Glass | Existing | Process | Natural Gas | Other Process | Baseline Forecast | Units | 352.958 | 346.8725 | 340.8919 | 335.0145 | 329.2384 | 323.5618 | 317.9832 | 312.5007 | 307.1128 | 301.8177 | 296.614 | 291.4999 | 286.4741 | 281.5349 | 276.6808 | 271.9105 | 267.2223 | 262.6151 | 258.0872 | 253.6374 | 249.2644 | 244.9667 | 0 | 0 | 0 | 0 | 0 | 0 | 0 | 0
F2_Industrial_Stone, Clay, and Glass_Existing_Process_Natural Gas_Other Process_Baseline Forecast | F2 | Industrial | Stone, Clay, and Glass | Existing | Process | Natural Gas | Other Process | Baseline Forecast | Usage (MMtherm) | 0.022046 | 0.021666 | 0.021293 | 0.020926 | 0.020565 | 0.02021 | 0.019862 | 0.019519 | 0.019183 | 0.018852 | 0.018527 | 0.018208 | 0.017894 | 0.017585 | 0.017282 | 0.016984 | 0.016691 | 0.016403 | 0.016121 | 0.015843 | 0.015569 | 0.015301 | 0 | 0 | 0 | 0 | 0 | 0 | 0 | 0
F3_Industrial_Stone, Clay, and Glass_Existing_Process_Natural Gas_Other Process_Baseline Forecast | F3 | Industrial | Stone, Clay, and Glass | Existing | Process | Natural Gas | Other Process | Baseline Forecast | Peak Demand (S) | 0 | 0 | 0 | 0 | 0 | 0 | 0 | 0 | 0 | 0 | 0 | 0 | 0 | 0 | 0 | 0 | 0 | 0 | 0 | 0 | 0 | 0 | 0 | 0 | 0 | 0 | 0 | 0 | 0 | 0
F4_Industrial_Stone, Clay, and Glass_Existing_Process_Natural Gas_Other Process_Baseline Forecast | F4 | Industrial | Stone, Clay, and Glass | Existing | Process | Natural Gas | Other Process | Baseline Forecast | Peak Demand (W) | 0 | 0 | 0 | 0 | 0 | 0 | 0 | 0 | 0 | 0 | 0 | 0 | 0 | 0 | 0 | 0 | 0 | 0 | 0 | 0 | 0 | 0 | 0 | 0 | 0 | 0 | 0 | 0 | 0 | 0
F5_Industrial_Stone, Clay, and Glass_Existing_Process_Natural Gas_Other Process_Baseline Forecast | F5 | Industrial | Stone, Clay, and Glass | Existing | Process | Natural Gas | Other Process | Baseline Forecast | Turnover | 0 | 29.7319 | 34.7849 | 38.8734 | 36.7771 | 35.6963 | 35.3404 | 34.7562 | 34.1177 | 33.5315 | 32.9585 | 39.669 | 39.3251 | 38.743 | 37.6655 | 36.951 | 36.4431 | 35.8117 | 35.1673 | 34.5656 | 33.974 | 35.1692 | 0 | 0 | 0 | 0 | 0 | 0 | 0 | 0
F6_Industrial_Stone, Clay, and Glass_Existing_Process_Natural Gas_Other Process_Baseline Forecast | F6 | Industrial | Stone, Clay, and Glass | Existing | Process | Natural Gas | Other Process | Baseline Forecast | Avg. Replacement Usage | 62.4617 | 62.4617 | 62.4617 | 62.4617 | 62.4617 | 62.4617 | 62.4617 | 62.4617 | 62.4617 | 62.4617 | 62.4617 | 62.4617 | 62.4617 | 62.4617 | 62.4617 | 62.4617 | 62.4617 | 62.4617 | 62.4617 | 62.4617 | 62.4617 | 62.4617 | 0 | 0 | 0 | 0 | 0 | 0 | 0 | 0
F7_Industrial_Stone, Clay, and Glass_Existing_Process_Natural Gas_Other Process_Baseline Forecast | F7 | Industrial | Stone, Clay, and Glass | Existing | Process | Natural Gas | Other Process | Baseline Forecast | Avg. Replacement Demand (S) | 0 | 0 | 0 | 0 | 0 | 0 | 0 | 0 | 0 | 0 | 0 | 0 | 0 | 0 | 0 | 0 | 0 | 0 | 0 | 0 | 0 | 0 | 0 | 0 | 0 | 0 | 0 | 0 | 0 | 0
F8_Industrial_Stone, Clay, and Glass_Existing_Process_Natural Gas_Other Process_Baseline Forecast | F8 | Industrial | Stone, Clay, and Glass | Existing | Process | Natural Gas | Other Process | Baseline Forecast | Avg. Replacement Demand (W) | 0 | 0 | 0 | 0 | 0 | 0 | 0 | 0 | 0 | 0 | 0 | 0 | 0 | 0 | 0 | 0 | 0 | 0 | 0 | 0 | 0 | 0 | 0 | 0 | 0 | 0 | 0 | 0 | 0 | 0
F1_Industrial_Stone, Clay, and Glass_Existing_Miscellaneous_Natural Gas_Miscellaneous_Baseline Forecast | F1 | Industrial | Stone, Clay, and Glass | Existing | Miscellaneous | Natural Gas | Miscellaneous | Baseline Forecast | Units | 352.958 | 346.8725 | 340.8919 | 335.0145 | 329.2384 | 323.5618 | 317.9832 | 312.5007 | 307.1128 | 301.8177 | 296.614 | 291.4999 | 286.4741 | 281.5349 | 276.6808 | 271.9105 | 267.2223 | 262.6151 | 258.0872 | 253.6374 | 249.2644 | 244.9667 | 0 | 0 | 0 | 0 | 0 | 0 | 0 | 0
F2_Industrial_Stone, Clay, and Glass_Existing_Miscellaneous_Natural Gas_Miscellaneous_Baseline Forecast | F2 | Industrial | Stone, Clay, and Glass | Existing | Miscellaneous | Natural Gas | Miscellaneous | Baseline Forecast | Usage (MMtherm) | 0.13347 | 0.13117 | 0.12891 | 0.12669 | 0.1245 | 0.12236 | 0.12025 | 0.11818 | 0.11614 | 0.11414 | 0.11217 | 0.11023 | 0.10833 | 0.10647 | 0.10463 | 0.10283 | 0.10105 | 0.099311 | 0.097598 | 0.095916 | 0.094262 | 0.092637 | 0 | 0 | 0 | 0 | 0 | 0 | 0 | 0
F3_Industrial_Stone, Clay, and Glass_Existing_Miscellaneous_Natural Gas_Miscellaneous_Baseline Forecast | F3 | Industrial | Stone, Clay, and Glass | Existing | Miscellaneous | Natural Gas | Miscellaneous | Baseline Forecast | Peak Demand (S) | 0 | 0 | 0 | 0 | 0 | 0 | 0 | 0 | 0 | 0 | 0 | 0 | 0 | 0 | 0 | 0 | 0 | 0 | 0 | 0 | 0 | 0 | 0 | 0 | 0 | 0 | 0 | 0 | 0 | 0
F4_Industrial_Stone, Clay, and Glass_Existing_Miscellaneous_Natural Gas_Miscellaneous_Baseline Forecast | F4 | Industrial | Stone, Clay, and Glass | Existing | Miscellaneous | Natural Gas | Miscellaneous | Baseline Forecast | Peak Demand (W) | 0 | 0 | 0 | 0 | 0 | 0 | 0 | 0 | 0 | 0 | 0 | 0 | 0 | 0 | 0 | 0 | 0 | 0 | 0 | 0 | 0 | 0 | 0 | 0 | 0 | 0 | 0 | 0 | 0 | 0
F5_Industrial_Stone, Clay, and Glass_Existing_Miscellaneous_Natural Gas_Miscellaneous_Baseline Forecast | F5 | Industrial | Stone, Clay, and Glass | Existing | Miscellaneous | Natural Gas | Miscellaneous | Baseline Forecast | Turnover | 0 | 29.7319 | 34.7849 | 38.8734 | 36.7771 | 35.6963 | 35.3404 | 34.7562 | 34.1177 | 33.5315 | 32.9585 | 39.669 | 39.3251 | 38.743 | 37.6655 | 36.951 | 36.4431 | 35.8117 | 35.1673 | 34.5656 | 33.974 | 35.1692 | 0 | 0 | 0 | 0 | 0 | 0 | 0 | 0
F6_Industrial_Stone, Clay, and Glass_Existing_Miscellaneous_Natural Gas_Miscellaneous_Baseline Forecast | F6 | Industrial | Stone, Clay, and Glass | Existing | Miscellaneous | Natural Gas | Miscellaneous | Baseline Forecast | Avg. Replacement Usage | 378.1605 | 378.1605 | 378.1605 | 378.1605 | 378.1605 | 378.1605 | 378.1605 | 378.1605 | 378.1605 | 378.1605 | 378.1605 | 378.1605 | 378.1605 | 378.1605 | 378.1605 | 378.1605 | 378.1605 | 378.1605 | 378.1605 | 378.1605 | 378.1605 | 378.1605 | 0 | 0 | 0 | 0 | 0 | 0 | 0 | 0
F7_Industrial_Stone, Clay, and Glass_Existing_Miscellaneous_Natural Gas_Miscellaneous_Baseline Forecast | F7 | Industrial | Stone, Clay, and Glass | Existing | Miscellaneous | Natural Gas | Miscellaneous | Baseline Forecast | Avg. Replacement Demand (S) | 0 | 0 | 0 | 0 | 0 | 0 | 0 | 0 | 0 | 0 | 0 | 0 | 0 | 0 | 0 | 0 | 0 | 0 | 0 | 0 | 0 | 0 | 0 | 0 | 0 | 0 | 0 | 0 | 0 | 0
F8_Industrial_Stone, Clay, and Glass_Existing_Miscellaneous_Natural Gas_Miscellaneous_Baseline Forecast | F8 | Industrial | Stone, Clay, and Glass | Existing | Miscellaneous | Natural Gas | Miscellaneous | Baseline Forecast | Avg. Replacement Demand (W) | 0 | 0 | 0 | 0 | 0 | 0 | 0 | 0 | 0 | 0 | 0 | 0 | 0 | 0 | 0 | 0 | 0 | 0 | 0 | 0 | 0 | 0 | 0 | 0 | 0 | 0 | 0 | 0 | 0 | 0
F1_Industrial_Stone, Clay, and Glass_New_Space Heating_Natural Gas_Furnace_Baseline Forecast | F1 | Industrial | Stone, Clay, and Glass | New | Space Heating | Natural Gas | Furnace | Baseline Forecast | Units | 0 | 5.2997 | 5.4266 | 9.4704 | 13.5042 | 18.0256 | 20.7485 | 23.9095 | 27.0306 | 30.5414 | 33.1562 | 36.1636 | 39.1311 | 42.5735 | 44.9099 | 47.7494 | 50.5868 | 53.8899 | 56.0717 | 58.7601 | 61.3754 | 63.9829 | 0 | 0 | 0 | 0 | 0 | 0 | 0 | 0
F2_Industrial_Stone, Clay, and Glass_New_Space Heating_Natural Gas_Furnace_Baseline Forecast | F2 | Industrial | Stone, Clay, and Glass | New | Space Heating | Natural Gas | Furnace | Baseline Forecast | Usage (MMtherm) | 0 | 0.0017989 | 0.001842 | 0.0032147 | 0.004584 | 0.0061187 | 0.007043 | 0.008116 | 0.0091754 | 0.010367 | 0.011255 | 0.012276 | 0.013283 | 0.014451 | 0.015244 | 0.016208 | 0.017171 | 0.018293 | 0.019033 | 0.019946 | 0.020834 | 0.021719 | 0 | 0 | 0 | 0 | 0 | 0 | 0 | 0
F3_Industrial_Stone, Clay, and Glass_New_Space Heating_Natural Gas_Furnace_Baseline Forecast | F3 | Industrial | Stone, Clay, and Glass | New | Space Heating | Natural Gas | Furnace | Baseline Forecast | Peak Demand (S) | 0 | 0 | 0 | 0 | 0 | 0 | 0 | 0 | 0 | 0 | 0 | 0 | 0 | 0 | 0 | 0 | 0 | 0 | 0 | 0 | 0 | 0 | 0 | 0 | 0 | 0 | 0 | 0 | 0 | 0
F4_Industrial_Stone, Clay, and Glass_New_Space Heating_Natural Gas_Furnace_Baseline Forecast | F4 | Industrial | Stone, Clay, and Glass | New | Space Heating | Natural Gas | Furnace | Baseline Forecast | Peak Demand (W) | 0 | 0 | 0 | 0 | 0 | 0 | 0 | 0 | 0 | 0 | 0 | 0 | 0 | 0 | 0 | 0 | 0 | 0 | 0 | 0 | 0 | 0 | 0 | 0 | 0 | 0 | 0 | 0 | 0 | 0
F5_Industrial_Stone, Clay, and Glass_New_Space Heating_Natural Gas_Furnace_Baseline Forecast | F5 | Industrial | Stone, Clay, and Glass | New | Space Heating | Natural Gas | Furnace | Baseline Forecast | Turnover | 0 | 5.2997 | 0.12689 | 4.0438 | 4.0339 | 4.5213 | 2.7229 | 3.161 | 3.1211 | 3.5108 | 2.6148 | 3.0074 | 2.9675 | 3.4424 | 2.3364 | 2.8395 | 2.8374 | 3.3031 | 2.1818 | 3.0961 | 3.0013 | 3.275 | 0 | 0 | 0 | 0 | 0 | 0 | 0 | 0
F6_Industrial_Stone, Clay, and Glass_New_Space Heating_Natural Gas_Furnace_Baseline Forecast | F6 | Industrial | Stone, Clay, and Glass | New | Space Heating | Natural Gas | Furnace | Baseline Forecast | Avg. Replacement Usage | 339.4463 | 339.4463 | 339.4463 | 339.4463 | 339.4463 | 339.4463 | 339.4463 | 339.4463 | 339.4463 | 339.4463 | 339.4463 | 339.4463 | 339.4463 | 339.4463 | 339.4463 | 339.4463 | 339.4463 | 339.4463 | 339.4463 | 339.4463 | 339.4463 | 339.4463 | 0 | 0 | 0 | 0 | 0 | 0 | 0 | 0
F7_Industrial_Stone, Clay, and Glass_New_Space Heating_Natural Gas_Furnace_Baseline Forecast | F7 | Industrial | Stone, Clay, and Glass | New | Space Heating | Natural Gas | Furnace | Baseline Forecast | Avg. Replacement Demand (S) | 0 | 0 | 0 | 0 | 0 | 0 | 0 | 0 | 0 | 0 | 0 | 0 | 0 | 0 | 0 | 0 | 0 | 0 | 0 | 0 | 0 | 0 | 0 | 0 | 0 | 0 | 0 | 0 | 0 | 0
F8_Industrial_Stone, Clay, and Glass_New_Space Heating_Natural Gas_Furnace_Baseline Forecast | F8 | Industrial | Stone, Clay, and Glass | New | Space Heating | Natural Gas | Furnace | Baseline Forecast | Avg. Replacement Demand (W) | 0 | 0 | 0 | 0 | 0 | 0 | 0 | 0 | 0 | 0 | 0 | 0 | 0 | 0 | 0 | 0 | 0 | 0 | 0 | 0 | 0 | 0 | 0 | 0 | 0 | 0 | 0 | 0 | 0 | 0
F1_Industrial_Stone, Clay, and Glass_New_Space Heating_Natural Gas_Boiler_Baseline Forecast | F1 | Industrial | Stone, Clay, and Glass | New | Space Heating | Natural Gas | Boiler | Baseline Forecast | Units | 0 | 1.661 | 1.7008 | 2.9682 | 4.2325 | 5.6496 | 6.503 | 7.4937 | 8.4719 | 9.5723 | 10.3918 | 11.3344 | 12.2644 | 13.3434 | 14.0756 | 14.9656 | 15.8549 | 16.8901 | 17.5739 | 18.4166 | 19.2362 | 20.0535 | 0 | 0 | 0 | 0 | 0 | 0 | 0 | 0
F2_Industrial_Stone, Clay, and Glass_New_Space Heating_Natural Gas_Boiler_Baseline Forecast | F2 | Industrial | Stone, Clay, and Glass | New | Space Heating | Natural Gas | Boiler | Baseline Forecast | Usage (MMtherm) | 0 | 0.00051213 | 0.00052439 | 0.00091516 | 0.001305 | 0.0017419 | 0.002005 | 0.0023105 | 0.0026121 | 0.0029513 | 0.003204 | 0.0034946 | 0.0037814 | 0.004114 | 0.0043398 | 0.0046142 | 0.0048884 | 0.0052076 | 0.0054184 | 0.0056782 | 0.0059309 | 0.0061829 | 0 | 0 | 0 | 0 | 0 | 0 | 0 | 0
F3_Industrial_Stone, Clay, and Glass_New_Space Heating_Natural Gas_Boiler_Baseline Forecast | F3 | Industrial | Stone, Clay, and Glass | New | Space Heating | Natural Gas | Boiler | Baseline Forecast | Peak Demand (S) | 0 | 0 | 0 | 0 | 0 | 0 | 0 | 0 | 0 | 0 | 0 | 0 | 0 | 0 | 0 | 0 | 0 | 0 | 0 | 0 | 0 | 0 | 0 | 0 | 0 | 0 | 0 | 0 | 0 | 0
F4_Industrial_Stone, Clay, and Glass_New_Space Heating_Natural Gas_Boiler_Baseline Forecast | F4 | Industrial | Stone, Clay, and Glass | New | Space Heating | Natural Gas | Boiler | Baseline Forecast | Peak Demand (W) | 0 | 0 | 0 | 0 | 0 | 0 | 0 | 0 | 0 | 0 | 0 | 0 | 0 | 0 | 0 | 0 | 0 | 0 | 0 | 0 | 0 | 0 | 0 | 0 | 0 | 0 | 0 | 0 | 0 | 0
F5_Industrial_Stone, Clay, and Glass_New_Space Heating_Natural Gas_Boiler_Baseline Forecast | F5 | Industrial | Stone, Clay, and Glass | New | Space Heating | Natural Gas | Boiler | Baseline Forecast | Turnover | 0 | 1.661 | 0.03977 | 1.2674 | 1.2643 | 1.4171 | 0.85342 | 0.99071 | 0.97822 | 1.1003 | 0.81953 | 0.94258 | 0.93007 | 1.0789 | 0.73226 | 0.88996 | 0.88929 | 1.0353 | 0.68381 | 0.84262 | 0.81967 | 0.81725 | 0 | 0 | 0 | 0 | 0 | 0 | 0 | 0
F6_Industrial_Stone, Clay, and Glass_New_Space Heating_Natural Gas_Boiler_Baseline Forecast | F6 | Industrial | Stone, Clay, and Glass | New | Space Heating | Natural Gas | Boiler | Baseline Forecast | Avg. Replacement Usage | 308.321 | 308.321 | 308.321 | 308.321 | 308.321 | 308.321 | 308.321 | 308.321 | 308.321 | 308.321 | 308.321 | 308.321 | 308.321 | 308.321 | 308.321 | 308.321 | 308.321 | 308.321 | 308.321 | 308.321 | 308.321 | 308.321 | 0 | 0 | 0 | 0 | 0 | 0 | 0 | 0
F7_Industrial_Stone, Clay, and Glass_New_Space Heating_Natural Gas_Boiler_Baseline Forecast | F7 | Industrial | Stone, Clay, and Glass | New | Space Heating | Natural Gas | Boiler | Baseline Forecast | Avg. Replacement Demand (S) | 0 | 0 | 0 | 0 | 0 | 0 | 0 | 0 | 0 | 0 | 0 | 0 | 0 | 0 | 0 | 0 | 0 | 0 | 0 | 0 | 0 | 0 | 0 | 0 | 0 | 0 | 0 | 0 | 0 | 0
F8_Industrial_Stone, Clay, and Glass_New_Space Heating_Natural Gas_Boiler_Baseline Forecast | F8 | Industrial | Stone, Clay, and Glass | New | Space Heating | Natural Gas | Boiler | Baseline Forecast | Avg. Replacement Demand (W) | 0 | 0 | 0 | 0 | 0 | 0 | 0 | 0 | 0 | 0 | 0 | 0 | 0 | 0 | 0 | 0 | 0 | 0 | 0 | 0 | 0 | 0 | 0 | 0 | 0 | 0 | 0 | 0 | 0 | 0
F1_Industrial_Stone, Clay, and Glass_New_Space Heating_Natural Gas_Unit Heater_Baseline Forecast | F1 | Industrial | Stone, Clay, and Glass | New | Space Heating | Natural Gas | Unit Heater | Baseline Forecast | Units | 0 | 4.6416 | 4.7528 | 8.2945 | 11.8275 | 15.7874 | 18.1723 | 20.9408 | 23.6743 | 26.7492 | 29.0394 | 31.6733 | 34.2724 | 37.2874 | 39.3336 | 41.8206 | 44.3057 | 47.1986 | 49.1095 | 51.4642 | 53.7547 | 56.0385 | 0 | 0 | 0 | 0 | 0 | 0 | 0 | 0
F2_Industrial_Stone, Clay, and Glass_New_Space Heating_Natural Gas_Unit Heater_Baseline Forecast | F2 | Industrial | Stone, Clay, and Glass | New | Space Heating | Natural Gas | Unit Heater | Baseline Forecast | Usage (MMtherm) | 0 | 0.0027267 | 0.002792 | 0.0048726 | 0.0069481 | 0.0092743 | 0.010675 | 0.012302 | 0.013908 | 0.015714 | 0.017059 | 0.018607 | 0.020133 | 0.021905 | 0.023107 | 0.024568 | 0.026027 | 0.027727 | 0.028849 | 0.030233 | 0.031578 | 0.03292 | 0 | 0 | 0 | 0 | 0 | 0 | 0 | 0
F3_Industrial_Stone, Clay, and Glass_New_Space Heating_Natural Gas_Unit Heater_Baseline Forecast | F3 | Industrial | Stone, Clay, and Glass | New | Space Heating | Natural Gas | Unit Heater | Baseline Forecast | Peak Demand (S) | 0 | 0 | 0 | 0 | 0 | 0 | 0 | 0 | 0 | 0 | 0 | 0 | 0 | 0 | 0 | 0 | 0 | 0 | 0 | 0 | 0 | 0 | 0 | 0 | 0 | 0 | 0 | 0 | 0 | 0
F4_Industrial_Stone, Clay, and Glass_New_Space Heating_Natural Gas_Unit Heater_Baseline Forecast | F4 | Industrial | Stone, Clay, and Glass | New | Space Heating | Natural Gas | Unit Heater | Baseline Forecast | Peak Demand (W) | 0 | 0 | 0 | 0 | 0 | 0 | 0 | 0 | 0 | 0 | 0 | 0 | 0 | 0 | 0 | 0 | 0 | 0 | 0 | 0 | 0 | 0 | 0 | 0 | 0 | 0 | 0 | 0 | 0 | 0
F5_Industrial_Stone, Clay, and Glass_New_Space Heating_Natural Gas_Unit Heater_Baseline Forecast | F5 | Industrial | Stone, Clay, and Glass | New | Space Heating | Natural Gas | Unit Heater | Baseline Forecast | Turnover | 0 | 4.6416 | 0.11114 | 3.5417 | 3.533 | 3.9599 | 2.3848 | 2.7685 | 2.7336 | 3.0749 | 2.2901 | 2.634 | 3.5274 | 3.7799 | 3.3665 | 4.2498 | 4.6873 | 6.3485 | 4.0414 | 5.5051 | 5.4236 | 5.3601 | 0 | 0 | 0 | 0 | 0 | 0 | 0 | 0
F6_Industrial_Stone, Clay, and Glass_New_Space Heating_Natural Gas_Unit Heater_Baseline Forecast | F6 | Industrial | Stone, Clay, and Glass | New | Space Heating | Natural Gas | Unit Heater | Baseline Forecast | Avg. Replacement Usage | 587.4516 | 587.4516 | 587.4516 | 587.4516 | 587.4516 | 587.4516 | 587.4516 | 587.4516 | 587.4516 | 587.4516 | 587.4516 | 587.4516 | 587.4516 | 587.4516 | 587.4516 | 587.4516 | 587.4516 | 587.4516 | 587.4516 | 587.4516 | 587.4516 | 587.4516 | 0 | 0 | 0 | 0 | 0 | 0 | 0 | 0
F7_Industrial_Stone, Clay, and Glass_New_Space Heating_Natural Gas_Unit Heater_Baseline Forecast | F7 | Industrial | Stone, Clay, and Glass | New | Space Heating | Natural Gas | Unit Heater | Baseline Forecast | Avg. Replacement Demand (S) | 0 | 0 | 0 | 0 | 0 | 0 | 0 | 0 | 0 | 0 | 0 | 0 | 0 | 0 | 0 | 0 | 0 | 0 | 0 | 0 | 0 | 0 | 0 | 0 | 0 | 0 | 0 | 0 | 0 | 0
F8_Industrial_Stone, Clay, and Glass_New_Space Heating_Natural Gas_Unit Heater_Baseline Forecast | F8 | Industrial | Stone, Clay, and Glass | New | Space Heating | Natural Gas | Unit Heater | Baseline Forecast | Avg. Replacement Demand (W) | 0 | 0 | 0 | 0 | 0 | 0 | 0 | 0 | 0 | 0 | 0 | 0 | 0 | 0 | 0 | 0 | 0 | 0 | 0 | 0 | 0 | 0 | 0 | 0 | 0 | 0 | 0 | 0 | 0 | 0
F1_Industrial_Stone, Clay, and Glass_New_Process_Natural Gas_Process Boiler_Baseline Forecast | F1 | Industrial | Stone, Clay, and Glass | New | Process | Natural Gas | Process Boiler | Baseline Forecast | Units | 0 | 18.4158 | 18.8567 | 32.9085 | 46.9258 | 62.637 | 72.0989 | 83.083 | 93.9286 | 106.1282 | 115.2144 | 125.6648 | 135.9766 | 147.9386 | 156.0572 | 165.9243 | 175.7839 | 187.2618 | 194.8433 | 204.1855 | 213.2732 | 222.3341 | 0 | 0 | 0 | 0 | 0 | 0 | 0 | 0
F2_Industrial_Stone, Clay, and Glass_New_Process_Natural Gas_Process Boiler_Baseline Forecast | F2 | Industrial | Stone, Clay, and Glass | New | Process | Natural Gas | Process Boiler | Baseline Forecast | Usage (MMtherm) | 0 | 0.0035238 | 0.0036081 | 0.0062969 | 0.008979 | 0.011985 | 0.013796 | 0.015898 | 0.017973 | 0.020307 | 0.022046 | 0.024045 | 0.026019 | 0.028307 | 0.029861 | 0.031749 | 0.033635 | 0.035832 | 0.037282 | 0.03907 | 0.040809 | 0.042543 | 0 | 0 | 0 | 0 | 0 | 0 | 0 | 0
F3_Industrial_Stone, Clay, and Glass_New_Process_Natural Gas_Process Boiler_Baseline Forecast | F3 | Industrial | Stone, Clay, and Glass | New | Process | Natural Gas | Process Boiler | Baseline Forecast | Peak Demand (S) | 0 | 0 | 0 | 0 | 0 | 0 | 0 | 0 | 0 | 0 | 0 | 0 | 0 | 0 | 0 | 0 | 0 | 0 | 0 | 0 | 0 | 0 | 0 | 0 | 0 | 0 | 0 | 0 | 0 | 0
F4_Industrial_Stone, Clay, and Glass_New_Process_Natural Gas_Process Boiler_Baseline Forecast | F4 | Industrial | Stone, Clay, and Glass | New | Process | Natural Gas | Process Boiler | Baseline Forecast | Peak Demand (W) | 0 | 0 | 0 | 0 | 0 | 0 | 0 | 0 | 0 | 0 | 0 | 0 | 0 | 0 | 0 | 0 | 0 | 0 | 0 | 0 | 0 | 0 | 0 | 0 | 0 | 0 | 0 | 0 | 0 | 0
F5_Industrial_Stone, Clay, and Glass_New_Process_Natural Gas_Process Boiler_Baseline Forecast | F5 | Industrial | Stone, Clay, and Glass | New | Process | Natural Gas | Process Boiler | Baseline Forecast | Turnover | 0 | 18.4158 | 0.44093 | 14.0518 | 14.0173 | 15.7112 | 9.4619 | 10.984 | 10.8456 | 12.1996 | 9.0862 | 10.4504 | 10.3118 | 11.962 | 8.1186 | 9.8671 | 9.8596 | 11.4779 | 7.5815 | 9.3422 | 9.0878 | 9.0609 | 0 | 0 | 0 | 0 | 0 | 0 | 0 | 0
F6_Industrial_Stone, Clay, and Glass_New_Process_Natural Gas_Process Boiler_Baseline Forecast | F6 | Industrial | Stone, Clay, and Glass | New | Process | Natural Gas | Process Boiler | Baseline Forecast | Avg. Replacement Usage | 191.3455 | 191.3455 | 191.3455 | 191.3455 | 191.3455 | 191.3455 | 191.3455 | 191.3455 | 191.3455 | 191.3455 | 191.3455 | 191.3455 | 191.3455 | 191.3455 | 191.3455 | 191.3455 | 191.3455 | 191.3455 | 191.3455 | 191.3455 | 191.3455 | 191.3455 | 0 | 0 | 0 | 0 | 0 | 0 | 0 | 0
F7_Industrial_Stone, Clay, and Glass_New_Process_Natural Gas_Process Boiler_Baseline Forecast | F7 | Industrial | Stone, Clay, and Glass | New | Process | Natural Gas | Process Boiler | Baseline Forecast | Avg. Replacement Demand (S) | 0 | 0 | 0 | 0 | 0 | 0 | 0 | 0 | 0 | 0 | 0 | 0 | 0 | 0 | 0 | 0 | 0 | 0 | 0 | 0 | 0 | 0 | 0 | 0 | 0 | 0 | 0 | 0 | 0 | 0
F8_Industrial_Stone, Clay, and Glass_New_Process_Natural Gas_Process Boiler_Baseline Forecast | F8 | Industrial | Stone, Clay, and Glass | New | Process | Natural Gas | Process Boiler | Baseline Forecast | Avg. Replacement Demand (W) | 0 | 0 | 0 | 0 | 0 | 0 | 0 | 0 | 0 | 0 | 0 | 0 | 0 | 0 | 0 | 0 | 0 | 0 | 0 | 0 | 0 | 0 | 0 | 0 | 0 | 0 | 0 | 0 | 0 | 0
F1_Industrial_Stone, Clay, and Glass_New_Process_Natural Gas_Process Heating_Baseline Forecast | F1 | Industrial | Stone, Clay, and Glass | New | Process | Natural Gas | Process Heating | Baseline Forecast | Units | 0 | 18.4158 | 18.8567 | 32.9085 | 46.9258 | 62.637 | 72.0989 | 83.083 | 93.9286 | 106.1282 | 115.2144 | 125.6648 | 135.9766 | 147.9386 | 156.0572 | 165.9243 | 175.7839 | 187.2618 | 194.8433 | 204.1855 | 213.2732 | 222.3341 | 0 | 0 | 0 | 0 | 0 | 0 | 0 | 0
F2_Industrial_Stone, Clay, and Glass_New_Process_Natural Gas_Process Heating_Baseline Forecast | F2 | Industrial | Stone, Clay, and Glass | New | Process | Natural Gas | Process Heating | Baseline Forecast | Usage (MMtherm) | 0 | 0.099007 | 0.10138 | 0.17692 | 0.25228 | 0.33675 | 0.38762 | 0.44667 | 0.50498 | 0.57056 | 0.61941 | 0.6756 | 0.73104 | 0.79535 | 0.83899 | 0.89204 | 0.94505 | 1.0068 | 1.0475 | 1.0977 | 1.1466 | 1.1953 | 0 | 0 | 0 | 0 | 0 | 0 | 0 | 0
F3_Industrial_Stone, Clay, and Glass_New_Process_Natural Gas_Process Heating_Baseline Forecast | F3 | Industrial | Stone, Clay, and Glass | New | Process | Natural Gas | Process Heating | Baseline Forecast | Peak Demand (S) | 0 | 0 | 0 | 0 | 0 | 0 | 0 | 0 | 0 | 0 | 0 | 0 | 0 | 0 | 0 | 0 | 0 | 0 | 0 | 0 | 0 | 0 | 0 | 0 | 0 | 0 | 0 | 0 | 0 | 0
F4_Industrial_Stone, Clay, and Glass_New_Process_Natural Gas_Process Heating_Baseline Forecast | F4 | Industrial | Stone, Clay, and Glass | New | Process | Natural Gas | Process Heating | Baseline Forecast | Peak Demand (W) | 0 | 0 | 0 | 0 | 0 | 0 | 0 | 0 | 0 | 0 | 0 | 0 | 0 | 0 | 0 | 0 | 0 | 0 | 0 | 0 | 0 | 0 | 0 | 0 | 0 | 0 | 0 | 0 | 0 | 0
F5_Industrial_Stone, Clay, and Glass_New_Process_Natural Gas_Process Heating_Baseline Forecast | F5 | Industrial | Stone, Clay, and Glass | New | Process | Natural Gas | Process Heating | Baseline Forecast | Turnover | 0 | 18.4158 | 0.44093 | 14.0518 | 16.6481 | 18.0292 | 13.4562 | 16.786 | 18.3943 | 20.5922 | 18.6779 | 26.6651 | 21.9148 | 28.5413 | 26.8953 | 29.4944 | 29.428 | 33.0631 | 30.7652 | 34.0583 | 34.4385 | 37.5123 | 0 | 0 | 0 | 0 | 0 | 0 | 0 | 0
F6_Industrial_Stone, Clay, and Glass_New_Process_Natural Gas_Process Heating_Baseline Forecast | F6 | Industrial | Stone, Clay, and Glass | New | Process | Natural Gas | Process Heating | Baseline Forecast | Avg. Replacement Usage | 5376.1854 | 5376.1854 | 5376.1854 | 5376.1854 | 5376.1854 | 5376.1854 | 5376.1854 | 5376.1854 | 5376.1854 | 5376.1854 | 5376.1854 | 5376.1854 | 5376.1854 | 5376.1854 | 5376.1854 | 5376.1854 | 5376.1854 | 5376.1854 | 5376.1854 | 5376.1854 | 5376.1854 | 5376.1854 | 0 | 0 | 0 | 0 | 0 | 0 | 0 | 0
F7_Industrial_Stone, Clay, and Glass_New_Process_Natural Gas_Process Heating_Baseline Forecast | F7 | Industrial | Stone, Clay, and Glass | New | Process | Natural Gas | Process Heating | Baseline Forecast | Avg. Replacement Demand (S) | 0 | 0 | 0 | 0 | 0 | 0 | 0 | 0 | 0 | 0 | 0 | 0 | 0 | 0 | 0 | 0 | 0 | 0 | 0 | 0 | 0 | 0 | 0 | 0 | 0 | 0 | 0 | 0 | 0 | 0
F8_Industrial_Stone, Clay, and Glass_New_Process_Natural Gas_Process Heating_Baseline Forecast | F8 | Industrial | Stone, Clay, and Glass | New | Process | Natural Gas | Process Heating | Baseline Forecast | Avg. Replacement Demand (W) | 0 | 0 | 0 | 0 | 0 | 0 | 0 | 0 | 0 | 0 | 0 | 0 | 0 | 0 | 0 | 0 | 0 | 0 | 0 | 0 | 0 | 0 | 0 | 0 | 0 | 0 | 0 | 0 | 0 | 0
F1_Industrial_Stone, Clay, and Glass_New_Process_Natural Gas_Process Cooling_Baseline Forecast | F1 | Industrial | Stone, Clay, and Glass | New | Process | Natural Gas | Process Cooling | Baseline Forecast | Units | 0 | 18.4158 | 18.8567 | 32.9085 | 46.9258 | 62.637 | 72.0989 | 83.083 | 93.9286 | 106.1282 | 115.2144 | 125.6648 | 135.9766 | 147.9386 | 156.0572 | 165.9243 | 175.7839 | 187.2618 | 194.8433 | 204.1855 | 213.2732 | 222.3341 | 0 | 0 | 0 | 0 | 0 | 0 | 0 | 0
F2_Industrial_Stone, Clay, and Glass_New_Process_Natural Gas_Process Cooling_Baseline Forecast | F2 | Industrial | Stone, Clay, and Glass | New | Process | Natural Gas | Process Cooling | Baseline Forecast | Usage (MMtherm) | 0 | 2.0146e-05 | 2.0628e-05 | 3.6e-05 | 5.1334e-05 | 6.8521e-05 | 7.8871e-05 | 9.0887e-05 | 0.00010275 | 0.0001161 | 0.00012604 | 0.00013747 | 0.00014875 | 0.00016183 | 0.00017072 | 0.00018151 | 0.0001923 | 0.00020485 | 0.00021314 | 0.00022336 | 0.00023331 | 0.00024322 | 0 | 0 | 0 | 0 | 0 | 0 | 0 | 0
F3_Industrial_Stone, Clay, and Glass_New_Process_Natural Gas_Process Cooling_Baseline Forecast | F3 | Industrial | Stone, Clay, and Glass | New | Process | Natural Gas | Process Cooling | Baseline Forecast | Peak Demand (S) | 0 | 0 | 0 | 0 | 0 | 0 | 0 | 0 | 0 | 0 | 0 | 0 | 0 | 0 | 0 | 0 | 0 | 0 | 0 | 0 | 0 | 0 | 0 | 0 | 0 | 0 | 0 | 0 | 0 | 0
F4_Industrial_Stone, Clay, and Glass_New_Process_Natural Gas_Process Cooling_Baseline Forecast | F4 | Industrial | Stone, Clay, and Glass | New | Process | Natural Gas | Process Cooling | Baseline Forecast | Peak Demand (W) | 0 | 0 | 0 | 0 | 0 | 0 | 0 | 0 | 0 | 0 | 0 | 0 | 0 | 0 | 0 | 0 | 0 | 0 | 0 | 0 | 0 | 0 | 0 | 0 | 0 | 0 | 0 | 0 | 0 | 0
F5_Industrial_Stone, Clay, and Glass_New_Process_Natural Gas_Process Cooling_Baseline Forecast | F5 | Industrial | Stone, Clay, and Glass | New | Process | Natural Gas | Process Cooling | Baseline Forecast | Turnover | 0 | 18.4158 | 0.44093 | 14.0518 | 16.6481 | 18.0292 | 13.4562 | 16.786 | 18.3943 | 20.5922 | 18.6779 | 26.6651 | 21.9148 | 28.5413 | 26.8953 | 29.4944 | 29.428 | 33.0631 | 30.7652 | 34.0583 | 34.4385 | 37.5123 | 0 | 0 | 0 | 0 | 0 | 0 | 0 | 0
F6_Industrial_Stone, Clay, and Glass_New_Process_Natural Gas_Process Cooling_Baseline Forecast | F6 | Industrial | Stone, Clay, and Glass | New | Process | Natural Gas | Process Cooling | Baseline Forecast | Avg. Replacement Usage | 1.0939 | 1.0939 | 1.0939 | 1.0939 | 1.0939 | 1.0939 | 1.0939 | 1.0939 | 1.0939 | 1.0939 | 1.0939 | 1.0939 | 1.0939 | 1.0939 | 1.0939 | 1.0939 | 1.0939 | 1.0939 | 1.0939 | 1.0939 | 1.0939 | 1.0939 | 0 | 0 | 0 | 0 | 0 | 0 | 0 | 0
F7_Industrial_Stone, Clay, and Glass_New_Process_Natural Gas_Process Cooling_Baseline Forecast | F7 | Industrial | Stone, Clay, and Glass | New | Process | Natural Gas | Process Cooling | Baseline Forecast | Avg. Replacement Demand (S) | 0 | 0 | 0 | 0 | 0 | 0 | 0 | 0 | 0 | 0 | 0 | 0 | 0 | 0 | 0 | 0 | 0 | 0 | 0 | 0 | 0 | 0 | 0 | 0 | 0 | 0 | 0 | 0 | 0 | 0
F8_Industrial_Stone, Clay, and Glass_New_Process_Natural Gas_Process Cooling_Baseline Forecast | F8 | Industrial | Stone, Clay, and Glass | New | Process | Natural Gas | Process Cooling | Baseline Forecast | Avg. Replacement Demand (W) | 0 | 0 | 0 | 0 | 0 | 0 | 0 | 0 | 0 | 0 | 0 | 0 | 0 | 0 | 0 | 0 | 0 | 0 | 0 | 0 | 0 | 0 | 0 | 0 | 0 | 0 | 0 | 0 | 0 | 0
F1_Industrial_Stone, Clay, and Glass_New_Process_Natural Gas_Other Process_Baseline Forecast | F1 | Industrial | Stone, Clay, and Glass | New | Process | Natural Gas | Other Process | Baseline Forecast | Units | 0 | 18.4158 | 18.8567 | 32.9085 | 46.9258 | 62.637 | 72.0989 | 83.083 | 93.9286 | 106.1282 | 115.2144 | 125.6648 | 135.9766 | 147.9386 | 156.0572 | 165.9243 | 175.7839 | 187.2618 | 194.8433 | 204.1855 | 213.2732 | 222.3341 | 0 | 0 | 0 | 0 | 0 | 0 | 0 | 0
F2_Industrial_Stone, Clay, and Glass_New_Process_Natural Gas_Other Process_Baseline Forecast | F2 | Industrial | Stone, Clay, and Glass | New | Process | Natural Gas | Other Process | Baseline Forecast | Usage (MMtherm) | 0 | 0.0011503 | 0.0011778 | 0.0020555 | 0.0029311 | 0.0039124 | 0.0045034 | 0.0051895 | 0.0058669 | 0.006629 | 0.0071965 | 0.0078492 | 0.0084933 | 0.0092405 | 0.0097476 | 0.010364 | 0.01098 | 0.011697 | 0.01217 | 0.012754 | 0.013321 | 0.013887 | 0 | 0 | 0 | 0 | 0 | 0 | 0 | 0
F3_Industrial_Stone, Clay, and Glass_New_Process_Natural Gas_Other Process_Baseline Forecast | F3 | Industrial | Stone, Clay, and Glass | New | Process | Natural Gas | Other Process | Baseline Forecast | Peak Demand (S) | 0 | 0 | 0 | 0 | 0 | 0 | 0 | 0 | 0 | 0 | 0 | 0 | 0 | 0 | 0 | 0 | 0 | 0 | 0 | 0 | 0 | 0 | 0 | 0 | 0 | 0 | 0 | 0 | 0 | 0
F4_Industrial_Stone, Clay, and Glass_New_Process_Natural Gas_Other Process_Baseline Forecast | F4 | Industrial | Stone, Clay, and Glass | New | Process | Natural Gas | Other Process | Baseline Forecast | Peak Demand (W) | 0 | 0 | 0 | 0 | 0 | 0 | 0 | 0 | 0 | 0 | 0 | 0 | 0 | 0 | 0 | 0 | 0 | 0 | 0 | 0 | 0 | 0 | 0 | 0 | 0 | 0 | 0 | 0 | 0 | 0
F5_Industrial_Stone, Clay, and Glass_New_Process_Natural Gas_Other Process_Baseline Forecast | F5 | Industrial | Stone, Clay, and Glass | New | Process | Natural Gas | Other Process | Baseline Forecast | Turnover | 0 | 18.4158 | 0.44093 | 14.0518 | 16.6481 | 18.0292 | 13.4562 | 16.786 | 18.3943 | 20.5922 | 18.6779 | 26.6651 | 21.9148 | 28.5413 | 26.8953 | 29.4944 | 29.428 | 33.0631 | 30.7652 | 34.0583 | 34.4385 | 37.5123 | 0 | 0 | 0 | 0 | 0 | 0 | 0 | 0
F6_Industrial_Stone, Clay, and Glass_New_Process_Natural Gas_Other Process_Baseline Forecast | F6 | Industrial | Stone, Clay, and Glass | New | Process | Natural Gas | Other Process | Baseline Forecast | Avg. Replacement Usage | 62.4617 | 62.4617 | 62.4617 | 62.4617 | 62.4617 | 62.4617 | 62.4617 | 62.4617 | 62.4617 | 62.4617 | 62.4617 | 62.4617 | 62.4617 | 62.4617 | 62.4617 | 62.4617 | 62.4617 | 62.4617 | 62.4617 | 62.4617 | 62.4617 | 62.4617 | 0 | 0 | 0 | 0 | 0 | 0 | 0 | 0
F7_Industrial_Stone, Clay, and Glass_New_Process_Natural Gas_Other Process_Baseline Forecast | F7 | Industrial | Stone, Clay, and Glass | New | Process | Natural Gas | Other Process | Baseline Forecast | Avg. Replacement Demand (S) | 0 | 0 | 0 | 0 | 0 | 0 | 0 | 0 | 0 | 0 | 0 | 0 | 0 | 0 | 0 | 0 | 0 | 0 | 0 | 0 | 0 | 0 | 0 | 0 | 0 | 0 | 0 | 0 | 0 | 0
F8_Industrial_Stone, Clay, and Glass_New_Process_Natural Gas_Other Process_Baseline Forecast | F8 | Industrial | Stone, Clay, and Glass | New | Process | Natural Gas | Other Process | Baseline Forecast | Avg. Replacement Demand (W) | 0 | 0 | 0 | 0 | 0 | 0 | 0 | 0 | 0 | 0 | 0 | 0 | 0 | 0 | 0 | 0 | 0 | 0 | 0 | 0 | 0 | 0 | 0 | 0 | 0 | 0 | 0 | 0 | 0 | 0
F1_Industrial_Stone, Clay, and Glass_New_Miscellaneous_Natural Gas_Miscellaneous_Baseline Forecast | F1 | Industrial | Stone, Clay, and Glass | New | Miscellaneous | Natural Gas | Miscellaneous | Baseline Forecast | Units | 0 | 18.4158 | 18.8567 | 32.9085 | 46.9258 | 62.637 | 72.0989 | 83.083 | 93.9286 | 106.1282 | 115.2144 | 125.6648 | 135.9766 | 147.9386 | 156.0572 | 165.9243 | 175.7839 | 187.2618 | 194.8433 | 204.1855 | 213.2732 | 222.3341 | 0 | 0 | 0 | 0 | 0 | 0 | 0 | 0
F2_Industrial_Stone, Clay, and Glass_New_Miscellaneous_Natural Gas_Miscellaneous_Baseline Forecast | F2 | Industrial | Stone, Clay, and Glass | New | Miscellaneous | Natural Gas | Miscellaneous | Baseline Forecast | Usage (MMtherm) | 0 | 0.0069641 | 0.0071309 | 0.012445 | 0.017745 | 0.023687 | 0.027265 | 0.031419 | 0.03552 | 0.040133 | 0.04357 | 0.047521 | 0.051421 | 0.055945 | 0.059015 | 0.062746 | 0.066475 | 0.070815 | 0.073682 | 0.077215 | 0.080652 | 0.084078 | 0 | 0 | 0 | 0 | 0 | 0 | 0 | 0
F3_Industrial_Stone, Clay, and Glass_New_Miscellaneous_Natural Gas_Miscellaneous_Baseline Forecast | F3 | Industrial | Stone, Clay, and Glass | New | Miscellaneous | Natural Gas | Miscellaneous | Baseline Forecast | Peak Demand (S) | 0 | 0 | 0 | 0 | 0 | 0 | 0 | 0 | 0 | 0 | 0 | 0 | 0 | 0 | 0 | 0 | 0 | 0 | 0 | 0 | 0 | 0 | 0 | 0 | 0 | 0 | 0 | 0 | 0 | 0
F4_Industrial_Stone, Clay, and Glass_New_Miscellaneous_Natural Gas_Miscellaneous_Baseline Forecast | F4 | Industrial | Stone, Clay, and Glass | New | Miscellaneous | Natural Gas | Miscellaneous | Baseline Forecast | Peak Demand (W) | 0 | 0 | 0 | 0 | 0 | 0 | 0 | 0 | 0 | 0 | 0 | 0 | 0 | 0 | 0 | 0 | 0 | 0 | 0 | 0 | 0 | 0 | 0 | 0 | 0 | 0 | 0 | 0 | 0 | 0
F5_Industrial_Stone, Clay, and Glass_New_Miscellaneous_Natural Gas_Miscellaneous_Baseline Forecast | F5 | Industrial | Stone, Clay, and Glass | New | Miscellaneous | Natural Gas | Miscellaneous | Baseline Forecast | Turnover | 0 | 18.4158 | 0.44093 | 14.0518 | 16.6481 | 18.0292 | 13.4562 | 16.786 | 18.3943 | 20.5922 | 18.6779 | 26.6651 | 21.9148 | 28.5413 | 26.8953 | 29.4944 | 29.428 | 33.0631 | 30.7652 | 34.0583 | 34.4385 | 37.5123 | 0 | 0 | 0 | 0 | 0 | 0 | 0 | 0
F6_Industrial_Stone, Clay, and Glass_New_Miscellaneous_Natural Gas_Miscellaneous_Baseline Forecast | F6 | Industrial | Stone, Clay, and Glass | New | Miscellaneous | Natural Gas | Miscellaneous | Baseline Forecast | Avg. Replacement Usage | 378.1605 | 378.1605 | 378.1605 | 378.1605 | 378.1605 | 378.1605 | 378.1605 | 378.1605 | 378.1605 | 378.1605 | 378.1605 | 378.1605 | 378.1605 | 378.1605 | 378.1605 | 378.1605 | 378.1605 | 378.1605 | 378.1605 | 378.1605 | 378.1605 | 378.1605 | 0 | 0 | 0 | 0 | 0 | 0 | 0 | 0
F7_Industrial_Stone, Clay, and Glass_New_Miscellaneous_Natural Gas_Miscellaneous_Baseline Forecast | F7 | Industrial | Stone, Clay, and Glass | New | Miscellaneous | Natural Gas | Miscellaneous | Baseline Forecast | Avg. Replacement Demand (S) | 0 | 0 | 0 | 0 | 0 | 0 | 0 | 0 | 0 | 0 | 0 | 0 | 0 | 0 | 0 | 0 | 0 | 0 | 0 | 0 | 0 | 0 | 0 | 0 | 0 | 0 | 0 | 0 | 0 | 0
F8_Industrial_Stone, Clay, and Glass_New_Miscellaneous_Natural Gas_Miscellaneous_Baseline Forecast | F8 | Industrial | Stone, Clay, and Glass | New | Miscellaneous | Natural Gas | Miscellaneous | Baseline Forecast | Avg. Replacement Demand (W) | 0 | 0 | 0 | 0 | 0 | 0 | 0 | 0 | 0 | 0 | 0 | 0 | 0 | 0 | 0 | 0 | 0 | 0 | 0 | 0 | 0 | 0 | 0 | 0 | 0 | 0 | 0 | 0 | 0 | 0
F1_Industrial_Petroleum_Existing_Space Heating_Natural Gas_Furnace_Baseline Forecast | F1 | Industrial | Petroleum | Existing | Space Heating | Natural Gas | Furnace | Baseline Forecast | Units | 0.054888 | 0.053941 | 0.053011 | 0.052097 | 0.051199 | 0.050316 | 0.049449 | 0.048596 | 0.047759 | 0.046935 | 0.046126 | 0.045331 | 0.044549 | 0.043781 | 0.043026 | 0.042284 | 0.041555 | 0.040839 | 0.040135 | 0.039443 | 0.038763 | 0.038094 | 0 | 0 | 0 | 0 | 0 | 0 | 0 | 0
F2_Industrial_Petroleum_Existing_Space Heating_Natural Gas_Furnace_Baseline Forecast | F2 | Industrial | Petroleum | Existing | Space Heating | Natural Gas | Furnace | Baseline Forecast | Usage (MMtherm) | 0.0044975 | 0.0043963 | 0.0042969 | 0.0041994 | 0.0041041 | 0.0040111 | 0.0039204 | 0.0038322 | 0.0037465 | 0.0036634 | 0.003583 | 0.0035053 | 0.0034301 | 0.0033573 | 0.0032868 | 0.0032185 | 0.0031522 | 0.0030878 | 0.0030253 | 0.0029646 | 0.0029056 | 0.0028482 | 0 | 0 | 0 | 0 | 0 | 0 | 0 | 0
F3_Industrial_Petroleum_Existing_Space Heating_Natural Gas_Furnace_Baseline Forecast | F3 | Industrial | Petroleum | Existing | Space Heating | Natural Gas | Furnace | Baseline Forecast | Peak Demand (S) | 0 | 0 | 0 | 0 | 0 | 0 | 0 | 0 | 0 | 0 | 0 | 0 | 0 | 0 | 0 | 0 | 0 | 0 | 0 | 0 | 0 | 0 | 0 | 0 | 0 | 0 | 0 | 0 | 0 | 0
F4_Industrial_Petroleum_Existing_Space Heating_Natural Gas_Furnace_Baseline Forecast | F4 | Industrial | Petroleum | Existing | Space Heating | Natural Gas | Furnace | Baseline Forecast | Peak Demand (W) | 0 | 0 | 0 | 0 | 0 | 0 | 0 | 0 | 0 | 0 | 0 | 0 | 0 | 0 | 0 | 0 | 0 | 0 | 0 | 0 | 0 | 0 | 0 | 0 | 0 | 0 | 0 | 0 | 0 | 0
F5_Industrial_Petroleum_Existing_Space Heating_Natural Gas_Furnace_Baseline Forecast | F5 | Industrial | Petroleum | Existing | Space Heating | Natural Gas | Furnace | Baseline Forecast | Turnover | 0 | 0.0014102 | 0.0014776 | 0.001537 | 0.001589 | 0.0016341 | 0.0016731 | 0.0017063 | 0.0017343 | 0.0017576 | 0.0017764 | 0.0017912 | 0.0016568 | 0.0015324 | 0.0014174 | 0.0013111 | 0.0012127 | 0.0011216 | 0.0010375 | 0.0010389 | 0.0010427 | 0.0010481 | 0 | 0 | 0 | 0 | 0 | 0 | 0 | 0
F6_Industrial_Petroleum_Existing_Space Heating_Natural Gas_Furnace_Baseline Forecast | F6 | Industrial | Petroleum | Existing | Space Heating | Natural Gas | Furnace | Baseline Forecast | Avg. Replacement Usage | 71695.9661 | 71695.9661 | 71695.9661 | 71695.9661 | 71695.9661 | 71695.9661 | 71695.9661 | 71695.9661 | 71695.9661 | 71695.9661 | 71695.9661 | 71695.9661 | 71695.9661 | 71695.9661 | 71695.9661 | 71695.9661 | 71695.9661 | 71695.9661 | 71695.9661 | 71695.9661 | 71695.9661 | 71695.9661 | 0 | 0 | 0 | 0 | 0 | 0 | 0 | 0
F7_Industrial_Petroleum_Existing_Space Heating_Natural Gas_Furnace_Baseline Forecast | F7 | Industrial | Petroleum | Existing | Space Heating | Natural Gas | Furnace | Baseline Forecast | Avg. Replacement Demand (S) | 0 | 0 | 0 | 0 | 0 | 0 | 0 | 0 | 0 | 0 | 0 | 0 | 0 | 0 | 0 | 0 | 0 | 0 | 0 | 0 | 0 | 0 | 0 | 0 | 0 | 0 | 0 | 0 | 0 | 0
F8_Industrial_Petroleum_Existing_Space Heating_Natural Gas_Furnace_Baseline Forecast | F8 | Industrial | Petroleum | Existing | Space Heating | Natural Gas | Furnace | Baseline Forecast | Avg. Replacement Demand (W) | 0 | 0 | 0 | 0 | 0 | 0 | 0 | 0 | 0 | 0 | 0 | 0 | 0 | 0 | 0 | 0 | 0 | 0 | 0 | 0 | 0 | 0 | 0 | 0 | 0 | 0 | 0 | 0 | 0 | 0
F1_Industrial_Petroleum_Existing_Space Heating_Natural Gas_Boiler_Baseline Forecast | F1 | Industrial | Petroleum | Existing | Space Heating | Natural Gas | Boiler | Baseline Forecast | Units | 0.2422 | 0.23803 | 0.23392 | 0.22989 | 0.22593 | 0.22203 | 0.2182 | 0.21444 | 0.21074 | 0.20711 | 0.20354 | 0.20003 | 0.19658 | 0.19319 | 0.18986 | 0.18659 | 0.18337 | 0.18021 | 0.1771 | 0.17405 | 0.17105 | 0.1681 | 0 | 0 | 0 | 0 | 0 | 0 | 0 | 0
F2_Industrial_Petroleum_Existing_Space Heating_Natural Gas_Boiler_Baseline Forecast | F2 | Industrial | Petroleum | Existing | Space Heating | Natural Gas | Boiler | Baseline Forecast | Usage (MMtherm) | 0.0011794 | 0.0011561 | 0.0011332 | 0.0011109 | 0.0010891 | 0.0010677 | 0.0010468 | 0.0010264 | 0.0010065 | 0.00098699 | 0.00096796 | 0.00094937 | 0.00093121 | 0.00091348 | 0.00089617 | 0.00087926 | 0.00086276 | 0.00084664 | 0.00083091 | 0.00081556 | 0.00080057 | 0.00078594 | 0 | 0 | 0 | 0 | 0 | 0 | 0 | 0
F3_Industrial_Petroleum_Existing_Space Heating_Natural Gas_Boiler_Baseline Forecast | F3 | Industrial | Petroleum | Existing | Space Heating | Natural Gas | Boiler | Baseline Forecast | Peak Demand (S) | 0 | 0 | 0 | 0 | 0 | 0 | 0 | 0 | 0 | 0 | 0 | 0 | 0 | 0 | 0 | 0 | 0 | 0 | 0 | 0 | 0 | 0 | 0 | 0 | 0 | 0 | 0 | 0 | 0 | 0
F4_Industrial_Petroleum_Existing_Space Heating_Natural Gas_Boiler_Baseline Forecast | F4 | Industrial | Petroleum | Existing | Space Heating | Natural Gas | Boiler | Baseline Forecast | Peak Demand (W) | 0 | 0 | 0 | 0 | 0 | 0 | 0 | 0 | 0 | 0 | 0 | 0 | 0 | 0 | 0 | 0 | 0 | 0 | 0 | 0 | 0 | 0 | 0 | 0 | 0 | 0 | 0 | 0 | 0 | 0
F5_Industrial_Petroleum_Existing_Space Heating_Natural Gas_Boiler_Baseline Forecast | F5 | Industrial | Petroleum | Existing | Space Heating | Natural Gas | Boiler | Baseline Forecast | Turnover | 0 | 0.007213 | 0.0071531 | 0.0070873 | 0.0070165 | 0.0069415 | 0.0068629 | 0.0067813 | 0.0066971 | 0.0066109 | 0.0065231 | 0.006434 | 0.006344 | 0.0062532 | 0.0061621 | 0.0060707 | 0.0059794 | 0.0058882 | 0.0057972 | 0.0057068 | 0.0056169 | 0.0055276 | 0 | 0 | 0 | 0 | 0 | 0 | 0 | 0
F6_Industrial_Petroleum_Existing_Space Heating_Natural Gas_Boiler_Baseline Forecast | F6 | Industrial | Petroleum | Existing | Space Heating | Natural Gas | Boiler | Baseline Forecast | Avg. Replacement Usage | 4626.1112 | 4626.1112 | 4626.1112 | 4626.1112 | 4626.1112 | 4626.1112 | 4626.1112 | 4626.1112 | 4626.1112 | 4626.1112 | 4626.1112 | 4626.1112 | 4626.1112 | 4626.1112 | 4626.1112 | 4626.1112 | 4626.1112 | 4626.1112 | 4626.1112 | 4626.1112 | 4626.1112 | 4626.1112 | 0 | 0 | 0 | 0 | 0 | 0 | 0 | 0
F7_Industrial_Petroleum_Existing_Space Heating_Natural Gas_Boiler_Baseline Forecast | F7 | Industrial | Petroleum | Existing | Space Heating | Natural Gas | Boiler | Baseline Forecast | Avg. Replacement Demand (S) | 0 | 0 | 0 | 0 | 0 | 0 | 0 | 0 | 0 | 0 | 0 | 0 | 0 | 0 | 0 | 0 | 0 | 0 | 0 | 0 | 0 | 0 | 0 | 0 | 0 | 0 | 0 | 0 | 0 | 0
F8_Industrial_Petroleum_Existing_Space Heating_Natural Gas_Boiler_Baseline Forecast | F8 | Industrial | Petroleum | Existing | Space Heating | Natural Gas | Boiler | Baseline Forecast | Avg. Replacement Demand (W) | 0 | 0 | 0 | 0 | 0 | 0 | 0 | 0 | 0 | 0 | 0 | 0 | 0 | 0 | 0 | 0 | 0 | 0 | 0 | 0 | 0 | 0 | 0 | 0 | 0 | 0 | 0 | 0 | 0 | 0
F1_Industrial_Petroleum_Existing_Space Heating_Natural Gas_Unit Heater_Baseline Forecast | F1 | Industrial | Petroleum | Existing | Space Heating | Natural Gas | Unit Heater | Baseline Forecast | Units | 0 | 0 | 0 | 0 | 0 | 0 | 0 | 0 | 0 | 0 | 0 | 0 | 0 | 0 | 0 | 0 | 0 | 0 | 0 | 0 | 0 | 0 | 0 | 0 | 0 | 0 | 0 | 0 | 0 | 0
F2_Industrial_Petroleum_Existing_Space Heating_Natural Gas_Unit Heater_Baseline Forecast | F2 | Industrial | Petroleum | Existing | Space Heating | Natural Gas | Unit Heater | Baseline Forecast | Usage (MMtherm) | 0 | 0 | 0 | 0 | 0 | 0 | 0 | 0 | 0 | 0 | 0 | 0 | 0 | 0 | 0 | 0 | 0 | 0 | 0 | 0 | 0 | 0 | 0 | 0 | 0 | 0 | 0 | 0 | 0 | 0
F3_Industrial_Petroleum_Existing_Space Heating_Natural Gas_Unit Heater_Baseline Forecast | F3 | Industrial | Petroleum | Existing | Space Heating | Natural Gas | Unit Heater | Baseline Forecast | Peak Demand (S) | 0 | 0 | 0 | 0 | 0 | 0 | 0 | 0 | 0 | 0 | 0 | 0 | 0 | 0 | 0 | 0 | 0 | 0 | 0 | 0 | 0 | 0 | 0 | 0 | 0 | 0 | 0 | 0 | 0 | 0
F4_Industrial_Petroleum_Existing_Space Heating_Natural Gas_Unit Heater_Baseline Forecast | F4 | Industrial | Petroleum | Existing | Space Heating | Natural Gas | Unit Heater | Baseline Forecast | Peak Demand (W) | 0 | 0 | 0 | 0 | 0 | 0 | 0 | 0 | 0 | 0 | 0 | 0 | 0 | 0 | 0 | 0 | 0 | 0 | 0 | 0 | 0 | 0 | 0 | 0 | 0 | 0 | 0 | 0 | 0 | 0
F5_Industrial_Petroleum_Existing_Space Heating_Natural Gas_Unit Heater_Baseline Forecast | F5 | Industrial | Petroleum | Existing | Space Heating | Natural Gas | Unit Heater | Baseline Forecast | Turnover | 0 | 0 | 0 | 0 | 0 | 0 | 0 | 0 | 0 | 0 | 0 | 0 | 0 | 0 | 0 | 0 | 0 | 0 | 0 | 0 | 0 | 0 | 0 | 0 | 0 | 0 | 0 | 0 | 0 | 0
F6_Industrial_Petroleum_Existing_Space Heating_Natural Gas_Unit Heater_Baseline Forecast | F6 | Industrial | Petroleum | Existing | Space Heating | Natural Gas | Unit Heater | Baseline Forecast | Avg. Replacement Usage | 310.133 | 310.133 | 310.133 | 310.133 | 310.133 | 310.133 | 310.133 | 310.133 | 310.133 | 310.133 | 310.133 | 310.133 | 310.133 | 310.133 | 310.133 | 310.133 | 310.133 | 310.133 | 310.133 | 310.133 | 310.133 | 310.133 | 0 | 0 | 0 | 0 | 0 | 0 | 0 | 0
F7_Industrial_Petroleum_Existing_Space Heating_Natural Gas_Unit Heater_Baseline Forecast | F7 | Industrial | Petroleum | Existing | Space Heating | Natural Gas | Unit Heater | Baseline Forecast | Avg. Replacement Demand (S) | 0 | 0 | 0 | 0 | 0 | 0 | 0 | 0 | 0 | 0 | 0 | 0 | 0 | 0 | 0 | 0 | 0 | 0 | 0 | 0 | 0 | 0 | 0 | 0 | 0 | 0 | 0 | 0 | 0 | 0
F8_Industrial_Petroleum_Existing_Space Heating_Natural Gas_Unit Heater_Baseline Forecast | F8 | Industrial | Petroleum | Existing | Space Heating | Natural Gas | Unit Heater | Baseline Forecast | Avg. Replacement Demand (W) | 0 | 0 | 0 | 0 | 0 | 0 | 0 | 0 | 0 | 0 | 0 | 0 | 0 | 0 | 0 | 0 | 0 | 0 | 0 | 0 | 0 | 0 | 0 | 0 | 0 | 0 | 0 | 0 | 0 | 0
F1_Industrial_Petroleum_Existing_Process_Natural Gas_Process Boiler_Baseline Forecast | F1 | Industrial | Petroleum | Existing | Process | Natural Gas | Process Boiler | Baseline Forecast | Units | 19.2342 | 18.9025 | 18.5766 | 18.2563 | 17.9416 | 17.6322 | 17.3282 | 17.0295 | 16.7359 | 16.4473 | 16.1637 | 15.8851 | 15.6112 | 15.342 | 15.0775 | 14.8175 | 14.5621 | 14.311 | 14.0643 | 13.8218 | 13.5835 | 13.3493 | 0 | 0 | 0 | 0 | 0 | 0 | 0 | 0
F2_Industrial_Petroleum_Existing_Process_Natural Gas_Process Boiler_Baseline Forecast | F2 | Industrial | Petroleum | Existing | Process | Natural Gas | Process Boiler | Baseline Forecast | Usage (MMtherm) | 0.46928 | 0.46119 | 0.45324 | 0.44542 | 0.43774 | 0.4302 | 0.42278 | 0.41549 | 0.40833 | 0.40129 | 0.39437 | 0.38757 | 0.38089 | 0.37432 | 0.36787 | 0.36152 | 0.35529 | 0.34916 | 0.34314 | 0.33723 | 0.33141 | 0.3257 | 0 | 0 | 0 | 0 | 0 | 0 | 0 | 0
F3_Industrial_Petroleum_Existing_Process_Natural Gas_Process Boiler_Baseline Forecast | F3 | Industrial | Petroleum | Existing | Process | Natural Gas | Process Boiler | Baseline Forecast | Peak Demand (S) | 0 | 0 | 0 | 0 | 0 | 0 | 0 | 0 | 0 | 0 | 0 | 0 | 0 | 0 | 0 | 0 | 0 | 0 | 0 | 0 | 0 | 0 | 0 | 0 | 0 | 0 | 0 | 0 | 0 | 0
F4_Industrial_Petroleum_Existing_Process_Natural Gas_Process Boiler_Baseline Forecast | F4 | Industrial | Petroleum | Existing | Process | Natural Gas | Process Boiler | Baseline Forecast | Peak Demand (W) | 0 | 0 | 0 | 0 | 0 | 0 | 0 | 0 | 0 | 0 | 0 | 0 | 0 | 0 | 0 | 0 | 0 | 0 | 0 | 0 | 0 | 0 | 0 | 0 | 0 | 0 | 0 | 0 | 0 | 0
F5_Industrial_Petroleum_Existing_Process_Natural Gas_Process Boiler_Baseline Forecast | F5 | Industrial | Petroleum | Existing | Process | Natural Gas | Process Boiler | Baseline Forecast | Turnover | 0 | 1.6202 | 1.8956 | 2.1184 | 1.7844 | 1.5032 | 1.2662 | 1.0666 | 0.89847 | 0.75684 | 0.63753 | 0.53704 | 0.45238 | 0.38107 | 0.321 | 0.2704 | 0.22777 | 0.19187 | 0.16162 | 0.13615 | 0.11468 | 0.096606 | 0 | 0 | 0 | 0 | 0 | 0 | 0 | 0
F6_Industrial_Petroleum_Existing_Process_Natural Gas_Process Boiler_Baseline Forecast | F6 | Industrial | Petroleum | Existing | Process | Natural Gas | Process Boiler | Baseline Forecast | Avg. Replacement Usage | 24398.349 | 24398.349 | 24398.349 | 24398.349 | 24398.349 | 24398.349 | 24398.349 | 24398.349 | 24398.349 | 24398.349 | 24398.349 | 24398.349 | 24398.349 | 24398.349 | 24398.349 | 24398.349 | 24398.349 | 24398.349 | 24398.349 | 24398.349 | 24398.349 | 24398.349 | 0 | 0 | 0 | 0 | 0 | 0 | 0 | 0
F7_Industrial_Petroleum_Existing_Process_Natural Gas_Process Boiler_Baseline Forecast | F7 | Industrial | Petroleum | Existing | Process | Natural Gas | Process Boiler | Baseline Forecast | Avg. Replacement Demand (S) | 0 | 0 | 0 | 0 | 0 | 0 | 0 | 0 | 0 | 0 | 0 | 0 | 0 | 0 | 0 | 0 | 0 | 0 | 0 | 0 | 0 | 0 | 0 | 0 | 0 | 0 | 0 | 0 | 0 | 0
F8_Industrial_Petroleum_Existing_Process_Natural Gas_Process Boiler_Baseline Forecast | F8 | Industrial | Petroleum | Existing | Process | Natural Gas | Process Boiler | Baseline Forecast | Avg. Replacement Demand (W) | 0 | 0 | 0 | 0 | 0 | 0 | 0 | 0 | 0 | 0 | 0 | 0 | 0 | 0 | 0 | 0 | 0 | 0 | 0 | 0 | 0 | 0 | 0 | 0 | 0 | 0 | 0 | 0 | 0 | 0
F1_Industrial_Petroleum_Existing_Process_Natural Gas_Process Heating_Baseline Forecast | F1 | Industrial | Petroleum | Existing | Process | Natural Gas | Process Heating | Baseline Forecast | Units | 19.2342 | 18.9025 | 18.5766 | 18.2563 | 17.9416 | 17.6322 | 17.3282 | 17.0295 | 16.7359 | 16.4473 | 16.1637 | 15.8851 | 15.6112 | 15.342 | 15.0775 | 14.8175 | 14.5621 | 14.311 | 14.0643 | 13.8218 | 13.5835 | 13.3493 | 0 | 0 | 0 | 0 | 0 | 0 | 0 | 0
F2_Industrial_Petroleum_Existing_Process_Natural Gas_Process Heating_Baseline Forecast | F2 | Industrial | Petroleum | Existing | Process | Natural Gas | Process Heating | Baseline Forecast | Usage (MMtherm) | 0.89284 | 0.87744 | 0.86231 | 0.84745 | 0.83284 | 0.81848 | 0.80437 | 0.7905 | 0.77687 | 0.76347 | 0.75031 | 0.73737 | 0.72466 | 0.71217 | 0.69989 | 0.68782 | 0.67596 | 0.66431 | 0.65285 | 0.6416 | 0.63054 | 0.61966 | 0 | 0 | 0 | 0 | 0 | 0 | 0 | 0
F3_Industrial_Petroleum_Existing_Process_Natural Gas_Process Heating_Baseline Forecast | F3 | Industrial | Petroleum | Existing | Process | Natural Gas | Process Heating | Baseline Forecast | Peak Demand (S) | 0 | 0 | 0 | 0 | 0 | 0 | 0 | 0 | 0 | 0 | 0 | 0 | 0 | 0 | 0 | 0 | 0 | 0 | 0 | 0 | 0 | 0 | 0 | 0 | 0 | 0 | 0 | 0 | 0 | 0
F4_Industrial_Petroleum_Existing_Process_Natural Gas_Process Heating_Baseline Forecast | F4 | Industrial | Petroleum | Existing | Process | Natural Gas | Process Heating | Baseline Forecast | Peak Demand (W) | 0 | 0 | 0 | 0 | 0 | 0 | 0 | 0 | 0 | 0 | 0 | 0 | 0 | 0 | 0 | 0 | 0 | 0 | 0 | 0 | 0 | 0 | 0 | 0 | 0 | 0 | 0 | 0 | 0 | 0
F5_Industrial_Petroleum_Existing_Process_Natural Gas_Process Heating_Baseline Forecast | F5 | Industrial | Petroleum | Existing | Process | Natural Gas | Process Heating | Baseline Forecast | Turnover | 0 | 1.6202 | 1.8956 | 2.1184 | 2.0041 | 1.9452 | 1.9258 | 1.894 | 1.8592 | 1.8273 | 1.796 | 2.1617 | 2.143 | 2.1113 | 2.0525 | 2.0136 | 1.9859 | 1.9515 | 1.9164 | 1.8836 | 1.8514 | 1.9165 | 0 | 0 | 0 | 0 | 0 | 0 | 0 | 0
F6_Industrial_Petroleum_Existing_Process_Natural Gas_Process Heating_Baseline Forecast | F6 | Industrial | Petroleum | Existing | Process | Natural Gas | Process Heating | Baseline Forecast | Avg. Replacement Usage | 46419.3269 | 46419.3269 | 46419.3269 | 46419.3269 | 46419.3269 | 46419.3269 | 46419.3269 | 46419.3269 | 46419.3269 | 46419.3269 | 46419.3269 | 46419.3269 | 46419.3269 | 46419.3269 | 46419.3269 | 46419.3269 | 46419.3269 | 46419.3269 | 46419.3269 | 46419.3269 | 46419.3269 | 46419.3269 | 0 | 0 | 0 | 0 | 0 | 0 | 0 | 0
F7_Industrial_Petroleum_Existing_Process_Natural Gas_Process Heating_Baseline Forecast | F7 | Industrial | Petroleum | Existing | Process | Natural Gas | Process Heating | Baseline Forecast | Avg. Replacement Demand (S) | 0 | 0 | 0 | 0 | 0 | 0 | 0 | 0 | 0 | 0 | 0 | 0 | 0 | 0 | 0 | 0 | 0 | 0 | 0 | 0 | 0 | 0 | 0 | 0 | 0 | 0 | 0 | 0 | 0 | 0
F8_Industrial_Petroleum_Existing_Process_Natural Gas_Process Heating_Baseline Forecast | F8 | Industrial | Petroleum | Existing | Process | Natural Gas | Process Heating | Baseline Forecast | Avg. Replacement Demand (W) | 0 | 0 | 0 | 0 | 0 | 0 | 0 | 0 | 0 | 0 | 0 | 0 | 0 | 0 | 0 | 0 | 0 | 0 | 0 | 0 | 0 | 0 | 0 | 0 | 0 | 0 | 0 | 0 | 0 | 0
F1_Industrial_Petroleum_Existing_Process_Natural Gas_Process Cooling_Baseline Forecast | F1 | Industrial | Petroleum | Existing | Process | Natural Gas | Process Cooling | Baseline Forecast | Units | 19.2342 | 18.9025 | 18.5766 | 18.2563 | 17.9416 | 17.6322 | 17.3282 | 17.0295 | 16.7359 | 16.4473 | 16.1637 | 15.8851 | 15.6112 | 15.342 | 15.0775 | 14.8175 | 14.5621 | 14.311 | 14.0643 | 13.8218 | 13.5835 | 13.3493 | 0 | 0 | 0 | 0 | 0 | 0 | 0 | 0
F2_Industrial_Petroleum_Existing_Process_Natural Gas_Process Cooling_Baseline Forecast | F2 | Industrial | Petroleum | Existing | Process | Natural Gas | Process Cooling | Baseline Forecast | Usage (MMtherm) | 0.00059296 | 0.00058274 | 0.00057269 | 0.00056282 | 0.00055312 | 0.00054358 | 0.00053421 | 0.000525 | 0.00051595 | 0.00050705 | 0.00049831 | 0.00048972 | 0.00048127 | 0.00047297 | 0.00046482 | 0.00045681 | 0.00044893 | 0.00044119 | 0.00043358 | 0.00042611 | 0.00041876 | 0.00041154 | 0 | 0 | 0 | 0 | 0 | 0 | 0 | 0
F3_Industrial_Petroleum_Existing_Process_Natural Gas_Process Cooling_Baseline Forecast | F3 | Industrial | Petroleum | Existing | Process | Natural Gas | Process Cooling | Baseline Forecast | Peak Demand (S) | 0 | 0 | 0 | 0 | 0 | 0 | 0 | 0 | 0 | 0 | 0 | 0 | 0 | 0 | 0 | 0 | 0 | 0 | 0 | 0 | 0 | 0 | 0 | 0 | 0 | 0 | 0 | 0 | 0 | 0
F4_Industrial_Petroleum_Existing_Process_Natural Gas_Process Cooling_Baseline Forecast | F4 | Industrial | Petroleum | Existing | Process | Natural Gas | Process Cooling | Baseline Forecast | Peak Demand (W) | 0 | 0 | 0 | 0 | 0 | 0 | 0 | 0 | 0 | 0 | 0 | 0 | 0 | 0 | 0 | 0 | 0 | 0 | 0 | 0 | 0 | 0 | 0 | 0 | 0 | 0 | 0 | 0 | 0 | 0
F5_Industrial_Petroleum_Existing_Process_Natural Gas_Process Cooling_Baseline Forecast | F5 | Industrial | Petroleum | Existing | Process | Natural Gas | Process Cooling | Baseline Forecast | Turnover | 0 | 1.6202 | 1.8956 | 2.1184 | 2.0041 | 1.9452 | 1.9258 | 1.894 | 1.8592 | 1.8273 | 1.796 | 2.1617 | 2.143 | 2.1113 | 2.0525 | 2.0136 | 1.9859 | 1.9515 | 1.9164 | 1.8836 | 1.8514 | 1.9165 | 0 | 0 | 0 | 0 | 0 | 0 | 0 | 0
F6_Industrial_Petroleum_Existing_Process_Natural Gas_Process Cooling_Baseline Forecast | F6 | Industrial | Petroleum | Existing | Process | Natural Gas | Process Cooling | Baseline Forecast | Avg. Replacement Usage | 30.8287 | 30.8287 | 30.8287 | 30.8287 | 30.8287 | 30.8287 | 30.8287 | 30.8287 | 30.8287 | 30.8287 | 30.8287 | 30.8287 | 30.8287 | 30.8287 | 30.8287 | 30.8287 | 30.8287 | 30.8287 | 30.8287 | 30.8287 | 30.8287 | 30.8287 | 0 | 0 | 0 | 0 | 0 | 0 | 0 | 0
F7_Industrial_Petroleum_Existing_Process_Natural Gas_Process Cooling_Baseline Forecast | F7 | Industrial | Petroleum | Existing | Process | Natural Gas | Process Cooling | Baseline Forecast | Avg. Replacement Demand (S) | 0 | 0 | 0 | 0 | 0 | 0 | 0 | 0 | 0 | 0 | 0 | 0 | 0 | 0 | 0 | 0 | 0 | 0 | 0 | 0 | 0 | 0 | 0 | 0 | 0 | 0 | 0 | 0 | 0 | 0
F8_Industrial_Petroleum_Existing_Process_Natural Gas_Process Cooling_Baseline Forecast | F8 | Industrial | Petroleum | Existing | Process | Natural Gas | Process Cooling | Baseline Forecast | Avg. Replacement Demand (W) | 0 | 0 | 0 | 0 | 0 | 0 | 0 | 0 | 0 | 0 | 0 | 0 | 0 | 0 | 0 | 0 | 0 | 0 | 0 | 0 | 0 | 0 | 0 | 0 | 0 | 0 | 0 | 0 | 0 | 0
F1_Industrial_Petroleum_Existing_Process_Natural Gas_Other Process_Baseline Forecast | F1 | Industrial | Petroleum | Existing | Process | Natural Gas | Other Process | Baseline Forecast | Units | 19.2342 | 18.9025 | 18.5766 | 18.2563 | 17.9416 | 17.6322 | 17.3282 | 17.0295 | 16.7359 | 16.4473 | 16.1637 | 15.8851 | 15.6112 | 15.342 | 15.0775 | 14.8175 | 14.5621 | 14.311 | 14.0643 | 13.8218 | 13.5835 | 13.3493 | 0 | 0 | 0 | 0 | 0 | 0 | 0 | 0
F2_Industrial_Petroleum_Existing_Process_Natural Gas_Other Process_Baseline Forecast | F2 | Industrial | Petroleum | Existing | Process | Natural Gas | Other Process | Baseline Forecast | Usage (MMtherm) | 0.013279 | 0.01305 | 0.012825 | 0.012604 | 0.012387 | 0.012173 | 0.011963 | 0.011757 | 0.011554 | 0.011355 | 0.011159 | 0.010967 | 0.010778 | 0.010592 | 0.01041 | 0.01023 | 0.010054 | 0.0098803 | 0.00971 | 0.0095426 | 0.009378 | 0.0092163 | 0 | 0 | 0 | 0 | 0 | 0 | 0 | 0
F3_Industrial_Petroleum_Existing_Process_Natural Gas_Other Process_Baseline Forecast | F3 | Industrial | Petroleum | Existing | Process | Natural Gas | Other Process | Baseline Forecast | Peak Demand (S) | 0 | 0 | 0 | 0 | 0 | 0 | 0 | 0 | 0 | 0 | 0 | 0 | 0 | 0 | 0 | 0 | 0 | 0 | 0 | 0 | 0 | 0 | 0 | 0 | 0 | 0 | 0 | 0 | 0 | 0
F4_Industrial_Petroleum_Existing_Process_Natural Gas_Other Process_Baseline Forecast | F4 | Industrial | Petroleum | Existing | Process | Natural Gas | Other Process | Baseline Forecast | Peak Demand (W) | 0 | 0 | 0 | 0 | 0 | 0 | 0 | 0 | 0 | 0 | 0 | 0 | 0 | 0 | 0 | 0 | 0 | 0 | 0 | 0 | 0 | 0 | 0 | 0 | 0 | 0 | 0 | 0 | 0 | 0
F5_Industrial_Petroleum_Existing_Process_Natural Gas_Other Process_Baseline Forecast | F5 | Industrial | Petroleum | Existing | Process | Natural Gas | Other Process | Baseline Forecast | Turnover | 0 | 1.6202 | 1.8956 | 2.1184 | 2.0041 | 1.9452 | 1.9258 | 1.894 | 1.8592 | 1.8273 | 1.796 | 2.1617 | 2.143 | 2.1113 | 2.0525 | 2.0136 | 1.9859 | 1.9515 | 1.9164 | 1.8836 | 1.8514 | 1.9165 | 0 | 0 | 0 | 0 | 0 | 0 | 0 | 0
F6_Industrial_Petroleum_Existing_Process_Natural Gas_Other Process_Baseline Forecast | F6 | Industrial | Petroleum | Existing | Process | Natural Gas | Other Process | Baseline Forecast | Avg. Replacement Usage | 690.4005 | 690.4005 | 690.4005 | 690.4005 | 690.4005 | 690.4005 | 690.4005 | 690.4005 | 690.4005 | 690.4005 | 690.4005 | 690.4005 | 690.4005 | 690.4005 | 690.4005 | 690.4005 | 690.4005 | 690.4005 | 690.4005 | 690.4005 | 690.4005 | 690.4005 | 0 | 0 | 0 | 0 | 0 | 0 | 0 | 0
F7_Industrial_Petroleum_Existing_Process_Natural Gas_Other Process_Baseline Forecast | F7 | Industrial | Petroleum | Existing | Process | Natural Gas | Other Process | Baseline Forecast | Avg. Replacement Demand (S) | 0 | 0 | 0 | 0 | 0 | 0 | 0 | 0 | 0 | 0 | 0 | 0 | 0 | 0 | 0 | 0 | 0 | 0 | 0 | 0 | 0 | 0 | 0 | 0 | 0 | 0 | 0 | 0 | 0 | 0
F8_Industrial_Petroleum_Existing_Process_Natural Gas_Other Process_Baseline Forecast | F8 | Industrial | Petroleum | Existing | Process | Natural Gas | Other Process | Baseline Forecast | Avg. Replacement Demand (W) | 0 | 0 | 0 | 0 | 0 | 0 | 0 | 0 | 0 | 0 | 0 | 0 | 0 | 0 | 0 | 0 | 0 | 0 | 0 | 0 | 0 | 0 | 0 | 0 | 0 | 0 | 0 | 0 | 0 | 0
F1_Industrial_Petroleum_Existing_Miscellaneous_Natural Gas_Miscellaneous_Baseline Forecast | F1 | Industrial | Petroleum | Existing | Miscellaneous | Natural Gas | Miscellaneous | Baseline Forecast | Units | 19.2342 | 18.9025 | 18.5766 | 18.2563 | 17.9416 | 17.6322 | 17.3282 | 17.0295 | 16.7359 | 16.4473 | 16.1637 | 15.8851 | 15.6112 | 15.342 | 15.0775 | 14.8175 | 14.5621 | 14.311 | 14.0643 | 13.8218 | 13.5835 | 13.3493 | 0 | 0 | 0 | 0 | 0 | 0 | 0 | 0
F2_Industrial_Petroleum_Existing_Miscellaneous_Natural Gas_Miscellaneous_Baseline Forecast | F2 | Industrial | Petroleum | Existing | Miscellaneous | Natural Gas | Miscellaneous | Baseline Forecast | Usage (MMtherm) | 0.071914 | 0.070675 | 0.069456 | 0.068258 | 0.067082 | 0.065925 | 0.064788 | 0.063671 | 0.062574 | 0.061495 | 0.060434 | 0.059392 | 0.058368 | 0.057362 | 0.056373 | 0.055401 | 0.054446 | 0.053507 | 0.052585 | 0.051678 | 0.050787 | 0.049911 | 0 | 0 | 0 | 0 | 0 | 0 | 0 | 0
F3_Industrial_Petroleum_Existing_Miscellaneous_Natural Gas_Miscellaneous_Baseline Forecast | F3 | Industrial | Petroleum | Existing | Miscellaneous | Natural Gas | Miscellaneous | Baseline Forecast | Peak Demand (S) | 0 | 0 | 0 | 0 | 0 | 0 | 0 | 0 | 0 | 0 | 0 | 0 | 0 | 0 | 0 | 0 | 0 | 0 | 0 | 0 | 0 | 0 | 0 | 0 | 0 | 0 | 0 | 0 | 0 | 0
F4_Industrial_Petroleum_Existing_Miscellaneous_Natural Gas_Miscellaneous_Baseline Forecast | F4 | Industrial | Petroleum | Existing | Miscellaneous | Natural Gas | Miscellaneous | Baseline Forecast | Peak Demand (W) | 0 | 0 | 0 | 0 | 0 | 0 | 0 | 0 | 0 | 0 | 0 | 0 | 0 | 0 | 0 | 0 | 0 | 0 | 0 | 0 | 0 | 0 | 0 | 0 | 0 | 0 | 0 | 0 | 0 | 0
F5_Industrial_Petroleum_Existing_Miscellaneous_Natural Gas_Miscellaneous_Baseline Forecast | F5 | Industrial | Petroleum | Existing | Miscellaneous | Natural Gas | Miscellaneous | Baseline Forecast | Turnover | 0 | 1.6202 | 1.8956 | 2.1184 | 2.0041 | 1.9452 | 1.9258 | 1.894 | 1.8592 | 1.8273 | 1.796 | 2.1617 | 2.143 | 2.1113 | 2.0525 | 2.0136 | 1.9859 | 1.9515 | 1.9164 | 1.8836 | 1.8514 | 1.9165 | 0 | 0 | 0 | 0 | 0 | 0 | 0 | 0
F6_Industrial_Petroleum_Existing_Miscellaneous_Natural Gas_Miscellaneous_Baseline Forecast | F6 | Industrial | Petroleum | Existing | Miscellaneous | Natural Gas | Miscellaneous | Baseline Forecast | Avg. Replacement Usage | 3738.8901 | 3738.8901 | 3738.8901 | 3738.8901 | 3738.8901 | 3738.8901 | 3738.8901 | 3738.8901 | 3738.8901 | 3738.8901 | 3738.8901 | 3738.8901 | 3738.8901 | 3738.8901 | 3738.8901 | 3738.8901 | 3738.8901 | 3738.8901 | 3738.8901 | 3738.8901 | 3738.8901 | 3738.8901 | 0 | 0 | 0 | 0 | 0 | 0 | 0 | 0
F7_Industrial_Petroleum_Existing_Miscellaneous_Natural Gas_Miscellaneous_Baseline Forecast | F7 | Industrial | Petroleum | Existing | Miscellaneous | Natural Gas | Miscellaneous | Baseline Forecast | Avg. Replacement Demand (S) | 0 | 0 | 0 | 0 | 0 | 0 | 0 | 0 | 0 | 0 | 0 | 0 | 0 | 0 | 0 | 0 | 0 | 0 | 0 | 0 | 0 | 0 | 0 | 0 | 0 | 0 | 0 | 0 | 0 | 0
F8_Industrial_Petroleum_Existing_Miscellaneous_Natural Gas_Miscellaneous_Baseline Forecast | F8 | Industrial | Petroleum | Existing | Miscellaneous | Natural Gas | Miscellaneous | Baseline Forecast | Avg. Replacement Demand (W) | 0 | 0 | 0 | 0 | 0 | 0 | 0 | 0 | 0 | 0 | 0 | 0 | 0 | 0 | 0 | 0 | 0 | 0 | 0 | 0 | 0 | 0 | 0 | 0 | 0 | 0 | 0 | 0 | 0 | 0
F1_Industrial_Petroleum_New_Space Heating_Natural Gas_Furnace_Baseline Forecast | F1 | Industrial | Petroleum | New | Space Heating | Natural Gas | Furnace | Baseline Forecast | Units | 0 | 0.0028638 | 0.0029324 | 0.0051175 | 0.0072973 | 0.0097406 | 0.011212 | 0.01292 | 0.014607 | 0.016504 | 0.017917 | 0.019542 | 0.021145 | 0.023006 | 0.024268 | 0.025803 | 0.027336 | 0.029121 | 0.0303 | 0.031752 | 0.033166 | 0.034575 | 0 | 0 | 0 | 0 | 0 | 0 | 0 | 0
F2_Industrial_Petroleum_New_Space Heating_Natural Gas_Furnace_Baseline Forecast | F2 | Industrial | Petroleum | New | Space Heating | Natural Gas | Furnace | Baseline Forecast | Usage (MMtherm) | 0 | 0.00020534 | 0.00021025 | 0.00036693 | 0.00052322 | 0.0006984 | 0.0008039 | 0.00092638 | 0.0010473 | 0.0011833 | 0.0012846 | 0.0014012 | 0.0015161 | 0.0016495 | 0.00174 | 0.0018501 | 0.00196 | 0.002088 | 0.0021725 | 0.0022767 | 0.002378 | 0.002479 | 0 | 0 | 0 | 0 | 0 | 0 | 0 | 0
F3_Industrial_Petroleum_New_Space Heating_Natural Gas_Furnace_Baseline Forecast | F3 | Industrial | Petroleum | New | Space Heating | Natural Gas | Furnace | Baseline Forecast | Peak Demand (S) | 0 | 0 | 0 | 0 | 0 | 0 | 0 | 0 | 0 | 0 | 0 | 0 | 0 | 0 | 0 | 0 | 0 | 0 | 0 | 0 | 0 | 0 | 0 | 0 | 0 | 0 | 0 | 0 | 0 | 0
F4_Industrial_Petroleum_New_Space Heating_Natural Gas_Furnace_Baseline Forecast | F4 | Industrial | Petroleum | New | Space Heating | Natural Gas | Furnace | Baseline Forecast | Peak Demand (W) | 0 | 0 | 0 | 0 | 0 | 0 | 0 | 0 | 0 | 0 | 0 | 0 | 0 | 0 | 0 | 0 | 0 | 0 | 0 | 0 | 0 | 0 | 0 | 0 | 0 | 0 | 0 | 0 | 0 | 0
F5_Industrial_Petroleum_New_Space Heating_Natural Gas_Furnace_Baseline Forecast | F5 | Industrial | Petroleum | New | Space Heating | Natural Gas | Furnace | Baseline Forecast | Turnover | 0 | 0.0028638 | 6.8569e-05 | 0.0021852 | 0.0021798 | 0.0024432 | 0.0014714 | 0.0017081 | 0.0016866 | 0.0018971 | 0.001413 | 0.0016251 | 0.0016036 | 0.0018602 | 0.0012625 | 0.0015344 | 0.0015332 | 0.0017849 | 0.001179 | 0.0016731 | 0.0016218 | 0.0017697 | 0 | 0 | 0 | 0 | 0 | 0 | 0 | 0
F6_Industrial_Petroleum_New_Space Heating_Natural Gas_Furnace_Baseline Forecast | F6 | Industrial | Petroleum | New | Space Heating | Natural Gas | Furnace | Baseline Forecast | Avg. Replacement Usage | 71700.5074 | 71700.5074 | 71700.5074 | 71700.5074 | 71700.5074 | 71700.5074 | 71700.5074 | 71700.5074 | 71700.5074 | 71700.5074 | 71700.5074 | 71700.5074 | 71700.5074 | 71700.5074 | 71700.5074 | 71700.5074 | 71700.5074 | 71700.5074 | 71700.5074 | 71700.5074 | 71700.5074 | 71700.5074 | 0 | 0 | 0 | 0 | 0 | 0 | 0 | 0
F7_Industrial_Petroleum_New_Space Heating_Natural Gas_Furnace_Baseline Forecast | F7 | Industrial | Petroleum | New | Space Heating | Natural Gas | Furnace | Baseline Forecast | Avg. Replacement Demand (S) | 0 | 0 | 0 | 0 | 0 | 0 | 0 | 0 | 0 | 0 | 0 | 0 | 0 | 0 | 0 | 0 | 0 | 0 | 0 | 0 | 0 | 0 | 0 | 0 | 0 | 0 | 0 | 0 | 0 | 0
F8_Industrial_Petroleum_New_Space Heating_Natural Gas_Furnace_Baseline Forecast | F8 | Industrial | Petroleum | New | Space Heating | Natural Gas | Furnace | Baseline Forecast | Avg. Replacement Demand (W) | 0 | 0 | 0 | 0 | 0 | 0 | 0 | 0 | 0 | 0 | 0 | 0 | 0 | 0 | 0 | 0 | 0 | 0 | 0 | 0 | 0 | 0 | 0 | 0 | 0 | 0 | 0 | 0 | 0 | 0
F1_Industrial_Petroleum_New_Space Heating_Natural Gas_Boiler_Baseline Forecast | F1 | Industrial | Petroleum | New | Space Heating | Natural Gas | Boiler | Baseline Forecast | Units | 0 | 0.012637 | 0.01294 | 0.022582 | 0.032201 | 0.042982 | 0.049475 | 0.057013 | 0.064455 | 0.072827 | 0.079062 | 0.086233 | 0.093309 | 0.10152 | 0.10709 | 0.11386 | 0.12063 | 0.1285 | 0.1337 | 0.14011 | 0.14635 | 0.15257 | 0 | 0 | 0 | 0 | 0 | 0 | 0 | 0
F2_Industrial_Petroleum_New_Space Heating_Natural Gas_Boiler_Baseline Forecast | F2 | Industrial | Petroleum | New | Space Heating | Natural Gas | Boiler | Baseline Forecast | Usage (MMtherm) | 0 | 5.8455e-05 | 5.9855e-05 | 0.00010446 | 0.00014895 | 0.00019882 | 0.00022886 | 0.00026372 | 0.00029815 | 0.00033687 | 0.00036571 | 0.00039888 | 0.00043162 | 0.00046959 | 0.00049536 | 0.00052668 | 0.00055797 | 0.0005944 | 0.00061847 | 0.00064812 | 0.00067697 | 0.00070573 | 0 | 0 | 0 | 0 | 0 | 0 | 0 | 0
F3_Industrial_Petroleum_New_Space Heating_Natural Gas_Boiler_Baseline Forecast | F3 | Industrial | Petroleum | New | Space Heating | Natural Gas | Boiler | Baseline Forecast | Peak Demand (S) | 0 | 0 | 0 | 0 | 0 | 0 | 0 | 0 | 0 | 0 | 0 | 0 | 0 | 0 | 0 | 0 | 0 | 0 | 0 | 0 | 0 | 0 | 0 | 0 | 0 | 0 | 0 | 0 | 0 | 0
F4_Industrial_Petroleum_New_Space Heating_Natural Gas_Boiler_Baseline Forecast | F4 | Industrial | Petroleum | New | Space Heating | Natural Gas | Boiler | Baseline Forecast | Peak Demand (W) | 0 | 0 | 0 | 0 | 0 | 0 | 0 | 0 | 0 | 0 | 0 | 0 | 0 | 0 | 0 | 0 | 0 | 0 | 0 | 0 | 0 | 0 | 0 | 0 | 0 | 0 | 0 | 0 | 0 | 0
F5_Industrial_Petroleum_New_Space Heating_Natural Gas_Boiler_Baseline Forecast | F5 | Industrial | Petroleum | New | Space Heating | Natural Gas | Boiler | Baseline Forecast | Turnover | 0 | 0.012637 | 0.00030257 | 0.0096425 | 0.0096189 | 0.010781 | 0.0064929 | 0.0075374 | 0.0074424 | 0.0083715 | 0.0062351 | 0.0071712 | 0.0070761 | 0.0082085 | 0.0055711 | 0.0067709 | 0.0067658 | 0.0078763 | 0.0052025 | 0.0064107 | 0.0062361 | 0.0062177 | 0 | 0 | 0 | 0 | 0 | 0 | 0 | 0
F6_Industrial_Petroleum_New_Space Heating_Natural Gas_Boiler_Baseline Forecast | F6 | Industrial | Petroleum | New | Space Heating | Natural Gas | Boiler | Baseline Forecast | Avg. Replacement Usage | 4625.6611 | 4625.6611 | 4625.6611 | 4625.6611 | 4625.6611 | 4625.6611 | 4625.6611 | 4625.6611 | 4625.6611 | 4625.6611 | 4625.6611 | 4625.6611 | 4625.6611 | 4625.6611 | 4625.6611 | 4625.6611 | 4625.6611 | 4625.6611 | 4625.6611 | 4625.6611 | 4625.6611 | 4625.6611 | 0 | 0 | 0 | 0 | 0 | 0 | 0 | 0
F7_Industrial_Petroleum_New_Space Heating_Natural Gas_Boiler_Baseline Forecast | F7 | Industrial | Petroleum | New | Space Heating | Natural Gas | Boiler | Baseline Forecast | Avg. Replacement Demand (S) | 0 | 0 | 0 | 0 | 0 | 0 | 0 | 0 | 0 | 0 | 0 | 0 | 0 | 0 | 0 | 0 | 0 | 0 | 0 | 0 | 0 | 0 | 0 | 0 | 0 | 0 | 0 | 0 | 0 | 0
F8_Industrial_Petroleum_New_Space Heating_Natural Gas_Boiler_Baseline Forecast | F8 | Industrial | Petroleum | New | Space Heating | Natural Gas | Boiler | Baseline Forecast | Avg. Replacement Demand (W) | 0 | 0 | 0 | 0 | 0 | 0 | 0 | 0 | 0 | 0 | 0 | 0 | 0 | 0 | 0 | 0 | 0 | 0 | 0 | 0 | 0 | 0 | 0 | 0 | 0 | 0 | 0 | 0 | 0 | 0
F1_Industrial_Petroleum_New_Space Heating_Natural Gas_Unit Heater_Baseline Forecast | F1 | Industrial | Petroleum | New | Space Heating | Natural Gas | Unit Heater | Baseline Forecast | Units | 0 | 0 | 0 | 0 | 0 | 0 | 0 | 0 | 0 | 0 | 0 | 0 | 0 | 0 | 0 | 0 | 0 | 0 | 0 | 0 | 0 | 0 | 0 | 0 | 0 | 0 | 0 | 0 | 0 | 0
F2_Industrial_Petroleum_New_Space Heating_Natural Gas_Unit Heater_Baseline Forecast | F2 | Industrial | Petroleum | New | Space Heating | Natural Gas | Unit Heater | Baseline Forecast | Usage (MMtherm) | 0 | 0 | 0 | 0 | 0 | 0 | 0 | 0 | 0 | 0 | 0 | 0 | 0 | 0 | 0 | 0 | 0 | 0 | 0 | 0 | 0 | 0 | 0 | 0 | 0 | 0 | 0 | 0 | 0 | 0
F3_Industrial_Petroleum_New_Space Heating_Natural Gas_Unit Heater_Baseline Forecast | F3 | Industrial | Petroleum | New | Space Heating | Natural Gas | Unit Heater | Baseline Forecast | Peak Demand (S) | 0 | 0 | 0 | 0 | 0 | 0 | 0 | 0 | 0 | 0 | 0 | 0 | 0 | 0 | 0 | 0 | 0 | 0 | 0 | 0 | 0 | 0 | 0 | 0 | 0 | 0 | 0 | 0 | 0 | 0
F4_Industrial_Petroleum_New_Space Heating_Natural Gas_Unit Heater_Baseline Forecast | F4 | Industrial | Petroleum | New | Space Heating | Natural Gas | Unit Heater | Baseline Forecast | Peak Demand (W) | 0 | 0 | 0 | 0 | 0 | 0 | 0 | 0 | 0 | 0 | 0 | 0 | 0 | 0 | 0 | 0 | 0 | 0 | 0 | 0 | 0 | 0 | 0 | 0 | 0 | 0 | 0 | 0 | 0 | 0
F5_Industrial_Petroleum_New_Space Heating_Natural Gas_Unit Heater_Baseline Forecast | F5 | Industrial | Petroleum | New | Space Heating | Natural Gas | Unit Heater | Baseline Forecast | Turnover | 0 | 0 | 0 | 0 | 0 | 0 | 0 | 0 | 0 | 0 | 0 | 0 | 0 | 0 | 0 | 0 | 0 | 0 | 0 | 0 | 0 | 0 | 0 | 0 | 0 | 0 | 0 | 0 | 0 | 0
F6_Industrial_Petroleum_New_Space Heating_Natural Gas_Unit Heater_Baseline Forecast | F6 | Industrial | Petroleum | New | Space Heating | Natural Gas | Unit Heater | Baseline Forecast | Avg. Replacement Usage | 310.133 | 310.133 | 310.133 | 310.133 | 310.133 | 310.133 | 310.133 | 310.133 | 310.133 | 310.133 | 310.133 | 310.133 | 310.133 | 310.133 | 310.133 | 310.133 | 310.133 | 310.133 | 310.133 | 310.133 | 310.133 | 310.133 | 0 | 0 | 0 | 0 | 0 | 0 | 0 | 0
F7_Industrial_Petroleum_New_Space Heating_Natural Gas_Unit Heater_Baseline Forecast | F7 | Industrial | Petroleum | New | Space Heating | Natural Gas | Unit Heater | Baseline Forecast | Avg. Replacement Demand (S) | 0 | 0 | 0 | 0 | 0 | 0 | 0 | 0 | 0 | 0 | 0 | 0 | 0 | 0 | 0 | 0 | 0 | 0 | 0 | 0 | 0 | 0 | 0 | 0 | 0 | 0 | 0 | 0 | 0 | 0
F8_Industrial_Petroleum_New_Space Heating_Natural Gas_Unit Heater_Baseline Forecast | F8 | Industrial | Petroleum | New | Space Heating | Natural Gas | Unit Heater | Baseline Forecast | Avg. Replacement Demand (W) | 0 | 0 | 0 | 0 | 0 | 0 | 0 | 0 | 0 | 0 | 0 | 0 | 0 | 0 | 0 | 0 | 0 | 0 | 0 | 0 | 0 | 0 | 0 | 0 | 0 | 0 | 0 | 0 | 0 | 0
F1_Industrial_Petroleum_New_Process_Natural Gas_Process Boiler_Baseline Forecast | F1 | Industrial | Petroleum | New | Process | Natural Gas | Process Boiler | Baseline Forecast | Units | 0 | 1.0036 | 1.0276 | 1.7933 | 2.5572 | 3.4134 | 3.929 | 4.5275 | 5.1186 | 5.7834 | 6.2785 | 6.848 | 7.4099 | 8.0618 | 8.5042 | 9.0419 | 9.5792 | 10.2047 | 10.6178 | 11.1269 | 11.6222 | 12.1159 | 0 | 0 | 0 | 0 | 0 | 0 | 0 | 0
F2_Industrial_Petroleum_New_Process_Natural Gas_Process Boiler_Baseline Forecast | F2 | Industrial | Petroleum | New | Process | Natural Gas | Process Boiler | Baseline Forecast | Usage (MMtherm) | 0 | 0.024485 | 0.025071 | 0.043754 | 0.062391 | 0.08328 | 0.09586 | 0.11046 | 0.12488 | 0.1411 | 0.15319 | 0.16708 | 0.18079 | 0.19669 | 0.20749 | 0.22061 | 0.23372 | 0.24898 | 0.25906 | 0.27148 | 0.28356 | 0.29561 | 0 | 0 | 0 | 0 | 0 | 0 | 0 | 0
F3_Industrial_Petroleum_New_Process_Natural Gas_Process Boiler_Baseline Forecast | F3 | Industrial | Petroleum | New | Process | Natural Gas | Process Boiler | Baseline Forecast | Peak Demand (S) | 0 | 0 | 0 | 0 | 0 | 0 | 0 | 0 | 0 | 0 | 0 | 0 | 0 | 0 | 0 | 0 | 0 | 0 | 0 | 0 | 0 | 0 | 0 | 0 | 0 | 0 | 0 | 0 | 0 | 0
F4_Industrial_Petroleum_New_Process_Natural Gas_Process Boiler_Baseline Forecast | F4 | Industrial | Petroleum | New | Process | Natural Gas | Process Boiler | Baseline Forecast | Peak Demand (W) | 0 | 0 | 0 | 0 | 0 | 0 | 0 | 0 | 0 | 0 | 0 | 0 | 0 | 0 | 0 | 0 | 0 | 0 | 0 | 0 | 0 | 0 | 0 | 0 | 0 | 0 | 0 | 0 | 0 | 0
F5_Industrial_Petroleum_New_Process_Natural Gas_Process Boiler_Baseline Forecast | F5 | Industrial | Petroleum | New | Process | Natural Gas | Process Boiler | Baseline Forecast | Turnover | 0 | 1.0036 | 0.024028 | 0.76574 | 0.76386 | 0.85617 | 0.51562 | 0.59857 | 0.59102 | 0.66481 | 0.49515 | 0.56949 | 0.56193 | 0.65186 | 0.44242 | 0.5377 | 0.53729 | 0.62548 | 0.41315 | 0.5091 | 0.49523 | 0.49377 | 0 | 0 | 0 | 0 | 0 | 0 | 0 | 0
F6_Industrial_Petroleum_New_Process_Natural Gas_Process Boiler_Baseline Forecast | F6 | Industrial | Petroleum | New | Process | Natural Gas | Process Boiler | Baseline Forecast | Avg. Replacement Usage | 24398.349 | 24398.349 | 24398.349 | 24398.349 | 24398.349 | 24398.349 | 24398.349 | 24398.349 | 24398.349 | 24398.349 | 24398.349 | 24398.349 | 24398.349 | 24398.349 | 24398.349 | 24398.349 | 24398.349 | 24398.349 | 24398.349 | 24398.349 | 24398.349 | 24398.349 | 0 | 0 | 0 | 0 | 0 | 0 | 0 | 0
F7_Industrial_Petroleum_New_Process_Natural Gas_Process Boiler_Baseline Forecast | F7 | Industrial | Petroleum | New | Process | Natural Gas | Process Boiler | Baseline Forecast | Avg. Replacement Demand (S) | 0 | 0 | 0 | 0 | 0 | 0 | 0 | 0 | 0 | 0 | 0 | 0 | 0 | 0 | 0 | 0 | 0 | 0 | 0 | 0 | 0 | 0 | 0 | 0 | 0 | 0 | 0 | 0 | 0 | 0
F8_Industrial_Petroleum_New_Process_Natural Gas_Process Boiler_Baseline Forecast | F8 | Industrial | Petroleum | New | Process | Natural Gas | Process Boiler | Baseline Forecast | Avg. Replacement Demand (W) | 0 | 0 | 0 | 0 | 0 | 0 | 0 | 0 | 0 | 0 | 0 | 0 | 0 | 0 | 0 | 0 | 0 | 0 | 0 | 0 | 0 | 0 | 0 | 0 | 0 | 0 | 0 | 0 | 0 | 0
F1_Industrial_Petroleum_New_Process_Natural Gas_Process Heating_Baseline Forecast | F1 | Industrial | Petroleum | New | Process | Natural Gas | Process Heating | Baseline Forecast | Units | 0 | 1.0036 | 1.0276 | 1.7933 | 2.5572 | 3.4134 | 3.929 | 4.5275 | 5.1186 | 5.7834 | 6.2785 | 6.848 | 7.4099 | 8.0618 | 8.5042 | 9.0419 | 9.5792 | 10.2047 | 10.6178 | 11.1269 | 11.6222 | 12.1159 | 0 | 0 | 0 | 0 | 0 | 0 | 0 | 0
F2_Industrial_Petroleum_New_Process_Natural Gas_Process Heating_Baseline Forecast | F2 | Industrial | Petroleum | New | Process | Natural Gas | Process Heating | Baseline Forecast | Usage (MMtherm) | 0 | 0.046584 | 0.0477 | 0.083245 | 0.1187 | 0.15845 | 0.18238 | 0.21017 | 0.2376 | 0.26846 | 0.29144 | 0.31788 | 0.34396 | 0.37422 | 0.39476 | 0.41972 | 0.44466 | 0.47369 | 0.49287 | 0.5165 | 0.53949 | 0.56241 | 0 | 0 | 0 | 0 | 0 | 0 | 0 | 0
F3_Industrial_Petroleum_New_Process_Natural Gas_Process Heating_Baseline Forecast | F3 | Industrial | Petroleum | New | Process | Natural Gas | Process Heating | Baseline Forecast | Peak Demand (S) | 0 | 0 | 0 | 0 | 0 | 0 | 0 | 0 | 0 | 0 | 0 | 0 | 0 | 0 | 0 | 0 | 0 | 0 | 0 | 0 | 0 | 0 | 0 | 0 | 0 | 0 | 0 | 0 | 0 | 0
F4_Industrial_Petroleum_New_Process_Natural Gas_Process Heating_Baseline Forecast | F4 | Industrial | Petroleum | New | Process | Natural Gas | Process Heating | Baseline Forecast | Peak Demand (W) | 0 | 0 | 0 | 0 | 0 | 0 | 0 | 0 | 0 | 0 | 0 | 0 | 0 | 0 | 0 | 0 | 0 | 0 | 0 | 0 | 0 | 0 | 0 | 0 | 0 | 0 | 0 | 0 | 0 | 0
F5_Industrial_Petroleum_New_Process_Natural Gas_Process Heating_Baseline Forecast | F5 | Industrial | Petroleum | New | Process | Natural Gas | Process Heating | Baseline Forecast | Turnover | 0 | 1.0036 | 0.024028 | 0.76574 | 0.90723 | 0.98249 | 0.73328 | 0.91474 | 1.0024 | 1.1222 | 1.0178 | 1.4531 | 1.1942 | 1.5553 | 1.4656 | 1.6073 | 1.6037 | 1.8017 | 1.6765 | 1.856 | 1.8767 | 2.0442 | 0 | 0 | 0 | 0 | 0 | 0 | 0 | 0
F6_Industrial_Petroleum_New_Process_Natural Gas_Process Heating_Baseline Forecast | F6 | Industrial | Petroleum | New | Process | Natural Gas | Process Heating | Baseline Forecast | Avg. Replacement Usage | 46419.3269 | 46419.3269 | 46419.3269 | 46419.3269 | 46419.3269 | 46419.3269 | 46419.3269 | 46419.3269 | 46419.3269 | 46419.3269 | 46419.3269 | 46419.3269 | 46419.3269 | 46419.3269 | 46419.3269 | 46419.3269 | 46419.3269 | 46419.3269 | 46419.3269 | 46419.3269 | 46419.3269 | 46419.3269 | 0 | 0 | 0 | 0 | 0 | 0 | 0 | 0
F7_Industrial_Petroleum_New_Process_Natural Gas_Process Heating_Baseline Forecast | F7 | Industrial | Petroleum | New | Process | Natural Gas | Process Heating | Baseline Forecast | Avg. Replacement Demand (S) | 0 | 0 | 0 | 0 | 0 | 0 | 0 | 0 | 0 | 0 | 0 | 0 | 0 | 0 | 0 | 0 | 0 | 0 | 0 | 0 | 0 | 0 | 0 | 0 | 0 | 0 | 0 | 0 | 0 | 0
F8_Industrial_Petroleum_New_Process_Natural Gas_Process Heating_Baseline Forecast | F8 | Industrial | Petroleum | New | Process | Natural Gas | Process Heating | Baseline Forecast | Avg. Replacement Demand (W) | 0 | 0 | 0 | 0 | 0 | 0 | 0 | 0 | 0 | 0 | 0 | 0 | 0 | 0 | 0 | 0 | 0 | 0 | 0 | 0 | 0 | 0 | 0 | 0 | 0 | 0 | 0 | 0 | 0 | 0
F1_Industrial_Petroleum_New_Process_Natural Gas_Process Cooling_Baseline Forecast | F1 | Industrial | Petroleum | New | Process | Natural Gas | Process Cooling | Baseline Forecast | Units | 0 | 1.0036 | 1.0276 | 1.7933 | 2.5572 | 3.4134 | 3.929 | 4.5275 | 5.1186 | 5.7834 | 6.2785 | 6.848 | 7.4099 | 8.0618 | 8.5042 | 9.0419 | 9.5792 | 10.2047 | 10.6178 | 11.1269 | 11.6222 | 12.1159 | 0 | 0 | 0 | 0 | 0 | 0 | 0 | 0
F2_Industrial_Petroleum_New_Process_Natural Gas_Process Cooling_Baseline Forecast | F2 | Industrial | Petroleum | New | Process | Natural Gas | Process Cooling | Baseline Forecast | Usage (MMtherm) | 0 | 3.0938e-05 | 3.1679e-05 | 5.5286e-05 | 7.8835e-05 | 0.00010523 | 0.00012113 | 0.00013958 | 0.0001578 | 0.00017829 | 0.00019356 | 0.00021112 | 0.00022844 | 0.00024853 | 0.00026217 | 0.00027875 | 0.00029531 | 0.0003146 | 0.00032733 | 0.00034303 | 0.0003583 | 0.00037352 | 0 | 0 | 0 | 0 | 0 | 0 | 0 | 0
F3_Industrial_Petroleum_New_Process_Natural Gas_Process Cooling_Baseline Forecast | F3 | Industrial | Petroleum | New | Process | Natural Gas | Process Cooling | Baseline Forecast | Peak Demand (S) | 0 | 0 | 0 | 0 | 0 | 0 | 0 | 0 | 0 | 0 | 0 | 0 | 0 | 0 | 0 | 0 | 0 | 0 | 0 | 0 | 0 | 0 | 0 | 0 | 0 | 0 | 0 | 0 | 0 | 0
F4_Industrial_Petroleum_New_Process_Natural Gas_Process Cooling_Baseline Forecast | F4 | Industrial | Petroleum | New | Process | Natural Gas | Process Cooling | Baseline Forecast | Peak Demand (W) | 0 | 0 | 0 | 0 | 0 | 0 | 0 | 0 | 0 | 0 | 0 | 0 | 0 | 0 | 0 | 0 | 0 | 0 | 0 | 0 | 0 | 0 | 0 | 0 | 0 | 0 | 0 | 0 | 0 | 0
F5_Industrial_Petroleum_New_Process_Natural Gas_Process Cooling_Baseline Forecast | F5 | Industrial | Petroleum | New | Process | Natural Gas | Process Cooling | Baseline Forecast | Turnover | 0 | 1.0036 | 0.024028 | 0.76574 | 0.90723 | 0.98249 | 0.73328 | 0.91474 | 1.0024 | 1.1222 | 1.0178 | 1.4531 | 1.1942 | 1.5553 | 1.4656 | 1.6073 | 1.6037 | 1.8017 | 1.6765 | 1.856 | 1.8767 | 2.0442 | 0 | 0 | 0 | 0 | 0 | 0 | 0 | 0
F6_Industrial_Petroleum_New_Process_Natural Gas_Process Cooling_Baseline Forecast | F6 | Industrial | Petroleum | New | Process | Natural Gas | Process Cooling | Baseline Forecast | Avg. Replacement Usage | 30.8287 | 30.8287 | 30.8287 | 30.8287 | 30.8287 | 30.8287 | 30.8287 | 30.8287 | 30.8287 | 30.8287 | 30.8287 | 30.8287 | 30.8287 | 30.8287 | 30.8287 | 30.8287 | 30.8287 | 30.8287 | 30.8287 | 30.8287 | 30.8287 | 30.8287 | 0 | 0 | 0 | 0 | 0 | 0 | 0 | 0
F7_Industrial_Petroleum_New_Process_Natural Gas_Process Cooling_Baseline Forecast | F7 | Industrial | Petroleum | New | Process | Natural Gas | Process Cooling | Baseline Forecast | Avg. Replacement Demand (S) | 0 | 0 | 0 | 0 | 0 | 0 | 0 | 0 | 0 | 0 | 0 | 0 | 0 | 0 | 0 | 0 | 0 | 0 | 0 | 0 | 0 | 0 | 0 | 0 | 0 | 0 | 0 | 0 | 0 | 0
F8_Industrial_Petroleum_New_Process_Natural Gas_Process Cooling_Baseline Forecast | F8 | Industrial | Petroleum | New | Process | Natural Gas | Process Cooling | Baseline Forecast | Avg. Replacement Demand (W) | 0 | 0 | 0 | 0 | 0 | 0 | 0 | 0 | 0 | 0 | 0 | 0 | 0 | 0 | 0 | 0 | 0 | 0 | 0 | 0 | 0 | 0 | 0 | 0 | 0 | 0 | 0 | 0 | 0 | 0
F1_Industrial_Petroleum_New_Process_Natural Gas_Other Process_Baseline Forecast | F1 | Industrial | Petroleum | New | Process | Natural Gas | Other Process | Baseline Forecast | Units | 0 | 1.0036 | 1.0276 | 1.7933 | 2.5572 | 3.4134 | 3.929 | 4.5275 | 5.1186 | 5.7834 | 6.2785 | 6.848 | 7.4099 | 8.0618 | 8.5042 | 9.0419 | 9.5792 | 10.2047 | 10.6178 | 11.1269 | 11.6222 | 12.1159 | 0 | 0 | 0 | 0 | 0 | 0 | 0 | 0
F2_Industrial_Petroleum_New_Process_Natural Gas_Other Process_Baseline Forecast | F2 | Industrial | Petroleum | New | Process | Natural Gas | Other Process | Baseline Forecast | Usage (MMtherm) | 0 | 0.00069285 | 0.00070944 | 0.0012381 | 0.0017655 | 0.0023566 | 0.0027126 | 0.0031258 | 0.0035339 | 0.0039928 | 0.0043347 | 0.0047279 | 0.0051158 | 0.0055659 | 0.0058713 | 0.0062425 | 0.0066135 | 0.0070453 | 0.0073306 | 0.007682 | 0.0080239 | 0.0083648 | 0 | 0 | 0 | 0 | 0 | 0 | 0 | 0
F3_Industrial_Petroleum_New_Process_Natural Gas_Other Process_Baseline Forecast | F3 | Industrial | Petroleum | New | Process | Natural Gas | Other Process | Baseline Forecast | Peak Demand (S) | 0 | 0 | 0 | 0 | 0 | 0 | 0 | 0 | 0 | 0 | 0 | 0 | 0 | 0 | 0 | 0 | 0 | 0 | 0 | 0 | 0 | 0 | 0 | 0 | 0 | 0 | 0 | 0 | 0 | 0
F4_Industrial_Petroleum_New_Process_Natural Gas_Other Process_Baseline Forecast | F4 | Industrial | Petroleum | New | Process | Natural Gas | Other Process | Baseline Forecast | Peak Demand (W) | 0 | 0 | 0 | 0 | 0 | 0 | 0 | 0 | 0 | 0 | 0 | 0 | 0 | 0 | 0 | 0 | 0 | 0 | 0 | 0 | 0 | 0 | 0 | 0 | 0 | 0 | 0 | 0 | 0 | 0
F5_Industrial_Petroleum_New_Process_Natural Gas_Other Process_Baseline Forecast | F5 | Industrial | Petroleum | New | Process | Natural Gas | Other Process | Baseline Forecast | Turnover | 0 | 1.0036 | 0.024028 | 0.76574 | 0.90723 | 0.98249 | 0.73328 | 0.91474 | 1.0024 | 1.1222 | 1.0178 | 1.4531 | 1.1942 | 1.5553 | 1.4656 | 1.6073 | 1.6037 | 1.8017 | 1.6765 | 1.856 | 1.8767 | 2.0442 | 0 | 0 | 0 | 0 | 0 | 0 | 0 | 0
F6_Industrial_Petroleum_New_Process_Natural Gas_Other Process_Baseline Forecast | F6 | Industrial | Petroleum | New | Process | Natural Gas | Other Process | Baseline Forecast | Avg. Replacement Usage | 690.4005 | 690.4005 | 690.4005 | 690.4005 | 690.4005 | 690.4005 | 690.4005 | 690.4005 | 690.4005 | 690.4005 | 690.4005 | 690.4005 | 690.4005 | 690.4005 | 690.4005 | 690.4005 | 690.4005 | 690.4005 | 690.4005 | 690.4005 | 690.4005 | 690.4005 | 0 | 0 | 0 | 0 | 0 | 0 | 0 | 0
F7_Industrial_Petroleum_New_Process_Natural Gas_Other Process_Baseline Forecast | F7 | Industrial | Petroleum | New | Process | Natural Gas | Other Process | Baseline Forecast | Avg. Replacement Demand (S) | 0 | 0 | 0 | 0 | 0 | 0 | 0 | 0 | 0 | 0 | 0 | 0 | 0 | 0 | 0 | 0 | 0 | 0 | 0 | 0 | 0 | 0 | 0 | 0 | 0 | 0 | 0 | 0 | 0 | 0
F8_Industrial_Petroleum_New_Process_Natural Gas_Other Process_Baseline Forecast | F8 | Industrial | Petroleum | New | Process | Natural Gas | Other Process | Baseline Forecast | Avg. Replacement Demand (W) | 0 | 0 | 0 | 0 | 0 | 0 | 0 | 0 | 0 | 0 | 0 | 0 | 0 | 0 | 0 | 0 | 0 | 0 | 0 | 0 | 0 | 0 | 0 | 0 | 0 | 0 | 0 | 0 | 0 | 0
F1_Industrial_Petroleum_New_Miscellaneous_Natural Gas_Miscellaneous_Baseline Forecast | F1 | Industrial | Petroleum | New | Miscellaneous | Natural Gas | Miscellaneous | Baseline Forecast | Units | 0 | 1.0036 | 1.0276 | 1.7933 | 2.5572 | 3.4134 | 3.929 | 4.5275 | 5.1186 | 5.7834 | 6.2785 | 6.848 | 7.4099 | 8.0618 | 8.5042 | 9.0419 | 9.5792 | 10.2047 | 10.6178 | 11.1269 | 11.6222 | 12.1159 | 0 | 0 | 0 | 0 | 0 | 0 | 0 | 0
F2_Industrial_Petroleum_New_Miscellaneous_Natural Gas_Miscellaneous_Baseline Forecast | F2 | Industrial | Petroleum | New | Miscellaneous | Natural Gas | Miscellaneous | Baseline Forecast | Usage (MMtherm) | 0 | 0.0037522 | 0.003842 | 0.006705 | 0.009561 | 0.012762 | 0.01469 | 0.016928 | 0.019138 | 0.021623 | 0.023475 | 0.025604 | 0.027705 | 0.030142 | 0.031796 | 0.033807 | 0.035816 | 0.038154 | 0.039699 | 0.041602 | 0.043454 | 0.0453 | 0 | 0 | 0 | 0 | 0 | 0 | 0 | 0
F3_Industrial_Petroleum_New_Miscellaneous_Natural Gas_Miscellaneous_Baseline Forecast | F3 | Industrial | Petroleum | New | Miscellaneous | Natural Gas | Miscellaneous | Baseline Forecast | Peak Demand (S) | 0 | 0 | 0 | 0 | 0 | 0 | 0 | 0 | 0 | 0 | 0 | 0 | 0 | 0 | 0 | 0 | 0 | 0 | 0 | 0 | 0 | 0 | 0 | 0 | 0 | 0 | 0 | 0 | 0 | 0
F4_Industrial_Petroleum_New_Miscellaneous_Natural Gas_Miscellaneous_Baseline Forecast | F4 | Industrial | Petroleum | New | Miscellaneous | Natural Gas | Miscellaneous | Baseline Forecast | Peak Demand (W) | 0 | 0 | 0 | 0 | 0 | 0 | 0 | 0 | 0 | 0 | 0 | 0 | 0 | 0 | 0 | 0 | 0 | 0 | 0 | 0 | 0 | 0 | 0 | 0 | 0 | 0 | 0 | 0 | 0 | 0
F5_Industrial_Petroleum_New_Miscellaneous_Natural Gas_Miscellaneous_Baseline Forecast | F5 | Industrial | Petroleum | New | Miscellaneous | Natural Gas | Miscellaneous | Baseline Forecast | Turnover | 0 | 1.0036 | 0.024028 | 0.76574 | 0.90723 | 0.98249 | 0.73328 | 0.91474 | 1.0024 | 1.1222 | 1.0178 | 1.4531 | 1.1942 | 1.5553 | 1.4656 | 1.6073 | 1.6037 | 1.8017 | 1.6765 | 1.856 | 1.8767 | 2.0442 | 0 | 0 | 0 | 0 | 0 | 0 | 0 | 0
F6_Industrial_Petroleum_New_Miscellaneous_Natural Gas_Miscellaneous_Baseline Forecast | F6 | Industrial | Petroleum | New | Miscellaneous | Natural Gas | Miscellaneous | Baseline Forecast | Avg. Replacement Usage | 3738.8901 | 3738.8901 | 3738.8901 | 3738.8901 | 3738.8901 | 3738.8901 | 3738.8901 | 3738.8901 | 3738.8901 | 3738.8901 | 3738.8901 | 3738.8901 | 3738.8901 | 3738.8901 | 3738.8901 | 3738.8901 | 3738.8901 | 3738.8901 | 3738.8901 | 3738.8901 | 3738.8901 | 3738.8901 | 0 | 0 | 0 | 0 | 0 | 0 | 0 | 0
F7_Industrial_Petroleum_New_Miscellaneous_Natural Gas_Miscellaneous_Baseline Forecast | F7 | Industrial | Petroleum | New | Miscellaneous | Natural Gas | Miscellaneous | Baseline Forecast | Avg. Replacement Demand (S) | 0 | 0 | 0 | 0 | 0 | 0 | 0 | 0 | 0 | 0 | 0 | 0 | 0 | 0 | 0 | 0 | 0 | 0 | 0 | 0 | 0 | 0 | 0 | 0 | 0 | 0 | 0 | 0 | 0 | 0
F8_Industrial_Petroleum_New_Miscellaneous_Natural Gas_Miscellaneous_Baseline Forecast | F8 | Industrial | Petroleum | New | Miscellaneous | Natural Gas | Miscellaneous | Baseline Forecast | Avg. Replacement Demand (W) | 0 | 0 | 0 | 0 | 0 | 0 | 0 | 0 | 0 | 0 | 0 | 0 | 0 | 0 | 0 | 0 | 0 | 0 | 0 | 0 | 0 | 0 | 0 | 0 | 0 | 0 | 0 | 0 | 0 | 0
F1_Industrial_Paper and Printing_Existing_Space Heating_Natural Gas_Furnace_Baseline Forecast | F1 | Industrial | Paper and Printing | Existing | Space Heating | Natural Gas | Furnace | Baseline Forecast | Units | 23.8047 | 23.3943 | 22.9909 | 22.5945 | 22.205 | 21.8221 | 21.4459 | 21.0761 | 20.7128 | 20.3556 | 20.0047 | 19.6598 | 19.3208 | 18.9877 | 18.6603 | 18.3386 | 18.0224 | 17.7117 | 17.4063 | 17.1062 | 16.8113 | 16.5214 | 0 | 0 | 0 | 0 | 0 | 0 | 0 | 0
F2_Industrial_Paper and Printing_Existing_Space Heating_Natural Gas_Furnace_Baseline Forecast | F2 | Industrial | Paper and Printing | Existing | Space Heating | Natural Gas | Furnace | Baseline Forecast | Usage (MMtherm) | 0.027659 | 0.027037 | 0.026426 | 0.025826 | 0.02524 | 0.024668 | 0.02411 | 0.023568 | 0.023041 | 0.02253 | 0.022035 | 0.021557 | 0.021095 | 0.020647 | 0.020214 | 0.019793 | 0.019386 | 0.01899 | 0.018606 | 0.018232 | 0.017869 | 0.017516 | 0 | 0 | 0 | 0 | 0 | 0 | 0 | 0
F3_Industrial_Paper and Printing_Existing_Space Heating_Natural Gas_Furnace_Baseline Forecast | F3 | Industrial | Paper and Printing | Existing | Space Heating | Natural Gas | Furnace | Baseline Forecast | Peak Demand (S) | 0 | 0 | 0 | 0 | 0 | 0 | 0 | 0 | 0 | 0 | 0 | 0 | 0 | 0 | 0 | 0 | 0 | 0 | 0 | 0 | 0 | 0 | 0 | 0 | 0 | 0 | 0 | 0 | 0 | 0
F4_Industrial_Paper and Printing_Existing_Space Heating_Natural Gas_Furnace_Baseline Forecast | F4 | Industrial | Paper and Printing | Existing | Space Heating | Natural Gas | Furnace | Baseline Forecast | Peak Demand (W) | 0 | 0 | 0 | 0 | 0 | 0 | 0 | 0 | 0 | 0 | 0 | 0 | 0 | 0 | 0 | 0 | 0 | 0 | 0 | 0 | 0 | 0 | 0 | 0 | 0 | 0 | 0 | 0 | 0 | 0
F5_Industrial_Paper and Printing_Existing_Space Heating_Natural Gas_Furnace_Baseline Forecast | F5 | Industrial | Paper and Printing | Existing | Space Heating | Natural Gas | Furnace | Baseline Forecast | Turnover | 0 | 0.61162 | 0.64085 | 0.66659 | 0.68913 | 0.70872 | 0.72562 | 0.74003 | 0.75218 | 0.76225 | 0.77042 | 0.77685 | 0.71854 | 0.66462 | 0.61474 | 0.5686 | 0.52593 | 0.48646 | 0.44995 | 0.45058 | 0.4522 | 0.45456 | 0 | 0 | 0 | 0 | 0 | 0 | 0 | 0
F6_Industrial_Paper and Printing_Existing_Space Heating_Natural Gas_Furnace_Baseline Forecast | F6 | Industrial | Paper and Printing | Existing | Space Heating | Natural Gas | Furnace | Baseline Forecast | Avg. Replacement Usage | 1016.665 | 1016.665 | 1016.665 | 1016.665 | 1016.665 | 1016.665 | 1016.665 | 1016.665 | 1016.665 | 1016.665 | 1016.665 | 1016.665 | 1016.665 | 1016.665 | 1016.665 | 1016.665 | 1016.665 | 1016.665 | 1016.665 | 1016.665 | 1016.665 | 1016.665 | 0 | 0 | 0 | 0 | 0 | 0 | 0 | 0
F7_Industrial_Paper and Printing_Existing_Space Heating_Natural Gas_Furnace_Baseline Forecast | F7 | Industrial | Paper and Printing | Existing | Space Heating | Natural Gas | Furnace | Baseline Forecast | Avg. Replacement Demand (S) | 0 | 0 | 0 | 0 | 0 | 0 | 0 | 0 | 0 | 0 | 0 | 0 | 0 | 0 | 0 | 0 | 0 | 0 | 0 | 0 | 0 | 0 | 0 | 0 | 0 | 0 | 0 | 0 | 0 | 0
F8_Industrial_Paper and Printing_Existing_Space Heating_Natural Gas_Furnace_Baseline Forecast | F8 | Industrial | Paper and Printing | Existing | Space Heating | Natural Gas | Furnace | Baseline Forecast | Avg. Replacement Demand (W) | 0 | 0 | 0 | 0 | 0 | 0 | 0 | 0 | 0 | 0 | 0 | 0 | 0 | 0 | 0 | 0 | 0 | 0 | 0 | 0 | 0 | 0 | 0 | 0 | 0 | 0 | 0 | 0 | 0 | 0
F1_Industrial_Paper and Printing_Existing_Space Heating_Natural Gas_Boiler_Baseline Forecast | F1 | Industrial | Paper and Printing | Existing | Space Heating | Natural Gas | Boiler | Baseline Forecast | Units | 1.5698 | 1.5428 | 1.5162 | 1.49 | 1.4643 | 1.4391 | 1.4143 | 1.3899 | 1.3659 | 1.3424 | 1.3192 | 1.2965 | 1.2741 | 1.2522 | 1.2306 | 1.2094 | 1.1885 | 1.168 | 1.1479 | 1.1281 | 1.1086 | 1.0895 | 0 | 0 | 0 | 0 | 0 | 0 | 0 | 0
F2_Industrial_Paper and Printing_Existing_Space Heating_Natural Gas_Boiler_Baseline Forecast | F2 | Industrial | Paper and Printing | Existing | Space Heating | Natural Gas | Boiler | Baseline Forecast | Usage (MMtherm) | 0.0072532 | 0.0071098 | 0.0069694 | 0.006832 | 0.0066977 | 0.0065663 | 0.0064379 | 0.0063124 | 0.0061898 | 0.0060699 | 0.0059529 | 0.0058385 | 0.0057269 | 0.0056178 | 0.0055114 | 0.0054074 | 0.0053059 | 0.0052068 | 0.0051101 | 0.0050156 | 0.0049235 | 0.0048335 | 0 | 0 | 0 | 0 | 0 | 0 | 0 | 0
F3_Industrial_Paper and Printing_Existing_Space Heating_Natural Gas_Boiler_Baseline Forecast | F3 | Industrial | Paper and Printing | Existing | Space Heating | Natural Gas | Boiler | Baseline Forecast | Peak Demand (S) | 0 | 0 | 0 | 0 | 0 | 0 | 0 | 0 | 0 | 0 | 0 | 0 | 0 | 0 | 0 | 0 | 0 | 0 | 0 | 0 | 0 | 0 | 0 | 0 | 0 | 0 | 0 | 0 | 0 | 0
F4_Industrial_Paper and Printing_Existing_Space Heating_Natural Gas_Boiler_Baseline Forecast | F4 | Industrial | Paper and Printing | Existing | Space Heating | Natural Gas | Boiler | Baseline Forecast | Peak Demand (W) | 0 | 0 | 0 | 0 | 0 | 0 | 0 | 0 | 0 | 0 | 0 | 0 | 0 | 0 | 0 | 0 | 0 | 0 | 0 | 0 | 0 | 0 | 0 | 0 | 0 | 0 | 0 | 0 | 0 | 0
F5_Industrial_Paper and Printing_Existing_Space Heating_Natural Gas_Boiler_Baseline Forecast | F5 | Industrial | Paper and Printing | Existing | Space Heating | Natural Gas | Boiler | Baseline Forecast | Turnover | 0 | 0.04675 | 0.046362 | 0.045936 | 0.045477 | 0.044991 | 0.044481 | 0.043952 | 0.043407 | 0.042848 | 0.042279 | 0.041701 | 0.041118 | 0.04053 | 0.039939 | 0.039347 | 0.038755 | 0.038163 | 0.037574 | 0.036988 | 0.036405 | 0.035827 | 0 | 0 | 0 | 0 | 0 | 0 | 0 | 0
F6_Industrial_Paper and Printing_Existing_Space Heating_Natural Gas_Boiler_Baseline Forecast | F6 | Industrial | Paper and Printing | Existing | Space Heating | Natural Gas | Boiler | Baseline Forecast | Avg. Replacement Usage | 4389.5314 | 4389.5314 | 4389.5314 | 4389.5314 | 4389.5314 | 4389.5314 | 4389.5314 | 4389.5314 | 4389.5314 | 4389.5314 | 4389.5314 | 4389.5314 | 4389.5314 | 4389.5314 | 4389.5314 | 4389.5314 | 4389.5314 | 4389.5314 | 4389.5314 | 4389.5314 | 4389.5314 | 4389.5314 | 0 | 0 | 0 | 0 | 0 | 0 | 0 | 0
F7_Industrial_Paper and Printing_Existing_Space Heating_Natural Gas_Boiler_Baseline Forecast | F7 | Industrial | Paper and Printing | Existing | Space Heating | Natural Gas | Boiler | Baseline Forecast | Avg. Replacement Demand (S) | 0 | 0 | 0 | 0 | 0 | 0 | 0 | 0 | 0 | 0 | 0 | 0 | 0 | 0 | 0 | 0 | 0 | 0 | 0 | 0 | 0 | 0 | 0 | 0 | 0 | 0 | 0 | 0 | 0 | 0
F8_Industrial_Paper and Printing_Existing_Space Heating_Natural Gas_Boiler_Baseline Forecast | F8 | Industrial | Paper and Printing | Existing | Space Heating | Natural Gas | Boiler | Baseline Forecast | Avg. Replacement Demand (W) | 0 | 0 | 0 | 0 | 0 | 0 | 0 | 0 | 0 | 0 | 0 | 0 | 0 | 0 | 0 | 0 | 0 | 0 | 0 | 0 | 0 | 0 | 0 | 0 | 0 | 0 | 0 | 0 | 0 | 0
F1_Industrial_Paper and Printing_Existing_Space Heating_Natural Gas_Unit Heater_Baseline Forecast | F1 | Industrial | Paper and Printing | Existing | Space Heating | Natural Gas | Unit Heater | Baseline Forecast | Units | 28.6503 | 28.1563 | 27.6708 | 27.1938 | 26.7249 | 26.2641 | 25.8113 | 25.3663 | 24.9289 | 24.4991 | 24.0767 | 23.6616 | 23.2536 | 22.8527 | 22.4587 | 22.0715 | 21.6909 | 21.317 | 20.9494 | 20.5882 | 20.2333 | 19.8844 | 0 | 0 | 0 | 0 | 0 | 0 | 0 | 0
F2_Industrial_Paper and Printing_Existing_Space Heating_Natural Gas_Unit Heater_Baseline Forecast | F2 | Industrial | Paper and Printing | Existing | Space Heating | Natural Gas | Unit Heater | Baseline Forecast | Usage (MMtherm) | 0.036685 | 0.036053 | 0.035431 | 0.03482 | 0.03422 | 0.03363 | 0.03305 | 0.03248 | 0.03192 | 0.03137 | 0.030829 | 0.030298 | 0.029775 | 0.029262 | 0.028757 | 0.028261 | 0.027774 | 0.027295 | 0.026825 | 0.026362 | 0.025908 | 0.025461 | 0 | 0 | 0 | 0 | 0 | 0 | 0 | 0
F3_Industrial_Paper and Printing_Existing_Space Heating_Natural Gas_Unit Heater_Baseline Forecast | F3 | Industrial | Paper and Printing | Existing | Space Heating | Natural Gas | Unit Heater | Baseline Forecast | Peak Demand (S) | 0 | 0 | 0 | 0 | 0 | 0 | 0 | 0 | 0 | 0 | 0 | 0 | 0 | 0 | 0 | 0 | 0 | 0 | 0 | 0 | 0 | 0 | 0 | 0 | 0 | 0 | 0 | 0 | 0 | 0
F4_Industrial_Paper and Printing_Existing_Space Heating_Natural Gas_Unit Heater_Baseline Forecast | F4 | Industrial | Paper and Printing | Existing | Space Heating | Natural Gas | Unit Heater | Baseline Forecast | Peak Demand (W) | 0 | 0 | 0 | 0 | 0 | 0 | 0 | 0 | 0 | 0 | 0 | 0 | 0 | 0 | 0 | 0 | 0 | 0 | 0 | 0 | 0 | 0 | 0 | 0 | 0 | 0 | 0 | 0 | 0 | 0
F5_Industrial_Paper and Printing_Existing_Space Heating_Natural Gas_Unit Heater_Baseline Forecast | F5 | Industrial | Paper and Printing | Existing | Space Heating | Natural Gas | Unit Heater | Baseline Forecast | Turnover | 0 | 0.023701 | 0.067758 | 0.12921 | 0.20542 | 0.29406 | 0.39308 | 0.50065 | 0.61516 | 0.73519 | 0.83923 | 0.92904 | 1.0101 | 1.0863 | 1.1605 | 1.2345 | 1.3094 | 1.2293 | 1.1743 | 1.1411 | 1.127 | 1.1259 | 0 | 0 | 0 | 0 | 0 | 0 | 0 | 0
F6_Industrial_Paper and Printing_Existing_Space Heating_Natural Gas_Unit Heater_Baseline Forecast | F6 | Industrial | Paper and Printing | Existing | Space Heating | Natural Gas | Unit Heater | Baseline Forecast | Avg. Replacement Usage | 1280.4514 | 1280.4514 | 1280.4514 | 1280.4514 | 1280.4514 | 1280.4514 | 1280.4514 | 1280.4514 | 1280.4514 | 1280.4514 | 1280.4514 | 1280.4514 | 1280.4514 | 1280.4514 | 1280.4514 | 1280.4514 | 1280.4514 | 1280.4514 | 1280.4514 | 1280.4514 | 1280.4514 | 1280.4514 | 0 | 0 | 0 | 0 | 0 | 0 | 0 | 0
F7_Industrial_Paper and Printing_Existing_Space Heating_Natural Gas_Unit Heater_Baseline Forecast | F7 | Industrial | Paper and Printing | Existing | Space Heating | Natural Gas | Unit Heater | Baseline Forecast | Avg. Replacement Demand (S) | 0 | 0 | 0 | 0 | 0 | 0 | 0 | 0 | 0 | 0 | 0 | 0 | 0 | 0 | 0 | 0 | 0 | 0 | 0 | 0 | 0 | 0 | 0 | 0 | 0 | 0 | 0 | 0 | 0 | 0
F8_Industrial_Paper and Printing_Existing_Space Heating_Natural Gas_Unit Heater_Baseline Forecast | F8 | Industrial | Paper and Printing | Existing | Space Heating | Natural Gas | Unit Heater | Baseline Forecast | Avg. Replacement Demand (W) | 0 | 0 | 0 | 0 | 0 | 0 | 0 | 0 | 0 | 0 | 0 | 0 | 0 | 0 | 0 | 0 | 0 | 0 | 0 | 0 | 0 | 0 | 0 | 0 | 0 | 0 | 0 | 0 | 0 | 0
F1_Industrial_Paper and Printing_Existing_Process_Natural Gas_Process Boiler_Baseline Forecast | F1 | Industrial | Paper and Printing | Existing | Process | Natural Gas | Process Boiler | Baseline Forecast | Units | 62.6404 | 61.5604 | 60.499 | 59.456 | 58.4309 | 57.4234 | 56.4334 | 55.4604 | 54.5042 | 53.5644 | 52.6409 | 51.7333 | 50.8414 | 49.9648 | 49.1033 | 48.2567 | 47.4247 | 46.607 | 45.8035 | 45.0137 | 44.2376 | 43.4749 | 0 | 0 | 0 | 0 | 0 | 0 | 0 | 0
F2_Industrial_Paper and Printing_Existing_Process_Natural Gas_Process Boiler_Baseline Forecast | F2 | Industrial | Paper and Printing | Existing | Process | Natural Gas | Process Boiler | Baseline Forecast | Usage (MMtherm) | 0.15888 | 0.15614 | 0.15345 | 0.15081 | 0.14821 | 0.14565 | 0.14314 | 0.14067 | 0.13825 | 0.13586 | 0.13352 | 0.13122 | 0.12896 | 0.12673 | 0.12455 | 0.1224 | 0.12029 | 0.11822 | 0.11618 | 0.11417 | 0.11221 | 0.11027 | 0 | 0 | 0 | 0 | 0 | 0 | 0 | 0
F3_Industrial_Paper and Printing_Existing_Process_Natural Gas_Process Boiler_Baseline Forecast | F3 | Industrial | Paper and Printing | Existing | Process | Natural Gas | Process Boiler | Baseline Forecast | Peak Demand (S) | 0 | 0 | 0 | 0 | 0 | 0 | 0 | 0 | 0 | 0 | 0 | 0 | 0 | 0 | 0 | 0 | 0 | 0 | 0 | 0 | 0 | 0 | 0 | 0 | 0 | 0 | 0 | 0 | 0 | 0
F4_Industrial_Paper and Printing_Existing_Process_Natural Gas_Process Boiler_Baseline Forecast | F4 | Industrial | Paper and Printing | Existing | Process | Natural Gas | Process Boiler | Baseline Forecast | Peak Demand (W) | 0 | 0 | 0 | 0 | 0 | 0 | 0 | 0 | 0 | 0 | 0 | 0 | 0 | 0 | 0 | 0 | 0 | 0 | 0 | 0 | 0 | 0 | 0 | 0 | 0 | 0 | 0 | 0 | 0 | 0
F5_Industrial_Paper and Printing_Existing_Process_Natural Gas_Process Boiler_Baseline Forecast | F5 | Industrial | Paper and Printing | Existing | Process | Natural Gas | Process Boiler | Baseline Forecast | Turnover | 0 | 5.2766 | 6.1734 | 6.899 | 5.8114 | 4.8954 | 4.1237 | 3.4736 | 2.9261 | 2.4648 | 2.0763 | 1.749 | 1.4733 | 1.241 | 1.0454 | 0.88061 | 0.7418 | 0.62486 | 0.52636 | 0.44339 | 0.3735 | 0.31462 | 0 | 0 | 0 | 0 | 0 | 0 | 0 | 0
F6_Industrial_Paper and Printing_Existing_Process_Natural Gas_Process Boiler_Baseline Forecast | F6 | Industrial | Paper and Printing | Existing | Process | Natural Gas | Process Boiler | Baseline Forecast | Avg. Replacement Usage | 2536.4324 | 2536.4324 | 2536.4324 | 2536.4324 | 2536.4324 | 2536.4324 | 2536.4324 | 2536.4324 | 2536.4324 | 2536.4324 | 2536.4324 | 2536.4324 | 2536.4324 | 2536.4324 | 2536.4324 | 2536.4324 | 2536.4324 | 2536.4324 | 2536.4324 | 2536.4324 | 2536.4324 | 2536.4324 | 0 | 0 | 0 | 0 | 0 | 0 | 0 | 0
F7_Industrial_Paper and Printing_Existing_Process_Natural Gas_Process Boiler_Baseline Forecast | F7 | Industrial | Paper and Printing | Existing | Process | Natural Gas | Process Boiler | Baseline Forecast | Avg. Replacement Demand (S) | 0 | 0 | 0 | 0 | 0 | 0 | 0 | 0 | 0 | 0 | 0 | 0 | 0 | 0 | 0 | 0 | 0 | 0 | 0 | 0 | 0 | 0 | 0 | 0 | 0 | 0 | 0 | 0 | 0 | 0
F8_Industrial_Paper and Printing_Existing_Process_Natural Gas_Process Boiler_Baseline Forecast | F8 | Industrial | Paper and Printing | Existing | Process | Natural Gas | Process Boiler | Baseline Forecast | Avg. Replacement Demand (W) | 0 | 0 | 0 | 0 | 0 | 0 | 0 | 0 | 0 | 0 | 0 | 0 | 0 | 0 | 0 | 0 | 0 | 0 | 0 | 0 | 0 | 0 | 0 | 0 | 0 | 0 | 0 | 0 | 0 | 0
F1_Industrial_Paper and Printing_Existing_Process_Natural Gas_Process Heating_Baseline Forecast | F1 | Industrial | Paper and Printing | Existing | Process | Natural Gas | Process Heating | Baseline Forecast | Units | 62.6404 | 61.5604 | 60.499 | 59.456 | 58.4309 | 57.4234 | 56.4334 | 55.4604 | 54.5042 | 53.5644 | 52.6409 | 51.7333 | 50.8414 | 49.9648 | 49.1033 | 48.2567 | 47.4247 | 46.607 | 45.8035 | 45.0137 | 44.2376 | 43.4749 | 0 | 0 | 0 | 0 | 0 | 0 | 0 | 0
F2_Industrial_Paper and Printing_Existing_Process_Natural Gas_Process Heating_Baseline Forecast | F2 | Industrial | Paper and Printing | Existing | Process | Natural Gas | Process Heating | Baseline Forecast | Usage (MMtherm) | 0.14703 | 0.1445 | 0.14201 | 0.13956 | 0.13715 | 0.13479 | 0.13246 | 0.13018 | 0.12793 | 0.12573 | 0.12356 | 0.12143 | 0.11934 | 0.11728 | 0.11526 | 0.11327 | 0.11132 | 0.1094 | 0.10751 | 0.10566 | 0.10384 | 0.10205 | 0 | 0 | 0 | 0 | 0 | 0 | 0 | 0
F3_Industrial_Paper and Printing_Existing_Process_Natural Gas_Process Heating_Baseline Forecast | F3 | Industrial | Paper and Printing | Existing | Process | Natural Gas | Process Heating | Baseline Forecast | Peak Demand (S) | 0 | 0 | 0 | 0 | 0 | 0 | 0 | 0 | 0 | 0 | 0 | 0 | 0 | 0 | 0 | 0 | 0 | 0 | 0 | 0 | 0 | 0 | 0 | 0 | 0 | 0 | 0 | 0 | 0 | 0
F4_Industrial_Paper and Printing_Existing_Process_Natural Gas_Process Heating_Baseline Forecast | F4 | Industrial | Paper and Printing | Existing | Process | Natural Gas | Process Heating | Baseline Forecast | Peak Demand (W) | 0 | 0 | 0 | 0 | 0 | 0 | 0 | 0 | 0 | 0 | 0 | 0 | 0 | 0 | 0 | 0 | 0 | 0 | 0 | 0 | 0 | 0 | 0 | 0 | 0 | 0 | 0 | 0 | 0 | 0
F5_Industrial_Paper and Printing_Existing_Process_Natural Gas_Process Heating_Baseline Forecast | F5 | Industrial | Paper and Printing | Existing | Process | Natural Gas | Process Heating | Baseline Forecast | Turnover | 0 | 5.2766 | 6.1734 | 6.899 | 6.5269 | 6.3351 | 6.272 | 6.1683 | 6.055 | 5.9509 | 5.8492 | 7.0402 | 6.9791 | 6.8758 | 6.6846 | 6.5578 | 6.4677 | 6.3556 | 6.2412 | 6.1345 | 6.0295 | 6.2416 | 0 | 0 | 0 | 0 | 0 | 0 | 0 | 0
F6_Industrial_Paper and Printing_Existing_Process_Natural Gas_Process Heating_Baseline Forecast | F6 | Industrial | Paper and Printing | Existing | Process | Natural Gas | Process Heating | Baseline Forecast | Avg. Replacement Usage | 2347.2349 | 2347.2349 | 2347.2349 | 2347.2349 | 2347.2349 | 2347.2349 | 2347.2349 | 2347.2349 | 2347.2349 | 2347.2349 | 2347.2349 | 2347.2349 | 2347.2349 | 2347.2349 | 2347.2349 | 2347.2349 | 2347.2349 | 2347.2349 | 2347.2349 | 2347.2349 | 2347.2349 | 2347.2349 | 0 | 0 | 0 | 0 | 0 | 0 | 0 | 0
F7_Industrial_Paper and Printing_Existing_Process_Natural Gas_Process Heating_Baseline Forecast | F7 | Industrial | Paper and Printing | Existing | Process | Natural Gas | Process Heating | Baseline Forecast | Avg. Replacement Demand (S) | 0 | 0 | 0 | 0 | 0 | 0 | 0 | 0 | 0 | 0 | 0 | 0 | 0 | 0 | 0 | 0 | 0 | 0 | 0 | 0 | 0 | 0 | 0 | 0 | 0 | 0 | 0 | 0 | 0 | 0
F8_Industrial_Paper and Printing_Existing_Process_Natural Gas_Process Heating_Baseline Forecast | F8 | Industrial | Paper and Printing | Existing | Process | Natural Gas | Process Heating | Baseline Forecast | Avg. Replacement Demand (W) | 0 | 0 | 0 | 0 | 0 | 0 | 0 | 0 | 0 | 0 | 0 | 0 | 0 | 0 | 0 | 0 | 0 | 0 | 0 | 0 | 0 | 0 | 0 | 0 | 0 | 0 | 0 | 0 | 0 | 0
F1_Industrial_Paper and Printing_Existing_Process_Natural Gas_Process Cooling_Baseline Forecast | F1 | Industrial | Paper and Printing | Existing | Process | Natural Gas | Process Cooling | Baseline Forecast | Units | 62.6404 | 61.5604 | 60.499 | 59.456 | 58.4309 | 57.4234 | 56.4334 | 55.4604 | 54.5042 | 53.5644 | 52.6409 | 51.7333 | 50.8414 | 49.9648 | 49.1033 | 48.2567 | 47.4247 | 46.607 | 45.8035 | 45.0137 | 44.2376 | 43.4749 | 0 | 0 | 0 | 0 | 0 | 0 | 0 | 0
F2_Industrial_Paper and Printing_Existing_Process_Natural Gas_Process Cooling_Baseline Forecast | F2 | Industrial | Paper and Printing | Existing | Process | Natural Gas | Process Cooling | Baseline Forecast | Usage (MMtherm) | 0.00071255 | 0.00070027 | 0.00068819 | 0.00067633 | 0.00066467 | 0.00065321 | 0.00064194 | 0.00063088 | 0.00062 | 0.00060931 | 0.0005988 | 0.00058848 | 0.00057833 | 0.00056836 | 0.00055856 | 0.00054893 | 0.00053947 | 0.00053017 | 0.00052103 | 0.00051204 | 0.00050321 | 0.00049454 | 0 | 0 | 0 | 0 | 0 | 0 | 0 | 0
F3_Industrial_Paper and Printing_Existing_Process_Natural Gas_Process Cooling_Baseline Forecast | F3 | Industrial | Paper and Printing | Existing | Process | Natural Gas | Process Cooling | Baseline Forecast | Peak Demand (S) | 0 | 0 | 0 | 0 | 0 | 0 | 0 | 0 | 0 | 0 | 0 | 0 | 0 | 0 | 0 | 0 | 0 | 0 | 0 | 0 | 0 | 0 | 0 | 0 | 0 | 0 | 0 | 0 | 0 | 0
F4_Industrial_Paper and Printing_Existing_Process_Natural Gas_Process Cooling_Baseline Forecast | F4 | Industrial | Paper and Printing | Existing | Process | Natural Gas | Process Cooling | Baseline Forecast | Peak Demand (W) | 0 | 0 | 0 | 0 | 0 | 0 | 0 | 0 | 0 | 0 | 0 | 0 | 0 | 0 | 0 | 0 | 0 | 0 | 0 | 0 | 0 | 0 | 0 | 0 | 0 | 0 | 0 | 0 | 0 | 0
F5_Industrial_Paper and Printing_Existing_Process_Natural Gas_Process Cooling_Baseline Forecast | F5 | Industrial | Paper and Printing | Existing | Process | Natural Gas | Process Cooling | Baseline Forecast | Turnover | 0 | 5.2766 | 6.1734 | 6.899 | 6.5269 | 6.3351 | 6.272 | 6.1683 | 6.055 | 5.9509 | 5.8492 | 7.0402 | 6.9791 | 6.8758 | 6.6846 | 6.5578 | 6.4677 | 6.3556 | 6.2412 | 6.1345 | 6.0295 | 6.2416 | 0 | 0 | 0 | 0 | 0 | 0 | 0 | 0
F6_Industrial_Paper and Printing_Existing_Process_Natural Gas_Process Cooling_Baseline Forecast | F6 | Industrial | Paper and Printing | Existing | Process | Natural Gas | Process Cooling | Baseline Forecast | Avg. Replacement Usage | 11.3753 | 11.3753 | 11.3753 | 11.3753 | 11.3753 | 11.3753 | 11.3753 | 11.3753 | 11.3753 | 11.3753 | 11.3753 | 11.3753 | 11.3753 | 11.3753 | 11.3753 | 11.3753 | 11.3753 | 11.3753 | 11.3753 | 11.3753 | 11.3753 | 11.3753 | 0 | 0 | 0 | 0 | 0 | 0 | 0 | 0
F7_Industrial_Paper and Printing_Existing_Process_Natural Gas_Process Cooling_Baseline Forecast | F7 | Industrial | Paper and Printing | Existing | Process | Natural Gas | Process Cooling | Baseline Forecast | Avg. Replacement Demand (S) | 0 | 0 | 0 | 0 | 0 | 0 | 0 | 0 | 0 | 0 | 0 | 0 | 0 | 0 | 0 | 0 | 0 | 0 | 0 | 0 | 0 | 0 | 0 | 0 | 0 | 0 | 0 | 0 | 0 | 0
F8_Industrial_Paper and Printing_Existing_Process_Natural Gas_Process Cooling_Baseline Forecast | F8 | Industrial | Paper and Printing | Existing | Process | Natural Gas | Process Cooling | Baseline Forecast | Avg. Replacement Demand (W) | 0 | 0 | 0 | 0 | 0 | 0 | 0 | 0 | 0 | 0 | 0 | 0 | 0 | 0 | 0 | 0 | 0 | 0 | 0 | 0 | 0 | 0 | 0 | 0 | 0 | 0 | 0 | 0 | 0 | 0
F1_Industrial_Paper and Printing_Existing_Process_Natural Gas_Other Process_Baseline Forecast | F1 | Industrial | Paper and Printing | Existing | Process | Natural Gas | Other Process | Baseline Forecast | Units | 62.6404 | 61.5604 | 60.499 | 59.456 | 58.4309 | 57.4234 | 56.4334 | 55.4604 | 54.5042 | 53.5644 | 52.6409 | 51.7333 | 50.8414 | 49.9648 | 49.1033 | 48.2567 | 47.4247 | 46.607 | 45.8035 | 45.0137 | 44.2376 | 43.4749 | 0 | 0 | 0 | 0 | 0 | 0 | 0 | 0
F2_Industrial_Paper and Printing_Existing_Process_Natural Gas_Other Process_Baseline Forecast | F2 | Industrial | Paper and Printing | Existing | Process | Natural Gas | Other Process | Baseline Forecast | Usage (MMtherm) | 0.024858 | 0.02443 | 0.024008 | 0.023594 | 0.023188 | 0.022788 | 0.022395 | 0.022009 | 0.021629 | 0.021256 | 0.02089 | 0.02053 | 0.020176 | 0.019828 | 0.019486 | 0.01915 | 0.01882 | 0.018495 | 0.018177 | 0.017863 | 0.017555 | 0.017253 | 0 | 0 | 0 | 0 | 0 | 0 | 0 | 0
F3_Industrial_Paper and Printing_Existing_Process_Natural Gas_Other Process_Baseline Forecast | F3 | Industrial | Paper and Printing | Existing | Process | Natural Gas | Other Process | Baseline Forecast | Peak Demand (S) | 0 | 0 | 0 | 0 | 0 | 0 | 0 | 0 | 0 | 0 | 0 | 0 | 0 | 0 | 0 | 0 | 0 | 0 | 0 | 0 | 0 | 0 | 0 | 0 | 0 | 0 | 0 | 0 | 0 | 0
F4_Industrial_Paper and Printing_Existing_Process_Natural Gas_Other Process_Baseline Forecast | F4 | Industrial | Paper and Printing | Existing | Process | Natural Gas | Other Process | Baseline Forecast | Peak Demand (W) | 0 | 0 | 0 | 0 | 0 | 0 | 0 | 0 | 0 | 0 | 0 | 0 | 0 | 0 | 0 | 0 | 0 | 0 | 0 | 0 | 0 | 0 | 0 | 0 | 0 | 0 | 0 | 0 | 0 | 0
F5_Industrial_Paper and Printing_Existing_Process_Natural Gas_Other Process_Baseline Forecast | F5 | Industrial | Paper and Printing | Existing | Process | Natural Gas | Other Process | Baseline Forecast | Turnover | 0 | 5.2766 | 6.1734 | 6.899 | 6.5269 | 6.3351 | 6.272 | 6.1683 | 6.055 | 5.9509 | 5.8492 | 7.0402 | 6.9791 | 6.8758 | 6.6846 | 6.5578 | 6.4677 | 6.3556 | 6.2412 | 6.1345 | 6.0295 | 6.2416 | 0 | 0 | 0 | 0 | 0 | 0 | 0 | 0
F6_Industrial_Paper and Printing_Existing_Process_Natural Gas_Other Process_Baseline Forecast | F6 | Industrial | Paper and Printing | Existing | Process | Natural Gas | Other Process | Baseline Forecast | Avg. Replacement Usage | 396.8386 | 396.8386 | 396.8386 | 396.8386 | 396.8386 | 396.8386 | 396.8386 | 396.8386 | 396.8386 | 396.8386 | 396.8386 | 396.8386 | 396.8386 | 396.8386 | 396.8386 | 396.8386 | 396.8386 | 396.8386 | 396.8386 | 396.8386 | 396.8386 | 396.8386 | 0 | 0 | 0 | 0 | 0 | 0 | 0 | 0
F7_Industrial_Paper and Printing_Existing_Process_Natural Gas_Other Process_Baseline Forecast | F7 | Industrial | Paper and Printing | Existing | Process | Natural Gas | Other Process | Baseline Forecast | Avg. Replacement Demand (S) | 0 | 0 | 0 | 0 | 0 | 0 | 0 | 0 | 0 | 0 | 0 | 0 | 0 | 0 | 0 | 0 | 0 | 0 | 0 | 0 | 0 | 0 | 0 | 0 | 0 | 0 | 0 | 0 | 0 | 0
F8_Industrial_Paper and Printing_Existing_Process_Natural Gas_Other Process_Baseline Forecast | F8 | Industrial | Paper and Printing | Existing | Process | Natural Gas | Other Process | Baseline Forecast | Avg. Replacement Demand (W) | 0 | 0 | 0 | 0 | 0 | 0 | 0 | 0 | 0 | 0 | 0 | 0 | 0 | 0 | 0 | 0 | 0 | 0 | 0 | 0 | 0 | 0 | 0 | 0 | 0 | 0 | 0 | 0 | 0 | 0
F1_Industrial_Paper and Printing_Existing_Miscellaneous_Natural Gas_Miscellaneous_Baseline Forecast | F1 | Industrial | Paper and Printing | Existing | Miscellaneous | Natural Gas | Miscellaneous | Baseline Forecast | Units | 62.6404 | 61.5604 | 60.499 | 59.456 | 58.4309 | 57.4234 | 56.4334 | 55.4604 | 54.5042 | 53.5644 | 52.6409 | 51.7333 | 50.8414 | 49.9648 | 49.1033 | 48.2567 | 47.4247 | 46.607 | 45.8035 | 45.0137 | 44.2376 | 43.4749 | 0 | 0 | 0 | 0 | 0 | 0 | 0 | 0
F2_Industrial_Paper and Printing_Existing_Miscellaneous_Natural Gas_Miscellaneous_Baseline Forecast | F2 | Industrial | Paper and Printing | Existing | Miscellaneous | Natural Gas | Miscellaneous | Baseline Forecast | Usage (MMtherm) | 0.02625 | 0.025797 | 0.025352 | 0.024915 | 0.024486 | 0.024063 | 0.023648 | 0.023241 | 0.02284 | 0.022446 | 0.022059 | 0.021679 | 0.021305 | 0.020938 | 0.020577 | 0.020222 | 0.019873 | 0.019531 | 0.019194 | 0.018863 | 0.018538 | 0.018218 | 0 | 0 | 0 | 0 | 0 | 0 | 0 | 0
F3_Industrial_Paper and Printing_Existing_Miscellaneous_Natural Gas_Miscellaneous_Baseline Forecast | F3 | Industrial | Paper and Printing | Existing | Miscellaneous | Natural Gas | Miscellaneous | Baseline Forecast | Peak Demand (S) | 0 | 0 | 0 | 0 | 0 | 0 | 0 | 0 | 0 | 0 | 0 | 0 | 0 | 0 | 0 | 0 | 0 | 0 | 0 | 0 | 0 | 0 | 0 | 0 | 0 | 0 | 0 | 0 | 0 | 0
F4_Industrial_Paper and Printing_Existing_Miscellaneous_Natural Gas_Miscellaneous_Baseline Forecast | F4 | Industrial | Paper and Printing | Existing | Miscellaneous | Natural Gas | Miscellaneous | Baseline Forecast | Peak Demand (W) | 0 | 0 | 0 | 0 | 0 | 0 | 0 | 0 | 0 | 0 | 0 | 0 | 0 | 0 | 0 | 0 | 0 | 0 | 0 | 0 | 0 | 0 | 0 | 0 | 0 | 0 | 0 | 0 | 0 | 0
F5_Industrial_Paper and Printing_Existing_Miscellaneous_Natural Gas_Miscellaneous_Baseline Forecast | F5 | Industrial | Paper and Printing | Existing | Miscellaneous | Natural Gas | Miscellaneous | Baseline Forecast | Turnover | 0 | 5.2766 | 6.1734 | 6.899 | 6.5269 | 6.3351 | 6.272 | 6.1683 | 6.055 | 5.9509 | 5.8492 | 7.0402 | 6.9791 | 6.8758 | 6.6846 | 6.5578 | 6.4677 | 6.3556 | 6.2412 | 6.1345 | 6.0295 | 6.2416 | 0 | 0 | 0 | 0 | 0 | 0 | 0 | 0
F6_Industrial_Paper and Printing_Existing_Miscellaneous_Natural Gas_Miscellaneous_Baseline Forecast | F6 | Industrial | Paper and Printing | Existing | Miscellaneous | Natural Gas | Miscellaneous | Baseline Forecast | Avg. Replacement Usage | 419.051 | 419.051 | 419.051 | 419.051 | 419.051 | 419.051 | 419.051 | 419.051 | 419.051 | 419.051 | 419.051 | 419.051 | 419.051 | 419.051 | 419.051 | 419.051 | 419.051 | 419.051 | 419.051 | 419.051 | 419.051 | 419.051 | 0 | 0 | 0 | 0 | 0 | 0 | 0 | 0
F7_Industrial_Paper and Printing_Existing_Miscellaneous_Natural Gas_Miscellaneous_Baseline Forecast | F7 | Industrial | Paper and Printing | Existing | Miscellaneous | Natural Gas | Miscellaneous | Baseline Forecast | Avg. Replacement Demand (S) | 0 | 0 | 0 | 0 | 0 | 0 | 0 | 0 | 0 | 0 | 0 | 0 | 0 | 0 | 0 | 0 | 0 | 0 | 0 | 0 | 0 | 0 | 0 | 0 | 0 | 0 | 0 | 0 | 0 | 0
F8_Industrial_Paper and Printing_Existing_Miscellaneous_Natural Gas_Miscellaneous_Baseline Forecast | F8 | Industrial | Paper and Printing | Existing | Miscellaneous | Natural Gas | Miscellaneous | Baseline Forecast | Avg. Replacement Demand (W) | 0 | 0 | 0 | 0 | 0 | 0 | 0 | 0 | 0 | 0 | 0 | 0 | 0 | 0 | 0 | 0 | 0 | 0 | 0 | 0 | 0 | 0 | 0 | 0 | 0 | 0 | 0 | 0 | 0 | 0
F1_Industrial_Paper and Printing_New_Space Heating_Natural Gas_Furnace_Baseline Forecast | F1 | Industrial | Paper and Printing | New | Space Heating | Natural Gas | Furnace | Baseline Forecast | Units | 0 | 1.242 | 1.2718 | 2.2195 | 3.1648 | 4.2245 | 4.8626 | 5.6034 | 6.3349 | 7.1577 | 7.7705 | 8.4753 | 9.1707 | 9.9775 | 10.525 | 11.1905 | 11.8555 | 12.6296 | 13.1409 | 13.771 | 14.3839 | 14.995 | 0 | 0 | 0 | 0 | 0 | 0 | 0 | 0
F2_Industrial_Paper and Printing_New_Space Heating_Natural Gas_Furnace_Baseline Forecast | F2 | Industrial | Paper and Printing | New | Space Heating | Natural Gas | Furnace | Baseline Forecast | Usage (MMtherm) | 0 | 0.0012628 | 0.001293 | 0.0022566 | 0.0032178 | 0.0042951 | 0.004944 | 0.0056971 | 0.0064409 | 0.0072774 | 0.0079005 | 0.0086171 | 0.0093242 | 0.010144 | 0.010701 | 0.011378 | 0.012054 | 0.012841 | 0.013361 | 0.014001 | 0.014625 | 0.015246 | 0 | 0 | 0 | 0 | 0 | 0 | 0 | 0
F3_Industrial_Paper and Printing_New_Space Heating_Natural Gas_Furnace_Baseline Forecast | F3 | Industrial | Paper and Printing | New | Space Heating | Natural Gas | Furnace | Baseline Forecast | Peak Demand (S) | 0 | 0 | 0 | 0 | 0 | 0 | 0 | 0 | 0 | 0 | 0 | 0 | 0 | 0 | 0 | 0 | 0 | 0 | 0 | 0 | 0 | 0 | 0 | 0 | 0 | 0 | 0 | 0 | 0 | 0
F4_Industrial_Paper and Printing_New_Space Heating_Natural Gas_Furnace_Baseline Forecast | F4 | Industrial | Paper and Printing | New | Space Heating | Natural Gas | Furnace | Baseline Forecast | Peak Demand (W) | 0 | 0 | 0 | 0 | 0 | 0 | 0 | 0 | 0 | 0 | 0 | 0 | 0 | 0 | 0 | 0 | 0 | 0 | 0 | 0 | 0 | 0 | 0 | 0 | 0 | 0 | 0 | 0 | 0 | 0
F5_Industrial_Paper and Printing_New_Space Heating_Natural Gas_Furnace_Baseline Forecast | F5 | Industrial | Paper and Printing | New | Space Heating | Natural Gas | Furnace | Baseline Forecast | Turnover | 0 | 1.242 | 0.029738 | 0.9477 | 0.94538 | 1.0596 | 0.63815 | 0.7408 | 0.73147 | 0.82279 | 0.61281 | 0.70481 | 0.69546 | 0.80676 | 0.54755 | 0.66547 | 0.66497 | 0.77411 | 0.51132 | 0.72561 | 0.70339 | 0.76752 | 0 | 0 | 0 | 0 | 0 | 0 | 0 | 0
F6_Industrial_Paper and Printing_New_Space Heating_Natural Gas_Furnace_Baseline Forecast | F6 | Industrial | Paper and Printing | New | Space Heating | Natural Gas | Furnace | Baseline Forecast | Avg. Replacement Usage | 1016.7294 | 1016.7294 | 1016.7294 | 1016.7294 | 1016.7294 | 1016.7294 | 1016.7294 | 1016.7294 | 1016.7294 | 1016.7294 | 1016.7294 | 1016.7294 | 1016.7294 | 1016.7294 | 1016.7294 | 1016.7294 | 1016.7294 | 1016.7294 | 1016.7294 | 1016.7294 | 1016.7294 | 1016.7294 | 0 | 0 | 0 | 0 | 0 | 0 | 0 | 0
F7_Industrial_Paper and Printing_New_Space Heating_Natural Gas_Furnace_Baseline Forecast | F7 | Industrial | Paper and Printing | New | Space Heating | Natural Gas | Furnace | Baseline Forecast | Avg. Replacement Demand (S) | 0 | 0 | 0 | 0 | 0 | 0 | 0 | 0 | 0 | 0 | 0 | 0 | 0 | 0 | 0 | 0 | 0 | 0 | 0 | 0 | 0 | 0 | 0 | 0 | 0 | 0 | 0 | 0 | 0 | 0
F8_Industrial_Paper and Printing_New_Space Heating_Natural Gas_Furnace_Baseline Forecast | F8 | Industrial | Paper and Printing | New | Space Heating | Natural Gas | Furnace | Baseline Forecast | Avg. Replacement Demand (W) | 0 | 0 | 0 | 0 | 0 | 0 | 0 | 0 | 0 | 0 | 0 | 0 | 0 | 0 | 0 | 0 | 0 | 0 | 0 | 0 | 0 | 0 | 0 | 0 | 0 | 0 | 0 | 0 | 0 | 0
F1_Industrial_Paper and Printing_New_Space Heating_Natural Gas_Boiler_Baseline Forecast | F1 | Industrial | Paper and Printing | New | Space Heating | Natural Gas | Boiler | Baseline Forecast | Units | 0 | 0.081906 | 0.083867 | 0.14636 | 0.20871 | 0.27859 | 0.32067 | 0.36952 | 0.41776 | 0.47202 | 0.51243 | 0.55891 | 0.60477 | 0.65797 | 0.69408 | 0.73797 | 0.78182 | 0.83287 | 0.86659 | 0.90814 | 0.94856 | 0.98886 | 0 | 0 | 0 | 0 | 0 | 0 | 0 | 0
F2_Industrial_Paper and Printing_New_Space Heating_Natural Gas_Boiler_Baseline Forecast | F2 | Industrial | Paper and Printing | New | Space Heating | Natural Gas | Boiler | Baseline Forecast | Usage (MMtherm) | 0 | 0.0003595 | 0.0003681 | 0.00064241 | 0.00091604 | 0.0012227 | 0.0014074 | 0.0016219 | 0.0018336 | 0.0020717 | 0.0022491 | 0.0024531 | 0.0026544 | 0.0028879 | 0.0030464 | 0.003239 | 0.0034315 | 0.0036555 | 0.0038035 | 0.0039859 | 0.0041633 | 0.0043402 | 0 | 0 | 0 | 0 | 0 | 0 | 0 | 0
F3_Industrial_Paper and Printing_New_Space Heating_Natural Gas_Boiler_Baseline Forecast | F3 | Industrial | Paper and Printing | New | Space Heating | Natural Gas | Boiler | Baseline Forecast | Peak Demand (S) | 0 | 0 | 0 | 0 | 0 | 0 | 0 | 0 | 0 | 0 | 0 | 0 | 0 | 0 | 0 | 0 | 0 | 0 | 0 | 0 | 0 | 0 | 0 | 0 | 0 | 0 | 0 | 0 | 0 | 0
F4_Industrial_Paper and Printing_New_Space Heating_Natural Gas_Boiler_Baseline Forecast | F4 | Industrial | Paper and Printing | New | Space Heating | Natural Gas | Boiler | Baseline Forecast | Peak Demand (W) | 0 | 0 | 0 | 0 | 0 | 0 | 0 | 0 | 0 | 0 | 0 | 0 | 0 | 0 | 0 | 0 | 0 | 0 | 0 | 0 | 0 | 0 | 0 | 0 | 0 | 0 | 0 | 0 | 0 | 0
F5_Industrial_Paper and Printing_New_Space Heating_Natural Gas_Boiler_Baseline Forecast | F5 | Industrial | Paper and Printing | New | Space Heating | Natural Gas | Boiler | Baseline Forecast | Turnover | 0 | 0.081906 | 0.0019611 | 0.062497 | 0.062344 | 0.069877 | 0.042083 | 0.048853 | 0.048237 | 0.054259 | 0.040412 | 0.046479 | 0.045863 | 0.053202 | 0.036109 | 0.043885 | 0.043852 | 0.051049 | 0.03372 | 0.04155 | 0.040419 | 0.040299 | 0 | 0 | 0 | 0 | 0 | 0 | 0 | 0
F6_Industrial_Paper and Printing_New_Space Heating_Natural Gas_Boiler_Baseline Forecast | F6 | Industrial | Paper and Printing | New | Space Heating | Natural Gas | Boiler | Baseline Forecast | Avg. Replacement Usage | 4389.1044 | 4389.1044 | 4389.1044 | 4389.1044 | 4389.1044 | 4389.1044 | 4389.1044 | 4389.1044 | 4389.1044 | 4389.1044 | 4389.1044 | 4389.1044 | 4389.1044 | 4389.1044 | 4389.1044 | 4389.1044 | 4389.1044 | 4389.1044 | 4389.1044 | 4389.1044 | 4389.1044 | 4389.1044 | 0 | 0 | 0 | 0 | 0 | 0 | 0 | 0
F7_Industrial_Paper and Printing_New_Space Heating_Natural Gas_Boiler_Baseline Forecast | F7 | Industrial | Paper and Printing | New | Space Heating | Natural Gas | Boiler | Baseline Forecast | Avg. Replacement Demand (S) | 0 | 0 | 0 | 0 | 0 | 0 | 0 | 0 | 0 | 0 | 0 | 0 | 0 | 0 | 0 | 0 | 0 | 0 | 0 | 0 | 0 | 0 | 0 | 0 | 0 | 0 | 0 | 0 | 0 | 0
F8_Industrial_Paper and Printing_New_Space Heating_Natural Gas_Boiler_Baseline Forecast | F8 | Industrial | Paper and Printing | New | Space Heating | Natural Gas | Boiler | Baseline Forecast | Avg. Replacement Demand (W) | 0 | 0 | 0 | 0 | 0 | 0 | 0 | 0 | 0 | 0 | 0 | 0 | 0 | 0 | 0 | 0 | 0 | 0 | 0 | 0 | 0 | 0 | 0 | 0 | 0 | 0 | 0 | 0 | 0 | 0
F1_Industrial_Paper and Printing_New_Space Heating_Natural Gas_Unit Heater_Baseline Forecast | F1 | Industrial | Paper and Printing | New | Space Heating | Natural Gas | Unit Heater | Baseline Forecast | Units | 0 | 1.4948 | 1.5306 | 2.6712 | 3.8091 | 5.0844 | 5.8524 | 6.744 | 7.6244 | 8.6146 | 9.3522 | 10.2004 | 11.0375 | 12.0085 | 12.6675 | 13.4684 | 14.2687 | 15.2004 | 15.8158 | 16.5741 | 17.3118 | 18.0473 | 0 | 0 | 0 | 0 | 0 | 0 | 0 | 0
F2_Industrial_Paper and Printing_New_Space Heating_Natural Gas_Unit Heater_Baseline Forecast | F2 | Industrial | Paper and Printing | New | Space Heating | Natural Gas | Unit Heater | Baseline Forecast | Usage (MMtherm) | 0 | 0.0019141 | 0.0019599 | 0.0034204 | 0.0048773 | 0.0065103 | 0.0074937 | 0.0086354 | 0.0097626 | 0.011031 | 0.011975 | 0.013061 | 0.014133 | 0.015376 | 0.01622 | 0.017246 | 0.01827 | 0.019463 | 0.020251 | 0.021222 | 0.022167 | 0.023109 | 0 | 0 | 0 | 0 | 0 | 0 | 0 | 0
F3_Industrial_Paper and Printing_New_Space Heating_Natural Gas_Unit Heater_Baseline Forecast | F3 | Industrial | Paper and Printing | New | Space Heating | Natural Gas | Unit Heater | Baseline Forecast | Peak Demand (S) | 0 | 0 | 0 | 0 | 0 | 0 | 0 | 0 | 0 | 0 | 0 | 0 | 0 | 0 | 0 | 0 | 0 | 0 | 0 | 0 | 0 | 0 | 0 | 0 | 0 | 0 | 0 | 0 | 0 | 0
F4_Industrial_Paper and Printing_New_Space Heating_Natural Gas_Unit Heater_Baseline Forecast | F4 | Industrial | Paper and Printing | New | Space Heating | Natural Gas | Unit Heater | Baseline Forecast | Peak Demand (W) | 0 | 0 | 0 | 0 | 0 | 0 | 0 | 0 | 0 | 0 | 0 | 0 | 0 | 0 | 0 | 0 | 0 | 0 | 0 | 0 | 0 | 0 | 0 | 0 | 0 | 0 | 0 | 0 | 0 | 0
F5_Industrial_Paper and Printing_New_Space Heating_Natural Gas_Unit Heater_Baseline Forecast | F5 | Industrial | Paper and Printing | New | Space Heating | Natural Gas | Unit Heater | Baseline Forecast | Turnover | 0 | 1.4948 | 0.035791 | 1.1406 | 1.1378 | 1.2753 | 0.76804 | 0.89159 | 0.88036 | 0.99027 | 0.73755 | 0.84828 | 1.136 | 1.2173 | 1.0842 | 1.3686 | 1.5096 | 2.0445 | 1.3015 | 1.7729 | 1.7467 | 1.7262 | 0 | 0 | 0 | 0 | 0 | 0 | 0 | 0
F6_Industrial_Paper and Printing_New_Space Heating_Natural Gas_Unit Heater_Baseline Forecast | F6 | Industrial | Paper and Printing | New | Space Heating | Natural Gas | Unit Heater | Baseline Forecast | Avg. Replacement Usage | 1280.4514 | 1280.4514 | 1280.4514 | 1280.4514 | 1280.4514 | 1280.4514 | 1280.4514 | 1280.4514 | 1280.4514 | 1280.4514 | 1280.4514 | 1280.4514 | 1280.4514 | 1280.4514 | 1280.4514 | 1280.4514 | 1280.4514 | 1280.4514 | 1280.4514 | 1280.4514 | 1280.4514 | 1280.4514 | 0 | 0 | 0 | 0 | 0 | 0 | 0 | 0
F7_Industrial_Paper and Printing_New_Space Heating_Natural Gas_Unit Heater_Baseline Forecast | F7 | Industrial | Paper and Printing | New | Space Heating | Natural Gas | Unit Heater | Baseline Forecast | Avg. Replacement Demand (S) | 0 | 0 | 0 | 0 | 0 | 0 | 0 | 0 | 0 | 0 | 0 | 0 | 0 | 0 | 0 | 0 | 0 | 0 | 0 | 0 | 0 | 0 | 0 | 0 | 0 | 0 | 0 | 0 | 0 | 0
F8_Industrial_Paper and Printing_New_Space Heating_Natural Gas_Unit Heater_Baseline Forecast | F8 | Industrial | Paper and Printing | New | Space Heating | Natural Gas | Unit Heater | Baseline Forecast | Avg. Replacement Demand (W) | 0 | 0 | 0 | 0 | 0 | 0 | 0 | 0 | 0 | 0 | 0 | 0 | 0 | 0 | 0 | 0 | 0 | 0 | 0 | 0 | 0 | 0 | 0 | 0 | 0 | 0 | 0 | 0 | 0 | 0
F1_Industrial_Paper and Printing_New_Process_Natural Gas_Process Boiler_Baseline Forecast | F1 | Industrial | Paper and Printing | New | Process | Natural Gas | Process Boiler | Baseline Forecast | Units | 0 | 3.2683 | 3.3466 | 5.8404 | 8.3281 | 11.1164 | 12.7956 | 14.745 | 16.6698 | 18.8349 | 20.4474 | 22.3021 | 24.1321 | 26.2551 | 27.6959 | 29.447 | 31.1969 | 33.2339 | 34.5794 | 36.2374 | 37.8502 | 39.4583 | 0 | 0 | 0 | 0 | 0 | 0 | 0 | 0
F2_Industrial_Paper and Printing_New_Process_Natural Gas_Process Boiler_Baseline Forecast | F2 | Industrial | Paper and Printing | New | Process | Natural Gas | Process Boiler | Baseline Forecast | Usage (MMtherm) | 0 | 0.0082898 | 0.0084883 | 0.014814 | 0.021124 | 0.028196 | 0.032455 | 0.0374 | 0.042282 | 0.047773 | 0.051864 | 0.056568 | 0.06121 | 0.066594 | 0.070249 | 0.07469 | 0.079129 | 0.084295 | 0.087708 | 0.091914 | 0.096004 | 0.10008 | 0 | 0 | 0 | 0 | 0 | 0 | 0 | 0
F3_Industrial_Paper and Printing_New_Process_Natural Gas_Process Boiler_Baseline Forecast | F3 | Industrial | Paper and Printing | New | Process | Natural Gas | Process Boiler | Baseline Forecast | Peak Demand (S) | 0 | 0 | 0 | 0 | 0 | 0 | 0 | 0 | 0 | 0 | 0 | 0 | 0 | 0 | 0 | 0 | 0 | 0 | 0 | 0 | 0 | 0 | 0 | 0 | 0 | 0 | 0 | 0 | 0 | 0
F4_Industrial_Paper and Printing_New_Process_Natural Gas_Process Boiler_Baseline Forecast | F4 | Industrial | Paper and Printing | New | Process | Natural Gas | Process Boiler | Baseline Forecast | Peak Demand (W) | 0 | 0 | 0 | 0 | 0 | 0 | 0 | 0 | 0 | 0 | 0 | 0 | 0 | 0 | 0 | 0 | 0 | 0 | 0 | 0 | 0 | 0 | 0 | 0 | 0 | 0 | 0 | 0 | 0 | 0
F5_Industrial_Paper and Printing_New_Process_Natural Gas_Process Boiler_Baseline Forecast | F5 | Industrial | Paper and Printing | New | Process | Natural Gas | Process Boiler | Baseline Forecast | Turnover | 0 | 3.2683 | 0.078254 | 2.4938 | 2.4877 | 2.7883 | 1.6792 | 1.9494 | 1.9248 | 2.1651 | 1.6126 | 1.8547 | 1.8301 | 2.1229 | 1.4408 | 1.7511 | 1.7498 | 2.037 | 1.3455 | 1.658 | 1.6128 | 1.6081 | 0 | 0 | 0 | 0 | 0 | 0 | 0 | 0
F6_Industrial_Paper and Printing_New_Process_Natural Gas_Process Boiler_Baseline Forecast | F6 | Industrial | Paper and Printing | New | Process | Natural Gas | Process Boiler | Baseline Forecast | Avg. Replacement Usage | 2536.4324 | 2536.4324 | 2536.4324 | 2536.4324 | 2536.4324 | 2536.4324 | 2536.4324 | 2536.4324 | 2536.4324 | 2536.4324 | 2536.4324 | 2536.4324 | 2536.4324 | 2536.4324 | 2536.4324 | 2536.4324 | 2536.4324 | 2536.4324 | 2536.4324 | 2536.4324 | 2536.4324 | 2536.4324 | 0 | 0 | 0 | 0 | 0 | 0 | 0 | 0
F7_Industrial_Paper and Printing_New_Process_Natural Gas_Process Boiler_Baseline Forecast | F7 | Industrial | Paper and Printing | New | Process | Natural Gas | Process Boiler | Baseline Forecast | Avg. Replacement Demand (S) | 0 | 0 | 0 | 0 | 0 | 0 | 0 | 0 | 0 | 0 | 0 | 0 | 0 | 0 | 0 | 0 | 0 | 0 | 0 | 0 | 0 | 0 | 0 | 0 | 0 | 0 | 0 | 0 | 0 | 0
F8_Industrial_Paper and Printing_New_Process_Natural Gas_Process Boiler_Baseline Forecast | F8 | Industrial | Paper and Printing | New | Process | Natural Gas | Process Boiler | Baseline Forecast | Avg. Replacement Demand (W) | 0 | 0 | 0 | 0 | 0 | 0 | 0 | 0 | 0 | 0 | 0 | 0 | 0 | 0 | 0 | 0 | 0 | 0 | 0 | 0 | 0 | 0 | 0 | 0 | 0 | 0 | 0 | 0 | 0 | 0
F1_Industrial_Paper and Printing_New_Process_Natural Gas_Process Heating_Baseline Forecast | F1 | Industrial | Paper and Printing | New | Process | Natural Gas | Process Heating | Baseline Forecast | Units | 0 | 3.2683 | 3.3466 | 5.8404 | 8.3281 | 11.1164 | 12.7956 | 14.745 | 16.6698 | 18.8349 | 20.4474 | 22.3021 | 24.1321 | 26.2551 | 27.6959 | 29.447 | 31.1969 | 33.2339 | 34.5794 | 36.2374 | 37.8502 | 39.4583 | 0 | 0 | 0 | 0 | 0 | 0 | 0 | 0
F2_Industrial_Paper and Printing_New_Process_Natural Gas_Process Heating_Baseline Forecast | F2 | Industrial | Paper and Printing | New | Process | Natural Gas | Process Heating | Baseline Forecast | Usage (MMtherm) | 0 | 0.0076715 | 0.0078551 | 0.013709 | 0.019548 | 0.026093 | 0.030034 | 0.03461 | 0.039128 | 0.04421 | 0.047995 | 0.052348 | 0.056644 | 0.061627 | 0.065009 | 0.069119 | 0.073226 | 0.078008 | 0.081166 | 0.085058 | 0.088843 | 0.092618 | 0 | 0 | 0 | 0 | 0 | 0 | 0 | 0
F3_Industrial_Paper and Printing_New_Process_Natural Gas_Process Heating_Baseline Forecast | F3 | Industrial | Paper and Printing | New | Process | Natural Gas | Process Heating | Baseline Forecast | Peak Demand (S) | 0 | 0 | 0 | 0 | 0 | 0 | 0 | 0 | 0 | 0 | 0 | 0 | 0 | 0 | 0 | 0 | 0 | 0 | 0 | 0 | 0 | 0 | 0 | 0 | 0 | 0 | 0 | 0 | 0 | 0
F4_Industrial_Paper and Printing_New_Process_Natural Gas_Process Heating_Baseline Forecast | F4 | Industrial | Paper and Printing | New | Process | Natural Gas | Process Heating | Baseline Forecast | Peak Demand (W) | 0 | 0 | 0 | 0 | 0 | 0 | 0 | 0 | 0 | 0 | 0 | 0 | 0 | 0 | 0 | 0 | 0 | 0 | 0 | 0 | 0 | 0 | 0 | 0 | 0 | 0 | 0 | 0 | 0 | 0
F5_Industrial_Paper and Printing_New_Process_Natural Gas_Process Heating_Baseline Forecast | F5 | Industrial | Paper and Printing | New | Process | Natural Gas | Process Heating | Baseline Forecast | Turnover | 0 | 3.2683 | 0.078254 | 2.4938 | 2.9546 | 3.1997 | 2.3881 | 2.9791 | 3.2645 | 3.6546 | 3.3148 | 4.7323 | 3.8893 | 5.0653 | 4.7732 | 5.2345 | 5.2227 | 5.8678 | 5.46 | 6.0444 | 6.1119 | 6.6574 | 0 | 0 | 0 | 0 | 0 | 0 | 0 | 0
F6_Industrial_Paper and Printing_New_Process_Natural Gas_Process Heating_Baseline Forecast | F6 | Industrial | Paper and Printing | New | Process | Natural Gas | Process Heating | Baseline Forecast | Avg. Replacement Usage | 2347.2349 | 2347.2349 | 2347.2349 | 2347.2349 | 2347.2349 | 2347.2349 | 2347.2349 | 2347.2349 | 2347.2349 | 2347.2349 | 2347.2349 | 2347.2349 | 2347.2349 | 2347.2349 | 2347.2349 | 2347.2349 | 2347.2349 | 2347.2349 | 2347.2349 | 2347.2349 | 2347.2349 | 2347.2349 | 0 | 0 | 0 | 0 | 0 | 0 | 0 | 0
F7_Industrial_Paper and Printing_New_Process_Natural Gas_Process Heating_Baseline Forecast | F7 | Industrial | Paper and Printing | New | Process | Natural Gas | Process Heating | Baseline Forecast | Avg. Replacement Demand (S) | 0 | 0 | 0 | 0 | 0 | 0 | 0 | 0 | 0 | 0 | 0 | 0 | 0 | 0 | 0 | 0 | 0 | 0 | 0 | 0 | 0 | 0 | 0 | 0 | 0 | 0 | 0 | 0 | 0 | 0
F8_Industrial_Paper and Printing_New_Process_Natural Gas_Process Heating_Baseline Forecast | F8 | Industrial | Paper and Printing | New | Process | Natural Gas | Process Heating | Baseline Forecast | Avg. Replacement Demand (W) | 0 | 0 | 0 | 0 | 0 | 0 | 0 | 0 | 0 | 0 | 0 | 0 | 0 | 0 | 0 | 0 | 0 | 0 | 0 | 0 | 0 | 0 | 0 | 0 | 0 | 0 | 0 | 0 | 0 | 0
F1_Industrial_Paper and Printing_New_Process_Natural Gas_Process Cooling_Baseline Forecast | F1 | Industrial | Paper and Printing | New | Process | Natural Gas | Process Cooling | Baseline Forecast | Units | 0 | 3.2683 | 3.3466 | 5.8404 | 8.3281 | 11.1164 | 12.7956 | 14.745 | 16.6698 | 18.8349 | 20.4474 | 22.3021 | 24.1321 | 26.2551 | 27.6959 | 29.447 | 31.1969 | 33.2339 | 34.5794 | 36.2374 | 37.8502 | 39.4583 | 0 | 0 | 0 | 0 | 0 | 0 | 0 | 0
F2_Industrial_Paper and Printing_New_Process_Natural Gas_Process Cooling_Baseline Forecast | F2 | Industrial | Paper and Printing | New | Process | Natural Gas | Process Cooling | Baseline Forecast | Usage (MMtherm) | 0 | 3.7178e-05 | 3.8068e-05 | 6.6436e-05 | 9.4734e-05 | 0.00012645 | 0.00014555 | 0.00016773 | 0.00018962 | 0.00021425 | 0.00023259 | 0.00025369 | 0.00027451 | 0.00029866 | 0.00031505 | 0.00033497 | 0.00035487 | 0.00037804 | 0.00039335 | 0.00041221 | 0.00043056 | 0.00044885 | 0 | 0 | 0 | 0 | 0 | 0 | 0 | 0
F3_Industrial_Paper and Printing_New_Process_Natural Gas_Process Cooling_Baseline Forecast | F3 | Industrial | Paper and Printing | New | Process | Natural Gas | Process Cooling | Baseline Forecast | Peak Demand (S) | 0 | 0 | 0 | 0 | 0 | 0 | 0 | 0 | 0 | 0 | 0 | 0 | 0 | 0 | 0 | 0 | 0 | 0 | 0 | 0 | 0 | 0 | 0 | 0 | 0 | 0 | 0 | 0 | 0 | 0
F4_Industrial_Paper and Printing_New_Process_Natural Gas_Process Cooling_Baseline Forecast | F4 | Industrial | Paper and Printing | New | Process | Natural Gas | Process Cooling | Baseline Forecast | Peak Demand (W) | 0 | 0 | 0 | 0 | 0 | 0 | 0 | 0 | 0 | 0 | 0 | 0 | 0 | 0 | 0 | 0 | 0 | 0 | 0 | 0 | 0 | 0 | 0 | 0 | 0 | 0 | 0 | 0 | 0 | 0
F5_Industrial_Paper and Printing_New_Process_Natural Gas_Process Cooling_Baseline Forecast | F5 | Industrial | Paper and Printing | New | Process | Natural Gas | Process Cooling | Baseline Forecast | Turnover | 0 | 3.2683 | 0.078254 | 2.4938 | 2.9546 | 3.1997 | 2.3881 | 2.9791 | 3.2645 | 3.6546 | 3.3148 | 4.7323 | 3.8893 | 5.0653 | 4.7732 | 5.2345 | 5.2227 | 5.8678 | 5.46 | 6.0444 | 6.1119 | 6.6574 | 0 | 0 | 0 | 0 | 0 | 0 | 0 | 0
F6_Industrial_Paper and Printing_New_Process_Natural Gas_Process Cooling_Baseline Forecast | F6 | Industrial | Paper and Printing | New | Process | Natural Gas | Process Cooling | Baseline Forecast | Avg. Replacement Usage | 11.3753 | 11.3753 | 11.3753 | 11.3753 | 11.3753 | 11.3753 | 11.3753 | 11.3753 | 11.3753 | 11.3753 | 11.3753 | 11.3753 | 11.3753 | 11.3753 | 11.3753 | 11.3753 | 11.3753 | 11.3753 | 11.3753 | 11.3753 | 11.3753 | 11.3753 | 0 | 0 | 0 | 0 | 0 | 0 | 0 | 0
F7_Industrial_Paper and Printing_New_Process_Natural Gas_Process Cooling_Baseline Forecast | F7 | Industrial | Paper and Printing | New | Process | Natural Gas | Process Cooling | Baseline Forecast | Avg. Replacement Demand (S) | 0 | 0 | 0 | 0 | 0 | 0 | 0 | 0 | 0 | 0 | 0 | 0 | 0 | 0 | 0 | 0 | 0 | 0 | 0 | 0 | 0 | 0 | 0 | 0 | 0 | 0 | 0 | 0 | 0 | 0
F8_Industrial_Paper and Printing_New_Process_Natural Gas_Process Cooling_Baseline Forecast | F8 | Industrial | Paper and Printing | New | Process | Natural Gas | Process Cooling | Baseline Forecast | Avg. Replacement Demand (W) | 0 | 0 | 0 | 0 | 0 | 0 | 0 | 0 | 0 | 0 | 0 | 0 | 0 | 0 | 0 | 0 | 0 | 0 | 0 | 0 | 0 | 0 | 0 | 0 | 0 | 0 | 0 | 0 | 0 | 0
F1_Industrial_Paper and Printing_New_Process_Natural Gas_Other Process_Baseline Forecast | F1 | Industrial | Paper and Printing | New | Process | Natural Gas | Other Process | Baseline Forecast | Units | 0 | 3.2683 | 3.3466 | 5.8404 | 8.3281 | 11.1164 | 12.7956 | 14.745 | 16.6698 | 18.8349 | 20.4474 | 22.3021 | 24.1321 | 26.2551 | 27.6959 | 29.447 | 31.1969 | 33.2339 | 34.5794 | 36.2374 | 37.8502 | 39.4583 | 0 | 0 | 0 | 0 | 0 | 0 | 0 | 0
F2_Industrial_Paper and Printing_New_Process_Natural Gas_Other Process_Baseline Forecast | F2 | Industrial | Paper and Printing | New | Process | Natural Gas | Other Process | Baseline Forecast | Usage (MMtherm) | 0 | 0.001297 | 0.001328 | 0.0023177 | 0.0033049 | 0.0044114 | 0.0050778 | 0.0058514 | 0.0066152 | 0.0074744 | 0.0081143 | 0.0088503 | 0.0095766 | 0.010419 | 0.010991 | 0.011686 | 0.01238 | 0.013188 | 0.013722 | 0.01438 | 0.01502 | 0.015659 | 0 | 0 | 0 | 0 | 0 | 0 | 0 | 0
F3_Industrial_Paper and Printing_New_Process_Natural Gas_Other Process_Baseline Forecast | F3 | Industrial | Paper and Printing | New | Process | Natural Gas | Other Process | Baseline Forecast | Peak Demand (S) | 0 | 0 | 0 | 0 | 0 | 0 | 0 | 0 | 0 | 0 | 0 | 0 | 0 | 0 | 0 | 0 | 0 | 0 | 0 | 0 | 0 | 0 | 0 | 0 | 0 | 0 | 0 | 0 | 0 | 0
F4_Industrial_Paper and Printing_New_Process_Natural Gas_Other Process_Baseline Forecast | F4 | Industrial | Paper and Printing | New | Process | Natural Gas | Other Process | Baseline Forecast | Peak Demand (W) | 0 | 0 | 0 | 0 | 0 | 0 | 0 | 0 | 0 | 0 | 0 | 0 | 0 | 0 | 0 | 0 | 0 | 0 | 0 | 0 | 0 | 0 | 0 | 0 | 0 | 0 | 0 | 0 | 0 | 0
F5_Industrial_Paper and Printing_New_Process_Natural Gas_Other Process_Baseline Forecast | F5 | Industrial | Paper and Printing | New | Process | Natural Gas | Other Process | Baseline Forecast | Turnover | 0 | 3.2683 | 0.078254 | 2.4938 | 2.9546 | 3.1997 | 2.3881 | 2.9791 | 3.2645 | 3.6546 | 3.3148 | 4.7323 | 3.8893 | 5.0653 | 4.7732 | 5.2345 | 5.2227 | 5.8678 | 5.46 | 6.0444 | 6.1119 | 6.6574 | 0 | 0 | 0 | 0 | 0 | 0 | 0 | 0
F6_Industrial_Paper and Printing_New_Process_Natural Gas_Other Process_Baseline Forecast | F6 | Industrial | Paper and Printing | New | Process | Natural Gas | Other Process | Baseline Forecast | Avg. Replacement Usage | 396.8386 | 396.8386 | 396.8386 | 396.8386 | 396.8386 | 396.8386 | 396.8386 | 396.8386 | 396.8386 | 396.8386 | 396.8386 | 396.8386 | 396.8386 | 396.8386 | 396.8386 | 396.8386 | 396.8386 | 396.8386 | 396.8386 | 396.8386 | 396.8386 | 396.8386 | 0 | 0 | 0 | 0 | 0 | 0 | 0 | 0
F7_Industrial_Paper and Printing_New_Process_Natural Gas_Other Process_Baseline Forecast | F7 | Industrial | Paper and Printing | New | Process | Natural Gas | Other Process | Baseline Forecast | Avg. Replacement Demand (S) | 0 | 0 | 0 | 0 | 0 | 0 | 0 | 0 | 0 | 0 | 0 | 0 | 0 | 0 | 0 | 0 | 0 | 0 | 0 | 0 | 0 | 0 | 0 | 0 | 0 | 0 | 0 | 0 | 0 | 0
F8_Industrial_Paper and Printing_New_Process_Natural Gas_Other Process_Baseline Forecast | F8 | Industrial | Paper and Printing | New | Process | Natural Gas | Other Process | Baseline Forecast | Avg. Replacement Demand (W) | 0 | 0 | 0 | 0 | 0 | 0 | 0 | 0 | 0 | 0 | 0 | 0 | 0 | 0 | 0 | 0 | 0 | 0 | 0 | 0 | 0 | 0 | 0 | 0 | 0 | 0 | 0 | 0 | 0 | 0
F1_Industrial_Paper and Printing_New_Miscellaneous_Natural Gas_Miscellaneous_Baseline Forecast | F1 | Industrial | Paper and Printing | New | Miscellaneous | Natural Gas | Miscellaneous | Baseline Forecast | Units | 0 | 3.2683 | 3.3466 | 5.8404 | 8.3281 | 11.1164 | 12.7956 | 14.745 | 16.6698 | 18.8349 | 20.4474 | 22.3021 | 24.1321 | 26.2551 | 27.6959 | 29.447 | 31.1969 | 33.2339 | 34.5794 | 36.2374 | 37.8502 | 39.4583 | 0 | 0 | 0 | 0 | 0 | 0 | 0 | 0
F2_Industrial_Paper and Printing_New_Miscellaneous_Natural Gas_Miscellaneous_Baseline Forecast | F2 | Industrial | Paper and Printing | New | Miscellaneous | Natural Gas | Miscellaneous | Baseline Forecast | Usage (MMtherm) | 0 | 0.0013696 | 0.0014024 | 0.0024474 | 0.0034899 | 0.0046583 | 0.005362 | 0.0061789 | 0.0069855 | 0.0078928 | 0.0085685 | 0.0093457 | 0.010113 | 0.011002 | 0.011606 | 0.01234 | 0.013073 | 0.013927 | 0.014491 | 0.015185 | 0.015861 | 0.016535 | 0 | 0 | 0 | 0 | 0 | 0 | 0 | 0
F3_Industrial_Paper and Printing_New_Miscellaneous_Natural Gas_Miscellaneous_Baseline Forecast | F3 | Industrial | Paper and Printing | New | Miscellaneous | Natural Gas | Miscellaneous | Baseline Forecast | Peak Demand (S) | 0 | 0 | 0 | 0 | 0 | 0 | 0 | 0 | 0 | 0 | 0 | 0 | 0 | 0 | 0 | 0 | 0 | 0 | 0 | 0 | 0 | 0 | 0 | 0 | 0 | 0 | 0 | 0 | 0 | 0
F4_Industrial_Paper and Printing_New_Miscellaneous_Natural Gas_Miscellaneous_Baseline Forecast | F4 | Industrial | Paper and Printing | New | Miscellaneous | Natural Gas | Miscellaneous | Baseline Forecast | Peak Demand (W) | 0 | 0 | 0 | 0 | 0 | 0 | 0 | 0 | 0 | 0 | 0 | 0 | 0 | 0 | 0 | 0 | 0 | 0 | 0 | 0 | 0 | 0 | 0 | 0 | 0 | 0 | 0 | 0 | 0 | 0
F5_Industrial_Paper and Printing_New_Miscellaneous_Natural Gas_Miscellaneous_Baseline Forecast | F5 | Industrial | Paper and Printing | New | Miscellaneous | Natural Gas | Miscellaneous | Baseline Forecast | Turnover | 0 | 3.2683 | 0.078254 | 2.4938 | 2.9546 | 3.1997 | 2.3881 | 2.9791 | 3.2645 | 3.6546 | 3.3148 | 4.7323 | 3.8893 | 5.0653 | 4.7732 | 5.2345 | 5.2227 | 5.8678 | 5.46 | 6.0444 | 6.1119 | 6.6574 | 0 | 0 | 0 | 0 | 0 | 0 | 0 | 0
F6_Industrial_Paper and Printing_New_Miscellaneous_Natural Gas_Miscellaneous_Baseline Forecast | F6 | Industrial | Paper and Printing | New | Miscellaneous | Natural Gas | Miscellaneous | Baseline Forecast | Avg. Replacement Usage | 419.051 | 419.051 | 419.051 | 419.051 | 419.051 | 419.051 | 419.051 | 419.051 | 419.051 | 419.051 | 419.051 | 419.051 | 419.051 | 419.051 | 419.051 | 419.051 | 419.051 | 419.051 | 419.051 | 419.051 | 419.051 | 419.051 | 0 | 0 | 0 | 0 | 0 | 0 | 0 | 0
F7_Industrial_Paper and Printing_New_Miscellaneous_Natural Gas_Miscellaneous_Baseline Forecast | F7 | Industrial | Paper and Printing | New | Miscellaneous | Natural Gas | Miscellaneous | Baseline Forecast | Avg. Replacement Demand (S) | 0 | 0 | 0 | 0 | 0 | 0 | 0 | 0 | 0 | 0 | 0 | 0 | 0 | 0 | 0 | 0 | 0 | 0 | 0 | 0 | 0 | 0 | 0 | 0 | 0 | 0 | 0 | 0 | 0 | 0
F8_Industrial_Paper and Printing_New_Miscellaneous_Natural Gas_Miscellaneous_Baseline Forecast | F8 | Industrial | Paper and Printing | New | Miscellaneous | Natural Gas | Miscellaneous | Baseline Forecast | Avg. Replacement Demand (W) | 0 | 0 | 0 | 0 | 0 | 0 | 0 | 0 | 0 | 0 | 0 | 0 | 0 | 0 | 0 | 0 | 0 | 0 | 0 | 0 | 0 | 0 | 0 | 0 | 0 | 0 | 0 | 0 | 0 | 0
F1_Industrial_Instruments_Existing_Space Heating_Natural Gas_Furnace_Baseline Forecast | F1 | Industrial | Instruments | Existing | Space Heating | Natural Gas | Furnace | Baseline Forecast | Units | 2963.4471 | 2912.3532 | 2862.1402 | 2812.793 | 2764.2966 | 2716.6363 | 2669.7977 | 2623.7667 | 2578.5294 | 2534.072 | 2490.3811 | 2447.4435 | 2405.2462 | 2363.7764 | 2323.0216 | 2282.9695 | 2243.608 | 2204.9251 | 2166.9091 | 2129.5486 | 2092.8323 | 2056.749 | 0 | 0 | 0 | 0 | 0 | 0 | 0 | 0
F2_Industrial_Instruments_Existing_Space Heating_Natural Gas_Furnace_Baseline Forecast | F2 | Industrial | Instruments | Existing | Space Heating | Natural Gas | Furnace | Baseline Forecast | Usage (MMtherm) | 0.17702 | 0.17304 | 0.16912 | 0.16529 | 0.16154 | 0.15787 | 0.1543 | 0.15083 | 0.14746 | 0.14419 | 0.14103 | 0.13797 | 0.13501 | 0.13214 | 0.12937 | 0.12668 | 0.12407 | 0.12154 | 0.11908 | 0.11669 | 0.11436 | 0.1121 | 0 | 0 | 0 | 0 | 0 | 0 | 0 | 0
F3_Industrial_Instruments_Existing_Space Heating_Natural Gas_Furnace_Baseline Forecast | F3 | Industrial | Instruments | Existing | Space Heating | Natural Gas | Furnace | Baseline Forecast | Peak Demand (S) | 0 | 0 | 0 | 0 | 0 | 0 | 0 | 0 | 0 | 0 | 0 | 0 | 0 | 0 | 0 | 0 | 0 | 0 | 0 | 0 | 0 | 0 | 0 | 0 | 0 | 0 | 0 | 0 | 0 | 0
F4_Industrial_Instruments_Existing_Space Heating_Natural Gas_Furnace_Baseline Forecast | F4 | Industrial | Instruments | Existing | Space Heating | Natural Gas | Furnace | Baseline Forecast | Peak Demand (W) | 0 | 0 | 0 | 0 | 0 | 0 | 0 | 0 | 0 | 0 | 0 | 0 | 0 | 0 | 0 | 0 | 0 | 0 | 0 | 0 | 0 | 0 | 0 | 0 | 0 | 0 | 0 | 0 | 0 | 0
F5_Industrial_Instruments_Existing_Space Heating_Natural Gas_Furnace_Baseline Forecast | F5 | Industrial | Instruments | Existing | Space Heating | Natural Gas | Furnace | Baseline Forecast | Turnover | 0 | 76.14 | 79.779 | 82.9837 | 85.7893 | 88.2287 | 90.3319 | 92.1268 | 93.6392 | 94.8928 | 95.9095 | 96.7096 | 89.4515 | 82.7381 | 76.5285 | 70.785 | 65.4726 | 60.5588 | 56.0138 | 56.0926 | 56.294 | 56.5877 | 0 | 0 | 0 | 0 | 0 | 0 | 0 | 0
F6_Industrial_Instruments_Existing_Space Heating_Natural Gas_Furnace_Baseline Forecast | F6 | Industrial | Instruments | Existing | Space Heating | Natural Gas | Furnace | Baseline Forecast | Avg. Replacement Usage | 52.2664 | 52.2664 | 52.2664 | 52.2664 | 52.2664 | 52.2664 | 52.2664 | 52.2664 | 52.2664 | 52.2664 | 52.2664 | 52.2664 | 52.2664 | 52.2664 | 52.2664 | 52.2664 | 52.2664 | 52.2664 | 52.2664 | 52.2664 | 52.2664 | 52.2664 | 0 | 0 | 0 | 0 | 0 | 0 | 0 | 0
F7_Industrial_Instruments_Existing_Space Heating_Natural Gas_Furnace_Baseline Forecast | F7 | Industrial | Instruments | Existing | Space Heating | Natural Gas | Furnace | Baseline Forecast | Avg. Replacement Demand (S) | 0 | 0 | 0 | 0 | 0 | 0 | 0 | 0 | 0 | 0 | 0 | 0 | 0 | 0 | 0 | 0 | 0 | 0 | 0 | 0 | 0 | 0 | 0 | 0 | 0 | 0 | 0 | 0 | 0 | 0
F8_Industrial_Instruments_Existing_Space Heating_Natural Gas_Furnace_Baseline Forecast | F8 | Industrial | Instruments | Existing | Space Heating | Natural Gas | Furnace | Baseline Forecast | Avg. Replacement Demand (W) | 0 | 0 | 0 | 0 | 0 | 0 | 0 | 0 | 0 | 0 | 0 | 0 | 0 | 0 | 0 | 0 | 0 | 0 | 0 | 0 | 0 | 0 | 0 | 0 | 0 | 0 | 0 | 0 | 0 | 0
F1_Industrial_Instruments_Existing_Space Heating_Natural Gas_Boiler_Baseline Forecast | F1 | Industrial | Instruments | Existing | Space Heating | Natural Gas | Boiler | Baseline Forecast | Units | 245.8604 | 241.6214 | 237.4556 | 233.3615 | 229.338 | 225.3839 | 221.498 | 217.6791 | 213.926 | 210.2376 | 206.6128 | 203.0505 | 199.5496 | 196.1091 | 192.7279 | 189.405 | 186.1394 | 182.9301 | 179.7762 | 176.6766 | 173.6304 | 170.6368 | 0 | 0 | 0 | 0 | 0 | 0 | 0 | 0
F2_Industrial_Instruments_Existing_Space Heating_Natural Gas_Boiler_Baseline Forecast | F2 | Industrial | Instruments | Existing | Space Heating | Natural Gas | Boiler | Baseline Forecast | Usage (MMtherm) | 0.046421 | 0.045502 | 0.044604 | 0.043725 | 0.042865 | 0.042024 | 0.041203 | 0.040399 | 0.039614 | 0.038847 | 0.038098 | 0.037367 | 0.036652 | 0.035954 | 0.035273 | 0.034607 | 0.033958 | 0.033323 | 0.032704 | 0.0321 | 0.03151 | 0.030934 | 0 | 0 | 0 | 0 | 0 | 0 | 0 | 0
F3_Industrial_Instruments_Existing_Space Heating_Natural Gas_Boiler_Baseline Forecast | F3 | Industrial | Instruments | Existing | Space Heating | Natural Gas | Boiler | Baseline Forecast | Peak Demand (S) | 0 | 0 | 0 | 0 | 0 | 0 | 0 | 0 | 0 | 0 | 0 | 0 | 0 | 0 | 0 | 0 | 0 | 0 | 0 | 0 | 0 | 0 | 0 | 0 | 0 | 0 | 0 | 0 | 0 | 0
F4_Industrial_Instruments_Existing_Space Heating_Natural Gas_Boiler_Baseline Forecast | F4 | Industrial | Instruments | Existing | Space Heating | Natural Gas | Boiler | Baseline Forecast | Peak Demand (W) | 0 | 0 | 0 | 0 | 0 | 0 | 0 | 0 | 0 | 0 | 0 | 0 | 0 | 0 | 0 | 0 | 0 | 0 | 0 | 0 | 0 | 0 | 0 | 0 | 0 | 0 | 0 | 0 | 0 | 0
F5_Industrial_Instruments_Existing_Space Heating_Natural Gas_Boiler_Baseline Forecast | F5 | Industrial | Instruments | Existing | Space Heating | Natural Gas | Boiler | Baseline Forecast | Turnover | 0 | 7.3219 | 7.261 | 7.1943 | 7.1225 | 7.0463 | 6.9665 | 6.8836 | 6.7982 | 6.7107 | 6.6216 | 6.5311 | 6.4397 | 6.3476 | 6.2551 | 6.1624 | 6.0696 | 5.977 | 5.8848 | 5.7929 | 5.7017 | 5.611 | 0 | 0 | 0 | 0 | 0 | 0 | 0 | 0
F6_Industrial_Instruments_Existing_Space Heating_Natural Gas_Boiler_Baseline Forecast | F6 | Industrial | Instruments | Existing | Space Heating | Natural Gas | Boiler | Baseline Forecast | Avg. Replacement Usage | 179.3737 | 179.3737 | 179.3737 | 179.3737 | 179.3737 | 179.3737 | 179.3737 | 179.3737 | 179.3737 | 179.3737 | 179.3737 | 179.3737 | 179.3737 | 179.3737 | 179.3737 | 179.3737 | 179.3737 | 179.3737 | 179.3737 | 179.3737 | 179.3737 | 179.3737 | 0 | 0 | 0 | 0 | 0 | 0 | 0 | 0
F7_Industrial_Instruments_Existing_Space Heating_Natural Gas_Boiler_Baseline Forecast | F7 | Industrial | Instruments | Existing | Space Heating | Natural Gas | Boiler | Baseline Forecast | Avg. Replacement Demand (S) | 0 | 0 | 0 | 0 | 0 | 0 | 0 | 0 | 0 | 0 | 0 | 0 | 0 | 0 | 0 | 0 | 0 | 0 | 0 | 0 | 0 | 0 | 0 | 0 | 0 | 0 | 0 | 0 | 0 | 0
F8_Industrial_Instruments_Existing_Space Heating_Natural Gas_Boiler_Baseline Forecast | F8 | Industrial | Instruments | Existing | Space Heating | Natural Gas | Boiler | Baseline Forecast | Avg. Replacement Demand (W) | 0 | 0 | 0 | 0 | 0 | 0 | 0 | 0 | 0 | 0 | 0 | 0 | 0 | 0 | 0 | 0 | 0 | 0 | 0 | 0 | 0 | 0 | 0 | 0 | 0 | 0 | 0 | 0 | 0 | 0
F1_Industrial_Instruments_Existing_Space Heating_Natural Gas_Unit Heater_Baseline Forecast | F1 | Industrial | Instruments | Existing | Space Heating | Natural Gas | Unit Heater | Baseline Forecast | Units | 2899.6407 | 2849.6469 | 2800.5151 | 2752.2303 | 2704.7781 | 2658.144 | 2612.3139 | 2567.274 | 2523.0107 | 2479.5105 | 2436.7603 | 2394.7472 | 2353.4585 | 2312.8816 | 2273.0043 | 2233.8146 | 2195.3005 | 2157.4505 | 2120.2531 | 2083.697 | 2047.7712 | 2012.4648 | 0 | 0 | 0 | 0 | 0 | 0 | 0 | 0
F2_Industrial_Instruments_Existing_Space Heating_Natural Gas_Unit Heater_Baseline Forecast | F2 | Industrial | Instruments | Existing | Space Heating | Natural Gas | Unit Heater | Baseline Forecast | Usage (MMtherm) | 0.23479 | 0.23074 | 0.22676 | 0.22285 | 0.21901 | 0.21523 | 0.21152 | 0.20787 | 0.20429 | 0.20077 | 0.19731 | 0.1939 | 0.19056 | 0.18727 | 0.18405 | 0.18087 | 0.17775 | 0.17469 | 0.17168 | 0.16872 | 0.16581 | 0.16295 | 0 | 0 | 0 | 0 | 0 | 0 | 0 | 0
F3_Industrial_Instruments_Existing_Space Heating_Natural Gas_Unit Heater_Baseline Forecast | F3 | Industrial | Instruments | Existing | Space Heating | Natural Gas | Unit Heater | Baseline Forecast | Peak Demand (S) | 0 | 0 | 0 | 0 | 0 | 0 | 0 | 0 | 0 | 0 | 0 | 0 | 0 | 0 | 0 | 0 | 0 | 0 | 0 | 0 | 0 | 0 | 0 | 0 | 0 | 0 | 0 | 0 | 0 | 0
F4_Industrial_Instruments_Existing_Space Heating_Natural Gas_Unit Heater_Baseline Forecast | F4 | Industrial | Instruments | Existing | Space Heating | Natural Gas | Unit Heater | Baseline Forecast | Peak Demand (W) | 0 | 0 | 0 | 0 | 0 | 0 | 0 | 0 | 0 | 0 | 0 | 0 | 0 | 0 | 0 | 0 | 0 | 0 | 0 | 0 | 0 | 0 | 0 | 0 | 0 | 0 | 0 | 0 | 0 | 0
F5_Industrial_Instruments_Existing_Space Heating_Natural Gas_Unit Heater_Baseline Forecast | F5 | Industrial | Instruments | Existing | Space Heating | Natural Gas | Unit Heater | Baseline Forecast | Turnover | 0 | 2.3987 | 6.8577 | 13.0769 | 20.7901 | 29.7617 | 39.7831 | 50.6699 | 62.2593 | 74.4077 | 84.9374 | 94.0266 | 102.2304 | 109.9464 | 117.4529 | 124.9379 | 132.5227 | 124.4104 | 118.8438 | 115.4918 | 114.0602 | 113.9488 | 0 | 0 | 0 | 0 | 0 | 0 | 0 | 0
F6_Industrial_Instruments_Existing_Space Heating_Natural Gas_Unit Heater_Baseline Forecast | F6 | Industrial | Instruments | Existing | Space Heating | Natural Gas | Unit Heater | Baseline Forecast | Avg. Replacement Usage | 80.9704 | 80.9704 | 80.9704 | 80.9704 | 80.9704 | 80.9704 | 80.9704 | 80.9704 | 80.9704 | 80.9704 | 80.9704 | 80.9704 | 80.9704 | 80.9704 | 80.9704 | 80.9704 | 80.9704 | 80.9704 | 80.9704 | 80.9704 | 80.9704 | 80.9704 | 0 | 0 | 0 | 0 | 0 | 0 | 0 | 0
F7_Industrial_Instruments_Existing_Space Heating_Natural Gas_Unit Heater_Baseline Forecast | F7 | Industrial | Instruments | Existing | Space Heating | Natural Gas | Unit Heater | Baseline Forecast | Avg. Replacement Demand (S) | 0 | 0 | 0 | 0 | 0 | 0 | 0 | 0 | 0 | 0 | 0 | 0 | 0 | 0 | 0 | 0 | 0 | 0 | 0 | 0 | 0 | 0 | 0 | 0 | 0 | 0 | 0 | 0 | 0 | 0
F8_Industrial_Instruments_Existing_Space Heating_Natural Gas_Unit Heater_Baseline Forecast | F8 | Industrial | Instruments | Existing | Space Heating | Natural Gas | Unit Heater | Baseline Forecast | Avg. Replacement Demand (W) | 0 | 0 | 0 | 0 | 0 | 0 | 0 | 0 | 0 | 0 | 0 | 0 | 0 | 0 | 0 | 0 | 0 | 0 | 0 | 0 | 0 | 0 | 0 | 0 | 0 | 0 | 0 | 0 | 0 | 0
F1_Industrial_Instruments_Existing_Process_Natural Gas_Process Boiler_Baseline Forecast | F1 | Industrial | Instruments | Existing | Process | Natural Gas | Process Boiler | Baseline Forecast | Units | 7458.1242 | 7329.5359 | 7203.1646 | 7078.9721 | 6956.9208 | 6836.9739 | 6719.0951 | 6603.2486 | 6489.3995 | 6377.5133 | 6267.5562 | 6159.4949 | 6053.2967 | 5948.9295 | 5846.3617 | 5745.5624 | 5646.501 | 5549.1475 | 5453.4726 | 5359.4472 | 5267.0429 | 5176.2318 | 0 | 0 | 0 | 0 | 0 | 0 | 0 | 0
F2_Industrial_Instruments_Existing_Process_Natural Gas_Process Boiler_Baseline Forecast | F2 | Industrial | Instruments | Existing | Process | Natural Gas | Process Boiler | Baseline Forecast | Usage (MMtherm) | 0.87464 | 0.85956 | 0.84474 | 0.83018 | 0.81586 | 0.8018 | 0.78797 | 0.77439 | 0.76103 | 0.74791 | 0.73502 | 0.72235 | 0.70989 | 0.69765 | 0.68562 | 0.6738 | 0.66218 | 0.65077 | 0.63955 | 0.62852 | 0.61768 | 0.60703 | 0 | 0 | 0 | 0 | 0 | 0 | 0 | 0
F3_Industrial_Instruments_Existing_Process_Natural Gas_Process Boiler_Baseline Forecast | F3 | Industrial | Instruments | Existing | Process | Natural Gas | Process Boiler | Baseline Forecast | Peak Demand (S) | 0 | 0 | 0 | 0 | 0 | 0 | 0 | 0 | 0 | 0 | 0 | 0 | 0 | 0 | 0 | 0 | 0 | 0 | 0 | 0 | 0 | 0 | 0 | 0 | 0 | 0 | 0 | 0 | 0 | 0
F4_Industrial_Instruments_Existing_Process_Natural Gas_Process Boiler_Baseline Forecast | F4 | Industrial | Instruments | Existing | Process | Natural Gas | Process Boiler | Baseline Forecast | Peak Demand (W) | 0 | 0 | 0 | 0 | 0 | 0 | 0 | 0 | 0 | 0 | 0 | 0 | 0 | 0 | 0 | 0 | 0 | 0 | 0 | 0 | 0 | 0 | 0 | 0 | 0 | 0 | 0 | 0 | 0 | 0
F5_Industrial_Instruments_Existing_Process_Natural Gas_Process Boiler_Baseline Forecast | F5 | Industrial | Instruments | Existing | Process | Natural Gas | Process Boiler | Baseline Forecast | Turnover | 0 | 628.2459 | 735.0168 | 821.4084 | 691.9253 | 582.8534 | 490.975 | 413.5799 | 348.3851 | 293.4672 | 247.2064 | 208.2379 | 175.4122 | 147.761 | 124.4686 | 104.848 | 88.3202 | 74.3978 | 62.6701 | 52.7911 | 44.4693 | 37.4594 | 0 | 0 | 0 | 0 | 0 | 0 | 0 | 0
F6_Industrial_Instruments_Existing_Process_Natural Gas_Process Boiler_Baseline Forecast | F6 | Industrial | Instruments | Existing | Process | Natural Gas | Process Boiler | Baseline Forecast | Avg. Replacement Usage | 117.2735 | 117.2735 | 117.2735 | 117.2735 | 117.2735 | 117.2735 | 117.2735 | 117.2735 | 117.2735 | 117.2735 | 117.2735 | 117.2735 | 117.2735 | 117.2735 | 117.2735 | 117.2735 | 117.2735 | 117.2735 | 117.2735 | 117.2735 | 117.2735 | 117.2735 | 0 | 0 | 0 | 0 | 0 | 0 | 0 | 0
F7_Industrial_Instruments_Existing_Process_Natural Gas_Process Boiler_Baseline Forecast | F7 | Industrial | Instruments | Existing | Process | Natural Gas | Process Boiler | Baseline Forecast | Avg. Replacement Demand (S) | 0 | 0 | 0 | 0 | 0 | 0 | 0 | 0 | 0 | 0 | 0 | 0 | 0 | 0 | 0 | 0 | 0 | 0 | 0 | 0 | 0 | 0 | 0 | 0 | 0 | 0 | 0 | 0 | 0 | 0
F8_Industrial_Instruments_Existing_Process_Natural Gas_Process Boiler_Baseline Forecast | F8 | Industrial | Instruments | Existing | Process | Natural Gas | Process Boiler | Baseline Forecast | Avg. Replacement Demand (W) | 0 | 0 | 0 | 0 | 0 | 0 | 0 | 0 | 0 | 0 | 0 | 0 | 0 | 0 | 0 | 0 | 0 | 0 | 0 | 0 | 0 | 0 | 0 | 0 | 0 | 0 | 0 | 0 | 0 | 0
F1_Industrial_Instruments_Existing_Process_Natural Gas_Process Heating_Baseline Forecast | F1 | Industrial | Instruments | Existing | Process | Natural Gas | Process Heating | Baseline Forecast | Units | 7458.1242 | 7329.5359 | 7203.1646 | 7078.9721 | 6956.9208 | 6836.9739 | 6719.0951 | 6603.2486 | 6489.3995 | 6377.5133 | 6267.5562 | 6159.4949 | 6053.2967 | 5948.9295 | 5846.3617 | 5745.5624 | 5646.501 | 5549.1475 | 5453.4726 | 5359.4472 | 5267.0429 | 5176.2318 | 0 | 0 | 0 | 0 | 0 | 0 | 0 | 0
F2_Industrial_Instruments_Existing_Process_Natural Gas_Process Heating_Baseline Forecast | F2 | Industrial | Instruments | Existing | Process | Natural Gas | Process Heating | Baseline Forecast | Usage (MMtherm) | 0.28897 | 0.28399 | 0.27909 | 0.27428 | 0.26955 | 0.26491 | 0.26034 | 0.25585 | 0.25144 | 0.2471 | 0.24284 | 0.23866 | 0.23454 | 0.2305 | 0.22652 | 0.22262 | 0.21878 | 0.21501 | 0.2113 | 0.20766 | 0.20408 | 0.20056 | 0 | 0 | 0 | 0 | 0 | 0 | 0 | 0
F3_Industrial_Instruments_Existing_Process_Natural Gas_Process Heating_Baseline Forecast | F3 | Industrial | Instruments | Existing | Process | Natural Gas | Process Heating | Baseline Forecast | Peak Demand (S) | 0 | 0 | 0 | 0 | 0 | 0 | 0 | 0 | 0 | 0 | 0 | 0 | 0 | 0 | 0 | 0 | 0 | 0 | 0 | 0 | 0 | 0 | 0 | 0 | 0 | 0 | 0 | 0 | 0 | 0
F4_Industrial_Instruments_Existing_Process_Natural Gas_Process Heating_Baseline Forecast | F4 | Industrial | Instruments | Existing | Process | Natural Gas | Process Heating | Baseline Forecast | Peak Demand (W) | 0 | 0 | 0 | 0 | 0 | 0 | 0 | 0 | 0 | 0 | 0 | 0 | 0 | 0 | 0 | 0 | 0 | 0 | 0 | 0 | 0 | 0 | 0 | 0 | 0 | 0 | 0 | 0 | 0 | 0
F5_Industrial_Instruments_Existing_Process_Natural Gas_Process Heating_Baseline Forecast | F5 | Industrial | Instruments | Existing | Process | Natural Gas | Process Heating | Baseline Forecast | Turnover | 0 | 628.2459 | 735.0168 | 821.4084 | 777.1121 | 754.276 | 746.754 | 734.4113 | 720.9178 | 708.5314 | 696.424 | 838.2194 | 830.954 | 818.6531 | 795.8842 | 780.7868 | 770.0545 | 756.7146 | 743.0965 | 730.384 | 717.8826 | 743.1369 | 0 | 0 | 0 | 0 | 0 | 0 | 0 | 0
F6_Industrial_Instruments_Existing_Process_Natural Gas_Process Heating_Baseline Forecast | F6 | Industrial | Instruments | Existing | Process | Natural Gas | Process Heating | Baseline Forecast | Avg. Replacement Usage | 38.746 | 38.746 | 38.746 | 38.746 | 38.746 | 38.746 | 38.746 | 38.746 | 38.746 | 38.746 | 38.746 | 38.746 | 38.746 | 38.746 | 38.746 | 38.746 | 38.746 | 38.746 | 38.746 | 38.746 | 38.746 | 38.746 | 0 | 0 | 0 | 0 | 0 | 0 | 0 | 0
F7_Industrial_Instruments_Existing_Process_Natural Gas_Process Heating_Baseline Forecast | F7 | Industrial | Instruments | Existing | Process | Natural Gas | Process Heating | Baseline Forecast | Avg. Replacement Demand (S) | 0 | 0 | 0 | 0 | 0 | 0 | 0 | 0 | 0 | 0 | 0 | 0 | 0 | 0 | 0 | 0 | 0 | 0 | 0 | 0 | 0 | 0 | 0 | 0 | 0 | 0 | 0 | 0 | 0 | 0
F8_Industrial_Instruments_Existing_Process_Natural Gas_Process Heating_Baseline Forecast | F8 | Industrial | Instruments | Existing | Process | Natural Gas | Process Heating | Baseline Forecast | Avg. Replacement Demand (W) | 0 | 0 | 0 | 0 | 0 | 0 | 0 | 0 | 0 | 0 | 0 | 0 | 0 | 0 | 0 | 0 | 0 | 0 | 0 | 0 | 0 | 0 | 0 | 0 | 0 | 0 | 0 | 0 | 0 | 0
F1_Industrial_Instruments_Existing_Process_Natural Gas_Process Cooling_Baseline Forecast | F1 | Industrial | Instruments | Existing | Process | Natural Gas | Process Cooling | Baseline Forecast | Units | 7458.1242 | 7329.5359 | 7203.1646 | 7078.9721 | 6956.9208 | 6836.9739 | 6719.0951 | 6603.2486 | 6489.3995 | 6377.5133 | 6267.5562 | 6159.4949 | 6053.2967 | 5948.9295 | 5846.3617 | 5745.5624 | 5646.501 | 5549.1475 | 5453.4726 | 5359.4472 | 5267.0429 | 5176.2318 | 0 | 0 | 0 | 0 | 0 | 0 | 0 | 0
F2_Industrial_Instruments_Existing_Process_Natural Gas_Process Cooling_Baseline Forecast | F2 | Industrial | Instruments | Existing | Process | Natural Gas | Process Cooling | Baseline Forecast | Usage (MMtherm) | 0.0025959 | 0.0025511 | 0.0025072 | 0.0024639 | 0.0024214 | 0.0023797 | 0.0023387 | 0.0022983 | 0.0022587 | 0.0022198 | 0.0021815 | 0.0021439 | 0.0021069 | 0.0020706 | 0.0020349 | 0.0019998 | 0.0019653 | 0.0019315 | 0.0018982 | 0.0018654 | 0.0018333 | 0.0018017 | 0 | 0 | 0 | 0 | 0 | 0 | 0 | 0
F3_Industrial_Instruments_Existing_Process_Natural Gas_Process Cooling_Baseline Forecast | F3 | Industrial | Instruments | Existing | Process | Natural Gas | Process Cooling | Baseline Forecast | Peak Demand (S) | 0 | 0 | 0 | 0 | 0 | 0 | 0 | 0 | 0 | 0 | 0 | 0 | 0 | 0 | 0 | 0 | 0 | 0 | 0 | 0 | 0 | 0 | 0 | 0 | 0 | 0 | 0 | 0 | 0 | 0
F4_Industrial_Instruments_Existing_Process_Natural Gas_Process Cooling_Baseline Forecast | F4 | Industrial | Instruments | Existing | Process | Natural Gas | Process Cooling | Baseline Forecast | Peak Demand (W) | 0 | 0 | 0 | 0 | 0 | 0 | 0 | 0 | 0 | 0 | 0 | 0 | 0 | 0 | 0 | 0 | 0 | 0 | 0 | 0 | 0 | 0 | 0 | 0 | 0 | 0 | 0 | 0 | 0 | 0
F5_Industrial_Instruments_Existing_Process_Natural Gas_Process Cooling_Baseline Forecast | F5 | Industrial | Instruments | Existing | Process | Natural Gas | Process Cooling | Baseline Forecast | Turnover | 0 | 628.2459 | 735.0168 | 821.4084 | 777.1121 | 754.276 | 746.754 | 734.4113 | 720.9178 | 708.5314 | 696.424 | 838.2194 | 830.954 | 818.6531 | 795.8842 | 780.7868 | 770.0545 | 756.7146 | 743.0965 | 730.384 | 717.8826 | 743.1369 | 0 | 0 | 0 | 0 | 0 | 0 | 0 | 0
F6_Industrial_Instruments_Existing_Process_Natural Gas_Process Cooling_Baseline Forecast | F6 | Industrial | Instruments | Existing | Process | Natural Gas | Process Cooling | Baseline Forecast | Avg. Replacement Usage | 0.34806 | 0.34806 | 0.34806 | 0.34806 | 0.34806 | 0.34806 | 0.34806 | 0.34806 | 0.34806 | 0.34806 | 0.34806 | 0.34806 | 0.34806 | 0.34806 | 0.34806 | 0.34806 | 0.34806 | 0.34806 | 0.34806 | 0.34806 | 0.34806 | 0.34806 | 0 | 0 | 0 | 0 | 0 | 0 | 0 | 0
F7_Industrial_Instruments_Existing_Process_Natural Gas_Process Cooling_Baseline Forecast | F7 | Industrial | Instruments | Existing | Process | Natural Gas | Process Cooling | Baseline Forecast | Avg. Replacement Demand (S) | 0 | 0 | 0 | 0 | 0 | 0 | 0 | 0 | 0 | 0 | 0 | 0 | 0 | 0 | 0 | 0 | 0 | 0 | 0 | 0 | 0 | 0 | 0 | 0 | 0 | 0 | 0 | 0 | 0 | 0
F8_Industrial_Instruments_Existing_Process_Natural Gas_Process Cooling_Baseline Forecast | F8 | Industrial | Instruments | Existing | Process | Natural Gas | Process Cooling | Baseline Forecast | Avg. Replacement Demand (W) | 0 | 0 | 0 | 0 | 0 | 0 | 0 | 0 | 0 | 0 | 0 | 0 | 0 | 0 | 0 | 0 | 0 | 0 | 0 | 0 | 0 | 0 | 0 | 0 | 0 | 0 | 0 | 0 | 0 | 0
F1_Industrial_Instruments_Existing_Process_Natural Gas_Other Process_Baseline Forecast | F1 | Industrial | Instruments | Existing | Process | Natural Gas | Other Process | Baseline Forecast | Units | 7458.1242 | 7329.5359 | 7203.1646 | 7078.9721 | 6956.9208 | 6836.9739 | 6719.0951 | 6603.2486 | 6489.3995 | 6377.5133 | 6267.5562 | 6159.4949 | 6053.2967 | 5948.9295 | 5846.3617 | 5745.5624 | 5646.501 | 5549.1475 | 5453.4726 | 5359.4472 | 5267.0429 | 5176.2318 | 0 | 0 | 0 | 0 | 0 | 0 | 0 | 0
F2_Industrial_Instruments_Existing_Process_Natural Gas_Other Process_Baseline Forecast | F2 | Industrial | Instruments | Existing | Process | Natural Gas | Other Process | Baseline Forecast | Usage (MMtherm) | 0.012778 | 0.012558 | 0.012342 | 0.012129 | 0.01192 | 0.011714 | 0.011512 | 0.011314 | 0.011119 | 0.010927 | 0.010739 | 0.010553 | 0.010372 | 0.010193 | 0.010017 | 0.0098442 | 0.0096745 | 0.0095077 | 0.0093438 | 0.0091827 | 0.0090244 | 0.0088688 | 0 | 0 | 0 | 0 | 0 | 0 | 0 | 0
F3_Industrial_Instruments_Existing_Process_Natural Gas_Other Process_Baseline Forecast | F3 | Industrial | Instruments | Existing | Process | Natural Gas | Other Process | Baseline Forecast | Peak Demand (S) | 0 | 0 | 0 | 0 | 0 | 0 | 0 | 0 | 0 | 0 | 0 | 0 | 0 | 0 | 0 | 0 | 0 | 0 | 0 | 0 | 0 | 0 | 0 | 0 | 0 | 0 | 0 | 0 | 0 | 0
F4_Industrial_Instruments_Existing_Process_Natural Gas_Other Process_Baseline Forecast | F4 | Industrial | Instruments | Existing | Process | Natural Gas | Other Process | Baseline Forecast | Peak Demand (W) | 0 | 0 | 0 | 0 | 0 | 0 | 0 | 0 | 0 | 0 | 0 | 0 | 0 | 0 | 0 | 0 | 0 | 0 | 0 | 0 | 0 | 0 | 0 | 0 | 0 | 0 | 0 | 0 | 0 | 0
F5_Industrial_Instruments_Existing_Process_Natural Gas_Other Process_Baseline Forecast | F5 | Industrial | Instruments | Existing | Process | Natural Gas | Other Process | Baseline Forecast | Turnover | 0 | 628.2459 | 735.0168 | 821.4084 | 777.1121 | 754.276 | 746.754 | 734.4113 | 720.9178 | 708.5314 | 696.424 | 838.2194 | 830.954 | 818.6531 | 795.8842 | 780.7868 | 770.0545 | 756.7146 | 743.0965 | 730.384 | 717.8826 | 743.1369 | 0 | 0 | 0 | 0 | 0 | 0 | 0 | 0
F6_Industrial_Instruments_Existing_Process_Natural Gas_Other Process_Baseline Forecast | F6 | Industrial | Instruments | Existing | Process | Natural Gas | Other Process | Baseline Forecast | Avg. Replacement Usage | 1.7134 | 1.7134 | 1.7134 | 1.7134 | 1.7134 | 1.7134 | 1.7134 | 1.7134 | 1.7134 | 1.7134 | 1.7134 | 1.7134 | 1.7134 | 1.7134 | 1.7134 | 1.7134 | 1.7134 | 1.7134 | 1.7134 | 1.7134 | 1.7134 | 1.7134 | 0 | 0 | 0 | 0 | 0 | 0 | 0 | 0
F7_Industrial_Instruments_Existing_Process_Natural Gas_Other Process_Baseline Forecast | F7 | Industrial | Instruments | Existing | Process | Natural Gas | Other Process | Baseline Forecast | Avg. Replacement Demand (S) | 0 | 0 | 0 | 0 | 0 | 0 | 0 | 0 | 0 | 0 | 0 | 0 | 0 | 0 | 0 | 0 | 0 | 0 | 0 | 0 | 0 | 0 | 0 | 0 | 0 | 0 | 0 | 0 | 0 | 0
F8_Industrial_Instruments_Existing_Process_Natural Gas_Other Process_Baseline Forecast | F8 | Industrial | Instruments | Existing | Process | Natural Gas | Other Process | Baseline Forecast | Avg. Replacement Demand (W) | 0 | 0 | 0 | 0 | 0 | 0 | 0 | 0 | 0 | 0 | 0 | 0 | 0 | 0 | 0 | 0 | 0 | 0 | 0 | 0 | 0 | 0 | 0 | 0 | 0 | 0 | 0 | 0 | 0 | 0
F1_Industrial_Instruments_Existing_Miscellaneous_Natural Gas_Miscellaneous_Baseline Forecast | F1 | Industrial | Instruments | Existing | Miscellaneous | Natural Gas | Miscellaneous | Baseline Forecast | Units | 7458.1242 | 7329.5359 | 7203.1646 | 7078.9721 | 6956.9208 | 6836.9739 | 6719.0951 | 6603.2486 | 6489.3995 | 6377.5133 | 6267.5562 | 6159.4949 | 6053.2967 | 5948.9295 | 5846.3617 | 5745.5624 | 5646.501 | 5549.1475 | 5453.4726 | 5359.4472 | 5267.0429 | 5176.2318 | 0 | 0 | 0 | 0 | 0 | 0 | 0 | 0
F2_Industrial_Instruments_Existing_Miscellaneous_Natural Gas_Miscellaneous_Baseline Forecast | F2 | Industrial | Instruments | Existing | Miscellaneous | Natural Gas | Miscellaneous | Baseline Forecast | Usage (MMtherm) | 0.19344 | 0.1901 | 0.18683 | 0.1836 | 0.18044 | 0.17733 | 0.17427 | 0.17127 | 0.16831 | 0.16541 | 0.16256 | 0.15976 | 0.157 | 0.1543 | 0.15163 | 0.14902 | 0.14645 | 0.14393 | 0.14144 | 0.13901 | 0.13661 | 0.13425 | 0 | 0 | 0 | 0 | 0 | 0 | 0 | 0
F3_Industrial_Instruments_Existing_Miscellaneous_Natural Gas_Miscellaneous_Baseline Forecast | F3 | Industrial | Instruments | Existing | Miscellaneous | Natural Gas | Miscellaneous | Baseline Forecast | Peak Demand (S) | 0 | 0 | 0 | 0 | 0 | 0 | 0 | 0 | 0 | 0 | 0 | 0 | 0 | 0 | 0 | 0 | 0 | 0 | 0 | 0 | 0 | 0 | 0 | 0 | 0 | 0 | 0 | 0 | 0 | 0
F4_Industrial_Instruments_Existing_Miscellaneous_Natural Gas_Miscellaneous_Baseline Forecast | F4 | Industrial | Instruments | Existing | Miscellaneous | Natural Gas | Miscellaneous | Baseline Forecast | Peak Demand (W) | 0 | 0 | 0 | 0 | 0 | 0 | 0 | 0 | 0 | 0 | 0 | 0 | 0 | 0 | 0 | 0 | 0 | 0 | 0 | 0 | 0 | 0 | 0 | 0 | 0 | 0 | 0 | 0 | 0 | 0
F5_Industrial_Instruments_Existing_Miscellaneous_Natural Gas_Miscellaneous_Baseline Forecast | F5 | Industrial | Instruments | Existing | Miscellaneous | Natural Gas | Miscellaneous | Baseline Forecast | Turnover | 0 | 628.2459 | 735.0168 | 821.4084 | 777.1121 | 754.276 | 746.754 | 734.4113 | 720.9178 | 708.5314 | 696.424 | 838.2194 | 830.954 | 818.6531 | 795.8842 | 780.7868 | 770.0545 | 756.7146 | 743.0965 | 730.384 | 717.8826 | 743.1369 | 0 | 0 | 0 | 0 | 0 | 0 | 0 | 0
F6_Industrial_Instruments_Existing_Miscellaneous_Natural Gas_Miscellaneous_Baseline Forecast | F6 | Industrial | Instruments | Existing | Miscellaneous | Natural Gas | Miscellaneous | Baseline Forecast | Avg. Replacement Usage | 25.9366 | 25.9366 | 25.9366 | 25.9366 | 25.9366 | 25.9366 | 25.9366 | 25.9366 | 25.9366 | 25.9366 | 25.9366 | 25.9366 | 25.9366 | 25.9366 | 25.9366 | 25.9366 | 25.9366 | 25.9366 | 25.9366 | 25.9366 | 25.9366 | 25.9366 | 0 | 0 | 0 | 0 | 0 | 0 | 0 | 0
F7_Industrial_Instruments_Existing_Miscellaneous_Natural Gas_Miscellaneous_Baseline Forecast | F7 | Industrial | Instruments | Existing | Miscellaneous | Natural Gas | Miscellaneous | Baseline Forecast | Avg. Replacement Demand (S) | 0 | 0 | 0 | 0 | 0 | 0 | 0 | 0 | 0 | 0 | 0 | 0 | 0 | 0 | 0 | 0 | 0 | 0 | 0 | 0 | 0 | 0 | 0 | 0 | 0 | 0 | 0 | 0 | 0 | 0
F8_Industrial_Instruments_Existing_Miscellaneous_Natural Gas_Miscellaneous_Baseline Forecast | F8 | Industrial | Instruments | Existing | Miscellaneous | Natural Gas | Miscellaneous | Baseline Forecast | Avg. Replacement Demand (W) | 0 | 0 | 0 | 0 | 0 | 0 | 0 | 0 | 0 | 0 | 0 | 0 | 0 | 0 | 0 | 0 | 0 | 0 | 0 | 0 | 0 | 0 | 0 | 0 | 0 | 0 | 0 | 0 | 0 | 0
F1_Industrial_Instruments_New_Space Heating_Natural Gas_Furnace_Baseline Forecast | F1 | Industrial | Instruments | New | Space Heating | Natural Gas | Furnace | Baseline Forecast | Units | 0 | 154.6194 | 158.3215 | 276.301 | 393.9908 | 525.9025 | 605.3452 | 697.5675 | 788.6276 | 891.0561 | 967.3443 | 1055.0862 | 1141.6643 | 1242.0974 | 1310.2617 | 1393.106 | 1475.8875 | 1572.2564 | 1635.9109 | 1714.3483 | 1790.6494 | 1866.7251 | 0 | 0 | 0 | 0 | 0 | 0 | 0 | 0
F2_Industrial_Instruments_New_Space Heating_Natural Gas_Furnace_Baseline Forecast | F2 | Industrial | Instruments | New | Space Heating | Natural Gas | Furnace | Baseline Forecast | Usage (MMtherm) | 0 | 0.0080819 | 0.0082754 | 0.014442 | 0.020594 | 0.027489 | 0.031641 | 0.036462 | 0.041221 | 0.046575 | 0.050563 | 0.055149 | 0.059674 | 0.064924 | 0.068487 | 0.072817 | 0.077144 | 0.082181 | 0.085509 | 0.089609 | 0.093597 | 0.097573 | 0 | 0 | 0 | 0 | 0 | 0 | 0 | 0
F3_Industrial_Instruments_New_Space Heating_Natural Gas_Furnace_Baseline Forecast | F3 | Industrial | Instruments | New | Space Heating | Natural Gas | Furnace | Baseline Forecast | Peak Demand (S) | 0 | 0 | 0 | 0 | 0 | 0 | 0 | 0 | 0 | 0 | 0 | 0 | 0 | 0 | 0 | 0 | 0 | 0 | 0 | 0 | 0 | 0 | 0 | 0 | 0 | 0 | 0 | 0 | 0 | 0
F4_Industrial_Instruments_New_Space Heating_Natural Gas_Furnace_Baseline Forecast | F4 | Industrial | Instruments | New | Space Heating | Natural Gas | Furnace | Baseline Forecast | Peak Demand (W) | 0 | 0 | 0 | 0 | 0 | 0 | 0 | 0 | 0 | 0 | 0 | 0 | 0 | 0 | 0 | 0 | 0 | 0 | 0 | 0 | 0 | 0 | 0 | 0 | 0 | 0 | 0 | 0 | 0 | 0
F5_Industrial_Instruments_New_Space Heating_Natural Gas_Furnace_Baseline Forecast | F5 | Industrial | Instruments | New | Space Heating | Natural Gas | Furnace | Baseline Forecast | Turnover | 0 | 154.6194 | 3.7021 | 117.9795 | 117.6898 | 131.9118 | 79.4427 | 92.2223 | 91.0601 | 102.4285 | 76.2882 | 87.7419 | 86.5782 | 100.4331 | 68.1643 | 82.8443 | 82.7815 | 96.3689 | 63.6545 | 90.3312 | 87.5648 | 95.5483 | 0 | 0 | 0 | 0 | 0 | 0 | 0 | 0
F6_Industrial_Instruments_New_Space Heating_Natural Gas_Furnace_Baseline Forecast | F6 | Industrial | Instruments | New | Space Heating | Natural Gas | Furnace | Baseline Forecast | Avg. Replacement Usage | 52.2697 | 52.2697 | 52.2697 | 52.2697 | 52.2697 | 52.2697 | 52.2697 | 52.2697 | 52.2697 | 52.2697 | 52.2697 | 52.2697 | 52.2697 | 52.2697 | 52.2697 | 52.2697 | 52.2697 | 52.2697 | 52.2697 | 52.2697 | 52.2697 | 52.2697 | 0 | 0 | 0 | 0 | 0 | 0 | 0 | 0
F7_Industrial_Instruments_New_Space Heating_Natural Gas_Furnace_Baseline Forecast | F7 | Industrial | Instruments | New | Space Heating | Natural Gas | Furnace | Baseline Forecast | Avg. Replacement Demand (S) | 0 | 0 | 0 | 0 | 0 | 0 | 0 | 0 | 0 | 0 | 0 | 0 | 0 | 0 | 0 | 0 | 0 | 0 | 0 | 0 | 0 | 0 | 0 | 0 | 0 | 0 | 0 | 0 | 0 | 0
F8_Industrial_Instruments_New_Space Heating_Natural Gas_Furnace_Baseline Forecast | F8 | Industrial | Instruments | New | Space Heating | Natural Gas | Furnace | Baseline Forecast | Avg. Replacement Demand (W) | 0 | 0 | 0 | 0 | 0 | 0 | 0 | 0 | 0 | 0 | 0 | 0 | 0 | 0 | 0 | 0 | 0 | 0 | 0 | 0 | 0 | 0 | 0 | 0 | 0 | 0 | 0 | 0 | 0 | 0
F1_Industrial_Instruments_New_Space Heating_Natural Gas_Boiler_Baseline Forecast | F1 | Industrial | Instruments | New | Space Heating | Natural Gas | Boiler | Baseline Forecast | Units | 0 | 12.8279 | 13.135 | 22.9231 | 32.6872 | 43.6312 | 50.2221 | 57.8732 | 65.428 | 73.9259 | 80.2551 | 87.5345 | 94.7174 | 103.0498 | 108.705 | 115.5781 | 122.446 | 130.4412 | 135.7223 | 142.2298 | 148.56 | 154.8716 | 0 | 0 | 0 | 0 | 0 | 0 | 0 | 0
F2_Industrial_Instruments_New_Space Heating_Natural Gas_Boiler_Baseline Forecast | F2 | Industrial | Instruments | New | Space Heating | Natural Gas | Boiler | Baseline Forecast | Usage (MMtherm) | 0 | 0.0023008 | 0.0023559 | 0.0041114 | 0.0058626 | 0.0078255 | 0.0090076 | 0.01038 | 0.011735 | 0.013259 | 0.014394 | 0.0157 | 0.016988 | 0.018483 | 0.019497 | 0.02073 | 0.021961 | 0.023395 | 0.024343 | 0.02551 | 0.026645 | 0.027777 | 0 | 0 | 0 | 0 | 0 | 0 | 0 | 0
F3_Industrial_Instruments_New_Space Heating_Natural Gas_Boiler_Baseline Forecast | F3 | Industrial | Instruments | New | Space Heating | Natural Gas | Boiler | Baseline Forecast | Peak Demand (S) | 0 | 0 | 0 | 0 | 0 | 0 | 0 | 0 | 0 | 0 | 0 | 0 | 0 | 0 | 0 | 0 | 0 | 0 | 0 | 0 | 0 | 0 | 0 | 0 | 0 | 0 | 0 | 0 | 0 | 0
F4_Industrial_Instruments_New_Space Heating_Natural Gas_Boiler_Baseline Forecast | F4 | Industrial | Instruments | New | Space Heating | Natural Gas | Boiler | Baseline Forecast | Peak Demand (W) | 0 | 0 | 0 | 0 | 0 | 0 | 0 | 0 | 0 | 0 | 0 | 0 | 0 | 0 | 0 | 0 | 0 | 0 | 0 | 0 | 0 | 0 | 0 | 0 | 0 | 0 | 0 | 0 | 0 | 0
F5_Industrial_Instruments_New_Space Heating_Natural Gas_Boiler_Baseline Forecast | F5 | Industrial | Instruments | New | Space Heating | Natural Gas | Boiler | Baseline Forecast | Turnover | 0 | 12.8279 | 0.30714 | 9.7881 | 9.7641 | 10.944 | 6.5909 | 7.6512 | 7.5547 | 8.4979 | 6.3292 | 7.2794 | 7.1829 | 8.3324 | 5.6552 | 6.8731 | 6.8679 | 7.9952 | 5.2811 | 6.5075 | 6.3303 | 6.3116 | 0 | 0 | 0 | 0 | 0 | 0 | 0 | 0
F6_Industrial_Instruments_New_Space Heating_Natural Gas_Boiler_Baseline Forecast | F6 | Industrial | Instruments | New | Space Heating | Natural Gas | Boiler | Baseline Forecast | Avg. Replacement Usage | 179.3562 | 179.3562 | 179.3562 | 179.3562 | 179.3562 | 179.3562 | 179.3562 | 179.3562 | 179.3562 | 179.3562 | 179.3562 | 179.3562 | 179.3562 | 179.3562 | 179.3562 | 179.3562 | 179.3562 | 179.3562 | 179.3562 | 179.3562 | 179.3562 | 179.3562 | 0 | 0 | 0 | 0 | 0 | 0 | 0 | 0
F7_Industrial_Instruments_New_Space Heating_Natural Gas_Boiler_Baseline Forecast | F7 | Industrial | Instruments | New | Space Heating | Natural Gas | Boiler | Baseline Forecast | Avg. Replacement Demand (S) | 0 | 0 | 0 | 0 | 0 | 0 | 0 | 0 | 0 | 0 | 0 | 0 | 0 | 0 | 0 | 0 | 0 | 0 | 0 | 0 | 0 | 0 | 0 | 0 | 0 | 0 | 0 | 0 | 0 | 0
F8_Industrial_Instruments_New_Space Heating_Natural Gas_Boiler_Baseline Forecast | F8 | Industrial | Instruments | New | Space Heating | Natural Gas | Boiler | Baseline Forecast | Avg. Replacement Demand (W) | 0 | 0 | 0 | 0 | 0 | 0 | 0 | 0 | 0 | 0 | 0 | 0 | 0 | 0 | 0 | 0 | 0 | 0 | 0 | 0 | 0 | 0 | 0 | 0 | 0 | 0 | 0 | 0 | 0 | 0
F1_Industrial_Instruments_New_Space Heating_Natural Gas_Unit Heater_Baseline Forecast | F1 | Industrial | Instruments | New | Space Heating | Natural Gas | Unit Heater | Baseline Forecast | Units | 0 | 151.2903 | 154.9127 | 270.3519 | 385.5077 | 514.5793 | 592.3114 | 682.5481 | 771.6475 | 871.8706 | 946.5163 | 1032.369 | 1117.083 | 1215.3536 | 1282.0503 | 1363.1108 | 1444.11 | 1538.4039 | 1600.6879 | 1677.4364 | 1752.0947 | 1826.5324 | 0 | 0 | 0 | 0 | 0 | 0 | 0 | 0
F2_Industrial_Instruments_New_Space Heating_Natural Gas_Unit Heater_Baseline Forecast | F2 | Industrial | Instruments | New | Space Heating | Natural Gas | Unit Heater | Baseline Forecast | Usage (MMtherm) | 0 | 0.01225 | 0.012543 | 0.021891 | 0.031215 | 0.041666 | 0.04796 | 0.055266 | 0.062481 | 0.070596 | 0.07664 | 0.083591 | 0.090451 | 0.098408 | 0.10381 | 0.11037 | 0.11693 | 0.12457 | 0.12961 | 0.13582 | 0.14187 | 0.1479 | 0 | 0 | 0 | 0 | 0 | 0 | 0 | 0
F3_Industrial_Instruments_New_Space Heating_Natural Gas_Unit Heater_Baseline Forecast | F3 | Industrial | Instruments | New | Space Heating | Natural Gas | Unit Heater | Baseline Forecast | Peak Demand (S) | 0 | 0 | 0 | 0 | 0 | 0 | 0 | 0 | 0 | 0 | 0 | 0 | 0 | 0 | 0 | 0 | 0 | 0 | 0 | 0 | 0 | 0 | 0 | 0 | 0 | 0 | 0 | 0 | 0 | 0
F4_Industrial_Instruments_New_Space Heating_Natural Gas_Unit Heater_Baseline Forecast | F4 | Industrial | Instruments | New | Space Heating | Natural Gas | Unit Heater | Baseline Forecast | Peak Demand (W) | 0 | 0 | 0 | 0 | 0 | 0 | 0 | 0 | 0 | 0 | 0 | 0 | 0 | 0 | 0 | 0 | 0 | 0 | 0 | 0 | 0 | 0 | 0 | 0 | 0 | 0 | 0 | 0 | 0 | 0
F5_Industrial_Instruments_New_Space Heating_Natural Gas_Unit Heater_Baseline Forecast | F5 | Industrial | Instruments | New | Space Heating | Natural Gas | Unit Heater | Baseline Forecast | Turnover | 0 | 151.2903 | 3.6224 | 115.4392 | 115.1558 | 129.0716 | 77.7322 | 90.2367 | 89.0994 | 100.2231 | 74.6456 | 85.8527 | 114.9721 | 123.2016 | 109.7293 | 138.5177 | 152.7792 | 206.9243 | 131.7253 | 179.4336 | 176.7767 | 174.7095 | 0 | 0 | 0 | 0 | 0 | 0 | 0 | 0
F6_Industrial_Instruments_New_Space Heating_Natural Gas_Unit Heater_Baseline Forecast | F6 | Industrial | Instruments | New | Space Heating | Natural Gas | Unit Heater | Baseline Forecast | Avg. Replacement Usage | 80.9704 | 80.9704 | 80.9704 | 80.9704 | 80.9704 | 80.9704 | 80.9704 | 80.9704 | 80.9704 | 80.9704 | 80.9704 | 80.9704 | 80.9704 | 80.9704 | 80.9704 | 80.9704 | 80.9704 | 80.9704 | 80.9704 | 80.9704 | 80.9704 | 80.9704 | 0 | 0 | 0 | 0 | 0 | 0 | 0 | 0
F7_Industrial_Instruments_New_Space Heating_Natural Gas_Unit Heater_Baseline Forecast | F7 | Industrial | Instruments | New | Space Heating | Natural Gas | Unit Heater | Baseline Forecast | Avg. Replacement Demand (S) | 0 | 0 | 0 | 0 | 0 | 0 | 0 | 0 | 0 | 0 | 0 | 0 | 0 | 0 | 0 | 0 | 0 | 0 | 0 | 0 | 0 | 0 | 0 | 0 | 0 | 0 | 0 | 0 | 0 | 0
F8_Industrial_Instruments_New_Space Heating_Natural Gas_Unit Heater_Baseline Forecast | F8 | Industrial | Instruments | New | Space Heating | Natural Gas | Unit Heater | Baseline Forecast | Avg. Replacement Demand (W) | 0 | 0 | 0 | 0 | 0 | 0 | 0 | 0 | 0 | 0 | 0 | 0 | 0 | 0 | 0 | 0 | 0 | 0 | 0 | 0 | 0 | 0 | 0 | 0 | 0 | 0 | 0 | 0 | 0 | 0
F1_Industrial_Instruments_New_Process_Natural Gas_Process Boiler_Baseline Forecast | F1 | Industrial | Instruments | New | Process | Natural Gas | Process Boiler | Baseline Forecast | Units | 0 | 389.1316 | 398.4487 | 695.3683 | 991.5588 | 1323.5419 | 1523.4757 | 1755.5721 | 1984.7435 | 2242.5259 | 2434.5208 | 2655.3413 | 2873.2331 | 3125.9936 | 3297.5432 | 3506.0378 | 3714.3745 | 3956.9067 | 4117.1063 | 4314.5101 | 4506.5376 | 4697.9978 | 0 | 0 | 0 | 0 | 0 | 0 | 0 | 0
F2_Industrial_Instruments_New_Process_Natural Gas_Process Boiler_Baseline Forecast | F2 | Industrial | Instruments | New | Process | Natural Gas | Process Boiler | Baseline Forecast | Usage (MMtherm) | 0 | 0.045635 | 0.046727 | 0.081548 | 0.11628 | 0.15522 | 0.17866 | 0.20588 | 0.23276 | 0.26299 | 0.2855 | 0.3114 | 0.33695 | 0.3666 | 0.38671 | 0.41117 | 0.4356 | 0.46404 | 0.48283 | 0.50598 | 0.5285 | 0.55095 | 0 | 0 | 0 | 0 | 0 | 0 | 0 | 0
F3_Industrial_Instruments_New_Process_Natural Gas_Process Boiler_Baseline Forecast | F3 | Industrial | Instruments | New | Process | Natural Gas | Process Boiler | Baseline Forecast | Peak Demand (S) | 0 | 0 | 0 | 0 | 0 | 0 | 0 | 0 | 0 | 0 | 0 | 0 | 0 | 0 | 0 | 0 | 0 | 0 | 0 | 0 | 0 | 0 | 0 | 0 | 0 | 0 | 0 | 0 | 0 | 0
F4_Industrial_Instruments_New_Process_Natural Gas_Process Boiler_Baseline Forecast | F4 | Industrial | Instruments | New | Process | Natural Gas | Process Boiler | Baseline Forecast | Peak Demand (W) | 0 | 0 | 0 | 0 | 0 | 0 | 0 | 0 | 0 | 0 | 0 | 0 | 0 | 0 | 0 | 0 | 0 | 0 | 0 | 0 | 0 | 0 | 0 | 0 | 0 | 0 | 0 | 0 | 0 | 0
F5_Industrial_Instruments_New_Process_Natural Gas_Process Boiler_Baseline Forecast | F5 | Industrial | Instruments | New | Process | Natural Gas | Process Boiler | Baseline Forecast | Turnover | 0 | 389.1316 | 9.3171 | 296.9196 | 296.1905 | 331.9831 | 199.9338 | 232.0964 | 229.1714 | 257.7824 | 191.9949 | 220.8205 | 217.8918 | 252.7605 | 171.5495 | 208.4946 | 208.3367 | 242.5322 | 160.1996 | 197.4038 | 192.0275 | 191.4602 | 0 | 0 | 0 | 0 | 0 | 0 | 0 | 0
F6_Industrial_Instruments_New_Process_Natural Gas_Process Boiler_Baseline Forecast | F6 | Industrial | Instruments | New | Process | Natural Gas | Process Boiler | Baseline Forecast | Avg. Replacement Usage | 117.2735 | 117.2735 | 117.2735 | 117.2735 | 117.2735 | 117.2735 | 117.2735 | 117.2735 | 117.2735 | 117.2735 | 117.2735 | 117.2735 | 117.2735 | 117.2735 | 117.2735 | 117.2735 | 117.2735 | 117.2735 | 117.2735 | 117.2735 | 117.2735 | 117.2735 | 0 | 0 | 0 | 0 | 0 | 0 | 0 | 0
F7_Industrial_Instruments_New_Process_Natural Gas_Process Boiler_Baseline Forecast | F7 | Industrial | Instruments | New | Process | Natural Gas | Process Boiler | Baseline Forecast | Avg. Replacement Demand (S) | 0 | 0 | 0 | 0 | 0 | 0 | 0 | 0 | 0 | 0 | 0 | 0 | 0 | 0 | 0 | 0 | 0 | 0 | 0 | 0 | 0 | 0 | 0 | 0 | 0 | 0 | 0 | 0 | 0 | 0
F8_Industrial_Instruments_New_Process_Natural Gas_Process Boiler_Baseline Forecast | F8 | Industrial | Instruments | New | Process | Natural Gas | Process Boiler | Baseline Forecast | Avg. Replacement Demand (W) | 0 | 0 | 0 | 0 | 0 | 0 | 0 | 0 | 0 | 0 | 0 | 0 | 0 | 0 | 0 | 0 | 0 | 0 | 0 | 0 | 0 | 0 | 0 | 0 | 0 | 0 | 0 | 0 | 0 | 0
F1_Industrial_Instruments_New_Process_Natural Gas_Process Heating_Baseline Forecast | F1 | Industrial | Instruments | New | Process | Natural Gas | Process Heating | Baseline Forecast | Units | 0 | 389.1316 | 398.4487 | 695.3683 | 991.5588 | 1323.5419 | 1523.4757 | 1755.5721 | 1984.7435 | 2242.5259 | 2434.5208 | 2655.3413 | 2873.2331 | 3125.9936 | 3297.5432 | 3506.0378 | 3714.3745 | 3956.9067 | 4117.1063 | 4314.5101 | 4506.5376 | 4697.9978 | 0 | 0 | 0 | 0 | 0 | 0 | 0 | 0
F2_Industrial_Instruments_New_Process_Natural Gas_Process Heating_Baseline Forecast | F2 | Industrial | Instruments | New | Process | Natural Gas | Process Heating | Baseline Forecast | Usage (MMtherm) | 0 | 0.015077 | 0.015438 | 0.026943 | 0.038419 | 0.051282 | 0.059029 | 0.068021 | 0.076901 | 0.086889 | 0.094328 | 0.10288 | 0.11133 | 0.12112 | 0.12777 | 0.13585 | 0.14392 | 0.15331 | 0.15952 | 0.16717 | 0.17461 | 0.18203 | 0 | 0 | 0 | 0 | 0 | 0 | 0 | 0
F3_Industrial_Instruments_New_Process_Natural Gas_Process Heating_Baseline Forecast | F3 | Industrial | Instruments | New | Process | Natural Gas | Process Heating | Baseline Forecast | Peak Demand (S) | 0 | 0 | 0 | 0 | 0 | 0 | 0 | 0 | 0 | 0 | 0 | 0 | 0 | 0 | 0 | 0 | 0 | 0 | 0 | 0 | 0 | 0 | 0 | 0 | 0 | 0 | 0 | 0 | 0 | 0
F4_Industrial_Instruments_New_Process_Natural Gas_Process Heating_Baseline Forecast | F4 | Industrial | Instruments | New | Process | Natural Gas | Process Heating | Baseline Forecast | Peak Demand (W) | 0 | 0 | 0 | 0 | 0 | 0 | 0 | 0 | 0 | 0 | 0 | 0 | 0 | 0 | 0 | 0 | 0 | 0 | 0 | 0 | 0 | 0 | 0 | 0 | 0 | 0 | 0 | 0 | 0 | 0
F5_Industrial_Instruments_New_Process_Natural Gas_Process Heating_Baseline Forecast | F5 | Industrial | Instruments | New | Process | Natural Gas | Process Heating | Baseline Forecast | Turnover | 0 | 389.1316 | 9.3171 | 296.9196 | 351.7807 | 380.9629 | 284.3335 | 354.6934 | 388.6779 | 435.1213 | 394.6702 | 563.4438 | 463.0674 | 603.0876 | 568.306 | 623.2265 | 621.8229 | 698.6354 | 650.0792 | 719.664 | 727.6984 | 792.6486 | 0 | 0 | 0 | 0 | 0 | 0 | 0 | 0
F6_Industrial_Instruments_New_Process_Natural Gas_Process Heating_Baseline Forecast | F6 | Industrial | Instruments | New | Process | Natural Gas | Process Heating | Baseline Forecast | Avg. Replacement Usage | 38.746 | 38.746 | 38.746 | 38.746 | 38.746 | 38.746 | 38.746 | 38.746 | 38.746 | 38.746 | 38.746 | 38.746 | 38.746 | 38.746 | 38.746 | 38.746 | 38.746 | 38.746 | 38.746 | 38.746 | 38.746 | 38.746 | 0 | 0 | 0 | 0 | 0 | 0 | 0 | 0
F7_Industrial_Instruments_New_Process_Natural Gas_Process Heating_Baseline Forecast | F7 | Industrial | Instruments | New | Process | Natural Gas | Process Heating | Baseline Forecast | Avg. Replacement Demand (S) | 0 | 0 | 0 | 0 | 0 | 0 | 0 | 0 | 0 | 0 | 0 | 0 | 0 | 0 | 0 | 0 | 0 | 0 | 0 | 0 | 0 | 0 | 0 | 0 | 0 | 0 | 0 | 0 | 0 | 0
F8_Industrial_Instruments_New_Process_Natural Gas_Process Heating_Baseline Forecast | F8 | Industrial | Instruments | New | Process | Natural Gas | Process Heating | Baseline Forecast | Avg. Replacement Demand (W) | 0 | 0 | 0 | 0 | 0 | 0 | 0 | 0 | 0 | 0 | 0 | 0 | 0 | 0 | 0 | 0 | 0 | 0 | 0 | 0 | 0 | 0 | 0 | 0 | 0 | 0 | 0 | 0 | 0 | 0
F1_Industrial_Instruments_New_Process_Natural Gas_Process Cooling_Baseline Forecast | F1 | Industrial | Instruments | New | Process | Natural Gas | Process Cooling | Baseline Forecast | Units | 0 | 389.1316 | 398.4487 | 695.3683 | 991.5588 | 1323.5419 | 1523.4757 | 1755.5721 | 1984.7435 | 2242.5259 | 2434.5208 | 2655.3413 | 2873.2331 | 3125.9936 | 3297.5432 | 3506.0378 | 3714.3745 | 3956.9067 | 4117.1063 | 4314.5101 | 4506.5376 | 4697.9978 | 0 | 0 | 0 | 0 | 0 | 0 | 0 | 0
F2_Industrial_Instruments_New_Process_Natural Gas_Process Cooling_Baseline Forecast | F2 | Industrial | Instruments | New | Process | Natural Gas | Process Cooling | Baseline Forecast | Usage (MMtherm) | 0 | 0.00013544 | 0.00013869 | 0.00024203 | 0.00034512 | 0.00046068 | 0.00053027 | 0.00061105 | 0.00069082 | 0.00078054 | 0.00084737 | 0.00092423 | 0.0010001 | 0.001088 | 0.0011478 | 0.0012203 | 0.0012928 | 0.0013773 | 0.001433 | 0.0015017 | 0.0015686 | 0.0016352 | 0 | 0 | 0 | 0 | 0 | 0 | 0 | 0
F3_Industrial_Instruments_New_Process_Natural Gas_Process Cooling_Baseline Forecast | F3 | Industrial | Instruments | New | Process | Natural Gas | Process Cooling | Baseline Forecast | Peak Demand (S) | 0 | 0 | 0 | 0 | 0 | 0 | 0 | 0 | 0 | 0 | 0 | 0 | 0 | 0 | 0 | 0 | 0 | 0 | 0 | 0 | 0 | 0 | 0 | 0 | 0 | 0 | 0 | 0 | 0 | 0
F4_Industrial_Instruments_New_Process_Natural Gas_Process Cooling_Baseline Forecast | F4 | Industrial | Instruments | New | Process | Natural Gas | Process Cooling | Baseline Forecast | Peak Demand (W) | 0 | 0 | 0 | 0 | 0 | 0 | 0 | 0 | 0 | 0 | 0 | 0 | 0 | 0 | 0 | 0 | 0 | 0 | 0 | 0 | 0 | 0 | 0 | 0 | 0 | 0 | 0 | 0 | 0 | 0
F5_Industrial_Instruments_New_Process_Natural Gas_Process Cooling_Baseline Forecast | F5 | Industrial | Instruments | New | Process | Natural Gas | Process Cooling | Baseline Forecast | Turnover | 0 | 389.1316 | 9.3171 | 296.9196 | 351.7807 | 380.9629 | 284.3335 | 354.6934 | 388.6779 | 435.1213 | 394.6702 | 563.4438 | 463.0674 | 603.0876 | 568.306 | 623.2265 | 621.8229 | 698.6354 | 650.0792 | 719.664 | 727.6984 | 792.6486 | 0 | 0 | 0 | 0 | 0 | 0 | 0 | 0
F6_Industrial_Instruments_New_Process_Natural Gas_Process Cooling_Baseline Forecast | F6 | Industrial | Instruments | New | Process | Natural Gas | Process Cooling | Baseline Forecast | Avg. Replacement Usage | 0.34806 | 0.34806 | 0.34806 | 0.34806 | 0.34806 | 0.34806 | 0.34806 | 0.34806 | 0.34806 | 0.34806 | 0.34806 | 0.34806 | 0.34806 | 0.34806 | 0.34806 | 0.34806 | 0.34806 | 0.34806 | 0.34806 | 0.34806 | 0.34806 | 0.34806 | 0 | 0 | 0 | 0 | 0 | 0 | 0 | 0
F7_Industrial_Instruments_New_Process_Natural Gas_Process Cooling_Baseline Forecast | F7 | Industrial | Instruments | New | Process | Natural Gas | Process Cooling | Baseline Forecast | Avg. Replacement Demand (S) | 0 | 0 | 0 | 0 | 0 | 0 | 0 | 0 | 0 | 0 | 0 | 0 | 0 | 0 | 0 | 0 | 0 | 0 | 0 | 0 | 0 | 0 | 0 | 0 | 0 | 0 | 0 | 0 | 0 | 0
F8_Industrial_Instruments_New_Process_Natural Gas_Process Cooling_Baseline Forecast | F8 | Industrial | Instruments | New | Process | Natural Gas | Process Cooling | Baseline Forecast | Avg. Replacement Demand (W) | 0 | 0 | 0 | 0 | 0 | 0 | 0 | 0 | 0 | 0 | 0 | 0 | 0 | 0 | 0 | 0 | 0 | 0 | 0 | 0 | 0 | 0 | 0 | 0 | 0 | 0 | 0 | 0 | 0 | 0
F1_Industrial_Instruments_New_Process_Natural Gas_Other Process_Baseline Forecast | F1 | Industrial | Instruments | New | Process | Natural Gas | Other Process | Baseline Forecast | Units | 0 | 389.1316 | 398.4487 | 695.3683 | 991.5588 | 1323.5419 | 1523.4757 | 1755.5721 | 1984.7435 | 2242.5259 | 2434.5208 | 2655.3413 | 2873.2331 | 3125.9936 | 3297.5432 | 3506.0378 | 3714.3745 | 3956.9067 | 4117.1063 | 4314.5101 | 4506.5376 | 4697.9978 | 0 | 0 | 0 | 0 | 0 | 0 | 0 | 0
F2_Industrial_Instruments_New_Process_Natural Gas_Other Process_Baseline Forecast | F2 | Industrial | Instruments | New | Process | Natural Gas | Other Process | Baseline Forecast | Usage (MMtherm) | 0 | 0.00066672 | 0.00068269 | 0.0011914 | 0.0016989 | 0.0022677 | 0.0026103 | 0.0030079 | 0.0034006 | 0.0038423 | 0.0041712 | 0.0045496 | 0.0049229 | 0.005356 | 0.0056499 | 0.0060071 | 0.0063641 | 0.0067796 | 0.0070541 | 0.0073923 | 0.0077213 | 0.0080494 | 0 | 0 | 0 | 0 | 0 | 0 | 0 | 0
F3_Industrial_Instruments_New_Process_Natural Gas_Other Process_Baseline Forecast | F3 | Industrial | Instruments | New | Process | Natural Gas | Other Process | Baseline Forecast | Peak Demand (S) | 0 | 0 | 0 | 0 | 0 | 0 | 0 | 0 | 0 | 0 | 0 | 0 | 0 | 0 | 0 | 0 | 0 | 0 | 0 | 0 | 0 | 0 | 0 | 0 | 0 | 0 | 0 | 0 | 0 | 0
F4_Industrial_Instruments_New_Process_Natural Gas_Other Process_Baseline Forecast | F4 | Industrial | Instruments | New | Process | Natural Gas | Other Process | Baseline Forecast | Peak Demand (W) | 0 | 0 | 0 | 0 | 0 | 0 | 0 | 0 | 0 | 0 | 0 | 0 | 0 | 0 | 0 | 0 | 0 | 0 | 0 | 0 | 0 | 0 | 0 | 0 | 0 | 0 | 0 | 0 | 0 | 0
F5_Industrial_Instruments_New_Process_Natural Gas_Other Process_Baseline Forecast | F5 | Industrial | Instruments | New | Process | Natural Gas | Other Process | Baseline Forecast | Turnover | 0 | 389.1316 | 9.3171 | 296.9196 | 351.7807 | 380.9629 | 284.3335 | 354.6934 | 388.6779 | 435.1213 | 394.6702 | 563.4438 | 463.0674 | 603.0876 | 568.306 | 623.2265 | 621.8229 | 698.6354 | 650.0792 | 719.664 | 727.6984 | 792.6486 | 0 | 0 | 0 | 0 | 0 | 0 | 0 | 0
F6_Industrial_Instruments_New_Process_Natural Gas_Other Process_Baseline Forecast | F6 | Industrial | Instruments | New | Process | Natural Gas | Other Process | Baseline Forecast | Avg. Replacement Usage | 1.7134 | 1.7134 | 1.7134 | 1.7134 | 1.7134 | 1.7134 | 1.7134 | 1.7134 | 1.7134 | 1.7134 | 1.7134 | 1.7134 | 1.7134 | 1.7134 | 1.7134 | 1.7134 | 1.7134 | 1.7134 | 1.7134 | 1.7134 | 1.7134 | 1.7134 | 0 | 0 | 0 | 0 | 0 | 0 | 0 | 0
F7_Industrial_Instruments_New_Process_Natural Gas_Other Process_Baseline Forecast | F7 | Industrial | Instruments | New | Process | Natural Gas | Other Process | Baseline Forecast | Avg. Replacement Demand (S) | 0 | 0 | 0 | 0 | 0 | 0 | 0 | 0 | 0 | 0 | 0 | 0 | 0 | 0 | 0 | 0 | 0 | 0 | 0 | 0 | 0 | 0 | 0 | 0 | 0 | 0 | 0 | 0 | 0 | 0
F8_Industrial_Instruments_New_Process_Natural Gas_Other Process_Baseline Forecast | F8 | Industrial | Instruments | New | Process | Natural Gas | Other Process | Baseline Forecast | Avg. Replacement Demand (W) | 0 | 0 | 0 | 0 | 0 | 0 | 0 | 0 | 0 | 0 | 0 | 0 | 0 | 0 | 0 | 0 | 0 | 0 | 0 | 0 | 0 | 0 | 0 | 0 | 0 | 0 | 0 | 0 | 0 | 0
F1_Industrial_Instruments_New_Miscellaneous_Natural Gas_Miscellaneous_Baseline Forecast | F1 | Industrial | Instruments | New | Miscellaneous | Natural Gas | Miscellaneous | Baseline Forecast | Units | 0 | 389.1316 | 398.4487 | 695.3683 | 991.5588 | 1323.5419 | 1523.4757 | 1755.5721 | 1984.7435 | 2242.5259 | 2434.5208 | 2655.3413 | 2873.2331 | 3125.9936 | 3297.5432 | 3506.0378 | 3714.3745 | 3956.9067 | 4117.1063 | 4314.5101 | 4506.5376 | 4697.9978 | 0 | 0 | 0 | 0 | 0 | 0 | 0 | 0
F2_Industrial_Instruments_New_Miscellaneous_Natural Gas_Miscellaneous_Baseline Forecast | F2 | Industrial | Instruments | New | Miscellaneous | Natural Gas | Miscellaneous | Baseline Forecast | Usage (MMtherm) | 0 | 0.010093 | 0.010334 | 0.018036 | 0.025718 | 0.034328 | 0.039514 | 0.045534 | 0.051478 | 0.058164 | 0.063143 | 0.068871 | 0.074522 | 0.081078 | 0.085527 | 0.090935 | 0.096338 | 0.10263 | 0.10678 | 0.1119 | 0.11688 | 0.12185 | 0 | 0 | 0 | 0 | 0 | 0 | 0 | 0
F3_Industrial_Instruments_New_Miscellaneous_Natural Gas_Miscellaneous_Baseline Forecast | F3 | Industrial | Instruments | New | Miscellaneous | Natural Gas | Miscellaneous | Baseline Forecast | Peak Demand (S) | 0 | 0 | 0 | 0 | 0 | 0 | 0 | 0 | 0 | 0 | 0 | 0 | 0 | 0 | 0 | 0 | 0 | 0 | 0 | 0 | 0 | 0 | 0 | 0 | 0 | 0 | 0 | 0 | 0 | 0
F4_Industrial_Instruments_New_Miscellaneous_Natural Gas_Miscellaneous_Baseline Forecast | F4 | Industrial | Instruments | New | Miscellaneous | Natural Gas | Miscellaneous | Baseline Forecast | Peak Demand (W) | 0 | 0 | 0 | 0 | 0 | 0 | 0 | 0 | 0 | 0 | 0 | 0 | 0 | 0 | 0 | 0 | 0 | 0 | 0 | 0 | 0 | 0 | 0 | 0 | 0 | 0 | 0 | 0 | 0 | 0
F5_Industrial_Instruments_New_Miscellaneous_Natural Gas_Miscellaneous_Baseline Forecast | F5 | Industrial | Instruments | New | Miscellaneous | Natural Gas | Miscellaneous | Baseline Forecast | Turnover | 0 | 389.1316 | 9.3171 | 296.9196 | 351.7807 | 380.9629 | 284.3335 | 354.6934 | 388.6779 | 435.1213 | 394.6702 | 563.4438 | 463.0674 | 603.0876 | 568.306 | 623.2265 | 621.8229 | 698.6354 | 650.0792 | 719.664 | 727.6984 | 792.6486 | 0 | 0 | 0 | 0 | 0 | 0 | 0 | 0
F6_Industrial_Instruments_New_Miscellaneous_Natural Gas_Miscellaneous_Baseline Forecast | F6 | Industrial | Instruments | New | Miscellaneous | Natural Gas | Miscellaneous | Baseline Forecast | Avg. Replacement Usage | 25.9366 | 25.9366 | 25.9366 | 25.9366 | 25.9366 | 25.9366 | 25.9366 | 25.9366 | 25.9366 | 25.9366 | 25.9366 | 25.9366 | 25.9366 | 25.9366 | 25.9366 | 25.9366 | 25.9366 | 25.9366 | 25.9366 | 25.9366 | 25.9366 | 25.9366 | 0 | 0 | 0 | 0 | 0 | 0 | 0 | 0
F7_Industrial_Instruments_New_Miscellaneous_Natural Gas_Miscellaneous_Baseline Forecast | F7 | Industrial | Instruments | New | Miscellaneous | Natural Gas | Miscellaneous | Baseline Forecast | Avg. Replacement Demand (S) | 0 | 0 | 0 | 0 | 0 | 0 | 0 | 0 | 0 | 0 | 0 | 0 | 0 | 0 | 0 | 0 | 0 | 0 | 0 | 0 | 0 | 0 | 0 | 0 | 0 | 0 | 0 | 0 | 0 | 0
F8_Industrial_Instruments_New_Miscellaneous_Natural Gas_Miscellaneous_Baseline Forecast | F8 | Industrial | Instruments | New | Miscellaneous | Natural Gas | Miscellaneous | Baseline Forecast | Avg. Replacement Demand (W) | 0 | 0 | 0 | 0 | 0 | 0 | 0 | 0 | 0 | 0 | 0 | 0 | 0 | 0 | 0 | 0 | 0 | 0 | 0 | 0 | 0 | 0 | 0 | 0 | 0 | 0 | 0 | 0 | 0 | 0
F1_Industrial_Wood and Lumber Products_Existing_Space Heating_Natural Gas_Furnace_Baseline Forecast | F1 | Industrial | Wood and Lumber Products | Existing | Space Heating | Natural Gas | Furnace | Baseline Forecast | Units | 407.3206 | 400.2979 | 393.3962 | 386.6135 | 379.9477 | 373.3969 | 366.959 | 360.6322 | 354.4144 | 348.3038 | 342.2985 | 336.3968 | 330.5969 | 324.897 | 319.2953 | 313.7902 | 308.38 | 303.0631 | 297.8379 | 292.7028 | 287.6562 | 282.6966 | 0 | 0 | 0 | 0 | 0 | 0 | 0 | 0
F2_Industrial_Wood and Lumber Products_Existing_Space Heating_Natural Gas_Furnace_Baseline Forecast | F2 | Industrial | Wood and Lumber Products | Existing | Space Heating | Natural Gas | Furnace | Baseline Forecast | Usage (MMtherm) | 0.037648 | 0.036801 | 0.035969 | 0.035154 | 0.034356 | 0.033577 | 0.032818 | 0.032079 | 0.031362 | 0.030667 | 0.029994 | 0.029343 | 0.028714 | 0.028104 | 0.027514 | 0.026942 | 0.026387 | 0.025848 | 0.025325 | 0.024817 | 0.024323 | 0.023842 | 0 | 0 | 0 | 0 | 0 | 0 | 0 | 0
F3_Industrial_Wood and Lumber Products_Existing_Space Heating_Natural Gas_Furnace_Baseline Forecast | F3 | Industrial | Wood and Lumber Products | Existing | Space Heating | Natural Gas | Furnace | Baseline Forecast | Peak Demand (S) | 0 | 0 | 0 | 0 | 0 | 0 | 0 | 0 | 0 | 0 | 0 | 0 | 0 | 0 | 0 | 0 | 0 | 0 | 0 | 0 | 0 | 0 | 0 | 0 | 0 | 0 | 0 | 0 | 0 | 0
F4_Industrial_Wood and Lumber Products_Existing_Space Heating_Natural Gas_Furnace_Baseline Forecast | F4 | Industrial | Wood and Lumber Products | Existing | Space Heating | Natural Gas | Furnace | Baseline Forecast | Peak Demand (W) | 0 | 0 | 0 | 0 | 0 | 0 | 0 | 0 | 0 | 0 | 0 | 0 | 0 | 0 | 0 | 0 | 0 | 0 | 0 | 0 | 0 | 0 | 0 | 0 | 0 | 0 | 0 | 0 | 0 | 0
F5_Industrial_Wood and Lumber Products_Existing_Space Heating_Natural Gas_Furnace_Baseline Forecast | F5 | Industrial | Wood and Lumber Products | Existing | Space Heating | Natural Gas | Furnace | Baseline Forecast | Turnover | 0 | 10.4653 | 10.9655 | 11.406 | 11.7916 | 12.1269 | 12.416 | 12.6627 | 12.8705 | 13.0428 | 13.1826 | 13.2926 | 12.295 | 11.3722 | 10.5187 | 9.7293 | 8.9991 | 8.3237 | 7.699 | 7.7098 | 7.7375 | 7.7779 | 0 | 0 | 0 | 0 | 0 | 0 | 0 | 0
F6_Industrial_Wood and Lumber Products_Existing_Space Heating_Natural Gas_Furnace_Baseline Forecast | F6 | Industrial | Wood and Lumber Products | Existing | Space Heating | Natural Gas | Furnace | Baseline Forecast | Avg. Replacement Usage | 80.8748 | 80.8748 | 80.8748 | 80.8748 | 80.8748 | 80.8748 | 80.8748 | 80.8748 | 80.8748 | 80.8748 | 80.8748 | 80.8748 | 80.8748 | 80.8748 | 80.8748 | 80.8748 | 80.8748 | 80.8748 | 80.8748 | 80.8748 | 80.8748 | 80.8748 | 0 | 0 | 0 | 0 | 0 | 0 | 0 | 0
F7_Industrial_Wood and Lumber Products_Existing_Space Heating_Natural Gas_Furnace_Baseline Forecast | F7 | Industrial | Wood and Lumber Products | Existing | Space Heating | Natural Gas | Furnace | Baseline Forecast | Avg. Replacement Demand (S) | 0 | 0 | 0 | 0 | 0 | 0 | 0 | 0 | 0 | 0 | 0 | 0 | 0 | 0 | 0 | 0 | 0 | 0 | 0 | 0 | 0 | 0 | 0 | 0 | 0 | 0 | 0 | 0 | 0 | 0
F8_Industrial_Wood and Lumber Products_Existing_Space Heating_Natural Gas_Furnace_Baseline Forecast | F8 | Industrial | Wood and Lumber Products | Existing | Space Heating | Natural Gas | Furnace | Baseline Forecast | Avg. Replacement Demand (W) | 0 | 0 | 0 | 0 | 0 | 0 | 0 | 0 | 0 | 0 | 0 | 0 | 0 | 0 | 0 | 0 | 0 | 0 | 0 | 0 | 0 | 0 | 0 | 0 | 0 | 0 | 0 | 0 | 0 | 0
F1_Industrial_Wood and Lumber Products_Existing_Space Heating_Natural Gas_Boiler_Baseline Forecast | F1 | Industrial | Wood and Lumber Products | Existing | Space Heating | Natural Gas | Boiler | Baseline Forecast | Units | 241.1496 | 236.9918 | 232.9058 | 228.8902 | 224.9438 | 221.0654 | 217.254 | 213.5082 | 209.827 | 206.2093 | 202.654 | 199.1599 | 195.7262 | 192.3516 | 189.0352 | 185.7759 | 182.5729 | 179.4251 | 176.3316 | 173.2914 | 170.3036 | 167.3673 | 0 | 0 | 0 | 0 | 0 | 0 | 0 | 0
F2_Industrial_Wood and Lumber Products_Existing_Space Heating_Natural Gas_Boiler_Baseline Forecast | F2 | Industrial | Wood and Lumber Products | Existing | Space Heating | Natural Gas | Boiler | Baseline Forecast | Usage (MMtherm) | 0.0098728 | 0.0096775 | 0.0094864 | 0.0092995 | 0.0091166 | 0.0089378 | 0.008763 | 0.0085922 | 0.0084252 | 0.0082621 | 0.0081028 | 0.0079472 | 0.0077952 | 0.0076468 | 0.0075018 | 0.0073603 | 0.0072222 | 0.0070873 | 0.0069556 | 0.0068271 | 0.0067016 | 0.0065791 | 0 | 0 | 0 | 0 | 0 | 0 | 0 | 0
F3_Industrial_Wood and Lumber Products_Existing_Space Heating_Natural Gas_Boiler_Baseline Forecast | F3 | Industrial | Wood and Lumber Products | Existing | Space Heating | Natural Gas | Boiler | Baseline Forecast | Peak Demand (S) | 0 | 0 | 0 | 0 | 0 | 0 | 0 | 0 | 0 | 0 | 0 | 0 | 0 | 0 | 0 | 0 | 0 | 0 | 0 | 0 | 0 | 0 | 0 | 0 | 0 | 0 | 0 | 0 | 0 | 0
F4_Industrial_Wood and Lumber Products_Existing_Space Heating_Natural Gas_Boiler_Baseline Forecast | F4 | Industrial | Wood and Lumber Products | Existing | Space Heating | Natural Gas | Boiler | Baseline Forecast | Peak Demand (W) | 0 | 0 | 0 | 0 | 0 | 0 | 0 | 0 | 0 | 0 | 0 | 0 | 0 | 0 | 0 | 0 | 0 | 0 | 0 | 0 | 0 | 0 | 0 | 0 | 0 | 0 | 0 | 0 | 0 | 0
F5_Industrial_Wood and Lumber Products_Existing_Space Heating_Natural Gas_Boiler_Baseline Forecast | F5 | Industrial | Wood and Lumber Products | Existing | Space Heating | Natural Gas | Boiler | Baseline Forecast | Turnover | 0 | 7.1816 | 7.1219 | 7.0564 | 6.986 | 6.9113 | 6.833 | 6.7517 | 6.6679 | 6.5821 | 6.4947 | 6.406 | 6.3163 | 6.226 | 6.1352 | 6.0443 | 5.9533 | 5.8625 | 5.772 | 5.6819 | 5.5924 | 5.5035 | 0 | 0 | 0 | 0 | 0 | 0 | 0 | 0
F6_Industrial_Wood and Lumber Products_Existing_Space Heating_Natural Gas_Boiler_Baseline Forecast | F6 | Industrial | Wood and Lumber Products | Existing | Space Heating | Natural Gas | Boiler | Baseline Forecast | Avg. Replacement Usage | 38.8947 | 38.8947 | 38.8947 | 38.8947 | 38.8947 | 38.8947 | 38.8947 | 38.8947 | 38.8947 | 38.8947 | 38.8947 | 38.8947 | 38.8947 | 38.8947 | 38.8947 | 38.8947 | 38.8947 | 38.8947 | 38.8947 | 38.8947 | 38.8947 | 38.8947 | 0 | 0 | 0 | 0 | 0 | 0 | 0 | 0
F7_Industrial_Wood and Lumber Products_Existing_Space Heating_Natural Gas_Boiler_Baseline Forecast | F7 | Industrial | Wood and Lumber Products | Existing | Space Heating | Natural Gas | Boiler | Baseline Forecast | Avg. Replacement Demand (S) | 0 | 0 | 0 | 0 | 0 | 0 | 0 | 0 | 0 | 0 | 0 | 0 | 0 | 0 | 0 | 0 | 0 | 0 | 0 | 0 | 0 | 0 | 0 | 0 | 0 | 0 | 0 | 0 | 0 | 0