## Legend
LoadMAPTM Equipment File - Description of Tabs
Category | Tab Label | Description | Notes | Font Color Key - within tabs
Controls, Viewers & Notes | Control Panel | Controls for LoadMAP runs, and a viewer for select run results |  | User input, common | Red Font | User inputs that are often modified
| Market Profiles | Viewer for detailed market profiles by segment and fuel type |  | User input, uncommon | Blue Font | User inputs that have been preset by AEG and should rarely, if ever, be changed
| Notes | A space for user or analyst notes during project development and runs |  | Standard | Black Font | Text labels or calculated values; no input required
| System Log | Used by LoadMAP for system messages to document run times, errors, etc
| Forecast Summary | Pivot table and chart showing high-level results for equipment runs only
Equipment Inputs | Variables | Global variables used in the analysis, such as the forecast start & stop years and economic discount rates
| Market Size | The projected population over the length of the study, by segment and vintage. This is in LoadMAP units, which vary by customer sector (e.g. Households for Residential, or Square Feet for commercial).
| Saturations | The projected saturation of each technology, expressed as a percentage of the LoadMAP market units for which the technology applies.
| UECs & EUIs | Gives the average Unit Energy Consumption (UEC) or Energy Use Index (EUI) for each technology, including the Existing market, expected average Replacement for existing market customers, and the expected value for a New Construction customer. | This tab also includes the Peak Factors that translate Energy into instantaneous demand at the hour of summer and/or winter system peak; the minimum and maximum lifetimes for already existing (or "Vintage") units; and some other LoadMAP parameter control flags.
| Vintage Data | Contains the distribution of the existing market units from New to the Max Vintage Age, expressed as a percentage of the existing market, and holds the calculated UECs for these aged units as calculated in the Calibration step | Any units older than the Max Vintage Age will be turned over into more efficient units in the first year of the study. Vintage expiration is a major driver of most early-year potential savings. If we do an EV vintage distribution, it should be front-loaded as newer than 1/lifetime as well. Do we bucket vintage data at all or is it just a flat 1/lifetime distribution?
| Avoided Costs | Holds annual values of avoided cost of energy and capacity; as well as retail rates if needed, line loss factors, and indicator of whether system peak is summer or winter.
| Utilization | Contains a set of exogenous variable datastreams that can be used to vary or normalize the forecast, such as weather degree days, household income, or average home size. | Each technology is assigned its own elasticity value that describes the sensitivity to each exogenous variable. For example, lighting consupmtion may have a -20% elasticity with respect to retail rate, so if the price increases by 100%, lighting usage would go down by 20%.
| Tech Data | Holds the relative efficiency of all technology efficiency options, as well as material and O&M costs, lifetimes for each efficiency option, and on- and off-market years to support standards changes. | Additional information including the conversion between LoadMAP units (e.g. per sq ft) and other units (e.g. per ton of cooling capacity) is also available in the right side of this tab for transparency, although this information is not used by LoadMAP
| Purchase Shares | This tab allocates all purchase decisions for a technology category among the various efficiency options available in any given year. This is a part of each year's equipment stock turnover, and is done for each potential case. Shares of a given technology for any single year should always sum to 100% | Only the Baseline Forecast is required as an input, the other potential cases are calculated by the Tech Economics engine.
| Potential Factors | The assumed portion of an eligible population in a given year that will move from their purchase decision in the baseline case to the unit identified as the economic or efficient option. LoadMAP has the ability to model two such cases, dubbed the "Maximum Achievable Potential" (or MAP) and "Realistic Achievable Potential" (or RAP) cases, respectively. | The percentage given is relative to both the baseline purchase share and the Economic or Technical limit. Eg, if one has a base purchase share of 5%, a technical limit of 30%, and a potential factor of 40%, the final achievable purchase share would be: 5% + (30%-5%) x 40% = 15%
| Program Costs | Defines Incentive and Program Administrative costs for each technology as a percentage of the incremental measure cost. Used for cost-effectiveness tests and the economic screen.
Forecast Engine | Calibration | Creates distribution of annual energy consumption for the various equipment options based on the vintage/age of existing equipment. This information lays the foundation for energy consupmtion in future years as equipment stock turns over. | This is a two step process: 1) Newest unit's UEC must equal the Replacement UEC defined in the market profile while the weighted average UEC must equal the Existing Unit UEC. 2) The weighted average UEC across new efficiency options (weighted by the base year purchase shares) must be equal to the New Unit UEC defined in the market profile.
| Tech Economics | Calculates the costs of operation and material/installation for all technology efficiency options, then performs the cost-benefit analysis and determines the purchase shares for each scenario.
| Tech Forecast | Steps through each year of the study, using a stock accounting model to calculate total energy consumption (and peak demand, if applicable) for each technology in each year.
| Savings | Compares the Baseline and scenario forecasts for each technology, calculating savings as the delta between them.
Cache | Technology Cache | An index of row numbers for internal, runtime lookups of the inputs and outputs of each technology | This index organizes and expedites LoadMAP's runs, and should generally not be edited by the user.
Forecast Results | Technology Costs | Costs of operation and equipment from both the Utility and Program Participant perspectives, as calculated by the Tech Economics tab. Also includes consumption in kBTU terms, for use by the optional System model if it is active (see below).
| Technology Economics | Provides the option that was selected by the Economic screen for each year in each technology set. Also provides the Levelized Cost of Conserved Energy (CCE) and the calculated Benefit/Cost ratios from each of the 4 tests - TRC, PACT, PCT, and RIM | Levelized CCE is provided from the perspective of total resource costs (TRC)
| Equipment Results | The main results by technology, including total annual consumption, peak demand, number of units, and average replacement use. | If Systems are active, these results will include any System switching
| Equipment Purchases | Stores the total number of units newly purchased each year, broken out by each technology efficiency option. | If Systems are active, these results will include any System switching
| Equipment Stock | Shows the total stock existing in each year by efficiency option, including Vintage units and the effects of lifetime decay. | If Systems are active, these results will include any System switching
| Equipment Savings | Stores the results of the Savings calculation tab for each technology. | If Systems are active, these results will include any System switching
| LoadMAPTM System Module (Optional) |  | These tabs are hidden if the system module is not in use. Can be used for fuel switching or technology switching.
Category | Tab Label | Description | Notes
System Inputs | Building Systems | Lists each grouping of interrelated technologies under friendly labels, and defines several high level values for each, including starting saturation, annual growth, costs to switch (above and beyond component material costs, such as needing to install ducting if installing a central system for the first time), and control flags to enforce directionality (ie, preventing customers from backsliding into Room ACs even if they are cheaper)
| System Data | Defines the component technologies of each System using exact LoadMAP terminology, and defines the end uses necessary for any two systems to be considered a match for evaluation
| Sys Program Costs | As in Equipment Program Costs, factors to determine Incentive and Administrative costs, expressed as a percentage of Incremental material costs
| System Purchase Shares | Similar to Equipment purchase shares, the potion of customers who will opt fo each related system in each year
| System Potential Factors | The fraction of the eligible market that will make the transition from their baseline choice to the economic or technical option if incentivized.
Systems Engine | Sys Costs | Calculates the aggregate costs and kBTU consumption of each system, calculated from their component technologies
| Sys Economics | Calculates System Purchase Shares by comparing related systems
| Sys Forecast | Calculates a stock-accounting forecast of the system units only to determine any switching
| System Results | Applies the System forecast as a modification to the original forecast, adjusting unit counts and consumption to reach the final forecast
Cache | System Cache | An index of row numbers for the inputs and outputs of each system
Forecast Results | System Costs | The stored results of the Sys Costs calculation tab
| System Stock | The number of system units existing in each year | The system stock will not necessarily include all of the total units from their component technologies, as not all LoadMAP units are considered within the switching-eligible universe.
| Raw Equipment Results | As Equipment Results above, but will not include any subsequent System switching
| Raw Equipment Purchases | As Equipment Purchases above, but will not include any subsequent System switching
| Raw Equipment Stock | As Equipment Stock above, but will not include any subsequent System switching
| Raw Equipment Savings | As Equipment Savings above, but will not include any subsequent System switching

## Variables
Name | Value | Description | Affects
Equipment File Name | TBD | The filename of the Equipment module. | Measures
Measures File Name | TBD | The filename of the Measures module. | Measures
Results File Name | TBD | The file name for the Results file. | Final Results
Base Year | 2019 | The base year of the study. | Calibration, Tech Economics, Sys Economics
Forecast Start Year | 2021 | The first year potentials differ from the baseline. | Tech Economics, SysEconomics
Forecast End Year | 2045 | The last year of the forecast. | Tech Economics, Sys Economics
Max Systems | 5 | The maximum number of systems to compare at once | Sys Economics, Sys Forecast
Equipment Levels | 10 | The maximum number of options for equipment | Calibration, Tech Economics, Sys Economics
Equipment Components | 5 | The maximum number of components for systems | Tech Economics, Sys Economics
Max Vintage Age | 35 | The maximum age of vintaged equipment | Calibration
Max Equipment Age | 30 | The maximum age of modeled equipment | Tech Economics, Sys Economics
Economic Test | TRC | The economic test to use (TRC, PAC, PC, RIM, or LCOE) | Tech Economics
Economic Criteria | Max Savings | Whether the economic screen should optimize for "Max NPV" or "Max Savings" | Tech Economics
Discount Rate | 6.91% | The utility's internal discount rate for economic analysis. | Tech Economics
Owner Discount Rate (Existing) | 6.91% | Discount rate used for Replacement scenario in economic analysis | Tech Economics, Sys Costs
Builder Discount Rate (New Construction) | 6.91% | Discount rate used for New Construction scenario in economic analysis | Tech Economics, Sys Costs
Minimum BC Ratio | 1 | The minimum BC ratio required for a measure to pass. | Tech Economics
Electric kBTUs | 3.412 | The amount of kBTUs contained in one unit of electricity. | Tech Economics
Natural Gas kBTUs | 100 | The amount of kBTUs contained in one unit of natural gas. | Tech Economics
Run Systems | FALSE | Determines whether or not the System Forecast is run. | Sys Forecast
Run Codes & Standards Forecast | FALSE | Determines whether or not the Codes and Standards Forecast is run. | Tech Economics, Sys Economics
Run Realistic Achievable Potential | FALSE | Determines whether or not the Realistic Achievable Potential is run. | Tech Economics, Sys Economics
Run Maximum Achievable Potential | FALSE | Determines whether or not the Maximum Achievable Potential is run. | Tech Economics, Sys Economics
Run Economic Potential | FALSE | Determines whether or not the Economic Potential is run. | Tech Economics, Sys Economics
Run Technical Potential | FALSE | Determines whether or not the Technical Potential is run. | Tech Economics, Sys Economics
Base Case | Baseline Forecast | The study's base case potential. Typically the Baseline, though possibly Codes & Standards. | Savings
Achievable Case | Economic Potential | Whether the study should use the Economic Potential or the Technical Potential to determine Achievable Potential | Savings
Force Creation | FALSE | Whether or not the system should create entries for keys it cannot find. | Setup
Residential Setup | Households;HH;UEC | Labels for the sector market units used by the Market Profile tab | Setup
Commercial Setup | Square Feet ;SqFt.;EUI | Labels for the sector market units used by the Market Profile tab | Setup
Industrial Setup | Industrial Units; IU; EUI | Labels for the sector market units used by the Market Profile tab | Setup
Electric Setup | kWh;MWh;GWh;KW;MW;GW | Labels for the fuel units used by the Market Profile tab | Setup
Natural Gas Setup | Thrm;mThrm;mmThrm;N/A;N/A;N/A | Labels for the fuel units used by the Market Profile tab | Setup
Sheets Should Hide | FALSE | If TRUE, hides the engine and cache worksheets when the file is opened. | Setup
Uses Measures | TRUE | Whether or not the Measures module is included in the study. | Final Results
Font Color Key
User input, common | Red Font | User inputs that are often modified
User input, uncommon | Blue Font | User inputs that have been preset by EnerNOC and should rarely, if ever, be changed
Standard | Black Font | Text labels or calculated values; no input required
5750

## Market Size
Key | Sector | Segment | Vintage | 2019 | 2020 | 2021 | 2022 | 2023 | 2024 | 2025 | 2026 | 2027 | 2028 | 2029 | 2030 | 2031 | 2032 | 2033 | 2034 | 2035 | 2036 | 2037 | 2038 | 2039 | 2040 | 2041 | 2042 | 2043 | 2044 | 2045
Industrial_Industrial - WA_Existing | Industrial | Industrial - WA | Existing | 2032.4302 | 1997.3883 | 1962.9505 | 1929.1066 | 1895.8461 | 1863.1591 | 1831.0357 | 1799.4661 | 1768.4408 | 1737.9505 | 1707.9858 | 1678.5378 | 1649.5975 | 1621.1561 | 1593.2052 | 1565.7361 | 1538.7406 | 1512.2106 | 1486.138 | 1460.515 | 1435.3337 | 1410.5865 | 1386.2661 | 1362.3649 | 1338.8759 | 1315.7918 | 1293.1058
Industrial_Industrial - WA_New | Industrial | Industrial - WA | New | 0 | 16.0376 | 35.0271 | 52.184 | 70.3214 | 87.887 | 104.8881 | 121.3356 | 137.2387 | 152.607 | 167.4496 | 181.7755 | 195.5935 | 208.9128 | 221.7417 | 234.0886 | 245.9619 | 257.3699 | 268.32 | 278.8211 | 288.8804 | 298.5053 | 307.7037 | 316.4828 | 324.8496 | 332.8115 | 346.6767
Industrial_Industrial - ID_Existing | Industrial | Industrial - ID | Existing | 1188.575 | 1168.0823 | 1147.9429 | 1128.1508 | 1108.7 | 1089.5844 | 1070.7985 | 1052.3365 | 1034.1927 | 1016.3618 | 998.8383 | 981.617 | 964.6926 | 948.0599 | 931.7141 | 915.65 | 899.863 | 884.3481 | 869.1007 | 854.1162 | 839.3901 | 824.9178 | 810.6951 | 796.7176 | 782.9811 | 769.4814 | 756.2145
Industrial_Industrial - ID_New | Industrial | Industrial - ID | New | 0 | 9.3789 | 20.484 | 30.5175 | 39.3523 | 47.7922 | 55.8776 | 63.6563 | 71.114 | 78.258 | 85.0952 | 91.6291 | 97.8667 | 103.8122 | 109.471 | 114.8479 | 119.9478 | 124.7755 | 129.3357 | 133.633 | 137.6721 | 141.457 | 144.9926 | 148.2831 | 151.3322 | 154.1448 | 161.1775
| Industrial - WA |  | Check | TRUE | TRUE | TRUE | TRUE | TRUE | TRUE | TRUE | TRUE | TRUE | TRUE | TRUE | TRUE | TRUE | TRUE | TRUE | TRUE | TRUE | TRUE | TRUE | TRUE | TRUE | TRUE | TRUE | TRUE | TRUE | TRUE | TRUE
| Industrial - ID |  | Check | TRUE | TRUE | TRUE | TRUE | TRUE | TRUE | TRUE | TRUE | TRUE | TRUE | TRUE | TRUE | TRUE | TRUE | TRUE | TRUE | TRUE | TRUE | TRUE | TRUE | TRUE | TRUE | TRUE | TRUE | TRUE | TRUE | TRUE
|  | Decay |  | 2019 | 2020 | 2021 | 2022 | 2023 | 2024 | 2025 | 2026 | 2027 | 2028 | 2029 | 2030 | 2031 | 2032 | 2033 | 2034 | 2035 | 2036 | 2037 | 2038 | 2039 | 2040 | 2041 | 2042 | 2043 | 2044 | 2045
| Industrial - WA | Warehouse |  | 2032.4302 | 2013.4259 | 1997.9777 | 1981.2906 | 1966.1675 | 1951.0461 | 1935.9238 | 1920.8017 | 1905.6795 | 1890.5574 | 1875.4354 | 1860.3132 | 1845.1909 | 1830.0689 | 1814.9469 | 1799.8247 | 1784.7025 | 1769.5805 | 1754.4581 | 1739.336 | 1724.2141 | 1709.0918 | 1693.9698 | 1678.8478 | 1663.7255 | 1648.6033 | 1639.7825
| Industrial - ID | Warehouse |  | 1188.575 | 1177.4612 | 1168.427 | 1158.6683 | 1148.0522 | 1137.3766 | 1126.6761 | 1115.9928 | 1105.3068 | 1094.6199 | 1083.9335 | 1073.2461 | 1062.5593 | 1051.8721 | 1041.185 | 1030.4979 | 1019.8108 | 1009.1235 | 998.4364 | 987.7492 | 977.0622 | 966.3748 | 955.6877 | 945.0007 | 934.3133 | 923.6262 | 917.392
|  | Source: Market Profile |  | 2019 | 2020 | 2021 | 2022 | 2023 | 2024 | 2025 | 2026 | 2027 | 2028 | 2029 | 2030 | 2031 | 2032 | 2033 | 2034 | 2035 | 2036 | 2037 | 2038 | 2039 | 2040 | 2041 | 2042 | 2043 | 2044 | 2045
Square Feet
|  | Industrial - WA |  | 2032.4302 | 2013.4259 | 1997.9777 | 1981.2906 | 1966.1675 | 1951.0461 | 1935.9238 | 1920.8017 | 1905.6795 | 1890.5574 | 1875.4354 | 1860.3132 | 1845.1909 | 1830.0689 | 1814.9469 | 1799.8247 | 1784.7025 | 1769.5805 | 1754.4581 | 1739.336 | 1724.2141 | 1709.0918 | 1693.9698 | 1678.8478 | 1663.7255 | 1648.6033 | 1639.7825
|  | Industrial - ID |  | 1188.575 | 1177.4612 | 1168.427 | 1158.6683 | 1148.0522 | 1137.3766 | 1126.6761 | 1115.9928 | 1105.3068 | 1094.6199 | 1083.9335 | 1073.2461 | 1062.5593 | 1051.8721 | 1041.185 | 1030.4979 | 1019.8108 | 1009.1235 | 998.4364 | 987.7492 | 977.0622 | 966.3748 | 955.6877 | 945.0007 | 934.3133 | 923.6262 | 917.392
|  | Total |  | 3221.0051 | 3190.8871 | 3166.4047 | 3139.9589 | 3114.2197 | 3088.4228 | 3062.5999 | 3036.7944 | 3010.9862 | 2985.1773 | 2959.3689 | 2933.5593 | 2907.7502 | 2881.941 | 2856.1319 | 2830.3226 | 2804.5133 | 2778.704 | 2752.8945 | 2727.0852 | 2701.2763 | 2675.4666 | 2649.6575 | 2623.8484 | 2598.0388 | 2572.2295 | 2557.1745
% Change year over year
|  | WA Change |  |  | -0.9508% | -0.7424% | -0.7588% | -0.7633% | -0.7691% | -0.7751% | -0.7811% | -0.7873% | -0.7935% | -0.7999% | -0.8063% | -0.8129% | -0.8195% | -0.8263% | -0.8332% | -0.8402% | -0.8473% | -0.8546% | -0.8619% | -0.8694% | -0.8771% | -0.8848% | -0.8927% | -0.9008% | -0.9089% | -0.535%
|  | ID Change |  |  | -0.9124% | -0.803% | -0.9451% | -0.9162% | -0.9299% | -0.9408% | -0.9482% | -0.9575% | -0.9669% | -0.9763% | -0.986% | -0.9957% | -1.006% | -1.016% | -1.026% | -1.037% | -1.048% | -1.059% | -1.07% | -1.082% | -1.094% | -1.106% | -1.118% | -1.131% | -1.144% | -0.675%
|  | WA Customer Forecast |  | 127.4509 | 126.2391 | 125.3019 | 124.3512 | 123.402 | 122.453 | 121.5038 | 120.5547 | 119.6056 | 118.6565 | 117.7074 | 116.7583 | 115.8092 | 114.8601 | 113.911 | 112.9619 | 112.0128 | 111.0637 | 110.1145 | 109.1655 | 108.2164 | 107.2672 | 106.3181 | 105.369 | 104.4199 | 103.4708 | 102.9172
|  | ID Customer Forecast |  | 88.6301 | 87.8215 | 87.1163 | 86.2929 | 85.5022 | 84.7072 | 83.9102 | 83.1146 | 82.3187 | 81.5228 | 80.7269 | 79.931 | 79.1351 | 78.3391 | 77.5432 | 76.7473 | 75.9513 | 75.1554 | 74.3595 | 73.5635 | 72.7676 | 71.9716 | 71.1757 | 70.3798 | 69.5838 | 68.7879 | 68.3236
|  | Total Forecast |  | 216.081 | 214.0606 | 212.4182 | 210.6441 | 208.9042 | 207.1601 | 205.4141 | 203.6693 | 201.9243 | 200.1793 | 198.4344 | 196.6893 | 194.9443 | 193.1992 | 191.4542 | 189.7092 | 187.9641 | 186.2191 | 184.474 | 182.729 | 180.984 | 179.2389 | 177.4939 | 175.7488 | 174.0038 | 172.2587 | 171.2408
Source: Avista 2020 Gas Data Request
Source: AEO 2017 kbldg.txt
|  | Building Type | Survival Rate | 2019: Lifetime
|  | Office | 0.98182 | 2019: 55
|  | Retail | 0.98387 | 2019: 62
|  | Restaurant | 0.98387 | 2019: 62
|  | Grocery | 0.98182 | 2019: 55
|  | Education | 0.98182 | 2019: 55
|  | Healthcare | 0.98113 | 2019: 53
|  | Lodging | 0.98462 | 2019: 65
|  | Warehouse | 0.98276 | 2019: 58
|  | Miscellaneous | 0.98276 | 2019: 58

## Saturations
Key | Sector | Segment | Vintage | End Use | Fuel | Technology | 2019 | 2020 | 2021 | 2022 | 2023 | 2024 | 2025 | 2026 | 2027 | 2028 | 2029 | 2030 | 2031 | 2032 | 2033 | 2034 | 2035 | 2036 | 2037 | 2038 | 2039 | 2040 | 2041 | 2042 | 2043 | 2044 | 2045
Industrial_Industrial - WA_Existing_Space Heating_Natural Gas_Furnace | Industrial | Industrial - WA | Existing | Space Heating | Natural Gas | Furnace | 27.47% | 27.47% | 27.47% | 27.47% | 27.47% | 27.47% | 27.47% | 27.47% | 27.47% | 27.47% | 27.47% | 27.47% | 27.47% | 27.47% | 27.47% | 27.47% | 27.47% | 27.47% | 27.47% | 27.47% | 27.47% | 27.47% | 27.47% | 27.47% | 27.47% | 27.47% | 27.47%
Industrial_Industrial - WA_Existing_Space Heating_Natural Gas_Boiler | Industrial | Industrial - WA | Existing | Space Heating | Natural Gas | Boiler | 58.79% | 58.79% | 58.79% | 58.79% | 58.79% | 58.79% | 58.79% | 58.79% | 58.79% | 58.79% | 58.79% | 58.79% | 58.79% | 58.79% | 58.79% | 58.79% | 58.79% | 58.79% | 58.79% | 58.79% | 58.79% | 58.79% | 58.79% | 58.79% | 58.79% | 58.79% | 58.79%
Industrial_Industrial - WA_Existing_Space Heating_Natural Gas_Unit Heater | Industrial | Industrial - WA | Existing | Space Heating | Natural Gas | Unit Heater | 13.74% | 13.74% | 13.74% | 13.74% | 13.74% | 13.74% | 13.74% | 13.74% | 13.74% | 13.74% | 13.74% | 13.74% | 13.74% | 13.74% | 13.74% | 13.74% | 13.74% | 13.74% | 13.74% | 13.74% | 13.74% | 13.74% | 13.74% | 13.74% | 13.74% | 13.74% | 13.74%
Industrial_Industrial - WA_Existing_Process_Natural Gas_Process Boiler | Industrial | Industrial - WA | Existing | Process | Natural Gas | Process Boiler | 100% | 100% | 100% | 100% | 100% | 100% | 100% | 100% | 100% | 100% | 100% | 100% | 100% | 100% | 100% | 100% | 100% | 100% | 100% | 100% | 100% | 100% | 100% | 100% | 100% | 100% | 100%
Industrial_Industrial - WA_Existing_Process_Natural Gas_Process Heating | Industrial | Industrial - WA | Existing | Process | Natural Gas | Process Heating | 100% | 100% | 100% | 100% | 100% | 100% | 100% | 100% | 100% | 100% | 100% | 100% | 100% | 100% | 100% | 100% | 100% | 100% | 100% | 100% | 100% | 100% | 100% | 100% | 100% | 100% | 100%
Industrial_Industrial - WA_Existing_Process_Natural Gas_Process Cooling | Industrial | Industrial - WA | Existing | Process | Natural Gas | Process Cooling | 100% | 100% | 100% | 100% | 100% | 100% | 100% | 100% | 100% | 100% | 100% | 100% | 100% | 100% | 100% | 100% | 100% | 100% | 100% | 100% | 100% | 100% | 100% | 100% | 100% | 100% | 100%
Industrial_Industrial - WA_Existing_Process_Natural Gas_Other Process | Industrial | Industrial - WA | Existing | Process | Natural Gas | Other Process | 100% | 100% | 100% | 100% | 100% | 100% | 100% | 100% | 100% | 100% | 100% | 100% | 100% | 100% | 100% | 100% | 100% | 100% | 100% | 100% | 100% | 100% | 100% | 100% | 100% | 100% | 100%
Industrial_Industrial - WA_Existing_Miscellaneous_Natural Gas_Miscellaneous | Industrial | Industrial - WA | Existing | Miscellaneous | Natural Gas | Miscellaneous | 100% | 100% | 100% | 100% | 100% | 100% | 100% | 100% | 100% | 100% | 100% | 100% | 100% | 100% | 100% | 100% | 100% | 100% | 100% | 100% | 100% | 100% | 100% | 100% | 100% | 100% | 100%
Industrial_Industrial - WA_New_Space Heating_Natural Gas_Furnace | Industrial | Industrial - WA | New | Space Heating | Natural Gas | Furnace | 27.47% | 27.47% | 27.47% | 27.47% | 27.47% | 27.47% | 27.47% | 27.47% | 27.47% | 27.47% | 27.47% | 27.47% | 27.47% | 27.47% | 27.47% | 27.47% | 27.47% | 27.47% | 27.47% | 27.47% | 27.47% | 27.47% | 27.47% | 27.47% | 27.47% | 27.47% | 27.47%
Industrial_Industrial - WA_New_Space Heating_Natural Gas_Boiler | Industrial | Industrial - WA | New | Space Heating | Natural Gas | Boiler | 58.79% | 58.79% | 58.79% | 58.79% | 58.79% | 58.79% | 58.79% | 58.79% | 58.79% | 58.79% | 58.79% | 58.79% | 58.79% | 58.79% | 58.79% | 58.79% | 58.79% | 58.79% | 58.79% | 58.79% | 58.79% | 58.79% | 58.79% | 58.79% | 58.79% | 58.79% | 58.79%
Industrial_Industrial - WA_New_Space Heating_Natural Gas_Unit Heater | Industrial | Industrial - WA | New | Space Heating | Natural Gas | Unit Heater | 13.74% | 13.74% | 13.74% | 13.74% | 13.74% | 13.74% | 13.74% | 13.74% | 13.74% | 13.74% | 13.74% | 13.74% | 13.74% | 13.74% | 13.74% | 13.74% | 13.74% | 13.74% | 13.74% | 13.74% | 13.74% | 13.74% | 13.74% | 13.74% | 13.74% | 13.74% | 13.74%
Industrial_Industrial - WA_New_Process_Natural Gas_Process Boiler | Industrial | Industrial - WA | New | Process | Natural Gas | Process Boiler | 100% | 100% | 100% | 100% | 100% | 100% | 100% | 100% | 100% | 100% | 100% | 100% | 100% | 100% | 100% | 100% | 100% | 100% | 100% | 100% | 100% | 100% | 100% | 100% | 100% | 100% | 100%
Industrial_Industrial - WA_New_Process_Natural Gas_Process Heating | Industrial | Industrial - WA | New | Process | Natural Gas | Process Heating | 100% | 100% | 100% | 100% | 100% | 100% | 100% | 100% | 100% | 100% | 100% | 100% | 100% | 100% | 100% | 100% | 100% | 100% | 100% | 100% | 100% | 100% | 100% | 100% | 100% | 100% | 100%
Industrial_Industrial - WA_New_Process_Natural Gas_Process Cooling | Industrial | Industrial - WA | New | Process | Natural Gas | Process Cooling | 100% | 100% | 100% | 100% | 100% | 100% | 100% | 100% | 100% | 100% | 100% | 100% | 100% | 100% | 100% | 100% | 100% | 100% | 100% | 100% | 100% | 100% | 100% | 100% | 100% | 100% | 100%
Industrial_Industrial - WA_New_Process_Natural Gas_Other Process | Industrial | Industrial - WA | New | Process | Natural Gas | Other Process | 100% | 100% | 100% | 100% | 100% | 100% | 100% | 100% | 100% | 100% | 100% | 100% | 100% | 100% | 100% | 100% | 100% | 100% | 100% | 100% | 100% | 100% | 100% | 100% | 100% | 100% | 100%
Industrial_Industrial - WA_New_Miscellaneous_Natural Gas_Miscellaneous | Industrial | Industrial - WA | New | Miscellaneous | Natural Gas | Miscellaneous | 100% | 100% | 100% | 100% | 100% | 100% | 100% | 100% | 100% | 100% | 100% | 100% | 100% | 100% | 100% | 100% | 100% | 100% | 100% | 100% | 100% | 100% | 100% | 100% | 100% | 100% | 100%
Industrial_Industrial - ID_Existing_Space Heating_Natural Gas_Furnace | Industrial | Industrial - ID | Existing | Space Heating | Natural Gas | Furnace | 27.47% | 27.47% | 27.47% | 27.47% | 27.47% | 27.47% | 27.47% | 27.47% | 27.47% | 27.47% | 27.47% | 27.47% | 27.47% | 27.47% | 27.47% | 27.47% | 27.47% | 27.47% | 27.47% | 27.47% | 27.47% | 27.47% | 27.47% | 27.47% | 27.47% | 27.47% | 27.47%
Industrial_Industrial - ID_Existing_Space Heating_Natural Gas_Boiler | Industrial | Industrial - ID | Existing | Space Heating | Natural Gas | Boiler | 58.79% | 58.79% | 58.79% | 58.79% | 58.79% | 58.79% | 58.79% | 58.79% | 58.79% | 58.79% | 58.79% | 58.79% | 58.79% | 58.79% | 58.79% | 58.79% | 58.79% | 58.79% | 58.79% | 58.79% | 58.79% | 58.79% | 58.79% | 58.79% | 58.79% | 58.79% | 58.79%
Industrial_Industrial - ID_Existing_Space Heating_Natural Gas_Unit Heater | Industrial | Industrial - ID | Existing | Space Heating | Natural Gas | Unit Heater | 13.74% | 13.74% | 13.74% | 13.74% | 13.74% | 13.74% | 13.74% | 13.74% | 13.74% | 13.74% | 13.74% | 13.74% | 13.74% | 13.74% | 13.74% | 13.74% | 13.74% | 13.74% | 13.74% | 13.74% | 13.74% | 13.74% | 13.74% | 13.74% | 13.74% | 13.74% | 13.74%
Industrial_Industrial - ID_Existing_Process_Natural Gas_Process Boiler | Industrial | Industrial - ID | Existing | Process | Natural Gas | Process Boiler | 100% | 100% | 100% | 100% | 100% | 100% | 100% | 100% | 100% | 100% | 100% | 100% | 100% | 100% | 100% | 100% | 100% | 100% | 100% | 100% | 100% | 100% | 100% | 100% | 100% | 100% | 100%
Industrial_Industrial - ID_Existing_Process_Natural Gas_Process Heating | Industrial | Industrial - ID | Existing | Process | Natural Gas | Process Heating | 100% | 100% | 100% | 100% | 100% | 100% | 100% | 100% | 100% | 100% | 100% | 100% | 100% | 100% | 100% | 100% | 100% | 100% | 100% | 100% | 100% | 100% | 100% | 100% | 100% | 100% | 100%
Industrial_Industrial - ID_Existing_Process_Natural Gas_Process Cooling | Industrial | Industrial - ID | Existing | Process | Natural Gas | Process Cooling | 100% | 100% | 100% | 100% | 100% | 100% | 100% | 100% | 100% | 100% | 100% | 100% | 100% | 100% | 100% | 100% | 100% | 100% | 100% | 100% | 100% | 100% | 100% | 100% | 100% | 100% | 100%
Industrial_Industrial - ID_Existing_Process_Natural Gas_Other Process | Industrial | Industrial - ID | Existing | Process | Natural Gas | Other Process | 100% | 100% | 100% | 100% | 100% | 100% | 100% | 100% | 100% | 100% | 100% | 100% | 100% | 100% | 100% | 100% | 100% | 100% | 100% | 100% | 100% | 100% | 100% | 100% | 100% | 100% | 100%
Industrial_Industrial - ID_Existing_Miscellaneous_Natural Gas_Miscellaneous | Industrial | Industrial - ID | Existing | Miscellaneous | Natural Gas | Miscellaneous | 100% | 100% | 100% | 100% | 100% | 100% | 100% | 100% | 100% | 100% | 100% | 100% | 100% | 100% | 100% | 100% | 100% | 100% | 100% | 100% | 100% | 100% | 100% | 100% | 100% | 100% | 100%
Industrial_Industrial - ID_New_Space Heating_Natural Gas_Furnace | Industrial | Industrial - ID | New | Space Heating | Natural Gas | Furnace | 27.47% | 27.47% | 27.47% | 27.47% | 27.47% | 27.47% | 27.47% | 27.47% | 27.47% | 27.47% | 27.47% | 27.47% | 27.47% | 27.47% | 27.47% | 27.47% | 27.47% | 27.47% | 27.47% | 27.47% | 27.47% | 27.47% | 27.47% | 27.47% | 27.47% | 27.47% | 27.47%
Industrial_Industrial - ID_New_Space Heating_Natural Gas_Boiler | Industrial | Industrial - ID | New | Space Heating | Natural Gas | Boiler | 58.79% | 58.79% | 58.79% | 58.79% | 58.79% | 58.79% | 58.79% | 58.79% | 58.79% | 58.79% | 58.79% | 58.79% | 58.79% | 58.79% | 58.79% | 58.79% | 58.79% | 58.79% | 58.79% | 58.79% | 58.79% | 58.79% | 58.79% | 58.79% | 58.79% | 58.79% | 58.79%
Industrial_Industrial - ID_New_Space Heating_Natural Gas_Unit Heater | Industrial | Industrial - ID | New | Space Heating | Natural Gas | Unit Heater | 13.74% | 13.74% | 13.74% | 13.74% | 13.74% | 13.74% | 13.74% | 13.74% | 13.74% | 13.74% | 13.74% | 13.74% | 13.74% | 13.74% | 13.74% | 13.74% | 13.74% | 13.74% | 13.74% | 13.74% | 13.74% | 13.74% | 13.74% | 13.74% | 13.74% | 13.74% | 13.74%
Industrial_Industrial - ID_New_Process_Natural Gas_Process Boiler | Industrial | Industrial - ID | New | Process | Natural Gas | Process Boiler | 100% | 100% | 100% | 100% | 100% | 100% | 100% | 100% | 100% | 100% | 100% | 100% | 100% | 100% | 100% | 100% | 100% | 100% | 100% | 100% | 100% | 100% | 100% | 100% | 100% | 100% | 100%
Industrial_Industrial - ID_New_Process_Natural Gas_Process Heating | Industrial | Industrial - ID | New | Process | Natural Gas | Process Heating | 100% | 100% | 100% | 100% | 100% | 100% | 100% | 100% | 100% | 100% | 100% | 100% | 100% | 100% | 100% | 100% | 100% | 100% | 100% | 100% | 100% | 100% | 100% | 100% | 100% | 100% | 100%
Industrial_Industrial - ID_New_Process_Natural Gas_Process Cooling | Industrial | Industrial - ID | New | Process | Natural Gas | Process Cooling | 100% | 100% | 100% | 100% | 100% | 100% | 100% | 100% | 100% | 100% | 100% | 100% | 100% | 100% | 100% | 100% | 100% | 100% | 100% | 100% | 100% | 100% | 100% | 100% | 100% | 100% | 100%
Industrial_Industrial - ID_New_Process_Natural Gas_Other Process | Industrial | Industrial - ID | New | Process | Natural Gas | Other Process | 100% | 100% | 100% | 100% | 100% | 100% | 100% | 100% | 100% | 100% | 100% | 100% | 100% | 100% | 100% | 100% | 100% | 100% | 100% | 100% | 100% | 100% | 100% | 100% | 100% | 100% | 100%
Industrial_Industrial - ID_New_Miscellaneous_Natural Gas_Miscellaneous | Industrial | Industrial - ID | New | Miscellaneous | Natural Gas | Miscellaneous | 100% | 100% | 100% | 100% | 100% | 100% | 100% | 100% | 100% | 100% | 100% | 100% | 100% | 100% | 100% | 100% | 100% | 100% | 100% | 100% | 100% | 100% | 100% | 100% | 100% | 100% | 100%

## Tech Data
Key | Sector | Segment | Vintage | End Use | Fuel | Technology | Equipment | Label | Relative Energy Use | Relative Summer Peak | Relative Winter Peak | Equip. Costs | Labor Costs | O&M Costs | RVT-Only NEBs | Min. Lifetime | Max. Lifetime | First Year On Market | Last Year on Market | Applicability | BC Ratio Adder | RVT-Only Adder | Price Scalar Over On-Market Period | Price Scalar Type | Annual Usage Degradation | Base Year Usage | Base Year Summer Peak | Base Year Winter Peak | UOM | Input Units | Lumen Adj. | Household Units | Usage | Cost/Unit | Labor Cost | O&M Cost | RVT NEBs | Cost Year | Cost Scalar | Lifetime Source | Costs Source | Savings Source |  |  |  | Second Key
Industrial_Industrial - WA_Existing_Space Heating_Natural Gas_Furnace_E1 | Industrial | Industrial - WA | Existing | Space Heating | Natural Gas | Furnace | E1 | AFUE 80% (Standard) | 100% | 0% | 0% | 893.1186 | 0 | 224.4854 | 0 | 10 | 26 | 2019 | 2045 | 100% | 0 | 0 | 0% | Normal | 0% | 105.1855 | 0 | 0 | 150 kBtu/hr | 100000 | 0 | 0.67197 | 1.0435 | 1273.125 | 0 | 320 |  | 2013 | 1.044 | GFURN-Heating-EIA14-2014 Ref. Case-2 | GFURN-Heating-EIA14-2014 Ref. Case-2 | GFURN-Heating-EIA14-2014 Ref. Case-2 | 150 | kBtu/hr | 100.7962 | Industrial_Industrial - WA_Existing_Space Heating_Furnace_AFUE 80% (Standard)
Industrial_Industrial - WA_Existing_Space Heating_Natural Gas_Furnace_E2 | Industrial | Industrial - WA | Existing | Space Heating | Natural Gas | Furnace | E2 | AFUE 90% | 88.89% | 0% | 0% | 1085.1588 | 0 | 652.4106 | 0 | 10 | 26 | 2019 | 2045 | 100% | 0 | 0 | 0% | Normal | 0% | 93.4982 | 0 | 0 | 150 kBtu/hr | 100000 | 0 | 0.67197 | 0.9276 | 1546.875 | 0 | 930 |  | 2013 | 1.044 | GFURN-Heating-EIA14-2014 Ref. Case-3 | GFURN-Heating-EIA14-2014 Ref. Case-3 | GFURN-Heating-EIA14-2014 Ref. Case-3 | 150 | kBtu/hr | 100.7962 | Industrial_Industrial - WA_Existing_Space Heating_Furnace_AFUE 90%
Industrial_Industrial - WA_Existing_Space Heating_Natural Gas_Furnace_E3 | Industrial | Industrial - WA | Existing | Space Heating | Natural Gas | Furnace | E3 | AFUE 96% | 83.33% | 0% | 0% | 2098.8669 | 0 | 0 | 0 | 10 | 20 | 2019 | 2045 | 100% | 0 | 0 | 0% | Normal | 0% | 87.6545 | 0 | 0 | 150 kBtu/hr | 100000 | 0 | 0.67197 | 0.86962 | 3041.033 | 0 | 0 |  | 2014 | 1.0271 | GFURN-Heating-EIA14-2014 Ref. Case-3 | GFURN-Heating-ILTRM-v5.0-191 | AEG BEST | 150 | kBtu/hr | 100.7962 | Industrial_Industrial - WA_Existing_Space Heating_Furnace_AFUE 96%
Industrial_Industrial - WA_Existing_Space Heating_Natural Gas_Furnace_E4 | Industrial | Industrial - WA | Existing | Space Heating | Natural Gas | Furnace | E4 |  | 0% | 0% | 0% | 0 | 0 | 0 | 0 | 0 | 0 | 0 | 0 | 0% | 0 | 0 | 0% | Normal | 0% | 0 | 0 | 0 | [17 empty] | Industrial_Industrial - WA_Existing_Space Heating_Furnace_
Industrial_Industrial - WA_Existing_Space Heating_Natural Gas_Furnace_E5 | Industrial | Industrial - WA | Existing | Space Heating | Natural Gas | Furnace | E5 |  | 0% | 0% | 0% | 0 | 0 | 0 | 0 | 0 | 0 | 0 | 0 | 0% | 0 | 0 | 0% | Normal | 0% | 0 | 0 | 0 | [17 empty] | Industrial_Industrial - WA_Existing_Space Heating_Furnace_
Industrial_Industrial - WA_Existing_Space Heating_Natural Gas_Furnace_E6 | Industrial | Industrial - WA | Existing | Space Heating | Natural Gas | Furnace | E6 |  | 0% | 0% | 0% | 0 | 0 | 0 | 0 | 0 | 0 | 0 | 0 | 0% | 0 | 0 | 0% | Normal | 0% | 0 | 0 | 0 | [17 empty] | Industrial_Industrial - WA_Existing_Space Heating_Furnace_
Industrial_Industrial - WA_Existing_Space Heating_Natural Gas_Furnace_E7 | Industrial | Industrial - WA | Existing | Space Heating | Natural Gas | Furnace | E7 |  | 0% | 0% | 0% | 0 | 0 | 0 | 0 | 0 | 0 | 0 | 0 | 0% | 0 | 0 | 0% | Normal | 0% | 0 | 0 | 0 | [17 empty] | Industrial_Industrial - WA_Existing_Space Heating_Furnace_
Industrial_Industrial - WA_Existing_Space Heating_Natural Gas_Furnace_E8 | Industrial | Industrial - WA | Existing | Space Heating | Natural Gas | Furnace | E8 |  | 0% | 0% | 0% | 0 | 0 | 0 | 0 | 0 | 0 | 0 | 0 | 0% | 0 | 0 | 0% | Normal | 0% | 0 | 0 | 0 | [17 empty] | Industrial_Industrial - WA_Existing_Space Heating_Furnace_
Industrial_Industrial - WA_Existing_Space Heating_Natural Gas_Furnace_E9 | Industrial | Industrial - WA | Existing | Space Heating | Natural Gas | Furnace | E9 |  | 0% | 0% | 0% | 0 | 0 | 0 | 0 | 0 | 0 | 0 | 0 | 0% | 0 | 0 | 0% | Normal | 0% | 0 | 0 | 0 | [17 empty] | Industrial_Industrial - WA_Existing_Space Heating_Furnace_
Industrial_Industrial - WA_Existing_Space Heating_Natural Gas_Furnace_E10 | Industrial | Industrial - WA | Existing | Space Heating | Natural Gas | Furnace | E10 |  | 0% | 0% | 0% | 0 | 0 | 0 | 0 | 0 | 0 | 0 | 0 | 0% | 0 | 0 | 0% | Normal | 0% | 0 | 0 | 0 | [17 empty] | Industrial_Industrial - WA_Existing_Space Heating_Furnace_
Industrial_Industrial - WA_Existing_Space Heating_Natural Gas_Boiler_E1 | Industrial | Industrial - WA | Existing | Space Heating | Natural Gas | Boiler | E1 | AFUE 80% (Standard) | 100% | 0% | 0% | 3329.4644 | 0 | 78.9206 | 0 | 25 | 35 | 2019 | 2045 | 100% | 0 | 0 | 0% | Normal | 0% | 102.4858 | 0 | 0 | 1 kBtu/hr | 100000 | 0 | 100.7962 | 1.0168 | 31.6406 | 0 | 0.75 |  | 2013 | 1.044 | GBLR-Heating-AEO15-3 | GBLR-Heating-AEO15-3 | GBLR-Heating-AEO15-3 | 1 | kBtu/hr | 100.7962 | Industrial_Industrial - WA_Existing_Space Heating_Boiler_AFUE 80% (Standard)
Industrial_Industrial - WA_Existing_Space Heating_Natural Gas_Boiler_E2 | Industrial | Industrial - WA | Existing | Space Heating | Natural Gas | Boiler | E2 | AFUE 85% | 94.12% | 0% | 0% | 3574.6407 | 0 | 74.2782 | 0 | 25 | 35 | 2019 | 2045 | 100% | 0 | 0 | 0% | Normal | 0% | 96.4584 | 0 | 0 | 1 kBtu/hr | 100000 | 0 | 100.7962 | 0.95696 | 33.9706 | 0 | 0.70588 |  | 2013 | 1.044 | GBLR-Heating-AEO15-6 | GBLR-Heating-AEO15-6 | GBLR-Heating-AEO15-6 | 1 | kBtu/hr | 100.7962 | Industrial_Industrial - WA_Existing_Space Heating_Boiler_AFUE 85%
Industrial_Industrial - WA_Existing_Space Heating_Natural Gas_Boiler_E3 | Industrial | Industrial - WA | Existing | Space Heating | Natural Gas | Boiler | E3 | AFUE 97% | 82.47% | 0% | 0% | 3402.4459 | 0 | 64.425 | 0 | 25 | 35 | 2019 | 2045 | 100% | 0 | 0 | 0% | Normal | 0% | 84.5224 | 0 | 0 | 1 kBtu/hr | 100000 | 0 | 100.7962 | 0.83855 | 32.3342 | 0 | 0.61224 |  | 2013 | 1.044 | GBLR-Heating-AEO15-7 | GBLR-Heating-AEO15-7 | GBLR-Heating-AEO15-7 | 1 | kBtu/hr | 100.7962 | Industrial_Industrial - WA_Existing_Space Heating_Boiler_AFUE 97%
Industrial_Industrial - WA_Existing_Space Heating_Natural Gas_Boiler_E4 | Industrial | Industrial - WA | Existing | Space Heating | Natural Gas | Boiler | E4 | Convert to NG Air Source Heat Pump | 57.14% | 0% | 0% | 22974.6748 | 0 | 280.6067 | 0 | 10 | 20 | 2019 | 2045 | 100% | 0 | 0 | 0% | Normal | 0% | 58.5633 | 0 | 0 | 1 kBtu/hr | 100000 | 0 | 100.7962 | 0.58101 | 218.3333 | 0 | 2.6667 |  | 2013 | 1.044 | HP_GAS-Heating-AEO17-1 | HP_GAS-Heating-AEO17-1 | HP_GAS-Heating-AEO17-1 | 1 | kBtu/hr | 100.7962 | Industrial_Industrial - WA_Existing_Space Heating_Boiler_Convert to NG Air Source Heat Pump
Industrial_Industrial - WA_Existing_Space Heating_Natural Gas_Boiler_E5 | Industrial | Industrial - WA | Existing | Space Heating | Natural Gas | Boiler | E5 |  | 0% | 0% | 0% | 0 | 0 | 0 | 0 | 0 | 0 | 0 | 0 | 0% | 0 | 0 | 0% | Normal | 0% | 0 | 0 | 0 | [17 empty] | Industrial_Industrial - WA_Existing_Space Heating_Boiler_
Industrial_Industrial - WA_Existing_Space Heating_Natural Gas_Boiler_E6 | Industrial | Industrial - WA | Existing | Space Heating | Natural Gas | Boiler | E6 |  | 0% | 0% | 0% | 0 | 0 | 0 | 0 | 0 | 0 | 0 | 0 | 0% | 0 | 0 | 0% | Normal | 0% | 0 | 0 | 0 | [17 empty] | Industrial_Industrial - WA_Existing_Space Heating_Boiler_
Industrial_Industrial - WA_Existing_Space Heating_Natural Gas_Boiler_E7 | Industrial | Industrial - WA | Existing | Space Heating | Natural Gas | Boiler | E7 |  | 0% | 0% | 0% | 0 | 0 | 0 | 0 | 0 | 0 | 0 | 0 | 0% | 0 | 0 | 0% | Normal | 0% | 0 | 0 | 0 | [17 empty] | Industrial_Industrial - WA_Existing_Space Heating_Boiler_
Industrial_Industrial - WA_Existing_Space Heating_Natural Gas_Boiler_E8 | Industrial | Industrial - WA | Existing | Space Heating | Natural Gas | Boiler | E8 |  | 0% | 0% | 0% | 0 | 0 | 0 | 0 | 0 | 0 | 0 | 0 | 0% | 0 | 0 | 0% | Normal | 0% | 0 | 0 | 0 | [17 empty] | Industrial_Industrial - WA_Existing_Space Heating_Boiler_
Industrial_Industrial - WA_Existing_Space Heating_Natural Gas_Boiler_E9 | Industrial | Industrial - WA | Existing | Space Heating | Natural Gas | Boiler | E9 |  | 0% | 0% | 0% | 0 | 0 | 0 | 0 | 0 | 0 | 0 | 0 | 0% | 0 | 0 | 0% | Normal | 0% | 0 | 0 | 0 | [17 empty] | Industrial_Industrial - WA_Existing_Space Heating_Boiler_
Industrial_Industrial - WA_Existing_Space Heating_Natural Gas_Boiler_E10 | Industrial | Industrial - WA | Existing | Space Heating | Natural Gas | Boiler | E10 |  | 0% | 0% | 0% | 0 | 0 | 0 | 0 | 0 | 0 | 0 | 0 | 0% | 0 | 0 | 0% | Normal | 0% | 0 | 0 | 0 | [17 empty] | Industrial_Industrial - WA_Existing_Space Heating_Boiler_
Industrial_Industrial - WA_Existing_Space Heating_Natural Gas_Unit Heater_E1 | Industrial | Industrial - WA | Existing | Space Heating | Natural Gas | Unit Heater | E1 | Standard | 100% | 0% | 0% | 7.6148 | 0 | 0 | 0 | 15 | 25 | 2019 | 2045 | 100% | 0 | 0 | 0% | Normal | 0% | 107.8798 | 0 | 0 | 1 unit | 100000 | 0 | 0.007125 | 2080 | 1051 | 0 | 0 |  | 2016 | 1.0169 | UNITHT-Heating-XCELCO-2017-18-3 | UNITHT-Heating-XCELCO-2017-18-3 | UNITHT-Heating-XCELCO-2017-18-3 | 1 | unit | 0.007125 | Industrial_Industrial - WA_Existing_Space Heating_Unit Heater_Standard
Industrial_Industrial - WA_Existing_Space Heating_Natural Gas_Unit Heater_E2 | Industrial | Industrial - WA | Existing | Space Heating | Natural Gas | Unit Heater | E2 | Condensing | 88.94% | 0% | 0% | 16.7004 | 0 | 0 | 0 | 15 | 25 | 2019 | 2045 | 100% | 0 | 0 | 0% | Normal | 0% | 95.9508 | 0 | 0 | 1 unit | 100000 | 0 | 0.007125 | 1850 | 2305 | 0 | 0 |  | 2016 | 1.0169 | UNITHT-Heating-XCELCO-2017-18-3 | UNITHT-Heating-XCELCO-2017-18-3 | UNITHT-Heating-XCELCO-2017-18-3 | 1 | unit | 0.007125 | Industrial_Industrial - WA_Existing_Space Heating_Unit Heater_Condensing
Industrial_Industrial - WA_Existing_Space Heating_Natural Gas_Unit Heater_E3 | Industrial | Industrial - WA | Existing | Space Heating | Natural Gas | Unit Heater | E3 | Infrared Radiant | 88.46% | 0% | 0% | 9.0928 | 0 | 0 | 0 | 10 | 20 | 2019 | 2045 | 100% | 0 | 0 | 0% | Normal | 0% | 95.4322 | 0 | 0 | 1 unit | 100000 | 0 | 0.007125 | 1840 | 1255 | 0 | 0 |  | 2016 | 1.0169 | UNITHT-Heating-XCELCO-2017-18-4 | UNITHT-Heating-XCELCO-2017-18-4 | UNITHT-Heating-XCELCO-2017-18-4 | 1 | unit | 0.007125 | Industrial_Industrial - WA_Existing_Space Heating_Unit Heater_Infrared Radiant
Industrial_Industrial - WA_Existing_Space Heating_Natural Gas_Unit Heater_E4 | Industrial | Industrial - WA | Existing | Space Heating | Natural Gas | Unit Heater | E4 |  | 0% | 0% | 0% | 0 | 0 | 0 | 0 | 0 | 0 | 0 | 0 | 0% | 0 | 0 | 0% | Normal | 0% | 0 | 0 | 0 | [17 empty] | Industrial_Industrial - WA_Existing_Space Heating_Unit Heater_
Industrial_Industrial - WA_Existing_Space Heating_Natural Gas_Unit Heater_E5 | Industrial | Industrial - WA | Existing | Space Heating | Natural Gas | Unit Heater | E5 |  | 0% | 0% | 0% | 0 | 0 | 0 | 0 | 0 | 0 | 0 | 0 | 0% | 0 | 0 | 0% | Normal | 0% | 0 | 0 | 0 | [17 empty] | Industrial_Industrial - WA_Existing_Space Heating_Unit Heater_
Industrial_Industrial - WA_Existing_Space Heating_Natural Gas_Unit Heater_E6 | Industrial | Industrial - WA | Existing | Space Heating | Natural Gas | Unit Heater | E6 |  | 0% | 0% | 0% | 0 | 0 | 0 | 0 | 0 | 0 | 0 | 0 | 0% | 0 | 0 | 0% | Normal | 0% | 0 | 0 | 0 | [17 empty] | Industrial_Industrial - WA_Existing_Space Heating_Unit Heater_
Industrial_Industrial - WA_Existing_Space Heating_Natural Gas_Unit Heater_E7 | Industrial | Industrial - WA | Existing | Space Heating | Natural Gas | Unit Heater | E7 |  | 0% | 0% | 0% | 0 | 0 | 0 | 0 | 0 | 0 | 0 | 0 | 0% | 0 | 0 | 0% | Normal | 0% | 0 | 0 | 0 | [17 empty] | Industrial_Industrial - WA_Existing_Space Heating_Unit Heater_
Industrial_Industrial - WA_Existing_Space Heating_Natural Gas_Unit Heater_E8 | Industrial | Industrial - WA | Existing | Space Heating | Natural Gas | Unit Heater | E8 |  | 0% | 0% | 0% | 0 | 0 | 0 | 0 | 0 | 0 | 0 | 0 | 0% | 0 | 0 | 0% | Normal | 0% | 0 | 0 | 0 | [17 empty] | Industrial_Industrial - WA_Existing_Space Heating_Unit Heater_
Industrial_Industrial - WA_Existing_Space Heating_Natural Gas_Unit Heater_E9 | Industrial | Industrial - WA | Existing | Space Heating | Natural Gas | Unit Heater | E9 |  | 0% | 0% | 0% | 0 | 0 | 0 | 0 | 0 | 0 | 0 | 0 | 0% | 0 | 0 | 0% | Normal | 0% | 0 | 0 | 0 | [17 empty] | Industrial_Industrial - WA_Existing_Space Heating_Unit Heater_
Industrial_Industrial - WA_Existing_Space Heating_Natural Gas_Unit Heater_E10 | Industrial | Industrial - WA | Existing | Space Heating | Natural Gas | Unit Heater | E10 |  | 0% | 0% | 0% | 0 | 0 | 0 | 0 | 0 | 0 | 0 | 0 | 0% | 0 | 0 | 0% | Normal | 0% | 0 | 0 | 0 | [17 empty] | Industrial_Industrial - WA_Existing_Space Heating_Unit Heater_
Industrial_Industrial - WA_Existing_Process_Natural Gas_Process Boiler_E1 | Industrial | Industrial - WA | Existing | Process | Natural Gas | Process Boiler | E1 | Standard | 100% | 0% | 0% | 771.2823 | 0 | 0 | 0 | 2 | 8 | 2019 | 2045 | 100% | 0 | 0 | 0% | Normal | 0% | 758.4736 | 0 | 0 | 1 unit | 100000 | 0 | 758.4736 | 1 | 1 | 0 | 0 |  | 2016 | 1.0169 | N/A | N/A | N/A | 1 | unit | 758.4736 | Industrial_Industrial - WA_Existing_Process_Process Boiler_Standard
Industrial_Industrial - WA_Existing_Process_Natural Gas_Process Boiler_E2 | Industrial | Industrial - WA | Existing | Process | Natural Gas | Process Boiler | E2 |  | 0% | 0% | 0% | 0 | 0 | 0 | 0 | 0 | 0 | 0 | 0 | 0% | 0 | 0 | 0% | Normal | 0% | 0 | 0 | 0 | [17 empty] | Industrial_Industrial - WA_Existing_Process_Process Boiler_
Industrial_Industrial - WA_Existing_Process_Natural Gas_Process Boiler_E3 | Industrial | Industrial - WA | Existing | Process | Natural Gas | Process Boiler | E3 |  | 0% | 0% | 0% | 0 | 0 | 0 | 0 | 0 | 0 | 0 | 0 | 0% | 0 | 0 | 0% | Normal | 0% | 0 | 0 | 0 | [17 empty] | Industrial_Industrial - WA_Existing_Process_Process Boiler_
Industrial_Industrial - WA_Existing_Process_Natural Gas_Process Boiler_E4 | Industrial | Industrial - WA | Existing | Process | Natural Gas | Process Boiler | E4 |  | 0% | 0% | 0% | 0 | 0 | 0 | 0 | 0 | 0 | 0 | 0 | 0% | 0 | 0 | 0% | Normal | 0% | 0 | 0 | 0 | [17 empty] | Industrial_Industrial - WA_Existing_Process_Process Boiler_
Industrial_Industrial - WA_Existing_Process_Natural Gas_Process Boiler_E5 | Industrial | Industrial - WA | Existing | Process | Natural Gas | Process Boiler | E5 |  | 0% | 0% | 0% | 0 | 0 | 0 | 0 | 0 | 0 | 0 | 0 | 0% | 0 | 0 | 0% | Normal | 0% | 0 | 0 | 0 | [17 empty] | Industrial_Industrial - WA_Existing_Process_Process Boiler_
Industrial_Industrial - WA_Existing_Process_Natural Gas_Process Boiler_E6 | Industrial | Industrial - WA | Existing | Process | Natural Gas | Process Boiler | E6 |  | 0% | 0% | 0% | 0 | 0 | 0 | 0 | 0 | 0 | 0 | 0 | 0% | 0 | 0 | 0% | Normal | 0% | 0 | 0 | 0 | [17 empty] | Industrial_Industrial - WA_Existing_Process_Process Boiler_
Industrial_Industrial - WA_Existing_Process_Natural Gas_Process Boiler_E7 | Industrial | Industrial - WA | Existing | Process | Natural Gas | Process Boiler | E7 |  | 0% | 0% | 0% | 0 | 0 | 0 | 0 | 0 | 0 | 0 | 0 | 0% | 0 | 0 | 0% | Normal | 0% | 0 | 0 | 0 | [17 empty] | Industrial_Industrial - WA_Existing_Process_Process Boiler_
Industrial_Industrial - WA_Existing_Process_Natural Gas_Process Boiler_E8 | Industrial | Industrial - WA | Existing | Process | Natural Gas | Process Boiler | E8 |  | 0% | 0% | 0% | 0 | 0 | 0 | 0 | 0 | 0 | 0 | 0 | 0% | 0 | 0 | 0% | Normal | 0% | 0 | 0 | 0 | [17 empty] | Industrial_Industrial - WA_Existing_Process_Process Boiler_
Industrial_Industrial - WA_Existing_Process_Natural Gas_Process Boiler_E9 | Industrial | Industrial - WA | Existing | Process | Natural Gas | Process Boiler | E9 |  | 0% | 0% | 0% | 0 | 0 | 0 | 0 | 0 | 0 | 0 | 0 | 0% | 0 | 0 | 0% | Normal | 0% | 0 | 0 | 0 | [17 empty] | Industrial_Industrial - WA_Existing_Process_Process Boiler_
Industrial_Industrial - WA_Existing_Process_Natural Gas_Process Boiler_E10 | Industrial | Industrial - WA | Existing | Process | Natural Gas | Process Boiler | E10 |  | 0% | 0% | 0% | 0 | 0 | 0 | 0 | 0 | 0 | 0 | 0 | 0% | 0 | 0 | 0% | Normal | 0% | 0 | 0 | 0 | [17 empty] | Industrial_Industrial - WA_Existing_Process_Process Boiler_
Industrial_Industrial - WA_Existing_Process_Natural Gas_Process Heating_E1 | Industrial | Industrial - WA | Existing | Process | Natural Gas | Process Heating | E1 | Standard | 100% | 0% | 0% | 686.4014 | 0 | 0 | 0 | 2 | 8 | 2019 | 2045 | 100% | 0 | 0 | 0% | Normal | 0% | 675.0023 | 0 | 0 | 1 unit | 100000 | 0 | 675.0023 | 1 | 1 | 0 | 0 |  | 2016 | 1.0169 | N/A | N/A | N/A | 1 | unit | 675.0023 | Industrial_Industrial - WA_Existing_Process_Process Heating_Standard
Industrial_Industrial - WA_Existing_Process_Natural Gas_Process Heating_E2 | Industrial | Industrial - WA | Existing | Process | Natural Gas | Process Heating | E2 |  | 0% | 0% | 0% | 0 | 0 | 0 | 0 | 0 | 0 | 0 | 0 | 0% | 0 | 0 | 0% | Normal | 0% | 0 | 0 | 0 | [17 empty] | Industrial_Industrial - WA_Existing_Process_Process Heating_
Industrial_Industrial - WA_Existing_Process_Natural Gas_Process Heating_E3 | Industrial | Industrial - WA | Existing | Process | Natural Gas | Process Heating | E3 |  | 0% | 0% | 0% | 0 | 0 | 0 | 0 | 0 | 0 | 0 | 0 | 0% | 0 | 0 | 0% | Normal | 0% | 0 | 0 | 0 | [17 empty] | Industrial_Industrial - WA_Existing_Process_Process Heating_
Industrial_Industrial - WA_Existing_Process_Natural Gas_Process Heating_E4 | Industrial | Industrial - WA | Existing | Process | Natural Gas | Process Heating | E4 |  | 0% | 0% | 0% | 0 | 0 | 0 | 0 | 0 | 0 | 0 | 0 | 0% | 0 | 0 | 0% | Normal | 0% | 0 | 0 | 0 | [17 empty] | Industrial_Industrial - WA_Existing_Process_Process Heating_
Industrial_Industrial - WA_Existing_Process_Natural Gas_Process Heating_E5 | Industrial | Industrial - WA | Existing | Process | Natural Gas | Process Heating | E5 |  | 0% | 0% | 0% | 0 | 0 | 0 | 0 | 0 | 0 | 0 | 0 | 0% | 0 | 0 | 0% | Normal | 0% | 0 | 0 | 0 | [17 empty] | Industrial_Industrial - WA_Existing_Process_Process Heating_
Industrial_Industrial - WA_Existing_Process_Natural Gas_Process Heating_E6 | Industrial | Industrial - WA | Existing | Process | Natural Gas | Process Heating | E6 |  | 0% | 0% | 0% | 0 | 0 | 0 | 0 | 0 | 0 | 0 | 0 | 0% | 0 | 0 | 0% | Normal | 0% | 0 | 0 | 0 | [17 empty] | Industrial_Industrial - WA_Existing_Process_Process Heating_
Industrial_Industrial - WA_Existing_Process_Natural Gas_Process Heating_E7 | Industrial | Industrial - WA | Existing | Process | Natural Gas | Process Heating | E7 |  | 0% | 0% | 0% | 0 | 0 | 0 | 0 | 0 | 0 | 0 | 0 | 0% | 0 | 0 | 0% | Normal | 0% | 0 | 0 | 0 | [17 empty] | Industrial_Industrial - WA_Existing_Process_Process Heating_
Industrial_Industrial - WA_Existing_Process_Natural Gas_Process Heating_E8 | Industrial | Industrial - WA | Existing | Process | Natural Gas | Process Heating | E8 |  | 0% | 0% | 0% | 0 | 0 | 0 | 0 | 0 | 0 | 0 | 0 | 0% | 0 | 0 | 0% | Normal | 0% | 0 | 0 | 0 | [17 empty] | Industrial_Industrial - WA_Existing_Process_Process Heating_
Industrial_Industrial - WA_Existing_Process_Natural Gas_Process Heating_E9 | Industrial | Industrial - WA | Existing | Process | Natural Gas | Process Heating | E9 |  | 0% | 0% | 0% | 0 | 0 | 0 | 0 | 0 | 0 | 0 | 0 | 0% | 0 | 0 | 0% | Normal | 0% | 0 | 0 | 0 | [17 empty] | Industrial_Industrial - WA_Existing_Process_Process Heating_
Industrial_Industrial - WA_Existing_Process_Natural Gas_Process Heating_E10 | Industrial | Industrial - WA | Existing | Process | Natural Gas | Process Heating | E10 |  | 0% | 0% | 0% | 0 | 0 | 0 | 0 | 0 | 0 | 0 | 0 | 0% | 0 | 0 | 0% | Normal | 0% | 0 | 0 | 0 | [17 empty] | Industrial_Industrial - WA_Existing_Process_Process Heating_
Industrial_Industrial - WA_Existing_Process_Natural Gas_Process Cooling_E1 | Industrial | Industrial - WA | Existing | Process | Natural Gas | Process Cooling | E1 | Standard | 100% | 0% | 0% | 7.9672 | 0 | 0 | 0 | 2 | 8 | 2019 | 2045 | 100% | 0 | 0 | 0% | Normal | 0% | 7.8348 | 0 | 0 | 1 unit | 100000 | 0 | 7.8348 | 1 | 1 | 0 | 0 |  | 2016 | 1.0169 | N/A | N/A | N/A | 1 | unit | 7.8348 | Industrial_Industrial - WA_Existing_Process_Process Cooling_Standard
Industrial_Industrial - WA_Existing_Process_Natural Gas_Process Cooling_E2 | Industrial | Industrial - WA | Existing | Process | Natural Gas | Process Cooling | E2 |  | 0% | 0% | 0% | 0 | 0 | 0 | 0 | 0 | 0 | 0 | 0 | 0% | 0 | 0 | 0% | Normal | 0% | 0 | 0 | 0 | [17 empty] | Industrial_Industrial - WA_Existing_Process_Process Cooling_
Industrial_Industrial - WA_Existing_Process_Natural Gas_Process Cooling_E3 | Industrial | Industrial - WA | Existing | Process | Natural Gas | Process Cooling | E3 |  | 0% | 0% | 0% | 0 | 0 | 0 | 0 | 0 | 0 | 0 | 0 | 0% | 0 | 0 | 0% | Normal | 0% | 0 | 0 | 0 | [17 empty] | Industrial_Industrial - WA_Existing_Process_Process Cooling_
Industrial_Industrial - WA_Existing_Process_Natural Gas_Process Cooling_E4 | Industrial | Industrial - WA | Existing | Process | Natural Gas | Process Cooling | E4 |  | 0% | 0% | 0% | 0 | 0 | 0 | 0 | 0 | 0 | 0 | 0 | 0% | 0 | 0 | 0% | Normal | 0% | 0 | 0 | 0 | [17 empty] | Industrial_Industrial - WA_Existing_Process_Process Cooling_
Industrial_Industrial - WA_Existing_Process_Natural Gas_Process Cooling_E5 | Industrial | Industrial - WA | Existing | Process | Natural Gas | Process Cooling | E5 |  | 0% | 0% | 0% | 0 | 0 | 0 | 0 | 0 | 0 | 0 | 0 | 0% | 0 | 0 | 0% | Normal | 0% | 0 | 0 | 0 | [17 empty] | Industrial_Industrial - WA_Existing_Process_Process Cooling_
Industrial_Industrial - WA_Existing_Process_Natural Gas_Process Cooling_E6 | Industrial | Industrial - WA | Existing | Process | Natural Gas | Process Cooling | E6 |  | 0% | 0% | 0% | 0 | 0 | 0 | 0 | 0 | 0 | 0 | 0 | 0% | 0 | 0 | 0% | Normal | 0% | 0 | 0 | 0 | [17 empty] | Industrial_Industrial - WA_Existing_Process_Process Cooling_
Industrial_Industrial - WA_Existing_Process_Natural Gas_Process Cooling_E7 | Industrial | Industrial - WA | Existing | Process | Natural Gas | Process Cooling | E7 |  | 0% | 0% | 0% | 0 | 0 | 0 | 0 | 0 | 0 | 0 | 0 | 0% | 0 | 0 | 0% | Normal | 0% | 0 | 0 | 0 | [17 empty] | Industrial_Industrial - WA_Existing_Process_Process Cooling_
Industrial_Industrial - WA_Existing_Process_Natural Gas_Process Cooling_E8 | Industrial | Industrial - WA | Existing | Process | Natural Gas | Process Cooling | E8 |  | 0% | 0% | 0% | 0 | 0 | 0 | 0 | 0 | 0 | 0 | 0 | 0% | 0 | 0 | 0% | Normal | 0% | 0 | 0 | 0 | [17 empty] | Industrial_Industrial - WA_Existing_Process_Process Cooling_
Industrial_Industrial - WA_Existing_Process_Natural Gas_Process Cooling_E9 | Industrial | Industrial - WA | Existing | Process | Natural Gas | Process Cooling | E9 |  | 0% | 0% | 0% | 0 | 0 | 0 | 0 | 0 | 0 | 0 | 0 | 0% | 0 | 0 | 0% | Normal | 0% | 0 | 0 | 0 | [17 empty] | Industrial_Industrial - WA_Existing_Process_Process Cooling_
Industrial_Industrial - WA_Existing_Process_Natural Gas_Process Cooling_E10 | Industrial | Industrial - WA | Existing | Process | Natural Gas | Process Cooling | E10 |  | 0% | 0% | 0% | 0 | 0 | 0 | 0 | 0 | 0 | 0 | 0 | 0% | 0 | 0 | 0% | Normal | 0% | 0 | 0 | 0 | [17 empty] | Industrial_Industrial - WA_Existing_Process_Process Cooling_
Industrial_Industrial - WA_Existing_Process_Natural Gas_Other Process_E1 | Industrial | Industrial - WA | Existing | Process | Natural Gas | Other Process | E1 | Standard | 100% | 0% | 0% | 51.7865 | 0 | 0 | 0 | 2 | 8 | 2019 | 2045 | 100% | 0 | 0 | 0% | Normal | 0% | 50.9265 | 0 | 0 | 1 unit | 100000 | 0 | 50.9265 | 1 | 1 | 0 | 0 |  | 2016 | 1.0169 | N/A | N/A | N/A | 1 | unit | 50.9265 | Industrial_Industrial - WA_Existing_Process_Other Process_Standard
Industrial_Industrial - WA_Existing_Process_Natural Gas_Other Process_E2 | Industrial | Industrial - WA | Existing | Process | Natural Gas | Other Process | E2 |  | 0% | 0% | 0% | 0 | 0 | 0 | 0 | 0 | 0 | 0 | 0 | 0% | 0 | 0 | 0% | Normal | 0% | 0 | 0 | 0 | [17 empty] | Industrial_Industrial - WA_Existing_Process_Other Process_
Industrial_Industrial - WA_Existing_Process_Natural Gas_Other Process_E3 | Industrial | Industrial - WA | Existing | Process | Natural Gas | Other Process | E3 |  | 0% | 0% | 0% | 0 | 0 | 0 | 0 | 0 | 0 | 0 | 0 | 0% | 0 | 0 | 0% | Normal | 0% | 0 | 0 | 0 | [17 empty] | Industrial_Industrial - WA_Existing_Process_Other Process_
Industrial_Industrial - WA_Existing_Process_Natural Gas_Other Process_E4 | Industrial | Industrial - WA | Existing | Process | Natural Gas | Other Process | E4 |  | 0% | 0% | 0% | 0 | 0 | 0 | 0 | 0 | 0 | 0 | 0 | 0% | 0 | 0 | 0% | Normal | 0% | 0 | 0 | 0 | [17 empty] | Industrial_Industrial - WA_Existing_Process_Other Process_
Industrial_Industrial - WA_Existing_Process_Natural Gas_Other Process_E5 | Industrial | Industrial - WA | Existing | Process | Natural Gas | Other Process | E5 |  | 0% | 0% | 0% | 0 | 0 | 0 | 0 | 0 | 0 | 0 | 0 | 0% | 0 | 0 | 0% | Normal | 0% | 0 | 0 | 0 | [17 empty] | Industrial_Industrial - WA_Existing_Process_Other Process_
Industrial_Industrial - WA_Existing_Process_Natural Gas_Other Process_E6 | Industrial | Industrial - WA | Existing | Process | Natural Gas | Other Process | E6 |  | 0% | 0% | 0% | 0 | 0 | 0 | 0 | 0 | 0 | 0 | 0 | 0% | 0 | 0 | 0% | Normal | 0% | 0 | 0 | 0 | [17 empty] | Industrial_Industrial - WA_Existing_Process_Other Process_
Industrial_Industrial - WA_Existing_Process_Natural Gas_Other Process_E7 | Industrial | Industrial - WA | Existing | Process | Natural Gas | Other Process | E7 |  | 0% | 0% | 0% | 0 | 0 | 0 | 0 | 0 | 0 | 0 | 0 | 0% | 0 | 0 | 0% | Normal | 0% | 0 | 0 | 0 | [17 empty] | Industrial_Industrial - WA_Existing_Process_Other Process_
Industrial_Industrial - WA_Existing_Process_Natural Gas_Other Process_E8 | Industrial | Industrial - WA | Existing | Process | Natural Gas | Other Process | E8 |  | 0% | 0% | 0% | 0 | 0 | 0 | 0 | 0 | 0 | 0 | 0 | 0% | 0 | 0 | 0% | Normal | 0% | 0 | 0 | 0 | [17 empty] | Industrial_Industrial - WA_Existing_Process_Other Process_
Industrial_Industrial - WA_Existing_Process_Natural Gas_Other Process_E9 | Industrial | Industrial - WA | Existing | Process | Natural Gas | Other Process | E9 |  | 0% | 0% | 0% | 0 | 0 | 0 | 0 | 0 | 0 | 0 | 0 | 0% | 0 | 0 | 0% | Normal | 0% | 0 | 0 | 0 | [17 empty] | Industrial_Industrial - WA_Existing_Process_Other Process_
Industrial_Industrial - WA_Existing_Process_Natural Gas_Other Process_E10 | Industrial | Industrial - WA | Existing | Process | Natural Gas | Other Process | E10 |  | 0% | 0% | 0% | 0 | 0 | 0 | 0 | 0 | 0 | 0 | 0 | 0% | 0 | 0 | 0% | Normal | 0% | 0 | 0 | 0 | [17 empty] | Industrial_Industrial - WA_Existing_Process_Other Process_
Industrial_Industrial - WA_Existing_Miscellaneous_Natural Gas_Miscellaneous_E1 | Industrial | Industrial - WA | Existing | Miscellaneous | Natural Gas | Miscellaneous | E1 | Standard | 100% | 0% | 0% | 117.3624 | 0 | 0 | 0 | 2 | 8 | 2019 | 2045 | 100% | 0 | 0 | 0% | Normal | 0% | 115.4133 | 0 | 0 | 1 unit | 100000 | 0 | 115.4133 | 1 | 1 | 0 | 0 |  | 2016 | 1.0169 | N/A | N/A | N/A | 1 | unit | 115.4133 | Industrial_Industrial - WA_Existing_Miscellaneous_Miscellaneous_Standard
Industrial_Industrial - WA_Existing_Miscellaneous_Natural Gas_Miscellaneous_E2 | Industrial | Industrial - WA | Existing | Miscellaneous | Natural Gas | Miscellaneous | E2 |  | 0% | 0% | 0% | 0 | 0 | 0 | 0 | 0 | 0 | 0 | 0 | 0% | 0 | 0 | 0% | Normal | 0% | 0 | 0 | 0 | [17 empty] | Industrial_Industrial - WA_Existing_Miscellaneous_Miscellaneous_
Industrial_Industrial - WA_Existing_Miscellaneous_Natural Gas_Miscellaneous_E3 | Industrial | Industrial - WA | Existing | Miscellaneous | Natural Gas | Miscellaneous | E3 |  | 0% | 0% | 0% | 0 | 0 | 0 | 0 | 0 | 0 | 0 | 0 | 0% | 0 | 0 | 0% | Normal | 0% | 0 | 0 | 0 | [17 empty] | Industrial_Industrial - WA_Existing_Miscellaneous_Miscellaneous_
Industrial_Industrial - WA_Existing_Miscellaneous_Natural Gas_Miscellaneous_E4 | Industrial | Industrial - WA | Existing | Miscellaneous | Natural Gas | Miscellaneous | E4 |  | 0% | 0% | 0% | 0 | 0 | 0 | 0 | 0 | 0 | 0 | 0 | 0% | 0 | 0 | 0% | Normal | 0% | 0 | 0 | 0 | [17 empty] | Industrial_Industrial - WA_Existing_Miscellaneous_Miscellaneous_
Industrial_Industrial - WA_Existing_Miscellaneous_Natural Gas_Miscellaneous_E5 | Industrial | Industrial - WA | Existing | Miscellaneous | Natural Gas | Miscellaneous | E5 |  | 0% | 0% | 0% | 0 | 0 | 0 | 0 | 0 | 0 | 0 | 0 | 0% | 0 | 0 | 0% | Normal | 0% | 0 | 0 | 0 | [17 empty] | Industrial_Industrial - WA_Existing_Miscellaneous_Miscellaneous_
Industrial_Industrial - WA_Existing_Miscellaneous_Natural Gas_Miscellaneous_E6 | Industrial | Industrial - WA | Existing | Miscellaneous | Natural Gas | Miscellaneous | E6 |  | 0% | 0% | 0% | 0 | 0 | 0 | 0 | 0 | 0 | 0 | 0 | 0% | 0 | 0 | 0% | Normal | 0% | 0 | 0 | 0 | [17 empty] | Industrial_Industrial - WA_Existing_Miscellaneous_Miscellaneous_
Industrial_Industrial - WA_Existing_Miscellaneous_Natural Gas_Miscellaneous_E7 | Industrial | Industrial - WA | Existing | Miscellaneous | Natural Gas | Miscellaneous | E7 |  | 0% | 0% | 0% | 0 | 0 | 0 | 0 | 0 | 0 | 0 | 0 | 0% | 0 | 0 | 0% | Normal | 0% | 0 | 0 | 0 | [17 empty] | Industrial_Industrial - WA_Existing_Miscellaneous_Miscellaneous_
Industrial_Industrial - WA_Existing_Miscellaneous_Natural Gas_Miscellaneous_E8 | Industrial | Industrial - WA | Existing | Miscellaneous | Natural Gas | Miscellaneous | E8 |  | 0% | 0% | 0% | 0 | 0 | 0 | 0 | 0 | 0 | 0 | 0 | 0% | 0 | 0 | 0% | Normal | 0% | 0 | 0 | 0 | [17 empty] | Industrial_Industrial - WA_Existing_Miscellaneous_Miscellaneous_
Industrial_Industrial - WA_Existing_Miscellaneous_Natural Gas_Miscellaneous_E9 | Industrial | Industrial - WA | Existing | Miscellaneous | Natural Gas | Miscellaneous | E9 |  | 0% | 0% | 0% | 0 | 0 | 0 | 0 | 0 | 0 | 0 | 0 | 0% | 0 | 0 | 0% | Normal | 0% | 0 | 0 | 0 | [17 empty] | Industrial_Industrial - WA_Existing_Miscellaneous_Miscellaneous_
Industrial_Industrial - WA_Existing_Miscellaneous_Natural Gas_Miscellaneous_E10 | Industrial | Industrial - WA | Existing | Miscellaneous | Natural Gas | Miscellaneous | E10 |  | 0% | 0% | 0% | 0 | 0 | 0 | 0 | 0 | 0 | 0 | 0 | 0% | 0 | 0 | 0% | Normal | 0% | 0 | 0 | 0 | [17 empty] | Industrial_Industrial - WA_Existing_Miscellaneous_Miscellaneous_
Industrial_Industrial - WA_New_Space Heating_Natural Gas_Furnace_E1 | Industrial | Industrial - WA | New | Space Heating | Natural Gas | Furnace | E1 | AFUE 80% (Standard) | 100% | 0% | 0% | 893.1186 | 0 | 224.4854 | 0 | 10 | 26 | 2019 | 2045 | 100% | 0 | 0 | 0% | Normal | 0% | 80.6443 | 0 | 0 | 150 kBtu/hr | 100000 | 0 | 0.67197 | 0.80007 | 1273.125 | 0 | 320 |  | 2013 | 1.044 | GFURN-Heating-EIA14-2014 Ref. Case-2 | GFURN-Heating-EIA14-2014 Ref. Case-2 | GFURN-Heating-EIA14-2014 Ref. Case-2 | 150 | kBtu/hr | 100.7962 | Industrial_Industrial - WA_New_Space Heating_Furnace_AFUE 80% (Standard)
Industrial_Industrial - WA_New_Space Heating_Natural Gas_Furnace_E2 | Industrial | Industrial - WA | New | Space Heating | Natural Gas | Furnace | E2 | AFUE 90% | 88.88% | 0% | 0% | 1085.1588 | 0 | 652.4106 | 0 | 10 | 26 | 2019 | 2045 | 100% | 0 | 0 | 0% | Normal | 0% | 71.6803 | 0 | 0 | 150 kBtu/hr | 100000 | 0 | 0.67197 | 0.71114 | 1546.875 | 0 | 930 |  | 2013 | 1.044 | GFURN-Heating-EIA14-2014 Ref. Case-3 | GFURN-Heating-EIA14-2014 Ref. Case-3 | GFURN-Heating-EIA14-2014 Ref. Case-3 | 150 | kBtu/hr | 100.7962 | Industrial_Industrial - WA_New_Space Heating_Furnace_AFUE 90%
Industrial_Industrial - WA_New_Space Heating_Natural Gas_Furnace_E3 | Industrial | Industrial - WA | New | Space Heating | Natural Gas | Furnace | E3 | AFUE 96% | 83.33% | 0% | 0% | 2098.8669 | 0 | 0 | 0 | 10 | 20 | 2019 | 2045 | 100% | 0 | 0 | 0% | Normal | 0% | 67.1983 | 0 | 0 | 150 kBtu/hr | 100000 | 0 | 0.67197 | 0.66668 | 3041.033 | 0 | 0 |  | 2014 | 1.0271 | GFURN-Heating-EIA14-2014 Ref. Case-3 | GFURN-Heating-ILTRM-v5.0-191 | AEG BEST | 150 | kBtu/hr | 100.7962 | Industrial_Industrial - WA_New_Space Heating_Furnace_AFUE 96%
Industrial_Industrial - WA_New_Space Heating_Natural Gas_Furnace_E4 | Industrial | Industrial - WA | New | Space Heating | Natural Gas | Furnace | E4 |  | 0% | 0% | 0% | 0 | 0 | 0 | 0 | 0 | 0 | 0 | 0 | 0% | 0 | 0 | 0% | Normal | 0% | 0 | 0 | 0 | [17 empty] | Industrial_Industrial - WA_New_Space Heating_Furnace_
Industrial_Industrial - WA_New_Space Heating_Natural Gas_Furnace_E5 | Industrial | Industrial - WA | New | Space Heating | Natural Gas | Furnace | E5 |  | 0% | 0% | 0% | 0 | 0 | 0 | 0 | 0 | 0 | 0 | 0 | 0% | 0 | 0 | 0% | Normal | 0% | 0 | 0 | 0 | [17 empty] | Industrial_Industrial - WA_New_Space Heating_Furnace_
Industrial_Industrial - WA_New_Space Heating_Natural Gas_Furnace_E6 | Industrial | Industrial - WA | New | Space Heating | Natural Gas | Furnace | E6 |  | 0% | 0% | 0% | 0 | 0 | 0 | 0 | 0 | 0 | 0 | 0 | 0% | 0 | 0 | 0% | Normal | 0% | 0 | 0 | 0 | [17 empty] | Industrial_Industrial - WA_New_Space Heating_Furnace_
Industrial_Industrial - WA_New_Space Heating_Natural Gas_Furnace_E7 | Industrial | Industrial - WA | New | Space Heating | Natural Gas | Furnace | E7 |  | 0% | 0% | 0% | 0 | 0 | 0 | 0 | 0 | 0 | 0 | 0 | 0% | 0 | 0 | 0% | Normal | 0% | 0 | 0 | 0 | [17 empty] | Industrial_Industrial - WA_New_Space Heating_Furnace_
Industrial_Industrial - WA_New_Space Heating_Natural Gas_Furnace_E8 | Industrial | Industrial - WA | New | Space Heating | Natural Gas | Furnace | E8 |  | 0% | 0% | 0% | 0 | 0 | 0 | 0 | 0 | 0 | 0 | 0 | 0% | 0 | 0 | 0% | Normal | 0% | 0 | 0 | 0 | [17 empty] | Industrial_Industrial - WA_New_Space Heating_Furnace_
Industrial_Industrial - WA_New_Space Heating_Natural Gas_Furnace_E9 | Industrial | Industrial - WA | New | Space Heating | Natural Gas | Furnace | E9 |  | 0% | 0% | 0% | 0 | 0 | 0 | 0 | 0 | 0 | 0 | 0 | 0% | 0 | 0 | 0% | Normal | 0% | 0 | 0 | 0 | [17 empty] | Industrial_Industrial - WA_New_Space Heating_Furnace_
Industrial_Industrial - WA_New_Space Heating_Natural Gas_Furnace_E10 | Industrial | Industrial - WA | New | Space Heating | Natural Gas | Furnace | E10 |  | 0% | 0% | 0% | 0 | 0 | 0 | 0 | 0 | 0 | 0 | 0 | 0% | 0 | 0 | 0% | Normal | 0% | 0 | 0 | 0 | [17 empty] | Industrial_Industrial - WA_New_Space Heating_Furnace_
Industrial_Industrial - WA_New_Space Heating_Natural Gas_Boiler_E1 | Industrial | Industrial - WA | New | Space Heating | Natural Gas | Boiler | E1 | AFUE 80% (Standard) | 100% | 0% | 0% | 3329.4644 | 0 | 78.9206 | 0 | 25 | 35 | 2019 | 2045 | 100% | 0 | 0 | 0% | Normal | 0% | 91.8248 | 0 | 0 | 1 kBtu/hr | 100000 | 0 | 100.7962 | 0.91099 | 31.6406 | 0 | 0.75 |  | 2013 | 1.044 | GBLR-Heating-AEO15-3 | GBLR-Heating-AEO15-3 | GBLR-Heating-AEO15-3 | 1 | kBtu/hr | 100.7962 | Industrial_Industrial - WA_New_Space Heating_Boiler_AFUE 80% (Standard)
Industrial_Industrial - WA_New_Space Heating_Natural Gas_Boiler_E2 | Industrial | Industrial - WA | New | Space Heating | Natural Gas | Boiler | E2 | AFUE 85% | 94.12% | 0% | 0% | 3574.6407 | 0 | 74.2782 | 0 | 25 | 35 | 2019 | 2045 | 100% | 0 | 0 | 0% | Normal | 0% | 86.4229 | 0 | 0 | 1 kBtu/hr | 100000 | 0 | 100.7962 | 0.8574 | 33.9706 | 0 | 0.70588 |  | 2013 | 1.044 | GBLR-Heating-AEO15-6 | GBLR-Heating-AEO15-6 | GBLR-Heating-AEO15-6 | 1 | kBtu/hr | 100.7962 | Industrial_Industrial - WA_New_Space Heating_Boiler_AFUE 85%
Industrial_Industrial - WA_New_Space Heating_Natural Gas_Boiler_E3 | Industrial | Industrial - WA | New | Space Heating | Natural Gas | Boiler | E3 | AFUE 97% | 82.48% | 0% | 0% | 3402.4459 | 0 | 64.425 | 0 | 25 | 35 | 2019 | 2045 | 100% | 0 | 0 | 0% | Normal | 0% | 75.7333 | 0 | 0 | 1 kBtu/hr | 100000 | 0 | 100.7962 | 0.75135 | 32.3342 | 0 | 0.61224 |  | 2013 | 1.044 | GBLR-Heating-AEO15-7 | GBLR-Heating-AEO15-7 | GBLR-Heating-AEO15-7 | 1 | kBtu/hr | 100.7962 | Industrial_Industrial - WA_New_Space Heating_Boiler_AFUE 97%
Industrial_Industrial - WA_New_Space Heating_Natural Gas_Boiler_E4 | Industrial | Industrial - WA | New | Space Heating | Natural Gas | Boiler | E4 | Convert to NG Air Source Heat Pump | 57.14% | 0% | 0% | 22974.6748 | 0 | 280.6067 | 0 | 10 | 20 | 2019 | 2045 | 100% | 0 | 0 | 0% | Normal | 0% | 52.4713 | 0 | 0 | 1 kBtu/hr | 100000 | 0 | 100.7962 | 0.52057 | 218.3333 | 0 | 2.6667 |  | 2013 | 1.044 | HP_GAS-Heating-AEO17-1 | HP_GAS-Heating-AEO17-1 | HP_GAS-Heating-AEO17-1 | 1 | kBtu/hr | 100.7962 | Industrial_Industrial - WA_New_Space Heating_Boiler_Convert to NG Air Source Heat Pump
Industrial_Industrial - WA_New_Space Heating_Natural Gas_Boiler_E5 | Industrial | Industrial - WA | New | Space Heating | Natural Gas | Boiler | E5 |  | 0% | 0% | 0% | 0 | 0 | 0 | 0 | 0 | 0 | 0 | 0 | 0% | 0 | 0 | 0% | Normal | 0% | 0 | 0 | 0 | [17 empty] | Industrial_Industrial - WA_New_Space Heating_Boiler_
Industrial_Industrial - WA_New_Space Heating_Natural Gas_Boiler_E6 | Industrial | Industrial - WA | New | Space Heating | Natural Gas | Boiler | E6 |  | 0% | 0% | 0% | 0 | 0 | 0 | 0 | 0 | 0 | 0 | 0 | 0% | 0 | 0 | 0% | Normal | 0% | 0 | 0 | 0 | [17 empty] | Industrial_Industrial - WA_New_Space Heating_Boiler_
Industrial_Industrial - WA_New_Space Heating_Natural Gas_Boiler_E7 | Industrial | Industrial - WA | New | Space Heating | Natural Gas | Boiler | E7 |  | 0% | 0% | 0% | 0 | 0 | 0 | 0 | 0 | 0 | 0 | 0 | 0% | 0 | 0 | 0% | Normal | 0% | 0 | 0 | 0 | [17 empty] | Industrial_Industrial - WA_New_Space Heating_Boiler_
Industrial_Industrial - WA_New_Space Heating_Natural Gas_Boiler_E8 | Industrial | Industrial - WA | New | Space Heating | Natural Gas | Boiler | E8 |  | 0% | 0% | 0% | 0 | 0 | 0 | 0 | 0 | 0 | 0 | 0 | 0% | 0 | 0 | 0% | Normal | 0% | 0 | 0 | 0 | [17 empty] | Industrial_Industrial - WA_New_Space Heating_Boiler_
Industrial_Industrial - WA_New_Space Heating_Natural Gas_Boiler_E9 | Industrial | Industrial - WA | New | Space Heating | Natural Gas | Boiler | E9 |  | 0% | 0% | 0% | 0 | 0 | 0 | 0 | 0 | 0 | 0 | 0 | 0% | 0 | 0 | 0% | Normal | 0% | 0 | 0 | 0 | [17 empty] | Industrial_Industrial - WA_New_Space Heating_Boiler_
Industrial_Industrial - WA_New_Space Heating_Natural Gas_Boiler_E10 | Industrial | Industrial - WA | New | Space Heating | Natural Gas | Boiler | E10 |  | 0% | 0% | 0% | 0 | 0 | 0 | 0 | 0 | 0 | 0 | 0 | 0% | 0 | 0 | 0% | Normal | 0% | 0 | 0 | 0 | [17 empty] | Industrial_Industrial - WA_New_Space Heating_Boiler_
Industrial_Industrial - WA_New_Space Heating_Natural Gas_Unit Heater_E1 | Industrial | Industrial - WA | New | Space Heating | Natural Gas | Unit Heater | E1 | Standard | 100% | 0% | 0% | 7.6148 | 0 | 0 | 0 | 15 | 25 | 2019 | 2045 | 100% | 0 | 0 | 0% | Normal | 0% | 107.8798 | 0 | 0 | 1 unit | 100000 | 0 | 0.007125 | 2080 | 1051 | 0 | 0 |  | 2016 | 1.0169 | UNITHT-Heating-XCELCO-2017-18-3 | UNITHT-Heating-XCELCO-2017-18-3 | UNITHT-Heating-XCELCO-2017-18-3 | 1 | unit | 0.007125 | Industrial_Industrial - WA_New_Space Heating_Unit Heater_Standard
Industrial_Industrial - WA_New_Space Heating_Natural Gas_Unit Heater_E2 | Industrial | Industrial - WA | New | Space Heating | Natural Gas | Unit Heater | E2 | Condensing | 88.94% | 0% | 0% | 16.7004 | 0 | 0 | 0 | 15 | 25 | 2019 | 2045 | 100% | 0 | 0 | 0% | Normal | 0% | 95.9508 | 0 | 0 | 1 unit | 100000 | 0 | 0.007125 | 1850 | 2305 | 0 | 0 |  | 2016 | 1.0169 | UNITHT-Heating-XCELCO-2017-18-3 | UNITHT-Heating-XCELCO-2017-18-3 | UNITHT-Heating-XCELCO-2017-18-3 | 1 | unit | 0.007125 | Industrial_Industrial - WA_New_Space Heating_Unit Heater_Condensing
Industrial_Industrial - WA_New_Space Heating_Natural Gas_Unit Heater_E3 | Industrial | Industrial - WA | New | Space Heating | Natural Gas | Unit Heater | E3 | Infrared Radiant | 88.46% | 0% | 0% | 9.0928 | 0 | 0 | 0 | 10 | 20 | 2019 | 2045 | 100% | 0 | 0 | 0% | Normal | 0% | 95.4322 | 0 | 0 | 1 unit | 100000 | 0 | 0.007125 | 1840 | 1255 | 0 | 0 |  | 2016 | 1.0169 | UNITHT-Heating-XCELCO-2017-18-4 | UNITHT-Heating-XCELCO-2017-18-4 | UNITHT-Heating-XCELCO-2017-18-4 | 1 | unit | 0.007125 | Industrial_Industrial - WA_New_Space Heating_Unit Heater_Infrared Radiant
Industrial_Industrial - WA_New_Space Heating_Natural Gas_Unit Heater_E4 | Industrial | Industrial - WA | New | Space Heating | Natural Gas | Unit Heater | E4 |  | 0% | 0% | 0% | 0 | 0 | 0 | 0 | 0 | 0 | 0 | 0 | 0% | 0 | 0 | 0% | Normal | 0% | 0 | 0 | 0 | [17 empty] | Industrial_Industrial - WA_New_Space Heating_Unit Heater_
Industrial_Industrial - WA_New_Space Heating_Natural Gas_Unit Heater_E5 | Industrial | Industrial - WA | New | Space Heating | Natural Gas | Unit Heater | E5 |  | 0% | 0% | 0% | 0 | 0 | 0 | 0 | 0 | 0 | 0 | 0 | 0% | 0 | 0 | 0% | Normal | 0% | 0 | 0 | 0 | [17 empty] | Industrial_Industrial - WA_New_Space Heating_Unit Heater_
Industrial_Industrial - WA_New_Space Heating_Natural Gas_Unit Heater_E6 | Industrial | Industrial - WA | New | Space Heating | Natural Gas | Unit Heater | E6 |  | 0% | 0% | 0% | 0 | 0 | 0 | 0 | 0 | 0 | 0 | 0 | 0% | 0 | 0 | 0% | Normal | 0% | 0 | 0 | 0 | [17 empty] | Industrial_Industrial - WA_New_Space Heating_Unit Heater_
Industrial_Industrial - WA_New_Space Heating_Natural Gas_Unit Heater_E7 | Industrial | Industrial - WA | New | Space Heating | Natural Gas | Unit Heater | E7 |  | 0% | 0% | 0% | 0 | 0 | 0 | 0 | 0 | 0 | 0 | 0 | 0% | 0 | 0 | 0% | Normal | 0% | 0 | 0 | 0 | [17 empty] | Industrial_Industrial - WA_New_Space Heating_Unit Heater_
Industrial_Industrial - WA_New_Space Heating_Natural Gas_Unit Heater_E8 | Industrial | Industrial - WA | New | Space Heating | Natural Gas | Unit Heater | E8 |  | 0% | 0% | 0% | 0 | 0 | 0 | 0 | 0 | 0 | 0 | 0 | 0% | 0 | 0 | 0% | Normal | 0% | 0 | 0 | 0 | [17 empty] | Industrial_Industrial - WA_New_Space Heating_Unit Heater_
Industrial_Industrial - WA_New_Space Heating_Natural Gas_Unit Heater_E9 | Industrial | Industrial - WA | New | Space Heating | Natural Gas | Unit Heater | E9 |  | 0% | 0% | 0% | 0 | 0 | 0 | 0 | 0 | 0 | 0 | 0 | 0% | 0 | 0 | 0% | Normal | 0% | 0 | 0 | 0 | [17 empty] | Industrial_Industrial - WA_New_Space Heating_Unit Heater_
Industrial_Industrial - WA_New_Space Heating_Natural Gas_Unit Heater_E10 | Industrial | Industrial - WA | New | Space Heating | Natural Gas | Unit Heater | E10 |  | 0% | 0% | 0% | 0 | 0 | 0 | 0 | 0 | 0 | 0 | 0 | 0% | 0 | 0 | 0% | Normal | 0% | 0 | 0 | 0 | [17 empty] | Industrial_Industrial - WA_New_Space Heating_Unit Heater_
Industrial_Industrial - WA_New_Process_Natural Gas_Process Boiler_E1 | Industrial | Industrial - WA | New | Process | Natural Gas | Process Boiler | E1 | Standard | 100% | 0% | 0% | 1.0169 | 0 | 0 | 0 | 2 | 8 | 2019 | 2045 | 100% | 0 | 0 | 0% | Normal | 0% | 758.4736 | 0 | 0 | 1 unit | 100000 | 0 | 1 | 1 | 1 | 0 | 0 |  | 2016 | 1.0169 | N/A | N/A | N/A | 1 | unit | 1 | Industrial_Industrial - WA_New_Process_Process Boiler_Standard
Industrial_Industrial - WA_New_Process_Natural Gas_Process Boiler_E2 | Industrial | Industrial - WA | New | Process | Natural Gas | Process Boiler | E2 |  | 0% | 0% | 0% | 0 | 0 | 0 | 0 | 0 | 0 | 0 | 0 | 0% | 0 | 0 | 0% | Normal | 0% | 0 | 0 | 0 | [17 empty] | Industrial_Industrial - WA_New_Process_Process Boiler_
Industrial_Industrial - WA_New_Process_Natural Gas_Process Boiler_E3 | Industrial | Industrial - WA | New | Process | Natural Gas | Process Boiler | E3 |  | 0% | 0% | 0% | 0 | 0 | 0 | 0 | 0 | 0 | 0 | 0 | 0% | 0 | 0 | 0% | Normal | 0% | 0 | 0 | 0 | [17 empty] | Industrial_Industrial - WA_New_Process_Process Boiler_
Industrial_Industrial - WA_New_Process_Natural Gas_Process Boiler_E4 | Industrial | Industrial - WA | New | Process | Natural Gas | Process Boiler | E4 |  | 0% | 0% | 0% | 0 | 0 | 0 | 0 | 0 | 0 | 0 | 0 | 0% | 0 | 0 | 0% | Normal | 0% | 0 | 0 | 0 | [17 empty] | Industrial_Industrial - WA_New_Process_Process Boiler_
Industrial_Industrial - WA_New_Process_Natural Gas_Process Boiler_E5 | Industrial | Industrial - WA | New | Process | Natural Gas | Process Boiler | E5 |  | 0% | 0% | 0% | 0 | 0 | 0 | 0 | 0 | 0 | 0 | 0 | 0% | 0 | 0 | 0% | Normal | 0% | 0 | 0 | 0 | [17 empty] | Industrial_Industrial - WA_New_Process_Process Boiler_
Industrial_Industrial - WA_New_Process_Natural Gas_Process Boiler_E6 | Industrial | Industrial - WA | New | Process | Natural Gas | Process Boiler | E6 |  | 0% | 0% | 0% | 0 | 0 | 0 | 0 | 0 | 0 | 0 | 0 | 0% | 0 | 0 | 0% | Normal | 0% | 0 | 0 | 0 | [17 empty] | Industrial_Industrial - WA_New_Process_Process Boiler_
Industrial_Industrial - WA_New_Process_Natural Gas_Process Boiler_E7 | Industrial | Industrial - WA | New | Process | Natural Gas | Process Boiler | E7 |  | 0% | 0% | 0% | 0 | 0 | 0 | 0 | 0 | 0 | 0 | 0 | 0% | 0 | 0 | 0% | Normal | 0% | 0 | 0 | 0 | [17 empty] | Industrial_Industrial - WA_New_Process_Process Boiler_
Industrial_Industrial - WA_New_Process_Natural Gas_Process Boiler_E8 | Industrial | Industrial - WA | New | Process | Natural Gas | Process Boiler | E8 |  | 0% | 0% | 0% | 0 | 0 | 0 | 0 | 0 | 0 | 0 | 0 | 0% | 0 | 0 | 0% | Normal | 0% | 0 | 0 | 0 | [17 empty] | Industrial_Industrial - WA_New_Process_Process Boiler_
Industrial_Industrial - WA_New_Process_Natural Gas_Process Boiler_E9 | Industrial | Industrial - WA | New | Process | Natural Gas | Process Boiler | E9 |  | 0% | 0% | 0% | 0 | 0 | 0 | 0 | 0 | 0 | 0 | 0 | 0% | 0 | 0 | 0% | Normal | 0% | 0 | 0 | 0 | [17 empty] | Industrial_Industrial - WA_New_Process_Process Boiler_
Industrial_Industrial - WA_New_Process_Natural Gas_Process Boiler_E10 | Industrial | Industrial - WA | New | Process | Natural Gas | Process Boiler | E10 |  | 0% | 0% | 0% | 0 | 0 | 0 | 0 | 0 | 0 | 0 | 0 | 0% | 0 | 0 | 0% | Normal | 0% | 0 | 0 | 0 | [17 empty] | Industrial_Industrial - WA_New_Process_Process Boiler_
Industrial_Industrial - WA_New_Process_Natural Gas_Process Heating_E1 | Industrial | Industrial - WA | New | Process | Natural Gas | Process Heating | E1 | Standard | 100% | 0% | 0% | 1.0169 | 0 | 0 | 0 | 2 | 8 | 2019 | 2045 | 100% | 0 | 0 | 0% | Normal | 0% | 675.0023 | 0 | 0 | 1 unit | 100000 | 0 | 1 | 1 | 1 | 0 | 0 |  | 2016 | 1.0169 | N/A | N/A | N/A | 1 | unit | 1 | Industrial_Industrial - WA_New_Process_Process Heating_Standard
Industrial_Industrial - WA_New_Process_Natural Gas_Process Heating_E2 | Industrial | Industrial - WA | New | Process | Natural Gas | Process Heating | E2 |  | 0% | 0% | 0% | 0 | 0 | 0 | 0 | 0 | 0 | 0 | 0 | 0% | 0 | 0 | 0% | Normal | 0% | 0 | 0 | 0 | [17 empty] | Industrial_Industrial - WA_New_Process_Process Heating_
Industrial_Industrial - WA_New_Process_Natural Gas_Process Heating_E3 | Industrial | Industrial - WA | New | Process | Natural Gas | Process Heating | E3 |  | 0% | 0% | 0% | 0 | 0 | 0 | 0 | 0 | 0 | 0 | 0 | 0% | 0 | 0 | 0% | Normal | 0% | 0 | 0 | 0 | [17 empty] | Industrial_Industrial - WA_New_Process_Process Heating_
Industrial_Industrial - WA_New_Process_Natural Gas_Process Heating_E4 | Industrial | Industrial - WA | New | Process | Natural Gas | Process Heating | E4 |  | 0% | 0% | 0% | 0 | 0 | 0 | 0 | 0 | 0 | 0 | 0 | 0% | 0 | 0 | 0% | Normal | 0% | 0 | 0 | 0 | [17 empty] | Industrial_Industrial - WA_New_Process_Process Heating_
Industrial_Industrial - WA_New_Process_Natural Gas_Process Heating_E5 | Industrial | Industrial - WA | New | Process | Natural Gas | Process Heating | E5 |  | 0% | 0% | 0% | 0 | 0 | 0 | 0 | 0 | 0 | 0 | 0 | 0% | 0 | 0 | 0% | Normal | 0% | 0 | 0 | 0 | [17 empty] | Industrial_Industrial - WA_New_Process_Process Heating_
Industrial_Industrial - WA_New_Process_Natural Gas_Process Heating_E6 | Industrial | Industrial - WA | New | Process | Natural Gas | Process Heating | E6 |  | 0% | 0% | 0% | 0 | 0 | 0 | 0 | 0 | 0 | 0 | 0 | 0% | 0 | 0 | 0% | Normal | 0% | 0 | 0 | 0 | [17 empty] | Industrial_Industrial - WA_New_Process_Process Heating_
Industrial_Industrial - WA_New_Process_Natural Gas_Process Heating_E7 | Industrial | Industrial - WA | New | Process | Natural Gas | Process Heating | E7 |  | 0% | 0% | 0% | 0 | 0 | 0 | 0 | 0 | 0 | 0 | 0 | 0% | 0 | 0 | 0% | Normal | 0% | 0 | 0 | 0 | [17 empty] | Industrial_Industrial - WA_New_Process_Process Heating_
Industrial_Industrial - WA_New_Process_Natural Gas_Process Heating_E8 | Industrial | Industrial - WA | New | Process | Natural Gas | Process Heating | E8 |  | 0% | 0% | 0% | 0 | 0 | 0 | 0 | 0 | 0 | 0 | 0 | 0% | 0 | 0 | 0% | Normal | 0% | 0 | 0 | 0 | [17 empty] | Industrial_Industrial - WA_New_Process_Process Heating_
Industrial_Industrial - WA_New_Process_Natural Gas_Process Heating_E9 | Industrial | Industrial - WA | New | Process | Natural Gas | Process Heating | E9 |  | 0% | 0% | 0% | 0 | 0 | 0 | 0 | 0 | 0 | 0 | 0 | 0% | 0 | 0 | 0% | Normal | 0% | 0 | 0 | 0 | [17 empty] | Industrial_Industrial - WA_New_Process_Process Heating_
Industrial_Industrial - WA_New_Process_Natural Gas_Process Heating_E10 | Industrial | Industrial - WA | New | Process | Natural Gas | Process Heating | E10 |  | 0% | 0% | 0% | 0 | 0 | 0 | 0 | 0 | 0 | 0 | 0 | 0% | 0 | 0 | 0% | Normal | 0% | 0 | 0 | 0 | [17 empty] | Industrial_Industrial - WA_New_Process_Process Heating_
Industrial_Industrial - WA_New_Process_Natural Gas_Process Cooling_E1 | Industrial | Industrial - WA | New | Process | Natural Gas | Process Cooling | E1 | Standard | 100% | 0% | 0% | 1.0169 | 0 | 0 | 0 | 2 | 8 | 2019 | 2045 | 100% | 0 | 0 | 0% | Normal | 0% | 7.8348 | 0 | 0 | 1 unit | 100000 | 0 | 1 | 1 | 1 | 0 | 0 |  | 2016 | 1.0169 | N/A | N/A | N/A | 1 | unit | 1 | Industrial_Industrial - WA_New_Process_Process Cooling_Standard
Industrial_Industrial - WA_New_Process_Natural Gas_Process Cooling_E2 | Industrial | Industrial - WA | New | Process | Natural Gas | Process Cooling | E2 |  | 0% | 0% | 0% | 0 | 0 | 0 | 0 | 0 | 0 | 0 | 0 | 0% | 0 | 0 | 0% | Normal | 0% | 0 | 0 | 0 | [17 empty] | Industrial_Industrial - WA_New_Process_Process Cooling_
Industrial_Industrial - WA_New_Process_Natural Gas_Process Cooling_E3 | Industrial | Industrial - WA | New | Process | Natural Gas | Process Cooling | E3 |  | 0% | 0% | 0% | 0 | 0 | 0 | 0 | 0 | 0 | 0 | 0 | 0% | 0 | 0 | 0% | Normal | 0% | 0 | 0 | 0 | [17 empty] | Industrial_Industrial - WA_New_Process_Process Cooling_
Industrial_Industrial - WA_New_Process_Natural Gas_Process Cooling_E4 | Industrial | Industrial - WA | New | Process | Natural Gas | Process Cooling | E4 |  | 0% | 0% | 0% | 0 | 0 | 0 | 0 | 0 | 0 | 0 | 0 | 0% | 0 | 0 | 0% | Normal | 0% | 0 | 0 | 0 | [17 empty] | Industrial_Industrial - WA_New_Process_Process Cooling_
Industrial_Industrial - WA_New_Process_Natural Gas_Process Cooling_E5 | Industrial | Industrial - WA | New | Process | Natural Gas | Process Cooling | E5 |  | 0% | 0% | 0% | 0 | 0 | 0 | 0 | 0 | 0 | 0 | 0 | 0% | 0 | 0 | 0% | Normal | 0% | 0 | 0 | 0 | [17 empty] | Industrial_Industrial - WA_New_Process_Process Cooling_
Industrial_Industrial - WA_New_Process_Natural Gas_Process Cooling_E6 | Industrial | Industrial - WA | New | Process | Natural Gas | Process Cooling | E6 |  | 0% | 0% | 0% | 0 | 0 | 0 | 0 | 0 | 0 | 0 | 0 | 0% | 0 | 0 | 0% | Normal | 0% | 0 | 0 | 0 | [17 empty] | Industrial_Industrial - WA_New_Process_Process Cooling_
Industrial_Industrial - WA_New_Process_Natural Gas_Process Cooling_E7 | Industrial | Industrial - WA | New | Process | Natural Gas | Process Cooling | E7 |  | 0% | 0% | 0% | 0 | 0 | 0 | 0 | 0 | 0 | 0 | 0 | 0% | 0 | 0 | 0% | Normal | 0% | 0 | 0 | 0 | [17 empty] | Industrial_Industrial - WA_New_Process_Process Cooling_
Industrial_Industrial - WA_New_Process_Natural Gas_Process Cooling_E8 | Industrial | Industrial - WA | New | Process | Natural Gas | Process Cooling | E8 |  | 0% | 0% | 0% | 0 | 0 | 0 | 0 | 0 | 0 | 0 | 0 | 0% | 0 | 0 | 0% | Normal | 0% | 0 | 0 | 0 | [17 empty] | Industrial_Industrial - WA_New_Process_Process Cooling_
Industrial_Industrial - WA_New_Process_Natural Gas_Process Cooling_E9 | Industrial | Industrial - WA | New | Process | Natural Gas | Process Cooling | E9 |  | 0% | 0% | 0% | 0 | 0 | 0 | 0 | 0 | 0 | 0 | 0 | 0% | 0 | 0 | 0% | Normal | 0% | 0 | 0 | 0 | [17 empty] | Industrial_Industrial - WA_New_Process_Process Cooling_
Industrial_Industrial - WA_New_Process_Natural Gas_Process Cooling_E10 | Industrial | Industrial - WA | New | Process | Natural Gas | Process Cooling | E10 |  | 0% | 0% | 0% | 0 | 0 | 0 | 0 | 0 | 0 | 0 | 0 | 0% | 0 | 0 | 0% | Normal | 0% | 0 | 0 | 0 | [17 empty] | Industrial_Industrial - WA_New_Process_Process Cooling_
Industrial_Industrial - WA_New_Process_Natural Gas_Other Process_E1 | Industrial | Industrial - WA | New | Process | Natural Gas | Other Process | E1 | Standard | 100% | 0% | 0% | 1.0169 | 0 | 0 | 0 | 2 | 8 | 2019 | 2045 | 100% | 0 | 0 | 0% | Normal | 0% | 50.9265 | 0 | 0 | 1 unit | 100000 | 0 | 1 | 1 | 1 | 0 | 0 |  | 2016 | 1.0169 | N/A | N/A | N/A | 1 | unit | 1 | Industrial_Industrial - WA_New_Process_Other Process_Standard
Industrial_Industrial - WA_New_Process_Natural Gas_Other Process_E2 | Industrial | Industrial - WA | New | Process | Natural Gas | Other Process | E2 |  | 0% | 0% | 0% | 0 | 0 | 0 | 0 | 0 | 0 | 0 | 0 | 0% | 0 | 0 | 0% | Normal | 0% | 0 | 0 | 0 | [17 empty] | Industrial_Industrial - WA_New_Process_Other Process_
Industrial_Industrial - WA_New_Process_Natural Gas_Other Process_E3 | Industrial | Industrial - WA | New | Process | Natural Gas | Other Process | E3 |  | 0% | 0% | 0% | 0 | 0 | 0 | 0 | 0 | 0 | 0 | 0 | 0% | 0 | 0 | 0% | Normal | 0% | 0 | 0 | 0 | [17 empty] | Industrial_Industrial - WA_New_Process_Other Process_
Industrial_Industrial - WA_New_Process_Natural Gas_Other Process_E4 | Industrial | Industrial - WA | New | Process | Natural Gas | Other Process | E4 |  | 0% | 0% | 0% | 0 | 0 | 0 | 0 | 0 | 0 | 0 | 0 | 0% | 0 | 0 | 0% | Normal | 0% | 0 | 0 | 0 | [17 empty] | Industrial_Industrial - WA_New_Process_Other Process_
Industrial_Industrial - WA_New_Process_Natural Gas_Other Process_E5 | Industrial | Industrial - WA | New | Process | Natural Gas | Other Process | E5 |  | 0% | 0% | 0% | 0 | 0 | 0 | 0 | 0 | 0 | 0 | 0 | 0% | 0 | 0 | 0% | Normal | 0% | 0 | 0 | 0 | [17 empty] | Industrial_Industrial - WA_New_Process_Other Process_
Industrial_Industrial - WA_New_Process_Natural Gas_Other Process_E6 | Industrial | Industrial - WA | New | Process | Natural Gas | Other Process | E6 |  | 0% | 0% | 0% | 0 | 0 | 0 | 0 | 0 | 0 | 0 | 0 | 0% | 0 | 0 | 0% | Normal | 0% | 0 | 0 | 0 | [17 empty] | Industrial_Industrial - WA_New_Process_Other Process_
Industrial_Industrial - WA_New_Process_Natural Gas_Other Process_E7 | Industrial | Industrial - WA | New | Process | Natural Gas | Other Process | E7 |  | 0% | 0% | 0% | 0 | 0 | 0 | 0 | 0 | 0 | 0 | 0 | 0% | 0 | 0 | 0% | Normal | 0% | 0 | 0 | 0 | [17 empty] | Industrial_Industrial - WA_New_Process_Other Process_
Industrial_Industrial - WA_New_Process_Natural Gas_Other Process_E8 | Industrial | Industrial - WA | New | Process | Natural Gas | Other Process | E8 |  | 0% | 0% | 0% | 0 | 0 | 0 | 0 | 0 | 0 | 0 | 0 | 0% | 0 | 0 | 0% | Normal | 0% | 0 | 0 | 0 | [17 empty] | Industrial_Industrial - WA_New_Process_Other Process_
Industrial_Industrial - WA_New_Process_Natural Gas_Other Process_E9 | Industrial | Industrial - WA | New | Process | Natural Gas | Other Process | E9 |  | 0% | 0% | 0% | 0 | 0 | 0 | 0 | 0 | 0 | 0 | 0 | 0% | 0 | 0 | 0% | Normal | 0% | 0 | 0 | 0 | [17 empty] | Industrial_Industrial - WA_New_Process_Other Process_
Industrial_Industrial - WA_New_Process_Natural Gas_Other Process_E10 | Industrial | Industrial - WA | New | Process | Natural Gas | Other Process | E10 |  | 0% | 0% | 0% | 0 | 0 | 0 | 0 | 0 | 0 | 0 | 0 | 0% | 0 | 0 | 0% | Normal | 0% | 0 | 0 | 0 | [17 empty] | Industrial_Industrial - WA_New_Process_Other Process_
Industrial_Industrial - WA_New_Miscellaneous_Natural Gas_Miscellaneous_E1 | Industrial | Industrial - WA | New | Miscellaneous | Natural Gas | Miscellaneous | E1 | Standard | 100% | 0% | 0% | 1.0169 | 0 | 0 | 0 | 2 | 8 | 2019 | 2045 | 100% | 0 | 0 | 0% | Normal | 0% | 115.4133 | 0 | 0 | 1 unit | 100000 | 0 | 1 | 1 | 1 | 0 | 0 |  | 2016 | 1.0169 | N/A | N/A | N/A | 1 | unit | 1 | Industrial_Industrial - WA_New_Miscellaneous_Miscellaneous_Standard
Industrial_Industrial - WA_New_Miscellaneous_Natural Gas_Miscellaneous_E2 | Industrial | Industrial - WA | New | Miscellaneous | Natural Gas | Miscellaneous | E2 |  | 0% | 0% | 0% | 0 | 0 | 0 | 0 | 0 | 0 | 0 | 0 | 0% | 0 | 0 | 0% | Normal | 0% | 0 | 0 | 0 | [17 empty] | Industrial_Industrial - WA_New_Miscellaneous_Miscellaneous_
Industrial_Industrial - WA_New_Miscellaneous_Natural Gas_Miscellaneous_E3 | Industrial | Industrial - WA | New | Miscellaneous | Natural Gas | Miscellaneous | E3 |  | 0% | 0% | 0% | 0 | 0 | 0 | 0 | 0 | 0 | 0 | 0 | 0% | 0 | 0 | 0% | Normal | 0% | 0 | 0 | 0 | [17 empty] | Industrial_Industrial - WA_New_Miscellaneous_Miscellaneous_
Industrial_Industrial - WA_New_Miscellaneous_Natural Gas_Miscellaneous_E4 | Industrial | Industrial - WA | New | Miscellaneous | Natural Gas | Miscellaneous | E4 |  | 0% | 0% | 0% | 0 | 0 | 0 | 0 | 0 | 0 | 0 | 0 | 0% | 0 | 0 | 0% | Normal | 0% | 0 | 0 | 0 | [17 empty] | Industrial_Industrial - WA_New_Miscellaneous_Miscellaneous_
Industrial_Industrial - WA_New_Miscellaneous_Natural Gas_Miscellaneous_E5 | Industrial | Industrial - WA | New | Miscellaneous | Natural Gas | Miscellaneous | E5 |  | 0% | 0% | 0% | 0 | 0 | 0 | 0 | 0 | 0 | 0 | 0 | 0% | 0 | 0 | 0% | Normal | 0% | 0 | 0 | 0 | [17 empty] | Industrial_Industrial - WA_New_Miscellaneous_Miscellaneous_
Industrial_Industrial - WA_New_Miscellaneous_Natural Gas_Miscellaneous_E6 | Industrial | Industrial - WA | New | Miscellaneous | Natural Gas | Miscellaneous | E6 |  | 0% | 0% | 0% | 0 | 0 | 0 | 0 | 0 | 0 | 0 | 0 | 0% | 0 | 0 | 0% | Normal | 0% | 0 | 0 | 0 | [17 empty] | Industrial_Industrial - WA_New_Miscellaneous_Miscellaneous_
Industrial_Industrial - WA_New_Miscellaneous_Natural Gas_Miscellaneous_E7 | Industrial | Industrial - WA | New | Miscellaneous | Natural Gas | Miscellaneous | E7 |  | 0% | 0% | 0% | 0 | 0 | 0 | 0 | 0 | 0 | 0 | 0 | 0% | 0 | 0 | 0% | Normal | 0% | 0 | 0 | 0 | [17 empty] | Industrial_Industrial - WA_New_Miscellaneous_Miscellaneous_
Industrial_Industrial - WA_New_Miscellaneous_Natural Gas_Miscellaneous_E8 | Industrial | Industrial - WA | New | Miscellaneous | Natural Gas | Miscellaneous | E8 |  | 0% | 0% | 0% | 0 | 0 | 0 | 0 | 0 | 0 | 0 | 0 | 0% | 0 | 0 | 0% | Normal | 0% | 0 | 0 | 0 | [17 empty] | Industrial_Industrial - WA_New_Miscellaneous_Miscellaneous_
Industrial_Industrial - WA_New_Miscellaneous_Natural Gas_Miscellaneous_E9 | Industrial | Industrial - WA | New | Miscellaneous | Natural Gas | Miscellaneous | E9 |  | 0% | 0% | 0% | 0 | 0 | 0 | 0 | 0 | 0 | 0 | 0 | 0% | 0 | 0 | 0% | Normal | 0% | 0 | 0 | 0 | [17 empty] | Industrial_Industrial - WA_New_Miscellaneous_Miscellaneous_
Industrial_Industrial - WA_New_Miscellaneous_Natural Gas_Miscellaneous_E10 | Industrial | Industrial - WA | New | Miscellaneous | Natural Gas | Miscellaneous | E10 |  | 0% | 0% | 0% | 0 | 0 | 0 | 0 | 0 | 0 | 0 | 0 | 0% | 0 | 0 | 0% | Normal | 0% | 0 | 0 | 0 | [17 empty] | Industrial_Industrial - WA_New_Miscellaneous_Miscellaneous_
Industrial_Industrial - ID_Existing_Space Heating_Natural Gas_Furnace_E1 | Industrial | Industrial - ID | Existing | Space Heating | Natural Gas | Furnace | E1 | AFUE 80% (Standard) | 100% | 0% | 0% | 1045.55 | 0 | 262.799 | 0 | 10 | 26 | 2019 | 2045 | 100% | 0 | 0 | 0% | Normal | 0% | 123.1378 | 0 | 0 | 150 kBtu/hr | 100000 | 0 | 0.78666 | 1.0435 | 1273.125 | 0 | 320 |  | 2013 | 1.044 | GFURN-Heating-EIA14-2014 Ref. Case-2 | GFURN-Heating-EIA14-2014 Ref. Case-2 | GFURN-Heating-EIA14-2014 Ref. Case-2 | 150 | kBtu/hr | 117.9994 | Industrial_Industrial - ID_Existing_Space Heating_Furnace_AFUE 80% (Standard)
Industrial_Industrial - ID_Existing_Space Heating_Natural Gas_Furnace_E2 | Industrial | Industrial - ID | Existing | Space Heating | Natural Gas | Furnace | E2 | AFUE 90% | 88.89% | 0% | 0% | 1270.3664 | 0 | 763.7597 | 0 | 10 | 26 | 2019 | 2045 | 100% | 0 | 0 | 0% | Normal | 0% | 109.4558 | 0 | 0 | 150 kBtu/hr | 100000 | 0 | 0.78666 | 0.9276 | 1546.875 | 0 | 930 |  | 2013 | 1.044 | GFURN-Heating-EIA14-2014 Ref. Case-3 | GFURN-Heating-EIA14-2014 Ref. Case-3 | GFURN-Heating-EIA14-2014 Ref. Case-3 | 150 | kBtu/hr | 117.9994 | Industrial_Industrial - ID_Existing_Space Heating_Furnace_AFUE 90%
Industrial_Industrial - ID_Existing_Space Heating_Natural Gas_Furnace_E3 | Industrial | Industrial - ID | Existing | Space Heating | Natural Gas | Furnace | E3 | AFUE 96% | 83.33% | 0% | 0% | 2457.0874 | 0 | 0 | 0 | 10 | 20 | 2019 | 2045 | 100% | 0 | 0 | 0% | Normal | 0% | 102.6148 | 0 | 0 | 150 kBtu/hr | 100000 | 0 | 0.78666 | 0.86962 | 3041.033 | 0 | 0 |  | 2014 | 1.0271 | GFURN-Heating-EIA14-2014 Ref. Case-3 | GFURN-Heating-ILTRM-v5.0-191 | AEG BEST | 150 | kBtu/hr | 117.9994 | Industrial_Industrial - ID_Existing_Space Heating_Furnace_AFUE 96%
Industrial_Industrial - ID_Existing_Space Heating_Natural Gas_Furnace_E4 | Industrial | Industrial - ID | Existing | Space Heating | Natural Gas | Furnace | E4 |  | 0% | 0% | 0% | 0 | 0 | 0 | 0 | 0 | 0 | 0 | 0 | 0% | 0 | 0 | 0% | Normal | 0% | 0 | 0 | 0 | [17 empty] | Industrial_Industrial - ID_Existing_Space Heating_Furnace_
Industrial_Industrial - ID_Existing_Space Heating_Natural Gas_Furnace_E5 | Industrial | Industrial - ID | Existing | Space Heating | Natural Gas | Furnace | E5 |  | 0% | 0% | 0% | 0 | 0 | 0 | 0 | 0 | 0 | 0 | 0 | 0% | 0 | 0 | 0% | Normal | 0% | 0 | 0 | 0 | [17 empty] | Industrial_Industrial - ID_Existing_Space Heating_Furnace_
Industrial_Industrial - ID_Existing_Space Heating_Natural Gas_Furnace_E6 | Industrial | Industrial - ID | Existing | Space Heating | Natural Gas | Furnace | E6 |  | 0% | 0% | 0% | 0 | 0 | 0 | 0 | 0 | 0 | 0 | 0 | 0% | 0 | 0 | 0% | Normal | 0% | 0 | 0 | 0 | [17 empty] | Industrial_Industrial - ID_Existing_Space Heating_Furnace_
Industrial_Industrial - ID_Existing_Space Heating_Natural Gas_Furnace_E7 | Industrial | Industrial - ID | Existing | Space Heating | Natural Gas | Furnace | E7 |  | 0% | 0% | 0% | 0 | 0 | 0 | 0 | 0 | 0 | 0 | 0 | 0% | 0 | 0 | 0% | Normal | 0% | 0 | 0 | 0 | [17 empty] | Industrial_Industrial - ID_Existing_Space Heating_Furnace_
Industrial_Industrial - ID_Existing_Space Heating_Natural Gas_Furnace_E8 | Industrial | Industrial - ID | Existing | Space Heating | Natural Gas | Furnace | E8 |  | 0% | 0% | 0% | 0 | 0 | 0 | 0 | 0 | 0 | 0 | 0 | 0% | 0 | 0 | 0% | Normal | 0% | 0 | 0 | 0 | [17 empty] | Industrial_Industrial - ID_Existing_Space Heating_Furnace_
Industrial_Industrial - ID_Existing_Space Heating_Natural Gas_Furnace_E9 | Industrial | Industrial - ID | Existing | Space Heating | Natural Gas | Furnace | E9 |  | 0% | 0% | 0% | 0 | 0 | 0 | 0 | 0 | 0 | 0 | 0 | 0% | 0 | 0 | 0% | Normal | 0% | 0 | 0 | 0 | [17 empty] | Industrial_Industrial - ID_Existing_Space Heating_Furnace_
Industrial_Industrial - ID_Existing_Space Heating_Natural Gas_Furnace_E10 | Industrial | Industrial - ID | Existing | Space Heating | Natural Gas | Furnace | E10 |  | 0% | 0% | 0% | 0 | 0 | 0 | 0 | 0 | 0 | 0 | 0 | 0% | 0 | 0 | 0% | Normal | 0% | 0 | 0 | 0 | [17 empty] | Industrial_Industrial - ID_Existing_Space Heating_Furnace_
Industrial_Industrial - ID_Existing_Space Heating_Natural Gas_Boiler_E1 | Industrial | Industrial - ID | Existing | Space Heating | Natural Gas | Boiler | E1 | AFUE 80% (Standard) | 100% | 0% | 0% | 3897.7151 | 0 | 92.3903 | 0 | 25 | 35 | 2019 | 2045 | 100% | 0 | 0 | 0% | Normal | 0% | 119.9774 | 0 | 0 | 1 kBtu/hr | 100000 | 0 | 117.9994 | 1.0168 | 31.6406 | 0 | 0.75 |  | 2013 | 1.044 | GBLR-Heating-AEO15-3 | GBLR-Heating-AEO15-3 | GBLR-Heating-AEO15-3 | 1 | kBtu/hr | 117.9994 | Industrial_Industrial - ID_Existing_Space Heating_Boiler_AFUE 80% (Standard)
Industrial_Industrial - ID_Existing_Space Heating_Natural Gas_Boiler_E2 | Industrial | Industrial - ID | Existing | Space Heating | Natural Gas | Boiler | E2 | AFUE 85% | 94.12% | 0% | 0% | 4184.7363 | 0 | 86.9556 | 0 | 25 | 35 | 2019 | 2045 | 100% | 0 | 0 | 0% | Normal | 0% | 112.9213 | 0 | 0 | 1 kBtu/hr | 100000 | 0 | 117.9994 | 0.95696 | 33.9706 | 0 | 0.70588 |  | 2013 | 1.044 | GBLR-Heating-AEO15-6 | GBLR-Heating-AEO15-6 | GBLR-Heating-AEO15-6 | 1 | kBtu/hr | 117.9994 | Industrial_Industrial - ID_Existing_Space Heating_Boiler_AFUE 85%
Industrial_Industrial - ID_Existing_Space Heating_Natural Gas_Boiler_E3 | Industrial | Industrial - ID | Existing | Space Heating | Natural Gas | Boiler | E3 | AFUE 97% | 82.47% | 0% | 0% | 3983.1525 | 0 | 75.4206 | 0 | 25 | 35 | 2019 | 2045 | 100% | 0 | 0 | 0% | Normal | 0% | 98.9481 | 0 | 0 | 1 kBtu/hr | 100000 | 0 | 117.9994 | 0.83855 | 32.3342 | 0 | 0.61224 |  | 2013 | 1.044 | GBLR-Heating-AEO15-7 | GBLR-Heating-AEO15-7 | GBLR-Heating-AEO15-7 | 1 | kBtu/hr | 117.9994 | Industrial_Industrial - ID_Existing_Space Heating_Boiler_AFUE 97%
Industrial_Industrial - ID_Existing_Space Heating_Natural Gas_Boiler_E4 | Industrial | Industrial - ID | Existing | Space Heating | Natural Gas | Boiler | E4 | Convert to NG Air Source Heat Pump | 57.14% | 0% | 0% | 26895.8379 | 0 | 328.4988 | 0 | 10 | 20 | 2019 | 2045 | 100% | 0 | 0 | 0% | Normal | 0% | 68.5585 | 0 | 0 | 1 kBtu/hr | 100000 | 0 | 117.9994 | 0.58101 | 218.3333 | 0 | 2.6667 |  | 2013 | 1.044 | HP_GAS-Heating-AEO17-1 | HP_GAS-Heating-AEO17-1 | HP_GAS-Heating-AEO17-1 | 1 | kBtu/hr | 117.9994 | Industrial_Industrial - ID_Existing_Space Heating_Boiler_Convert to NG Air Source Heat Pump
Industrial_Industrial - ID_Existing_Space Heating_Natural Gas_Boiler_E5 | Industrial | Industrial - ID | Existing | Space Heating | Natural Gas | Boiler | E5 |  | 0% | 0% | 0% | 0 | 0 | 0 | 0 | 0 | 0 | 0 | 0 | 0% | 0 | 0 | 0% | Normal | 0% | 0 | 0 | 0 | [17 empty] | Industrial_Industrial - ID_Existing_Space Heating_Boiler_
Industrial_Industrial - ID_Existing_Space Heating_Natural Gas_Boiler_E6 | Industrial | Industrial - ID | Existing | Space Heating | Natural Gas | Boiler | E6 |  | 0% | 0% | 0% | 0 | 0 | 0 | 0 | 0 | 0 | 0 | 0 | 0% | 0 | 0 | 0% | Normal | 0% | 0 | 0 | 0 | [17 empty] | Industrial_Industrial - ID_Existing_Space Heating_Boiler_
Industrial_Industrial - ID_Existing_Space Heating_Natural Gas_Boiler_E7 | Industrial | Industrial - ID | Existing | Space Heating | Natural Gas | Boiler | E7 |  | 0% | 0% | 0% | 0 | 0 | 0 | 0 | 0 | 0 | 0 | 0 | 0% | 0 | 0 | 0% | Normal | 0% | 0 | 0 | 0 | [17 empty] | Industrial_Industrial - ID_Existing_Space Heating_Boiler_
Industrial_Industrial - ID_Existing_Space Heating_Natural Gas_Boiler_E8 | Industrial | Industrial - ID | Existing | Space Heating | Natural Gas | Boiler | E8 |  | 0% | 0% | 0% | 0 | 0 | 0 | 0 | 0 | 0 | 0 | 0 | 0% | 0 | 0 | 0% | Normal | 0% | 0 | 0 | 0 | [17 empty] | Industrial_Industrial - ID_Existing_Space Heating_Boiler_
Industrial_Industrial - ID_Existing_Space Heating_Natural Gas_Boiler_E9 | Industrial | Industrial - ID | Existing | Space Heating | Natural Gas | Boiler | E9 |  | 0% | 0% | 0% | 0 | 0 | 0 | 0 | 0 | 0 | 0 | 0 | 0% | 0 | 0 | 0% | Normal | 0% | 0 | 0 | 0 | [17 empty] | Industrial_Industrial - ID_Existing_Space Heating_Boiler_
Industrial_Industrial - ID_Existing_Space Heating_Natural Gas_Boiler_E10 | Industrial | Industrial - ID | Existing | Space Heating | Natural Gas | Boiler | E10 |  | 0% | 0% | 0% | 0 | 0 | 0 | 0 | 0 | 0 | 0 | 0 | 0% | 0 | 0 | 0% | Normal | 0% | 0 | 0 | 0 | [17 empty] | Industrial_Industrial - ID_Existing_Space Heating_Boiler_
Industrial_Industrial - ID_Existing_Space Heating_Natural Gas_Unit Heater_E1 | Industrial | Industrial - ID | Existing | Space Heating | Natural Gas | Unit Heater | E1 | Standard | 100% | 0% | 0% | 8.9144 | 0 | 0 | 0 | 15 | 25 | 2019 | 2045 | 100% | 0 | 0 | 0% | Normal | 0% | 126.292 | 0 | 0 | 1 unit | 100000 | 0 | 0.008341 | 2080 | 1051 | 0 | 0 |  | 2016 | 1.0169 | UNITHT-Heating-XCELCO-2017-18-3 | UNITHT-Heating-XCELCO-2017-18-3 | UNITHT-Heating-XCELCO-2017-18-3 | 1 | unit | 0.008341 | Industrial_Industrial - ID_Existing_Space Heating_Unit Heater_Standard
Industrial_Industrial - ID_Existing_Space Heating_Natural Gas_Unit Heater_E2 | Industrial | Industrial - ID | Existing | Space Heating | Natural Gas | Unit Heater | E2 | Condensing | 88.94% | 0% | 0% | 19.5507 | 0 | 0 | 0 | 15 | 25 | 2019 | 2045 | 100% | 0 | 0 | 0% | Normal | 0% | 112.3271 | 0 | 0 | 1 unit | 100000 | 0 | 0.008341 | 1850 | 2305 | 0 | 0 |  | 2016 | 1.0169 | UNITHT-Heating-XCELCO-2017-18-3 | UNITHT-Heating-XCELCO-2017-18-3 | UNITHT-Heating-XCELCO-2017-18-3 | 1 | unit | 0.008341 | Industrial_Industrial - ID_Existing_Space Heating_Unit Heater_Condensing
Industrial_Industrial - ID_Existing_Space Heating_Natural Gas_Unit Heater_E3 | Industrial | Industrial - ID | Existing | Space Heating | Natural Gas | Unit Heater | E3 | Infrared Radiant | 88.46% | 0% | 0% | 10.6448 | 0 | 0 | 0 | 10 | 20 | 2019 | 2045 | 100% | 0 | 0 | 0% | Normal | 0% | 111.7199 | 0 | 0 | 1 unit | 100000 | 0 | 0.008341 | 1840 | 1255 | 0 | 0 |  | 2016 | 1.0169 | UNITHT-Heating-XCELCO-2017-18-4 | UNITHT-Heating-XCELCO-2017-18-4 | UNITHT-Heating-XCELCO-2017-18-4 | 1 | unit | 0.008341 | Industrial_Industrial - ID_Existing_Space Heating_Unit Heater_Infrared Radiant
Industrial_Industrial - ID_Existing_Space Heating_Natural Gas_Unit Heater_E4 | Industrial | Industrial - ID | Existing | Space Heating | Natural Gas | Unit Heater | E4 |  | 0% | 0% | 0% | 0 | 0 | 0 | 0 | 0 | 0 | 0 | 0 | 0% | 0 | 0 | 0% | Normal | 0% | 0 | 0 | 0 | [17 empty] | Industrial_Industrial - ID_Existing_Space Heating_Unit Heater_
Industrial_Industrial - ID_Existing_Space Heating_Natural Gas_Unit Heater_E5 | Industrial | Industrial - ID | Existing | Space Heating | Natural Gas | Unit Heater | E5 |  | 0% | 0% | 0% | 0 | 0 | 0 | 0 | 0 | 0 | 0 | 0 | 0% | 0 | 0 | 0% | Normal | 0% | 0 | 0 | 0 | [17 empty] | Industrial_Industrial - ID_Existing_Space Heating_Unit Heater_
Industrial_Industrial - ID_Existing_Space Heating_Natural Gas_Unit Heater_E6 | Industrial | Industrial - ID | Existing | Space Heating | Natural Gas | Unit Heater | E6 |  | 0% | 0% | 0% | 0 | 0 | 0 | 0 | 0 | 0 | 0 | 0 | 0% | 0 | 0 | 0% | Normal | 0% | 0 | 0 | 0 | [17 empty] | Industrial_Industrial - ID_Existing_Space Heating_Unit Heater_
Industrial_Industrial - ID_Existing_Space Heating_Natural Gas_Unit Heater_E7 | Industrial | Industrial - ID | Existing | Space Heating | Natural Gas | Unit Heater | E7 |  | 0% | 0% | 0% | 0 | 0 | 0 | 0 | 0 | 0 | 0 | 0 | 0% | 0 | 0 | 0% | Normal | 0% | 0 | 0 | 0 | [17 empty] | Industrial_Industrial - ID_Existing_Space Heating_Unit Heater_
Industrial_Industrial - ID_Existing_Space Heating_Natural Gas_Unit Heater_E8 | Industrial | Industrial - ID | Existing | Space Heating | Natural Gas | Unit Heater | E8 |  | 0% | 0% | 0% | 0 | 0 | 0 | 0 | 0 | 0 | 0 | 0 | 0% | 0 | 0 | 0% | Normal | 0% | 0 | 0 | 0 | [17 empty] | Industrial_Industrial - ID_Existing_Space Heating_Unit Heater_
Industrial_Industrial - ID_Existing_Space Heating_Natural Gas_Unit Heater_E9 | Industrial | Industrial - ID | Existing | Space Heating | Natural Gas | Unit Heater | E9 |  | 0% | 0% | 0% | 0 | 0 | 0 | 0 | 0 | 0 | 0 | 0 | 0% | 0 | 0 | 0% | Normal | 0% | 0 | 0 | 0 | [17 empty] | Industrial_Industrial - ID_Existing_Space Heating_Unit Heater_
Industrial_Industrial - ID_Existing_Space Heating_Natural Gas_Unit Heater_E10 | Industrial | Industrial - ID | Existing | Space Heating | Natural Gas | Unit Heater | E10 |  | 0% | 0% | 0% | 0 | 0 | 0 | 0 | 0 | 0 | 0 | 0 | 0% | 0 | 0 | 0% | Normal | 0% | 0 | 0 | 0 | [17 empty] | Industrial_Industrial - ID_Existing_Space Heating_Unit Heater_
Industrial_Industrial - ID_Existing_Process_Natural Gas_Process Boiler_E1 | Industrial | Industrial - ID | Existing | Process | Natural Gas | Process Boiler | E1 | Standard | 100% | 0% | 0% | 902.9196 | 0 | 0 | 0 | 2 | 8 | 2019 | 2045 | 100% | 0 | 0 | 0% | Normal | 0% | 887.9248 | 0 | 0 | 1 unit | 100000 | 0 | 887.9248 | 1 | 1 | 0 | 0 |  | 2016 | 1.0169 | N/A | N/A | N/A | 1 | unit | 887.9248 | Industrial_Industrial - ID_Existing_Process_Process Boiler_Standard
Industrial_Industrial - ID_Existing_Process_Natural Gas_Process Boiler_E2 | Industrial | Industrial - ID | Existing | Process | Natural Gas | Process Boiler | E2 |  | 0% | 0% | 0% | 0 | 0 | 0 | 0 | 0 | 0 | 0 | 0 | 0% | 0 | 0 | 0% | Normal | 0% | 0 | 0 | 0 | [17 empty] | Industrial_Industrial - ID_Existing_Process_Process Boiler_
Industrial_Industrial - ID_Existing_Process_Natural Gas_Process Boiler_E3 | Industrial | Industrial - ID | Existing | Process | Natural Gas | Process Boiler | E3 |  | 0% | 0% | 0% | 0 | 0 | 0 | 0 | 0 | 0 | 0 | 0 | 0% | 0 | 0 | 0% | Normal | 0% | 0 | 0 | 0 | [17 empty] | Industrial_Industrial - ID_Existing_Process_Process Boiler_
Industrial_Industrial - ID_Existing_Process_Natural Gas_Process Boiler_E4 | Industrial | Industrial - ID | Existing | Process | Natural Gas | Process Boiler | E4 |  | 0% | 0% | 0% | 0 | 0 | 0 | 0 | 0 | 0 | 0 | 0 | 0% | 0 | 0 | 0% | Normal | 0% | 0 | 0 | 0 | [17 empty] | Industrial_Industrial - ID_Existing_Process_Process Boiler_
Industrial_Industrial - ID_Existing_Process_Natural Gas_Process Boiler_E5 | Industrial | Industrial - ID | Existing | Process | Natural Gas | Process Boiler | E5 |  | 0% | 0% | 0% | 0 | 0 | 0 | 0 | 0 | 0 | 0 | 0 | 0% | 0 | 0 | 0% | Normal | 0% | 0 | 0 | 0 | [17 empty] | Industrial_Industrial - ID_Existing_Process_Process Boiler_
Industrial_Industrial - ID_Existing_Process_Natural Gas_Process Boiler_E6 | Industrial | Industrial - ID | Existing | Process | Natural Gas | Process Boiler | E6 |  | 0% | 0% | 0% | 0 | 0 | 0 | 0 | 0 | 0 | 0 | 0 | 0% | 0 | 0 | 0% | Normal | 0% | 0 | 0 | 0 | [17 empty] | Industrial_Industrial - ID_Existing_Process_Process Boiler_
Industrial_Industrial - ID_Existing_Process_Natural Gas_Process Boiler_E7 | Industrial | Industrial - ID | Existing | Process | Natural Gas | Process Boiler | E7 |  | 0% | 0% | 0% | 0 | 0 | 0 | 0 | 0 | 0 | 0 | 0 | 0% | 0 | 0 | 0% | Normal | 0% | 0 | 0 | 0 | [17 empty] | Industrial_Industrial - ID_Existing_Process_Process Boiler_
Industrial_Industrial - ID_Existing_Process_Natural Gas_Process Boiler_E8 | Industrial | Industrial - ID | Existing | Process | Natural Gas | Process Boiler | E8 |  | 0% | 0% | 0% | 0 | 0 | 0 | 0 | 0 | 0 | 0 | 0 | 0% | 0 | 0 | 0% | Normal | 0% | 0 | 0 | 0 | [17 empty] | Industrial_Industrial - ID_Existing_Process_Process Boiler_
Industrial_Industrial - ID_Existing_Process_Natural Gas_Process Boiler_E9 | Industrial | Industrial - ID | Existing | Process | Natural Gas | Process Boiler | E9 |  | 0% | 0% | 0% | 0 | 0 | 0 | 0 | 0 | 0 | 0 | 0 | 0% | 0 | 0 | 0% | Normal | 0% | 0 | 0 | 0 | [17 empty] | Industrial_Industrial - ID_Existing_Process_Process Boiler_
Industrial_Industrial - ID_Existing_Process_Natural Gas_Process Boiler_E10 | Industrial | Industrial - ID | Existing | Process | Natural Gas | Process Boiler | E10 |  | 0% | 0% | 0% | 0 | 0 | 0 | 0 | 0 | 0 | 0 | 0 | 0% | 0 | 0 | 0% | Normal | 0% | 0 | 0 | 0 | [17 empty] | Industrial_Industrial - ID_Existing_Process_Process Boiler_
Industrial_Industrial - ID_Existing_Process_Natural Gas_Process Heating_E1 | Industrial | Industrial - ID | Existing | Process | Natural Gas | Process Heating | E1 | Standard | 100% | 0% | 0% | 803.5518 | 0 | 0 | 0 | 2 | 8 | 2019 | 2045 | 100% | 0 | 0 | 0% | Normal | 0% | 790.2072 | 0 | 0 | 1 unit | 100000 | 0 | 790.2072 | 1 | 1 | 0 | 0 |  | 2016 | 1.0169 | N/A | N/A | N/A | 1 | unit | 790.2072 | Industrial_Industrial - ID_Existing_Process_Process Heating_Standard
Industrial_Industrial - ID_Existing_Process_Natural Gas_Process Heating_E2 | Industrial | Industrial - ID | Existing | Process | Natural Gas | Process Heating | E2 |  | 0% | 0% | 0% | 0 | 0 | 0 | 0 | 0 | 0 | 0 | 0 | 0% | 0 | 0 | 0% | Normal | 0% | 0 | 0 | 0 | [17 empty] | Industrial_Industrial - ID_Existing_Process_Process Heating_
Industrial_Industrial - ID_Existing_Process_Natural Gas_Process Heating_E3 | Industrial | Industrial - ID | Existing | Process | Natural Gas | Process Heating | E3 |  | 0% | 0% | 0% | 0 | 0 | 0 | 0 | 0 | 0 | 0 | 0 | 0% | 0 | 0 | 0% | Normal | 0% | 0 | 0 | 0 | [17 empty] | Industrial_Industrial - ID_Existing_Process_Process Heating_
Industrial_Industrial - ID_Existing_Process_Natural Gas_Process Heating_E4 | Industrial | Industrial - ID | Existing | Process | Natural Gas | Process Heating | E4 |  | 0% | 0% | 0% | 0 | 0 | 0 | 0 | 0 | 0 | 0 | 0 | 0% | 0 | 0 | 0% | Normal | 0% | 0 | 0 | 0 | [17 empty] | Industrial_Industrial - ID_Existing_Process_Process Heating_
Industrial_Industrial - ID_Existing_Process_Natural Gas_Process Heating_E5 | Industrial | Industrial - ID | Existing | Process | Natural Gas | Process Heating | E5 |  | 0% | 0% | 0% | 0 | 0 | 0 | 0 | 0 | 0 | 0 | 0 | 0% | 0 | 0 | 0% | Normal | 0% | 0 | 0 | 0 | [17 empty] | Industrial_Industrial - ID_Existing_Process_Process Heating_
Industrial_Industrial - ID_Existing_Process_Natural Gas_Process Heating_E6 | Industrial | Industrial - ID | Existing | Process | Natural Gas | Process Heating | E6 |  | 0% | 0% | 0% | 0 | 0 | 0 | 0 | 0 | 0 | 0 | 0 | 0% | 0 | 0 | 0% | Normal | 0% | 0 | 0 | 0 | [17 empty] | Industrial_Industrial - ID_Existing_Process_Process Heating_
Industrial_Industrial - ID_Existing_Process_Natural Gas_Process Heating_E7 | Industrial | Industrial - ID | Existing | Process | Natural Gas | Process Heating | E7 |  | 0% | 0% | 0% | 0 | 0 | 0 | 0 | 0 | 0 | 0 | 0 | 0% | 0 | 0 | 0% | Normal | 0% | 0 | 0 | 0 | [17 empty] | Industrial_Industrial - ID_Existing_Process_Process Heating_
Industrial_Industrial - ID_Existing_Process_Natural Gas_Process Heating_E8 | Industrial | Industrial - ID | Existing | Process | Natural Gas | Process Heating | E8 |  | 0% | 0% | 0% | 0 | 0 | 0 | 0 | 0 | 0 | 0 | 0 | 0% | 0 | 0 | 0% | Normal | 0% | 0 | 0 | 0 | [17 empty] | Industrial_Industrial - ID_Existing_Process_Process Heating_
Industrial_Industrial - ID_Existing_Process_Natural Gas_Process Heating_E9 | Industrial | Industrial - ID | Existing | Process | Natural Gas | Process Heating | E9 |  | 0% | 0% | 0% | 0 | 0 | 0 | 0 | 0 | 0 | 0 | 0 | 0% | 0 | 0 | 0% | Normal | 0% | 0 | 0 | 0 | [17 empty] | Industrial_Industrial - ID_Existing_Process_Process Heating_
Industrial_Industrial - ID_Existing_Process_Natural Gas_Process Heating_E10 | Industrial | Industrial - ID | Existing | Process | Natural Gas | Process Heating | E10 |  | 0% | 0% | 0% | 0 | 0 | 0 | 0 | 0 | 0 | 0 | 0 | 0% | 0 | 0 | 0% | Normal | 0% | 0 | 0 | 0 | [17 empty] | Industrial_Industrial - ID_Existing_Process_Process Heating_
Industrial_Industrial - ID_Existing_Process_Natural Gas_Process Cooling_E1 | Industrial | Industrial - ID | Existing | Process | Natural Gas | Process Cooling | E1 | Standard | 100% | 0% | 0% | 9.3269 | 0 | 0 | 0 | 2 | 8 | 2019 | 2045 | 100% | 0 | 0 | 0% | Normal | 0% | 9.172 | 0 | 0 | 1 unit | 100000 | 0 | 9.172 | 1 | 1 | 0 | 0 |  | 2016 | 1.0169 | N/A | N/A | N/A | 1 | unit | 9.172 | Industrial_Industrial - ID_Existing_Process_Process Cooling_Standard
Industrial_Industrial - ID_Existing_Process_Natural Gas_Process Cooling_E2 | Industrial | Industrial - ID | Existing | Process | Natural Gas | Process Cooling | E2 |  | 0% | 0% | 0% | 0 | 0 | 0 | 0 | 0 | 0 | 0 | 0 | 0% | 0 | 0 | 0% | Normal | 0% | 0 | 0 | 0 | [17 empty] | Industrial_Industrial - ID_Existing_Process_Process Cooling_
Industrial_Industrial - ID_Existing_Process_Natural Gas_Process Cooling_E3 | Industrial | Industrial - ID | Existing | Process | Natural Gas | Process Cooling | E3 |  | 0% | 0% | 0% | 0 | 0 | 0 | 0 | 0 | 0 | 0 | 0 | 0% | 0 | 0 | 0% | Normal | 0% | 0 | 0 | 0 | [17 empty] | Industrial_Industrial - ID_Existing_Process_Process Cooling_
Industrial_Industrial - ID_Existing_Process_Natural Gas_Process Cooling_E4 | Industrial | Industrial - ID | Existing | Process | Natural Gas | Process Cooling | E4 |  | 0% | 0% | 0% | 0 | 0 | 0 | 0 | 0 | 0 | 0 | 0 | 0% | 0 | 0 | 0% | Normal | 0% | 0 | 0 | 0 | [17 empty] | Industrial_Industrial - ID_Existing_Process_Process Cooling_
Industrial_Industrial - ID_Existing_Process_Natural Gas_Process Cooling_E5 | Industrial | Industrial - ID | Existing | Process | Natural Gas | Process Cooling | E5 |  | 0% | 0% | 0% | 0 | 0 | 0 | 0 | 0 | 0 | 0 | 0 | 0% | 0 | 0 | 0% | Normal | 0% | 0 | 0 | 0 | [17 empty] | Industrial_Industrial - ID_Existing_Process_Process Cooling_
Industrial_Industrial - ID_Existing_Process_Natural Gas_Process Cooling_E6 | Industrial | Industrial - ID | Existing | Process | Natural Gas | Process Cooling | E6 |  | 0% | 0% | 0% | 0 | 0 | 0 | 0 | 0 | 0 | 0 | 0 | 0% | 0 | 0 | 0% | Normal | 0% | 0 | 0 | 0 | [17 empty] | Industrial_Industrial - ID_Existing_Process_Process Cooling_
Industrial_Industrial - ID_Existing_Process_Natural Gas_Process Cooling_E7 | Industrial | Industrial - ID | Existing | Process | Natural Gas | Process Cooling | E7 |  | 0% | 0% | 0% | 0 | 0 | 0 | 0 | 0 | 0 | 0 | 0 | 0% | 0 | 0 | 0% | Normal | 0% | 0 | 0 | 0 | [17 empty] | Industrial_Industrial - ID_Existing_Process_Process Cooling_
Industrial_Industrial - ID_Existing_Process_Natural Gas_Process Cooling_E8 | Industrial | Industrial - ID | Existing | Process | Natural Gas | Process Cooling | E8 |  | 0% | 0% | 0% | 0 | 0 | 0 | 0 | 0 | 0 | 0 | 0 | 0% | 0 | 0 | 0% | Normal | 0% | 0 | 0 | 0 | [17 empty] | Industrial_Industrial - ID_Existing_Process_Process Cooling_
Industrial_Industrial - ID_Existing_Process_Natural Gas_Process Cooling_E9 | Industrial | Industrial - ID | Existing | Process | Natural Gas | Process Cooling | E9 |  | 0% | 0% | 0% | 0 | 0 | 0 | 0 | 0 | 0 | 0 | 0 | 0% | 0 | 0 | 0% | Normal | 0% | 0 | 0 | 0 | [17 empty] | Industrial_Industrial - ID_Existing_Process_Process Cooling_
Industrial_Industrial - ID_Existing_Process_Natural Gas_Process Cooling_E10 | Industrial | Industrial - ID | Existing | Process | Natural Gas | Process Cooling | E10 |  | 0% | 0% | 0% | 0 | 0 | 0 | 0 | 0 | 0 | 0 | 0 | 0% | 0 | 0 | 0% | Normal | 0% | 0 | 0 | 0 | [17 empty] | Industrial_Industrial - ID_Existing_Process_Process Cooling_
Industrial_Industrial - ID_Existing_Process_Natural Gas_Other Process_E1 | Industrial | Industrial - ID | Existing | Process | Natural Gas | Other Process | E1 | Standard | 100% | 0% | 0% | 60.6251 | 0 | 0 | 0 | 2 | 8 | 2019 | 2045 | 100% | 0 | 0 | 0% | Normal | 0% | 59.6183 | 0 | 0 | 1 unit | 100000 | 0 | 59.6183 | 1 | 1 | 0 | 0 |  | 2016 | 1.0169 | N/A | N/A | N/A | 1 | unit | 59.6183 | Industrial_Industrial - ID_Existing_Process_Other Process_Standard
Industrial_Industrial - ID_Existing_Process_Natural Gas_Other Process_E2 | Industrial | Industrial - ID | Existing | Process | Natural Gas | Other Process | E2 |  | 0% | 0% | 0% | 0 | 0 | 0 | 0 | 0 | 0 | 0 | 0 | 0% | 0 | 0 | 0% | Normal | 0% | 0 | 0 | 0 | [17 empty] | Industrial_Industrial - ID_Existing_Process_Other Process_
Industrial_Industrial - ID_Existing_Process_Natural Gas_Other Process_E3 | Industrial | Industrial - ID | Existing | Process | Natural Gas | Other Process | E3 |  | 0% | 0% | 0% | 0 | 0 | 0 | 0 | 0 | 0 | 0 | 0 | 0% | 0 | 0 | 0% | Normal | 0% | 0 | 0 | 0 | [17 empty] | Industrial_Industrial - ID_Existing_Process_Other Process_
Industrial_Industrial - ID_Existing_Process_Natural Gas_Other Process_E4 | Industrial | Industrial - ID | Existing | Process | Natural Gas | Other Process | E4 |  | 0% | 0% | 0% | 0 | 0 | 0 | 0 | 0 | 0 | 0 | 0 | 0% | 0 | 0 | 0% | Normal | 0% | 0 | 0 | 0 | [17 empty] | Industrial_Industrial - ID_Existing_Process_Other Process_
Industrial_Industrial - ID_Existing_Process_Natural Gas_Other Process_E5 | Industrial | Industrial - ID | Existing | Process | Natural Gas | Other Process | E5 |  | 0% | 0% | 0% | 0 | 0 | 0 | 0 | 0 | 0 | 0 | 0 | 0% | 0 | 0 | 0% | Normal | 0% | 0 | 0 | 0 | [17 empty] | Industrial_Industrial - ID_Existing_Process_Other Process_
Industrial_Industrial - ID_Existing_Process_Natural Gas_Other Process_E6 | Industrial | Industrial - ID | Existing | Process | Natural Gas | Other Process | E6 |  | 0% | 0% | 0% | 0 | 0 | 0 | 0 | 0 | 0 | 0 | 0 | 0% | 0 | 0 | 0% | Normal | 0% | 0 | 0 | 0 | [17 empty] | Industrial_Industrial - ID_Existing_Process_Other Process_
Industrial_Industrial - ID_Existing_Process_Natural Gas_Other Process_E7 | Industrial | Industrial - ID | Existing | Process | Natural Gas | Other Process | E7 |  | 0% | 0% | 0% | 0 | 0 | 0 | 0 | 0 | 0 | 0 | 0 | 0% | 0 | 0 | 0% | Normal | 0% | 0 | 0 | 0 | [17 empty] | Industrial_Industrial - ID_Existing_Process_Other Process_
Industrial_Industrial - ID_Existing_Process_Natural Gas_Other Process_E8 | Industrial | Industrial - ID | Existing | Process | Natural Gas | Other Process | E8 |  | 0% | 0% | 0% | 0 | 0 | 0 | 0 | 0 | 0 | 0 | 0 | 0% | 0 | 0 | 0% | Normal | 0% | 0 | 0 | 0 | [17 empty] | Industrial_Industrial - ID_Existing_Process_Other Process_
Industrial_Industrial - ID_Existing_Process_Natural Gas_Other Process_E9 | Industrial | Industrial - ID | Existing | Process | Natural Gas | Other Process | E9 |  | 0% | 0% | 0% | 0 | 0 | 0 | 0 | 0 | 0 | 0 | 0 | 0% | 0 | 0 | 0% | Normal | 0% | 0 | 0 | 0 | [17 empty] | Industrial_Industrial - ID_Existing_Process_Other Process_
Industrial_Industrial - ID_Existing_Process_Natural Gas_Other Process_E10 | Industrial | Industrial - ID | Existing | Process | Natural Gas | Other Process | E10 |  | 0% | 0% | 0% | 0 | 0 | 0 | 0 | 0 | 0 | 0 | 0 | 0% | 0 | 0 | 0% | Normal | 0% | 0 | 0 | 0 | [17 empty] | Industrial_Industrial - ID_Existing_Process_Other Process_
Industrial_Industrial - ID_Existing_Miscellaneous_Natural Gas_Miscellaneous_E1 | Industrial | Industrial - ID | Existing | Miscellaneous | Natural Gas | Miscellaneous | E1 | Standard | 100% | 0% | 0% | 137.393 | 0 | 0 | 0 | 2 | 8 | 2019 | 2045 | 100% | 0 | 0 | 0% | Normal | 0% | 135.1113 | 0 | 0 | 1 unit | 100000 | 0 | 135.1113 | 1 | 1 | 0 | 0 |  | 2016 | 1.0169 | N/A | N/A | N/A | 1 | unit | 135.1113 | Industrial_Industrial - ID_Existing_Miscellaneous_Miscellaneous_Standard
Industrial_Industrial - ID_Existing_Miscellaneous_Natural Gas_Miscellaneous_E2 | Industrial | Industrial - ID | Existing | Miscellaneous | Natural Gas | Miscellaneous | E2 |  | 0% | 0% | 0% | 0 | 0 | 0 | 0 | 0 | 0 | 0 | 0 | 0% | 0 | 0 | 0% | Normal | 0% | 0 | 0 | 0 | [17 empty] | Industrial_Industrial - ID_Existing_Miscellaneous_Miscellaneous_
Industrial_Industrial - ID_Existing_Miscellaneous_Natural Gas_Miscellaneous_E3 | Industrial | Industrial - ID | Existing | Miscellaneous | Natural Gas | Miscellaneous | E3 |  | 0% | 0% | 0% | 0 | 0 | 0 | 0 | 0 | 0 | 0 | 0 | 0% | 0 | 0 | 0% | Normal | 0% | 0 | 0 | 0 | [17 empty] | Industrial_Industrial - ID_Existing_Miscellaneous_Miscellaneous_
Industrial_Industrial - ID_Existing_Miscellaneous_Natural Gas_Miscellaneous_E4 | Industrial | Industrial - ID | Existing | Miscellaneous | Natural Gas | Miscellaneous | E4 |  | 0% | 0% | 0% | 0 | 0 | 0 | 0 | 0 | 0 | 0 | 0 | 0% | 0 | 0 | 0% | Normal | 0% | 0 | 0 | 0 | [17 empty] | Industrial_Industrial - ID_Existing_Miscellaneous_Miscellaneous_
Industrial_Industrial - ID_Existing_Miscellaneous_Natural Gas_Miscellaneous_E5 | Industrial | Industrial - ID | Existing | Miscellaneous | Natural Gas | Miscellaneous | E5 |  | 0% | 0% | 0% | 0 | 0 | 0 | 0 | 0 | 0 | 0 | 0 | 0% | 0 | 0 | 0% | Normal | 0% | 0 | 0 | 0 | [17 empty] | Industrial_Industrial - ID_Existing_Miscellaneous_Miscellaneous_
Industrial_Industrial - ID_Existing_Miscellaneous_Natural Gas_Miscellaneous_E6 | Industrial | Industrial - ID | Existing | Miscellaneous | Natural Gas | Miscellaneous | E6 |  | 0% | 0% | 0% | 0 | 0 | 0 | 0 | 0 | 0 | 0 | 0 | 0% | 0 | 0 | 0% | Normal | 0% | 0 | 0 | 0 | [17 empty] | Industrial_Industrial - ID_Existing_Miscellaneous_Miscellaneous_
Industrial_Industrial - ID_Existing_Miscellaneous_Natural Gas_Miscellaneous_E7 | Industrial | Industrial - ID | Existing | Miscellaneous | Natural Gas | Miscellaneous | E7 |  | 0% | 0% | 0% | 0 | 0 | 0 | 0 | 0 | 0 | 0 | 0 | 0% | 0 | 0 | 0% | Normal | 0% | 0 | 0 | 0 | [17 empty] | Industrial_Industrial - ID_Existing_Miscellaneous_Miscellaneous_
Industrial_Industrial - ID_Existing_Miscellaneous_Natural Gas_Miscellaneous_E8 | Industrial | Industrial - ID | Existing | Miscellaneous | Natural Gas | Miscellaneous | E8 |  | 0% | 0% | 0% | 0 | 0 | 0 | 0 | 0 | 0 | 0 | 0 | 0% | 0 | 0 | 0% | Normal | 0% | 0 | 0 | 0 | [17 empty] | Industrial_Industrial - ID_Existing_Miscellaneous_Miscellaneous_
Industrial_Industrial - ID_Existing_Miscellaneous_Natural Gas_Miscellaneous_E9 | Industrial | Industrial - ID | Existing | Miscellaneous | Natural Gas | Miscellaneous | E9 |  | 0% | 0% | 0% | 0 | 0 | 0 | 0 | 0 | 0 | 0 | 0 | 0% | 0 | 0 | 0% | Normal | 0% | 0 | 0 | 0 | [17 empty] | Industrial_Industrial - ID_Existing_Miscellaneous_Miscellaneous_
Industrial_Industrial - ID_Existing_Miscellaneous_Natural Gas_Miscellaneous_E10 | Industrial | Industrial - ID | Existing | Miscellaneous | Natural Gas | Miscellaneous | E10 |  | 0% | 0% | 0% | 0 | 0 | 0 | 0 | 0 | 0 | 0 | 0 | 0% | 0 | 0 | 0% | Normal | 0% | 0 | 0 | 0 | [17 empty] | Industrial_Industrial - ID_Existing_Miscellaneous_Miscellaneous_
Industrial_Industrial - ID_New_Space Heating_Natural Gas_Furnace_E1 | Industrial | Industrial - ID | New | Space Heating | Natural Gas | Furnace | E1 | AFUE 80% (Standard) | 100% | 0% | 0% | 1045.55 | 0 | 262.799 | 0 | 10 | 26 | 2019 | 2045 | 100% | 0 | 0 | 0% | Normal | 0% | 94.4081 | 0 | 0 | 150 kBtu/hr | 100000 | 0 | 0.78666 | 0.80007 | 1273.125 | 0 | 320 |  | 2013 | 1.044 | GFURN-Heating-EIA14-2014 Ref. Case-2 | GFURN-Heating-EIA14-2014 Ref. Case-2 | GFURN-Heating-EIA14-2014 Ref. Case-2 | 150 | kBtu/hr | 117.9994 | Industrial_Industrial - ID_New_Space Heating_Furnace_AFUE 80% (Standard)
Industrial_Industrial - ID_New_Space Heating_Natural Gas_Furnace_E2 | Industrial | Industrial - ID | New | Space Heating | Natural Gas | Furnace | E2 | AFUE 90% | 88.88% | 0% | 0% | 1270.3664 | 0 | 763.7597 | 0 | 10 | 26 | 2019 | 2045 | 100% | 0 | 0 | 0% | Normal | 0% | 83.9142 | 0 | 0 | 150 kBtu/hr | 100000 | 0 | 0.78666 | 0.71114 | 1546.875 | 0 | 930 |  | 2013 | 1.044 | GFURN-Heating-EIA14-2014 Ref. Case-3 | GFURN-Heating-EIA14-2014 Ref. Case-3 | GFURN-Heating-EIA14-2014 Ref. Case-3 | 150 | kBtu/hr | 117.9994 | Industrial_Industrial - ID_New_Space Heating_Furnace_AFUE 90%
Industrial_Industrial - ID_New_Space Heating_Natural Gas_Furnace_E3 | Industrial | Industrial - ID | New | Space Heating | Natural Gas | Furnace | E3 | AFUE 96% | 83.33% | 0% | 0% | 2457.0874 | 0 | 0 | 0 | 10 | 20 | 2019 | 2045 | 100% | 0 | 0 | 0% | Normal | 0% | 78.6673 | 0 | 0 | 150 kBtu/hr | 100000 | 0 | 0.78666 | 0.66668 | 3041.033 | 0 | 0 |  | 2014 | 1.0271 | GFURN-Heating-EIA14-2014 Ref. Case-3 | GFURN-Heating-ILTRM-v5.0-191 | AEG BEST | 150 | kBtu/hr | 117.9994 | Industrial_Industrial - ID_New_Space Heating_Furnace_AFUE 96%
Industrial_Industrial - ID_New_Space Heating_Natural Gas_Furnace_E4 | Industrial | Industrial - ID | New | Space Heating | Natural Gas | Furnace | E4 |  | 0% | 0% | 0% | 0 | 0 | 0 | 0 | 0 | 0 | 0 | 0 | 0% | 0 | 0 | 0% | Normal | 0% | 0 | 0 | 0 | [17 empty] | Industrial_Industrial - ID_New_Space Heating_Furnace_
Industrial_Industrial - ID_New_Space Heating_Natural Gas_Furnace_E5 | Industrial | Industrial - ID | New | Space Heating | Natural Gas | Furnace | E5 |  | 0% | 0% | 0% | 0 | 0 | 0 | 0 | 0 | 0 | 0 | 0 | 0% | 0 | 0 | 0% | Normal | 0% | 0 | 0 | 0 | [17 empty] | Industrial_Industrial - ID_New_Space Heating_Furnace_
Industrial_Industrial - ID_New_Space Heating_Natural Gas_Furnace_E6 | Industrial | Industrial - ID | New | Space Heating | Natural Gas | Furnace | E6 |  | 0% | 0% | 0% | 0 | 0 | 0 | 0 | 0 | 0 | 0 | 0 | 0% | 0 | 0 | 0% | Normal | 0% | 0 | 0 | 0 | [17 empty] | Industrial_Industrial - ID_New_Space Heating_Furnace_
Industrial_Industrial - ID_New_Space Heating_Natural Gas_Furnace_E7 | Industrial | Industrial - ID | New | Space Heating | Natural Gas | Furnace | E7 |  | 0% | 0% | 0% | 0 | 0 | 0 | 0 | 0 | 0 | 0 | 0 | 0% | 0 | 0 | 0% | Normal | 0% | 0 | 0 | 0 | [17 empty] | Industrial_Industrial - ID_New_Space Heating_Furnace_
Industrial_Industrial - ID_New_Space Heating_Natural Gas_Furnace_E8 | Industrial | Industrial - ID | New | Space Heating | Natural Gas | Furnace | E8 |  | 0% | 0% | 0% | 0 | 0 | 0 | 0 | 0 | 0 | 0 | 0 | 0% | 0 | 0 | 0% | Normal | 0% | 0 | 0 | 0 | [17 empty] | Industrial_Industrial - ID_New_Space Heating_Furnace_
Industrial_Industrial - ID_New_Space Heating_Natural Gas_Furnace_E9 | Industrial | Industrial - ID | New | Space Heating | Natural Gas | Furnace | E9 |  | 0% | 0% | 0% | 0 | 0 | 0 | 0 | 0 | 0 | 0 | 0 | 0% | 0 | 0 | 0% | Normal | 0% | 0 | 0 | 0 | [17 empty] | Industrial_Industrial - ID_New_Space Heating_Furnace_
Industrial_Industrial - ID_New_Space Heating_Natural Gas_Furnace_E10 | Industrial | Industrial - ID | New | Space Heating | Natural Gas | Furnace | E10 |  | 0% | 0% | 0% | 0 | 0 | 0 | 0 | 0 | 0 | 0 | 0 | 0% | 0 | 0 | 0% | Normal | 0% | 0 | 0 | 0 | [17 empty] | Industrial_Industrial - ID_New_Space Heating_Furnace_
Industrial_Industrial - ID_New_Space Heating_Natural Gas_Boiler_E1 | Industrial | Industrial - ID | New | Space Heating | Natural Gas | Boiler | E1 | AFUE 80% (Standard) | 100% | 0% | 0% | 3897.7151 | 0 | 92.3903 | 0 | 25 | 35 | 2019 | 2045 | 100% | 0 | 0 | 0% | Normal | 0% | 107.4968 | 0 | 0 | 1 kBtu/hr | 100000 | 0 | 117.9994 | 0.91099 | 31.6406 | 0 | 0.75 |  | 2013 | 1.044 | GBLR-Heating-AEO15-3 | GBLR-Heating-AEO15-3 | GBLR-Heating-AEO15-3 | 1 | kBtu/hr | 117.9994 | Industrial_Industrial - ID_New_Space Heating_Boiler_AFUE 80% (Standard)
Industrial_Industrial - ID_New_Space Heating_Natural Gas_Boiler_E2 | Industrial | Industrial - ID | New | Space Heating | Natural Gas | Boiler | E2 | AFUE 85% | 94.12% | 0% | 0% | 4184.7363 | 0 | 86.9556 | 0 | 25 | 35 | 2019 | 2045 | 100% | 0 | 0 | 0% | Normal | 0% | 101.173 | 0 | 0 | 1 kBtu/hr | 100000 | 0 | 117.9994 | 0.8574 | 33.9706 | 0 | 0.70588 |  | 2013 | 1.044 | GBLR-Heating-AEO15-6 | GBLR-Heating-AEO15-6 | GBLR-Heating-AEO15-6 | 1 | kBtu/hr | 117.9994 | Industrial_Industrial - ID_New_Space Heating_Boiler_AFUE 85%
Industrial_Industrial - ID_New_Space Heating_Natural Gas_Boiler_E3 | Industrial | Industrial - ID | New | Space Heating | Natural Gas | Boiler | E3 | AFUE 97% | 82.48% | 0% | 0% | 3983.1525 | 0 | 75.4206 | 0 | 25 | 35 | 2019 | 2045 | 100% | 0 | 0 | 0% | Normal | 0% | 88.659 | 0 | 0 | 1 kBtu/hr | 100000 | 0 | 117.9994 | 0.75135 | 32.3342 | 0 | 0.61224 |  | 2013 | 1.044 | GBLR-Heating-AEO15-7 | GBLR-Heating-AEO15-7 | GBLR-Heating-AEO15-7 | 1 | kBtu/hr | 117.9994 | Industrial_Industrial - ID_New_Space Heating_Boiler_AFUE 97%
Industrial_Industrial - ID_New_Space Heating_Natural Gas_Boiler_E4 | Industrial | Industrial - ID | New | Space Heating | Natural Gas | Boiler | E4 | Convert to NG Air Source Heat Pump | 57.14% | 0% | 0% | 26895.8379 | 0 | 328.4988 | 0 | 10 | 20 | 2019 | 2045 | 100% | 0 | 0 | 0% | Normal | 0% | 61.4268 | 0 | 0 | 1 kBtu/hr | 100000 | 0 | 117.9994 | 0.52057 | 218.3333 | 0 | 2.6667 |  | 2013 | 1.044 | HP_GAS-Heating-AEO17-1 | HP_GAS-Heating-AEO17-1 | HP_GAS-Heating-AEO17-1 | 1 | kBtu/hr | 117.9994 | Industrial_Industrial - ID_New_Space Heating_Boiler_Convert to NG Air Source Heat Pump
Industrial_Industrial - ID_New_Space Heating_Natural Gas_Boiler_E5 | Industrial | Industrial - ID | New | Space Heating | Natural Gas | Boiler | E5 |  | 0% | 0% | 0% | 0 | 0 | 0 | 0 | 0 | 0 | 0 | 0 | 0% | 0 | 0 | 0% | Normal | 0% | 0 | 0 | 0 | [17 empty] | Industrial_Industrial - ID_New_Space Heating_Boiler_
Industrial_Industrial - ID_New_Space Heating_Natural Gas_Boiler_E6 | Industrial | Industrial - ID | New | Space Heating | Natural Gas | Boiler | E6 |  | 0% | 0% | 0% | 0 | 0 | 0 | 0 | 0 | 0 | 0 | 0 | 0% | 0 | 0 | 0% | Normal | 0% | 0 | 0 | 0 | [17 empty] | Industrial_Industrial - ID_New_Space Heating_Boiler_
Industrial_Industrial - ID_New_Space Heating_Natural Gas_Boiler_E7 | Industrial | Industrial - ID | New | Space Heating | Natural Gas | Boiler | E7 |  | 0% | 0% | 0% | 0 | 0 | 0 | 0 | 0 | 0 | 0 | 0 | 0% | 0 | 0 | 0% | Normal | 0% | 0 | 0 | 0 | [17 empty] | Industrial_Industrial - ID_New_Space Heating_Boiler_
Industrial_Industrial - ID_New_Space Heating_Natural Gas_Boiler_E8 | Industrial | Industrial - ID | New | Space Heating | Natural Gas | Boiler | E8 |  | 0% | 0% | 0% | 0 | 0 | 0 | 0 | 0 | 0 | 0 | 0 | 0% | 0 | 0 | 0% | Normal | 0% | 0 | 0 | 0 | [17 empty] | Industrial_Industrial - ID_New_Space Heating_Boiler_
Industrial_Industrial - ID_New_Space Heating_Natural Gas_Boiler_E9 | Industrial | Industrial - ID | New | Space Heating | Natural Gas | Boiler | E9 |  | 0% | 0% | 0% | 0 | 0 | 0 | 0 | 0 | 0 | 0 | 0 | 0% | 0 | 0 | 0% | Normal | 0% | 0 | 0 | 0 | [17 empty] | Industrial_Industrial - ID_New_Space Heating_Boiler_
Industrial_Industrial - ID_New_Space Heating_Natural Gas_Boiler_E10 | Industrial | Industrial - ID | New | Space Heating | Natural Gas | Boiler | E10 |  | 0% | 0% | 0% | 0 | 0 | 0 | 0 | 0 | 0 | 0 | 0 | 0% | 0 | 0 | 0% | Normal | 0% | 0 | 0 | 0 | [17 empty] | Industrial_Industrial - ID_New_Space Heating_Boiler_
Industrial_Industrial - ID_New_Space Heating_Natural Gas_Unit Heater_E1 | Industrial | Industrial - ID | New | Space Heating | Natural Gas | Unit Heater | E1 | Standard | 100% | 0% | 0% | 8.9144 | 0 | 0 | 0 | 15 | 25 | 2019 | 2045 | 100% | 0 | 0 | 0% | Normal | 0% | 126.292 | 0 | 0 | 1 unit | 100000 | 0 | 0.008341 | 2080 | 1051 | 0 | 0 |  | 2016 | 1.0169 | UNITHT-Heating-XCELCO-2017-18-3 | UNITHT-Heating-XCELCO-2017-18-3 | UNITHT-Heating-XCELCO-2017-18-3 | 1 | unit | 0.008341 | Industrial_Industrial - ID_New_Space Heating_Unit Heater_Standard
Industrial_Industrial - ID_New_Space Heating_Natural Gas_Unit Heater_E2 | Industrial | Industrial - ID | New | Space Heating | Natural Gas | Unit Heater | E2 | Condensing | 88.94% | 0% | 0% | 19.5507 | 0 | 0 | 0 | 15 | 25 | 2019 | 2045 | 100% | 0 | 0 | 0% | Normal | 0% | 112.3271 | 0 | 0 | 1 unit | 100000 | 0 | 0.008341 | 1850 | 2305 | 0 | 0 |  | 2016 | 1.0169 | UNITHT-Heating-XCELCO-2017-18-3 | UNITHT-Heating-XCELCO-2017-18-3 | UNITHT-Heating-XCELCO-2017-18-3 | 1 | unit | 0.008341 | Industrial_Industrial - ID_New_Space Heating_Unit Heater_Condensing
Industrial_Industrial - ID_New_Space Heating_Natural Gas_Unit Heater_E3 | Industrial | Industrial - ID | New | Space Heating | Natural Gas | Unit Heater | E3 | Infrared Radiant | 88.46% | 0% | 0% | 10.6448 | 0 | 0 | 0 | 10 | 20 | 2019 | 2045 | 100% | 0 | 0 | 0% | Normal | 0% | 111.7199 | 0 | 0 | 1 unit | 100000 | 0 | 0.008341 | 1840 | 1255 | 0 | 0 |  | 2016 | 1.0169 | UNITHT-Heating-XCELCO-2017-18-4 | UNITHT-Heating-XCELCO-2017-18-4 | UNITHT-Heating-XCELCO-2017-18-4 | 1 | unit | 0.008341 | Industrial_Industrial - ID_New_Space Heating_Unit Heater_Infrared Radiant
Industrial_Industrial - ID_New_Space Heating_Natural Gas_Unit Heater_E4 | Industrial | Industrial - ID | New | Space Heating | Natural Gas | Unit Heater | E4 |  | 0% | 0% | 0% | 0 | 0 | 0 | 0 | 0 | 0 | 0 | 0 | 0% | 0 | 0 | 0% | Normal | 0% | 0 | 0 | 0 | [17 empty] | Industrial_Industrial - ID_New_Space Heating_Unit Heater_
Industrial_Industrial - ID_New_Space Heating_Natural Gas_Unit Heater_E5 | Industrial | Industrial - ID | New | Space Heating | Natural Gas | Unit Heater | E5 |  | 0% | 0% | 0% | 0 | 0 | 0 | 0 | 0 | 0 | 0 | 0 | 0% | 0 | 0 | 0% | Normal | 0% | 0 | 0 | 0 | [17 empty] | Industrial_Industrial - ID_New_Space Heating_Unit Heater_
Industrial_Industrial - ID_New_Space Heating_Natural Gas_Unit Heater_E6 | Industrial | Industrial - ID | New | Space Heating | Natural Gas | Unit Heater | E6 |  | 0% | 0% | 0% | 0 | 0 | 0 | 0 | 0 | 0 | 0 | 0 | 0% | 0 | 0 | 0% | Normal | 0% | 0 | 0 | 0 | [17 empty] | Industrial_Industrial - ID_New_Space Heating_Unit Heater_
Industrial_Industrial - ID_New_Space Heating_Natural Gas_Unit Heater_E7 | Industrial | Industrial - ID | New | Space Heating | Natural Gas | Unit Heater | E7 |  | 0% | 0% | 0% | 0 | 0 | 0 | 0 | 0 | 0 | 0 | 0 | 0% | 0 | 0 | 0% | Normal | 0% | 0 | 0 | 0 | [17 empty] | Industrial_Industrial - ID_New_Space Heating_Unit Heater_
Industrial_Industrial - ID_New_Space Heating_Natural Gas_Unit Heater_E8 | Industrial | Industrial - ID | New | Space Heating | Natural Gas | Unit Heater | E8 |  | 0% | 0% | 0% | 0 | 0 | 0 | 0 | 0 | 0 | 0 | 0 | 0% | 0 | 0 | 0% | Normal | 0% | 0 | 0 | 0 | [17 empty] | Industrial_Industrial - ID_New_Space Heating_Unit Heater_
Industrial_Industrial - ID_New_Space Heating_Natural Gas_Unit Heater_E9 | Industrial | Industrial - ID | New | Space Heating | Natural Gas | Unit Heater | E9 |  | 0% | 0% | 0% | 0 | 0 | 0 | 0 | 0 | 0 | 0 | 0 | 0% | 0 | 0 | 0% | Normal | 0% | 0 | 0 | 0 | [17 empty] | Industrial_Industrial - ID_New_Space Heating_Unit Heater_
Industrial_Industrial - ID_New_Space Heating_Natural Gas_Unit Heater_E10 | Industrial | Industrial - ID | New | Space Heating | Natural Gas | Unit Heater | E10 |  | 0% | 0% | 0% | 0 | 0 | 0 | 0 | 0 | 0 | 0 | 0 | 0% | 0 | 0 | 0% | Normal | 0% | 0 | 0 | 0 | [17 empty] | Industrial_Industrial - ID_New_Space Heating_Unit Heater_
Industrial_Industrial - ID_New_Process_Natural Gas_Process Boiler_E1 | Industrial | Industrial - ID | New | Process | Natural Gas | Process Boiler | E1 | Standard | 100% | 0% | 0% | 1.0169 | 0 | 0 | 0 | 2 | 8 | 2019 | 2045 | 100% | 0 | 0 | 0% | Normal | 0% | 887.9248 | 0 | 0 | 1 unit | 100000 | 0 | 1 | 1 | 1 | 0 | 0 |  | 2016 | 1.0169 | N/A | N/A | N/A | 1 | unit | 1 | Industrial_Industrial - ID_New_Process_Process Boiler_Standard
Industrial_Industrial - ID_New_Process_Natural Gas_Process Boiler_E2 | Industrial | Industrial - ID | New | Process | Natural Gas | Process Boiler | E2 |  | 0% | 0% | 0% | 0 | 0 | 0 | 0 | 0 | 0 | 0 | 0 | 0% | 0 | 0 | 0% | Normal | 0% | 0 | 0 | 0 | [17 empty] | Industrial_Industrial - ID_New_Process_Process Boiler_
Industrial_Industrial - ID_New_Process_Natural Gas_Process Boiler_E3 | Industrial | Industrial - ID | New | Process | Natural Gas | Process Boiler | E3 |  | 0% | 0% | 0% | 0 | 0 | 0 | 0 | 0 | 0 | 0 | 0 | 0% | 0 | 0 | 0% | Normal | 0% | 0 | 0 | 0 | [17 empty] | Industrial_Industrial - ID_New_Process_Process Boiler_
Industrial_Industrial - ID_New_Process_Natural Gas_Process Boiler_E4 | Industrial | Industrial - ID | New | Process | Natural Gas | Process Boiler | E4 |  | 0% | 0% | 0% | 0 | 0 | 0 | 0 | 0 | 0 | 0 | 0 | 0% | 0 | 0 | 0% | Normal | 0% | 0 | 0 | 0 | [17 empty] | Industrial_Industrial - ID_New_Process_Process Boiler_
Industrial_Industrial - ID_New_Process_Natural Gas_Process Boiler_E5 | Industrial | Industrial - ID | New | Process | Natural Gas | Process Boiler | E5 |  | 0% | 0% | 0% | 0 | 0 | 0 | 0 | 0 | 0 | 0 | 0 | 0% | 0 | 0 | 0% | Normal | 0% | 0 | 0 | 0 | [17 empty] | Industrial_Industrial - ID_New_Process_Process Boiler_
Industrial_Industrial - ID_New_Process_Natural Gas_Process Boiler_E6 | Industrial | Industrial - ID | New | Process | Natural Gas | Process Boiler | E6 |  | 0% | 0% | 0% | 0 | 0 | 0 | 0 | 0 | 0 | 0 | 0 | 0% | 0 | 0 | 0% | Normal | 0% | 0 | 0 | 0 | [17 empty] | Industrial_Industrial - ID_New_Process_Process Boiler_
Industrial_Industrial - ID_New_Process_Natural Gas_Process Boiler_E7 | Industrial | Industrial - ID | New | Process | Natural Gas | Process Boiler | E7 |  | 0% | 0% | 0% | 0 | 0 | 0 | 0 | 0 | 0 | 0 | 0 | 0% | 0 | 0 | 0% | Normal | 0% | 0 | 0 | 0 | [17 empty] | Industrial_Industrial - ID_New_Process_Process Boiler_
Industrial_Industrial - ID_New_Process_Natural Gas_Process Boiler_E8 | Industrial | Industrial - ID | New | Process | Natural Gas | Process Boiler | E8 |  | 0% | 0% | 0% | 0 | 0 | 0 | 0 | 0 | 0 | 0 | 0 | 0% | 0 | 0 | 0% | Normal | 0% | 0 | 0 | 0 | [17 empty] | Industrial_Industrial - ID_New_Process_Process Boiler_
Industrial_Industrial - ID_New_Process_Natural Gas_Process Boiler_E9 | Industrial | Industrial - ID | New | Process | Natural Gas | Process Boiler | E9 |  | 0% | 0% | 0% | 0 | 0 | 0 | 0 | 0 | 0 | 0 | 0 | 0% | 0 | 0 | 0% | Normal | 0% | 0 | 0 | 0 | [17 empty] | Industrial_Industrial - ID_New_Process_Process Boiler_
Industrial_Industrial - ID_New_Process_Natural Gas_Process Boiler_E10 | Industrial | Industrial - ID | New | Process | Natural Gas | Process Boiler | E10 |  | 0% | 0% | 0% | 0 | 0 | 0 | 0 | 0 | 0 | 0 | 0 | 0% | 0 | 0 | 0% | Normal | 0% | 0 | 0 | 0 | [17 empty] | Industrial_Industrial - ID_New_Process_Process Boiler_
Industrial_Industrial - ID_New_Process_Natural Gas_Process Heating_E1 | Industrial | Industrial - ID | New | Process | Natural Gas | Process Heating | E1 | Standard | 100% | 0% | 0% | 1.0169 | 0 | 0 | 0 | 2 | 8 | 2019 | 2045 | 100% | 0 | 0 | 0% | Normal | 0% | 790.2072 | 0 | 0 | 1 unit | 100000 | 0 | 1 | 1 | 1 | 0 | 0 |  | 2016 | 1.0169 | N/A | N/A | N/A | 1 | unit | 1 | Industrial_Industrial - ID_New_Process_Process Heating_Standard
Industrial_Industrial - ID_New_Process_Natural Gas_Process Heating_E2 | Industrial | Industrial - ID | New | Process | Natural Gas | Process Heating | E2 |  | 0% | 0% | 0% | 0 | 0 | 0 | 0 | 0 | 0 | 0 | 0 | 0% | 0 | 0 | 0% | Normal | 0% | 0 | 0 | 0 | [17 empty] | Industrial_Industrial - ID_New_Process_Process Heating_
Industrial_Industrial - ID_New_Process_Natural Gas_Process Heating_E3 | Industrial | Industrial - ID | New | Process | Natural Gas | Process Heating | E3 |  | 0% | 0% | 0% | 0 | 0 | 0 | 0 | 0 | 0 | 0 | 0 | 0% | 0 | 0 | 0% | Normal | 0% | 0 | 0 | 0 | [17 empty] | Industrial_Industrial - ID_New_Process_Process Heating_
Industrial_Industrial - ID_New_Process_Natural Gas_Process Heating_E4 | Industrial | Industrial - ID | New | Process | Natural Gas | Process Heating | E4 |  | 0% | 0% | 0% | 0 | 0 | 0 | 0 | 0 | 0 | 0 | 0 | 0% | 0 | 0 | 0% | Normal | 0% | 0 | 0 | 0 | [17 empty] | Industrial_Industrial - ID_New_Process_Process Heating_
Industrial_Industrial - ID_New_Process_Natural Gas_Process Heating_E5 | Industrial | Industrial - ID | New | Process | Natural Gas | Process Heating | E5 |  | 0% | 0% | 0% | 0 | 0 | 0 | 0 | 0 | 0 | 0 | 0 | 0% | 0 | 0 | 0% | Normal | 0% | 0 | 0 | 0 | [17 empty] | Industrial_Industrial - ID_New_Process_Process Heating_
Industrial_Industrial - ID_New_Process_Natural Gas_Process Heating_E6 | Industrial | Industrial - ID | New | Process | Natural Gas | Process Heating | E6 |  | 0% | 0% | 0% | 0 | 0 | 0 | 0 | 0 | 0 | 0 | 0 | 0% | 0 | 0 | 0% | Normal | 0% | 0 | 0 | 0 | [17 empty] | Industrial_Industrial - ID_New_Process_Process Heating_
Industrial_Industrial - ID_New_Process_Natural Gas_Process Heating_E7 | Industrial | Industrial - ID | New | Process | Natural Gas | Process Heating | E7 |  | 0% | 0% | 0% | 0 | 0 | 0 | 0 | 0 | 0 | 0 | 0 | 0% | 0 | 0 | 0% | Normal | 0% | 0 | 0 | 0 | [17 empty] | Industrial_Industrial - ID_New_Process_Process Heating_
Industrial_Industrial - ID_New_Process_Natural Gas_Process Heating_E8 | Industrial | Industrial - ID | New | Process | Natural Gas | Process Heating | E8 |  | 0% | 0% | 0% | 0 | 0 | 0 | 0 | 0 | 0 | 0 | 0 | 0% | 0 | 0 | 0% | Normal | 0% | 0 | 0 | 0 | [17 empty] | Industrial_Industrial - ID_New_Process_Process Heating_
Industrial_Industrial - ID_New_Process_Natural Gas_Process Heating_E9 | Industrial | Industrial - ID | New | Process | Natural Gas | Process Heating | E9 |  | 0% | 0% | 0% | 0 | 0 | 0 | 0 | 0 | 0 | 0 | 0 | 0% | 0 | 0 | 0% | Normal | 0% | 0 | 0 | 0 | [17 empty] | Industrial_Industrial - ID_New_Process_Process Heating_
Industrial_Industrial - ID_New_Process_Natural Gas_Process Heating_E10 | Industrial | Industrial - ID | New | Process | Natural Gas | Process Heating | E10 |  | 0% | 0% | 0% | 0 | 0 | 0 | 0 | 0 | 0 | 0 | 0 | 0% | 0 | 0 | 0% | Normal | 0% | 0 | 0 | 0 | [17 empty] | Industrial_Industrial - ID_New_Process_Process Heating_
Industrial_Industrial - ID_New_Process_Natural Gas_Process Cooling_E1 | Industrial | Industrial - ID | New | Process | Natural Gas | Process Cooling | E1 | Standard | 100% | 0% | 0% | 1.0169 | 0 | 0 | 0 | 2 | 8 | 2019 | 2045 | 100% | 0 | 0 | 0% | Normal | 0% | 9.172 | 0 | 0 | 1 unit | 100000 | 0 | 1 | 1 | 1 | 0 | 0 |  | 2016 | 1.0169 | N/A | N/A | N/A | 1 | unit | 1 | Industrial_Industrial - ID_New_Process_Process Cooling_Standard
Industrial_Industrial - ID_New_Process_Natural Gas_Process Cooling_E2 | Industrial | Industrial - ID | New | Process | Natural Gas | Process Cooling | E2 |  | 0% | 0% | 0% | 0 | 0 | 0 | 0 | 0 | 0 | 0 | 0 | 0% | 0 | 0 | 0% | Normal | 0% | 0 | 0 | 0 | [17 empty] | Industrial_Industrial - ID_New_Process_Process Cooling_
Industrial_Industrial - ID_New_Process_Natural Gas_Process Cooling_E3 | Industrial | Industrial - ID | New | Process | Natural Gas | Process Cooling | E3 |  | 0% | 0% | 0% | 0 | 0 | 0 | 0 | 0 | 0 | 0 | 0 | 0% | 0 | 0 | 0% | Normal | 0% | 0 | 0 | 0 | [17 empty] | Industrial_Industrial - ID_New_Process_Process Cooling_
Industrial_Industrial - ID_New_Process_Natural Gas_Process Cooling_E4 | Industrial | Industrial - ID | New | Process | Natural Gas | Process Cooling | E4 |  | 0% | 0% | 0% | 0 | 0 | 0 | 0 | 0 | 0 | 0 | 0 | 0% | 0 | 0 | 0% | Normal | 0% | 0 | 0 | 0 | [17 empty] | Industrial_Industrial - ID_New_Process_Process Cooling_
Industrial_Industrial - ID_New_Process_Natural Gas_Process Cooling_E5 | Industrial | Industrial - ID | New | Process | Natural Gas | Process Cooling | E5 |  | 0% | 0% | 0% | 0 | 0 | 0 | 0 | 0 | 0 | 0 | 0 | 0% | 0 | 0 | 0% | Normal | 0% | 0 | 0 | 0 | [17 empty] | Industrial_Industrial - ID_New_Process_Process Cooling_
Industrial_Industrial - ID_New_Process_Natural Gas_Process Cooling_E6 | Industrial | Industrial - ID | New | Process | Natural Gas | Process Cooling | E6 |  | 0% | 0% | 0% | 0 | 0 | 0 | 0 | 0 | 0 | 0 | 0 | 0% | 0 | 0 | 0% | Normal | 0% | 0 | 0 | 0 | [17 empty] | Industrial_Industrial - ID_New_Process_Process Cooling_
Industrial_Industrial - ID_New_Process_Natural Gas_Process Cooling_E7 | Industrial | Industrial - ID | New | Process | Natural Gas | Process Cooling | E7 |  | 0% | 0% | 0% | 0 | 0 | 0 | 0 | 0 | 0 | 0 | 0 | 0% | 0 | 0 | 0% | Normal | 0% | 0 | 0 | 0 | [17 empty] | Industrial_Industrial - ID_New_Process_Process Cooling_
Industrial_Industrial - ID_New_Process_Natural Gas_Process Cooling_E8 | Industrial | Industrial - ID | New | Process | Natural Gas | Process Cooling | E8 |  | 0% | 0% | 0% | 0 | 0 | 0 | 0 | 0 | 0 | 0 | 0 | 0% | 0 | 0 | 0% | Normal | 0% | 0 | 0 | 0 | [17 empty] | Industrial_Industrial - ID_New_Process_Process Cooling_
Industrial_Industrial - ID_New_Process_Natural Gas_Process Cooling_E9 | Industrial | Industrial - ID | New | Process | Natural Gas | Process Cooling | E9 |  | 0% | 0% | 0% | 0 | 0 | 0 | 0 | 0 | 0 | 0 | 0 | 0% | 0 | 0 | 0% | Normal | 0% | 0 | 0 | 0 | [17 empty] | Industrial_Industrial - ID_New_Process_Process Cooling_
Industrial_Industrial - ID_New_Process_Natural Gas_Process Cooling_E10 | Industrial | Industrial - ID | New | Process | Natural Gas | Process Cooling | E10 |  | 0% | 0% | 0% | 0 | 0 | 0 | 0 | 0 | 0 | 0 | 0 | 0% | 0 | 0 | 0% | Normal | 0% | 0 | 0 | 0 | [17 empty] | Industrial_Industrial - ID_New_Process_Process Cooling_
Industrial_Industrial - ID_New_Process_Natural Gas_Other Process_E1 | Industrial | Industrial - ID | New | Process | Natural Gas | Other Process | E1 | Standard | 100% | 0% | 0% | 1.0169 | 0 | 0 | 0 | 2 | 8 | 2019 | 2045 | 100% | 0 | 0 | 0% | Normal | 0% | 59.6183 | 0 | 0 | 1 unit | 100000 | 0 | 1 | 1 | 1 | 0 | 0 |  | 2016 | 1.0169 | N/A | N/A | N/A | 1 | unit | 1 | Industrial_Industrial - ID_New_Process_Other Process_Standard
Industrial_Industrial - ID_New_Process_Natural Gas_Other Process_E2 | Industrial | Industrial - ID | New | Process | Natural Gas | Other Process | E2 |  | 0% | 0% | 0% | 0 | 0 | 0 | 0 | 0 | 0 | 0 | 0 | 0% | 0 | 0 | 0% | Normal | 0% | 0 | 0 | 0 | [17 empty] | Industrial_Industrial - ID_New_Process_Other Process_
Industrial_Industrial - ID_New_Process_Natural Gas_Other Process_E3 | Industrial | Industrial - ID | New | Process | Natural Gas | Other Process | E3 |  | 0% | 0% | 0% | 0 | 0 | 0 | 0 | 0 | 0 | 0 | 0 | 0% | 0 | 0 | 0% | Normal | 0% | 0 | 0 | 0 | [17 empty] | Industrial_Industrial - ID_New_Process_Other Process_
Industrial_Industrial - ID_New_Process_Natural Gas_Other Process_E4 | Industrial | Industrial - ID | New | Process | Natural Gas | Other Process | E4 |  | 0% | 0% | 0% | 0 | 0 | 0 | 0 | 0 | 0 | 0 | 0 | 0% | 0 | 0 | 0% | Normal | 0% | 0 | 0 | 0 | [17 empty] | Industrial_Industrial - ID_New_Process_Other Process_
Industrial_Industrial - ID_New_Process_Natural Gas_Other Process_E5 | Industrial | Industrial - ID | New | Process | Natural Gas | Other Process | E5 |  | 0% | 0% | 0% | 0 | 0 | 0 | 0 | 0 | 0 | 0 | 0 | 0% | 0 | 0 | 0% | Normal | 0% | 0 | 0 | 0 | [17 empty] | Industrial_Industrial - ID_New_Process_Other Process_
Industrial_Industrial - ID_New_Process_Natural Gas_Other Process_E6 | Industrial | Industrial - ID | New | Process | Natural Gas | Other Process | E6 |  | 0% | 0% | 0% | 0 | 0 | 0 | 0 | 0 | 0 | 0 | 0 | 0% | 0 | 0 | 0% | Normal | 0% | 0 | 0 | 0 | [17 empty] | Industrial_Industrial - ID_New_Process_Other Process_
Industrial_Industrial - ID_New_Process_Natural Gas_Other Process_E7 | Industrial | Industrial - ID | New | Process | Natural Gas | Other Process | E7 |  | 0% | 0% | 0% | 0 | 0 | 0 | 0 | 0 | 0 | 0 | 0 | 0% | 0 | 0 | 0% | Normal | 0% | 0 | 0 | 0 | [17 empty] | Industrial_Industrial - ID_New_Process_Other Process_
Industrial_Industrial - ID_New_Process_Natural Gas_Other Process_E8 | Industrial | Industrial - ID | New | Process | Natural Gas | Other Process | E8 |  | 0% | 0% | 0% | 0 | 0 | 0 | 0 | 0 | 0 | 0 | 0 | 0% | 0 | 0 | 0% | Normal | 0% | 0 | 0 | 0 | [17 empty] | Industrial_Industrial - ID_New_Process_Other Process_
Industrial_Industrial - ID_New_Process_Natural Gas_Other Process_E9 | Industrial | Industrial - ID | New | Process | Natural Gas | Other Process | E9 |  | 0% | 0% | 0% | 0 | 0 | 0 | 0 | 0 | 0 | 0 | 0 | 0% | 0 | 0 | 0% | Normal | 0% | 0 | 0 | 0 | [17 empty] | Industrial_Industrial - ID_New_Process_Other Process_
Industrial_Industrial - ID_New_Process_Natural Gas_Other Process_E10 | Industrial | Industrial - ID | New | Process | Natural Gas | Other Process | E10 |  | 0% | 0% | 0% | 0 | 0 | 0 | 0 | 0 | 0 | 0 | 0 | 0% | 0 | 0 | 0% | Normal | 0% | 0 | 0 | 0 | [17 empty] | Industrial_Industrial - ID_New_Process_Other Process_
Industrial_Industrial - ID_New_Miscellaneous_Natural Gas_Miscellaneous_E1 | Industrial | Industrial - ID | New | Miscellaneous | Natural Gas | Miscellaneous | E1 | Standard | 100% | 0% | 0% | 1.0169 | 0 | 0 | 0 | 2 | 8 | 2019 | 2045 | 100% | 0 | 0 | 0% | Normal | 0% | 135.1113 | 0 | 0 | 1 unit | 100000 | 0 | 1 | 1 | 1 | 0 | 0 |  | 2016 | 1.0169 | N/A | N/A | N/A | 1 | unit | 1 | Industrial_Industrial - ID_New_Miscellaneous_Miscellaneous_Standard
Industrial_Industrial - ID_New_Miscellaneous_Natural Gas_Miscellaneous_E2 | Industrial | Industrial - ID | New | Miscellaneous | Natural Gas | Miscellaneous | E2 |  | 0% | 0% | 0% | 0 | 0 | 0 | 0 | 0 | 0 | 0 | 0 | 0% | 0 | 0 | 0% | Normal | 0% | 0 | 0 | 0 | [17 empty] | Industrial_Industrial - ID_New_Miscellaneous_Miscellaneous_
Industrial_Industrial - ID_New_Miscellaneous_Natural Gas_Miscellaneous_E3 | Industrial | Industrial - ID | New | Miscellaneous | Natural Gas | Miscellaneous | E3 |  | 0% | 0% | 0% | 0 | 0 | 0 | 0 | 0 | 0 | 0 | 0 | 0% | 0 | 0 | 0% | Normal | 0% | 0 | 0 | 0 | [17 empty] | Industrial_Industrial - ID_New_Miscellaneous_Miscellaneous_
Industrial_Industrial - ID_New_Miscellaneous_Natural Gas_Miscellaneous_E4 | Industrial | Industrial - ID | New | Miscellaneous | Natural Gas | Miscellaneous | E4 |  | 0% | 0% | 0% | 0 | 0 | 0 | 0 | 0 | 0 | 0 | 0 | 0% | 0 | 0 | 0% | Normal | 0% | 0 | 0 | 0 | [17 empty] | Industrial_Industrial - ID_New_Miscellaneous_Miscellaneous_
Industrial_Industrial - ID_New_Miscellaneous_Natural Gas_Miscellaneous_E5 | Industrial | Industrial - ID | New | Miscellaneous | Natural Gas | Miscellaneous | E5 |  | 0% | 0% | 0% | 0 | 0 | 0 | 0 | 0 | 0 | 0 | 0 | 0% | 0 | 0 | 0% | Normal | 0% | 0 | 0 | 0 | [17 empty] | Industrial_Industrial - ID_New_Miscellaneous_Miscellaneous_
Industrial_Industrial - ID_New_Miscellaneous_Natural Gas_Miscellaneous_E6 | Industrial | Industrial - ID | New | Miscellaneous | Natural Gas | Miscellaneous | E6 |  | 0% | 0% | 0% | 0 | 0 | 0 | 0 | 0 | 0 | 0 | 0 | 0% | 0 | 0 | 0% | Normal | 0% | 0 | 0 | 0 | [17 empty] | Industrial_Industrial - ID_New_Miscellaneous_Miscellaneous_
Industrial_Industrial - ID_New_Miscellaneous_Natural Gas_Miscellaneous_E7 | Industrial | Industrial - ID | New | Miscellaneous | Natural Gas | Miscellaneous | E7 |  | 0% | 0% | 0% | 0 | 0 | 0 | 0 | 0 | 0 | 0 | 0 | 0% | 0 | 0 | 0% | Normal | 0% | 0 | 0 | 0 | [17 empty] | Industrial_Industrial - ID_New_Miscellaneous_Miscellaneous_
Industrial_Industrial - ID_New_Miscellaneous_Natural Gas_Miscellaneous_E8 | Industrial | Industrial - ID | New | Miscellaneous | Natural Gas | Miscellaneous | E8 |  | 0% | 0% | 0% | 0 | 0 | 0 | 0 | 0 | 0 | 0 | 0 | 0% | 0 | 0 | 0% | Normal | 0% | 0 | 0 | 0 | [17 empty] | Industrial_Industrial - ID_New_Miscellaneous_Miscellaneous_
Industrial_Industrial - ID_New_Miscellaneous_Natural Gas_Miscellaneous_E9 | Industrial | Industrial - ID | New | Miscellaneous | Natural Gas | Miscellaneous | E9 |  | 0% | 0% | 0% | 0 | 0 | 0 | 0 | 0 | 0 | 0 | 0 | 0% | 0 | 0 | 0% | Normal | 0% | 0 | 0 | 0 | [17 empty] | Industrial_Industrial - ID_New_Miscellaneous_Miscellaneous_
Industrial_Industrial - ID_New_Miscellaneous_Natural Gas_Miscellaneous_E10 | Industrial | Industrial - ID | New | Miscellaneous | Natural Gas | Miscellaneous | E10 |  | 0% | 0% | 0% | 0 | 0 | 0 | 0 | 0 | 0 | 0 | 0 | 0% | 0 | 0 | 0% | Normal | 0% | 0 | 0 | 0 | [17 empty] | Industrial_Industrial - ID_New_Miscellaneous_Miscellaneous_

## Purchase Shares
Key | Sector | Segment | Vintage | End Use | Fuel | Technology | Equipment | Label | Case | 2019 | 2020 | 2021 | 2022 | 2023 | 2024 | 2025 | 2026 | 2027 | 2028 | 2029 | 2030 | 2031 | 2032 | 2033 | 2034 | 2035 | 2036 | 2037 | 2038 | 2039 | 2040 | 2041 | 2042 | 2043 | 2044 | 2045
Industrial_Industrial - WA_Existing_Space Heating_Natural Gas_Furnace_E1_Baseline Forecast | Industrial | Industrial - WA | Existing | Space Heating | Natural Gas | Furnace | E1 | AFUE 80% (Standard) | Baseline Forecast | 100% | 100% | 100% | 100% | 100% | 100% | 100% | 100% | 100% | 100% | 100% | 100% | 100% | 100% | 100% | 100% | 100% | 100% | 100% | 100% | 100% | 100% | 100% | 100% | 100% | 100% | 100%
Industrial_Industrial - WA_Existing_Space Heating_Natural Gas_Furnace_E2_Baseline Forecast | Industrial | Industrial - WA | Existing | Space Heating | Natural Gas | Furnace | E2 | AFUE 90% | Baseline Forecast | bar: 2019 to 2045
Industrial_Industrial - WA_Existing_Space Heating_Natural Gas_Furnace_E3_Baseline Forecast | Industrial | Industrial - WA | Existing | Space Heating | Natural Gas | Furnace | E3 | AFUE 96% | Baseline Forecast | bar: 2019 to 2045
Industrial_Industrial - WA_Existing_Space Heating_Natural Gas_Furnace_E4_Baseline Forecast | Industrial | Industrial - WA | Existing | Space Heating | Natural Gas | Furnace | E4 |  | Baseline Forecast | bar: 2019 to 2045
Industrial_Industrial - WA_Existing_Space Heating_Natural Gas_Furnace_E5_Baseline Forecast | Industrial | Industrial - WA | Existing | Space Heating | Natural Gas | Furnace | E5 |  | Baseline Forecast | bar: 2019 to 2045
Industrial_Industrial - WA_Existing_Space Heating_Natural Gas_Furnace_E6_Baseline Forecast | Industrial | Industrial - WA | Existing | Space Heating | Natural Gas | Furnace | E6 |  | Baseline Forecast | bar: 2019 to 2045
Industrial_Industrial - WA_Existing_Space Heating_Natural Gas_Furnace_E7_Baseline Forecast | Industrial | Industrial - WA | Existing | Space Heating | Natural Gas | Furnace | E7 |  | Baseline Forecast | bar: 2019 to 2045
Industrial_Industrial - WA_Existing_Space Heating_Natural Gas_Furnace_E8_Baseline Forecast | Industrial | Industrial - WA | Existing | Space Heating | Natural Gas | Furnace | E8 |  | Baseline Forecast | bar: 2019 to 2045
Industrial_Industrial - WA_Existing_Space Heating_Natural Gas_Furnace_E9_Baseline Forecast | Industrial | Industrial - WA | Existing | Space Heating | Natural Gas | Furnace | E9 |  | Baseline Forecast | bar: 2019 to 2045
Industrial_Industrial - WA_Existing_Space Heating_Natural Gas_Furnace_E10_Baseline Forecast | Industrial | Industrial - WA | Existing | Space Heating | Natural Gas | Furnace | E10 |  | Baseline Forecast | bar: 2019 to 2045
Industrial_Industrial - WA_Existing_Space Heating_Natural Gas_Boiler_E1_Baseline Forecast | Industrial | Industrial - WA | Existing | Space Heating | Natural Gas | Boiler | E1 | AFUE 80% (Standard) | Baseline Forecast | 100% | 100% | 100% | 100% | 100% | 100% | 100% | 100% | 100% | 100% | 100% | 100% | 100% | 100% | 100% | 100% | 100% | 100% | 100% | 100% | 100% | 100% | 100% | 100% | 100% | 100% | 100%
Industrial_Industrial - WA_Existing_Space Heating_Natural Gas_Boiler_E2_Baseline Forecast | Industrial | Industrial - WA | Existing | Space Heating | Natural Gas | Boiler | E2 | AFUE 85% | Baseline Forecast | bar: 2019 to 2045
Industrial_Industrial - WA_Existing_Space Heating_Natural Gas_Boiler_E3_Baseline Forecast | Industrial | Industrial - WA | Existing | Space Heating | Natural Gas | Boiler | E3 | AFUE 97% | Baseline Forecast | bar: 2019 to 2045
Industrial_Industrial - WA_Existing_Space Heating_Natural Gas_Boiler_E4_Baseline Forecast | Industrial | Industrial - WA | Existing | Space Heating | Natural Gas | Boiler | E4 | Convert to NG Air Source Heat Pump | Baseline Forecast | bar: 2019 to 2045
Industrial_Industrial - WA_Existing_Space Heating_Natural Gas_Boiler_E5_Baseline Forecast | Industrial | Industrial - WA | Existing | Space Heating | Natural Gas | Boiler | E5 |  | Baseline Forecast | bar: 2019 to 2045
Industrial_Industrial - WA_Existing_Space Heating_Natural Gas_Boiler_E6_Baseline Forecast | Industrial | Industrial - WA | Existing | Space Heating | Natural Gas | Boiler | E6 |  | Baseline Forecast | bar: 2019 to 2045
Industrial_Industrial - WA_Existing_Space Heating_Natural Gas_Boiler_E7_Baseline Forecast | Industrial | Industrial - WA | Existing | Space Heating | Natural Gas | Boiler | E7 |  | Baseline Forecast | bar: 2019 to 2045
Industrial_Industrial - WA_Existing_Space Heating_Natural Gas_Boiler_E8_Baseline Forecast | Industrial | Industrial - WA | Existing | Space Heating | Natural Gas | Boiler | E8 |  | Baseline Forecast | bar: 2019 to 2045
Industrial_Industrial - WA_Existing_Space Heating_Natural Gas_Boiler_E9_Baseline Forecast | Industrial | Industrial - WA | Existing | Space Heating | Natural Gas | Boiler | E9 |  | Baseline Forecast | bar: 2019 to 2045
Industrial_Industrial - WA_Existing_Space Heating_Natural Gas_Boiler_E10_Baseline Forecast | Industrial | Industrial - WA | Existing | Space Heating | Natural Gas | Boiler | E10 |  | Baseline Forecast | bar: 2019 to 2045
Industrial_Industrial - WA_Existing_Space Heating_Natural Gas_Unit Heater_E1_Baseline Forecast | Industrial | Industrial - WA | Existing | Space Heating | Natural Gas | Unit Heater | E1 | Standard | Baseline Forecast | 100% | 100% | 100% | 100% | 100% | 100% | 100% | 100% | 100% | 100% | 100% | 100% | 100% | 100% | 100% | 100% | 100% | 100% | 100% | 100% | 100% | 100% | 100% | 100% | 100% | 100% | 100%
Industrial_Industrial - WA_Existing_Space Heating_Natural Gas_Unit Heater_E2_Baseline Forecast | Industrial | Industrial - WA | Existing | Space Heating | Natural Gas | Unit Heater | E2 | Condensing | Baseline Forecast | bar: 2019 to 2045
Industrial_Industrial - WA_Existing_Space Heating_Natural Gas_Unit Heater_E3_Baseline Forecast | Industrial | Industrial - WA | Existing | Space Heating | Natural Gas | Unit Heater | E3 | Infrared Radiant | Baseline Forecast | bar: 2019 to 2045
Industrial_Industrial - WA_Existing_Space Heating_Natural Gas_Unit Heater_E4_Baseline Forecast | Industrial | Industrial - WA | Existing | Space Heating | Natural Gas | Unit Heater | E4 |  | Baseline Forecast | bar: 2019 to 2045
Industrial_Industrial - WA_Existing_Space Heating_Natural Gas_Unit Heater_E5_Baseline Forecast | Industrial | Industrial - WA | Existing | Space Heating | Natural Gas | Unit Heater | E5 |  | Baseline Forecast | bar: 2019 to 2045
Industrial_Industrial - WA_Existing_Space Heating_Natural Gas_Unit Heater_E6_Baseline Forecast | Industrial | Industrial - WA | Existing | Space Heating | Natural Gas | Unit Heater | E6 |  | Baseline Forecast | bar: 2019 to 2045
Industrial_Industrial - WA_Existing_Space Heating_Natural Gas_Unit Heater_E7_Baseline Forecast | Industrial | Industrial - WA | Existing | Space Heating | Natural Gas | Unit Heater | E7 |  | Baseline Forecast | bar: 2019 to 2045
Industrial_Industrial - WA_Existing_Space Heating_Natural Gas_Unit Heater_E8_Baseline Forecast | Industrial | Industrial - WA | Existing | Space Heating | Natural Gas | Unit Heater | E8 |  | Baseline Forecast | bar: 2019 to 2045
Industrial_Industrial - WA_Existing_Space Heating_Natural Gas_Unit Heater_E9_Baseline Forecast | Industrial | Industrial - WA | Existing | Space Heating | Natural Gas | Unit Heater | E9 |  | Baseline Forecast | bar: 2019 to 2045
Industrial_Industrial - WA_Existing_Space Heating_Natural Gas_Unit Heater_E10_Baseline Forecast | Industrial | Industrial - WA | Existing | Space Heating | Natural Gas | Unit Heater | E10 |  | Baseline Forecast | bar: 2019 to 2045
Industrial_Industrial - WA_Existing_Process_Natural Gas_Process Boiler_E1_Baseline Forecast | Industrial | Industrial - WA | Existing | Process | Natural Gas | Process Boiler | E1 | Standard | Baseline Forecast | 100% | 100% | 100% | 100% | 100% | 100% | 100% | 100% | 100% | 100% | 100% | 100% | 100% | 100% | 100% | 100% | 100% | 100% | 100% | 100% | 100% | 100% | 100% | 100% | 100% | 100% | 100%
Industrial_Industrial - WA_Existing_Process_Natural Gas_Process Boiler_E2_Baseline Forecast | Industrial | Industrial - WA | Existing | Process | Natural Gas | Process Boiler | E2 |  | Baseline Forecast | bar: 2019 to 2045
Industrial_Industrial - WA_Existing_Process_Natural Gas_Process Boiler_E3_Baseline Forecast | Industrial | Industrial - WA | Existing | Process | Natural Gas | Process Boiler | E3 |  | Baseline Forecast | bar: 2019 to 2045
Industrial_Industrial - WA_Existing_Process_Natural Gas_Process Boiler_E4_Baseline Forecast | Industrial | Industrial - WA | Existing | Process | Natural Gas | Process Boiler | E4 |  | Baseline Forecast | bar: 2019 to 2045
Industrial_Industrial - WA_Existing_Process_Natural Gas_Process Boiler_E5_Baseline Forecast | Industrial | Industrial - WA | Existing | Process | Natural Gas | Process Boiler | E5 |  | Baseline Forecast | bar: 2019 to 2045
Industrial_Industrial - WA_Existing_Process_Natural Gas_Process Boiler_E6_Baseline Forecast | Industrial | Industrial - WA | Existing | Process | Natural Gas | Process Boiler | E6 |  | Baseline Forecast | bar: 2019 to 2045
Industrial_Industrial - WA_Existing_Process_Natural Gas_Process Boiler_E7_Baseline Forecast | Industrial | Industrial - WA | Existing | Process | Natural Gas | Process Boiler | E7 |  | Baseline Forecast | bar: 2019 to 2045
Industrial_Industrial - WA_Existing_Process_Natural Gas_Process Boiler_E8_Baseline Forecast | Industrial | Industrial - WA | Existing | Process | Natural Gas | Process Boiler | E8 |  | Baseline Forecast | bar: 2019 to 2045
Industrial_Industrial - WA_Existing_Process_Natural Gas_Process Boiler_E9_Baseline Forecast | Industrial | Industrial - WA | Existing | Process | Natural Gas | Process Boiler | E9 |  | Baseline Forecast | bar: 2019 to 2045
Industrial_Industrial - WA_Existing_Process_Natural Gas_Process Boiler_E10_Baseline Forecast | Industrial | Industrial - WA | Existing | Process | Natural Gas | Process Boiler | E10 |  | Baseline Forecast | bar: 2019 to 2045
Industrial_Industrial - WA_Existing_Process_Natural Gas_Process Heating_E1_Baseline Forecast | Industrial | Industrial - WA | Existing | Process | Natural Gas | Process Heating | E1 | Standard | Baseline Forecast | 100% | 100% | 100% | 100% | 100% | 100% | 100% | 100% | 100% | 100% | 100% | 100% | 100% | 100% | 100% | 100% | 100% | 100% | 100% | 100% | 100% | 100% | 100% | 100% | 100% | 100% | 100%
Industrial_Industrial - WA_Existing_Process_Natural Gas_Process Heating_E2_Baseline Forecast | Industrial | Industrial - WA | Existing | Process | Natural Gas | Process Heating | E2 |  | Baseline Forecast | bar: 2019 to 2045
Industrial_Industrial - WA_Existing_Process_Natural Gas_Process Heating_E3_Baseline Forecast | Industrial | Industrial - WA | Existing | Process | Natural Gas | Process Heating | E3 |  | Baseline Forecast | bar: 2019 to 2045
Industrial_Industrial - WA_Existing_Process_Natural Gas_Process Heating_E4_Baseline Forecast | Industrial | Industrial - WA | Existing | Process | Natural Gas | Process Heating | E4 |  | Baseline Forecast | bar: 2019 to 2045
Industrial_Industrial - WA_Existing_Process_Natural Gas_Process Heating_E5_Baseline Forecast | Industrial | Industrial - WA | Existing | Process | Natural Gas | Process Heating | E5 |  | Baseline Forecast | bar: 2019 to 2045
Industrial_Industrial - WA_Existing_Process_Natural Gas_Process Heating_E6_Baseline Forecast | Industrial | Industrial - WA | Existing | Process | Natural Gas | Process Heating | E6 |  | Baseline Forecast | bar: 2019 to 2045
Industrial_Industrial - WA_Existing_Process_Natural Gas_Process Heating_E7_Baseline Forecast | Industrial | Industrial - WA | Existing | Process | Natural Gas | Process Heating | E7 |  | Baseline Forecast | bar: 2019 to 2045
Industrial_Industrial - WA_Existing_Process_Natural Gas_Process Heating_E8_Baseline Forecast | Industrial | Industrial - WA | Existing | Process | Natural Gas | Process Heating | E8 |  | Baseline Forecast | bar: 2019 to 2045
Industrial_Industrial - WA_Existing_Process_Natural Gas_Process Heating_E9_Baseline Forecast | Industrial | Industrial - WA | Existing | Process | Natural Gas | Process Heating | E9 |  | Baseline Forecast | bar: 2019 to 2045
Industrial_Industrial - WA_Existing_Process_Natural Gas_Process Heating_E10_Baseline Forecast | Industrial | Industrial - WA | Existing | Process | Natural Gas | Process Heating | E10 |  | Baseline Forecast | bar: 2019 to 2045
Industrial_Industrial - WA_Existing_Process_Natural Gas_Process Cooling_E1_Baseline Forecast | Industrial | Industrial - WA | Existing | Process | Natural Gas | Process Cooling | E1 | Standard | Baseline Forecast | 100% | 100% | 100% | 100% | 100% | 100% | 100% | 100% | 100% | 100% | 100% | 100% | 100% | 100% | 100% | 100% | 100% | 100% | 100% | 100% | 100% | 100% | 100% | 100% | 100% | 100% | 100%
Industrial_Industrial - WA_Existing_Process_Natural Gas_Process Cooling_E2_Baseline Forecast | Industrial | Industrial - WA | Existing | Process | Natural Gas | Process Cooling | E2 |  | Baseline Forecast | bar: 2019 to 2045
Industrial_Industrial - WA_Existing_Process_Natural Gas_Process Cooling_E3_Baseline Forecast | Industrial | Industrial - WA | Existing | Process | Natural Gas | Process Cooling | E3 |  | Baseline Forecast | bar: 2019 to 2045
Industrial_Industrial - WA_Existing_Process_Natural Gas_Process Cooling_E4_Baseline Forecast | Industrial | Industrial - WA | Existing | Process | Natural Gas | Process Cooling | E4 |  | Baseline Forecast | bar: 2019 to 2045
Industrial_Industrial - WA_Existing_Process_Natural Gas_Process Cooling_E5_Baseline Forecast | Industrial | Industrial - WA | Existing | Process | Natural Gas | Process Cooling | E5 |  | Baseline Forecast | bar: 2019 to 2045
Industrial_Industrial - WA_Existing_Process_Natural Gas_Process Cooling_E6_Baseline Forecast | Industrial | Industrial - WA | Existing | Process | Natural Gas | Process Cooling | E6 |  | Baseline Forecast | bar: 2019 to 2045
Industrial_Industrial - WA_Existing_Process_Natural Gas_Process Cooling_E7_Baseline Forecast | Industrial | Industrial - WA | Existing | Process | Natural Gas | Process Cooling | E7 |  | Baseline Forecast | bar: 2019 to 2045
Industrial_Industrial - WA_Existing_Process_Natural Gas_Process Cooling_E8_Baseline Forecast | Industrial | Industrial - WA | Existing | Process | Natural Gas | Process Cooling | E8 |  | Baseline Forecast | bar: 2019 to 2045
Industrial_Industrial - WA_Existing_Process_Natural Gas_Process Cooling_E9_Baseline Forecast | Industrial | Industrial - WA | Existing | Process | Natural Gas | Process Cooling | E9 |  | Baseline Forecast | bar: 2019 to 2045
Industrial_Industrial - WA_Existing_Process_Natural Gas_Process Cooling_E10_Baseline Forecast | Industrial | Industrial - WA | Existing | Process | Natural Gas | Process Cooling | E10 |  | Baseline Forecast | bar: 2019 to 2045
Industrial_Industrial - WA_Existing_Process_Natural Gas_Other Process_E1_Baseline Forecast | Industrial | Industrial - WA | Existing | Process | Natural Gas | Other Process | E1 | Standard | Baseline Forecast | 100% | 100% | 100% | 100% | 100% | 100% | 100% | 100% | 100% | 100% | 100% | 100% | 100% | 100% | 100% | 100% | 100% | 100% | 100% | 100% | 100% | 100% | 100% | 100% | 100% | 100% | 100%
Industrial_Industrial - WA_Existing_Process_Natural Gas_Other Process_E2_Baseline Forecast | Industrial | Industrial - WA | Existing | Process | Natural Gas | Other Process | E2 |  | Baseline Forecast | bar: 2019 to 2045
Industrial_Industrial - WA_Existing_Process_Natural Gas_Other Process_E3_Baseline Forecast | Industrial | Industrial - WA | Existing | Process | Natural Gas | Other Process | E3 |  | Baseline Forecast | bar: 2019 to 2045
Industrial_Industrial - WA_Existing_Process_Natural Gas_Other Process_E4_Baseline Forecast | Industrial | Industrial - WA | Existing | Process | Natural Gas | Other Process | E4 |  | Baseline Forecast | bar: 2019 to 2045
Industrial_Industrial - WA_Existing_Process_Natural Gas_Other Process_E5_Baseline Forecast | Industrial | Industrial - WA | Existing | Process | Natural Gas | Other Process | E5 |  | Baseline Forecast | bar: 2019 to 2045
Industrial_Industrial - WA_Existing_Process_Natural Gas_Other Process_E6_Baseline Forecast | Industrial | Industrial - WA | Existing | Process | Natural Gas | Other Process | E6 |  | Baseline Forecast | bar: 2019 to 2045
Industrial_Industrial - WA_Existing_Process_Natural Gas_Other Process_E7_Baseline Forecast | Industrial | Industrial - WA | Existing | Process | Natural Gas | Other Process | E7 |  | Baseline Forecast | bar: 2019 to 2045
Industrial_Industrial - WA_Existing_Process_Natural Gas_Other Process_E8_Baseline Forecast | Industrial | Industrial - WA | Existing | Process | Natural Gas | Other Process | E8 |  | Baseline Forecast | bar: 2019 to 2045
Industrial_Industrial - WA_Existing_Process_Natural Gas_Other Process_E9_Baseline Forecast | Industrial | Industrial - WA | Existing | Process | Natural Gas | Other Process | E9 |  | Baseline Forecast | bar: 2019 to 2045
Industrial_Industrial - WA_Existing_Process_Natural Gas_Other Process_E10_Baseline Forecast | Industrial | Industrial - WA | Existing | Process | Natural Gas | Other Process | E10 |  | Baseline Forecast | bar: 2019 to 2045
Industrial_Industrial - WA_Existing_Miscellaneous_Natural Gas_Miscellaneous_E1_Baseline Forecast | Industrial | Industrial - WA | Existing | Miscellaneous | Natural Gas | Miscellaneous | E1 | Standard | Baseline Forecast | 100% | 100% | 100% | 100% | 100% | 100% | 100% | 100% | 100% | 100% | 100% | 100% | 100% | 100% | 100% | 100% | 100% | 100% | 100% | 100% | 100% | 100% | 100% | 100% | 100% | 100% | 100%
Industrial_Industrial - WA_Existing_Miscellaneous_Natural Gas_Miscellaneous_E2_Baseline Forecast | Industrial | Industrial - WA | Existing | Miscellaneous | Natural Gas | Miscellaneous | E2 |  | Baseline Forecast | bar: 2019 to 2045
Industrial_Industrial - WA_Existing_Miscellaneous_Natural Gas_Miscellaneous_E3_Baseline Forecast | Industrial | Industrial - WA | Existing | Miscellaneous | Natural Gas | Miscellaneous | E3 |  | Baseline Forecast | bar: 2019 to 2045
Industrial_Industrial - WA_Existing_Miscellaneous_Natural Gas_Miscellaneous_E4_Baseline Forecast | Industrial | Industrial - WA | Existing | Miscellaneous | Natural Gas | Miscellaneous | E4 |  | Baseline Forecast | bar: 2019 to 2045
Industrial_Industrial - WA_Existing_Miscellaneous_Natural Gas_Miscellaneous_E5_Baseline Forecast | Industrial | Industrial - WA | Existing | Miscellaneous | Natural Gas | Miscellaneous | E5 |  | Baseline Forecast | bar: 2019 to 2045
Industrial_Industrial - WA_Existing_Miscellaneous_Natural Gas_Miscellaneous_E6_Baseline Forecast | Industrial | Industrial - WA | Existing | Miscellaneous | Natural Gas | Miscellaneous | E6 |  | Baseline Forecast | bar: 2019 to 2045
Industrial_Industrial - WA_Existing_Miscellaneous_Natural Gas_Miscellaneous_E7_Baseline Forecast | Industrial | Industrial - WA | Existing | Miscellaneous | Natural Gas | Miscellaneous | E7 |  | Baseline Forecast | bar: 2019 to 2045
Industrial_Industrial - WA_Existing_Miscellaneous_Natural Gas_Miscellaneous_E8_Baseline Forecast | Industrial | Industrial - WA | Existing | Miscellaneous | Natural Gas | Miscellaneous | E8 |  | Baseline Forecast | bar: 2019 to 2045
Industrial_Industrial - WA_Existing_Miscellaneous_Natural Gas_Miscellaneous_E9_Baseline Forecast | Industrial | Industrial - WA | Existing | Miscellaneous | Natural Gas | Miscellaneous | E9 |  | Baseline Forecast | bar: 2019 to 2045
Industrial_Industrial - WA_Existing_Miscellaneous_Natural Gas_Miscellaneous_E10_Baseline Forecast | Industrial | Industrial - WA | Existing | Miscellaneous | Natural Gas | Miscellaneous | E10 |  | Baseline Forecast | bar: 2019 to 2045
Industrial_Industrial - WA_New_Space Heating_Natural Gas_Furnace_E1_Baseline Forecast | Industrial | Industrial - WA | New | Space Heating | Natural Gas | Furnace | E1 | AFUE 80% (Standard) | Baseline Forecast | 100% | 100% | 100% | 100% | 100% | 100% | 100% | 100% | 100% | 100% | 100% | 100% | 100% | 100% | 100% | 100% | 100% | 100% | 100% | 100% | 100% | 100% | 100% | 100% | 100% | 100% | 100%
Industrial_Industrial - WA_New_Space Heating_Natural Gas_Furnace_E2_Baseline Forecast | Industrial | Industrial - WA | New | Space Heating | Natural Gas | Furnace | E2 | AFUE 90% | Baseline Forecast | bar: 2019 to 2045
Industrial_Industrial - WA_New_Space Heating_Natural Gas_Furnace_E3_Baseline Forecast | Industrial | Industrial - WA | New | Space Heating | Natural Gas | Furnace | E3 | AFUE 96% | Baseline Forecast | bar: 2019 to 2045
Industrial_Industrial - WA_New_Space Heating_Natural Gas_Furnace_E4_Baseline Forecast | Industrial | Industrial - WA | New | Space Heating | Natural Gas | Furnace | E4 |  | Baseline Forecast | bar: 2019 to 2045
Industrial_Industrial - WA_New_Space Heating_Natural Gas_Furnace_E5_Baseline Forecast | Industrial | Industrial - WA | New | Space Heating | Natural Gas | Furnace | E5 |  | Baseline Forecast | bar: 2019 to 2045
Industrial_Industrial - WA_New_Space Heating_Natural Gas_Furnace_E6_Baseline Forecast | Industrial | Industrial - WA | New | Space Heating | Natural Gas | Furnace | E6 |  | Baseline Forecast | bar: 2019 to 2045
Industrial_Industrial - WA_New_Space Heating_Natural Gas_Furnace_E7_Baseline Forecast | Industrial | Industrial - WA | New | Space Heating | Natural Gas | Furnace | E7 |  | Baseline Forecast | bar: 2019 to 2045
Industrial_Industrial - WA_New_Space Heating_Natural Gas_Furnace_E8_Baseline Forecast | Industrial | Industrial - WA | New | Space Heating | Natural Gas | Furnace | E8 |  | Baseline Forecast | bar: 2019 to 2045
Industrial_Industrial - WA_New_Space Heating_Natural Gas_Furnace_E9_Baseline Forecast | Industrial | Industrial - WA | New | Space Heating | Natural Gas | Furnace | E9 |  | Baseline Forecast | bar: 2019 to 2045
Industrial_Industrial - WA_New_Space Heating_Natural Gas_Furnace_E10_Baseline Forecast | Industrial | Industrial - WA | New | Space Heating | Natural Gas | Furnace | E10 |  | Baseline Forecast | bar: 2019 to 2045
Industrial_Industrial - WA_New_Space Heating_Natural Gas_Boiler_E1_Baseline Forecast | Industrial | Industrial - WA | New | Space Heating | Natural Gas | Boiler | E1 | AFUE 80% (Standard) | Baseline Forecast | 100% | 100% | 100% | 100% | 100% | 100% | 100% | 100% | 100% | 100% | 100% | 100% | 100% | 100% | 100% | 100% | 100% | 100% | 100% | 100% | 100% | 100% | 100% | 100% | 100% | 100% | 100%
Industrial_Industrial - WA_New_Space Heating_Natural Gas_Boiler_E2_Baseline Forecast | Industrial | Industrial - WA | New | Space Heating | Natural Gas | Boiler | E2 | AFUE 85% | Baseline Forecast | bar: 2019 to 2045
Industrial_Industrial - WA_New_Space Heating_Natural Gas_Boiler_E3_Baseline Forecast | Industrial | Industrial - WA | New | Space Heating | Natural Gas | Boiler | E3 | AFUE 97% | Baseline Forecast | bar: 2019 to 2045
Industrial_Industrial - WA_New_Space Heating_Natural Gas_Boiler_E4_Baseline Forecast | Industrial | Industrial - WA | New | Space Heating | Natural Gas | Boiler | E4 | Convert to NG Air Source Heat Pump | Baseline Forecast | bar: 2019 to 2045
Industrial_Industrial - WA_New_Space Heating_Natural Gas_Boiler_E5_Baseline Forecast | Industrial | Industrial - WA | New | Space Heating | Natural Gas | Boiler | E5 |  | Baseline Forecast | bar: 2019 to 2045
Industrial_Industrial - WA_New_Space Heating_Natural Gas_Boiler_E6_Baseline Forecast | Industrial | Industrial - WA | New | Space Heating | Natural Gas | Boiler | E6 |  | Baseline Forecast | bar: 2019 to 2045
Industrial_Industrial - WA_New_Space Heating_Natural Gas_Boiler_E7_Baseline Forecast | Industrial | Industrial - WA | New | Space Heating | Natural Gas | Boiler | E7 |  | Baseline Forecast | bar: 2019 to 2045
Industrial_Industrial - WA_New_Space Heating_Natural Gas_Boiler_E8_Baseline Forecast | Industrial | Industrial - WA | New | Space Heating | Natural Gas | Boiler | E8 |  | Baseline Forecast | bar: 2019 to 2045
Industrial_Industrial - WA_New_Space Heating_Natural Gas_Boiler_E9_Baseline Forecast | Industrial | Industrial - WA | New | Space Heating | Natural Gas | Boiler | E9 |  | Baseline Forecast | bar: 2019 to 2045
Industrial_Industrial - WA_New_Space Heating_Natural Gas_Boiler_E10_Baseline Forecast | Industrial | Industrial - WA | New | Space Heating | Natural Gas | Boiler | E10 |  | Baseline Forecast | bar: 2019 to 2045
Industrial_Industrial - WA_New_Space Heating_Natural Gas_Unit Heater_E1_Baseline Forecast | Industrial | Industrial - WA | New | Space Heating | Natural Gas | Unit Heater | E1 | Standard | Baseline Forecast | 100% | 100% | 100% | 100% | 100% | 100% | 100% | 100% | 100% | 100% | 100% | 100% | 100% | 100% | 100% | 100% | 100% | 100% | 100% | 100% | 100% | 100% | 100% | 100% | 100% | 100% | 100%
Industrial_Industrial - WA_New_Space Heating_Natural Gas_Unit Heater_E2_Baseline Forecast | Industrial | Industrial - WA | New | Space Heating | Natural Gas | Unit Heater | E2 | Condensing | Baseline Forecast | bar: 2019 to 2045
Industrial_Industrial - WA_New_Space Heating_Natural Gas_Unit Heater_E3_Baseline Forecast | Industrial | Industrial - WA | New | Space Heating | Natural Gas | Unit Heater | E3 | Infrared Radiant | Baseline Forecast | bar: 2019 to 2045
Industrial_Industrial - WA_New_Space Heating_Natural Gas_Unit Heater_E4_Baseline Forecast | Industrial | Industrial - WA | New | Space Heating | Natural Gas | Unit Heater | E4 |  | Baseline Forecast | bar: 2019 to 2045
Industrial_Industrial - WA_New_Space Heating_Natural Gas_Unit Heater_E5_Baseline Forecast | Industrial | Industrial - WA | New | Space Heating | Natural Gas | Unit Heater | E5 |  | Baseline Forecast | bar: 2019 to 2045
Industrial_Industrial - WA_New_Space Heating_Natural Gas_Unit Heater_E6_Baseline Forecast | Industrial | Industrial - WA | New | Space Heating | Natural Gas | Unit Heater | E6 |  | Baseline Forecast | bar: 2019 to 2045
Industrial_Industrial - WA_New_Space Heating_Natural Gas_Unit Heater_E7_Baseline Forecast | Industrial | Industrial - WA | New | Space Heating | Natural Gas | Unit Heater | E7 |  | Baseline Forecast | bar: 2019 to 2045
Industrial_Industrial - WA_New_Space Heating_Natural Gas_Unit Heater_E8_Baseline Forecast | Industrial | Industrial - WA | New | Space Heating | Natural Gas | Unit Heater | E8 |  | Baseline Forecast | bar: 2019 to 2045
Industrial_Industrial - WA_New_Space Heating_Natural Gas_Unit Heater_E9_Baseline Forecast | Industrial | Industrial - WA | New | Space Heating | Natural Gas | Unit Heater | E9 |  | Baseline Forecast | bar: 2019 to 2045
Industrial_Industrial - WA_New_Space Heating_Natural Gas_Unit Heater_E10_Baseline Forecast | Industrial | Industrial - WA | New | Space Heating | Natural Gas | Unit Heater | E10 |  | Baseline Forecast | bar: 2019 to 2045
Industrial_Industrial - WA_New_Process_Natural Gas_Process Boiler_E1_Baseline Forecast | Industrial | Industrial - WA | New | Process | Natural Gas | Process Boiler | E1 | Standard | Baseline Forecast | 100% | 100% | 100% | 100% | 100% | 100% | 100% | 100% | 100% | 100% | 100% | 100% | 100% | 100% | 100% | 100% | 100% | 100% | 100% | 100% | 100% | 100% | 100% | 100% | 100% | 100% | 100%
Industrial_Industrial - WA_New_Process_Natural Gas_Process Boiler_E2_Baseline Forecast | Industrial | Industrial - WA | New | Process | Natural Gas | Process Boiler | E2 |  | Baseline Forecast | bar: 2019 to 2045
Industrial_Industrial - WA_New_Process_Natural Gas_Process Boiler_E3_Baseline Forecast | Industrial | Industrial - WA | New | Process | Natural Gas | Process Boiler | E3 |  | Baseline Forecast | bar: 2019 to 2045
Industrial_Industrial - WA_New_Process_Natural Gas_Process Boiler_E4_Baseline Forecast | Industrial | Industrial - WA | New | Process | Natural Gas | Process Boiler | E4 |  | Baseline Forecast | bar: 2019 to 2045
Industrial_Industrial - WA_New_Process_Natural Gas_Process Boiler_E5_Baseline Forecast | Industrial | Industrial - WA | New | Process | Natural Gas | Process Boiler | E5 |  | Baseline Forecast | bar: 2019 to 2045
Industrial_Industrial - WA_New_Process_Natural Gas_Process Boiler_E6_Baseline Forecast | Industrial | Industrial - WA | New | Process | Natural Gas | Process Boiler | E6 |  | Baseline Forecast | bar: 2019 to 2045
Industrial_Industrial - WA_New_Process_Natural Gas_Process Boiler_E7_Baseline Forecast | Industrial | Industrial - WA | New | Process | Natural Gas | Process Boiler | E7 |  | Baseline Forecast | bar: 2019 to 2045
Industrial_Industrial - WA_New_Process_Natural Gas_Process Boiler_E8_Baseline Forecast | Industrial | Industrial - WA | New | Process | Natural Gas | Process Boiler | E8 |  | Baseline Forecast | bar: 2019 to 2045
Industrial_Industrial - WA_New_Process_Natural Gas_Process Boiler_E9_Baseline Forecast | Industrial | Industrial - WA | New | Process | Natural Gas | Process Boiler | E9 |  | Baseline Forecast | bar: 2019 to 2045
Industrial_Industrial - WA_New_Process_Natural Gas_Process Boiler_E10_Baseline Forecast | Industrial | Industrial - WA | New | Process | Natural Gas | Process Boiler | E10 |  | Baseline Forecast | bar: 2019 to 2045
Industrial_Industrial - WA_New_Process_Natural Gas_Process Heating_E1_Baseline Forecast | Industrial | Industrial - WA | New | Process | Natural Gas | Process Heating | E1 | Standard | Baseline Forecast | 100% | 100% | 100% | 100% | 100% | 100% | 100% | 100% | 100% | 100% | 100% | 100% | 100% | 100% | 100% | 100% | 100% | 100% | 100% | 100% | 100% | 100% | 100% | 100% | 100% | 100% | 100%
Industrial_Industrial - WA_New_Process_Natural Gas_Process Heating_E2_Baseline Forecast | Industrial | Industrial - WA | New | Process | Natural Gas | Process Heating | E2 |  | Baseline Forecast | bar: 2019 to 2045
Industrial_Industrial - WA_New_Process_Natural Gas_Process Heating_E3_Baseline Forecast | Industrial | Industrial - WA | New | Process | Natural Gas | Process Heating | E3 |  | Baseline Forecast | bar: 2019 to 2045
Industrial_Industrial - WA_New_Process_Natural Gas_Process Heating_E4_Baseline Forecast | Industrial | Industrial - WA | New | Process | Natural Gas | Process Heating | E4 |  | Baseline Forecast | bar: 2019 to 2045
Industrial_Industrial - WA_New_Process_Natural Gas_Process Heating_E5_Baseline Forecast | Industrial | Industrial - WA | New | Process | Natural Gas | Process Heating | E5 |  | Baseline Forecast | bar: 2019 to 2045
Industrial_Industrial - WA_New_Process_Natural Gas_Process Heating_E6_Baseline Forecast | Industrial | Industrial - WA | New | Process | Natural Gas | Process Heating | E6 |  | Baseline Forecast | bar: 2019 to 2045
Industrial_Industrial - WA_New_Process_Natural Gas_Process Heating_E7_Baseline Forecast | Industrial | Industrial - WA | New | Process | Natural Gas | Process Heating | E7 |  | Baseline Forecast | bar: 2019 to 2045
Industrial_Industrial - WA_New_Process_Natural Gas_Process Heating_E8_Baseline Forecast | Industrial | Industrial - WA | New | Process | Natural Gas | Process Heating | E8 |  | Baseline Forecast | bar: 2019 to 2045
Industrial_Industrial - WA_New_Process_Natural Gas_Process Heating_E9_Baseline Forecast | Industrial | Industrial - WA | New | Process | Natural Gas | Process Heating | E9 |  | Baseline Forecast | bar: 2019 to 2045
Industrial_Industrial - WA_New_Process_Natural Gas_Process Heating_E10_Baseline Forecast | Industrial | Industrial - WA | New | Process | Natural Gas | Process Heating | E10 |  | Baseline Forecast | bar: 2019 to 2045
Industrial_Industrial - WA_New_Process_Natural Gas_Process Cooling_E1_Baseline Forecast | Industrial | Industrial - WA | New | Process | Natural Gas | Process Cooling | E1 | Standard | Baseline Forecast | 100% | 100% | 100% | 100% | 100% | 100% | 100% | 100% | 100% | 100% | 100% | 100% | 100% | 100% | 100% | 100% | 100% | 100% | 100% | 100% | 100% | 100% | 100% | 100% | 100% | 100% | 100%
Industrial_Industrial - WA_New_Process_Natural Gas_Process Cooling_E2_Baseline Forecast | Industrial | Industrial - WA | New | Process | Natural Gas | Process Cooling | E2 |  | Baseline Forecast | bar: 2019 to 2045
Industrial_Industrial - WA_New_Process_Natural Gas_Process Cooling_E3_Baseline Forecast | Industrial | Industrial - WA | New | Process | Natural Gas | Process Cooling | E3 |  | Baseline Forecast | bar: 2019 to 2045
Industrial_Industrial - WA_New_Process_Natural Gas_Process Cooling_E4_Baseline Forecast | Industrial | Industrial - WA | New | Process | Natural Gas | Process Cooling | E4 |  | Baseline Forecast | bar: 2019 to 2045
Industrial_Industrial - WA_New_Process_Natural Gas_Process Cooling_E5_Baseline Forecast | Industrial | Industrial - WA | New | Process | Natural Gas | Process Cooling | E5 |  | Baseline Forecast | bar: 2019 to 2045
Industrial_Industrial - WA_New_Process_Natural Gas_Process Cooling_E6_Baseline Forecast | Industrial | Industrial - WA | New | Process | Natural Gas | Process Cooling | E6 |  | Baseline Forecast | bar: 2019 to 2045
Industrial_Industrial - WA_New_Process_Natural Gas_Process Cooling_E7_Baseline Forecast | Industrial | Industrial - WA | New | Process | Natural Gas | Process Cooling | E7 |  | Baseline Forecast | bar: 2019 to 2045
Industrial_Industrial - WA_New_Process_Natural Gas_Process Cooling_E8_Baseline Forecast | Industrial | Industrial - WA | New | Process | Natural Gas | Process Cooling | E8 |  | Baseline Forecast | bar: 2019 to 2045
Industrial_Industrial - WA_New_Process_Natural Gas_Process Cooling_E9_Baseline Forecast | Industrial | Industrial - WA | New | Process | Natural Gas | Process Cooling | E9 |  | Baseline Forecast | bar: 2019 to 2045
Industrial_Industrial - WA_New_Process_Natural Gas_Process Cooling_E10_Baseline Forecast | Industrial | Industrial - WA | New | Process | Natural Gas | Process Cooling | E10 |  | Baseline Forecast | bar: 2019 to 2045
Industrial_Industrial - WA_New_Process_Natural Gas_Other Process_E1_Baseline Forecast | Industrial | Industrial - WA | New | Process | Natural Gas | Other Process | E1 | Standard | Baseline Forecast | 100% | 100% | 100% | 100% | 100% | 100% | 100% | 100% | 100% | 100% | 100% | 100% | 100% | 100% | 100% | 100% | 100% | 100% | 100% | 100% | 100% | 100% | 100% | 100% | 100% | 100% | 100%
Industrial_Industrial - WA_New_Process_Natural Gas_Other Process_E2_Baseline Forecast | Industrial | Industrial - WA | New | Process | Natural Gas | Other Process | E2 |  | Baseline Forecast | bar: 2019 to 2045
Industrial_Industrial - WA_New_Process_Natural Gas_Other Process_E3_Baseline Forecast | Industrial | Industrial - WA | New | Process | Natural Gas | Other Process | E3 |  | Baseline Forecast | bar: 2019 to 2045
Industrial_Industrial - WA_New_Process_Natural Gas_Other Process_E4_Baseline Forecast | Industrial | Industrial - WA | New | Process | Natural Gas | Other Process | E4 |  | Baseline Forecast | bar: 2019 to 2045
Industrial_Industrial - WA_New_Process_Natural Gas_Other Process_E5_Baseline Forecast | Industrial | Industrial - WA | New | Process | Natural Gas | Other Process | E5 |  | Baseline Forecast | bar: 2019 to 2045
Industrial_Industrial - WA_New_Process_Natural Gas_Other Process_E6_Baseline Forecast | Industrial | Industrial - WA | New | Process | Natural Gas | Other Process | E6 |  | Baseline Forecast | bar: 2019 to 2045
Industrial_Industrial - WA_New_Process_Natural Gas_Other Process_E7_Baseline Forecast | Industrial | Industrial - WA | New | Process | Natural Gas | Other Process | E7 |  | Baseline Forecast | bar: 2019 to 2045
Industrial_Industrial - WA_New_Process_Natural Gas_Other Process_E8_Baseline Forecast | Industrial | Industrial - WA | New | Process | Natural Gas | Other Process | E8 |  | Baseline Forecast | bar: 2019 to 2045
Industrial_Industrial - WA_New_Process_Natural Gas_Other Process_E9_Baseline Forecast | Industrial | Industrial - WA | New | Process | Natural Gas | Other Process | E9 |  | Baseline Forecast | bar: 2019 to 2045
Industrial_Industrial - WA_New_Process_Natural Gas_Other Process_E10_Baseline Forecast | Industrial | Industrial - WA | New | Process | Natural Gas | Other Process | E10 |  | Baseline Forecast | bar: 2019 to 2045
Industrial_Industrial - WA_New_Miscellaneous_Natural Gas_Miscellaneous_E1_Baseline Forecast | Industrial | Industrial - WA | New | Miscellaneous | Natural Gas | Miscellaneous | E1 | Standard | Baseline Forecast | 100% | 100% | 100% | 100% | 100% | 100% | 100% | 100% | 100% | 100% | 100% | 100% | 100% | 100% | 100% | 100% | 100% | 100% | 100% | 100% | 100% | 100% | 100% | 100% | 100% | 100% | 100%
Industrial_Industrial - WA_New_Miscellaneous_Natural Gas_Miscellaneous_E2_Baseline Forecast | Industrial | Industrial - WA | New | Miscellaneous | Natural Gas | Miscellaneous | E2 |  | Baseline Forecast | bar: 2019 to 2045
Industrial_Industrial - WA_New_Miscellaneous_Natural Gas_Miscellaneous_E3_Baseline Forecast | Industrial | Industrial - WA | New | Miscellaneous | Natural Gas | Miscellaneous | E3 |  | Baseline Forecast | bar: 2019 to 2045
Industrial_Industrial - WA_New_Miscellaneous_Natural Gas_Miscellaneous_E4_Baseline Forecast | Industrial | Industrial - WA | New | Miscellaneous | Natural Gas | Miscellaneous | E4 |  | Baseline Forecast | bar: 2019 to 2045
Industrial_Industrial - WA_New_Miscellaneous_Natural Gas_Miscellaneous_E5_Baseline Forecast | Industrial | Industrial - WA | New | Miscellaneous | Natural Gas | Miscellaneous | E5 |  | Baseline Forecast | bar: 2019 to 2045
Industrial_Industrial - WA_New_Miscellaneous_Natural Gas_Miscellaneous_E6_Baseline Forecast | Industrial | Industrial - WA | New | Miscellaneous | Natural Gas | Miscellaneous | E6 |  | Baseline Forecast | bar: 2019 to 2045
Industrial_Industrial - WA_New_Miscellaneous_Natural Gas_Miscellaneous_E7_Baseline Forecast | Industrial | Industrial - WA | New | Miscellaneous | Natural Gas | Miscellaneous | E7 |  | Baseline Forecast | bar: 2019 to 2045
Industrial_Industrial - WA_New_Miscellaneous_Natural Gas_Miscellaneous_E8_Baseline Forecast | Industrial | Industrial - WA | New | Miscellaneous | Natural Gas | Miscellaneous | E8 |  | Baseline Forecast | bar: 2019 to 2045
Industrial_Industrial - WA_New_Miscellaneous_Natural Gas_Miscellaneous_E9_Baseline Forecast | Industrial | Industrial - WA | New | Miscellaneous | Natural Gas | Miscellaneous | E9 |  | Baseline Forecast | bar: 2019 to 2045
Industrial_Industrial - WA_New_Miscellaneous_Natural Gas_Miscellaneous_E10_Baseline Forecast | Industrial | Industrial - WA | New | Miscellaneous | Natural Gas | Miscellaneous | E10 |  | Baseline Forecast | bar: 2019 to 2045
Industrial_Industrial - ID_Existing_Space Heating_Natural Gas_Furnace_E1_Baseline Forecast | Industrial | Industrial - ID | Existing | Space Heating | Natural Gas | Furnace | E1 | AFUE 80% (Standard) | Baseline Forecast | 100% | 100% | 100% | 100% | 100% | 100% | 100% | 100% | 100% | 100% | 100% | 100% | 100% | 100% | 100% | 100% | 100% | 100% | 100% | 100% | 100% | 100% | 100% | 100% | 100% | 100% | 100%
Industrial_Industrial - ID_Existing_Space Heating_Natural Gas_Furnace_E2_Baseline Forecast | Industrial | Industrial - ID | Existing | Space Heating | Natural Gas | Furnace | E2 | AFUE 90% | Baseline Forecast | bar: 2019 to 2045
Industrial_Industrial - ID_Existing_Space Heating_Natural Gas_Furnace_E3_Baseline Forecast | Industrial | Industrial - ID | Existing | Space Heating | Natural Gas | Furnace | E3 | AFUE 96% | Baseline Forecast | bar: 2019 to 2045
Industrial_Industrial - ID_Existing_Space Heating_Natural Gas_Furnace_E4_Baseline Forecast | Industrial | Industrial - ID | Existing | Space Heating | Natural Gas | Furnace | E4 |  | Baseline Forecast | bar: 2019 to 2045
Industrial_Industrial - ID_Existing_Space Heating_Natural Gas_Furnace_E5_Baseline Forecast | Industrial | Industrial - ID | Existing | Space Heating | Natural Gas | Furnace | E5 |  | Baseline Forecast | bar: 2019 to 2045
Industrial_Industrial - ID_Existing_Space Heating_Natural Gas_Furnace_E6_Baseline Forecast | Industrial | Industrial - ID | Existing | Space Heating | Natural Gas | Furnace | E6 |  | Baseline Forecast | bar: 2019 to 2045
Industrial_Industrial - ID_Existing_Space Heating_Natural Gas_Furnace_E7_Baseline Forecast | Industrial | Industrial - ID | Existing | Space Heating | Natural Gas | Furnace | E7 |  | Baseline Forecast | bar: 2019 to 2045
Industrial_Industrial - ID_Existing_Space Heating_Natural Gas_Furnace_E8_Baseline Forecast | Industrial | Industrial - ID | Existing | Space Heating | Natural Gas | Furnace | E8 |  | Baseline Forecast | bar: 2019 to 2045
Industrial_Industrial - ID_Existing_Space Heating_Natural Gas_Furnace_E9_Baseline Forecast | Industrial | Industrial - ID | Existing | Space Heating | Natural Gas | Furnace | E9 |  | Baseline Forecast | bar: 2019 to 2045
Industrial_Industrial - ID_Existing_Space Heating_Natural Gas_Furnace_E10_Baseline Forecast | Industrial | Industrial - ID | Existing | Space Heating | Natural Gas | Furnace | E10 |  | Baseline Forecast | bar: 2019 to 2045
Industrial_Industrial - ID_Existing_Space Heating_Natural Gas_Boiler_E1_Baseline Forecast | Industrial | Industrial - ID | Existing | Space Heating | Natural Gas | Boiler | E1 | AFUE 80% (Standard) | Baseline Forecast | 100% | 100% | 100% | 100% | 100% | 100% | 100% | 100% | 100% | 100% | 100% | 100% | 100% | 100% | 100% | 100% | 100% | 100% | 100% | 100% | 100% | 100% | 100% | 100% | 100% | 100% | 100%
Industrial_Industrial - ID_Existing_Space Heating_Natural Gas_Boiler_E2_Baseline Forecast | Industrial | Industrial - ID | Existing | Space Heating | Natural Gas | Boiler | E2 | AFUE 85% | Baseline Forecast | bar: 2019 to 2045
Industrial_Industrial - ID_Existing_Space Heating_Natural Gas_Boiler_E3_Baseline Forecast | Industrial | Industrial - ID | Existing | Space Heating | Natural Gas | Boiler | E3 | AFUE 97% | Baseline Forecast | bar: 2019 to 2045
Industrial_Industrial - ID_Existing_Space Heating_Natural Gas_Boiler_E4_Baseline Forecast | Industrial | Industrial - ID | Existing | Space Heating | Natural Gas | Boiler | E4 | Convert to NG Air Source Heat Pump | Baseline Forecast | bar: 2019 to 2045
Industrial_Industrial - ID_Existing_Space Heating_Natural Gas_Boiler_E5_Baseline Forecast | Industrial | Industrial - ID | Existing | Space Heating | Natural Gas | Boiler | E5 |  | Baseline Forecast | bar: 2019 to 2045
Industrial_Industrial - ID_Existing_Space Heating_Natural Gas_Boiler_E6_Baseline Forecast | Industrial | Industrial - ID | Existing | Space Heating | Natural Gas | Boiler | E6 |  | Baseline Forecast | bar: 2019 to 2045
Industrial_Industrial - ID_Existing_Space Heating_Natural Gas_Boiler_E7_Baseline Forecast | Industrial | Industrial - ID | Existing | Space Heating | Natural Gas | Boiler | E7 |  | Baseline Forecast | bar: 2019 to 2045
Industrial_Industrial - ID_Existing_Space Heating_Natural Gas_Boiler_E8_Baseline Forecast | Industrial | Industrial - ID | Existing | Space Heating | Natural Gas | Boiler | E8 |  | Baseline Forecast | bar: 2019 to 2045
Industrial_Industrial - ID_Existing_Space Heating_Natural Gas_Boiler_E9_Baseline Forecast | Industrial | Industrial - ID | Existing | Space Heating | Natural Gas | Boiler | E9 |  | Baseline Forecast | bar: 2019 to 2045
Industrial_Industrial - ID_Existing_Space Heating_Natural Gas_Boiler_E10_Baseline Forecast | Industrial | Industrial - ID | Existing | Space Heating | Natural Gas | Boiler | E10 |  | Baseline Forecast | bar: 2019 to 2045
Industrial_Industrial - ID_Existing_Space Heating_Natural Gas_Unit Heater_E1_Baseline Forecast | Industrial | Industrial - ID | Existing | Space Heating | Natural Gas | Unit Heater | E1 | Standard | Baseline Forecast | 100% | 100% | 100% | 100% | 100% | 100% | 100% | 100% | 100% | 100% | 100% | 100% | 100% | 100% | 100% | 100% | 100% | 100% | 100% | 100% | 100% | 100% | 100% | 100% | 100% | 100% | 100%
Industrial_Industrial - ID_Existing_Space Heating_Natural Gas_Unit Heater_E2_Baseline Forecast | Industrial | Industrial - ID | Existing | Space Heating | Natural Gas | Unit Heater | E2 | Condensing | Baseline Forecast | bar: 2019 to 2045
Industrial_Industrial - ID_Existing_Space Heating_Natural Gas_Unit Heater_E3_Baseline Forecast | Industrial | Industrial - ID | Existing | Space Heating | Natural Gas | Unit Heater | E3 | Infrared Radiant | Baseline Forecast | bar: 2019 to 2045
Industrial_Industrial - ID_Existing_Space Heating_Natural Gas_Unit Heater_E4_Baseline Forecast | Industrial | Industrial - ID | Existing | Space Heating | Natural Gas | Unit Heater | E4 |  | Baseline Forecast | bar: 2019 to 2045
Industrial_Industrial - ID_Existing_Space Heating_Natural Gas_Unit Heater_E5_Baseline Forecast | Industrial | Industrial - ID | Existing | Space Heating | Natural Gas | Unit Heater | E5 |  | Baseline Forecast | bar: 2019 to 2045
Industrial_Industrial - ID_Existing_Space Heating_Natural Gas_Unit Heater_E6_Baseline Forecast | Industrial | Industrial - ID | Existing | Space Heating | Natural Gas | Unit Heater | E6 |  | Baseline Forecast | bar: 2019 to 2045
Industrial_Industrial - ID_Existing_Space Heating_Natural Gas_Unit Heater_E7_Baseline Forecast | Industrial | Industrial - ID | Existing | Space Heating | Natural Gas | Unit Heater | E7 |  | Baseline Forecast | bar: 2019 to 2045
Industrial_Industrial - ID_Existing_Space Heating_Natural Gas_Unit Heater_E8_Baseline Forecast | Industrial | Industrial - ID | Existing | Space Heating | Natural Gas | Unit Heater | E8 |  | Baseline Forecast | bar: 2019 to 2045
Industrial_Industrial - ID_Existing_Space Heating_Natural Gas_Unit Heater_E9_Baseline Forecast | Industrial | Industrial - ID | Existing | Space Heating | Natural Gas | Unit Heater | E9 |  | Baseline Forecast | bar: 2019 to 2045
Industrial_Industrial - ID_Existing_Space Heating_Natural Gas_Unit Heater_E10_Baseline Forecast | Industrial | Industrial - ID | Existing | Space Heating | Natural Gas | Unit Heater | E10 |  | Baseline Forecast | bar: 2019 to 2045
Industrial_Industrial - ID_Existing_Process_Natural Gas_Process Boiler_E1_Baseline Forecast | Industrial | Industrial - ID | Existing | Process | Natural Gas | Process Boiler | E1 | Standard | Baseline Forecast | 100% | 100% | 100% | 100% | 100% | 100% | 100% | 100% | 100% | 100% | 100% | 100% | 100% | 100% | 100% | 100% | 100% | 100% | 100% | 100% | 100% | 100% | 100% | 100% | 100% | 100% | 100%
Industrial_Industrial - ID_Existing_Process_Natural Gas_Process Boiler_E2_Baseline Forecast | Industrial | Industrial - ID | Existing | Process | Natural Gas | Process Boiler | E2 |  | Baseline Forecast | bar: 2019 to 2045
Industrial_Industrial - ID_Existing_Process_Natural Gas_Process Boiler_E3_Baseline Forecast | Industrial | Industrial - ID | Existing | Process | Natural Gas | Process Boiler | E3 |  | Baseline Forecast | bar: 2019 to 2045
Industrial_Industrial - ID_Existing_Process_Natural Gas_Process Boiler_E4_Baseline Forecast | Industrial | Industrial - ID | Existing | Process | Natural Gas | Process Boiler | E4 |  | Baseline Forecast | bar: 2019 to 2045
Industrial_Industrial - ID_Existing_Process_Natural Gas_Process Boiler_E5_Baseline Forecast | Industrial | Industrial - ID | Existing | Process | Natural Gas | Process Boiler | E5 |  | Baseline Forecast | bar: 2019 to 2045
Industrial_Industrial - ID_Existing_Process_Natural Gas_Process Boiler_E6_Baseline Forecast | Industrial | Industrial - ID | Existing | Process | Natural Gas | Process Boiler | E6 |  | Baseline Forecast | bar: 2019 to 2045
Industrial_Industrial - ID_Existing_Process_Natural Gas_Process Boiler_E7_Baseline Forecast | Industrial | Industrial - ID | Existing | Process | Natural Gas | Process Boiler | E7 |  | Baseline Forecast | bar: 2019 to 2045
Industrial_Industrial - ID_Existing_Process_Natural Gas_Process Boiler_E8_Baseline Forecast | Industrial | Industrial - ID | Existing | Process | Natural Gas | Process Boiler | E8 |  | Baseline Forecast | bar: 2019 to 2045
Industrial_Industrial - ID_Existing_Process_Natural Gas_Process Boiler_E9_Baseline Forecast | Industrial | Industrial - ID | Existing | Process | Natural Gas | Process Boiler | E9 |  | Baseline Forecast | bar: 2019 to 2045
Industrial_Industrial - ID_Existing_Process_Natural Gas_Process Boiler_E10_Baseline Forecast | Industrial | Industrial - ID | Existing | Process | Natural Gas | Process Boiler | E10 |  | Baseline Forecast | bar: 2019 to 2045
Industrial_Industrial - ID_Existing_Process_Natural Gas_Process Heating_E1_Baseline Forecast | Industrial | Industrial - ID | Existing | Process | Natural Gas | Process Heating | E1 | Standard | Baseline Forecast | 100% | 100% | 100% | 100% | 100% | 100% | 100% | 100% | 100% | 100% | 100% | 100% | 100% | 100% | 100% | 100% | 100% | 100% | 100% | 100% | 100% | 100% | 100% | 100% | 100% | 100% | 100%
Industrial_Industrial - ID_Existing_Process_Natural Gas_Process Heating_E2_Baseline Forecast | Industrial | Industrial - ID | Existing | Process | Natural Gas | Process Heating | E2 |  | Baseline Forecast | bar: 2019 to 2045
Industrial_Industrial - ID_Existing_Process_Natural Gas_Process Heating_E3_Baseline Forecast | Industrial | Industrial - ID | Existing | Process | Natural Gas | Process Heating | E3 |  | Baseline Forecast | bar: 2019 to 2045
Industrial_Industrial - ID_Existing_Process_Natural Gas_Process Heating_E4_Baseline Forecast | Industrial | Industrial - ID | Existing | Process | Natural Gas | Process Heating | E4 |  | Baseline Forecast | bar: 2019 to 2045
Industrial_Industrial - ID_Existing_Process_Natural Gas_Process Heating_E5_Baseline Forecast | Industrial | Industrial - ID | Existing | Process | Natural Gas | Process Heating | E5 |  | Baseline Forecast | bar: 2019 to 2045
Industrial_Industrial - ID_Existing_Process_Natural Gas_Process Heating_E6_Baseline Forecast | Industrial | Industrial - ID | Existing | Process | Natural Gas | Process Heating | E6 |  | Baseline Forecast | bar: 2019 to 2045
Industrial_Industrial - ID_Existing_Process_Natural Gas_Process Heating_E7_Baseline Forecast | Industrial | Industrial - ID | Existing | Process | Natural Gas | Process Heating | E7 |  | Baseline Forecast | bar: 2019 to 2045
Industrial_Industrial - ID_Existing_Process_Natural Gas_Process Heating_E8_Baseline Forecast | Industrial | Industrial - ID | Existing | Process | Natural Gas | Process Heating | E8 |  | Baseline Forecast | bar: 2019 to 2045
Industrial_Industrial - ID_Existing_Process_Natural Gas_Process Heating_E9_Baseline Forecast | Industrial | Industrial - ID | Existing | Process | Natural Gas | Process Heating | E9 |  | Baseline Forecast | bar: 2019 to 2045
Industrial_Industrial - ID_Existing_Process_Natural Gas_Process Heating_E10_Baseline Forecast | Industrial | Industrial - ID | Existing | Process | Natural Gas | Process Heating | E10 |  | Baseline Forecast | bar: 2019 to 2045
Industrial_Industrial - ID_Existing_Process_Natural Gas_Process Cooling_E1_Baseline Forecast | Industrial | Industrial - ID | Existing | Process | Natural Gas | Process Cooling | E1 | Standard | Baseline Forecast | 100% | 100% | 100% | 100% | 100% | 100% | 100% | 100% | 100% | 100% | 100% | 100% | 100% | 100% | 100% | 100% | 100% | 100% | 100% | 100% | 100% | 100% | 100% | 100% | 100% | 100% | 100%
Industrial_Industrial - ID_Existing_Process_Natural Gas_Process Cooling_E2_Baseline Forecast | Industrial | Industrial - ID | Existing | Process | Natural Gas | Process Cooling | E2 |  | Baseline Forecast | bar: 2019 to 2045
Industrial_Industrial - ID_Existing_Process_Natural Gas_Process Cooling_E3_Baseline Forecast | Industrial | Industrial - ID | Existing | Process | Natural Gas | Process Cooling | E3 |  | Baseline Forecast | bar: 2019 to 2045
Industrial_Industrial - ID_Existing_Process_Natural Gas_Process Cooling_E4_Baseline Forecast | Industrial | Industrial - ID | Existing | Process | Natural Gas | Process Cooling | E4 |  | Baseline Forecast | bar: 2019 to 2045
Industrial_Industrial - ID_Existing_Process_Natural Gas_Process Cooling_E5_Baseline Forecast | Industrial | Industrial - ID | Existing | Process | Natural Gas | Process Cooling | E5 |  | Baseline Forecast | bar: 2019 to 2045
Industrial_Industrial - ID_Existing_Process_Natural Gas_Process Cooling_E6_Baseline Forecast | Industrial | Industrial - ID | Existing | Process | Natural Gas | Process Cooling | E6 |  | Baseline Forecast | bar: 2019 to 2045
Industrial_Industrial - ID_Existing_Process_Natural Gas_Process Cooling_E7_Baseline Forecast | Industrial | Industrial - ID | Existing | Process | Natural Gas | Process Cooling | E7 |  | Baseline Forecast | bar: 2019 to 2045
Industrial_Industrial - ID_Existing_Process_Natural Gas_Process Cooling_E8_Baseline Forecast | Industrial | Industrial - ID | Existing | Process | Natural Gas | Process Cooling | E8 |  | Baseline Forecast | bar: 2019 to 2045
Industrial_Industrial - ID_Existing_Process_Natural Gas_Process Cooling_E9_Baseline Forecast | Industrial | Industrial - ID | Existing | Process | Natural Gas | Process Cooling | E9 |  | Baseline Forecast | bar: 2019 to 2045
Industrial_Industrial - ID_Existing_Process_Natural Gas_Process Cooling_E10_Baseline Forecast | Industrial | Industrial - ID | Existing | Process | Natural Gas | Process Cooling | E10 |  | Baseline Forecast | bar: 2019 to 2045
Industrial_Industrial - ID_Existing_Process_Natural Gas_Other Process_E1_Baseline Forecast | Industrial | Industrial - ID | Existing | Process | Natural Gas | Other Process | E1 | Standard | Baseline Forecast | 100% | 100% | 100% | 100% | 100% | 100% | 100% | 100% | 100% | 100% | 100% | 100% | 100% | 100% | 100% | 100% | 100% | 100% | 100% | 100% | 100% | 100% | 100% | 100% | 100% | 100% | 100%
Industrial_Industrial - ID_Existing_Process_Natural Gas_Other Process_E2_Baseline Forecast | Industrial | Industrial - ID | Existing | Process | Natural Gas | Other Process | E2 |  | Baseline Forecast | bar: 2019 to 2045
Industrial_Industrial - ID_Existing_Process_Natural Gas_Other Process_E3_Baseline Forecast | Industrial | Industrial - ID | Existing | Process | Natural Gas | Other Process | E3 |  | Baseline Forecast | bar: 2019 to 2045
Industrial_Industrial - ID_Existing_Process_Natural Gas_Other Process_E4_Baseline Forecast | Industrial | Industrial - ID | Existing | Process | Natural Gas | Other Process | E4 |  | Baseline Forecast | bar: 2019 to 2045
Industrial_Industrial - ID_Existing_Process_Natural Gas_Other Process_E5_Baseline Forecast | Industrial | Industrial - ID | Existing | Process | Natural Gas | Other Process | E5 |  | Baseline Forecast | bar: 2019 to 2045
Industrial_Industrial - ID_Existing_Process_Natural Gas_Other Process_E6_Baseline Forecast | Industrial | Industrial - ID | Existing | Process | Natural Gas | Other Process | E6 |  | Baseline Forecast | bar: 2019 to 2045
Industrial_Industrial - ID_Existing_Process_Natural Gas_Other Process_E7_Baseline Forecast | Industrial | Industrial - ID | Existing | Process | Natural Gas | Other Process | E7 |  | Baseline Forecast | bar: 2019 to 2045
Industrial_Industrial - ID_Existing_Process_Natural Gas_Other Process_E8_Baseline Forecast | Industrial | Industrial - ID | Existing | Process | Natural Gas | Other Process | E8 |  | Baseline Forecast | bar: 2019 to 2045
Industrial_Industrial - ID_Existing_Process_Natural Gas_Other Process_E9_Baseline Forecast | Industrial | Industrial - ID | Existing | Process | Natural Gas | Other Process | E9 |  | Baseline Forecast | bar: 2019 to 2045
Industrial_Industrial - ID_Existing_Process_Natural Gas_Other Process_E10_Baseline Forecast | Industrial | Industrial - ID | Existing | Process | Natural Gas | Other Process | E10 |  | Baseline Forecast | bar: 2019 to 2045
Industrial_Industrial - ID_Existing_Miscellaneous_Natural Gas_Miscellaneous_E1_Baseline Forecast | Industrial | Industrial - ID | Existing | Miscellaneous | Natural Gas | Miscellaneous | E1 | Standard | Baseline Forecast | 100% | 100% | 100% | 100% | 100% | 100% | 100% | 100% | 100% | 100% | 100% | 100% | 100% | 100% | 100% | 100% | 100% | 100% | 100% | 100% | 100% | 100% | 100% | 100% | 100% | 100% | 100%
Industrial_Industrial - ID_Existing_Miscellaneous_Natural Gas_Miscellaneous_E2_Baseline Forecast | Industrial | Industrial - ID | Existing | Miscellaneous | Natural Gas | Miscellaneous | E2 |  | Baseline Forecast | bar: 2019 to 2045
Industrial_Industrial - ID_Existing_Miscellaneous_Natural Gas_Miscellaneous_E3_Baseline Forecast | Industrial | Industrial - ID | Existing | Miscellaneous | Natural Gas | Miscellaneous | E3 |  | Baseline Forecast | bar: 2019 to 2045
Industrial_Industrial - ID_Existing_Miscellaneous_Natural Gas_Miscellaneous_E4_Baseline Forecast | Industrial | Industrial - ID | Existing | Miscellaneous | Natural Gas | Miscellaneous | E4 |  | Baseline Forecast | bar: 2019 to 2045
Industrial_Industrial - ID_Existing_Miscellaneous_Natural Gas_Miscellaneous_E5_Baseline Forecast | Industrial | Industrial - ID | Existing | Miscellaneous | Natural Gas | Miscellaneous | E5 |  | Baseline Forecast | bar: 2019 to 2045
Industrial_Industrial - ID_Existing_Miscellaneous_Natural Gas_Miscellaneous_E6_Baseline Forecast | Industrial | Industrial - ID | Existing | Miscellaneous | Natural Gas | Miscellaneous | E6 |  | Baseline Forecast | bar: 2019 to 2045
Industrial_Industrial - ID_Existing_Miscellaneous_Natural Gas_Miscellaneous_E7_Baseline Forecast | Industrial | Industrial - ID | Existing | Miscellaneous | Natural Gas | Miscellaneous | E7 |  | Baseline Forecast | bar: 2019 to 2045
Industrial_Industrial - ID_Existing_Miscellaneous_Natural Gas_Miscellaneous_E8_Baseline Forecast | Industrial | Industrial - ID | Existing | Miscellaneous | Natural Gas | Miscellaneous | E8 |  | Baseline Forecast | bar: 2019 to 2045
Industrial_Industrial - ID_Existing_Miscellaneous_Natural Gas_Miscellaneous_E9_Baseline Forecast | Industrial | Industrial - ID | Existing | Miscellaneous | Natural Gas | Miscellaneous | E9 |  | Baseline Forecast | bar: 2019 to 2045
Industrial_Industrial - ID_Existing_Miscellaneous_Natural Gas_Miscellaneous_E10_Baseline Forecast | Industrial | Industrial - ID | Existing | Miscellaneous | Natural Gas | Miscellaneous | E10 |  | Baseline Forecast | bar: 2019 to 2045
Industrial_Industrial - ID_New_Space Heating_Natural Gas_Furnace_E1_Baseline Forecast | Industrial | Industrial - ID | New | Space Heating | Natural Gas | Furnace | E1 | AFUE 80% (Standard) | Baseline Forecast | 100% | 100% | 100% | 100% | 100% | 100% | 100% | 100% | 100% | 100% | 100% | 100% | 100% | 100% | 100% | 100% | 100% | 100% | 100% | 100% | 100% | 100% | 100% | 100% | 100% | 100% | 100%
Industrial_Industrial - ID_New_Space Heating_Natural Gas_Furnace_E2_Baseline Forecast | Industrial | Industrial - ID | New | Space Heating | Natural Gas | Furnace | E2 | AFUE 90% | Baseline Forecast | bar: 2019 to 2045
Industrial_Industrial - ID_New_Space Heating_Natural Gas_Furnace_E3_Baseline Forecast | Industrial | Industrial - ID | New | Space Heating | Natural Gas | Furnace | E3 | AFUE 96% | Baseline Forecast | bar: 2019 to 2045
Industrial_Industrial - ID_New_Space Heating_Natural Gas_Furnace_E4_Baseline Forecast | Industrial | Industrial - ID | New | Space Heating | Natural Gas | Furnace | E4 |  | Baseline Forecast | bar: 2019 to 2045
Industrial_Industrial - ID_New_Space Heating_Natural Gas_Furnace_E5_Baseline Forecast | Industrial | Industrial - ID | New | Space Heating | Natural Gas | Furnace | E5 |  | Baseline Forecast | bar: 2019 to 2045
Industrial_Industrial - ID_New_Space Heating_Natural Gas_Furnace_E6_Baseline Forecast | Industrial | Industrial - ID | New | Space Heating | Natural Gas | Furnace | E6 |  | Baseline Forecast | bar: 2019 to 2045
Industrial_Industrial - ID_New_Space Heating_Natural Gas_Furnace_E7_Baseline Forecast | Industrial | Industrial - ID | New | Space Heating | Natural Gas | Furnace | E7 |  | Baseline Forecast | bar: 2019 to 2045
Industrial_Industrial - ID_New_Space Heating_Natural Gas_Furnace_E8_Baseline Forecast | Industrial | Industrial - ID | New | Space Heating | Natural Gas | Furnace | E8 |  | Baseline Forecast | bar: 2019 to 2045
Industrial_Industrial - ID_New_Space Heating_Natural Gas_Furnace_E9_Baseline Forecast | Industrial | Industrial - ID | New | Space Heating | Natural Gas | Furnace | E9 |  | Baseline Forecast | bar: 2019 to 2045
Industrial_Industrial - ID_New_Space Heating_Natural Gas_Furnace_E10_Baseline Forecast | Industrial | Industrial - ID | New | Space Heating | Natural Gas | Furnace | E10 |  | Baseline Forecast | bar: 2019 to 2045
Industrial_Industrial - ID_New_Space Heating_Natural Gas_Boiler_E1_Baseline Forecast | Industrial | Industrial - ID | New | Space Heating | Natural Gas | Boiler | E1 | AFUE 80% (Standard) | Baseline Forecast | 100% | 100% | 100% | 100% | 100% | 100% | 100% | 100% | 100% | 100% | 100% | 100% | 100% | 100% | 100% | 100% | 100% | 100% | 100% | 100% | 100% | 100% | 100% | 100% | 100% | 100% | 100%
Industrial_Industrial - ID_New_Space Heating_Natural Gas_Boiler_E2_Baseline Forecast | Industrial | Industrial - ID | New | Space Heating | Natural Gas | Boiler | E2 | AFUE 85% | Baseline Forecast | bar: 2019 to 2045
Industrial_Industrial - ID_New_Space Heating_Natural Gas_Boiler_E3_Baseline Forecast | Industrial | Industrial - ID | New | Space Heating | Natural Gas | Boiler | E3 | AFUE 97% | Baseline Forecast | bar: 2019 to 2045
Industrial_Industrial - ID_New_Space Heating_Natural Gas_Boiler_E4_Baseline Forecast | Industrial | Industrial - ID | New | Space Heating | Natural Gas | Boiler | E4 | Convert to NG Air Source Heat Pump | Baseline Forecast | bar: 2019 to 2045
Industrial_Industrial - ID_New_Space Heating_Natural Gas_Boiler_E5_Baseline Forecast | Industrial | Industrial - ID | New | Space Heating | Natural Gas | Boiler | E5 |  | Baseline Forecast | bar: 2019 to 2045
Industrial_Industrial - ID_New_Space Heating_Natural Gas_Boiler_E6_Baseline Forecast | Industrial | Industrial - ID | New | Space Heating | Natural Gas | Boiler | E6 |  | Baseline Forecast | bar: 2019 to 2045
Industrial_Industrial - ID_New_Space Heating_Natural Gas_Boiler_E7_Baseline Forecast | Industrial | Industrial - ID | New | Space Heating | Natural Gas | Boiler | E7 |  | Baseline Forecast | bar: 2019 to 2045
Industrial_Industrial - ID_New_Space Heating_Natural Gas_Boiler_E8_Baseline Forecast | Industrial | Industrial - ID | New | Space Heating | Natural Gas | Boiler | E8 |  | Baseline Forecast | bar: 2019 to 2045
Industrial_Industrial - ID_New_Space Heating_Natural Gas_Boiler_E9_Baseline Forecast | Industrial | Industrial - ID | New | Space Heating | Natural Gas | Boiler | E9 |  | Baseline Forecast | bar: 2019 to 2045
Industrial_Industrial - ID_New_Space Heating_Natural Gas_Boiler_E10_Baseline Forecast | Industrial | Industrial - ID | New | Space Heating | Natural Gas | Boiler | E10 |  | Baseline Forecast | bar: 2019 to 2045
Industrial_Industrial - ID_New_Space Heating_Natural Gas_Unit Heater_E1_Baseline Forecast | Industrial | Industrial - ID | New | Space Heating | Natural Gas | Unit Heater | E1 | Standard | Baseline Forecast | 100% | 100% | 100% | 100% | 100% | 100% | 100% | 100% | 100% | 100% | 100% | 100% | 100% | 100% | 100% | 100% | 100% | 100% | 100% | 100% | 100% | 100% | 100% | 100% | 100% | 100% | 100%
Industrial_Industrial - ID_New_Space Heating_Natural Gas_Unit Heater_E2_Baseline Forecast | Industrial | Industrial - ID | New | Space Heating | Natural Gas | Unit Heater | E2 | Condensing | Baseline Forecast | bar: 2019 to 2045
Industrial_Industrial - ID_New_Space Heating_Natural Gas_Unit Heater_E3_Baseline Forecast | Industrial | Industrial - ID | New | Space Heating | Natural Gas | Unit Heater | E3 | Infrared Radiant | Baseline Forecast | bar: 2019 to 2045
Industrial_Industrial - ID_New_Space Heating_Natural Gas_Unit Heater_E4_Baseline Forecast | Industrial | Industrial - ID | New | Space Heating | Natural Gas | Unit Heater | E4 |  | Baseline Forecast | bar: 2019 to 2045
Industrial_Industrial - ID_New_Space Heating_Natural Gas_Unit Heater_E5_Baseline Forecast | Industrial | Industrial - ID | New | Space Heating | Natural Gas | Unit Heater | E5 |  | Baseline Forecast | bar: 2019 to 2045
Industrial_Industrial - ID_New_Space Heating_Natural Gas_Unit Heater_E6_Baseline Forecast | Industrial | Industrial - ID | New | Space Heating | Natural Gas | Unit Heater | E6 |  | Baseline Forecast | bar: 2019 to 2045
Industrial_Industrial - ID_New_Space Heating_Natural Gas_Unit Heater_E7_Baseline Forecast | Industrial | Industrial - ID | New | Space Heating | Natural Gas | Unit Heater | E7 |  | Baseline Forecast | bar: 2019 to 2045
Industrial_Industrial - ID_New_Space Heating_Natural Gas_Unit Heater_E8_Baseline Forecast | Industrial | Industrial - ID | New | Space Heating | Natural Gas | Unit Heater | E8 |  | Baseline Forecast | bar: 2019 to 2045
Industrial_Industrial - ID_New_Space Heating_Natural Gas_Unit Heater_E9_Baseline Forecast | Industrial | Industrial - ID | New | Space Heating | Natural Gas | Unit Heater | E9 |  | Baseline Forecast | bar: 2019 to 2045
Industrial_Industrial - ID_New_Space Heating_Natural Gas_Unit Heater_E10_Baseline Forecast | Industrial | Industrial - ID | New | Space Heating | Natural Gas | Unit Heater | E10 |  | Baseline Forecast | bar: 2019 to 2045
Industrial_Industrial - ID_New_Process_Natural Gas_Process Boiler_E1_Baseline Forecast | Industrial | Industrial - ID | New | Process | Natural Gas | Process Boiler | E1 | Standard | Baseline Forecast | 100% | 100% | 100% | 100% | 100% | 100% | 100% | 100% | 100% | 100% | 100% | 100% | 100% | 100% | 100% | 100% | 100% | 100% | 100% | 100% | 100% | 100% | 100% | 100% | 100% | 100% | 100%
Industrial_Industrial - ID_New_Process_Natural Gas_Process Boiler_E2_Baseline Forecast | Industrial | Industrial - ID | New | Process | Natural Gas | Process Boiler | E2 |  | Baseline Forecast | bar: 2019 to 2045
Industrial_Industrial - ID_New_Process_Natural Gas_Process Boiler_E3_Baseline Forecast | Industrial | Industrial - ID | New | Process | Natural Gas | Process Boiler | E3 |  | Baseline Forecast | bar: 2019 to 2045
Industrial_Industrial - ID_New_Process_Natural Gas_Process Boiler_E4_Baseline Forecast | Industrial | Industrial - ID | New | Process | Natural Gas | Process Boiler | E4 |  | Baseline Forecast | bar: 2019 to 2045
Industrial_Industrial - ID_New_Process_Natural Gas_Process Boiler_E5_Baseline Forecast | Industrial | Industrial - ID | New | Process | Natural Gas | Process Boiler | E5 |  | Baseline Forecast | bar: 2019 to 2045
Industrial_Industrial - ID_New_Process_Natural Gas_Process Boiler_E6_Baseline Forecast | Industrial | Industrial - ID | New | Process | Natural Gas | Process Boiler | E6 |  | Baseline Forecast | bar: 2019 to 2045
Industrial_Industrial - ID_New_Process_Natural Gas_Process Boiler_E7_Baseline Forecast | Industrial | Industrial - ID | New | Process | Natural Gas | Process Boiler | E7 |  | Baseline Forecast | bar: 2019 to 2045
Industrial_Industrial - ID_New_Process_Natural Gas_Process Boiler_E8_Baseline Forecast | Industrial | Industrial - ID | New | Process | Natural Gas | Process Boiler | E8 |  | Baseline Forecast | bar: 2019 to 2045
Industrial_Industrial - ID_New_Process_Natural Gas_Process Boiler_E9_Baseline Forecast | Industrial | Industrial - ID | New | Process | Natural Gas | Process Boiler | E9 |  | Baseline Forecast | bar: 2019 to 2045
Industrial_Industrial - ID_New_Process_Natural Gas_Process Boiler_E10_Baseline Forecast | Industrial | Industrial - ID | New | Process | Natural Gas | Process Boiler | E10 |  | Baseline Forecast | bar: 2019 to 2045
Industrial_Industrial - ID_New_Process_Natural Gas_Process Heating_E1_Baseline Forecast | Industrial | Industrial - ID | New | Process | Natural Gas | Process Heating | E1 | Standard | Baseline Forecast | 100% | 100% | 100% | 100% | 100% | 100% | 100% | 100% | 100% | 100% | 100% | 100% | 100% | 100% | 100% | 100% | 100% | 100% | 100% | 100% | 100% | 100% | 100% | 100% | 100% | 100% | 100%
Industrial_Industrial - ID_New_Process_Natural Gas_Process Heating_E2_Baseline Forecast | Industrial | Industrial - ID | New | Process | Natural Gas | Process Heating | E2 |  | Baseline Forecast | bar: 2019 to 2045
Industrial_Industrial - ID_New_Process_Natural Gas_Process Heating_E3_Baseline Forecast | Industrial | Industrial - ID | New | Process | Natural Gas | Process Heating | E3 |  | Baseline Forecast | bar: 2019 to 2045
Industrial_Industrial - ID_New_Process_Natural Gas_Process Heating_E4_Baseline Forecast | Industrial | Industrial - ID | New | Process | Natural Gas | Process Heating | E4 |  | Baseline Forecast | bar: 2019 to 2045
Industrial_Industrial - ID_New_Process_Natural Gas_Process Heating_E5_Baseline Forecast | Industrial | Industrial - ID | New | Process | Natural Gas | Process Heating | E5 |  | Baseline Forecast | bar: 2019 to 2045
Industrial_Industrial - ID_New_Process_Natural Gas_Process Heating_E6_Baseline Forecast | Industrial | Industrial - ID | New | Process | Natural Gas | Process Heating | E6 |  | Baseline Forecast | bar: 2019 to 2045
Industrial_Industrial - ID_New_Process_Natural Gas_Process Heating_E7_Baseline Forecast | Industrial | Industrial - ID | New | Process | Natural Gas | Process Heating | E7 |  | Baseline Forecast | bar: 2019 to 2045
Industrial_Industrial - ID_New_Process_Natural Gas_Process Heating_E8_Baseline Forecast | Industrial | Industrial - ID | New | Process | Natural Gas | Process Heating | E8 |  | Baseline Forecast | bar: 2019 to 2045
Industrial_Industrial - ID_New_Process_Natural Gas_Process Heating_E9_Baseline Forecast | Industrial | Industrial - ID | New | Process | Natural Gas | Process Heating | E9 |  | Baseline Forecast | bar: 2019 to 2045
Industrial_Industrial - ID_New_Process_Natural Gas_Process Heating_E10_Baseline Forecast | Industrial | Industrial - ID | New | Process | Natural Gas | Process Heating | E10 |  | Baseline Forecast | bar: 2019 to 2045
Industrial_Industrial - ID_New_Process_Natural Gas_Process Cooling_E1_Baseline Forecast | Industrial | Industrial - ID | New | Process | Natural Gas | Process Cooling | E1 | Standard | Baseline Forecast | 100% | 100% | 100% | 100% | 100% | 100% | 100% | 100% | 100% | 100% | 100% | 100% | 100% | 100% | 100% | 100% | 100% | 100% | 100% | 100% | 100% | 100% | 100% | 100% | 100% | 100% | 100%
Industrial_Industrial - ID_New_Process_Natural Gas_Process Cooling_E2_Baseline Forecast | Industrial | Industrial - ID | New | Process | Natural Gas | Process Cooling | E2 |  | Baseline Forecast | bar: 2019 to 2045
Industrial_Industrial - ID_New_Process_Natural Gas_Process Cooling_E3_Baseline Forecast | Industrial | Industrial - ID | New | Process | Natural Gas | Process Cooling | E3 |  | Baseline Forecast | bar: 2019 to 2045
Industrial_Industrial - ID_New_Process_Natural Gas_Process Cooling_E4_Baseline Forecast | Industrial | Industrial - ID | New | Process | Natural Gas | Process Cooling | E4 |  | Baseline Forecast | bar: 2019 to 2045
Industrial_Industrial - ID_New_Process_Natural Gas_Process Cooling_E5_Baseline Forecast | Industrial | Industrial - ID | New | Process | Natural Gas | Process Cooling | E5 |  | Baseline Forecast | bar: 2019 to 2045
Industrial_Industrial - ID_New_Process_Natural Gas_Process Cooling_E6_Baseline Forecast | Industrial | Industrial - ID | New | Process | Natural Gas | Process Cooling | E6 |  | Baseline Forecast | bar: 2019 to 2045
Industrial_Industrial - ID_New_Process_Natural Gas_Process Cooling_E7_Baseline Forecast | Industrial | Industrial - ID | New | Process | Natural Gas | Process Cooling | E7 |  | Baseline Forecast | bar: 2019 to 2045
Industrial_Industrial - ID_New_Process_Natural Gas_Process Cooling_E8_Baseline Forecast | Industrial | Industrial - ID | New | Process | Natural Gas | Process Cooling | E8 |  | Baseline Forecast | bar: 2019 to 2045
Industrial_Industrial - ID_New_Process_Natural Gas_Process Cooling_E9_Baseline Forecast | Industrial | Industrial - ID | New | Process | Natural Gas | Process Cooling | E9 |  | Baseline Forecast | bar: 2019 to 2045
Industrial_Industrial - ID_New_Process_Natural Gas_Process Cooling_E10_Baseline Forecast | Industrial | Industrial - ID | New | Process | Natural Gas | Process Cooling | E10 |  | Baseline Forecast | bar: 2019 to 2045
Industrial_Industrial - ID_New_Process_Natural Gas_Other Process_E1_Baseline Forecast | Industrial | Industrial - ID | New | Process | Natural Gas | Other Process | E1 | Standard | Baseline Forecast | 100% | 100% | 100% | 100% | 100% | 100% | 100% | 100% | 100% | 100% | 100% | 100% | 100% | 100% | 100% | 100% | 100% | 100% | 100% | 100% | 100% | 100% | 100% | 100% | 100% | 100% | 100%
Industrial_Industrial - ID_New_Process_Natural Gas_Other Process_E2_Baseline Forecast | Industrial | Industrial - ID | New | Process | Natural Gas | Other Process | E2 |  | Baseline Forecast | bar: 2019 to 2045
Industrial_Industrial - ID_New_Process_Natural Gas_Other Process_E3_Baseline Forecast | Industrial | Industrial - ID | New | Process | Natural Gas | Other Process | E3 |  | Baseline Forecast | bar: 2019 to 2045
Industrial_Industrial - ID_New_Process_Natural Gas_Other Process_E4_Baseline Forecast | Industrial | Industrial - ID | New | Process | Natural Gas | Other Process | E4 |  | Baseline Forecast | bar: 2019 to 2045
Industrial_Industrial - ID_New_Process_Natural Gas_Other Process_E5_Baseline Forecast | Industrial | Industrial - ID | New | Process | Natural Gas | Other Process | E5 |  | Baseline Forecast | bar: 2019 to 2045
Industrial_Industrial - ID_New_Process_Natural Gas_Other Process_E6_Baseline Forecast | Industrial | Industrial - ID | New | Process | Natural Gas | Other Process | E6 |  | Baseline Forecast | bar: 2019 to 2045
Industrial_Industrial - ID_New_Process_Natural Gas_Other Process_E7_Baseline Forecast | Industrial | Industrial - ID | New | Process | Natural Gas | Other Process | E7 |  | Baseline Forecast | bar: 2019 to 2045
Industrial_Industrial - ID_New_Process_Natural Gas_Other Process_E8_Baseline Forecast | Industrial | Industrial - ID | New | Process | Natural Gas | Other Process | E8 |  | Baseline Forecast | bar: 2019 to 2045
Industrial_Industrial - ID_New_Process_Natural Gas_Other Process_E9_Baseline Forecast | Industrial | Industrial - ID | New | Process | Natural Gas | Other Process | E9 |  | Baseline Forecast | bar: 2019 to 2045
Industrial_Industrial - ID_New_Process_Natural Gas_Other Process_E10_Baseline Forecast | Industrial | Industrial - ID | New | Process | Natural Gas | Other Process | E10 |  | Baseline Forecast | bar: 2019 to 2045
Industrial_Industrial - ID_New_Miscellaneous_Natural Gas_Miscellaneous_E1_Baseline Forecast | Industrial | Industrial - ID | New | Miscellaneous | Natural Gas | Miscellaneous | E1 | Standard | Baseline Forecast | 100% | 100% | 100% | 100% | 100% | 100% | 100% | 100% | 100% | 100% | 100% | 100% | 100% | 100% | 100% | 100% | 100% | 100% | 100% | 100% | 100% | 100% | 100% | 100% | 100% | 100% | 100%
Industrial_Industrial - ID_New_Miscellaneous_Natural Gas_Miscellaneous_E2_Baseline Forecast | Industrial | Industrial - ID | New | Miscellaneous | Natural Gas | Miscellaneous | E2 |  | Baseline Forecast | bar: 2019 to 2045
Industrial_Industrial - ID_New_Miscellaneous_Natural Gas_Miscellaneous_E3_Baseline Forecast | Industrial | Industrial - ID | New | Miscellaneous | Natural Gas | Miscellaneous | E3 |  | Baseline Forecast | bar: 2019 to 2045
Industrial_Industrial - ID_New_Miscellaneous_Natural Gas_Miscellaneous_E4_Baseline Forecast | Industrial | Industrial - ID | New | Miscellaneous | Natural Gas | Miscellaneous | E4 |  | Baseline Forecast | bar: 2019 to 2045
Industrial_Industrial - ID_New_Miscellaneous_Natural Gas_Miscellaneous_E5_Baseline Forecast | Industrial | Industrial - ID | New | Miscellaneous | Natural Gas | Miscellaneous | E5 |  | Baseline Forecast | bar: 2019 to 2045
Industrial_Industrial - ID_New_Miscellaneous_Natural Gas_Miscellaneous_E6_Baseline Forecast | Industrial | Industrial - ID | New | Miscellaneous | Natural Gas | Miscellaneous | E6 |  | Baseline Forecast | bar: 2019 to 2045
Industrial_Industrial - ID_New_Miscellaneous_Natural Gas_Miscellaneous_E7_Baseline Forecast | Industrial | Industrial - ID | New | Miscellaneous | Natural Gas | Miscellaneous | E7 |  | Baseline Forecast | bar: 2019 to 2045
Industrial_Industrial - ID_New_Miscellaneous_Natural Gas_Miscellaneous_E8_Baseline Forecast | Industrial | Industrial - ID | New | Miscellaneous | Natural Gas | Miscellaneous | E8 |  | Baseline Forecast | bar: 2019 to 2045
Industrial_Industrial - ID_New_Miscellaneous_Natural Gas_Miscellaneous_E9_Baseline Forecast | Industrial | Industrial - ID | New | Miscellaneous | Natural Gas | Miscellaneous | E9 |  | Baseline Forecast | bar: 2019 to 2045
Industrial_Industrial - ID_New_Miscellaneous_Natural Gas_Miscellaneous_E10_Baseline Forecast | Industrial | Industrial - ID | New | Miscellaneous | Natural Gas | Miscellaneous | E10 |  | Baseline Forecast | bar: 2019 to 2045

## UECs & EUIs
Key | Sector | Segment | Vintage | End Use | Fuel | Technology | Existing Unit Usage | New Unit Usage | Peak Factor (S) | Peak Factor (W) | Min. Lifetime | Max. Lifetime | Turnover | Group Enduses | Primary Enduse | Logit Model
Industrial_Industrial - WA_Existing_Space Heating_Natural Gas_Furnace | Industrial | Industrial - WA | Existing | Space Heating | Natural Gas | Furnace | 107.8798 | 105.1855 | 0 | 0 | 10 | 26 | Normal | FALSE | FALSE | 0
Industrial_Industrial - WA_Existing_Space Heating_Natural Gas_Boiler | Industrial | Industrial - WA | Existing | Space Heating | Natural Gas | Boiler | 107.8798 | 102.4858 | 0 | 0 | 25 | 35 | Normal | FALSE | FALSE | 0
Industrial_Industrial - WA_Existing_Space Heating_Natural Gas_Unit Heater | Industrial | Industrial - WA | Existing | Space Heating | Natural Gas | Unit Heater | 107.8798 | 107.8798 | 0 | 0 | 15 | 25 | Normal | FALSE | FALSE | 0
Industrial_Industrial - WA_Existing_Process_Natural Gas_Process Boiler | Industrial | Industrial - WA | Existing | Process | Natural Gas | Process Boiler | 758.4736 | 758.4736 | 0 | 0 | 2 | 8 | Normal | FALSE | FALSE | 0
Industrial_Industrial - WA_Existing_Process_Natural Gas_Process Heating | Industrial | Industrial - WA | Existing | Process | Natural Gas | Process Heating | 675.0023 | 675.0023 | 0 | 0 | 2 | 8 | Normal | FALSE | FALSE | 0
Industrial_Industrial - WA_Existing_Process_Natural Gas_Process Cooling | Industrial | Industrial - WA | Existing | Process | Natural Gas | Process Cooling | 7.8348 | 7.8348 | 0 | 0 | 2 | 8 | Normal | FALSE | FALSE | 0
Industrial_Industrial - WA_Existing_Process_Natural Gas_Other Process | Industrial | Industrial - WA | Existing | Process | Natural Gas | Other Process | 50.9265 | 50.9265 | 0 | 0 | 2 | 8 | Normal | FALSE | FALSE | 0
Industrial_Industrial - WA_Existing_Miscellaneous_Natural Gas_Miscellaneous | Industrial | Industrial - WA | Existing | Miscellaneous | Natural Gas | Miscellaneous | 115.4133 | 115.4133 | 0 | 0 | 2 | 8 | Normal | FALSE | FALSE | 0
Industrial_Industrial - WA_New_Space Heating_Natural Gas_Furnace | Industrial | Industrial - WA | New | Space Heating | Natural Gas | Furnace | 0 | 80.6443 | 0 | 0 | 10 | 26 | Normal | FALSE | FALSE | 0
Industrial_Industrial - WA_New_Space Heating_Natural Gas_Boiler | Industrial | Industrial - WA | New | Space Heating | Natural Gas | Boiler | 0 | 91.8248 | 0 | 0 | 25 | 35 | Normal | FALSE | FALSE | 0
Industrial_Industrial - WA_New_Space Heating_Natural Gas_Unit Heater | Industrial | Industrial - WA | New | Space Heating | Natural Gas | Unit Heater | 0 | 107.8798 | 0 | 0 | 15 | 25 | Normal | FALSE | FALSE | 0
Industrial_Industrial - WA_New_Process_Natural Gas_Process Boiler | Industrial | Industrial - WA | New | Process | Natural Gas | Process Boiler | 0 | 758.4736 | 0 | 0 | 2 | 8 | Normal | FALSE | FALSE | 0
Industrial_Industrial - WA_New_Process_Natural Gas_Process Heating | Industrial | Industrial - WA | New | Process | Natural Gas | Process Heating | 0 | 675.0023 | 0 | 0 | 2 | 8 | Normal | FALSE | FALSE | 0
Industrial_Industrial - WA_New_Process_Natural Gas_Process Cooling | Industrial | Industrial - WA | New | Process | Natural Gas | Process Cooling | 0 | 7.8348 | 0 | 0 | 2 | 8 | Normal | FALSE | FALSE | 0
Industrial_Industrial - WA_New_Process_Natural Gas_Other Process | Industrial | Industrial - WA | New | Process | Natural Gas | Other Process | 0 | 50.9265 | 0 | 0 | 2 | 8 | Normal | FALSE | FALSE | 0
Industrial_Industrial - WA_New_Miscellaneous_Natural Gas_Miscellaneous | Industrial | Industrial - WA | New | Miscellaneous | Natural Gas | Miscellaneous | 0 | 115.4133 | 0 | 0 | 2 | 8 | Normal | FALSE | FALSE | 0
Industrial_Industrial - ID_Existing_Space Heating_Natural Gas_Furnace | Industrial | Industrial - ID | Existing | Space Heating | Natural Gas | Furnace | 126.292 | 123.1378 | 0 | 0 | 10 | 26 | Normal | FALSE | FALSE | 0
Industrial_Industrial - ID_Existing_Space Heating_Natural Gas_Boiler | Industrial | Industrial - ID | Existing | Space Heating | Natural Gas | Boiler | 126.292 | 119.9774 | 0 | 0 | 25 | 35 | Normal | FALSE | FALSE | 0
Industrial_Industrial - ID_Existing_Space Heating_Natural Gas_Unit Heater | Industrial | Industrial - ID | Existing | Space Heating | Natural Gas | Unit Heater | 126.292 | 126.292 | 0 | 0 | 15 | 25 | Normal | FALSE | FALSE | 0
Industrial_Industrial - ID_Existing_Process_Natural Gas_Process Boiler | Industrial | Industrial - ID | Existing | Process | Natural Gas | Process Boiler | 887.9248 | 887.9248 | 0 | 0 | 2 | 8 | Normal | FALSE | FALSE | 0
Industrial_Industrial - ID_Existing_Process_Natural Gas_Process Heating | Industrial | Industrial - ID | Existing | Process | Natural Gas | Process Heating | 790.2072 | 790.2072 | 0 | 0 | 2 | 8 | Normal | FALSE | FALSE | 0
Industrial_Industrial - ID_Existing_Process_Natural Gas_Process Cooling | Industrial | Industrial - ID | Existing | Process | Natural Gas | Process Cooling | 9.172 | 9.172 | 0 | 0 | 2 | 8 | Normal | FALSE | FALSE | 0
Industrial_Industrial - ID_Existing_Process_Natural Gas_Other Process | Industrial | Industrial - ID | Existing | Process | Natural Gas | Other Process | 59.6183 | 59.6183 | 0 | 0 | 2 | 8 | Normal | FALSE | FALSE | 0
Industrial_Industrial - ID_Existing_Miscellaneous_Natural Gas_Miscellaneous | Industrial | Industrial - ID | Existing | Miscellaneous | Natural Gas | Miscellaneous | 135.1113 | 135.1113 | 0 | 0 | 2 | 8 | Normal | FALSE | FALSE | 0
Industrial_Industrial - ID_New_Space Heating_Natural Gas_Furnace | Industrial | Industrial - ID | New | Space Heating | Natural Gas | Furnace | 0 | 94.4081 | 0 | 0 | 10 | 26 | Normal | FALSE | FALSE | 0
Industrial_Industrial - ID_New_Space Heating_Natural Gas_Boiler | Industrial | Industrial - ID | New | Space Heating | Natural Gas | Boiler | 0 | 107.4968 | 0 | 0 | 25 | 35 | Normal | FALSE | FALSE | 0
Industrial_Industrial - ID_New_Space Heating_Natural Gas_Unit Heater | Industrial | Industrial - ID | New | Space Heating | Natural Gas | Unit Heater | 0 | 126.292 | 0 | 0 | 15 | 25 | Normal | FALSE | FALSE | 0
Industrial_Industrial - ID_New_Process_Natural Gas_Process Boiler | Industrial | Industrial - ID | New | Process | Natural Gas | Process Boiler | 0 | 887.9248 | 0 | 0 | 2 | 8 | Normal | FALSE | FALSE | 0
Industrial_Industrial - ID_New_Process_Natural Gas_Process Heating | Industrial | Industrial - ID | New | Process | Natural Gas | Process Heating | 0 | 790.2072 | 0 | 0 | 2 | 8 | Normal | FALSE | FALSE | 0
Industrial_Industrial - ID_New_Process_Natural Gas_Process Cooling | Industrial | Industrial - ID | New | Process | Natural Gas | Process Cooling | 0 | 9.172 | 0 | 0 | 2 | 8 | Normal | FALSE | FALSE | 0
Industrial_Industrial - ID_New_Process_Natural Gas_Other Process | Industrial | Industrial - ID | New | Process | Natural Gas | Other Process | 0 | 59.6183 | 0 | 0 | 2 | 8 | Normal | FALSE | FALSE | 0
Industrial_Industrial - ID_New_Miscellaneous_Natural Gas_Miscellaneous | Industrial | Industrial - ID | New | Miscellaneous | Natural Gas | Miscellaneous | 0 | 135.1113 | 0 | 0 | 2 | 8 | Normal | FALSE | FALSE | 0
Industrial_Industrial - WA_Existing_Space Heating_Natural Gas_All | Industrial | Industrial - WA | Existing | Space Heating | Natural Gas | All | 107.8798 | 103.8357 | 0 | 0
Industrial_Industrial - WA_Existing_Process_Natural Gas_All | Industrial | Industrial - WA | Existing | Process | Natural Gas | All | 373.0593 | 373.0593 | 0 | 0
Industrial_Industrial - WA_Existing_Miscellaneous_Natural Gas_All | Industrial | Industrial - WA | Existing | Miscellaneous | Natural Gas | All | 115.4133 | 115.4133 | 0 | 0
Industrial_Industrial - WA_New_Space Heating_Natural Gas_All | Industrial | Industrial - WA | New | Space Heating | Natural Gas | All | 0 | 87.649 | 0 | 0
Industrial_Industrial - WA_New_Process_Natural Gas_All | Industrial | Industrial - WA | New | Process | Natural Gas | All | 0 | 373.0593 | 0 | 0
Industrial_Industrial - WA_New_Miscellaneous_Natural Gas_All | Industrial | Industrial - WA | New | Miscellaneous | Natural Gas | All | 0 | 115.4133 | 0 | 0
Industrial_Industrial - ID_Existing_Space Heating_Natural Gas_All | Industrial | Industrial - ID | Existing | Space Heating | Natural Gas | All | 126.292 | 121.5577 | 0 | 0
Industrial_Industrial - ID_Existing_Process_Natural Gas_All | Industrial | Industrial - ID | Existing | Process | Natural Gas | All | 436.7306 | 436.7306 | 0 | 0
Industrial_Industrial - ID_Existing_Miscellaneous_Natural Gas_All | Industrial | Industrial - ID | Existing | Miscellaneous | Natural Gas | All | 135.1113 | 135.1113 | 0 | 0
Industrial_Industrial - ID_New_Space Heating_Natural Gas_All | Industrial | Industrial - ID | New | Space Heating | Natural Gas | All | 0 | 102.6083 | 0 | 0
Industrial_Industrial - ID_New_Process_Natural Gas_All | Industrial | Industrial - ID | New | Process | Natural Gas | All | 0 | 436.7306 | 0 | 0
Industrial_Industrial - ID_New_Miscellaneous_Natural Gas_All | Industrial | Industrial - ID | New | Miscellaneous | Natural Gas | All | 0 | 135.1113 | 0 | 0
Industrial_Industrial - WA_Existing_Space Heating_Natural Gas_Market | Industrial | Industrial - WA | Existing | Space Heating | Natural Gas | Market | 107.8798 | 103.8357 | 0 | 0
Industrial_Industrial - WA_Existing_Process_Natural Gas_Market | Industrial | Industrial - WA | Existing | Process | Natural Gas | Market | 1492.2373 | 1492.2373 | 0 | 0
Industrial_Industrial - WA_Existing_Miscellaneous_Natural Gas_Market | Industrial | Industrial - WA | Existing | Miscellaneous | Natural Gas | Market | 115.4133 | 115.4133 | 0 | 0
Industrial_Industrial - WA_New_Space Heating_Natural Gas_Market | Industrial | Industrial - WA | New | Space Heating | Natural Gas | Market | 0 | 87.649 | 0 | 0
Industrial_Industrial - WA_New_Process_Natural Gas_Market | Industrial | Industrial - WA | New | Process | Natural Gas | Market | 0 | 1492.2373 | 0 | 0
Industrial_Industrial - WA_New_Miscellaneous_Natural Gas_Market | Industrial | Industrial - WA | New | Miscellaneous | Natural Gas | Market | 0 | 115.4133 | 0 | 0
Industrial_Industrial - ID_Existing_Space Heating_Natural Gas_Market | Industrial | Industrial - ID | Existing | Space Heating | Natural Gas | Market | 126.292 | 121.5577 | 0 | 0
Industrial_Industrial - ID_Existing_Process_Natural Gas_Market | Industrial | Industrial - ID | Existing | Process | Natural Gas | Market | 1746.9224 | 1746.9224 | 0 | 0
Industrial_Industrial - ID_Existing_Miscellaneous_Natural Gas_Market | Industrial | Industrial - ID | Existing | Miscellaneous | Natural Gas | Market | 135.1113 | 135.1113 | 0 | 0
Industrial_Industrial - ID_New_Space Heating_Natural Gas_Market | Industrial | Industrial - ID | New | Space Heating | Natural Gas | Market | 0 | 102.6083 | 0 | 0
Industrial_Industrial - ID_New_Process_Natural Gas_Market | Industrial | Industrial - ID | New | Process | Natural Gas | Market | 0 | 1746.9224 | 0 | 0
Industrial_Industrial - ID_New_Miscellaneous_Natural Gas_Market | Industrial | Industrial - ID | New | Miscellaneous | Natural Gas | Market | 0 | 135.1113 | 0 | 0

## Vintage Data
Key | Sector | Segment | End Use | Fuel | Technology | Type | New | 1 Year | 2 Year | 3 Year | 4 Year | 5 Year | 6 Year | 7 Year | 8 Year | 9 Year | 10 Year | 11 Year | 12 Year | 13 Year | 14 Year | 15 Year | 16 Year | 17 Year | 18 Year | 19 Year | 20 Year | 21 Year | 22 Year | 23 Year | 24 Year | 25 Year | 26 Year | 27 Year | 28 Year | 29 Year | 30 Year | 31 Year | 32 Year | 33 Year | 34 Year | 35 Year
Industrial_Industrial - WA_Space Heating_Natural Gas_Furnace_Distribution | Industrial | Industrial - WA | Space Heating | Natural Gas | Furnace | Distribution | 5.556% | 5.556% | 5.556% | 5.556% | 5.556% | 5.556% | 5.556% | 5.556% | 5.556% | 5.556% | 5.229% | 4.902% | 4.575% | 4.248% | 3.922% | 3.595% | 3.268% | 2.941% | 2.614% | 2.288% | 1.961% | 1.634% | 1.307% | 0.9804% | 0.6536% | 0.3268% | 0% | 0% | 0% | 0% | 0% | 0% | 0% | 0% | 0% | 0%
Industrial_Industrial - WA_Space Heating_Natural Gas_Boiler_Distribution | Industrial | Industrial - WA | Space Heating | Natural Gas | Boiler | Distribution | 3.333% | 3.333% | 3.333% | 3.333% | 3.333% | 3.333% | 3.333% | 3.333% | 3.333% | 3.333% | 3.333% | 3.333% | 3.333% | 3.333% | 3.333% | 3.333% | 3.333% | 3.333% | 3.333% | 3.333% | 3.333% | 3.333% | 3.333% | 3.333% | 3.333% | 3.03% | 2.727% | 2.424% | 2.121% | 1.818% | 1.515% | 1.212% | 0.9091% | 0.6061% | 0.303% | 0%
Industrial_Industrial - WA_Space Heating_Natural Gas_Unit Heater_Distribution | Industrial | Industrial - WA | Space Heating | Natural Gas | Unit Heater | Distribution | 8.333% | 8.333% | 8.333% | 8.333% | 8.333% | 8.333% | 8.333% | 8.333% | 7.407% | 6.481% | 5.556% | 4.63% | 3.704% | 2.778% | 1.852% | 0.9259% | 0% | 0% | 0% | 0% | 0% | 0% | 0% | 0% | 0% | 0% | 0% | 0% | 0% | 0% | 0% | 0% | 0% | 0% | 0% | 0%
Industrial_Industrial - WA_Process_Natural Gas_Process Boiler_Distribution | Industrial | Industrial - WA | Process | Natural Gas | Process Boiler | Distribution | 20% | 20% | 17.14% | 14.29% | 11.43% | 8.571% | 5.714% | 2.857% | 0% | 0% | 0% | 0% | 0% | 0% | 0% | 0% | 0% | 0% | 0% | 0% | 0% | 0% | 0% | 0% | 0% | 0% | 0% | 0% | 0% | 0% | 0% | 0% | 0% | 0% | 0% | 0%
Industrial_Industrial - WA_Process_Natural Gas_Process Heating_Distribution | Industrial | Industrial - WA | Process | Natural Gas | Process Heating | Distribution | 20% | 20% | 17.14% | 14.29% | 11.43% | 8.571% | 5.714% | 2.857% | 0% | 0% | 0% | 0% | 0% | 0% | 0% | 0% | 0% | 0% | 0% | 0% | 0% | 0% | 0% | 0% | 0% | 0% | 0% | 0% | 0% | 0% | 0% | 0% | 0% | 0% | 0% | 0%
Industrial_Industrial - WA_Process_Natural Gas_Process Cooling_Distribution | Industrial | Industrial - WA | Process | Natural Gas | Process Cooling | Distribution | 20% | 20% | 17.14% | 14.29% | 11.43% | 8.571% | 5.714% | 2.857% | 0% | 0% | 0% | 0% | 0% | 0% | 0% | 0% | 0% | 0% | 0% | 0% | 0% | 0% | 0% | 0% | 0% | 0% | 0% | 0% | 0% | 0% | 0% | 0% | 0% | 0% | 0% | 0%
Industrial_Industrial - WA_Process_Natural Gas_Other Process_Distribution | Industrial | Industrial - WA | Process | Natural Gas | Other Process | Distribution | 20% | 20% | 17.14% | 14.29% | 11.43% | 8.571% | 5.714% | 2.857% | 0% | 0% | 0% | 0% | 0% | 0% | 0% | 0% | 0% | 0% | 0% | 0% | 0% | 0% | 0% | 0% | 0% | 0% | 0% | 0% | 0% | 0% | 0% | 0% | 0% | 0% | 0% | 0%
Industrial_Industrial - WA_Miscellaneous_Natural Gas_Miscellaneous_Distribution | Industrial | Industrial - WA | Miscellaneous | Natural Gas | Miscellaneous | Distribution | 20% | 20% | 17.14% | 14.29% | 11.43% | 8.571% | 5.714% | 2.857% | 0% | 0% | 0% | 0% | 0% | 0% | 0% | 0% | 0% | 0% | 0% | 0% | 0% | 0% | 0% | 0% | 0% | 0% | 0% | 0% | 0% | 0% | 0% | 0% | 0% | 0% | 0% | 0%
Industrial_Industrial - ID_Space Heating_Natural Gas_Furnace_Distribution | Industrial | Industrial - ID | Space Heating | Natural Gas | Furnace | Distribution | 5.556% | 5.556% | 5.556% | 5.556% | 5.556% | 5.556% | 5.556% | 5.556% | 5.556% | 5.556% | 5.229% | 4.902% | 4.575% | 4.248% | 3.922% | 3.595% | 3.268% | 2.941% | 2.614% | 2.288% | 1.961% | 1.634% | 1.307% | 0.9804% | 0.6536% | 0.3268% | 0% | 0% | 0% | 0% | 0% | 0% | 0% | 0% | 0% | 0%
Industrial_Industrial - ID_Space Heating_Natural Gas_Boiler_Distribution | Industrial | Industrial - ID | Space Heating | Natural Gas | Boiler | Distribution | 3.333% | 3.333% | 3.333% | 3.333% | 3.333% | 3.333% | 3.333% | 3.333% | 3.333% | 3.333% | 3.333% | 3.333% | 3.333% | 3.333% | 3.333% | 3.333% | 3.333% | 3.333% | 3.333% | 3.333% | 3.333% | 3.333% | 3.333% | 3.333% | 3.333% | 3.03% | 2.727% | 2.424% | 2.121% | 1.818% | 1.515% | 1.212% | 0.9091% | 0.6061% | 0.303% | 0%
Industrial_Industrial - ID_Space Heating_Natural Gas_Unit Heater_Distribution | Industrial | Industrial - ID | Space Heating | Natural Gas | Unit Heater | Distribution | 8.333% | 8.333% | 8.333% | 8.333% | 8.333% | 8.333% | 8.333% | 8.333% | 7.407% | 6.481% | 5.556% | 4.63% | 3.704% | 2.778% | 1.852% | 0.9259% | 0% | 0% | 0% | 0% | 0% | 0% | 0% | 0% | 0% | 0% | 0% | 0% | 0% | 0% | 0% | 0% | 0% | 0% | 0% | 0%
Industrial_Industrial - ID_Process_Natural Gas_Process Boiler_Distribution | Industrial | Industrial - ID | Process | Natural Gas | Process Boiler | Distribution | 20% | 20% | 17.14% | 14.29% | 11.43% | 8.571% | 5.714% | 2.857% | 0% | 0% | 0% | 0% | 0% | 0% | 0% | 0% | 0% | 0% | 0% | 0% | 0% | 0% | 0% | 0% | 0% | 0% | 0% | 0% | 0% | 0% | 0% | 0% | 0% | 0% | 0% | 0%
Industrial_Industrial - ID_Process_Natural Gas_Process Heating_Distribution | Industrial | Industrial - ID | Process | Natural Gas | Process Heating | Distribution | 20% | 20% | 17.14% | 14.29% | 11.43% | 8.571% | 5.714% | 2.857% | 0% | 0% | 0% | 0% | 0% | 0% | 0% | 0% | 0% | 0% | 0% | 0% | 0% | 0% | 0% | 0% | 0% | 0% | 0% | 0% | 0% | 0% | 0% | 0% | 0% | 0% | 0% | 0%
Industrial_Industrial - ID_Process_Natural Gas_Process Cooling_Distribution | Industrial | Industrial - ID | Process | Natural Gas | Process Cooling | Distribution | 20% | 20% | 17.14% | 14.29% | 11.43% | 8.571% | 5.714% | 2.857% | 0% | 0% | 0% | 0% | 0% | 0% | 0% | 0% | 0% | 0% | 0% | 0% | 0% | 0% | 0% | 0% | 0% | 0% | 0% | 0% | 0% | 0% | 0% | 0% | 0% | 0% | 0% | 0%
Industrial_Industrial - ID_Process_Natural Gas_Other Process_Distribution | Industrial | Industrial - ID | Process | Natural Gas | Other Process | Distribution | 20% | 20% | 17.14% | 14.29% | 11.43% | 8.571% | 5.714% | 2.857% | 0% | 0% | 0% | 0% | 0% | 0% | 0% | 0% | 0% | 0% | 0% | 0% | 0% | 0% | 0% | 0% | 0% | 0% | 0% | 0% | 0% | 0% | 0% | 0% | 0% | 0% | 0% | 0%
Industrial_Industrial - ID_Miscellaneous_Natural Gas_Miscellaneous_Distribution | Industrial | Industrial - ID | Miscellaneous | Natural Gas | Miscellaneous | Distribution | 20% | 20% | 17.14% | 14.29% | 11.43% | 8.571% | 5.714% | 2.857% | 0% | 0% | 0% | 0% | 0% | 0% | 0% | 0% | 0% | 0% | 0% | 0% | 0% | 0% | 0% | 0% | 0% | 0% | 0% | 0% | 0% | 0% | 0% | 0% | 0% | 0% | 0% | 0%
Industrial_Industrial - WA_Space Heating_Natural Gas_Furnace_Usage | Industrial | Industrial - WA | Space Heating | Natural Gas | Furnace | Usage | 105.1855 | 105.4794 | 105.7733 | 106.0673 | 106.3612 | 106.6551 | 106.9491 | 107.243 | 107.5369 | 107.8308 | 108.1248 | 108.4187 | 108.7126 | 109.0066 | 109.3005 | 109.5944 | 109.8884 | 110.1823 | 110.4762 | 110.7702 | 111.0641 | 111.358 | 111.652 | 111.9459 | 112.2398 | 112.5338 | 0 | 0 | 0 | 0 | 0 | 0 | 0 | 0 | 0 | 0
Industrial_Industrial - WA_Space Heating_Natural Gas_Boiler_Usage | Industrial | Industrial - WA | Space Heating | Natural Gas | Boiler | Usage | 102.4858 | 102.8536 | 103.2214 | 103.5892 | 103.9569 | 104.3247 | 104.6925 | 105.0603 | 105.428 | 105.7958 | 106.1636 | 106.5313 | 106.8991 | 107.2669 | 107.6347 | 108.0024 | 108.3702 | 108.738 | 109.1057 | 109.4735 | 109.8413 | 110.2091 | 110.5768 | 110.9446 | 111.3124 | 111.6802 | 112.0479 | 112.4157 | 112.7835 | 113.1512 | 113.519 | 113.8868 | 114.2546 | 114.6223 | 114.9901 | 0
Industrial_Industrial - WA_Space Heating_Natural Gas_Unit Heater_Usage | Industrial | Industrial - WA | Space Heating | Natural Gas | Unit Heater | Usage | 107.8798 | 107.8798 | 107.8798 | 107.8798 | 107.8798 | 107.8798 | 107.8798 | 107.8798 | 107.8798 | 107.8798 | 107.8798 | 107.8798 | 107.8798 | 107.8798 | 107.8798 | 107.8798 | 0 | 0 | 0 | 0 | 0 | 0 | 0 | 0 | 0 | 0 | 0 | 0 | 0 | 0 | 0 | 0 | 0 | 0 | 0 | 0
Industrial_Industrial - WA_Process_Natural Gas_Process Boiler_Usage | Industrial | Industrial - WA | Process | Natural Gas | Process Boiler | Usage | 758.4736 | 758.4736 | 758.4736 | 758.4736 | 758.4736 | 758.4736 | 758.4736 | 758.4736 | 0 | 0 | 0 | 0 | 0 | 0 | 0 | 0 | 0 | 0 | 0 | 0 | 0 | 0 | 0 | 0 | 0 | 0 | 0 | 0 | 0 | 0 | 0 | 0 | 0 | 0 | 0 | 0
Industrial_Industrial - WA_Process_Natural Gas_Process Heating_Usage | Industrial | Industrial - WA | Process | Natural Gas | Process Heating | Usage | 675.0023 | 675.0023 | 675.0023 | 675.0023 | 675.0023 | 675.0023 | 675.0023 | 675.0023 | 0 | 0 | 0 | 0 | 0 | 0 | 0 | 0 | 0 | 0 | 0 | 0 | 0 | 0 | 0 | 0 | 0 | 0 | 0 | 0 | 0 | 0 | 0 | 0 | 0 | 0 | 0 | 0
Industrial_Industrial - WA_Process_Natural Gas_Process Cooling_Usage | Industrial | Industrial - WA | Process | Natural Gas | Process Cooling | Usage | 7.8348 | 7.8348 | 7.8348 | 7.8348 | 7.8348 | 7.8348 | 7.8348 | 7.8348 | 0 | 0 | 0 | 0 | 0 | 0 | 0 | 0 | 0 | 0 | 0 | 0 | 0 | 0 | 0 | 0 | 0 | 0 | 0 | 0 | 0 | 0 | 0 | 0 | 0 | 0 | 0 | 0
Industrial_Industrial - WA_Process_Natural Gas_Other Process_Usage | Industrial | Industrial - WA | Process | Natural Gas | Other Process | Usage | 50.9265 | 50.9265 | 50.9265 | 50.9265 | 50.9265 | 50.9265 | 50.9265 | 50.9265 | 0 | 0 | 0 | 0 | 0 | 0 | 0 | 0 | 0 | 0 | 0 | 0 | 0 | 0 | 0 | 0 | 0 | 0 | 0 | 0 | 0 | 0 | 0 | 0 | 0 | 0 | 0 | 0
Industrial_Industrial - WA_Miscellaneous_Natural Gas_Miscellaneous_Usage | Industrial | Industrial - WA | Miscellaneous | Natural Gas | Miscellaneous | Usage | 115.4133 | 115.4133 | 115.4133 | 115.4133 | 115.4133 | 115.4133 | 115.4133 | 115.4133 | 0 | 0 | 0 | 0 | 0 | 0 | 0 | 0 | 0 | 0 | 0 | 0 | 0 | 0 | 0 | 0 | 0 | 0 | 0 | 0 | 0 | 0 | 0 | 0 | 0 | 0 | 0 | 0
Industrial_Industrial - ID_Space Heating_Natural Gas_Furnace_Usage | Industrial | Industrial - ID | Space Heating | Natural Gas | Furnace | Usage | 123.1378 | 123.4819 | 123.826 | 124.1701 | 124.5142 | 124.8583 | 125.2024 | 125.5465 | 125.8906 | 126.2347 | 126.5788 | 126.9229 | 127.267 | 127.6111 | 127.9552 | 128.2993 | 128.6434 | 128.9875 | 129.3316 | 129.6757 | 130.0198 | 130.3639 | 130.708 | 131.0521 | 131.3962 | 131.7403 | 0 | 0 | 0 | 0 | 0 | 0 | 0 | 0 | 0 | 0
Industrial_Industrial - ID_Space Heating_Natural Gas_Boiler_Usage | Industrial | Industrial - ID | Space Heating | Natural Gas | Boiler | Usage | 119.9774 | 120.408 | 120.8385 | 121.2691 | 121.6996 | 122.1301 | 122.5607 | 122.9912 | 123.4218 | 123.8523 | 124.2829 | 124.7134 | 125.1439 | 125.5745 | 126.005 | 126.4356 | 126.8661 | 127.2966 | 127.7272 | 128.1577 | 128.5883 | 129.0188 | 129.4493 | 129.8799 | 130.3104 | 130.741 | 131.1715 | 131.6021 | 132.0326 | 132.4631 | 132.8937 | 133.3242 | 133.7548 | 134.1853 | 134.6158 | 0
Industrial_Industrial - ID_Space Heating_Natural Gas_Unit Heater_Usage | Industrial | Industrial - ID | Space Heating | Natural Gas | Unit Heater | Usage | 126.292 | 126.292 | 126.292 | 126.292 | 126.292 | 126.292 | 126.292 | 126.292 | 126.292 | 126.292 | 126.292 | 126.292 | 126.292 | 126.292 | 126.292 | 126.292 | 0 | 0 | 0 | 0 | 0 | 0 | 0 | 0 | 0 | 0 | 0 | 0 | 0 | 0 | 0 | 0 | 0 | 0 | 0 | 0
Industrial_Industrial - ID_Process_Natural Gas_Process Boiler_Usage | Industrial | Industrial - ID | Process | Natural Gas | Process Boiler | Usage | 887.9248 | 887.9248 | 887.9248 | 887.9248 | 887.9248 | 887.9248 | 887.9248 | 887.9248 | 0 | 0 | 0 | 0 | 0 | 0 | 0 | 0 | 0 | 0 | 0 | 0 | 0 | 0 | 0 | 0 | 0 | 0 | 0 | 0 | 0 | 0 | 0 | 0 | 0 | 0 | 0 | 0
Industrial_Industrial - ID_Process_Natural Gas_Process Heating_Usage | Industrial | Industrial - ID | Process | Natural Gas | Process Heating | Usage | 790.2072 | 790.2072 | 790.2072 | 790.2072 | 790.2072 | 790.2072 | 790.2072 | 790.2072 | 0 | 0 | 0 | 0 | 0 | 0 | 0 | 0 | 0 | 0 | 0 | 0 | 0 | 0 | 0 | 0 | 0 | 0 | 0 | 0 | 0 | 0 | 0 | 0 | 0 | 0 | 0 | 0
Industrial_Industrial - ID_Process_Natural Gas_Process Cooling_Usage | Industrial | Industrial - ID | Process | Natural Gas | Process Cooling | Usage | 9.172 | 9.172 | 9.172 | 9.172 | 9.172 | 9.172 | 9.172 | 9.172 | 0 | 0 | 0 | 0 | 0 | 0 | 0 | 0 | 0 | 0 | 0 | 0 | 0 | 0 | 0 | 0 | 0 | 0 | 0 | 0 | 0 | 0 | 0 | 0 | 0 | 0 | 0 | 0
Industrial_Industrial - ID_Process_Natural Gas_Other Process_Usage | Industrial | Industrial - ID | Process | Natural Gas | Other Process | Usage | 59.6183 | 59.6183 | 59.6183 | 59.6183 | 59.6183 | 59.6183 | 59.6183 | 59.6183 | 0 | 0 | 0 | 0 | 0 | 0 | 0 | 0 | 0 | 0 | 0 | 0 | 0 | 0 | 0 | 0 | 0 | 0 | 0 | 0 | 0 | 0 | 0 | 0 | 0 | 0 | 0 | 0
Industrial_Industrial - ID_Miscellaneous_Natural Gas_Miscellaneous_Usage | Industrial | Industrial - ID | Miscellaneous | Natural Gas | Miscellaneous | Usage | 135.1113 | 135.1113 | 135.1113 | 135.1113 | 135.1113 | 135.1113 | 135.1113 | 135.1113 | 0 | 0 | 0 | 0 | 0 | 0 | 0 | 0 | 0 | 0 | 0 | 0 | 0 | 0 | 0 | 0 | 0 | 0 | 0 | 0 | 0 | 0 | 0 | 0 | 0 | 0 | 0 | 0

## Avoided Costs
Key | Field | Sector | Segment | Fuel | Value | Unit of Measure | 2019 | 2020 | 2021 | 2022 | 2023 | 2024 | 2025 | 2026 | 2027 | 2028 | 2029 | 2030 | 2031 | 2032 | 2033 | 2034 | 2035 | 2036 | 2037 | 2038 | 2039 | 2040 | 2041 | 2042 | 2043 | 2044 | 2045 | 2046 | 2047 | 2048 | 2049 | 2050 | 2051 | 2052 | 2053 | 2054 | 2055 | 2056 | 2057 | 2058 | 2059 | 2060 | 2061 | 2062 | 2063 | 2064 | 2065 | 2066 | 2067 | 2068 | 2069 | 2070 | 2071 | 2072 | 2073 | 2074 | 2075 | 2076 | 2077 | 2078 | 2079 | 2080
F1_Industrial_Industrial - WA_Natural Gas | F1 | Industrial | Industrial - WA | Natural Gas | Avoided Energy Cost | $ per Mtherm | 171.2079 | 171.2079 | 171.2079 | 178.5802 | 188.8537 | 203.508 | 221.1834 | 231.4597 | 268.9042 | 285.7406 | 288.8325 | 301.5312 | 322.5054 | 338.0719 | 356.2323 | 366.3958 | 370.7248 | 382.292 | 389.8654 | 396.6561 | 405.9637 | 413.7079 | 424.4555 | 431.8661 | 438.8229 | 445.3408 | 451.4344 | 457.1178 | 462.4047 | 467.3086 | 471.8424 | 476.0187 | 479.8499 | 483.3478 | 486.524 | 489.3899 | 491.9563 | 494.2339 | 496.233 | 497.9638 | 499.4359 | 500.6588 | 501.6417 | 502.3936 | 502.9231 | 503.2387 | 503.3486 | 503.2607 | 502.9827 | 502.5222 | 501.8863 | 501.8863 | 501.8863 | 501.8863 | 501.8863 | 501.8863 | 501.8863 | 501.8863 | 501.8863 | 501.8863 | 501.8863 | 501.8863
F2_Industrial_Industrial - WA_Natural Gas | F2 | Industrial | Industrial - WA | Natural Gas | Avoided Capacity Cost | $ per therm | 0 | 0 | 0 | 0 | 0 | 0 | 0 | 0 | 0 | 0 | 0 | 0 | 0 | 0 | 0 | 0 | 0 | 0 | 0 | 0 | 0 | 0 | 0 | 0 | 0 | 0 | 0 | 0 | 0 | 0 | 0 | 0 | 0 | 0 | 0 | 0 | 0 | 0 | 0 | 0 | 0 | 0 | 0 | 0 | 0 | 0 | 0 | 0 | 0 | 0 | 0 | 0 | 0 | 0 | 0 | 0 | 0 | 0 | 0 | 0 | 0 | 0
F3_Industrial_Industrial - WA_Natural Gas | F3 | Industrial | Industrial - WA | Natural Gas | Line Loss | % T&D Loss | bar: 2019 to 2080
F4_Industrial_Industrial - WA_Natural Gas | F4 | Industrial | Industrial - WA | Natural Gas | Peak Season | Winter/Summer | Winter | Winter | Winter | Winter | Winter | Winter | Winter | Winter | Winter | Winter | Winter | Winter | Winter | Winter | Winter | Winter | Winter | Winter | Winter | Winter | Winter | Winter | Winter | Winter | Winter | Winter | Winter | Winter | Winter | Winter | Winter | Winter | Winter | Winter | Winter | Winter | Winter | Winter | Winter | Winter | Winter | Winter | Winter | Winter | Winter | Winter | Winter | Winter | Winter | Winter | Winter | Winter | Winter | Winter | Winter | Winter | Winter | Winter | Winter | Winter | Winter | Winter
F5_Industrial_Industrial - WA_Natural Gas | F5 | Industrial | Industrial - WA | Natural Gas | RVT Energy Price | $ per Mtherm | 205.4495 | 205.4495 | 205.4495 | 214.2962 | 226.6244 | 244.2095 | 265.4201 | 277.7516 | 322.6851 | 314.3146 | 317.7157 | 331.6843 | 354.7559 | 371.8791 | 391.8556 | 403.0354 | 407.7973 | 420.5212 | 428.852 | 436.3217 | 426.2619 | 434.3933 | 445.6783 | 453.4594 | 460.764 | 467.6078 | 474.0061 | 479.9737 | 485.525 | 490.674 | 495.4345 | 499.8197 | 503.8424 | 507.5152 | 510.8502 | 513.8594 | 516.5541 | 518.9456 | 521.0447 | 522.862 | 524.4076 | 525.6917 | 526.7238 | 527.5132 | 528.0693 | 528.4007 | 528.516 | 528.4237 | 528.1319 | 527.6483 | 526.9806 | 526.9806 | 526.9806 | 526.9806 | 526.9806 | 526.9806 | 526.9806 | 526.9806 | 526.9806 | 526.9806 | 526.9806 | 526.9806
F6_Industrial_Industrial - WA_Natural Gas | F6 | Industrial | Industrial - WA | Natural Gas | RVT Peak Price | $ per therm | 0 | 0 | 0 | 0 | 0 | 0 | 0 | 0 | 0 | 0 | 0 | 0 | 0 | 0 | 0 | 0 | 0 | 0 | 0 | 0 | 0 | 0 | 0 | 0 | 0 | 0 | 0 | 0 | 0 | 0 | 0 | 0 | 0 | 0 | 0 | 0 | 0 | 0 | 0 | 0 | 0 | 0 | 0 | 0 | 0 | 0 | 0 | 0 | 0 | 0 | 0 | 0 | 0 | 0 | 0 | 0 | 0 | 0 | 0 | 0 | 0 | 0
F1_Industrial_Industrial - ID_Natural Gas | F1 | Industrial | Industrial - ID | Natural Gas | Avoided Energy Cost | $ per Mtherm | 171.2079 | 171.2079 | 171.2079 | 196.1105 | 239.8545 | 256.8787 | 288.1734 | 306.748 | 352.144 | 376.5826 | 386.9507 | 406.6054 | 434.229 | 456.136 | 480.3492 | 489.45 | 491.3662 | 500.5678 | 505.8221 | 510.3391 | 517.4177 | 522.9765 | 558.5381 | 568.6866 | 578.2224 | 587.1656 | 595.5357 | 603.3519 | 610.6326 | 617.3958 | 623.659 | 629.4393 | 634.7531 | 639.6165 | 644.0451 | 648.0542 | 651.6584 | 654.8721 | 657.7092 | 660.1834 | 662.3076 | 664.0947 | 665.5571 | 666.7068 | 667.5555 | 668.1146 | 668.3952 | 668.4079 | 668.1631 | 667.6709 | 666.9411 | 666.9411 | 666.9411 | 666.9411 | 666.9411 | 666.9411 | 666.9411 | 666.9411 | 666.9411 | 666.9411 | 666.9411 | 666.9411
F2_Industrial_Industrial - ID_Natural Gas | F2 | Industrial | Industrial - ID | Natural Gas | Avoided Capacity Cost | $ per therm | 0 | 0 | 0 | 0 | 0 | 0 | 0 | 0 | 0 | 0 | 0 | 0 | 0 | 0 | 0 | 0 | 0 | 0 | 0 | 0 | 0 | 0 | 0 | 0 | 0 | 0 | 0 | 0 | 0 | 0 | 0 | 0 | 0 | 0 | 0 | 0 | 0 | 0 | 0 | 0 | 0 | 0 | 0 | 0 | 0 | 0 | 0 | 0 | 0 | 0 | 0 | 0 | 0 | 0 | 0 | 0 | 0 | 0 | 0 | 0 | 0 | 0
F3_Industrial_Industrial - ID_Natural Gas | F3 | Industrial | Industrial - ID | Natural Gas | Line Loss | % T&D Loss | bar: 2019 to 2080
F4_Industrial_Industrial - ID_Natural Gas | F4 | Industrial | Industrial - ID | Natural Gas | Peak Season | Winter/Summer | Winter | Winter | Winter | Winter | Winter | Winter | Winter | Winter | Winter | Winter | Winter | Winter | Winter | Winter | Winter | Winter | Winter | Winter | Winter | Winter | Winter | Winter | Winter | Winter | Winter | Winter | Winter | Winter | Winter | Winter | Winter | Winter | Winter | Winter | Winter | Winter | Winter | Winter | Winter | Winter | Winter | Winter | Winter | Winter | Winter | Winter | Winter | Winter | Winter | Winter | Winter | Winter | Winter | Winter | Winter | Winter | Winter | Winter | Winter | Winter | Winter | Winter
F5_Industrial_Industrial - ID_Natural Gas | F5 | Industrial | Industrial - ID | Natural Gas | RVT Energy Price | $ per Mtherm | 205.4495 | 205.4495 | 205.4495 | 214.2962 | 226.6244 | 244.2095 | 265.4201 | 277.7516 | 322.6851 | 314.3146 | 317.7157 | 331.6843 | 354.7559 | 371.8791 | 391.8556 | 403.0354 | 407.7973 | 420.5212 | 428.852 | 436.3217 | 426.2619 | 434.3933 | 445.6783 | 453.4594 | 460.764 | 467.6078 | 474.0061 | 479.9737 | 485.525 | 490.674 | 495.4345 | 499.8197 | 503.8424 | 507.5152 | 510.8502 | 513.8594 | 516.5541 | 518.9456 | 521.0447 | 522.862 | 524.4076 | 525.6917 | 526.7238 | 527.5132 | 528.0693 | 528.4007 | 528.516 | 528.4237 | 528.1319 | 527.6483 | 526.9806 | 526.9806 | 526.9806 | 526.9806 | 526.9806 | 526.9806 | 526.9806 | 526.9806 | 526.9806 | 526.9806 | 526.9806 | 526.9806
F6_Industrial_Industrial - ID_Natural Gas | F6 | Industrial | Industrial - ID | Natural Gas | RVT Peak Price | $ per therm | 0 | 0 | 0 | 0 | 0 | 0 | 0 | 0 | 0 | 0 | 0 | 0 | 0 | 0 | 0 | 0 | 0 | 0 | 0 | 0 | 0 | 0 | 0 | 0 | 0 | 0 | 0 | 0 | 0 | 0 | 0 | 0 | 0 | 0 | 0 | 0 | 0 | 0 | 0 | 0 | 0 | 0 | 0 | 0 | 0 | 0 | 0 | 0 | 0 | 0 | 0 | 0 | 0 | 0 | 0 | 0 | 0 | 0 | 0 | 0 | 0 | 0
[6 empty] | RVT Cost Adder | 20% | 20% | 20% | 20% | 20% | 20% | 20% | 20% | 20% | 10% | 10% | 10% | 10% | 10% | 10% | 10% | 10% | 10% | 10% | 10% | 5% | 5% | 5% | 5% | 5% | 5% | 5% | 5% | 5% | 5% | 5% | 5% | 5% | 5% | 5% | 5% | 5% | 5% | 5% | 5% | 5% | 5% | 5% | 5% | 5% | 5% | 5% | 5% | 5% | 5% | 5% | 5% | 5% | 5% | 5% | 5% | 5% | 5% | 5% | 5% | 5% | 5%

## Utilization
|  |  |  | Exogenous Variables Affecting Energy Usage | [11 empty] | 2019 | 2020 | 2021 | 2022 | 2023 | 2024 | 2025 | 2026 | 2027 | 2028 | 2029 | 2030 | 2031 | 2032 | 2033 | 2034 | 2035 | 2036 | 2037 | 2038 | 2039 | 2040 | 2041 | 2042 | 2043 | 2044 | 2045 | 2046 | 2047 | 2048 | 2049 | 2050 | 2051 | 2052 | 2053 | 2054 | 2055 | 2056 | 2057 | 2058 | 2059 | 2060 | 2061 | 2062 | 2063 | 2064 | 2065 | 2066 | 2067 | 2068 | 2069 | 2070 | 2071 | 2072 | 2073 | 2074 | 2075 | 2076 | 2077 | 2078 | 2079 | 2080 | 2081 | 2082 | 2083 | 2084 | 2085
|  |  |  | Data Set 1 |  | WA HDD | [9 empty] | 6817 | 6568.9642 | 6568.9642 | 6568.9642 | 6568.9642 | 6568.9642 | 6568.9642 | 6568.9642 | 6568.9642 | 6568.9642 | 6568.9642 | 6568.9642 | 6568.9642 | 6568.9642 | 6568.9642 | 6568.9642 | 6568.9642 | 6568.9642 | 6568.9642 | 6568.9642 | 6568.9642 | 6568.9642 | 6568.9642 | 6568.9642 | 6568.9642 | 6568.9642 | 6568.9642 | 6568.9642 | 6568.9642 | 6568.9642 | 6568.9642 | 6568.9642 | 6568.9642 | 6568.9642 | 6568.9642 | 6568.9642 | 6568.9642 | 6568.9642 | 6568.9642 | 6568.9642 | 6568.9642 | 6568.9642 | 6568.9642 | 6568.9642 | 6568.9642 | 6568.9642 | 6568.9642 | 6568.9642 | 6568.9642 | 6568.9642 | 6568.9642 | 6568.9642 | 6568.9642 | 6568.9642 | 6568.9642 | 6568.9642 | 6568.9642 | 6568.9642 | 6568.9642 | 6568.9642 | 6568.9642 | 6568.9642 | 6568.9642 | 6568.9642 | 6568.9642 | 6568.9642 | 6568.9642
|  |  |  | Data Set 2 |  | ID HDD | [9 empty] | 6817 | 6568.9642 | 6568.9642 | 6568.9642 | 6568.9642 | 6568.9642 | 6568.9642 | 6568.9642 | 6568.9642 | 6568.9642 | 6568.9642 | 6568.9642 | 6568.9642 | 6568.9642 | 6568.9642 | 6568.9642 | 6568.9642 | 6568.9642 | 6568.9642 | 6568.9642 | 6568.9642 | 6568.9642 | 6568.9642 | 6568.9642 | 6568.9642 | 6568.9642 | 6568.9642 | 6568.9642 | 6568.9642 | 6568.9642 | 6568.9642 | 6568.9642 | 6568.9642 | 6568.9642 | 6568.9642 | 6568.9642 | 6568.9642 | 6568.9642 | 6568.9642 | 6568.9642 | 6568.9642 | 6568.9642 | 6568.9642 | 6568.9642 | 6568.9642 | 6568.9642 | 6568.9642 | 6568.9642 | 6568.9642 | 6568.9642 | 6568.9642 | 6568.9642 | 6568.9642 | 6568.9642 | 6568.9642 | 6568.9642 | 6568.9642 | 6568.9642 | 6568.9642 | 6568.9642 | 6568.9642 | 6568.9642 | 6568.9642 | 6568.9642 | 6568.9642 | 6568.9642 | 6568.9642
|  |  |  | Data Set 3 |  | Retail Price of Natural Gas $/therm | [9 empty] | 0.85 | 0.85 | 0.85 | 0.85 | 0.85 | 0.85 | 0.85 | 0.85 | 0.85 | 0.85 | 0.85 | 0.85 | 0.85 | 0.85 | 0.85 | 0.85 | 0.85 | 0.85 | 0.85 | 0.85 | 0.85 | 0.85 | 0.85 | 0.85 | 0.85 | 0.85 | 0.85 | 0.85 | 0.85 | 0.85 | 0.85 | 0.85 | 0.85 | 0.85 | 0.85 | 0.85 | 0.85 | 0.85 | 0.85 | 0.85 | 0.85 | 0.85 | 0.85 | 0.85 | 0.85 | 0.85 | 0.85 | 0.85 | 0.85 | 0.85 | 0.85 | 0.85 | 0.85 | 0.85 | 0.85 | 0.85 | 0.85 | 0.85 | 0.85 | 0.85 | 0.85 | 0.85 | 0.85 | 0.85 | 0.85 | 0.85 | 0.85
Data Set 4 | bar: 2019 to 2085
Data Set 5 | bar: 2019 to 2085
Data Set 6 | bar: 2019 to 2085
Data Set 7 | bar: 2019 to 2085
Data Set 8 | bar: 2019 to 2085
|  |  |  | Data Set 9 |  | WA Calibration Factor | bar: 2019 to 2085
|  |  |  | Data Set 10 |  | ID Calibration Factor | bar: 2019 to 2085
Elasticities for each Data Set
Key | Sector | Segment | Vintage | End Use | Fuel | 1 | 2 | 3 | 4 | 5 | 6 | 7 | 8 | 9 | 10 | 2019 | 2020 | 2021 | 2022 | 2023 | 2024 | 2025 | 2026 | 2027 | 2028 | 2029 | 2030 | 2031 | 2032 | 2033 | 2034 | 2035 | 2036 | 2037 | 2038 | 2039 | 2040 | 2041 | 2042 | 2043 | 2044 | 2045 | 2046 | 2047 | 2048 | 2049 | 2050 | 2051 | 2052 | 2053 | 2054 | 2055 | 2056 | 2057 | 2058 | 2059 | 2060 | 2061 | 2062 | 2063 | 2064 | 2065 | 2066 | 2067 | 2068 | 2069 | 2070 | 2071 | 2072 | 2073 | 2074 | 2075 | 2076 | 2077 | 2078 | 2079 | 2080 | 2081 | 2082 | 2083 | 2084 | 2085
Industrial_Industrial - WA_Space Heating_Natural Gas | Industrial | Industrial - WA | Existing | Space Heating | Natural Gas | 100% | 0% | 0% | 0% | 0% | 0% | 0% | 0% | 100% | 0% | 1 | 0.96362 | 0.96362 | 0.96362 | 0.96362 | 0.96362 | 0.96362 | 0.96362 | 0.96362 | 0.96362 | 0.96362 | 0.96362 | 0.96362 | 0.96362 | 0.96362 | 0.96362 | 0.96362 | 0.96362 | 0.96362 | 0.96362 | 0.96362 | 0.96362 | 0.96362 | 0.96362 | 0.96362 | 0.96362 | 0.96362 | 0.96362 | 0.96362 | 0.96362 | 0.96362 | 0.96362 | 0.96362 | 0.96362 | 0.96362 | 0.96362 | 0.96362 | 0.96362 | 0.96362 | 0.96362 | 0.96362 | 0.96362 | 0.96362 | 0.96362 | 0.96362 | 0.96362 | 0.96362 | 0.96362 | 0.96362 | 0.96362 | 0.96362 | 0.96362 | 0.96362 | 0.96362 | 0.96362 | 0.96362 | 0.96362 | 0.96362 | 0.96362 | 0.96362 | 0.96362 | 0.96362 | 0.96362 | 0.96362 | 0.96362 | 0.96362 | 0.96362
Industrial_Industrial - WA_Process_Natural Gas | Industrial | Industrial - WA | Existing | Process | Natural Gas | 0% | 0% | 0% | 0% | 0% | 0% | 0% | 0% | 100% | 0% | 1 | 1 | 1 | 1 | 1 | 1 | 1 | 1 | 1 | 1 | 1 | 1 | 1 | 1 | 1 | 1 | 1 | 1 | 1 | 1 | 1 | 1 | 1 | 1 | 1 | 1 | 1 | 1 | 1 | 1 | 1 | 1 | 1 | 1 | 1 | 1 | 1 | 1 | 1 | 1 | 1 | 1 | 1 | 1 | 1 | 1 | 1 | 1 | 1 | 1 | 1 | 1 | 1 | 1 | 1 | 1 | 1 | 1 | 1 | 1 | 1 | 1 | 1 | 1 | 1 | 1 | 1
Industrial_Industrial - WA_Miscellaneous_Natural Gas | Industrial | Industrial - WA | Existing | Miscellaneous | Natural Gas | 0% | 0% | 0% | 0% | 0% | 0% | 0% | 0% | 100% | 0% | 1 | 1 | 1 | 1 | 1 | 1 | 1 | 1 | 1 | 1 | 1 | 1 | 1 | 1 | 1 | 1 | 1 | 1 | 1 | 1 | 1 | 1 | 1 | 1 | 1 | 1 | 1 | 1 | 1 | 1 | 1 | 1 | 1 | 1 | 1 | 1 | 1 | 1 | 1 | 1 | 1 | 1 | 1 | 1 | 1 | 1 | 1 | 1 | 1 | 1 | 1 | 1 | 1 | 1 | 1 | 1 | 1 | 1 | 1 | 1 | 1 | 1 | 1 | 1 | 1 | 1 | 1
Industrial_Industrial - WA_Space Heating_Natural Gas | Industrial | Industrial - WA | New | Space Heating | Natural Gas | 100% | 0% | 0% | 0% | 0% | 0% | 0% | 0% | 100% | 0% | 1 | 0.96362 | 0.96362 | 0.96362 | 0.96362 | 0.96362 | 0.96362 | 0.96362 | 0.96362 | 0.96362 | 0.96362 | 0.96362 | 0.96362 | 0.96362 | 0.96362 | 0.96362 | 0.96362 | 0.96362 | 0.96362 | 0.96362 | 0.96362 | 0.96362 | 0.96362 | 0.96362 | 0.96362 | 0.96362 | 0.96362 | 0.96362 | 0.96362 | 0.96362 | 0.96362 | 0.96362 | 0.96362 | 0.96362 | 0.96362 | 0.96362 | 0.96362 | 0.96362 | 0.96362 | 0.96362 | 0.96362 | 0.96362 | 0.96362 | 0.96362 | 0.96362 | 0.96362 | 0.96362 | 0.96362 | 0.96362 | 0.96362 | 0.96362 | 0.96362 | 0.96362 | 0.96362 | 0.96362 | 0.96362 | 0.96362 | 0.96362 | 0.96362 | 0.96362 | 0.96362 | 0.96362 | 0.96362 | 0.96362 | 0.96362 | 0.96362 | 0.96362
Industrial_Industrial - WA_Process_Natural Gas | Industrial | Industrial - WA | New | Process | Natural Gas | 0% | 0% | 0% | 0% | 0% | 0% | 0% | 0% | 100% | 0% | 1 | 1 | 1 | 1 | 1 | 1 | 1 | 1 | 1 | 1 | 1 | 1 | 1 | 1 | 1 | 1 | 1 | 1 | 1 | 1 | 1 | 1 | 1 | 1 | 1 | 1 | 1 | 1 | 1 | 1 | 1 | 1 | 1 | 1 | 1 | 1 | 1 | 1 | 1 | 1 | 1 | 1 | 1 | 1 | 1 | 1 | 1 | 1 | 1 | 1 | 1 | 1 | 1 | 1 | 1 | 1 | 1 | 1 | 1 | 1 | 1 | 1 | 1 | 1 | 1 | 1 | 1
Industrial_Industrial - WA_Miscellaneous_Natural Gas | Industrial | Industrial - WA | New | Miscellaneous | Natural Gas | 0% | 0% | 0% | 0% | 0% | 0% | 0% | 0% | 100% | 0% | 1 | 1 | 1 | 1 | 1 | 1 | 1 | 1 | 1 | 1 | 1 | 1 | 1 | 1 | 1 | 1 | 1 | 1 | 1 | 1 | 1 | 1 | 1 | 1 | 1 | 1 | 1 | 1 | 1 | 1 | 1 | 1 | 1 | 1 | 1 | 1 | 1 | 1 | 1 | 1 | 1 | 1 | 1 | 1 | 1 | 1 | 1 | 1 | 1 | 1 | 1 | 1 | 1 | 1 | 1 | 1 | 1 | 1 | 1 | 1 | 1 | 1 | 1 | 1 | 1 | 1 | 1
Industrial_Industrial - ID_Space Heating_Natural Gas | Industrial | Industrial - ID | Existing | Space Heating | Natural Gas | 0% | 100% | 0% | 0% | 0% | 0% | 0% | 0% | 0% | 100% | 1 | 0.96362 | 0.96362 | 0.96362 | 0.96362 | 0.96362 | 0.96362 | 0.96362 | 0.96362 | 0.96362 | 0.96362 | 0.96362 | 0.96362 | 0.96362 | 0.96362 | 0.96362 | 0.96362 | 0.96362 | 0.96362 | 0.96362 | 0.96362 | 0.96362 | 0.96362 | 0.96362 | 0.96362 | 0.96362 | 0.96362 | 0.96362 | 0.96362 | 0.96362 | 0.96362 | 0.96362 | 0.96362 | 0.96362 | 0.96362 | 0.96362 | 0.96362 | 0.96362 | 0.96362 | 0.96362 | 0.96362 | 0.96362 | 0.96362 | 0.96362 | 0.96362 | 0.96362 | 0.96362 | 0.96362 | 0.96362 | 0.96362 | 0.96362 | 0.96362 | 0.96362 | 0.96362 | 0.96362 | 0.96362 | 0.96362 | 0.96362 | 0.96362 | 0.96362 | 0.96362 | 0.96362 | 0.96362 | 0.96362 | 0.96362 | 0.96362 | 0.96362
Industrial_Industrial - ID_Process_Natural Gas | Industrial | Industrial - ID | Existing | Process | Natural Gas | 0% | 0% | 0% | 0% | 0% | 0% | 0% | 0% | 0% | 100% | 1 | 1 | 1 | 1 | 1 | 1 | 1 | 1 | 1 | 1 | 1 | 1 | 1 | 1 | 1 | 1 | 1 | 1 | 1 | 1 | 1 | 1 | 1 | 1 | 1 | 1 | 1 | 1 | 1 | 1 | 1 | 1 | 1 | 1 | 1 | 1 | 1 | 1 | 1 | 1 | 1 | 1 | 1 | 1 | 1 | 1 | 1 | 1 | 1 | 1 | 1 | 1 | 1 | 1 | 1 | 1 | 1 | 1 | 1 | 1 | 1 | 1 | 1 | 1 | 1 | 1 | 1
Industrial_Industrial - ID_Miscellaneous_Natural Gas | Industrial | Industrial - ID | Existing | Miscellaneous | Natural Gas | 0% | 0% | 0% | 0% | 0% | 0% | 0% | 0% | 0% | 100% | 1 | 1 | 1 | 1 | 1 | 1 | 1 | 1 | 1 | 1 | 1 | 1 | 1 | 1 | 1 | 1 | 1 | 1 | 1 | 1 | 1 | 1 | 1 | 1 | 1 | 1 | 1 | 1 | 1 | 1 | 1 | 1 | 1 | 1 | 1 | 1 | 1 | 1 | 1 | 1 | 1 | 1 | 1 | 1 | 1 | 1 | 1 | 1 | 1 | 1 | 1 | 1 | 1 | 1 | 1 | 1 | 1 | 1 | 1 | 1 | 1 | 1 | 1 | 1 | 1 | 1 | 1
Industrial_Industrial - ID_Space Heating_Natural Gas | Industrial | Industrial - ID | New | Space Heating | Natural Gas | 0% | 100% | 0% | 0% | 0% | 0% | 0% | 0% | 0% | 100% | 1 | 0.96362 | 0.96362 | 0.96362 | 0.96362 | 0.96362 | 0.96362 | 0.96362 | 0.96362 | 0.96362 | 0.96362 | 0.96362 | 0.96362 | 0.96362 | 0.96362 | 0.96362 | 0.96362 | 0.96362 | 0.96362 | 0.96362 | 0.96362 | 0.96362 | 0.96362 | 0.96362 | 0.96362 | 0.96362 | 0.96362 | 0.96362 | 0.96362 | 0.96362 | 0.96362 | 0.96362 | 0.96362 | 0.96362 | 0.96362 | 0.96362 | 0.96362 | 0.96362 | 0.96362 | 0.96362 | 0.96362 | 0.96362 | 0.96362 | 0.96362 | 0.96362 | 0.96362 | 0.96362 | 0.96362 | 0.96362 | 0.96362 | 0.96362 | 0.96362 | 0.96362 | 0.96362 | 0.96362 | 0.96362 | 0.96362 | 0.96362 | 0.96362 | 0.96362 | 0.96362 | 0.96362 | 0.96362 | 0.96362 | 0.96362 | 0.96362 | 0.96362
Industrial_Industrial - ID_Process_Natural Gas | Industrial | Industrial - ID | New | Process | Natural Gas | 0% | 0% | 0% | 0% | 0% | 0% | 0% | 0% | 0% | 100% | 1 | 1 | 1 | 1 | 1 | 1 | 1 | 1 | 1 | 1 | 1 | 1 | 1 | 1 | 1 | 1 | 1 | 1 | 1 | 1 | 1 | 1 | 1 | 1 | 1 | 1 | 1 | 1 | 1 | 1 | 1 | 1 | 1 | 1 | 1 | 1 | 1 | 1 | 1 | 1 | 1 | 1 | 1 | 1 | 1 | 1 | 1 | 1 | 1 | 1 | 1 | 1 | 1 | 1 | 1 | 1 | 1 | 1 | 1 | 1 | 1 | 1 | 1 | 1 | 1 | 1 | 1
Industrial_Industrial - ID_Miscellaneous_Natural Gas | Industrial | Industrial - ID | New | Miscellaneous | Natural Gas | 0% | 0% | 0% | 0% | 0% | 0% | 0% | 0% | 0% | 100% | 1 | 1 | 1 | 1 | 1 | 1 | 1 | 1 | 1 | 1 | 1 | 1 | 1 | 1 | 1 | 1 | 1 | 1 | 1 | 1 | 1 | 1 | 1 | 1 | 1 | 1 | 1 | 1 | 1 | 1 | 1 | 1 | 1 | 1 | 1 | 1 | 1 | 1 | 1 | 1 | 1 | 1 | 1 | 1 | 1 | 1 | 1 | 1 | 1 | 1 | 1 | 1 | 1 | 1 | 1 | 1 | 1 | 1 | 1 | 1 | 1 | 1 | 1 | 1 | 1 | 1 | 1

## Potential Factors
Key | Sector | Segment | Vintage | End Use | Fuel | Technology | Type | 2019 | 2020 | 2021 | 2022 | 2023 | 2024 | 2025 | 2026 | 2027 | 2028 | 2029 | 2030 | 2031 | 2032 | 2033 | 2034 | 2035 | 2036 | 2037 | 2038 | 2039 | 2040 | 2041 | 2042
Industrial_Industrial - WA_Existing_Space Heating_Natural Gas_Furnace_RAP | Industrial | Industrial - WA | Existing | Space Heating | Natural Gas | Furnace | RAP | bar: 2019 to 2042
Industrial_Industrial - WA_Existing_Space Heating_Natural Gas_Boiler_RAP | Industrial | Industrial - WA | Existing | Space Heating | Natural Gas | Boiler | RAP | bar: 2019 to 2042
Industrial_Industrial - WA_Existing_Space Heating_Natural Gas_Unit Heater_RAP | Industrial | Industrial - WA | Existing | Space Heating | Natural Gas | Unit Heater | RAP | bar: 2019 to 2042
Industrial_Industrial - WA_Existing_Process_Natural Gas_Process Boiler_RAP | Industrial | Industrial - WA | Existing | Process | Natural Gas | Process Boiler | RAP | bar: 2019 to 2042
Industrial_Industrial - WA_Existing_Process_Natural Gas_Process Heating_RAP | Industrial | Industrial - WA | Existing | Process | Natural Gas | Process Heating | RAP | bar: 2019 to 2042
Industrial_Industrial - WA_Existing_Process_Natural Gas_Process Cooling_RAP | Industrial | Industrial - WA | Existing | Process | Natural Gas | Process Cooling | RAP | bar: 2019 to 2042
Industrial_Industrial - WA_Existing_Process_Natural Gas_Other Process_RAP | Industrial | Industrial - WA | Existing | Process | Natural Gas | Other Process | RAP | bar: 2019 to 2042
Industrial_Industrial - WA_Existing_Miscellaneous_Natural Gas_Miscellaneous_RAP | Industrial | Industrial - WA | Existing | Miscellaneous | Natural Gas | Miscellaneous | RAP | bar: 2019 to 2042
Industrial_Industrial - WA_New_Space Heating_Natural Gas_Furnace_RAP | Industrial | Industrial - WA | New | Space Heating | Natural Gas | Furnace | RAP | bar: 2019 to 2042
Industrial_Industrial - WA_New_Space Heating_Natural Gas_Boiler_RAP | Industrial | Industrial - WA | New | Space Heating | Natural Gas | Boiler | RAP | bar: 2019 to 2042
Industrial_Industrial - WA_New_Space Heating_Natural Gas_Unit Heater_RAP | Industrial | Industrial - WA | New | Space Heating | Natural Gas | Unit Heater | RAP | bar: 2019 to 2042
Industrial_Industrial - WA_New_Process_Natural Gas_Process Boiler_RAP | Industrial | Industrial - WA | New | Process | Natural Gas | Process Boiler | RAP | bar: 2019 to 2042
Industrial_Industrial - WA_New_Process_Natural Gas_Process Heating_RAP | Industrial | Industrial - WA | New | Process | Natural Gas | Process Heating | RAP | bar: 2019 to 2042
Industrial_Industrial - WA_New_Process_Natural Gas_Process Cooling_RAP | Industrial | Industrial - WA | New | Process | Natural Gas | Process Cooling | RAP | bar: 2019 to 2042
Industrial_Industrial - WA_New_Process_Natural Gas_Other Process_RAP | Industrial | Industrial - WA | New | Process | Natural Gas | Other Process | RAP | bar: 2019 to 2042
Industrial_Industrial - WA_New_Miscellaneous_Natural Gas_Miscellaneous_RAP | Industrial | Industrial - WA | New | Miscellaneous | Natural Gas | Miscellaneous | RAP | bar: 2019 to 2042
Industrial_Industrial - ID_Existing_Space Heating_Natural Gas_Furnace_RAP | Industrial | Industrial - ID | Existing | Space Heating | Natural Gas | Furnace | RAP | bar: 2019 to 2042
Industrial_Industrial - ID_Existing_Space Heating_Natural Gas_Boiler_RAP | Industrial | Industrial - ID | Existing | Space Heating | Natural Gas | Boiler | RAP | bar: 2019 to 2042
Industrial_Industrial - ID_Existing_Space Heating_Natural Gas_Unit Heater_RAP | Industrial | Industrial - ID | Existing | Space Heating | Natural Gas | Unit Heater | RAP | bar: 2019 to 2042
Industrial_Industrial - ID_Existing_Process_Natural Gas_Process Boiler_RAP | Industrial | Industrial - ID | Existing | Process | Natural Gas | Process Boiler | RAP | bar: 2019 to 2042
Industrial_Industrial - ID_Existing_Process_Natural Gas_Process Heating_RAP | Industrial | Industrial - ID | Existing | Process | Natural Gas | Process Heating | RAP | bar: 2019 to 2042
Industrial_Industrial - ID_Existing_Process_Natural Gas_Process Cooling_RAP | Industrial | Industrial - ID | Existing | Process | Natural Gas | Process Cooling | RAP | bar: 2019 to 2042
Industrial_Industrial - ID_Existing_Process_Natural Gas_Other Process_RAP | Industrial | Industrial - ID | Existing | Process | Natural Gas | Other Process | RAP | bar: 2019 to 2042
Industrial_Industrial - ID_Existing_Miscellaneous_Natural Gas_Miscellaneous_RAP | Industrial | Industrial - ID | Existing | Miscellaneous | Natural Gas | Miscellaneous | RAP | bar: 2019 to 2042
Industrial_Industrial - ID_New_Space Heating_Natural Gas_Furnace_RAP | Industrial | Industrial - ID | New | Space Heating | Natural Gas | Furnace | RAP | bar: 2019 to 2042
Industrial_Industrial - ID_New_Space Heating_Natural Gas_Boiler_RAP | Industrial | Industrial - ID | New | Space Heating | Natural Gas | Boiler | RAP | bar: 2019 to 2042
Industrial_Industrial - ID_New_Space Heating_Natural Gas_Unit Heater_RAP | Industrial | Industrial - ID | New | Space Heating | Natural Gas | Unit Heater | RAP | bar: 2019 to 2042
Industrial_Industrial - ID_New_Process_Natural Gas_Process Boiler_RAP | Industrial | Industrial - ID | New | Process | Natural Gas | Process Boiler | RAP | bar: 2019 to 2042
Industrial_Industrial - ID_New_Process_Natural Gas_Process Heating_RAP | Industrial | Industrial - ID | New | Process | Natural Gas | Process Heating | RAP | bar: 2019 to 2042
Industrial_Industrial - ID_New_Process_Natural Gas_Process Cooling_RAP | Industrial | Industrial - ID | New | Process | Natural Gas | Process Cooling | RAP | bar: 2019 to 2042
Industrial_Industrial - ID_New_Process_Natural Gas_Other Process_RAP | Industrial | Industrial - ID | New | Process | Natural Gas | Other Process | RAP | bar: 2019 to 2042
Industrial_Industrial - ID_New_Miscellaneous_Natural Gas_Miscellaneous_RAP | Industrial | Industrial - ID | New | Miscellaneous | Natural Gas | Miscellaneous | RAP | bar: 2019 to 2042
Industrial_Industrial - WA_Existing_Space Heating_Natural Gas_Furnace_MAP | Industrial | Industrial - WA | Existing | Space Heating | Natural Gas | Furnace | MAP | bar: 2019 to 2042
Industrial_Industrial - WA_Existing_Space Heating_Natural Gas_Boiler_MAP | Industrial | Industrial - WA | Existing | Space Heating | Natural Gas | Boiler | MAP | bar: 2019 to 2042
Industrial_Industrial - WA_Existing_Space Heating_Natural Gas_Unit Heater_MAP | Industrial | Industrial - WA | Existing | Space Heating | Natural Gas | Unit Heater | MAP | bar: 2019 to 2042
Industrial_Industrial - WA_Existing_Process_Natural Gas_Process Boiler_MAP | Industrial | Industrial - WA | Existing | Process | Natural Gas | Process Boiler | MAP | bar: 2019 to 2042
Industrial_Industrial - WA_Existing_Process_Natural Gas_Process Heating_MAP | Industrial | Industrial - WA | Existing | Process | Natural Gas | Process Heating | MAP | bar: 2019 to 2042
Industrial_Industrial - WA_Existing_Process_Natural Gas_Process Cooling_MAP | Industrial | Industrial - WA | Existing | Process | Natural Gas | Process Cooling | MAP | bar: 2019 to 2042
Industrial_Industrial - WA_Existing_Process_Natural Gas_Other Process_MAP | Industrial | Industrial - WA | Existing | Process | Natural Gas | Other Process | MAP | bar: 2019 to 2042
Industrial_Industrial - WA_Existing_Miscellaneous_Natural Gas_Miscellaneous_MAP | Industrial | Industrial - WA | Existing | Miscellaneous | Natural Gas | Miscellaneous | MAP | bar: 2019 to 2042
Industrial_Industrial - WA_New_Space Heating_Natural Gas_Furnace_MAP | Industrial | Industrial - WA | New | Space Heating | Natural Gas | Furnace | MAP | bar: 2019 to 2042
Industrial_Industrial - WA_New_Space Heating_Natural Gas_Boiler_MAP | Industrial | Industrial - WA | New | Space Heating | Natural Gas | Boiler | MAP | bar: 2019 to 2042
Industrial_Industrial - WA_New_Space Heating_Natural Gas_Unit Heater_MAP | Industrial | Industrial - WA | New | Space Heating | Natural Gas | Unit Heater | MAP | bar: 2019 to 2042
Industrial_Industrial - WA_New_Process_Natural Gas_Process Boiler_MAP | Industrial | Industrial - WA | New | Process | Natural Gas | Process Boiler | MAP | bar: 2019 to 2042
Industrial_Industrial - WA_New_Process_Natural Gas_Process Heating_MAP | Industrial | Industrial - WA | New | Process | Natural Gas | Process Heating | MAP | bar: 2019 to 2042
Industrial_Industrial - WA_New_Process_Natural Gas_Process Cooling_MAP | Industrial | Industrial - WA | New | Process | Natural Gas | Process Cooling | MAP | bar: 2019 to 2042
Industrial_Industrial - WA_New_Process_Natural Gas_Other Process_MAP | Industrial | Industrial - WA | New | Process | Natural Gas | Other Process | MAP | bar: 2019 to 2042
Industrial_Industrial - WA_New_Miscellaneous_Natural Gas_Miscellaneous_MAP | Industrial | Industrial - WA | New | Miscellaneous | Natural Gas | Miscellaneous | MAP | bar: 2019 to 2042
Industrial_Industrial - ID_Existing_Space Heating_Natural Gas_Furnace_MAP | Industrial | Industrial - ID | Existing | Space Heating | Natural Gas | Furnace | MAP | bar: 2019 to 2042
Industrial_Industrial - ID_Existing_Space Heating_Natural Gas_Boiler_MAP | Industrial | Industrial - ID | Existing | Space Heating | Natural Gas | Boiler | MAP | bar: 2019 to 2042
Industrial_Industrial - ID_Existing_Space Heating_Natural Gas_Unit Heater_MAP | Industrial | Industrial - ID | Existing | Space Heating | Natural Gas | Unit Heater | MAP | bar: 2019 to 2042
Industrial_Industrial - ID_Existing_Process_Natural Gas_Process Boiler_MAP | Industrial | Industrial - ID | Existing | Process | Natural Gas | Process Boiler | MAP | bar: 2019 to 2042
Industrial_Industrial - ID_Existing_Process_Natural Gas_Process Heating_MAP | Industrial | Industrial - ID | Existing | Process | Natural Gas | Process Heating | MAP | bar: 2019 to 2042
Industrial_Industrial - ID_Existing_Process_Natural Gas_Process Cooling_MAP | Industrial | Industrial - ID | Existing | Process | Natural Gas | Process Cooling | MAP | bar: 2019 to 2042
Industrial_Industrial - ID_Existing_Process_Natural Gas_Other Process_MAP | Industrial | Industrial - ID | Existing | Process | Natural Gas | Other Process | MAP | bar: 2019 to 2042
Industrial_Industrial - ID_Existing_Miscellaneous_Natural Gas_Miscellaneous_MAP | Industrial | Industrial - ID | Existing | Miscellaneous | Natural Gas | Miscellaneous | MAP | bar: 2019 to 2042
Industrial_Industrial - ID_New_Space Heating_Natural Gas_Furnace_MAP | Industrial | Industrial - ID | New | Space Heating | Natural Gas | Furnace | MAP | bar: 2019 to 2042
Industrial_Industrial - ID_New_Space Heating_Natural Gas_Boiler_MAP | Industrial | Industrial - ID | New | Space Heating | Natural Gas | Boiler | MAP | bar: 2019 to 2042
Industrial_Industrial - ID_New_Space Heating_Natural Gas_Unit Heater_MAP | Industrial | Industrial - ID | New | Space Heating | Natural Gas | Unit Heater | MAP | bar: 2019 to 2042
Industrial_Industrial - ID_New_Process_Natural Gas_Process Boiler_MAP | Industrial | Industrial - ID | New | Process | Natural Gas | Process Boiler | MAP | bar: 2019 to 2042
Industrial_Industrial - ID_New_Process_Natural Gas_Process Heating_MAP | Industrial | Industrial - ID | New | Process | Natural Gas | Process Heating | MAP | bar: 2019 to 2042
Industrial_Industrial - ID_New_Process_Natural Gas_Process Cooling_MAP | Industrial | Industrial - ID | New | Process | Natural Gas | Process Cooling | MAP | bar: 2019 to 2042
Industrial_Industrial - ID_New_Process_Natural Gas_Other Process_MAP | Industrial | Industrial - ID | New | Process | Natural Gas | Other Process | MAP | bar: 2019 to 2042
Industrial_Industrial - ID_New_Miscellaneous_Natural Gas_Miscellaneous_MAP | Industrial | Industrial - ID | New | Miscellaneous | Natural Gas | Miscellaneous | MAP | bar: 2019 to 2042

## Program Costs
Key | Sector | Segment | Vintage | End Use | Fuel | Technology | Incentive Rate | Administrative Adder
Industrial_Industrial - WA_Existing_Space Heating_Natural Gas_Furnace | Industrial | Industrial - WA | Existing | Space Heating | Natural Gas | Furnace | 50% | 20%
Industrial_Industrial - WA_Existing_Space Heating_Natural Gas_Boiler | Industrial | Industrial - WA | Existing | Space Heating | Natural Gas | Boiler | 50% | 20%
Industrial_Industrial - WA_Existing_Space Heating_Natural Gas_Unit Heater | Industrial | Industrial - WA | Existing | Space Heating | Natural Gas | Unit Heater | 50% | 20%
Industrial_Industrial - WA_Existing_Process_Natural Gas_Process Boiler | Industrial | Industrial - WA | Existing | Process | Natural Gas | Process Boiler | 50% | 20%
Industrial_Industrial - WA_Existing_Process_Natural Gas_Process Heating | Industrial | Industrial - WA | Existing | Process | Natural Gas | Process Heating | 50% | 20%
Industrial_Industrial - WA_Existing_Process_Natural Gas_Process Cooling | Industrial | Industrial - WA | Existing | Process | Natural Gas | Process Cooling | 50% | 20%
Industrial_Industrial - WA_Existing_Process_Natural Gas_Other Process | Industrial | Industrial - WA | Existing | Process | Natural Gas | Other Process | 50% | 20%
Industrial_Industrial - WA_Existing_Miscellaneous_Natural Gas_Miscellaneous | Industrial | Industrial - WA | Existing | Miscellaneous | Natural Gas | Miscellaneous | 50% | 20%
Industrial_Industrial - WA_New_Space Heating_Natural Gas_Furnace | Industrial | Industrial - WA | New | Space Heating | Natural Gas | Furnace | 50% | 20%
Industrial_Industrial - WA_New_Space Heating_Natural Gas_Boiler | Industrial | Industrial - WA | New | Space Heating | Natural Gas | Boiler | 50% | 20%
Industrial_Industrial - WA_New_Space Heating_Natural Gas_Unit Heater | Industrial | Industrial - WA | New | Space Heating | Natural Gas | Unit Heater | 50% | 20%
Industrial_Industrial - WA_New_Process_Natural Gas_Process Boiler | Industrial | Industrial - WA | New | Process | Natural Gas | Process Boiler | 50% | 20%
Industrial_Industrial - WA_New_Process_Natural Gas_Process Heating | Industrial | Industrial - WA | New | Process | Natural Gas | Process Heating | 50% | 20%
Industrial_Industrial - WA_New_Process_Natural Gas_Process Cooling | Industrial | Industrial - WA | New | Process | Natural Gas | Process Cooling | 50% | 20%
Industrial_Industrial - WA_New_Process_Natural Gas_Other Process | Industrial | Industrial - WA | New | Process | Natural Gas | Other Process | 50% | 20%
Industrial_Industrial - WA_New_Miscellaneous_Natural Gas_Miscellaneous | Industrial | Industrial - WA | New | Miscellaneous | Natural Gas | Miscellaneous | 50% | 20%
Industrial_Industrial - ID_Existing_Space Heating_Natural Gas_Furnace | Industrial | Industrial - ID | Existing | Space Heating | Natural Gas | Furnace | 50% | 20%
Industrial_Industrial - ID_Existing_Space Heating_Natural Gas_Boiler | Industrial | Industrial - ID | Existing | Space Heating | Natural Gas | Boiler | 50% | 20%
Industrial_Industrial - ID_Existing_Space Heating_Natural Gas_Unit Heater | Industrial | Industrial - ID | Existing | Space Heating | Natural Gas | Unit Heater | 50% | 20%
Industrial_Industrial - ID_Existing_Process_Natural Gas_Process Boiler | Industrial | Industrial - ID | Existing | Process | Natural Gas | Process Boiler | 50% | 20%
Industrial_Industrial - ID_Existing_Process_Natural Gas_Process Heating | Industrial | Industrial - ID | Existing | Process | Natural Gas | Process Heating | 50% | 20%
Industrial_Industrial - ID_Existing_Process_Natural Gas_Process Cooling | Industrial | Industrial - ID | Existing | Process | Natural Gas | Process Cooling | 50% | 20%
Industrial_Industrial - ID_Existing_Process_Natural Gas_Other Process | Industrial | Industrial - ID | Existing | Process | Natural Gas | Other Process | 50% | 20%
Industrial_Industrial - ID_Existing_Miscellaneous_Natural Gas_Miscellaneous | Industrial | Industrial - ID | Existing | Miscellaneous | Natural Gas | Miscellaneous | 50% | 20%
Industrial_Industrial - ID_New_Space Heating_Natural Gas_Furnace | Industrial | Industrial - ID | New | Space Heating | Natural Gas | Furnace | 50% | 20%
Industrial_Industrial - ID_New_Space Heating_Natural Gas_Boiler | Industrial | Industrial - ID | New | Space Heating | Natural Gas | Boiler | 50% | 20%
Industrial_Industrial - ID_New_Space Heating_Natural Gas_Unit Heater | Industrial | Industrial - ID | New | Space Heating | Natural Gas | Unit Heater | 50% | 20%
Industrial_Industrial - ID_New_Process_Natural Gas_Process Boiler | Industrial | Industrial - ID | New | Process | Natural Gas | Process Boiler | 50% | 20%
Industrial_Industrial - ID_New_Process_Natural Gas_Process Heating | Industrial | Industrial - ID | New | Process | Natural Gas | Process Heating | 50% | 20%
Industrial_Industrial - ID_New_Process_Natural Gas_Process Cooling | Industrial | Industrial - ID | New | Process | Natural Gas | Process Cooling | 50% | 20%
Industrial_Industrial - ID_New_Process_Natural Gas_Other Process | Industrial | Industrial - ID | New | Process | Natural Gas | Other Process | 50% | 20%
Industrial_Industrial - ID_New_Miscellaneous_Natural Gas_Miscellaneous | Industrial | Industrial - ID | New | Miscellaneous | Natural Gas | Miscellaneous | 50% | 20%

## Building Systems (hidden)
Key | Sector | Segment | Vintage | System | Label | Conversion Cost | Applicability | Base Year Saturation | Growth Rate | First Year On Market | Last Year On Market | Use Logit Model | Allow Purchase Share Growth | Allow Purchase Share Decline

## System Data (hidden)
Key | Sector | Segment | Vintage | System | Label | Component | System Enduse | System Fuel | System Technology | Enduse Required

## Sys Program Costs (hidden)
Key | Sector | Segment | Vintage | System | Label | Incentive Rate | Administrative Adder

## System Potential Factors (hidden)
Key | Sector | Segment | System | Label | Type | 2013 | 2014 | 2015 | 2016 | 2017 | 2018 | 2019 | 2020 | 2021 | 2022 | 2023 | 2024 | 2025 | 2026 | 2027 | 2028 | 2029 | 2030 | 2031 | 2032 | 2033 | 2034 | 2035

## System Purchase Shares (hidden)
Key | Sector | Segment | Vintage | System | Label | Potential | 2013 | 2014 | 2015 | 2016 | 2017 | 2018 | 2019 | 2020 | 2021 | 2022 | 2023 | 2024 | 2025 | 2026 | 2027 | 2028 | 2029 | 2030 | 2031 | 2032 | 2033 | 2034 | 2035
Note on H1: kwalter: Must input base year shares

## Special Market Def
Market | End Use | Fuel | Technology
All | Space Heating | Natural Gas | *
All | Process | Natural Gas | *
All | Miscellaneous | Natural Gas | *
Market | Space Heating | Natural Gas | *
Market | Process | Natural Gas | *
Market | Miscellaneous | Natural Gas | *
Method
1. Define special markets on this tab. Listing individual technologies is only necessary when not all are included
2. For each sector/segment/vintage:
2a. VBA parses each Special market line and builds an array of references to the baseline technologies that are appropriate
2b. VBA steps through the defined array and adds together all technologies in the list using the Engine tab as a worksheet tracking the running total.
3. VBA checks to see if this is a "Market" special market and overrides the Units with the market size if needed
4. Output to special markets tab

## Sheet2 (hidden)
Field | Sector | Market | Segment | Vintage | End Use | Fuel
F1 | Residential | All | Single Family - Elec | Existing | Cooling | Electric
F2 | Residential | All | Single Family - Elec | Existing | Cooling | Electric
F3 | Residential | All | Single Family - Elec | Existing | Cooling | Electric
F4 | Residential | All | Single Family - Elec | Existing | Cooling | Electric
F1 | Residential | All | Single Family - Elec | Existing | Space Heating | Electric
F2 | Residential | All | Single Family - Elec | Existing | Space Heating | Electric
F3 | Residential | All | Single Family - Elec | Existing | Space Heating | Electric
F4 | Residential | All | Single Family - Elec | Existing | Space Heating | Electric
F1 | Residential | All | Single Family - Elec | Existing | Water Heating | Electric
F2 | Residential | All | Single Family - Elec | Existing | Water Heating | Electric
F3 | Residential | All | Single Family - Elec | Existing | Water Heating | Electric
F4 | Residential | All | Single Family - Elec | Existing | Water Heating | Electric
F1 | Residential | All | Single Family - Elec | Existing | Interior Lighting | Electric
F2 | Residential | All | Single Family - Elec | Existing | Interior Lighting | Electric
F3 | Residential | All | Single Family - Elec | Existing | Interior Lighting | Electric
F4 | Residential | All | Single Family - Elec | Existing | Interior Lighting | Electric
F1 | Residential | All | Single Family - Elec | Existing | Exterior Lighting | Electric
F2 | Residential | All | Single Family - Elec | Existing | Exterior Lighting | Electric
F3 | Residential | All | Single Family - Elec | Existing | Exterior Lighting | Electric
F4 | Residential | All | Single Family - Elec | Existing | Exterior Lighting | Electric
F1 | Residential | All | Single Family - Elec | Existing | Appliances | Electric
F2 | Residential | All | Single Family - Elec | Existing | Appliances | Electric
F3 | Residential | All | Single Family - Elec | Existing | Appliances | Electric
F4 | Residential | All | Single Family - Elec | Existing | Appliances | Electric
F1 | Residential | All | Single Family - Elec | Existing | Electronics | Electric
F2 | Residential | All | Single Family - Elec | Existing | Electronics | Electric
F3 | Residential | All | Single Family - Elec | Existing | Electronics | Electric
F4 | Residential | All | Single Family - Elec | Existing | Electronics | Electric
F1 | Residential | All | Single Family - Elec | Existing | Miscellaneous | Electric
F2 | Residential | All | Single Family - Elec | Existing | Miscellaneous | Electric
F3 | Residential | All | Single Family - Elec | Existing | Miscellaneous | Electric
F4 | Residential | All | Single Family - Elec | Existing | Miscellaneous | Electric
F1 | Residential | All | Single Family - Elec | Existing | Generation | Electric
F2 | Residential | All | Single Family - Elec | Existing | Generation | Electric
F3 | Residential | All | Single Family - Elec | Existing | Generation | Electric
F4 | Residential | All | Single Family - Elec | Existing | Generation | Electric
F1 | Residential | All | Single Family - Elec | Existing | Space Heating | Natural Gas
F2 | Residential | All | Single Family - Elec | Existing | Space Heating | Natural Gas
F3 | Residential | All | Single Family - Elec | Existing | Space Heating | Natural Gas
F4 | Residential | All | Single Family - Elec | Existing | Space Heating | Natural Gas
F1 | Residential | All | Single Family - Elec | Existing | Water Heating | Natural Gas
F2 | Residential | All | Single Family - Elec | Existing | Water Heating | Natural Gas
F3 | Residential | All | Single Family - Elec | Existing | Water Heating | Natural Gas
F4 | Residential | All | Single Family - Elec | Existing | Water Heating | Natural Gas
F1 | Residential | All | Single Family - Elec | Existing | Appliances | Natural Gas
F2 | Residential | All | Single Family - Elec | Existing | Appliances | Natural Gas
F3 | Residential | All | Single Family - Elec | Existing | Appliances | Natural Gas
F4 | Residential | All | Single Family - Elec | Existing | Appliances | Natural Gas
F1 | Residential | All | Single Family - Elec | Existing | Miscellaneous | Natural Gas
F2 | Residential | All | Single Family - Elec | Existing | Miscellaneous | Natural Gas
F3 | Residential | All | Single Family - Elec | Existing | Miscellaneous | Natural Gas
F4 | Residential | All | Single Family - Elec | Existing | Miscellaneous | Natural Gas
F1 | Residential | Market | Single Family - Elec | Existing | Cooling | Electric
F2 | Residential | Market | Single Family - Elec | Existing | Cooling | Electric
F3 | Residential | Market | Single Family - Elec | Existing | Cooling | Electric
F4 | Residential | Market | Single Family - Elec | Existing | Cooling | Electric
F1 | Residential | Market | Single Family - Elec | Existing | Space Heating | Electric
F2 | Residential | Market | Single Family - Elec | Existing | Space Heating | Electric
F3 | Residential | Market | Single Family - Elec | Existing | Space Heating | Electric
F4 | Residential | Market | Single Family - Elec | Existing | Space Heating | Electric
F1 | Residential | Market | Single Family - Elec | Existing | Water Heating | Electric
F2 | Residential | Market | Single Family - Elec | Existing | Water Heating | Electric
F3 | Residential | Market | Single Family - Elec | Existing | Water Heating | Electric
F4 | Residential | Market | Single Family - Elec | Existing | Water Heating | Electric
F1 | Residential | Market | Single Family - Elec | Existing | Interior Lighting | Electric
F2 | Residential | Market | Single Family - Elec | Existing | Interior Lighting | Electric
F3 | Residential | Market | Single Family - Elec | Existing | Interior Lighting | Electric
F4 | Residential | Market | Single Family - Elec | Existing | Interior Lighting | Electric
F1 | Residential | Market | Single Family - Elec | Existing | Exterior Lighting | Electric
F2 | Residential | Market | Single Family - Elec | Existing | Exterior Lighting | Electric
F3 | Residential | Market | Single Family - Elec | Existing | Exterior Lighting | Electric
F4 | Residential | Market | Single Family - Elec | Existing | Exterior Lighting | Electric
F1 | Residential | Market | Single Family - Elec | Existing | Appliances | Electric
F2 | Residential | Market | Single Family - Elec | Existing | Appliances | Electric
F3 | Residential | Market | Single Family - Elec | Existing | Appliances | Electric
F4 | Residential | Market | Single Family - Elec | Existing | Appliances | Electric
F1 | Residential | Market | Single Family - Elec | Existing | Electronics | Electric
F2 | Residential | Market | Single Family - Elec | Existing | Electronics | Electric
F3 | Residential | Market | Single Family - Elec | Existing | Electronics | Electric
F4 | Residential | Market | Single Family - Elec | Existing | Electronics | Electric
F1 | Residential | Market | Single Family - Elec | Existing | Miscellaneous | Electric
F2 | Residential | Market | Single Family - Elec | Existing | Miscellaneous | Electric
F3 | Residential | Market | Single Family - Elec | Existing | Miscellaneous | Electric
F4 | Residential | Market | Single Family - Elec | Existing | Miscellaneous | Electric
F1 | Residential | Market | Single Family - Elec | Existing | Generation | Electric
F2 | Residential | Market | Single Family - Elec | Existing | Generation | Electric
F3 | Residential | Market | Single Family - Elec | Existing | Generation | Electric
F4 | Residential | Market | Single Family - Elec | Existing | Generation | Electric
F1 | Residential | Market | Single Family - Elec | Existing | Space Heating | Natural Gas
F2 | Residential | Market | Single Family - Elec | Existing | Space Heating | Natural Gas
F3 | Residential | Market | Single Family - Elec | Existing | Space Heating | Natural Gas
F4 | Residential | Market | Single Family - Elec | Existing | Space Heating | Natural Gas
F1 | Residential | Market | Single Family - Elec | Existing | Water Heating | Natural Gas
F2 | Residential | Market | Single Family - Elec | Existing | Water Heating | Natural Gas
F3 | Residential | Market | Single Family - Elec | Existing | Water Heating | Natural Gas
F4 | Residential | Market | Single Family - Elec | Existing | Water Heating | Natural Gas
F1 | Residential | Market | Single Family - Elec | Existing | Appliances | Natural Gas
F2 | Residential | Market | Single Family - Elec | Existing | Appliances | Natural Gas
F3 | Residential | Market | Single Family - Elec | Existing | Appliances | Natural Gas
F4 | Residential | Market | Single Family - Elec | Existing | Appliances | Natural Gas
F1 | Residential | Market | Single Family - Elec | Existing | Miscellaneous | Natural Gas
F2 | Residential | Market | Single Family - Elec | Existing | Miscellaneous | Natural Gas
F3 | Residential | Market | Single Family - Elec | Existing | Miscellaneous | Natural Gas
F4 | Residential | Market | Single Family - Elec | Existing | Miscellaneous | Natural Gas
F1 | Residential | Central System | Single Family - Elec | Existing | Cooling | Electric
F2 | Residential | Central System | Single Family - Elec | Existing | Cooling | Electric
F3 | Residential | Central System | Single Family - Elec | Existing | Cooling | Electric
F4 | Residential | Central System | Single Family - Elec | Existing | Cooling | Electric
F1 | Residential | Central System | Single Family - Elec | Existing | Space Heating | Electric
F2 | Residential | Central System | Single Family - Elec | Existing | Space Heating | Electric
F3 | Residential | Central System | Single Family - Elec | Existing | Space Heating | Electric
F4 | Residential | Central System | Single Family - Elec | Existing | Space Heating | Electric
F1 | Residential | Central System | Single Family - Elec | Existing | Space Heating | Natural Gas
F2 | Residential | Central System | Single Family - Elec | Existing | Space Heating | Natural Gas
F3 | Residential | Central System | Single Family - Elec | Existing | Space Heating | Natural Gas
F4 | Residential | Central System | Single Family - Elec | Existing | Space Heating | Natural Gas
F1 | Residential | Resistance | Single Family - Elec | Existing | Cooling | Electric
F2 | Residential | Resistance | Single Family - Elec | Existing | Cooling | Electric
F3 | Residential | Resistance | Single Family - Elec | Existing | Cooling | Electric
F4 | Residential | Resistance | Single Family - Elec | Existing | Cooling | Electric
F1 | Residential | Resistance | Single Family - Elec | Existing | Space Heating | Electric
F2 | Residential | Resistance | Single Family - Elec | Existing | Space Heating | Electric
F3 | Residential | Resistance | Single Family - Elec | Existing | Space Heating | Electric
F4 | Residential | Resistance | Single Family - Elec | Existing | Space Heating | Electric
F1 | Residential | Heat Pump | Single Family - Elec | Existing | Cooling | Electric
F2 | Residential | Heat Pump | Single Family - Elec | Existing | Cooling | Electric
F3 | Residential | Heat Pump | Single Family - Elec | Existing | Cooling | Electric
F4 | Residential | Heat Pump | Single Family - Elec | Existing | Cooling | Electric
F1 | Residential | Heat Pump | Single Family - Elec | Existing | Space Heating | Electric
F2 | Residential | Heat Pump | Single Family - Elec | Existing | Space Heating | Electric
F3 | Residential | Heat Pump | Single Family - Elec | Existing | Space Heating | Electric
F4 | Residential | Heat Pump | Single Family - Elec | Existing | Space Heating | Electric
F1 | Residential | All | Single Family - Elec | New | Cooling | Electric
F2 | Residential | All | Single Family - Elec | New | Cooling | Electric
F3 | Residential | All | Single Family - Elec | New | Cooling | Electric
F4 | Residential | All | Single Family - Elec | New | Cooling | Electric
F1 | Residential | All | Single Family - Elec | New | Space Heating | Electric
F2 | Residential | All | Single Family - Elec | New | Space Heating | Electric
F3 | Residential | All | Single Family - Elec | New | Space Heating | Electric
F4 | Residential | All | Single Family - Elec | New | Space Heating | Electric
F1 | Residential | All | Single Family - Elec | New | Water Heating | Electric
F2 | Residential | All | Single Family - Elec | New | Water Heating | Electric
F3 | Residential | All | Single Family - Elec | New | Water Heating | Electric
F4 | Residential | All | Single Family - Elec | New | Water Heating | Electric
F1 | Residential | All | Single Family - Elec | New | Interior Lighting | Electric
F2 | Residential | All | Single Family - Elec | New | Interior Lighting | Electric
F3 | Residential | All | Single Family - Elec | New | Interior Lighting | Electric
F4 | Residential | All | Single Family - Elec | New | Interior Lighting | Electric
F1 | Residential | All | Single Family - Elec | New | Exterior Lighting | Electric
F2 | Residential | All | Single Family - Elec | New | Exterior Lighting | Electric
F3 | Residential | All | Single Family - Elec | New | Exterior Lighting | Electric
F4 | Residential | All | Single Family - Elec | New | Exterior Lighting | Electric
F1 | Residential | All | Single Family - Elec | New | Appliances | Electric
F2 | Residential | All | Single Family - Elec | New | Appliances | Electric
F3 | Residential | All | Single Family - Elec | New | Appliances | Electric
F4 | Residential | All | Single Family - Elec | New | Appliances | Electric
F1 | Residential | All | Single Family - Elec | New | Electronics | Electric
F2 | Residential | All | Single Family - Elec | New | Electronics | Electric
F3 | Residential | All | Single Family - Elec | New | Electronics | Electric
F4 | Residential | All | Single Family - Elec | New | Electronics | Electric
F1 | Residential | All | Single Family - Elec | New | Miscellaneous | Electric
F2 | Residential | All | Single Family - Elec | New | Miscellaneous | Electric
F3 | Residential | All | Single Family - Elec | New | Miscellaneous | Electric
F4 | Residential | All | Single Family - Elec | New | Miscellaneous | Electric
F1 | Residential | All | Single Family - Elec | New | Generation | Electric
F2 | Residential | All | Single Family - Elec | New | Generation | Electric
F3 | Residential | All | Single Family - Elec | New | Generation | Electric
F4 | Residential | All | Single Family - Elec | New | Generation | Electric
F1 | Residential | All | Single Family - Elec | New | Space Heating | Natural Gas
F2 | Residential | All | Single Family - Elec | New | Space Heating | Natural Gas
F3 | Residential | All | Single Family - Elec | New | Space Heating | Natural Gas
F4 | Residential | All | Single Family - Elec | New | Space Heating | Natural Gas
F1 | Residential | All | Single Family - Elec | New | Water Heating | Natural Gas
F2 | Residential | All | Single Family - Elec | New | Water Heating | Natural Gas
F3 | Residential | All | Single Family - Elec | New | Water Heating | Natural Gas
F4 | Residential | All | Single Family - Elec | New | Water Heating | Natural Gas
F1 | Residential | All | Single Family - Elec | New | Appliances | Natural Gas
F2 | Residential | All | Single Family - Elec | New | Appliances | Natural Gas
F3 | Residential | All | Single Family - Elec | New | Appliances | Natural Gas
F4 | Residential | All | Single Family - Elec | New | Appliances | Natural Gas
F1 | Residential | All | Single Family - Elec | New | Miscellaneous | Natural Gas
F2 | Residential | All | Single Family - Elec | New | Miscellaneous | Natural Gas
F3 | Residential | All | Single Family - Elec | New | Miscellaneous | Natural Gas
F4 | Residential | All | Single Family - Elec | New | Miscellaneous | Natural Gas
F1 | Residential | Market | Single Family - Elec | New | Cooling | Electric
F2 | Residential | Market | Single Family - Elec | New | Cooling | Electric
F3 | Residential | Market | Single Family - Elec | New | Cooling | Electric
F4 | Residential | Market | Single Family - Elec | New | Cooling | Electric
F1 | Residential | Market | Single Family - Elec | New | Space Heating | Electric
F2 | Residential | Market | Single Family - Elec | New | Space Heating | Electric
F3 | Residential | Market | Single Family - Elec | New | Space Heating | Electric
F4 | Residential | Market | Single Family - Elec | New | Space Heating | Electric
F1 | Residential | Market | Single Family - Elec | New | Water Heating | Electric
F2 | Residential | Market | Single Family - Elec | New | Water Heating | Electric
F3 | Residential | Market | Single Family - Elec | New | Water Heating | Electric
F4 | Residential | Market | Single Family - Elec | New | Water Heating | Electric
F1 | Residential | Market | Single Family - Elec | New | Interior Lighting | Electric
F2 | Residential | Market | Single Family - Elec | New | Interior Lighting | Electric
F3 | Residential | Market | Single Family - Elec | New | Interior Lighting | Electric
F4 | Residential | Market | Single Family - Elec | New | Interior Lighting | Electric
F1 | Residential | Market | Single Family - Elec | New | Exterior Lighting | Electric
F2 | Residential | Market | Single Family - Elec | New | Exterior Lighting | Electric
F3 | Residential | Market | Single Family - Elec | New | Exterior Lighting | Electric
F4 | Residential | Market | Single Family - Elec | New | Exterior Lighting | Electric
F1 | Residential | Market | Single Family - Elec | New | Appliances | Electric
F2 | Residential | Market | Single Family - Elec | New | Appliances | Electric
F3 | Residential | Market | Single Family - Elec | New | Appliances | Electric
F4 | Residential | Market | Single Family - Elec | New | Appliances | Electric
F1 | Residential | Market | Single Family - Elec | New | Electronics | Electric
F2 | Residential | Market | Single Family - Elec | New | Electronics | Electric
F3 | Residential | Market | Single Family - Elec | New | Electronics | Electric
F4 | Residential | Market | Single Family - Elec | New | Electronics | Electric
F1 | Residential | Market | Single Family - Elec | New | Miscellaneous | Electric
F2 | Residential | Market | Single Family - Elec | New | Miscellaneous | Electric
F3 | Residential | Market | Single Family - Elec | New | Miscellaneous | Electric
F4 | Residential | Market | Single Family - Elec | New | Miscellaneous | Electric
F1 | Residential | Market | Single Family - Elec | New | Generation | Electric
F2 | Residential | Market | Single Family - Elec | New | Generation | Electric
F3 | Residential | Market | Single Family - Elec | New | Generation | Electric
F4 | Residential | Market | Single Family - Elec | New | Generation | Electric
F1 | Residential | Market | Single Family - Elec | New | Space Heating | Natural Gas
F2 | Residential | Market | Single Family - Elec | New | Space Heating | Natural Gas
F3 | Residential | Market | Single Family - Elec | New | Space Heating | Natural Gas
F4 | Residential | Market | Single Family - Elec | New | Space Heating | Natural Gas
F1 | Residential | Market | Single Family - Elec | New | Water Heating | Natural Gas
F2 | Residential | Market | Single Family - Elec | New | Water Heating | Natural Gas
F3 | Residential | Market | Single Family - Elec | New | Water Heating | Natural Gas
F4 | Residential | Market | Single Family - Elec | New | Water Heating | Natural Gas
F1 | Residential | Market | Single Family - Elec | New | Appliances | Natural Gas
F2 | Residential | Market | Single Family - Elec | New | Appliances | Natural Gas
F3 | Residential | Market | Single Family - Elec | New | Appliances | Natural Gas
F4 | Residential | Market | Single Family - Elec | New | Appliances | Natural Gas
F1 | Residential | Market | Single Family - Elec | New | Miscellaneous | Natural Gas
F2 | Residential | Market | Single Family - Elec | New | Miscellaneous | Natural Gas
F3 | Residential | Market | Single Family - Elec | New | Miscellaneous | Natural Gas
F4 | Residential | Market | Single Family - Elec | New | Miscellaneous | Natural Gas
F1 | Residential | Central System | Single Family - Elec | New | Cooling | Electric
F2 | Residential | Central System | Single Family - Elec | New | Cooling | Electric
F3 | Residential | Central System | Single Family - Elec | New | Cooling | Electric
F4 | Residential | Central System | Single Family - Elec | New | Cooling | Electric
F1 | Residential | Central System | Single Family - Elec | New | Space Heating | Electric
F2 | Residential | Central System | Single Family - Elec | New | Space Heating | Electric
F3 | Residential | Central System | Single Family - Elec | New | Space Heating | Electric
F4 | Residential | Central System | Single Family - Elec | New | Space Heating | Electric
F1 | Residential | Central System | Single Family - Elec | New | Space Heating | Natural Gas
F2 | Residential | Central System | Single Family - Elec | New | Space Heating | Natural Gas
F3 | Residential | Central System | Single Family - Elec | New | Space Heating | Natural Gas
F4 | Residential | Central System | Single Family - Elec | New | Space Heating | Natural Gas
F1 | Residential | Resistance | Single Family - Elec | New | Cooling | Electric
F2 | Residential | Resistance | Single Family - Elec | New | Cooling | Electric
F3 | Residential | Resistance | Single Family - Elec | New | Cooling | Electric
F4 | Residential | Resistance | Single Family - Elec | New | Cooling | Electric
F1 | Residential | Resistance | Single Family - Elec | New | Space Heating | Electric
F2 | Residential | Resistance | Single Family - Elec | New | Space Heating | Electric
F3 | Residential | Resistance | Single Family - Elec | New | Space Heating | Electric
F4 | Residential | Resistance | Single Family - Elec | New | Space Heating | Electric
F1 | Residential | Heat Pump | Single Family - Elec | New | Cooling | Electric
F2 | Residential | Heat Pump | Single Family - Elec | New | Cooling | Electric
F3 | Residential | Heat Pump | Single Family - Elec | New | Cooling | Electric
F4 | Residential | Heat Pump | Single Family - Elec | New | Cooling | Electric
F1 | Residential | Heat Pump | Single Family - Elec | New | Space Heating | Electric
F2 | Residential | Heat Pump | Single Family - Elec | New | Space Heating | Electric
F3 | Residential | Heat Pump | Single Family - Elec | New | Space Heating | Electric
F4 | Residential | Heat Pump | Single Family - Elec | New | Space Heating | Electric
F1 | Residential | All | Single Family - LI - Elec | Existing | Cooling | Electric
F2 | Residential | All | Single Family - LI - Elec | Existing | Cooling | Electric
F3 | Residential | All | Single Family - LI - Elec | Existing | Cooling | Electric
F4 | Residential | All | Single Family - LI - Elec | Existing | Cooling | Electric
F1 | Residential | All | Single Family - LI - Elec | Existing | Space Heating | Electric
F2 | Residential | All | Single Family - LI - Elec | Existing | Space Heating | Electric
F3 | Residential | All | Single Family - LI - Elec | Existing | Space Heating | Electric
F4 | Residential | All | Single Family - LI - Elec | Existing | Space Heating | Electric
F1 | Residential | All | Single Family - LI - Elec | Existing | Water Heating | Electric
F2 | Residential | All | Single Family - LI - Elec | Existing | Water Heating | Electric
F3 | Residential | All | Single Family - LI - Elec | Existing | Water Heating | Electric
F4 | Residential | All | Single Family - LI - Elec | Existing | Water Heating | Electric
F1 | Residential | All | Single Family - LI - Elec | Existing | Interior Lighting | Electric
F2 | Residential | All | Single Family - LI - Elec | Existing | Interior Lighting | Electric
F3 | Residential | All | Single Family - LI - Elec | Existing | Interior Lighting | Electric
F4 | Residential | All | Single Family - LI - Elec | Existing | Interior Lighting | Electric
F1 | Residential | All | Single Family - LI - Elec | Existing | Exterior Lighting | Electric
F2 | Residential | All | Single Family - LI - Elec | Existing | Exterior Lighting | Electric
F3 | Residential | All | Single Family - LI - Elec | Existing | Exterior Lighting | Electric
F4 | Residential | All | Single Family - LI - Elec | Existing | Exterior Lighting | Electric
F1 | Residential | All | Single Family - LI - Elec | Existing | Appliances | Electric
F2 | Residential | All | Single Family - LI - Elec | Existing | Appliances | Electric
F3 | Residential | All | Single Family - LI - Elec | Existing | Appliances | Electric
F4 | Residential | All | Single Family - LI - Elec | Existing | Appliances | Electric
F1 | Residential | All | Single Family - LI - Elec | Existing | Electronics | Electric
F2 | Residential | All | Single Family - LI - Elec | Existing | Electronics | Electric
F3 | Residential | All | Single Family - LI - Elec | Existing | Electronics | Electric
F4 | Residential | All | Single Family - LI - Elec | Existing | Electronics | Electric
F1 | Residential | All | Single Family - LI - Elec | Existing | Miscellaneous | Electric
F2 | Residential | All | Single Family - LI - Elec | Existing | Miscellaneous | Electric
F3 | Residential | All | Single Family - LI - Elec | Existing | Miscellaneous | Electric
F4 | Residential | All | Single Family - LI - Elec | Existing | Miscellaneous | Electric
F1 | Residential | All | Single Family - LI - Elec | Existing | Generation | Electric
F2 | Residential | All | Single Family - LI - Elec | Existing | Generation | Electric
F3 | Residential | All | Single Family - LI - Elec | Existing | Generation | Electric
F4 | Residential | All | Single Family - LI - Elec | Existing | Generation | Electric
F1 | Residential | All | Single Family - LI - Elec | Existing | Space Heating | Natural Gas
F2 | Residential | All | Single Family - LI - Elec | Existing | Space Heating | Natural Gas
F3 | Residential | All | Single Family - LI - Elec | Existing | Space Heating | Natural Gas
F4 | Residential | All | Single Family - LI - Elec | Existing | Space Heating | Natural Gas
F1 | Residential | All | Single Family - LI - Elec | Existing | Water Heating | Natural Gas
F2 | Residential | All | Single Family - LI - Elec | Existing | Water Heating | Natural Gas
F3 | Residential | All | Single Family - LI - Elec | Existing | Water Heating | Natural Gas
F4 | Residential | All | Single Family - LI - Elec | Existing | Water Heating | Natural Gas
F1 | Residential | All | Single Family - LI - Elec | Existing | Appliances | Natural Gas
F2 | Residential | All | Single Family - LI - Elec | Existing | Appliances | Natural Gas
F3 | Residential | All | Single Family - LI - Elec | Existing | Appliances | Natural Gas
F4 | Residential | All | Single Family - LI - Elec | Existing | Appliances | Natural Gas
F1 | Residential | All | Single Family - LI - Elec | Existing | Miscellaneous | Natural Gas
F2 | Residential | All | Single Family - LI - Elec | Existing | Miscellaneous | Natural Gas
F3 | Residential | All | Single Family - LI - Elec | Existing | Miscellaneous | Natural Gas
F4 | Residential | All | Single Family - LI - Elec | Existing | Miscellaneous | Natural Gas
F1 | Residential | Market | Single Family - LI - Elec | Existing | Cooling | Electric
F2 | Residential | Market | Single Family - LI - Elec | Existing | Cooling | Electric
F3 | Residential | Market | Single Family - LI - Elec | Existing | Cooling | Electric
F4 | Residential | Market | Single Family - LI - Elec | Existing | Cooling | Electric
F1 | Residential | Market | Single Family - LI - Elec | Existing | Space Heating | Electric
F2 | Residential | Market | Single Family - LI - Elec | Existing | Space Heating | Electric
F3 | Residential | Market | Single Family - LI - Elec | Existing | Space Heating | Electric
F4 | Residential | Market | Single Family - LI - Elec | Existing | Space Heating | Electric
F1 | Residential | Market | Single Family - LI - Elec | Existing | Water Heating | Electric
F2 | Residential | Market | Single Family - LI - Elec | Existing | Water Heating | Electric
F3 | Residential | Market | Single Family - LI - Elec | Existing | Water Heating | Electric
F4 | Residential | Market | Single Family - LI - Elec | Existing | Water Heating | Electric
F1 | Residential | Market | Single Family - LI - Elec | Existing | Interior Lighting | Electric
F2 | Residential | Market | Single Family - LI - Elec | Existing | Interior Lighting | Electric
F3 | Residential | Market | Single Family - LI - Elec | Existing | Interior Lighting | Electric
F4 | Residential | Market | Single Family - LI - Elec | Existing | Interior Lighting | Electric
F1 | Residential | Market | Single Family - LI - Elec | Existing | Exterior Lighting | Electric
F2 | Residential | Market | Single Family - LI - Elec | Existing | Exterior Lighting | Electric
F3 | Residential | Market | Single Family - LI - Elec | Existing | Exterior Lighting | Electric
F4 | Residential | Market | Single Family - LI - Elec | Existing | Exterior Lighting | Electric
F1 | Residential | Market | Single Family - LI - Elec | Existing | Appliances | Electric
F2 | Residential | Market | Single Family - LI - Elec | Existing | Appliances | Electric
F3 | Residential | Market | Single Family - LI - Elec | Existing | Appliances | Electric
F4 | Residential | Market | Single Family - LI - Elec | Existing | Appliances | Electric
F1 | Residential | Market | Single Family - LI - Elec | Existing | Electronics | Electric
F2 | Residential | Market | Single Family - LI - Elec | Existing | Electronics | Electric
F3 | Residential | Market | Single Family - LI - Elec | Existing | Electronics | Electric
F4 | Residential | Market | Single Family - LI - Elec | Existing | Electronics | Electric
F1 | Residential | Market | Single Family - LI - Elec | Existing | Miscellaneous | Electric
F2 | Residential | Market | Single Family - LI - Elec | Existing | Miscellaneous | Electric
F3 | Residential | Market | Single Family - LI - Elec | Existing | Miscellaneous | Electric
F4 | Residential | Market | Single Family - LI - Elec | Existing | Miscellaneous | Electric
F1 | Residential | Market | Single Family - LI - Elec | Existing | Generation | Electric
F2 | Residential | Market | Single Family - LI - Elec | Existing | Generation | Electric
F3 | Residential | Market | Single Family - LI - Elec | Existing | Generation | Electric
F4 | Residential | Market | Single Family - LI - Elec | Existing | Generation | Electric
F1 | Residential | Market | Single Family - LI - Elec | Existing | Space Heating | Natural Gas
F2 | Residential | Market | Single Family - LI - Elec | Existing | Space Heating | Natural Gas
F3 | Residential | Market | Single Family - LI - Elec | Existing | Space Heating | Natural Gas
F4 | Residential | Market | Single Family - LI - Elec | Existing | Space Heating | Natural Gas
F1 | Residential | Market | Single Family - LI - Elec | Existing | Water Heating | Natural Gas
F2 | Residential | Market | Single Family - LI - Elec | Existing | Water Heating | Natural Gas
F3 | Residential | Market | Single Family - LI - Elec | Existing | Water Heating | Natural Gas
F4 | Residential | Market | Single Family - LI - Elec | Existing | Water Heating | Natural Gas
F1 | Residential | Market | Single Family - LI - Elec | Existing | Appliances | Natural Gas
F2 | Residential | Market | Single Family - LI - Elec | Existing | Appliances | Natural Gas
F3 | Residential | Market | Single Family - LI - Elec | Existing | Appliances | Natural Gas
F4 | Residential | Market | Single Family - LI - Elec | Existing | Appliances | Natural Gas
F1 | Residential | Market | Single Family - LI - Elec | Existing | Miscellaneous | Natural Gas
F2 | Residential | Market | Single Family - LI - Elec | Existing | Miscellaneous | Natural Gas
F3 | Residential | Market | Single Family - LI - Elec | Existing | Miscellaneous | Natural Gas
F4 | Residential | Market | Single Family - LI - Elec | Existing | Miscellaneous | Natural Gas
F1 | Residential | Central System | Single Family - LI - Elec | Existing | Cooling | Electric
F2 | Residential | Central System | Single Family - LI - Elec | Existing | Cooling | Electric
F3 | Residential | Central System | Single Family - LI - Elec | Existing | Cooling | Electric
F4 | Residential | Central System | Single Family - LI - Elec | Existing | Cooling | Electric
F1 | Residential | Central System | Single Family - LI - Elec | Existing | Space Heating | Electric
F2 | Residential | Central System | Single Family - LI - Elec | Existing | Space Heating | Electric
F3 | Residential | Central System | Single Family - LI - Elec | Existing | Space Heating | Electric
F4 | Residential | Central System | Single Family - LI - Elec | Existing | Space Heating | Electric
F1 | Residential | Central System | Single Family - LI - Elec | Existing | Space Heating | Natural Gas
F2 | Residential | Central System | Single Family - LI - Elec | Existing | Space Heating | Natural Gas
F3 | Residential | Central System | Single Family - LI - Elec | Existing | Space Heating | Natural Gas
F4 | Residential | Central System | Single Family - LI - Elec | Existing | Space Heating | Natural Gas
F1 | Residential | Resistance | Single Family - LI - Elec | Existing | Cooling | Electric
F2 | Residential | Resistance | Single Family - LI - Elec | Existing | Cooling | Electric
F3 | Residential | Resistance | Single Family - LI - Elec | Existing | Cooling | Electric
F4 | Residential | Resistance | Single Family - LI - Elec | Existing | Cooling | Electric
F1 | Residential | Resistance | Single Family - LI - Elec | Existing | Space Heating | Electric
F2 | Residential | Resistance | Single Family - LI - Elec | Existing | Space Heating | Electric
F3 | Residential | Resistance | Single Family - LI - Elec | Existing | Space Heating | Electric
F4 | Residential | Resistance | Single Family - LI - Elec | Existing | Space Heating | Electric
F1 | Residential | Heat Pump | Single Family - LI - Elec | Existing | Cooling | Electric
F2 | Residential | Heat Pump | Single Family - LI - Elec | Existing | Cooling | Electric
F3 | Residential | Heat Pump | Single Family - LI - Elec | Existing | Cooling | Electric
F4 | Residential | Heat Pump | Single Family - LI - Elec | Existing | Cooling | Electric
F1 | Residential | Heat Pump | Single Family - LI - Elec | Existing | Space Heating | Electric
F2 | Residential | Heat Pump | Single Family - LI - Elec | Existing | Space Heating | Electric
F3 | Residential | Heat Pump | Single Family - LI - Elec | Existing | Space Heating | Electric
F4 | Residential | Heat Pump | Single Family - LI - Elec | Existing | Space Heating | Electric
F1 | Residential | All | Single Family - LI - Elec | New | Cooling | Electric
F2 | Residential | All | Single Family - LI - Elec | New | Cooling | Electric
F3 | Residential | All | Single Family - LI - Elec | New | Cooling | Electric
F4 | Residential | All | Single Family - LI - Elec | New | Cooling | Electric
F1 | Residential | All | Single Family - LI - Elec | New | Space Heating | Electric
F2 | Residential | All | Single Family - LI - Elec | New | Space Heating | Electric
F3 | Residential | All | Single Family - LI - Elec | New | Space Heating | Electric
F4 | Residential | All | Single Family - LI - Elec | New | Space Heating | Electric
F1 | Residential | All | Single Family - LI - Elec | New | Water Heating | Electric
F2 | Residential | All | Single Family - LI - Elec | New | Water Heating | Electric
F3 | Residential | All | Single Family - LI - Elec | New | Water Heating | Electric
F4 | Residential | All | Single Family - LI - Elec | New | Water Heating | Electric
F1 | Residential | All | Single Family - LI - Elec | New | Interior Lighting | Electric
F2 | Residential | All | Single Family - LI - Elec | New | Interior Lighting | Electric
F3 | Residential | All | Single Family - LI - Elec | New | Interior Lighting | Electric
F4 | Residential | All | Single Family - LI - Elec | New | Interior Lighting | Electric
F1 | Residential | All | Single Family - LI - Elec | New | Exterior Lighting | Electric
F2 | Residential | All | Single Family - LI - Elec | New | Exterior Lighting | Electric
F3 | Residential | All | Single Family - LI - Elec | New | Exterior Lighting | Electric
F4 | Residential | All | Single Family - LI - Elec | New | Exterior Lighting | Electric
F1 | Residential | All | Single Family - LI - Elec | New | Appliances | Electric
F2 | Residential | All | Single Family - LI - Elec | New | Appliances | Electric
F3 | Residential | All | Single Family - LI - Elec | New | Appliances | Electric
F4 | Residential | All | Single Family - LI - Elec | New | Appliances | Electric
F1 | Residential | All | Single Family - LI - Elec | New | Electronics | Electric
F2 | Residential | All | Single Family - LI - Elec | New | Electronics | Electric
F3 | Residential | All | Single Family - LI - Elec | New | Electronics | Electric
F4 | Residential | All | Single Family - LI - Elec | New | Electronics | Electric
F1 | Residential | All | Single Family - LI - Elec | New | Miscellaneous | Electric
F2 | Residential | All | Single Family - LI - Elec | New | Miscellaneous | Electric
F3 | Residential | All | Single Family - LI - Elec | New | Miscellaneous | Electric
F4 | Residential | All | Single Family - LI - Elec | New | Miscellaneous | Electric
F1 | Residential | All | Single Family - LI - Elec | New | Generation | Electric
F2 | Residential | All | Single Family - LI - Elec | New | Generation | Electric
F3 | Residential | All | Single Family - LI - Elec | New | Generation | Electric
F4 | Residential | All | Single Family - LI - Elec | New | Generation | Electric
F1 | Residential | All | Single Family - LI - Elec | New | Space Heating | Natural Gas
F2 | Residential | All | Single Family - LI - Elec | New | Space Heating | Natural Gas
F3 | Residential | All | Single Family - LI - Elec | New | Space Heating | Natural Gas
F4 | Residential | All | Single Family - LI - Elec | New | Space Heating | Natural Gas
F1 | Residential | All | Single Family - LI - Elec | New | Water Heating | Natural Gas
F2 | Residential | All | Single Family - LI - Elec | New | Water Heating | Natural Gas
F3 | Residential | All | Single Family - LI - Elec | New | Water Heating | Natural Gas
F4 | Residential | All | Single Family - LI - Elec | New | Water Heating | Natural Gas
F1 | Residential | All | Single Family - LI - Elec | New | Appliances | Natural Gas
F2 | Residential | All | Single Family - LI - Elec | New | Appliances | Natural Gas
F3 | Residential | All | Single Family - LI - Elec | New | Appliances | Natural Gas
F4 | Residential | All | Single Family - LI - Elec | New | Appliances | Natural Gas
F1 | Residential | All | Single Family - LI - Elec | New | Miscellaneous | Natural Gas
F2 | Residential | All | Single Family - LI - Elec | New | Miscellaneous | Natural Gas
F3 | Residential | All | Single Family - LI - Elec | New | Miscellaneous | Natural Gas
F4 | Residential | All | Single Family - LI - Elec | New | Miscellaneous | Natural Gas
F1 | Residential | Market | Single Family - LI - Elec | New | Cooling | Electric
F2 | Residential | Market | Single Family - LI - Elec | New | Cooling | Electric
F3 | Residential | Market | Single Family - LI - Elec | New | Cooling | Electric
F4 | Residential | Market | Single Family - LI - Elec | New | Cooling | Electric
F1 | Residential | Market | Single Family - LI - Elec | New | Space Heating | Electric
F2 | Residential | Market | Single Family - LI - Elec | New | Space Heating | Electric
F3 | Residential | Market | Single Family - LI - Elec | New | Space Heating | Electric
F4 | Residential | Market | Single Family - LI - Elec | New | Space Heating | Electric
F1 | Residential | Market | Single Family - LI - Elec | New | Water Heating | Electric
F2 | Residential | Market | Single Family - LI - Elec | New | Water Heating | Electric
F3 | Residential | Market | Single Family - LI - Elec | New | Water Heating | Electric
F4 | Residential | Market | Single Family - LI - Elec | New | Water Heating | Electric
F1 | Residential | Market | Single Family - LI - Elec | New | Interior Lighting | Electric
F2 | Residential | Market | Single Family - LI - Elec | New | Interior Lighting | Electric
F3 | Residential | Market | Single Family - LI - Elec | New | Interior Lighting | Electric
F4 | Residential | Market | Single Family - LI - Elec | New | Interior Lighting | Electric
F1 | Residential | Market | Single Family - LI - Elec | New | Exterior Lighting | Electric
F2 | Residential | Market | Single Family - LI - Elec | New | Exterior Lighting | Electric
F3 | Residential | Market | Single Family - LI - Elec | New | Exterior Lighting | Electric
F4 | Residential | Market | Single Family - LI - Elec | New | Exterior Lighting | Electric
F1 | Residential | Market | Single Family - LI - Elec | New | Appliances | Electric
F2 | Residential | Market | Single Family - LI - Elec | New | Appliances | Electric
F3 | Residential | Market | Single Family - LI - Elec | New | Appliances | Electric
F4 | Residential | Market | Single Family - LI - Elec | New | Appliances | Electric
F1 | Residential | Market | Single Family - LI - Elec | New | Electronics | Electric
F2 | Residential | Market | Single Family - LI - Elec | New | Electronics | Electric
F3 | Residential | Market | Single Family - LI - Elec | New | Electronics | Electric
F4 | Residential | Market | Single Family - LI - Elec | New | Electronics | Electric
F1 | Residential | Market | Single Family - LI - Elec | New | Miscellaneous | Electric
F2 | Residential | Market | Single Family - LI - Elec | New | Miscellaneous | Electric
F3 | Residential | Market | Single Family - LI - Elec | New | Miscellaneous | Electric
F4 | Residential | Market | Single Family - LI - Elec | New | Miscellaneous | Electric
F1 | Residential | Market | Single Family - LI - Elec | New | Generation | Electric
F2 | Residential | Market | Single Family - LI - Elec | New | Generation | Electric
F3 | Residential | Market | Single Family - LI - Elec | New | Generation | Electric
F4 | Residential | Market | Single Family - LI - Elec | New | Generation | Electric
F1 | Residential | Market | Single Family - LI - Elec | New | Space Heating | Natural Gas
F2 | Residential | Market | Single Family - LI - Elec | New | Space Heating | Natural Gas
F3 | Residential | Market | Single Family - LI - Elec | New | Space Heating | Natural Gas
F4 | Residential | Market | Single Family - LI - Elec | New | Space Heating | Natural Gas
F1 | Residential | Market | Single Family - LI - Elec | New | Water Heating | Natural Gas
F2 | Residential | Market | Single Family - LI - Elec | New | Water Heating | Natural Gas
F3 | Residential | Market | Single Family - LI - Elec | New | Water Heating | Natural Gas
F4 | Residential | Market | Single Family - LI - Elec | New | Water Heating | Natural Gas
F1 | Residential | Market | Single Family - LI - Elec | New | Appliances | Natural Gas
F2 | Residential | Market | Single Family - LI - Elec | New | Appliances | Natural Gas
F3 | Residential | Market | Single Family - LI - Elec | New | Appliances | Natural Gas
F4 | Residential | Market | Single Family - LI - Elec | New | Appliances | Natural Gas
F1 | Residential | Market | Single Family - LI - Elec | New | Miscellaneous | Natural Gas
F2 | Residential | Market | Single Family - LI - Elec | New | Miscellaneous | Natural Gas
F3 | Residential | Market | Single Family - LI - Elec | New | Miscellaneous | Natural Gas
F4 | Residential | Market | Single Family - LI - Elec | New | Miscellaneous | Natural Gas
F1 | Residential | Central System | Single Family - LI - Elec | New | Cooling | Electric
F2 | Residential | Central System | Single Family - LI - Elec | New | Cooling | Electric
F3 | Residential | Central System | Single Family - LI - Elec | New | Cooling | Electric
F4 | Residential | Central System | Single Family - LI - Elec | New | Cooling | Electric
F1 | Residential | Central System | Single Family - LI - Elec | New | Space Heating | Electric
F2 | Residential | Central System | Single Family - LI - Elec | New | Space Heating | Electric
F3 | Residential | Central System | Single Family - LI - Elec | New | Space Heating | Electric
F4 | Residential | Central System | Single Family - LI - Elec | New | Space Heating | Electric
F1 | Residential | Central System | Single Family - LI - Elec | New | Space Heating | Natural Gas
F2 | Residential | Central System | Single Family - LI - Elec | New | Space Heating | Natural Gas
F3 | Residential | Central System | Single Family - LI - Elec | New | Space Heating | Natural Gas
F4 | Residential | Central System | Single Family - LI - Elec | New | Space Heating | Natural Gas
F1 | Residential | Resistance | Single Family - LI - Elec | New | Cooling | Electric
F2 | Residential | Resistance | Single Family - LI - Elec | New | Cooling | Electric
F3 | Residential | Resistance | Single Family - LI - Elec | New | Cooling | Electric
F4 | Residential | Resistance | Single Family - LI - Elec | New | Cooling | Electric
F1 | Residential | Resistance | Single Family - LI - Elec | New | Space Heating | Electric
F2 | Residential | Resistance | Single Family - LI - Elec | New | Space Heating | Electric
F3 | Residential | Resistance | Single Family - LI - Elec | New | Space Heating | Electric
F4 | Residential | Resistance | Single Family - LI - Elec | New | Space Heating | Electric
F1 | Residential | Heat Pump | Single Family - LI - Elec | New | Cooling | Electric
F2 | Residential | Heat Pump | Single Family - LI - Elec | New | Cooling | Electric
F3 | Residential | Heat Pump | Single Family - LI - Elec | New | Cooling | Electric
F4 | Residential | Heat Pump | Single Family - LI - Elec | New | Cooling | Electric
F1 | Residential | Heat Pump | Single Family - LI - Elec | New | Space Heating | Electric
F2 | Residential | Heat Pump | Single Family - LI - Elec | New | Space Heating | Electric
F3 | Residential | Heat Pump | Single Family - LI - Elec | New | Space Heating | Electric
F4 | Residential | Heat Pump | Single Family - LI - Elec | New | Space Heating | Electric
F1 | Residential | All | Multifamily - Elec | Existing | Cooling | Electric
F2 | Residential | All | Multifamily - Elec | Existing | Cooling | Electric
F3 | Residential | All | Multifamily - Elec | Existing | Cooling | Electric
F4 | Residential | All | Multifamily - Elec | Existing | Cooling | Electric
F1 | Residential | All | Multifamily - Elec | Existing | Space Heating | Electric
F2 | Residential | All | Multifamily - Elec | Existing | Space Heating | Electric
F3 | Residential | All | Multifamily - Elec | Existing | Space Heating | Electric
F4 | Residential | All | Multifamily - Elec | Existing | Space Heating | Electric
F1 | Residential | All | Multifamily - Elec | Existing | Water Heating | Electric
F2 | Residential | All | Multifamily - Elec | Existing | Water Heating | Electric
F3 | Residential | All | Multifamily - Elec | Existing | Water Heating | Electric
F4 | Residential | All | Multifamily - Elec | Existing | Water Heating | Electric
F1 | Residential | All | Multifamily - Elec | Existing | Interior Lighting | Electric
F2 | Residential | All | Multifamily - Elec | Existing | Interior Lighting | Electric
F3 | Residential | All | Multifamily - Elec | Existing | Interior Lighting | Electric
F4 | Residential | All | Multifamily - Elec | Existing | Interior Lighting | Electric
F1 | Residential | All | Multifamily - Elec | Existing | Exterior Lighting | Electric
F2 | Residential | All | Multifamily - Elec | Existing | Exterior Lighting | Electric
F3 | Residential | All | Multifamily - Elec | Existing | Exterior Lighting | Electric
F4 | Residential | All | Multifamily - Elec | Existing | Exterior Lighting | Electric
F1 | Residential | All | Multifamily - Elec | Existing | Appliances | Electric
F2 | Residential | All | Multifamily - Elec | Existing | Appliances | Electric
F3 | Residential | All | Multifamily - Elec | Existing | Appliances | Electric
F4 | Residential | All | Multifamily - Elec | Existing | Appliances | Electric
F1 | Residential | All | Multifamily - Elec | Existing | Electronics | Electric
F2 | Residential | All | Multifamily - Elec | Existing | Electronics | Electric
F3 | Residential | All | Multifamily - Elec | Existing | Electronics | Electric
F4 | Residential | All | Multifamily - Elec | Existing | Electronics | Electric
F1 | Residential | All | Multifamily - Elec | Existing | Miscellaneous | Electric
F2 | Residential | All | Multifamily - Elec | Existing | Miscellaneous | Electric
F3 | Residential | All | Multifamily - Elec | Existing | Miscellaneous | Electric
F4 | Residential | All | Multifamily - Elec | Existing | Miscellaneous | Electric
F1 | Residential | All | Multifamily - Elec | Existing | Generation | Electric
F2 | Residential | All | Multifamily - Elec | Existing | Generation | Electric
F3 | Residential | All | Multifamily - Elec | Existing | Generation | Electric
F4 | Residential | All | Multifamily - Elec | Existing | Generation | Electric
F1 | Residential | All | Multifamily - Elec | Existing | Space Heating | Natural Gas
F2 | Residential | All | Multifamily - Elec | Existing | Space Heating | Natural Gas
F3 | Residential | All | Multifamily - Elec | Existing | Space Heating | Natural Gas
F4 | Residential | All | Multifamily - Elec | Existing | Space Heating | Natural Gas
F1 | Residential | All | Multifamily - Elec | Existing | Water Heating | Natural Gas
F2 | Residential | All | Multifamily - Elec | Existing | Water Heating | Natural Gas
F3 | Residential | All | Multifamily - Elec | Existing | Water Heating | Natural Gas
F4 | Residential | All | Multifamily - Elec | Existing | Water Heating | Natural Gas
F1 | Residential | All | Multifamily - Elec | Existing | Appliances | Natural Gas
F2 | Residential | All | Multifamily - Elec | Existing | Appliances | Natural Gas
F3 | Residential | All | Multifamily - Elec | Existing | Appliances | Natural Gas
F4 | Residential | All | Multifamily - Elec | Existing | Appliances | Natural Gas
F1 | Residential | All | Multifamily - Elec | Existing | Miscellaneous | Natural Gas
F2 | Residential | All | Multifamily - Elec | Existing | Miscellaneous | Natural Gas
F3 | Residential | All | Multifamily - Elec | Existing | Miscellaneous | Natural Gas
F4 | Residential | All | Multifamily - Elec | Existing | Miscellaneous | Natural Gas
F1 | Residential | Market | Multifamily - Elec | Existing | Cooling | Electric
F2 | Residential | Market | Multifamily - Elec | Existing | Cooling | Electric
F3 | Residential | Market | Multifamily - Elec | Existing | Cooling | Electric
F4 | Residential | Market | Multifamily - Elec | Existing | Cooling | Electric
F1 | Residential | Market | Multifamily - Elec | Existing | Space Heating | Electric
F2 | Residential | Market | Multifamily - Elec | Existing | Space Heating | Electric
F3 | Residential | Market | Multifamily - Elec | Existing | Space Heating | Electric
F4 | Residential | Market | Multifamily - Elec | Existing | Space Heating | Electric
F1 | Residential | Market | Multifamily - Elec | Existing | Water Heating | Electric
F2 | Residential | Market | Multifamily - Elec | Existing | Water Heating | Electric
F3 | Residential | Market | Multifamily - Elec | Existing | Water Heating | Electric
F4 | Residential | Market | Multifamily - Elec | Existing | Water Heating | Electric
F1 | Residential | Market | Multifamily - Elec | Existing | Interior Lighting | Electric
F2 | Residential | Market | Multifamily - Elec | Existing | Interior Lighting | Electric
F3 | Residential | Market | Multifamily - Elec | Existing | Interior Lighting | Electric
F4 | Residential | Market | Multifamily - Elec | Existing | Interior Lighting | Electric
F1 | Residential | Market | Multifamily - Elec | Existing | Exterior Lighting | Electric
F2 | Residential | Market | Multifamily - Elec | Existing | Exterior Lighting | Electric
F3 | Residential | Market | Multifamily - Elec | Existing | Exterior Lighting | Electric
F4 | Residential | Market | Multifamily - Elec | Existing | Exterior Lighting | Electric
F1 | Residential | Market | Multifamily - Elec | Existing | Appliances | Electric
F2 | Residential | Market | Multifamily - Elec | Existing | Appliances | Electric
F3 | Residential | Market | Multifamily - Elec | Existing | Appliances | Electric
F4 | Residential | Market | Multifamily - Elec | Existing | Appliances | Electric
F1 | Residential | Market | Multifamily - Elec | Existing | Electronics | Electric
F2 | Residential | Market | Multifamily - Elec | Existing | Electronics | Electric
F3 | Residential | Market | Multifamily - Elec | Existing | Electronics | Electric
F4 | Residential | Market | Multifamily - Elec | Existing | Electronics | Electric
F1 | Residential | Market | Multifamily - Elec | Existing | Miscellaneous | Electric
F2 | Residential | Market | Multifamily - Elec | Existing | Miscellaneous | Electric
F3 | Residential | Market | Multifamily - Elec | Existing | Miscellaneous | Electric
F4 | Residential | Market | Multifamily - Elec | Existing | Miscellaneous | Electric
F1 | Residential | Market | Multifamily - Elec | Existing | Generation | Electric
F2 | Residential | Market | Multifamily - Elec | Existing | Generation | Electric
F3 | Residential | Market | Multifamily - Elec | Existing | Generation | Electric
F4 | Residential | Market | Multifamily - Elec | Existing | Generation | Electric
F1 | Residential | Market | Multifamily - Elec | Existing | Space Heating | Natural Gas
F2 | Residential | Market | Multifamily - Elec | Existing | Space Heating | Natural Gas
F3 | Residential | Market | Multifamily - Elec | Existing | Space Heating | Natural Gas
F4 | Residential | Market | Multifamily - Elec | Existing | Space Heating | Natural Gas
F1 | Residential | Market | Multifamily - Elec | Existing | Water Heating | Natural Gas
F2 | Residential | Market | Multifamily - Elec | Existing | Water Heating | Natural Gas
F3 | Residential | Market | Multifamily - Elec | Existing | Water Heating | Natural Gas
F4 | Residential | Market | Multifamily - Elec | Existing | Water Heating | Natural Gas
F1 | Residential | Market | Multifamily - Elec | Existing | Appliances | Natural Gas
F2 | Residential | Market | Multifamily - Elec | Existing | Appliances | Natural Gas
F3 | Residential | Market | Multifamily - Elec | Existing | Appliances | Natural Gas
F4 | Residential | Market | Multifamily - Elec | Existing | Appliances | Natural Gas
F1 | Residential | Market | Multifamily - Elec | Existing | Miscellaneous | Natural Gas
F2 | Residential | Market | Multifamily - Elec | Existing | Miscellaneous | Natural Gas
F3 | Residential | Market | Multifamily - Elec | Existing | Miscellaneous | Natural Gas
F4 | Residential | Market | Multifamily - Elec | Existing | Miscellaneous | Natural Gas
F1 | Residential | Central System | Multifamily - Elec | Existing | Cooling | Electric
F2 | Residential | Central System | Multifamily - Elec | Existing | Cooling | Electric
F3 | Residential | Central System | Multifamily - Elec | Existing | Cooling | Electric
F4 | Residential | Central System | Multifamily - Elec | Existing | Cooling | Electric
F1 | Residential | Central System | Multifamily - Elec | Existing | Space Heating | Electric
F2 | Residential | Central System | Multifamily - Elec | Existing | Space Heating | Electric
F3 | Residential | Central System | Multifamily - Elec | Existing | Space Heating | Electric
F4 | Residential | Central System | Multifamily - Elec | Existing | Space Heating | Electric
F1 | Residential | Central System | Multifamily - Elec | Existing | Space Heating | Natural Gas
F2 | Residential | Central System | Multifamily - Elec | Existing | Space Heating | Natural Gas
F3 | Residential | Central System | Multifamily - Elec | Existing | Space Heating | Natural Gas
F4 | Residential | Central System | Multifamily - Elec | Existing | Space Heating | Natural Gas
F1 | Residential | Resistance | Multifamily - Elec | Existing | Cooling | Electric
F2 | Residential | Resistance | Multifamily - Elec | Existing | Cooling | Electric
F3 | Residential | Resistance | Multifamily - Elec | Existing | Cooling | Electric
F4 | Residential | Resistance | Multifamily - Elec | Existing | Cooling | Electric
F1 | Residential | Resistance | Multifamily - Elec | Existing | Space Heating | Electric
F2 | Residential | Resistance | Multifamily - Elec | Existing | Space Heating | Electric
F3 | Residential | Resistance | Multifamily - Elec | Existing | Space Heating | Electric
F4 | Residential | Resistance | Multifamily - Elec | Existing | Space Heating | Electric
F1 | Residential | Heat Pump | Multifamily - Elec | Existing | Cooling | Electric
F2 | Residential | Heat Pump | Multifamily - Elec | Existing | Cooling | Electric
F3 | Residential | Heat Pump | Multifamily - Elec | Existing | Cooling | Electric
F4 | Residential | Heat Pump | Multifamily - Elec | Existing | Cooling | Electric
F1 | Residential | Heat Pump | Multifamily - Elec | Existing | Space Heating | Electric
F2 | Residential | Heat Pump | Multifamily - Elec | Existing | Space Heating | Electric
F3 | Residential | Heat Pump | Multifamily - Elec | Existing | Space Heating | Electric
F4 | Residential | Heat Pump | Multifamily - Elec | Existing | Space Heating | Electric
F1 | Residential | All | Multifamily - Elec | New | Cooling | Electric
F2 | Residential | All | Multifamily - Elec | New | Cooling | Electric
F3 | Residential | All | Multifamily - Elec | New | Cooling | Electric
F4 | Residential | All | Multifamily - Elec | New | Cooling | Electric
F1 | Residential | All | Multifamily - Elec | New | Space Heating | Electric
F2 | Residential | All | Multifamily - Elec | New | Space Heating | Electric
F3 | Residential | All | Multifamily - Elec | New | Space Heating | Electric
F4 | Residential | All | Multifamily - Elec | New | Space Heating | Electric
F1 | Residential | All | Multifamily - Elec | New | Water Heating | Electric
F2 | Residential | All | Multifamily - Elec | New | Water Heating | Electric
F3 | Residential | All | Multifamily - Elec | New | Water Heating | Electric
F4 | Residential | All | Multifamily - Elec | New | Water Heating | Electric
F1 | Residential | All | Multifamily - Elec | New | Interior Lighting | Electric
F2 | Residential | All | Multifamily - Elec | New | Interior Lighting | Electric
F3 | Residential | All | Multifamily - Elec | New | Interior Lighting | Electric
F4 | Residential | All | Multifamily - Elec | New | Interior Lighting | Electric
F1 | Residential | All | Multifamily - Elec | New | Exterior Lighting | Electric
F2 | Residential | All | Multifamily - Elec | New | Exterior Lighting | Electric
F3 | Residential | All | Multifamily - Elec | New | Exterior Lighting | Electric
F4 | Residential | All | Multifamily - Elec | New | Exterior Lighting | Electric
F1 | Residential | All | Multifamily - Elec | New | Appliances | Electric
F2 | Residential | All | Multifamily - Elec | New | Appliances | Electric
F3 | Residential | All | Multifamily - Elec | New | Appliances | Electric
F4 | Residential | All | Multifamily - Elec | New | Appliances | Electric
F1 | Residential | All | Multifamily - Elec | New | Electronics | Electric
F2 | Residential | All | Multifamily - Elec | New | Electronics | Electric
F3 | Residential | All | Multifamily - Elec | New | Electronics | Electric
F4 | Residential | All | Multifamily - Elec | New | Electronics | Electric
F1 | Residential | All | Multifamily - Elec | New | Miscellaneous | Electric
F2 | Residential | All | Multifamily - Elec | New | Miscellaneous | Electric
F3 | Residential | All | Multifamily - Elec | New | Miscellaneous | Electric
F4 | Residential | All | Multifamily - Elec | New | Miscellaneous | Electric
F1 | Residential | All | Multifamily - Elec | New | Generation | Electric
F2 | Residential | All | Multifamily - Elec | New | Generation | Electric
F3 | Residential | All | Multifamily - Elec | New | Generation | Electric
F4 | Residential | All | Multifamily - Elec | New | Generation | Electric
F1 | Residential | All | Multifamily - Elec | New | Space Heating | Natural Gas
F2 | Residential | All | Multifamily - Elec | New | Space Heating | Natural Gas
F3 | Residential | All | Multifamily - Elec | New | Space Heating | Natural Gas
F4 | Residential | All | Multifamily - Elec | New | Space Heating | Natural Gas
F1 | Residential | All | Multifamily - Elec | New | Water Heating | Natural Gas
F2 | Residential | All | Multifamily - Elec | New | Water Heating | Natural Gas
F3 | Residential | All | Multifamily - Elec | New | Water Heating | Natural Gas
F4 | Residential | All | Multifamily - Elec | New | Water Heating | Natural Gas
F1 | Residential | All | Multifamily - Elec | New | Appliances | Natural Gas
F2 | Residential | All | Multifamily - Elec | New | Appliances | Natural Gas
F3 | Residential | All | Multifamily - Elec | New | Appliances | Natural Gas
F4 | Residential | All | Multifamily - Elec | New | Appliances | Natural Gas
F1 | Residential | All | Multifamily - Elec | New | Miscellaneous | Natural Gas
F2 | Residential | All | Multifamily - Elec | New | Miscellaneous | Natural Gas
F3 | Residential | All | Multifamily - Elec | New | Miscellaneous | Natural Gas
F4 | Residential | All | Multifamily - Elec | New | Miscellaneous | Natural Gas
F1 | Residential | Market | Multifamily - Elec | New | Cooling | Electric
F2 | Residential | Market | Multifamily - Elec | New | Cooling | Electric
F3 | Residential | Market | Multifamily - Elec | New | Cooling | Electric
F4 | Residential | Market | Multifamily - Elec | New | Cooling | Electric
F1 | Residential | Market | Multifamily - Elec | New | Space Heating | Electric
F2 | Residential | Market | Multifamily - Elec | New | Space Heating | Electric
F3 | Residential | Market | Multifamily - Elec | New | Space Heating | Electric
F4 | Residential | Market | Multifamily - Elec | New | Space Heating | Electric
F1 | Residential | Market | Multifamily - Elec | New | Water Heating | Electric
F2 | Residential | Market | Multifamily - Elec | New | Water Heating | Electric
F3 | Residential | Market | Multifamily - Elec | New | Water Heating | Electric
F4 | Residential | Market | Multifamily - Elec | New | Water Heating | Electric
F1 | Residential | Market | Multifamily - Elec | New | Interior Lighting | Electric
F2 | Residential | Market | Multifamily - Elec | New | Interior Lighting | Electric
F3 | Residential | Market | Multifamily - Elec | New | Interior Lighting | Electric
F4 | Residential | Market | Multifamily - Elec | New | Interior Lighting | Electric
F1 | Residential | Market | Multifamily - Elec | New | Exterior Lighting | Electric
F2 | Residential | Market | Multifamily - Elec | New | Exterior Lighting | Electric
F3 | Residential | Market | Multifamily - Elec | New | Exterior Lighting | Electric
F4 | Residential | Market | Multifamily - Elec | New | Exterior Lighting | Electric
F1 | Residential | Market | Multifamily - Elec | New | Appliances | Electric
F2 | Residential | Market | Multifamily - Elec | New | Appliances | Electric
F3 | Residential | Market | Multifamily - Elec | New | Appliances | Electric
F4 | Residential | Market | Multifamily - Elec | New | Appliances | Electric
F1 | Residential | Market | Multifamily - Elec | New | Electronics | Electric
F2 | Residential | Market | Multifamily - Elec | New | Electronics | Electric
F3 | Residential | Market | Multifamily - Elec | New | Electronics | Electric
F4 | Residential | Market | Multifamily - Elec | New | Electronics | Electric
F1 | Residential | Market | Multifamily - Elec | New | Miscellaneous | Electric
F2 | Residential | Market | Multifamily - Elec | New | Miscellaneous | Electric
F3 | Residential | Market | Multifamily - Elec | New | Miscellaneous | Electric
F4 | Residential | Market | Multifamily - Elec | New | Miscellaneous | Electric
F1 | Residential | Market | Multifamily - Elec | New | Generation | Electric
F2 | Residential | Market | Multifamily - Elec | New | Generation | Electric
F3 | Residential | Market | Multifamily - Elec | New | Generation | Electric
F4 | Residential | Market | Multifamily - Elec | New | Generation | Electric
F1 | Residential | Market | Multifamily - Elec | New | Space Heating | Natural Gas
F2 | Residential | Market | Multifamily - Elec | New | Space Heating | Natural Gas
F3 | Residential | Market | Multifamily - Elec | New | Space Heating | Natural Gas
F4 | Residential | Market | Multifamily - Elec | New | Space Heating | Natural Gas
F1 | Residential | Market | Multifamily - Elec | New | Water Heating | Natural Gas
F2 | Residential | Market | Multifamily - Elec | New | Water Heating | Natural Gas
F3 | Residential | Market | Multifamily - Elec | New | Water Heating | Natural Gas
F4 | Residential | Market | Multifamily - Elec | New | Water Heating | Natural Gas
F1 | Residential | Market | Multifamily - Elec | New | Appliances | Natural Gas
F2 | Residential | Market | Multifamily - Elec | New | Appliances | Natural Gas
F3 | Residential | Market | Multifamily - Elec | New | Appliances | Natural Gas
F4 | Residential | Market | Multifamily - Elec | New | Appliances | Natural Gas
F1 | Residential | Market | Multifamily - Elec | New | Miscellaneous | Natural Gas
F2 | Residential | Market | Multifamily - Elec | New | Miscellaneous | Natural Gas
F3 | Residential | Market | Multifamily - Elec | New | Miscellaneous | Natural Gas
F4 | Residential | Market | Multifamily - Elec | New | Miscellaneous | Natural Gas
F1 | Residential | Central System | Multifamily - Elec | New | Cooling | Electric
F2 | Residential | Central System | Multifamily - Elec | New | Cooling | Electric
F3 | Residential | Central System | Multifamily - Elec | New | Cooling | Electric
F4 | Residential | Central System | Multifamily - Elec | New | Cooling | Electric
F1 | Residential | Central System | Multifamily - Elec | New | Space Heating | Electric
F2 | Residential | Central System | Multifamily - Elec | New | Space Heating | Electric
F3 | Residential | Central System | Multifamily - Elec | New | Space Heating | Electric
F4 | Residential | Central System | Multifamily - Elec | New | Space Heating | Electric
F1 | Residential | Central System | Multifamily - Elec | New | Space Heating | Natural Gas
F2 | Residential | Central System | Multifamily - Elec | New | Space Heating | Natural Gas
F3 | Residential | Central System | Multifamily - Elec | New | Space Heating | Natural Gas
F4 | Residential | Central System | Multifamily - Elec | New | Space Heating | Natural Gas
F1 | Residential | Resistance | Multifamily - Elec | New | Cooling | Electric
F2 | Residential | Resistance | Multifamily - Elec | New | Cooling | Electric
F3 | Residential | Resistance | Multifamily - Elec | New | Cooling | Electric
F4 | Residential | Resistance | Multifamily - Elec | New | Cooling | Electric
F1 | Residential | Resistance | Multifamily - Elec | New | Space Heating | Electric
F2 | Residential | Resistance | Multifamily - Elec | New | Space Heating | Electric
F3 | Residential | Resistance | Multifamily - Elec | New | Space Heating | Electric
F4 | Residential | Resistance | Multifamily - Elec | New | Space Heating | Electric
F1 | Residential | Heat Pump | Multifamily - Elec | New | Cooling | Electric
F2 | Residential | Heat Pump | Multifamily - Elec | New | Cooling | Electric
F3 | Residential | Heat Pump | Multifamily - Elec | New | Cooling | Electric
F4 | Residential | Heat Pump | Multifamily - Elec | New | Cooling | Electric
F1 | Residential | Heat Pump | Multifamily - Elec | New | Space Heating | Electric
F2 | Residential | Heat Pump | Multifamily - Elec | New | Space Heating | Electric
F3 | Residential | Heat Pump | Multifamily - Elec | New | Space Heating | Electric
F4 | Residential | Heat Pump | Multifamily - Elec | New | Space Heating | Electric
F1 | Residential | All | Multifamily - LI - Elec | Existing | Cooling | Electric
F2 | Residential | All | Multifamily - LI - Elec | Existing | Cooling | Electric
F3 | Residential | All | Multifamily - LI - Elec | Existing | Cooling | Electric
F4 | Residential | All | Multifamily - LI - Elec | Existing | Cooling | Electric
F1 | Residential | All | Multifamily - LI - Elec | Existing | Space Heating | Electric
F2 | Residential | All | Multifamily - LI - Elec | Existing | Space Heating | Electric
F3 | Residential | All | Multifamily - LI - Elec | Existing | Space Heating | Electric
F4 | Residential | All | Multifamily - LI - Elec | Existing | Space Heating | Electric
F1 | Residential | All | Multifamily - LI - Elec | Existing | Water Heating | Electric
F2 | Residential | All | Multifamily - LI - Elec | Existing | Water Heating | Electric
F3 | Residential | All | Multifamily - LI - Elec | Existing | Water Heating | Electric
F4 | Residential | All | Multifamily - LI - Elec | Existing | Water Heating | Electric
F1 | Residential | All | Multifamily - LI - Elec | Existing | Interior Lighting | Electric
F2 | Residential | All | Multifamily - LI - Elec | Existing | Interior Lighting | Electric
F3 | Residential | All | Multifamily - LI - Elec | Existing | Interior Lighting | Electric
F4 | Residential | All | Multifamily - LI - Elec | Existing | Interior Lighting | Electric
F1 | Residential | All | Multifamily - LI - Elec | Existing | Exterior Lighting | Electric
F2 | Residential | All | Multifamily - LI - Elec | Existing | Exterior Lighting | Electric
F3 | Residential | All | Multifamily - LI - Elec | Existing | Exterior Lighting | Electric
F4 | Residential | All | Multifamily - LI - Elec | Existing | Exterior Lighting | Electric
F1 | Residential | All | Multifamily - LI - Elec | Existing | Appliances | Electric
F2 | Residential | All | Multifamily - LI - Elec | Existing | Appliances | Electric
F3 | Residential | All | Multifamily - LI - Elec | Existing | Appliances | Electric
F4 | Residential | All | Multifamily - LI - Elec | Existing | Appliances | Electric
F1 | Residential | All | Multifamily - LI - Elec | Existing | Electronics | Electric
F2 | Residential | All | Multifamily - LI - Elec | Existing | Electronics | Electric
F3 | Residential | All | Multifamily - LI - Elec | Existing | Electronics | Electric
F4 | Residential | All | Multifamily - LI - Elec | Existing | Electronics | Electric
F1 | Residential | All | Multifamily - LI - Elec | Existing | Miscellaneous | Electric
F2 | Residential | All | Multifamily - LI - Elec | Existing | Miscellaneous | Electric
F3 | Residential | All | Multifamily - LI - Elec | Existing | Miscellaneous | Electric
F4 | Residential | All | Multifamily - LI - Elec | Existing | Miscellaneous | Electric
F1 | Residential | All | Multifamily - LI - Elec | Existing | Generation | Electric
F2 | Residential | All | Multifamily - LI - Elec | Existing | Generation | Electric
F3 | Residential | All | Multifamily - LI - Elec | Existing | Generation | Electric
F4 | Residential | All | Multifamily - LI - Elec | Existing | Generation | Electric
F1 | Residential | All | Multifamily - LI - Elec | Existing | Space Heating | Natural Gas
F2 | Residential | All | Multifamily - LI - Elec | Existing | Space Heating | Natural Gas
F3 | Residential | All | Multifamily - LI - Elec | Existing | Space Heating | Natural Gas
F4 | Residential | All | Multifamily - LI - Elec | Existing | Space Heating | Natural Gas
F1 | Residential | All | Multifamily - LI - Elec | Existing | Water Heating | Natural Gas
F2 | Residential | All | Multifamily - LI - Elec | Existing | Water Heating | Natural Gas
F3 | Residential | All | Multifamily - LI - Elec | Existing | Water Heating | Natural Gas
F4 | Residential | All | Multifamily - LI - Elec | Existing | Water Heating | Natural Gas
F1 | Residential | All | Multifamily - LI - Elec | Existing | Appliances | Natural Gas
F2 | Residential | All | Multifamily - LI - Elec | Existing | Appliances | Natural Gas
F3 | Residential | All | Multifamily - LI - Elec | Existing | Appliances | Natural Gas
F4 | Residential | All | Multifamily - LI - Elec | Existing | Appliances | Natural Gas
F1 | Residential | All | Multifamily - LI - Elec | Existing | Miscellaneous | Natural Gas
F2 | Residential | All | Multifamily - LI - Elec | Existing | Miscellaneous | Natural Gas
F3 | Residential | All | Multifamily - LI - Elec | Existing | Miscellaneous | Natural Gas
F4 | Residential | All | Multifamily - LI - Elec | Existing | Miscellaneous | Natural Gas
F1 | Residential | Market | Multifamily - LI - Elec | Existing | Cooling | Electric
F2 | Residential | Market | Multifamily - LI - Elec | Existing | Cooling | Electric
F3 | Residential | Market | Multifamily - LI - Elec | Existing | Cooling | Electric
F4 | Residential | Market | Multifamily - LI - Elec | Existing | Cooling | Electric
F1 | Residential | Market | Multifamily - LI - Elec | Existing | Space Heating | Electric
F2 | Residential | Market | Multifamily - LI - Elec | Existing | Space Heating | Electric
F3 | Residential | Market | Multifamily - LI - Elec | Existing | Space Heating | Electric
F4 | Residential | Market | Multifamily - LI - Elec | Existing | Space Heating | Electric
F1 | Residential | Market | Multifamily - LI - Elec | Existing | Water Heating | Electric
F2 | Residential | Market | Multifamily - LI - Elec | Existing | Water Heating | Electric
F3 | Residential | Market | Multifamily - LI - Elec | Existing | Water Heating | Electric
F4 | Residential | Market | Multifamily - LI - Elec | Existing | Water Heating | Electric
F1 | Residential | Market | Multifamily - LI - Elec | Existing | Interior Lighting | Electric
F2 | Residential | Market | Multifamily - LI - Elec | Existing | Interior Lighting | Electric
F3 | Residential | Market | Multifamily - LI - Elec | Existing | Interior Lighting | Electric
F4 | Residential | Market | Multifamily - LI - Elec | Existing | Interior Lighting | Electric
F1 | Residential | Market | Multifamily - LI - Elec | Existing | Exterior Lighting | Electric
F2 | Residential | Market | Multifamily - LI - Elec | Existing | Exterior Lighting | Electric
F3 | Residential | Market | Multifamily - LI - Elec | Existing | Exterior Lighting | Electric
F4 | Residential | Market | Multifamily - LI - Elec | Existing | Exterior Lighting | Electric
F1 | Residential | Market | Multifamily - LI - Elec | Existing | Appliances | Electric
F2 | Residential | Market | Multifamily - LI - Elec | Existing | Appliances | Electric
F3 | Residential | Market | Multifamily - LI - Elec | Existing | Appliances | Electric
F4 | Residential | Market | Multifamily - LI - Elec | Existing | Appliances | Electric
F1 | Residential | Market | Multifamily - LI - Elec | Existing | Electronics | Electric
F2 | Residential | Market | Multifamily - LI - Elec | Existing | Electronics | Electric
F3 | Residential | Market | Multifamily - LI - Elec | Existing | Electronics | Electric
F4 | Residential | Market | Multifamily - LI - Elec | Existing | Electronics | Electric
F1 | Residential | Market | Multifamily - LI - Elec | Existing | Miscellaneous | Electric
F2 | Residential | Market | Multifamily - LI - Elec | Existing | Miscellaneous | Electric
F3 | Residential | Market | Multifamily - LI - Elec | Existing | Miscellaneous | Electric
F4 | Residential | Market | Multifamily - LI - Elec | Existing | Miscellaneous | Electric
F1 | Residential | Market | Multifamily - LI - Elec | Existing | Generation | Electric
F2 | Residential | Market | Multifamily - LI - Elec | Existing | Generation | Electric
F3 | Residential | Market | Multifamily - LI - Elec | Existing | Generation | Electric
F4 | Residential | Market | Multifamily - LI - Elec | Existing | Generation | Electric
F1 | Residential | Market | Multifamily - LI - Elec | Existing | Space Heating | Natural Gas
F2 | Residential | Market | Multifamily - LI - Elec | Existing | Space Heating | Natural Gas
F3 | Residential | Market | Multifamily - LI - Elec | Existing | Space Heating | Natural Gas
F4 | Residential | Market | Multifamily - LI - Elec | Existing | Space Heating | Natural Gas
F1 | Residential | Market | Multifamily - LI - Elec | Existing | Water Heating | Natural Gas
F2 | Residential | Market | Multifamily - LI - Elec | Existing | Water Heating | Natural Gas
F3 | Residential | Market | Multifamily - LI - Elec | Existing | Water Heating | Natural Gas
F4 | Residential | Market | Multifamily - LI - Elec | Existing | Water Heating | Natural Gas
F1 | Residential | Market | Multifamily - LI - Elec | Existing | Appliances | Natural Gas
F2 | Residential | Market | Multifamily - LI - Elec | Existing | Appliances | Natural Gas
F3 | Residential | Market | Multifamily - LI - Elec | Existing | Appliances | Natural Gas
F4 | Residential | Market | Multifamily - LI - Elec | Existing | Appliances | Natural Gas
F1 | Residential | Market | Multifamily - LI - Elec | Existing | Miscellaneous | Natural Gas
F2 | Residential | Market | Multifamily - LI - Elec | Existing | Miscellaneous | Natural Gas
F3 | Residential | Market | Multifamily - LI - Elec | Existing | Miscellaneous | Natural Gas
F4 | Residential | Market | Multifamily - LI - Elec | Existing | Miscellaneous | Natural Gas
F1 | Residential | Central System | Multifamily - LI - Elec | Existing | Cooling | Electric
F2 | Residential | Central System | Multifamily - LI - Elec | Existing | Cooling | Electric
F3 | Residential | Central System | Multifamily - LI - Elec | Existing | Cooling | Electric
F4 | Residential | Central System | Multifamily - LI - Elec | Existing | Cooling | Electric
F1 | Residential | Central System | Multifamily - LI - Elec | Existing | Space Heating | Electric
F2 | Residential | Central System | Multifamily - LI - Elec | Existing | Space Heating | Electric
F3 | Residential | Central System | Multifamily - LI - Elec | Existing | Space Heating | Electric
F4 | Residential | Central System | Multifamily - LI - Elec | Existing | Space Heating | Electric
F1 | Residential | Central System | Multifamily - LI - Elec | Existing | Space Heating | Natural Gas
F2 | Residential | Central System | Multifamily - LI - Elec | Existing | Space Heating | Natural Gas
F3 | Residential | Central System | Multifamily - LI - Elec | Existing | Space Heating | Natural Gas
F4 | Residential | Central System | Multifamily - LI - Elec | Existing | Space Heating | Natural Gas
F1 | Residential | Resistance | Multifamily - LI - Elec | Existing | Cooling | Electric
F2 | Residential | Resistance | Multifamily - LI - Elec | Existing | Cooling | Electric
F3 | Residential | Resistance | Multifamily - LI - Elec | Existing | Cooling | Electric
F4 | Residential | Resistance | Multifamily - LI - Elec | Existing | Cooling | Electric
F1 | Residential | Resistance | Multifamily - LI - Elec | Existing | Space Heating | Electric
F2 | Residential | Resistance | Multifamily - LI - Elec | Existing | Space Heating | Electric
F3 | Residential | Resistance | Multifamily - LI - Elec | Existing | Space Heating | Electric
F4 | Residential | Resistance | Multifamily - LI - Elec | Existing | Space Heating | Electric
F1 | Residential | Heat Pump | Multifamily - LI - Elec | Existing | Cooling | Electric
F2 | Residential | Heat Pump | Multifamily - LI - Elec | Existing | Cooling | Electric
F3 | Residential | Heat Pump | Multifamily - LI - Elec | Existing | Cooling | Electric
F4 | Residential | Heat Pump | Multifamily - LI - Elec | Existing | Cooling | Electric
F1 | Residential | Heat Pump | Multifamily - LI - Elec | Existing | Space Heating | Electric
F2 | Residential | Heat Pump | Multifamily - LI - Elec | Existing | Space Heating | Electric
F3 | Residential | Heat Pump | Multifamily - LI - Elec | Existing | Space Heating | Electric
F4 | Residential | Heat Pump | Multifamily - LI - Elec | Existing | Space Heating | Electric
F1 | Residential | All | Multifamily - LI - Elec | New | Cooling | Electric
F2 | Residential | All | Multifamily - LI - Elec | New | Cooling | Electric
F3 | Residential | All | Multifamily - LI - Elec | New | Cooling | Electric
F4 | Residential | All | Multifamily - LI - Elec | New | Cooling | Electric
F1 | Residential | All | Multifamily - LI - Elec | New | Space Heating | Electric
F2 | Residential | All | Multifamily - LI - Elec | New | Space Heating | Electric
F3 | Residential | All | Multifamily - LI - Elec | New | Space Heating | Electric
F4 | Residential | All | Multifamily - LI - Elec | New | Space Heating | Electric
F1 | Residential | All | Multifamily - LI - Elec | New | Water Heating | Electric
F2 | Residential | All | Multifamily - LI - Elec | New | Water Heating | Electric
F3 | Residential | All | Multifamily - LI - Elec | New | Water Heating | Electric
F4 | Residential | All | Multifamily - LI - Elec | New | Water Heating | Electric
F1 | Residential | All | Multifamily - LI - Elec | New | Interior Lighting | Electric
F2 | Residential | All | Multifamily - LI - Elec | New | Interior Lighting | Electric
F3 | Residential | All | Multifamily - LI - Elec | New | Interior Lighting | Electric
F4 | Residential | All | Multifamily - LI - Elec | New | Interior Lighting | Electric
F1 | Residential | All | Multifamily - LI - Elec | New | Exterior Lighting | Electric
F2 | Residential | All | Multifamily - LI - Elec | New | Exterior Lighting | Electric
F3 | Residential | All | Multifamily - LI - Elec | New | Exterior Lighting | Electric
F4 | Residential | All | Multifamily - LI - Elec | New | Exterior Lighting | Electric
F1 | Residential | All | Multifamily - LI - Elec | New | Appliances | Electric
F2 | Residential | All | Multifamily - LI - Elec | New | Appliances | Electric
F3 | Residential | All | Multifamily - LI - Elec | New | Appliances | Electric
F4 | Residential | All | Multifamily - LI - Elec | New | Appliances | Electric
F1 | Residential | All | Multifamily - LI - Elec | New | Electronics | Electric
F2 | Residential | All | Multifamily - LI - Elec | New | Electronics | Electric
F3 | Residential | All | Multifamily - LI - Elec | New | Electronics | Electric
F4 | Residential | All | Multifamily - LI - Elec | New | Electronics | Electric
F1 | Residential | All | Multifamily - LI - Elec | New | Miscellaneous | Electric
F2 | Residential | All | Multifamily - LI - Elec | New | Miscellaneous | Electric
F3 | Residential | All | Multifamily - LI - Elec | New | Miscellaneous | Electric
F4 | Residential | All | Multifamily - LI - Elec | New | Miscellaneous | Electric
F1 | Residential | All | Multifamily - LI - Elec | New | Generation | Electric
F2 | Residential | All | Multifamily - LI - Elec | New | Generation | Electric
F3 | Residential | All | Multifamily - LI - Elec | New | Generation | Electric
F4 | Residential | All | Multifamily - LI - Elec | New | Generation | Electric
F1 | Residential | All | Multifamily - LI - Elec | New | Space Heating | Natural Gas
F2 | Residential | All | Multifamily - LI - Elec | New | Space Heating | Natural Gas
F3 | Residential | All | Multifamily - LI - Elec | New | Space Heating | Natural Gas
F4 | Residential | All | Multifamily - LI - Elec | New | Space Heating | Natural Gas
F1 | Residential | All | Multifamily - LI - Elec | New | Water Heating | Natural Gas
F2 | Residential | All | Multifamily - LI - Elec | New | Water Heating | Natural Gas
F3 | Residential | All | Multifamily - LI - Elec | New | Water Heating | Natural Gas
F4 | Residential | All | Multifamily - LI - Elec | New | Water Heating | Natural Gas
F1 | Residential | All | Multifamily - LI - Elec | New | Appliances | Natural Gas
F2 | Residential | All | Multifamily - LI - Elec | New | Appliances | Natural Gas
F3 | Residential | All | Multifamily - LI - Elec | New | Appliances | Natural Gas
F4 | Residential | All | Multifamily - LI - Elec | New | Appliances | Natural Gas
F1 | Residential | All | Multifamily - LI - Elec | New | Miscellaneous | Natural Gas
F2 | Residential | All | Multifamily - LI - Elec | New | Miscellaneous | Natural Gas
F3 | Residential | All | Multifamily - LI - Elec | New | Miscellaneous | Natural Gas
F4 | Residential | All | Multifamily - LI - Elec | New | Miscellaneous | Natural Gas
F1 | Residential | Market | Multifamily - LI - Elec | New | Cooling | Electric
F2 | Residential | Market | Multifamily - LI - Elec | New | Cooling | Electric
F3 | Residential | Market | Multifamily - LI - Elec | New | Cooling | Electric
F4 | Residential | Market | Multifamily - LI - Elec | New | Cooling | Electric
F1 | Residential | Market | Multifamily - LI - Elec | New | Space Heating | Electric
F2 | Residential | Market | Multifamily - LI - Elec | New | Space Heating | Electric
F3 | Residential | Market | Multifamily - LI - Elec | New | Space Heating | Electric
F4 | Residential | Market | Multifamily - LI - Elec | New | Space Heating | Electric
F1 | Residential | Market | Multifamily - LI - Elec | New | Water Heating | Electric
F2 | Residential | Market | Multifamily - LI - Elec | New | Water Heating | Electric
F3 | Residential | Market | Multifamily - LI - Elec | New | Water Heating | Electric
F4 | Residential | Market | Multifamily - LI - Elec | New | Water Heating | Electric
F1 | Residential | Market | Multifamily - LI - Elec | New | Interior Lighting | Electric
F2 | Residential | Market | Multifamily - LI - Elec | New | Interior Lighting | Electric
F3 | Residential | Market | Multifamily - LI - Elec | New | Interior Lighting | Electric
F4 | Residential | Market | Multifamily - LI - Elec | New | Interior Lighting | Electric
F1 | Residential | Market | Multifamily - LI - Elec | New | Exterior Lighting | Electric
F2 | Residential | Market | Multifamily - LI - Elec | New | Exterior Lighting | Electric
F3 | Residential | Market | Multifamily - LI - Elec | New | Exterior Lighting | Electric
F4 | Residential | Market | Multifamily - LI - Elec | New | Exterior Lighting | Electric
F1 | Residential | Market | Multifamily - LI - Elec | New | Appliances | Electric
F2 | Residential | Market | Multifamily - LI - Elec | New | Appliances | Electric
F3 | Residential | Market | Multifamily - LI - Elec | New | Appliances | Electric
F4 | Residential | Market | Multifamily - LI - Elec | New | Appliances | Electric
F1 | Residential | Market | Multifamily - LI - Elec | New | Electronics | Electric
F2 | Residential | Market | Multifamily - LI - Elec | New | Electronics | Electric
F3 | Residential | Market | Multifamily - LI - Elec | New | Electronics | Electric
F4 | Residential | Market | Multifamily - LI - Elec | New | Electronics | Electric
F1 | Residential | Market | Multifamily - LI - Elec | New | Miscellaneous | Electric
F2 | Residential | Market | Multifamily - LI - Elec | New | Miscellaneous | Electric
F3 | Residential | Market | Multifamily - LI - Elec | New | Miscellaneous | Electric
F4 | Residential | Market | Multifamily - LI - Elec | New | Miscellaneous | Electric
F1 | Residential | Market | Multifamily - LI - Elec | New | Generation | Electric
F2 | Residential | Market | Multifamily - LI - Elec | New | Generation | Electric
F3 | Residential | Market | Multifamily - LI - Elec | New | Generation | Electric
F4 | Residential | Market | Multifamily - LI - Elec | New | Generation | Electric
F1 | Residential | Market | Multifamily - LI - Elec | New | Space Heating | Natural Gas
F2 | Residential | Market | Multifamily - LI - Elec | New | Space Heating | Natural Gas
F3 | Residential | Market | Multifamily - LI - Elec | New | Space Heating | Natural Gas
F4 | Residential | Market | Multifamily - LI - Elec | New | Space Heating | Natural Gas
F1 | Residential | Market | Multifamily - LI - Elec | New | Water Heating | Natural Gas
F2 | Residential | Market | Multifamily - LI - Elec | New | Water Heating | Natural Gas
F3 | Residential | Market | Multifamily - LI - Elec | New | Water Heating | Natural Gas
F4 | Residential | Market | Multifamily - LI - Elec | New | Water Heating | Natural Gas
F1 | Residential | Market | Multifamily - LI - Elec | New | Appliances | Natural Gas
F2 | Residential | Market | Multifamily - LI - Elec | New | Appliances | Natural Gas
F3 | Residential | Market | Multifamily - LI - Elec | New | Appliances | Natural Gas
F4 | Residential | Market | Multifamily - LI - Elec | New | Appliances | Natural Gas
F1 | Residential | Market | Multifamily - LI - Elec | New | Miscellaneous | Natural Gas
F2 | Residential | Market | Multifamily - LI - Elec | New | Miscellaneous | Natural Gas
F3 | Residential | Market | Multifamily - LI - Elec | New | Miscellaneous | Natural Gas
F4 | Residential | Market | Multifamily - LI - Elec | New | Miscellaneous | Natural Gas
F1 | Residential | Central System | Multifamily - LI - Elec | New | Cooling | Electric
F2 | Residential | Central System | Multifamily - LI - Elec | New | Cooling | Electric
F3 | Residential | Central System | Multifamily - LI - Elec | New | Cooling | Electric
F4 | Residential | Central System | Multifamily - LI - Elec | New | Cooling | Electric
F1 | Residential | Central System | Multifamily - LI - Elec | New | Space Heating | Electric
F2 | Residential | Central System | Multifamily - LI - Elec | New | Space Heating | Electric
F3 | Residential | Central System | Multifamily - LI - Elec | New | Space Heating | Electric
F4 | Residential | Central System | Multifamily - LI - Elec | New | Space Heating | Electric
F1 | Residential | Central System | Multifamily - LI - Elec | New | Space Heating | Natural Gas
F2 | Residential | Central System | Multifamily - LI - Elec | New | Space Heating | Natural Gas
F3 | Residential | Central System | Multifamily - LI - Elec | New | Space Heating | Natural Gas
F4 | Residential | Central System | Multifamily - LI - Elec | New | Space Heating | Natural Gas
F1 | Residential | Resistance | Multifamily - LI - Elec | New | Cooling | Electric
F2 | Residential | Resistance | Multifamily - LI - Elec | New | Cooling | Electric
F3 | Residential | Resistance | Multifamily - LI - Elec | New | Cooling | Electric
F4 | Residential | Resistance | Multifamily - LI - Elec | New | Cooling | Electric
F1 | Residential | Resistance | Multifamily - LI - Elec | New | Space Heating | Electric
F2 | Residential | Resistance | Multifamily - LI - Elec | New | Space Heating | Electric
F3 | Residential | Resistance | Multifamily - LI - Elec | New | Space Heating | Electric
F4 | Residential | Resistance | Multifamily - LI - Elec | New | Space Heating | Electric
F1 | Residential | Heat Pump | Multifamily - LI - Elec | New | Cooling | Electric
F2 | Residential | Heat Pump | Multifamily - LI - Elec | New | Cooling | Electric
F3 | Residential | Heat Pump | Multifamily - LI - Elec | New | Cooling | Electric
F4 | Residential | Heat Pump | Multifamily - LI - Elec | New | Cooling | Electric
F1 | Residential | Heat Pump | Multifamily - LI - Elec | New | Space Heating | Electric
F2 | Residential | Heat Pump | Multifamily - LI - Elec | New | Space Heating | Electric
F3 | Residential | Heat Pump | Multifamily - LI - Elec | New | Space Heating | Electric
F4 | Residential | Heat Pump | Multifamily - LI - Elec | New | Space Heating | Electric
F1 | Residential | All | Single Family - Gas | Existing | Cooling | Electric
F2 | Residential | All | Single Family - Gas | Existing | Cooling | Electric
F3 | Residential | All | Single Family - Gas | Existing | Cooling | Electric
F4 | Residential | All | Single Family - Gas | Existing | Cooling | Electric
F1 | Residential | All | Single Family - Gas | Existing | Space Heating | Electric
F2 | Residential | All | Single Family - Gas | Existing | Space Heating | Electric
F3 | Residential | All | Single Family - Gas | Existing | Space Heating | Electric
F4 | Residential | All | Single Family - Gas | Existing | Space Heating | Electric
F1 | Residential | All | Single Family - Gas | Existing | Water Heating | Electric
F2 | Residential | All | Single Family - Gas | Existing | Water Heating | Electric
F3 | Residential | All | Single Family - Gas | Existing | Water Heating | Electric
F4 | Residential | All | Single Family - Gas | Existing | Water Heating | Electric
F1 | Residential | All | Single Family - Gas | Existing | Interior Lighting | Electric
F2 | Residential | All | Single Family - Gas | Existing | Interior Lighting | Electric
F3 | Residential | All | Single Family - Gas | Existing | Interior Lighting | Electric
F4 | Residential | All | Single Family - Gas | Existing | Interior Lighting | Electric
F1 | Residential | All | Single Family - Gas | Existing | Exterior Lighting | Electric
F2 | Residential | All | Single Family - Gas | Existing | Exterior Lighting | Electric
F3 | Residential | All | Single Family - Gas | Existing | Exterior Lighting | Electric
F4 | Residential | All | Single Family - Gas | Existing | Exterior Lighting | Electric
F1 | Residential | All | Single Family - Gas | Existing | Appliances | Electric
F2 | Residential | All | Single Family - Gas | Existing | Appliances | Electric
F3 | Residential | All | Single Family - Gas | Existing | Appliances | Electric
F4 | Residential | All | Single Family - Gas | Existing | Appliances | Electric
F1 | Residential | All | Single Family - Gas | Existing | Electronics | Electric
F2 | Residential | All | Single Family - Gas | Existing | Electronics | Electric
F3 | Residential | All | Single Family - Gas | Existing | Electronics | Electric
F4 | Residential | All | Single Family - Gas | Existing | Electronics | Electric
F1 | Residential | All | Single Family - Gas | Existing | Miscellaneous | Electric
F2 | Residential | All | Single Family - Gas | Existing | Miscellaneous | Electric
F3 | Residential | All | Single Family - Gas | Existing | Miscellaneous | Electric
F4 | Residential | All | Single Family - Gas | Existing | Miscellaneous | Electric
F1 | Residential | All | Single Family - Gas | Existing | Generation | Electric
F2 | Residential | All | Single Family - Gas | Existing | Generation | Electric
F3 | Residential | All | Single Family - Gas | Existing | Generation | Electric
F4 | Residential | All | Single Family - Gas | Existing | Generation | Electric
F1 | Residential | All | Single Family - Gas | Existing | Space Heating | Natural Gas
F2 | Residential | All | Single Family - Gas | Existing | Space Heating | Natural Gas
F3 | Residential | All | Single Family - Gas | Existing | Space Heating | Natural Gas
F4 | Residential | All | Single Family - Gas | Existing | Space Heating | Natural Gas
F1 | Residential | All | Single Family - Gas | Existing | Water Heating | Natural Gas
F2 | Residential | All | Single Family - Gas | Existing | Water Heating | Natural Gas
F3 | Residential | All | Single Family - Gas | Existing | Water Heating | Natural Gas
F4 | Residential | All | Single Family - Gas | Existing | Water Heating | Natural Gas
F1 | Residential | All | Single Family - Gas | Existing | Appliances | Natural Gas
F2 | Residential | All | Single Family - Gas | Existing | Appliances | Natural Gas
F3 | Residential | All | Single Family - Gas | Existing | Appliances | Natural Gas
F4 | Residential | All | Single Family - Gas | Existing | Appliances | Natural Gas
F1 | Residential | All | Single Family - Gas | Existing | Miscellaneous | Natural Gas
F2 | Residential | All | Single Family - Gas | Existing | Miscellaneous | Natural Gas
F3 | Residential | All | Single Family - Gas | Existing | Miscellaneous | Natural Gas
F4 | Residential | All | Single Family - Gas | Existing | Miscellaneous | Natural Gas
F1 | Residential | Market | Single Family - Gas | Existing | Cooling | Electric
F2 | Residential | Market | Single Family - Gas | Existing | Cooling | Electric
F3 | Residential | Market | Single Family - Gas | Existing | Cooling | Electric
F4 | Residential | Market | Single Family - Gas | Existing | Cooling | Electric
F1 | Residential | Market | Single Family - Gas | Existing | Space Heating | Electric
F2 | Residential | Market | Single Family - Gas | Existing | Space Heating | Electric
F3 | Residential | Market | Single Family - Gas | Existing | Space Heating | Electric
F4 | Residential | Market | Single Family - Gas | Existing | Space Heating | Electric
F1 | Residential | Market | Single Family - Gas | Existing | Water Heating | Electric
F2 | Residential | Market | Single Family - Gas | Existing | Water Heating | Electric
F3 | Residential | Market | Single Family - Gas | Existing | Water Heating | Electric
F4 | Residential | Market | Single Family - Gas | Existing | Water Heating | Electric
F1 | Residential | Market | Single Family - Gas | Existing | Interior Lighting | Electric
F2 | Residential | Market | Single Family - Gas | Existing | Interior Lighting | Electric
F3 | Residential | Market | Single Family - Gas | Existing | Interior Lighting | Electric
F4 | Residential | Market | Single Family - Gas | Existing | Interior Lighting | Electric
F1 | Residential | Market | Single Family - Gas | Existing | Exterior Lighting | Electric
F2 | Residential | Market | Single Family - Gas | Existing | Exterior Lighting | Electric
F3 | Residential | Market | Single Family - Gas | Existing | Exterior Lighting | Electric
F4 | Residential | Market | Single Family - Gas | Existing | Exterior Lighting | Electric
F1 | Residential | Market | Single Family - Gas | Existing | Appliances | Electric
F2 | Residential | Market | Single Family - Gas | Existing | Appliances | Electric
F3 | Residential | Market | Single Family - Gas | Existing | Appliances | Electric
F4 | Residential | Market | Single Family - Gas | Existing | Appliances | Electric
F1 | Residential | Market | Single Family - Gas | Existing | Electronics | Electric
F2 | Residential | Market | Single Family - Gas | Existing | Electronics | Electric
F3 | Residential | Market | Single Family - Gas | Existing | Electronics | Electric
F4 | Residential | Market | Single Family - Gas | Existing | Electronics | Electric
F1 | Residential | Market | Single Family - Gas | Existing | Miscellaneous | Electric
F2 | Residential | Market | Single Family - Gas | Existing | Miscellaneous | Electric
F3 | Residential | Market | Single Family - Gas | Existing | Miscellaneous | Electric
F4 | Residential | Market | Single Family - Gas | Existing | Miscellaneous | Electric
F1 | Residential | Market | Single Family - Gas | Existing | Generation | Electric
F2 | Residential | Market | Single Family - Gas | Existing | Generation | Electric
F3 | Residential | Market | Single Family - Gas | Existing | Generation | Electric
F4 | Residential | Market | Single Family - Gas | Existing | Generation | Electric
F1 | Residential | Market | Single Family - Gas | Existing | Space Heating | Natural Gas
F2 | Residential | Market | Single Family - Gas | Existing | Space Heating | Natural Gas
F3 | Residential | Market | Single Family - Gas | Existing | Space Heating | Natural Gas
F4 | Residential | Market | Single Family - Gas | Existing | Space Heating | Natural Gas
F1 | Residential | Market | Single Family - Gas | Existing | Water Heating | Natural Gas
F2 | Residential | Market | Single Family - Gas | Existing | Water Heating | Natural Gas
F3 | Residential | Market | Single Family - Gas | Existing | Water Heating | Natural Gas
F4 | Residential | Market | Single Family - Gas | Existing | Water Heating | Natural Gas
F1 | Residential | Market | Single Family - Gas | Existing | Appliances | Natural Gas
F2 | Residential | Market | Single Family - Gas | Existing | Appliances | Natural Gas
F3 | Residential | Market | Single Family - Gas | Existing | Appliances | Natural Gas
F4 | Residential | Market | Single Family - Gas | Existing | Appliances | Natural Gas
F1 | Residential | Market | Single Family - Gas | Existing | Miscellaneous | Natural Gas
F2 | Residential | Market | Single Family - Gas | Existing | Miscellaneous | Natural Gas
F3 | Residential | Market | Single Family - Gas | Existing | Miscellaneous | Natural Gas
F4 | Residential | Market | Single Family - Gas | Existing | Miscellaneous | Natural Gas
F1 | Residential | Central System | Single Family - Gas | Existing | Cooling | Electric
F2 | Residential | Central System | Single Family - Gas | Existing | Cooling | Electric
F3 | Residential | Central System | Single Family - Gas | Existing | Cooling | Electric
F4 | Residential | Central System | Single Family - Gas | Existing | Cooling | Electric
F1 | Residential | Central System | Single Family - Gas | Existing | Space Heating | Electric
F2 | Residential | Central System | Single Family - Gas | Existing | Space Heating | Electric
F3 | Residential | Central System | Single Family - Gas | Existing | Space Heating | Electric
F4 | Residential | Central System | Single Family - Gas | Existing | Space Heating | Electric
F1 | Residential | Central System | Single Family - Gas | Existing | Space Heating | Natural Gas
F2 | Residential | Central System | Single Family - Gas | Existing | Space Heating | Natural Gas
F3 | Residential | Central System | Single Family - Gas | Existing | Space Heating | Natural Gas
F4 | Residential | Central System | Single Family - Gas | Existing | Space Heating | Natural Gas
F1 | Residential | Resistance | Single Family - Gas | Existing | Cooling | Electric
F2 | Residential | Resistance | Single Family - Gas | Existing | Cooling | Electric
F3 | Residential | Resistance | Single Family - Gas | Existing | Cooling | Electric
F4 | Residential | Resistance | Single Family - Gas | Existing | Cooling | Electric
F1 | Residential | Resistance | Single Family - Gas | Existing | Space Heating | Electric
F2 | Residential | Resistance | Single Family - Gas | Existing | Space Heating | Electric
F3 | Residential | Resistance | Single Family - Gas | Existing | Space Heating | Electric
F4 | Residential | Resistance | Single Family - Gas | Existing | Space Heating | Electric
F1 | Residential | Heat Pump | Single Family - Gas | Existing | Cooling | Electric
F2 | Residential | Heat Pump | Single Family - Gas | Existing | Cooling | Electric
F3 | Residential | Heat Pump | Single Family - Gas | Existing | Cooling | Electric
F4 | Residential | Heat Pump | Single Family - Gas | Existing | Cooling | Electric
F1 | Residential | Heat Pump | Single Family - Gas | Existing | Space Heating | Electric
F2 | Residential | Heat Pump | Single Family - Gas | Existing | Space Heating | Electric
F3 | Residential | Heat Pump | Single Family - Gas | Existing | Space Heating | Electric
F4 | Residential | Heat Pump | Single Family - Gas | Existing | Space Heating | Electric
F1 | Residential | All | Single Family - Gas | New | Cooling | Electric
F2 | Residential | All | Single Family - Gas | New | Cooling | Electric
F3 | Residential | All | Single Family - Gas | New | Cooling | Electric
F4 | Residential | All | Single Family - Gas | New | Cooling | Electric
F1 | Residential | All | Single Family - Gas | New | Space Heating | Electric
F2 | Residential | All | Single Family - Gas | New | Space Heating | Electric
F3 | Residential | All | Single Family - Gas | New | Space Heating | Electric
F4 | Residential | All | Single Family - Gas | New | Space Heating | Electric
F1 | Residential | All | Single Family - Gas | New | Water Heating | Electric
F2 | Residential | All | Single Family - Gas | New | Water Heating | Electric
F3 | Residential | All | Single Family - Gas | New | Water Heating | Electric
F4 | Residential | All | Single Family - Gas | New | Water Heating | Electric
F1 | Residential | All | Single Family - Gas | New | Interior Lighting | Electric
F2 | Residential | All | Single Family - Gas | New | Interior Lighting | Electric
F3 | Residential | All | Single Family - Gas | New | Interior Lighting | Electric
F4 | Residential | All | Single Family - Gas | New | Interior Lighting | Electric
F1 | Residential | All | Single Family - Gas | New | Exterior Lighting | Electric
F2 | Residential | All | Single Family - Gas | New | Exterior Lighting | Electric
F3 | Residential | All | Single Family - Gas | New | Exterior Lighting | Electric
F4 | Residential | All | Single Family - Gas | New | Exterior Lighting | Electric
F1 | Residential | All | Single Family - Gas | New | Appliances | Electric
F2 | Residential | All | Single Family - Gas | New | Appliances | Electric
F3 | Residential | All | Single Family - Gas | New | Appliances | Electric
F4 | Residential | All | Single Family - Gas | New | Appliances | Electric
F1 | Residential | All | Single Family - Gas | New | Electronics | Electric
F2 | Residential | All | Single Family - Gas | New | Electronics | Electric
F3 | Residential | All | Single Family - Gas | New | Electronics | Electric
F4 | Residential | All | Single Family - Gas | New | Electronics | Electric
F1 | Residential | All | Single Family - Gas | New | Miscellaneous | Electric
F2 | Residential | All | Single Family - Gas | New | Miscellaneous | Electric
F3 | Residential | All | Single Family - Gas | New | Miscellaneous | Electric
F4 | Residential | All | Single Family - Gas | New | Miscellaneous | Electric
F1 | Residential | All | Single Family - Gas | New | Generation | Electric
F2 | Residential | All | Single Family - Gas | New | Generation | Electric
F3 | Residential | All | Single Family - Gas | New | Generation | Electric
F4 | Residential | All | Single Family - Gas | New | Generation | Electric
F1 | Residential | All | Single Family - Gas | New | Space Heating | Natural Gas
F2 | Residential | All | Single Family - Gas | New | Space Heating | Natural Gas
F3 | Residential | All | Single Family - Gas | New | Space Heating | Natural Gas
F4 | Residential | All | Single Family - Gas | New | Space Heating | Natural Gas
F1 | Residential | All | Single Family - Gas | New | Water Heating | Natural Gas
F2 | Residential | All | Single Family - Gas | New | Water Heating | Natural Gas
F3 | Residential | All | Single Family - Gas | New | Water Heating | Natural Gas
F4 | Residential | All | Single Family - Gas | New | Water Heating | Natural Gas
F1 | Residential | All | Single Family - Gas | New | Appliances | Natural Gas
F2 | Residential | All | Single Family - Gas | New | Appliances | Natural Gas
F3 | Residential | All | Single Family - Gas | New | Appliances | Natural Gas
F4 | Residential | All | Single Family - Gas | New | Appliances | Natural Gas
F1 | Residential | All | Single Family - Gas | New | Miscellaneous | Natural Gas
F2 | Residential | All | Single Family - Gas | New | Miscellaneous | Natural Gas
F3 | Residential | All | Single Family - Gas | New | Miscellaneous | Natural Gas
F4 | Residential | All | Single Family - Gas | New | Miscellaneous | Natural Gas
F1 | Residential | Market | Single Family - Gas | New | Cooling | Electric
F2 | Residential | Market | Single Family - Gas | New | Cooling | Electric
F3 | Residential | Market | Single Family - Gas | New | Cooling | Electric
F4 | Residential | Market | Single Family - Gas | New | Cooling | Electric
F1 | Residential | Market | Single Family - Gas | New | Space Heating | Electric
F2 | Residential | Market | Single Family - Gas | New | Space Heating | Electric
F3 | Residential | Market | Single Family - Gas | New | Space Heating | Electric
F4 | Residential | Market | Single Family - Gas | New | Space Heating | Electric
F1 | Residential | Market | Single Family - Gas | New | Water Heating | Electric
F2 | Residential | Market | Single Family - Gas | New | Water Heating | Electric
F3 | Residential | Market | Single Family - Gas | New | Water Heating | Electric
F4 | Residential | Market | Single Family - Gas | New | Water Heating | Electric
F1 | Residential | Market | Single Family - Gas | New | Interior Lighting | Electric
F2 | Residential | Market | Single Family - Gas | New | Interior Lighting | Electric
F3 | Residential | Market | Single Family - Gas | New | Interior Lighting | Electric
F4 | Residential | Market | Single Family - Gas | New | Interior Lighting | Electric
F1 | Residential | Market | Single Family - Gas | New | Exterior Lighting | Electric
F2 | Residential | Market | Single Family - Gas | New | Exterior Lighting | Electric
F3 | Residential | Market | Single Family - Gas | New | Exterior Lighting | Electric
F4 | Residential | Market | Single Family - Gas | New | Exterior Lighting | Electric
F1 | Residential | Market | Single Family - Gas | New | Appliances | Electric
F2 | Residential | Market | Single Family - Gas | New | Appliances | Electric
F3 | Residential | Market | Single Family - Gas | New | Appliances | Electric
F4 | Residential | Market | Single Family - Gas | New | Appliances | Electric
F1 | Residential | Market | Single Family - Gas | New | Electronics | Electric
F2 | Residential | Market | Single Family - Gas | New | Electronics | Electric
F3 | Residential | Market | Single Family - Gas | New | Electronics | Electric
F4 | Residential | Market | Single Family - Gas | New | Electronics | Electric
F1 | Residential | Market | Single Family - Gas | New | Miscellaneous | Electric
F2 | Residential | Market | Single Family - Gas | New | Miscellaneous | Electric
F3 | Residential | Market | Single Family - Gas | New | Miscellaneous | Electric
F4 | Residential | Market | Single Family - Gas | New | Miscellaneous | Electric
F1 | Residential | Market | Single Family - Gas | New | Generation | Electric
F2 | Residential | Market | Single Family - Gas | New | Generation | Electric
F3 | Residential | Market | Single Family - Gas | New | Generation | Electric
F4 | Residential | Market | Single Family - Gas | New | Generation | Electric
F1 | Residential | Market | Single Family - Gas | New | Space Heating | Natural Gas
F2 | Residential | Market | Single Family - Gas | New | Space Heating | Natural Gas
F3 | Residential | Market | Single Family - Gas | New | Space Heating | Natural Gas
F4 | Residential | Market | Single Family - Gas | New | Space Heating | Natural Gas
F1 | Residential | Market | Single Family - Gas | New | Water Heating | Natural Gas
F2 | Residential | Market | Single Family - Gas | New | Water Heating | Natural Gas
F3 | Residential | Market | Single Family - Gas | New | Water Heating | Natural Gas
F4 | Residential | Market | Single Family - Gas | New | Water Heating | Natural Gas
F1 | Residential | Market | Single Family - Gas | New | Appliances | Natural Gas
F2 | Residential | Market | Single Family - Gas | New | Appliances | Natural Gas
F3 | Residential | Market | Single Family - Gas | New | Appliances | Natural Gas
F4 | Residential | Market | Single Family - Gas | New | Appliances | Natural Gas
F1 | Residential | Market | Single Family - Gas | New | Miscellaneous | Natural Gas
F2 | Residential | Market | Single Family - Gas | New | Miscellaneous | Natural Gas
F3 | Residential | Market | Single Family - Gas | New | Miscellaneous | Natural Gas
F4 | Residential | Market | Single Family - Gas | New | Miscellaneous | Natural Gas
F1 | Residential | Central System | Single Family - Gas | New | Cooling | Electric
F2 | Residential | Central System | Single Family - Gas | New | Cooling | Electric
F3 | Residential | Central System | Single Family - Gas | New | Cooling | Electric
F4 | Residential | Central System | Single Family - Gas | New | Cooling | Electric
F1 | Residential | Central System | Single Family - Gas | New | Space Heating | Electric
F2 | Residential | Central System | Single Family - Gas | New | Space Heating | Electric
F3 | Residential | Central System | Single Family - Gas | New | Space Heating | Electric
F4 | Residential | Central System | Single Family - Gas | New | Space Heating | Electric
F1 | Residential | Central System | Single Family - Gas | New | Space Heating | Natural Gas
F2 | Residential | Central System | Single Family - Gas | New | Space Heating | Natural Gas
F3 | Residential | Central System | Single Family - Gas | New | Space Heating | Natural Gas
F4 | Residential | Central System | Single Family - Gas | New | Space Heating | Natural Gas
F1 | Residential | Resistance | Single Family - Gas | New | Cooling | Electric
F2 | Residential | Resistance | Single Family - Gas | New | Cooling | Electric
F3 | Residential | Resistance | Single Family - Gas | New | Cooling | Electric
F4 | Residential | Resistance | Single Family - Gas | New | Cooling | Electric
F1 | Residential | Resistance | Single Family - Gas | New | Space Heating | Electric
F2 | Residential | Resistance | Single Family - Gas | New | Space Heating | Electric
F3 | Residential | Resistance | Single Family - Gas | New | Space Heating | Electric
F4 | Residential | Resistance | Single Family - Gas | New | Space Heating | Electric
F1 | Residential | Heat Pump | Single Family - Gas | New | Cooling | Electric
F2 | Residential | Heat Pump | Single Family - Gas | New | Cooling | Electric
F3 | Residential | Heat Pump | Single Family - Gas | New | Cooling | Electric
F4 | Residential | Heat Pump | Single Family - Gas | New | Cooling | Electric
F1 | Residential | Heat Pump | Single Family - Gas | New | Space Heating | Electric
F2 | Residential | Heat Pump | Single Family - Gas | New | Space Heating | Electric
F3 | Residential | Heat Pump | Single Family - Gas | New | Space Heating | Electric
F4 | Residential | Heat Pump | Single Family - Gas | New | Space Heating | Electric
F1 | Residential | All | Single Family - LI - Gas | Existing | Cooling | Electric
F2 | Residential | All | Single Family - LI - Gas | Existing | Cooling | Electric
F3 | Residential | All | Single Family - LI - Gas | Existing | Cooling | Electric
F4 | Residential | All | Single Family - LI - Gas | Existing | Cooling | Electric
F1 | Residential | All | Single Family - LI - Gas | Existing | Space Heating | Electric
F2 | Residential | All | Single Family - LI - Gas | Existing | Space Heating | Electric
F3 | Residential | All | Single Family - LI - Gas | Existing | Space Heating | Electric
F4 | Residential | All | Single Family - LI - Gas | Existing | Space Heating | Electric
F1 | Residential | All | Single Family - LI - Gas | Existing | Water Heating | Electric
F2 | Residential | All | Single Family - LI - Gas | Existing | Water Heating | Electric
F3 | Residential | All | Single Family - LI - Gas | Existing | Water Heating | Electric
F4 | Residential | All | Single Family - LI - Gas | Existing | Water Heating | Electric
F1 | Residential | All | Single Family - LI - Gas | Existing | Interior Lighting | Electric
F2 | Residential | All | Single Family - LI - Gas | Existing | Interior Lighting | Electric
F3 | Residential | All | Single Family - LI - Gas | Existing | Interior Lighting | Electric
F4 | Residential | All | Single Family - LI - Gas | Existing | Interior Lighting | Electric
F1 | Residential | All | Single Family - LI - Gas | Existing | Exterior Lighting | Electric
F2 | Residential | All | Single Family - LI - Gas | Existing | Exterior Lighting | Electric
F3 | Residential | All | Single Family - LI - Gas | Existing | Exterior Lighting | Electric
F4 | Residential | All | Single Family - LI - Gas | Existing | Exterior Lighting | Electric
F1 | Residential | All | Single Family - LI - Gas | Existing | Appliances | Electric
F2 | Residential | All | Single Family - LI - Gas | Existing | Appliances | Electric
F3 | Residential | All | Single Family - LI - Gas | Existing | Appliances | Electric
F4 | Residential | All | Single Family - LI - Gas | Existing | Appliances | Electric
F1 | Residential | All | Single Family - LI - Gas | Existing | Electronics | Electric
F2 | Residential | All | Single Family - LI - Gas | Existing | Electronics | Electric
F3 | Residential | All | Single Family - LI - Gas | Existing | Electronics | Electric
F4 | Residential | All | Single Family - LI - Gas | Existing | Electronics | Electric
F1 | Residential | All | Single Family - LI - Gas | Existing | Miscellaneous | Electric
F2 | Residential | All | Single Family - LI - Gas | Existing | Miscellaneous | Electric
F3 | Residential | All | Single Family - LI - Gas | Existing | Miscellaneous | Electric
F4 | Residential | All | Single Family - LI - Gas | Existing | Miscellaneous | Electric
F1 | Residential | All | Single Family - LI - Gas | Existing | Generation | Electric
F2 | Residential | All | Single Family - LI - Gas | Existing | Generation | Electric
F3 | Residential | All | Single Family - LI - Gas | Existing | Generation | Electric
F4 | Residential | All | Single Family - LI - Gas | Existing | Generation | Electric
F1 | Residential | All | Single Family - LI - Gas | Existing | Space Heating | Natural Gas
F2 | Residential | All | Single Family - LI - Gas | Existing | Space Heating | Natural Gas
F3 | Residential | All | Single Family - LI - Gas | Existing | Space Heating | Natural Gas
F4 | Residential | All | Single Family - LI - Gas | Existing | Space Heating | Natural Gas
F1 | Residential | All | Single Family - LI - Gas | Existing | Water Heating | Natural Gas
F2 | Residential | All | Single Family - LI - Gas | Existing | Water Heating | Natural Gas
F3 | Residential | All | Single Family - LI - Gas | Existing | Water Heating | Natural Gas
F4 | Residential | All | Single Family - LI - Gas | Existing | Water Heating | Natural Gas
F1 | Residential | All | Single Family - LI - Gas | Existing | Appliances | Natural Gas
F2 | Residential | All | Single Family - LI - Gas | Existing | Appliances | Natural Gas
F3 | Residential | All | Single Family - LI - Gas | Existing | Appliances | Natural Gas
F4 | Residential | All | Single Family - LI - Gas | Existing | Appliances | Natural Gas
F1 | Residential | All | Single Family - LI - Gas | Existing | Miscellaneous | Natural Gas
F2 | Residential | All | Single Family - LI - Gas | Existing | Miscellaneous | Natural Gas
F3 | Residential | All | Single Family - LI - Gas | Existing | Miscellaneous | Natural Gas
F4 | Residential | All | Single Family - LI - Gas | Existing | Miscellaneous | Natural Gas
F1 | Residential | Market | Single Family - LI - Gas | Existing | Cooling | Electric
F2 | Residential | Market | Single Family - LI - Gas | Existing | Cooling | Electric
F3 | Residential | Market | Single Family - LI - Gas | Existing | Cooling | Electric
F4 | Residential | Market | Single Family - LI - Gas | Existing | Cooling | Electric
F1 | Residential | Market | Single Family - LI - Gas | Existing | Space Heating | Electric
F2 | Residential | Market | Single Family - LI - Gas | Existing | Space Heating | Electric
F3 | Residential | Market | Single Family - LI - Gas | Existing | Space Heating | Electric
F4 | Residential | Market | Single Family - LI - Gas | Existing | Space Heating | Electric
F1 | Residential | Market | Single Family - LI - Gas | Existing | Water Heating | Electric
F2 | Residential | Market | Single Family - LI - Gas | Existing | Water Heating | Electric
F3 | Residential | Market | Single Family - LI - Gas | Existing | Water Heating | Electric
F4 | Residential | Market | Single Family - LI - Gas | Existing | Water Heating | Electric
F1 | Residential | Market | Single Family - LI - Gas | Existing | Interior Lighting | Electric
F2 | Residential | Market | Single Family - LI - Gas | Existing | Interior Lighting | Electric
F3 | Residential | Market | Single Family - LI - Gas | Existing | Interior Lighting | Electric
F4 | Residential | Market | Single Family - LI - Gas | Existing | Interior Lighting | Electric
F1 | Residential | Market | Single Family - LI - Gas | Existing | Exterior Lighting | Electric
F2 | Residential | Market | Single Family - LI - Gas | Existing | Exterior Lighting | Electric
F3 | Residential | Market | Single Family - LI - Gas | Existing | Exterior Lighting | Electric
F4 | Residential | Market | Single Family - LI - Gas | Existing | Exterior Lighting | Electric
F1 | Residential | Market | Single Family - LI - Gas | Existing | Appliances | Electric
F2 | Residential | Market | Single Family - LI - Gas | Existing | Appliances | Electric
F3 | Residential | Market | Single Family - LI - Gas | Existing | Appliances | Electric
F4 | Residential | Market | Single Family - LI - Gas | Existing | Appliances | Electric
F1 | Residential | Market | Single Family - LI - Gas | Existing | Electronics | Electric
F2 | Residential | Market | Single Family - LI - Gas | Existing | Electronics | Electric
F3 | Residential | Market | Single Family - LI - Gas | Existing | Electronics | Electric
F4 | Residential | Market | Single Family - LI - Gas | Existing | Electronics | Electric
F1 | Residential | Market | Single Family - LI - Gas | Existing | Miscellaneous | Electric
F2 | Residential | Market | Single Family - LI - Gas | Existing | Miscellaneous | Electric
F3 | Residential | Market | Single Family - LI - Gas | Existing | Miscellaneous | Electric
F4 | Residential | Market | Single Family - LI - Gas | Existing | Miscellaneous | Electric
F1 | Residential | Market | Single Family - LI - Gas | Existing | Generation | Electric
F2 | Residential | Market | Single Family - LI - Gas | Existing | Generation | Electric
F3 | Residential | Market | Single Family - LI - Gas | Existing | Generation | Electric
F4 | Residential | Market | Single Family - LI - Gas | Existing | Generation | Electric
F1 | Residential | Market | Single Family - LI - Gas | Existing | Space Heating | Natural Gas
F2 | Residential | Market | Single Family - LI - Gas | Existing | Space Heating | Natural Gas
F3 | Residential | Market | Single Family - LI - Gas | Existing | Space Heating | Natural Gas
F4 | Residential | Market | Single Family - LI - Gas | Existing | Space Heating | Natural Gas
F1 | Residential | Market | Single Family - LI - Gas | Existing | Water Heating | Natural Gas
F2 | Residential | Market | Single Family - LI - Gas | Existing | Water Heating | Natural Gas
F3 | Residential | Market | Single Family - LI - Gas | Existing | Water Heating | Natural Gas
F4 | Residential | Market | Single Family - LI - Gas | Existing | Water Heating | Natural Gas
F1 | Residential | Market | Single Family - LI - Gas | Existing | Appliances | Natural Gas
F2 | Residential | Market | Single Family - LI - Gas | Existing | Appliances | Natural Gas
F3 | Residential | Market | Single Family - LI - Gas | Existing | Appliances | Natural Gas
F4 | Residential | Market | Single Family - LI - Gas | Existing | Appliances | Natural Gas
F1 | Residential | Market | Single Family - LI - Gas | Existing | Miscellaneous | Natural Gas
F2 | Residential | Market | Single Family - LI - Gas | Existing | Miscellaneous | Natural Gas
F3 | Residential | Market | Single Family - LI - Gas | Existing | Miscellaneous | Natural Gas
F4 | Residential | Market | Single Family - LI - Gas | Existing | Miscellaneous | Natural Gas
F1 | Residential | Central System | Single Family - LI - Gas | Existing | Cooling | Electric
F2 | Residential | Central System | Single Family - LI - Gas | Existing | Cooling | Electric
F3 | Residential | Central System | Single Family - LI - Gas | Existing | Cooling | Electric
F4 | Residential | Central System | Single Family - LI - Gas | Existing | Cooling | Electric
F1 | Residential | Central System | Single Family - LI - Gas | Existing | Space Heating | Electric
F2 | Residential | Central System | Single Family - LI - Gas | Existing | Space Heating | Electric
F3 | Residential | Central System | Single Family - LI - Gas | Existing | Space Heating | Electric
F4 | Residential | Central System | Single Family - LI - Gas | Existing | Space Heating | Electric
F1 | Residential | Central System | Single Family - LI - Gas | Existing | Space Heating | Natural Gas
F2 | Residential | Central System | Single Family - LI - Gas | Existing | Space Heating | Natural Gas
F3 | Residential | Central System | Single Family - LI - Gas | Existing | Space Heating | Natural Gas
F4 | Residential | Central System | Single Family - LI - Gas | Existing | Space Heating | Natural Gas
F1 | Residential | Resistance | Single Family - LI - Gas | Existing | Cooling | Electric
F2 | Residential | Resistance | Single Family - LI - Gas | Existing | Cooling | Electric
F3 | Residential | Resistance | Single Family - LI - Gas | Existing | Cooling | Electric
F4 | Residential | Resistance | Single Family - LI - Gas | Existing | Cooling | Electric
F1 | Residential | Resistance | Single Family - LI - Gas | Existing | Space Heating | Electric
F2 | Residential | Resistance | Single Family - LI - Gas | Existing | Space Heating | Electric
F3 | Residential | Resistance | Single Family - LI - Gas | Existing | Space Heating | Electric
F4 | Residential | Resistance | Single Family - LI - Gas | Existing | Space Heating | Electric
F1 | Residential | Heat Pump | Single Family - LI - Gas | Existing | Cooling | Electric
F2 | Residential | Heat Pump | Single Family - LI - Gas | Existing | Cooling | Electric
F3 | Residential | Heat Pump | Single Family - LI - Gas | Existing | Cooling | Electric
F4 | Residential | Heat Pump | Single Family - LI - Gas | Existing | Cooling | Electric
F1 | Residential | Heat Pump | Single Family - LI - Gas | Existing | Space Heating | Electric
F2 | Residential | Heat Pump | Single Family - LI - Gas | Existing | Space Heating | Electric
F3 | Residential | Heat Pump | Single Family - LI - Gas | Existing | Space Heating | Electric
F4 | Residential | Heat Pump | Single Family - LI - Gas | Existing | Space Heating | Electric
F1 | Residential | All | Single Family - LI - Gas | New | Cooling | Electric
F2 | Residential | All | Single Family - LI - Gas | New | Cooling | Electric
F3 | Residential | All | Single Family - LI - Gas | New | Cooling | Electric
F4 | Residential | All | Single Family - LI - Gas | New | Cooling | Electric
F1 | Residential | All | Single Family - LI - Gas | New | Space Heating | Electric
F2 | Residential | All | Single Family - LI - Gas | New | Space Heating | Electric
F3 | Residential | All | Single Family - LI - Gas | New | Space Heating | Electric
F4 | Residential | All | Single Family - LI - Gas | New | Space Heating | Electric
F1 | Residential | All | Single Family - LI - Gas | New | Water Heating | Electric
F2 | Residential | All | Single Family - LI - Gas | New | Water Heating | Electric
F3 | Residential | All | Single Family - LI - Gas | New | Water Heating | Electric
F4 | Residential | All | Single Family - LI - Gas | New | Water Heating | Electric
F1 | Residential | All | Single Family - LI - Gas | New | Interior Lighting | Electric
F2 | Residential | All | Single Family - LI - Gas | New | Interior Lighting | Electric
F3 | Residential | All | Single Family - LI - Gas | New | Interior Lighting | Electric
F4 | Residential | All | Single Family - LI - Gas | New | Interior Lighting | Electric
F1 | Residential | All | Single Family - LI - Gas | New | Exterior Lighting | Electric
F2 | Residential | All | Single Family - LI - Gas | New | Exterior Lighting | Electric
F3 | Residential | All | Single Family - LI - Gas | New | Exterior Lighting | Electric
F4 | Residential | All | Single Family - LI - Gas | New | Exterior Lighting | Electric
F1 | Residential | All | Single Family - LI - Gas | New | Appliances | Electric
F2 | Residential | All | Single Family - LI - Gas | New | Appliances | Electric
F3 | Residential | All | Single Family - LI - Gas | New | Appliances | Electric
F4 | Residential | All | Single Family - LI - Gas | New | Appliances | Electric
F1 | Residential | All | Single Family - LI - Gas | New | Electronics | Electric
F2 | Residential | All | Single Family - LI - Gas | New | Electronics | Electric
F3 | Residential | All | Single Family - LI - Gas | New | Electronics | Electric
F4 | Residential | All | Single Family - LI - Gas | New | Electronics | Electric
F1 | Residential | All | Single Family - LI - Gas | New | Miscellaneous | Electric
F2 | Residential | All | Single Family - LI - Gas | New | Miscellaneous | Electric
F3 | Residential | All | Single Family - LI - Gas | New | Miscellaneous | Electric
F4 | Residential | All | Single Family - LI - Gas | New | Miscellaneous | Electric
F1 | Residential | All | Single Family - LI - Gas | New | Generation | Electric
F2 | Residential | All | Single Family - LI - Gas | New | Generation | Electric
F3 | Residential | All | Single Family - LI - Gas | New | Generation | Electric
F4 | Residential | All | Single Family - LI - Gas | New | Generation | Electric
F1 | Residential | All | Single Family - LI - Gas | New | Space Heating | Natural Gas
F2 | Residential | All | Single Family - LI - Gas | New | Space Heating | Natural Gas
F3 | Residential | All | Single Family - LI - Gas | New | Space Heating | Natural Gas
F4 | Residential | All | Single Family - LI - Gas | New | Space Heating | Natural Gas
F1 | Residential | All | Single Family - LI - Gas | New | Water Heating | Natural Gas
F2 | Residential | All | Single Family - LI - Gas | New | Water Heating | Natural Gas
F3 | Residential | All | Single Family - LI - Gas | New | Water Heating | Natural Gas
F4 | Residential | All | Single Family - LI - Gas | New | Water Heating | Natural Gas
F1 | Residential | All | Single Family - LI - Gas | New | Appliances | Natural Gas
F2 | Residential | All | Single Family - LI - Gas | New | Appliances | Natural Gas
F3 | Residential | All | Single Family - LI - Gas | New | Appliances | Natural Gas
F4 | Residential | All | Single Family - LI - Gas | New | Appliances | Natural Gas
F1 | Residential | All | Single Family - LI - Gas | New | Miscellaneous | Natural Gas
F2 | Residential | All | Single Family - LI - Gas | New | Miscellaneous | Natural Gas
F3 | Residential | All | Single Family - LI - Gas | New | Miscellaneous | Natural Gas
F4 | Residential | All | Single Family - LI - Gas | New | Miscellaneous | Natural Gas
F1 | Residential | Market | Single Family - LI - Gas | New | Cooling | Electric
F2 | Residential | Market | Single Family - LI - Gas | New | Cooling | Electric
F3 | Residential | Market | Single Family - LI - Gas | New | Cooling | Electric
F4 | Residential | Market | Single Family - LI - Gas | New | Cooling | Electric
F1 | Residential | Market | Single Family - LI - Gas | New | Space Heating | Electric
F2 | Residential | Market | Single Family - LI - Gas | New | Space Heating | Electric
F3 | Residential | Market | Single Family - LI - Gas | New | Space Heating | Electric
F4 | Residential | Market | Single Family - LI - Gas | New | Space Heating | Electric
F1 | Residential | Market | Single Family - LI - Gas | New | Water Heating | Electric
F2 | Residential | Market | Single Family - LI - Gas | New | Water Heating | Electric
F3 | Residential | Market | Single Family - LI - Gas | New | Water Heating | Electric
F4 | Residential | Market | Single Family - LI - Gas | New | Water Heating | Electric
F1 | Residential | Market | Single Family - LI - Gas | New | Interior Lighting | Electric
F2 | Residential | Market | Single Family - LI - Gas | New | Interior Lighting | Electric
F3 | Residential | Market | Single Family - LI - Gas | New | Interior Lighting | Electric
F4 | Residential | Market | Single Family - LI - Gas | New | Interior Lighting | Electric
F1 | Residential | Market | Single Family - LI - Gas | New | Exterior Lighting | Electric
F2 | Residential | Market | Single Family - LI - Gas | New | Exterior Lighting | Electric
F3 | Residential | Market | Single Family - LI - Gas | New | Exterior Lighting | Electric
F4 | Residential | Market | Single Family - LI - Gas | New | Exterior Lighting | Electric
F1 | Residential | Market | Single Family - LI - Gas | New | Appliances | Electric
F2 | Residential | Market | Single Family - LI - Gas | New | Appliances | Electric
F3 | Residential | Market | Single Family - LI - Gas | New | Appliances | Electric
F4 | Residential | Market | Single Family - LI - Gas | New | Appliances | Electric
F1 | Residential | Market | Single Family - LI - Gas | New | Electronics | Electric
F2 | Residential | Market | Single Family - LI - Gas | New | Electronics | Electric
F3 | Residential | Market | Single Family - LI - Gas | New | Electronics | Electric
F4 | Residential | Market | Single Family - LI - Gas | New | Electronics | Electric
F1 | Residential | Market | Single Family - LI - Gas | New | Miscellaneous | Electric
F2 | Residential | Market | Single Family - LI - Gas | New | Miscellaneous | Electric
F3 | Residential | Market | Single Family - LI - Gas | New | Miscellaneous | Electric
F4 | Residential | Market | Single Family - LI - Gas | New | Miscellaneous | Electric
F1 | Residential | Market | Single Family - LI - Gas | New | Generation | Electric
F2 | Residential | Market | Single Family - LI - Gas | New | Generation | Electric
F3 | Residential | Market | Single Family - LI - Gas | New | Generation | Electric
F4 | Residential | Market | Single Family - LI - Gas | New | Generation | Electric
F1 | Residential | Market | Single Family - LI - Gas | New | Space Heating | Natural Gas
F2 | Residential | Market | Single Family - LI - Gas | New | Space Heating | Natural Gas
F3 | Residential | Market | Single Family - LI - Gas | New | Space Heating | Natural Gas
F4 | Residential | Market | Single Family - LI - Gas | New | Space Heating | Natural Gas
F1 | Residential | Market | Single Family - LI - Gas | New | Water Heating | Natural Gas
F2 | Residential | Market | Single Family - LI - Gas | New | Water Heating | Natural Gas
F3 | Residential | Market | Single Family - LI - Gas | New | Water Heating | Natural Gas
F4 | Residential | Market | Single Family - LI - Gas | New | Water Heating | Natural Gas
F1 | Residential | Market | Single Family - LI - Gas | New | Appliances | Natural Gas
F2 | Residential | Market | Single Family - LI - Gas | New | Appliances | Natural Gas
F3 | Residential | Market | Single Family - LI - Gas | New | Appliances | Natural Gas
F4 | Residential | Market | Single Family - LI - Gas | New | Appliances | Natural Gas
F1 | Residential | Market | Single Family - LI - Gas | New | Miscellaneous | Natural Gas
F2 | Residential | Market | Single Family - LI - Gas | New | Miscellaneous | Natural Gas
F3 | Residential | Market | Single Family - LI - Gas | New | Miscellaneous | Natural Gas
F4 | Residential | Market | Single Family - LI - Gas | New | Miscellaneous | Natural Gas
F1 | Residential | Central System | Single Family - LI - Gas | New | Cooling | Electric
F2 | Residential | Central System | Single Family - LI - Gas | New | Cooling | Electric
F3 | Residential | Central System | Single Family - LI - Gas | New | Cooling | Electric
F4 | Residential | Central System | Single Family - LI - Gas | New | Cooling | Electric
F1 | Residential | Central System | Single Family - LI - Gas | New | Space Heating | Electric
F2 | Residential | Central System | Single Family - LI - Gas | New | Space Heating | Electric
F3 | Residential | Central System | Single Family - LI - Gas | New | Space Heating | Electric
F4 | Residential | Central System | Single Family - LI - Gas | New | Space Heating | Electric
F1 | Residential | Central System | Single Family - LI - Gas | New | Space Heating | Natural Gas
F2 | Residential | Central System | Single Family - LI - Gas | New | Space Heating | Natural Gas
F3 | Residential | Central System | Single Family - LI - Gas | New | Space Heating | Natural Gas
F4 | Residential | Central System | Single Family - LI - Gas | New | Space Heating | Natural Gas
F1 | Residential | Resistance | Single Family - LI - Gas | New | Cooling | Electric
F2 | Residential | Resistance | Single Family - LI - Gas | New | Cooling | Electric
F3 | Residential | Resistance | Single Family - LI - Gas | New | Cooling | Electric
F4 | Residential | Resistance | Single Family - LI - Gas | New | Cooling | Electric
F1 | Residential | Resistance | Single Family - LI - Gas | New | Space Heating | Electric
F2 | Residential | Resistance | Single Family - LI - Gas | New | Space Heating | Electric
F3 | Residential | Resistance | Single Family - LI - Gas | New | Space Heating | Electric
F4 | Residential | Resistance | Single Family - LI - Gas | New | Space Heating | Electric
F1 | Residential | Heat Pump | Single Family - LI - Gas | New | Cooling | Electric
F2 | Residential | Heat Pump | Single Family - LI - Gas | New | Cooling | Electric
F3 | Residential | Heat Pump | Single Family - LI - Gas | New | Cooling | Electric
F4 | Residential | Heat Pump | Single Family - LI - Gas | New | Cooling | Electric
F1 | Residential | Heat Pump | Single Family - LI - Gas | New | Space Heating | Electric
F2 | Residential | Heat Pump | Single Family - LI - Gas | New | Space Heating | Electric
F3 | Residential | Heat Pump | Single Family - LI - Gas | New | Space Heating | Electric
F4 | Residential | Heat Pump | Single Family - LI - Gas | New | Space Heating | Electric
F1 | Residential | All | Multifamily - Gas | Existing | Cooling | Electric
F2 | Residential | All | Multifamily - Gas | Existing | Cooling | Electric
F3 | Residential | All | Multifamily - Gas | Existing | Cooling | Electric
F4 | Residential | All | Multifamily - Gas | Existing | Cooling | Electric
F1 | Residential | All | Multifamily - Gas | Existing | Space Heating | Electric
F2 | Residential | All | Multifamily - Gas | Existing | Space Heating | Electric
F3 | Residential | All | Multifamily - Gas | Existing | Space Heating | Electric
F4 | Residential | All | Multifamily - Gas | Existing | Space Heating | Electric
F1 | Residential | All | Multifamily - Gas | Existing | Water Heating | Electric
F2 | Residential | All | Multifamily - Gas | Existing | Water Heating | Electric
F3 | Residential | All | Multifamily - Gas | Existing | Water Heating | Electric
F4 | Residential | All | Multifamily - Gas | Existing | Water Heating | Electric
F1 | Residential | All | Multifamily - Gas | Existing | Interior Lighting | Electric
F2 | Residential | All | Multifamily - Gas | Existing | Interior Lighting | Electric
F3 | Residential | All | Multifamily - Gas | Existing | Interior Lighting | Electric
F4 | Residential | All | Multifamily - Gas | Existing | Interior Lighting | Electric
F1 | Residential | All | Multifamily - Gas | Existing | Exterior Lighting | Electric
F2 | Residential | All | Multifamily - Gas | Existing | Exterior Lighting | Electric
F3 | Residential | All | Multifamily - Gas | Existing | Exterior Lighting | Electric
F4 | Residential | All | Multifamily - Gas | Existing | Exterior Lighting | Electric
F1 | Residential | All | Multifamily - Gas | Existing | Appliances | Electric
F2 | Residential | All | Multifamily - Gas | Existing | Appliances | Electric
F3 | Residential | All | Multifamily - Gas | Existing | Appliances | Electric
F4 | Residential | All | Multifamily - Gas | Existing | Appliances | Electric
F1 | Residential | All | Multifamily - Gas | Existing | Electronics | Electric
F2 | Residential | All | Multifamily - Gas | Existing | Electronics | Electric
F3 | Residential | All | Multifamily - Gas | Existing | Electronics | Electric
F4 | Residential | All | Multifamily - Gas | Existing | Electronics | Electric
F1 | Residential | All | Multifamily - Gas | Existing | Miscellaneous | Electric
F2 | Residential | All | Multifamily - Gas | Existing | Miscellaneous | Electric
F3 | Residential | All | Multifamily - Gas | Existing | Miscellaneous | Electric
F4 | Residential | All | Multifamily - Gas | Existing | Miscellaneous | Electric
F1 | Residential | All | Multifamily - Gas | Existing | Generation | Electric
F2 | Residential | All | Multifamily - Gas | Existing | Generation | Electric
F3 | Residential | All | Multifamily - Gas | Existing | Generation | Electric
F4 | Residential | All | Multifamily - Gas | Existing | Generation | Electric
F1 | Residential | All | Multifamily - Gas | Existing | Space Heating | Natural Gas
F2 | Residential | All | Multifamily - Gas | Existing | Space Heating | Natural Gas
F3 | Residential | All | Multifamily - Gas | Existing | Space Heating | Natural Gas
F4 | Residential | All | Multifamily - Gas | Existing | Space Heating | Natural Gas
F1 | Residential | All | Multifamily - Gas | Existing | Water Heating | Natural Gas
F2 | Residential | All | Multifamily - Gas | Existing | Water Heating | Natural Gas
F3 | Residential | All | Multifamily - Gas | Existing | Water Heating | Natural Gas
F4 | Residential | All | Multifamily - Gas | Existing | Water Heating | Natural Gas
F1 | Residential | All | Multifamily - Gas | Existing | Appliances | Natural Gas
F2 | Residential | All | Multifamily - Gas | Existing | Appliances | Natural Gas
F3 | Residential | All | Multifamily - Gas | Existing | Appliances | Natural Gas
F4 | Residential | All | Multifamily - Gas | Existing | Appliances | Natural Gas
F1 | Residential | All | Multifamily - Gas | Existing | Miscellaneous | Natural Gas
F2 | Residential | All | Multifamily - Gas | Existing | Miscellaneous | Natural Gas
F3 | Residential | All | Multifamily - Gas | Existing | Miscellaneous | Natural Gas
F4 | Residential | All | Multifamily - Gas | Existing | Miscellaneous | Natural Gas
F1 | Residential | Market | Multifamily - Gas | Existing | Cooling | Electric
F2 | Residential | Market | Multifamily - Gas | Existing | Cooling | Electric
F3 | Residential | Market | Multifamily - Gas | Existing | Cooling | Electric
F4 | Residential | Market | Multifamily - Gas | Existing | Cooling | Electric
F1 | Residential | Market | Multifamily - Gas | Existing | Space Heating | Electric
F2 | Residential | Market | Multifamily - Gas | Existing | Space Heating | Electric
F3 | Residential | Market | Multifamily - Gas | Existing | Space Heating | Electric
F4 | Residential | Market | Multifamily - Gas | Existing | Space Heating | Electric
F1 | Residential | Market | Multifamily - Gas | Existing | Water Heating | Electric
F2 | Residential | Market | Multifamily - Gas | Existing | Water Heating | Electric
F3 | Residential | Market | Multifamily - Gas | Existing | Water Heating | Electric
F4 | Residential | Market | Multifamily - Gas | Existing | Water Heating | Electric
F1 | Residential | Market | Multifamily - Gas | Existing | Interior Lighting | Electric
F2 | Residential | Market | Multifamily - Gas | Existing | Interior Lighting | Electric
F3 | Residential | Market | Multifamily - Gas | Existing | Interior Lighting | Electric
F4 | Residential | Market | Multifamily - Gas | Existing | Interior Lighting | Electric
F1 | Residential | Market | Multifamily - Gas | Existing | Exterior Lighting | Electric
F2 | Residential | Market | Multifamily - Gas | Existing | Exterior Lighting | Electric
F3 | Residential | Market | Multifamily - Gas | Existing | Exterior Lighting | Electric
F4 | Residential | Market | Multifamily - Gas | Existing | Exterior Lighting | Electric
F1 | Residential | Market | Multifamily - Gas | Existing | Appliances | Electric
F2 | Residential | Market | Multifamily - Gas | Existing | Appliances | Electric
F3 | Residential | Market | Multifamily - Gas | Existing | Appliances | Electric
F4 | Residential | Market | Multifamily - Gas | Existing | Appliances | Electric
F1 | Residential | Market | Multifamily - Gas | Existing | Electronics | Electric
F2 | Residential | Market | Multifamily - Gas | Existing | Electronics | Electric
F3 | Residential | Market | Multifamily - Gas | Existing | Electronics | Electric
F4 | Residential | Market | Multifamily - Gas | Existing | Electronics | Electric
F1 | Residential | Market | Multifamily - Gas | Existing | Miscellaneous | Electric
F2 | Residential | Market | Multifamily - Gas | Existing | Miscellaneous | Electric
F3 | Residential | Market | Multifamily - Gas | Existing | Miscellaneous | Electric
F4 | Residential | Market | Multifamily - Gas | Existing | Miscellaneous | Electric
F1 | Residential | Market | Multifamily - Gas | Existing | Generation | Electric
F2 | Residential | Market | Multifamily - Gas | Existing | Generation | Electric
F3 | Residential | Market | Multifamily - Gas | Existing | Generation | Electric
F4 | Residential | Market | Multifamily - Gas | Existing | Generation | Electric
F1 | Residential | Market | Multifamily - Gas | Existing | Space Heating | Natural Gas
F2 | Residential | Market | Multifamily - Gas | Existing | Space Heating | Natural Gas
F3 | Residential | Market | Multifamily - Gas | Existing | Space Heating | Natural Gas
F4 | Residential | Market | Multifamily - Gas | Existing | Space Heating | Natural Gas
F1 | Residential | Market | Multifamily - Gas | Existing | Water Heating | Natural Gas
F2 | Residential | Market | Multifamily - Gas | Existing | Water Heating | Natural Gas
F3 | Residential | Market | Multifamily - Gas | Existing | Water Heating | Natural Gas
F4 | Residential | Market | Multifamily - Gas | Existing | Water Heating | Natural Gas
F1 | Residential | Market | Multifamily - Gas | Existing | Appliances | Natural Gas
F2 | Residential | Market | Multifamily - Gas | Existing | Appliances | Natural Gas
F3 | Residential | Market | Multifamily - Gas | Existing | Appliances | Natural Gas
F4 | Residential | Market | Multifamily - Gas | Existing | Appliances | Natural Gas
F1 | Residential | Market | Multifamily - Gas | Existing | Miscellaneous | Natural Gas
F2 | Residential | Market | Multifamily - Gas | Existing | Miscellaneous | Natural Gas
F3 | Residential | Market | Multifamily - Gas | Existing | Miscellaneous | Natural Gas
F4 | Residential | Market | Multifamily - Gas | Existing | Miscellaneous | Natural Gas
F1 | Residential | Central System | Multifamily - Gas | Existing | Cooling | Electric
F2 | Residential | Central System | Multifamily - Gas | Existing | Cooling | Electric
F3 | Residential | Central System | Multifamily - Gas | Existing | Cooling | Electric
F4 | Residential | Central System | Multifamily - Gas | Existing | Cooling | Electric
F1 | Residential | Central System | Multifamily - Gas | Existing | Space Heating | Electric
F2 | Residential | Central System | Multifamily - Gas | Existing | Space Heating | Electric
F3 | Residential | Central System | Multifamily - Gas | Existing | Space Heating | Electric
F4 | Residential | Central System | Multifamily - Gas | Existing | Space Heating | Electric
F1 | Residential | Central System | Multifamily - Gas | Existing | Space Heating | Natural Gas
F2 | Residential | Central System | Multifamily - Gas | Existing | Space Heating | Natural Gas
F3 | Residential | Central System | Multifamily - Gas | Existing | Space Heating | Natural Gas
F4 | Residential | Central System | Multifamily - Gas | Existing | Space Heating | Natural Gas
F1 | Residential | Resistance | Multifamily - Gas | Existing | Cooling | Electric
F2 | Residential | Resistance | Multifamily - Gas | Existing | Cooling | Electric
F3 | Residential | Resistance | Multifamily - Gas | Existing | Cooling | Electric
F4 | Residential | Resistance | Multifamily - Gas | Existing | Cooling | Electric
F1 | Residential | Resistance | Multifamily - Gas | Existing | Space Heating | Electric
F2 | Residential | Resistance | Multifamily - Gas | Existing | Space Heating | Electric
F3 | Residential | Resistance | Multifamily - Gas | Existing | Space Heating | Electric
F4 | Residential | Resistance | Multifamily - Gas | Existing | Space Heating | Electric
F1 | Residential | Heat Pump | Multifamily - Gas | Existing | Cooling | Electric
F2 | Residential | Heat Pump | Multifamily - Gas | Existing | Cooling | Electric
F3 | Residential | Heat Pump | Multifamily - Gas | Existing | Cooling | Electric
F4 | Residential | Heat Pump | Multifamily - Gas | Existing | Cooling | Electric
F1 | Residential | Heat Pump | Multifamily - Gas | Existing | Space Heating | Electric
F2 | Residential | Heat Pump | Multifamily - Gas | Existing | Space Heating | Electric
F3 | Residential | Heat Pump | Multifamily - Gas | Existing | Space Heating | Electric
F4 | Residential | Heat Pump | Multifamily - Gas | Existing | Space Heating | Electric
F1 | Residential | All | Multifamily - Gas | New | Cooling | Electric
F2 | Residential | All | Multifamily - Gas | New | Cooling | Electric
F3 | Residential | All | Multifamily - Gas | New | Cooling | Electric
F4 | Residential | All | Multifamily - Gas | New | Cooling | Electric
F1 | Residential | All | Multifamily - Gas | New | Space Heating | Electric
F2 | Residential | All | Multifamily - Gas | New | Space Heating | Electric
F3 | Residential | All | Multifamily - Gas | New | Space Heating | Electric
F4 | Residential | All | Multifamily - Gas | New | Space Heating | Electric
F1 | Residential | All | Multifamily - Gas | New | Water Heating | Electric
F2 | Residential | All | Multifamily - Gas | New | Water Heating | Electric
F3 | Residential | All | Multifamily - Gas | New | Water Heating | Electric
F4 | Residential | All | Multifamily - Gas | New | Water Heating | Electric
F1 | Residential | All | Multifamily - Gas | New | Interior Lighting | Electric
F2 | Residential | All | Multifamily - Gas | New | Interior Lighting | Electric
F3 | Residential | All | Multifamily - Gas | New | Interior Lighting | Electric
F4 | Residential | All | Multifamily - Gas | New | Interior Lighting | Electric
F1 | Residential | All | Multifamily - Gas | New | Exterior Lighting | Electric
F2 | Residential | All | Multifamily - Gas | New | Exterior Lighting | Electric
F3 | Residential | All | Multifamily - Gas | New | Exterior Lighting | Electric
F4 | Residential | All | Multifamily - Gas | New | Exterior Lighting | Electric
F1 | Residential | All | Multifamily - Gas | New | Appliances | Electric
F2 | Residential | All | Multifamily - Gas | New | Appliances | Electric
F3 | Residential | All | Multifamily - Gas | New | Appliances | Electric
F4 | Residential | All | Multifamily - Gas | New | Appliances | Electric
F1 | Residential | All | Multifamily - Gas | New | Electronics | Electric
F2 | Residential | All | Multifamily - Gas | New | Electronics | Electric
F3 | Residential | All | Multifamily - Gas | New | Electronics | Electric
F4 | Residential | All | Multifamily - Gas | New | Electronics | Electric
F1 | Residential | All | Multifamily - Gas | New | Miscellaneous | Electric
F2 | Residential | All | Multifamily - Gas | New | Miscellaneous | Electric
F3 | Residential | All | Multifamily - Gas | New | Miscellaneous | Electric
F4 | Residential | All | Multifamily - Gas | New | Miscellaneous | Electric
F1 | Residential | All | Multifamily - Gas | New | Generation | Electric
F2 | Residential | All | Multifamily - Gas | New | Generation | Electric
F3 | Residential | All | Multifamily - Gas | New | Generation | Electric
F4 | Residential | All | Multifamily - Gas | New | Generation | Electric
F1 | Residential | All | Multifamily - Gas | New | Space Heating | Natural Gas
F2 | Residential | All | Multifamily - Gas | New | Space Heating | Natural Gas
F3 | Residential | All | Multifamily - Gas | New | Space Heating | Natural Gas
F4 | Residential | All | Multifamily - Gas | New | Space Heating | Natural Gas
F1 | Residential | All | Multifamily - Gas | New | Water Heating | Natural Gas
F2 | Residential | All | Multifamily - Gas | New | Water Heating | Natural Gas
F3 | Residential | All | Multifamily - Gas | New | Water Heating | Natural Gas
F4 | Residential | All | Multifamily - Gas | New | Water Heating | Natural Gas
F1 | Residential | All | Multifamily - Gas | New | Appliances | Natural Gas
F2 | Residential | All | Multifamily - Gas | New | Appliances | Natural Gas
F3 | Residential | All | Multifamily - Gas | New | Appliances | Natural Gas
F4 | Residential | All | Multifamily - Gas | New | Appliances | Natural Gas
F1 | Residential | All | Multifamily - Gas | New | Miscellaneous | Natural Gas
F2 | Residential | All | Multifamily - Gas | New | Miscellaneous | Natural Gas
F3 | Residential | All | Multifamily - Gas | New | Miscellaneous | Natural Gas
F4 | Residential | All | Multifamily - Gas | New | Miscellaneous | Natural Gas
F1 | Residential | Market | Multifamily - Gas | New | Cooling | Electric
F2 | Residential | Market | Multifamily - Gas | New | Cooling | Electric
F3 | Residential | Market | Multifamily - Gas | New | Cooling | Electric
F4 | Residential | Market | Multifamily - Gas | New | Cooling | Electric
F1 | Residential | Market | Multifamily - Gas | New | Space Heating | Electric
F2 | Residential | Market | Multifamily - Gas | New | Space Heating | Electric
F3 | Residential | Market | Multifamily - Gas | New | Space Heating | Electric
F4 | Residential | Market | Multifamily - Gas | New | Space Heating | Electric
F1 | Residential | Market | Multifamily - Gas | New | Water Heating | Electric
F2 | Residential | Market | Multifamily - Gas | New | Water Heating | Electric
F3 | Residential | Market | Multifamily - Gas | New | Water Heating | Electric
F4 | Residential | Market | Multifamily - Gas | New | Water Heating | Electric
F1 | Residential | Market | Multifamily - Gas | New | Interior Lighting | Electric
F2 | Residential | Market | Multifamily - Gas | New | Interior Lighting | Electric
F3 | Residential | Market | Multifamily - Gas | New | Interior Lighting | Electric
F4 | Residential | Market | Multifamily - Gas | New | Interior Lighting | Electric
F1 | Residential | Market | Multifamily - Gas | New | Exterior Lighting | Electric
F2 | Residential | Market | Multifamily - Gas | New | Exterior Lighting | Electric
F3 | Residential | Market | Multifamily - Gas | New | Exterior Lighting | Electric
F4 | Residential | Market | Multifamily - Gas | New | Exterior Lighting | Electric
F1 | Residential | Market | Multifamily - Gas | New | Appliances | Electric
F2 | Residential | Market | Multifamily - Gas | New | Appliances | Electric
F3 | Residential | Market | Multifamily - Gas | New | Appliances | Electric
F4 | Residential | Market | Multifamily - Gas | New | Appliances | Electric
F1 | Residential | Market | Multifamily - Gas | New | Electronics | Electric
F2 | Residential | Market | Multifamily - Gas | New | Electronics | Electric
F3 | Residential | Market | Multifamily - Gas | New | Electronics | Electric
F4 | Residential | Market | Multifamily - Gas | New | Electronics | Electric
F1 | Residential | Market | Multifamily - Gas | New | Miscellaneous | Electric
F2 | Residential | Market | Multifamily - Gas | New | Miscellaneous | Electric
F3 | Residential | Market | Multifamily - Gas | New | Miscellaneous | Electric
F4 | Residential | Market | Multifamily - Gas | New | Miscellaneous | Electric
F1 | Residential | Market | Multifamily - Gas | New | Generation | Electric
F2 | Residential | Market | Multifamily - Gas | New | Generation | Electric
F3 | Residential | Market | Multifamily - Gas | New | Generation | Electric
F4 | Residential | Market | Multifamily - Gas | New | Generation | Electric
F1 | Residential | Market | Multifamily - Gas | New | Space Heating | Natural Gas
F2 | Residential | Market | Multifamily - Gas | New | Space Heating | Natural Gas
F3 | Residential | Market | Multifamily - Gas | New | Space Heating | Natural Gas
F4 | Residential | Market | Multifamily - Gas | New | Space Heating | Natural Gas
F1 | Residential | Market | Multifamily - Gas | New | Water Heating | Natural Gas
F2 | Residential | Market | Multifamily - Gas | New | Water Heating | Natural Gas
F3 | Residential | Market | Multifamily - Gas | New | Water Heating | Natural Gas
F4 | Residential | Market | Multifamily - Gas | New | Water Heating | Natural Gas
F1 | Residential | Market | Multifamily - Gas | New | Appliances | Natural Gas
F2 | Residential | Market | Multifamily - Gas | New | Appliances | Natural Gas
F3 | Residential | Market | Multifamily - Gas | New | Appliances | Natural Gas
F4 | Residential | Market | Multifamily - Gas | New | Appliances | Natural Gas
F1 | Residential | Market | Multifamily - Gas | New | Miscellaneous | Natural Gas
F2 | Residential | Market | Multifamily - Gas | New | Miscellaneous | Natural Gas
F3 | Residential | Market | Multifamily - Gas | New | Miscellaneous | Natural Gas
F4 | Residential | Market | Multifamily - Gas | New | Miscellaneous | Natural Gas
F1 | Residential | Central System | Multifamily - Gas | New | Cooling | Electric
F2 | Residential | Central System | Multifamily - Gas | New | Cooling | Electric
F3 | Residential | Central System | Multifamily - Gas | New | Cooling | Electric
F4 | Residential | Central System | Multifamily - Gas | New | Cooling | Electric
F1 | Residential | Central System | Multifamily - Gas | New | Space Heating | Electric
F2 | Residential | Central System | Multifamily - Gas | New | Space Heating | Electric
F3 | Residential | Central System | Multifamily - Gas | New | Space Heating | Electric
F4 | Residential | Central System | Multifamily - Gas | New | Space Heating | Electric
F1 | Residential | Central System | Multifamily - Gas | New | Space Heating | Natural Gas
F2 | Residential | Central System | Multifamily - Gas | New | Space Heating | Natural Gas
F3 | Residential | Central System | Multifamily - Gas | New | Space Heating | Natural Gas
F4 | Residential | Central System | Multifamily - Gas | New | Space Heating | Natural Gas
F1 | Residential | Resistance | Multifamily - Gas | New | Cooling | Electric
F2 | Residential | Resistance | Multifamily - Gas | New | Cooling | Electric
F3 | Residential | Resistance | Multifamily - Gas | New | Cooling | Electric
F4 | Residential | Resistance | Multifamily - Gas | New | Cooling | Electric
F1 | Residential | Resistance | Multifamily - Gas | New | Space Heating | Electric
F2 | Residential | Resistance | Multifamily - Gas | New | Space Heating | Electric
F3 | Residential | Resistance | Multifamily - Gas | New | Space Heating | Electric
F4 | Residential | Resistance | Multifamily - Gas | New | Space Heating | Electric
F1 | Residential | Heat Pump | Multifamily - Gas | New | Cooling | Electric
F2 | Residential | Heat Pump | Multifamily - Gas | New | Cooling | Electric
F3 | Residential | Heat Pump | Multifamily - Gas | New | Cooling | Electric
F4 | Residential | Heat Pump | Multifamily - Gas | New | Cooling | Electric
F1 | Residential | Heat Pump | Multifamily - Gas | New | Space Heating | Electric
F2 | Residential | Heat Pump | Multifamily - Gas | New | Space Heating | Electric
F3 | Residential | Heat Pump | Multifamily - Gas | New | Space Heating | Electric
F4 | Residential | Heat Pump | Multifamily - Gas | New | Space Heating | Electric
F1 | Residential | All | Multifamily - LI - Gas | Existing | Cooling | Electric
F2 | Residential | All | Multifamily - LI - Gas | Existing | Cooling | Electric
F3 | Residential | All | Multifamily - LI - Gas | Existing | Cooling | Electric
F4 | Residential | All | Multifamily - LI - Gas | Existing | Cooling | Electric
F1 | Residential | All | Multifamily - LI - Gas | Existing | Space Heating | Electric
F2 | Residential | All | Multifamily - LI - Gas | Existing | Space Heating | Electric
F3 | Residential | All | Multifamily - LI - Gas | Existing | Space Heating | Electric
F4 | Residential | All | Multifamily - LI - Gas | Existing | Space Heating | Electric
F1 | Residential | All | Multifamily - LI - Gas | Existing | Water Heating | Electric
F2 | Residential | All | Multifamily - LI - Gas | Existing | Water Heating | Electric
F3 | Residential | All | Multifamily - LI - Gas | Existing | Water Heating | Electric
F4 | Residential | All | Multifamily - LI - Gas | Existing | Water Heating | Electric
F1 | Residential | All | Multifamily - LI - Gas | Existing | Interior Lighting | Electric
F2 | Residential | All | Multifamily - LI - Gas | Existing | Interior Lighting | Electric
F3 | Residential | All | Multifamily - LI - Gas | Existing | Interior Lighting | Electric
F4 | Residential | All | Multifamily - LI - Gas | Existing | Interior Lighting | Electric
F1 | Residential | All | Multifamily - LI - Gas | Existing | Exterior Lighting | Electric
F2 | Residential | All | Multifamily - LI - Gas | Existing | Exterior Lighting | Electric
F3 | Residential | All | Multifamily - LI - Gas | Existing | Exterior Lighting | Electric
F4 | Residential | All | Multifamily - LI - Gas | Existing | Exterior Lighting | Electric
F1 | Residential | All | Multifamily - LI - Gas | Existing | Appliances | Electric
F2 | Residential | All | Multifamily - LI - Gas | Existing | Appliances | Electric
F3 | Residential | All | Multifamily - LI - Gas | Existing | Appliances | Electric
F4 | Residential | All | Multifamily - LI - Gas | Existing | Appliances | Electric
F1 | Residential | All | Multifamily - LI - Gas | Existing | Electronics | Electric
F2 | Residential | All | Multifamily - LI - Gas | Existing | Electronics | Electric
F3 | Residential | All | Multifamily - LI - Gas | Existing | Electronics | Electric
F4 | Residential | All | Multifamily - LI - Gas | Existing | Electronics | Electric
F1 | Residential | All | Multifamily - LI - Gas | Existing | Miscellaneous | Electric
F2 | Residential | All | Multifamily - LI - Gas | Existing | Miscellaneous | Electric
F3 | Residential | All | Multifamily - LI - Gas | Existing | Miscellaneous | Electric
F4 | Residential | All | Multifamily - LI - Gas | Existing | Miscellaneous | Electric
F1 | Residential | All | Multifamily - LI - Gas | Existing | Generation | Electric
F2 | Residential | All | Multifamily - LI - Gas | Existing | Generation | Electric
F3 | Residential | All | Multifamily - LI - Gas | Existing | Generation | Electric
F4 | Residential | All | Multifamily - LI - Gas | Existing | Generation | Electric
F1 | Residential | All | Multifamily - LI - Gas | Existing | Space Heating | Natural Gas
F2 | Residential | All | Multifamily - LI - Gas | Existing | Space Heating | Natural Gas
F3 | Residential | All | Multifamily - LI - Gas | Existing | Space Heating | Natural Gas
F4 | Residential | All | Multifamily - LI - Gas | Existing | Space Heating | Natural Gas
F1 | Residential | All | Multifamily - LI - Gas | Existing | Water Heating | Natural Gas
F2 | Residential | All | Multifamily - LI - Gas | Existing | Water Heating | Natural Gas
F3 | Residential | All | Multifamily - LI - Gas | Existing | Water Heating | Natural Gas
F4 | Residential | All | Multifamily - LI - Gas | Existing | Water Heating | Natural Gas
F1 | Residential | All | Multifamily - LI - Gas | Existing | Appliances | Natural Gas
F2 | Residential | All | Multifamily - LI - Gas | Existing | Appliances | Natural Gas
F3 | Residential | All | Multifamily - LI - Gas | Existing | Appliances | Natural Gas
F4 | Residential | All | Multifamily - LI - Gas | Existing | Appliances | Natural Gas
F1 | Residential | All | Multifamily - LI - Gas | Existing | Miscellaneous | Natural Gas
F2 | Residential | All | Multifamily - LI - Gas | Existing | Miscellaneous | Natural Gas
F3 | Residential | All | Multifamily - LI - Gas | Existing | Miscellaneous | Natural Gas
F4 | Residential | All | Multifamily - LI - Gas | Existing | Miscellaneous | Natural Gas
F1 | Residential | Market | Multifamily - LI - Gas | Existing | Cooling | Electric
F2 | Residential | Market | Multifamily - LI - Gas | Existing | Cooling | Electric
F3 | Residential | Market | Multifamily - LI - Gas | Existing | Cooling | Electric
F4 | Residential | Market | Multifamily - LI - Gas | Existing | Cooling | Electric
F1 | Residential | Market | Multifamily - LI - Gas | Existing | Space Heating | Electric
F2 | Residential | Market | Multifamily - LI - Gas | Existing | Space Heating | Electric
F3 | Residential | Market | Multifamily - LI - Gas | Existing | Space Heating | Electric
F4 | Residential | Market | Multifamily - LI - Gas | Existing | Space Heating | Electric
F1 | Residential | Market | Multifamily - LI - Gas | Existing | Water Heating | Electric
F2 | Residential | Market | Multifamily - LI - Gas | Existing | Water Heating | Electric
F3 | Residential | Market | Multifamily - LI - Gas | Existing | Water Heating | Electric
F4 | Residential | Market | Multifamily - LI - Gas | Existing | Water Heating | Electric
F1 | Residential | Market | Multifamily - LI - Gas | Existing | Interior Lighting | Electric
F2 | Residential | Market | Multifamily - LI - Gas | Existing | Interior Lighting | Electric
F3 | Residential | Market | Multifamily - LI - Gas | Existing | Interior Lighting | Electric
F4 | Residential | Market | Multifamily - LI - Gas | Existing | Interior Lighting | Electric
F1 | Residential | Market | Multifamily - LI - Gas | Existing | Exterior Lighting | Electric
F2 | Residential | Market | Multifamily - LI - Gas | Existing | Exterior Lighting | Electric
F3 | Residential | Market | Multifamily - LI - Gas | Existing | Exterior Lighting | Electric
F4 | Residential | Market | Multifamily - LI - Gas | Existing | Exterior Lighting | Electric
F1 | Residential | Market | Multifamily - LI - Gas | Existing | Appliances | Electric
F2 | Residential | Market | Multifamily - LI - Gas | Existing | Appliances | Electric
F3 | Residential | Market | Multifamily - LI - Gas | Existing | Appliances | Electric
F4 | Residential | Market | Multifamily - LI - Gas | Existing | Appliances | Electric
F1 | Residential | Market | Multifamily - LI - Gas | Existing | Electronics | Electric
F2 | Residential | Market | Multifamily - LI - Gas | Existing | Electronics | Electric
F3 | Residential | Market | Multifamily - LI - Gas | Existing | Electronics | Electric
F4 | Residential | Market | Multifamily - LI - Gas | Existing | Electronics | Electric
F1 | Residential | Market | Multifamily - LI - Gas | Existing | Miscellaneous | Electric
F2 | Residential | Market | Multifamily - LI - Gas | Existing | Miscellaneous | Electric
F3 | Residential | Market | Multifamily - LI - Gas | Existing | Miscellaneous | Electric
F4 | Residential | Market | Multifamily - LI - Gas | Existing | Miscellaneous | Electric
F1 | Residential | Market | Multifamily - LI - Gas | Existing | Generation | Electric
F2 | Residential | Market | Multifamily - LI - Gas | Existing | Generation | Electric
F3 | Residential | Market | Multifamily - LI - Gas | Existing | Generation | Electric
F4 | Residential | Market | Multifamily - LI - Gas | Existing | Generation | Electric
F1 | Residential | Market | Multifamily - LI - Gas | Existing | Space Heating | Natural Gas
F2 | Residential | Market | Multifamily - LI - Gas | Existing | Space Heating | Natural Gas
F3 | Residential | Market | Multifamily - LI - Gas | Existing | Space Heating | Natural Gas
F4 | Residential | Market | Multifamily - LI - Gas | Existing | Space Heating | Natural Gas
F1 | Residential | Market | Multifamily - LI - Gas | Existing | Water Heating | Natural Gas
F2 | Residential | Market | Multifamily - LI - Gas | Existing | Water Heating | Natural Gas
F3 | Residential | Market | Multifamily - LI - Gas | Existing | Water Heating | Natural Gas
F4 | Residential | Market | Multifamily - LI - Gas | Existing | Water Heating | Natural Gas
F1 | Residential | Market | Multifamily - LI - Gas | Existing | Appliances | Natural Gas
F2 | Residential | Market | Multifamily - LI - Gas | Existing | Appliances | Natural Gas
F3 | Residential | Market | Multifamily - LI - Gas | Existing | Appliances | Natural Gas
F4 | Residential | Market | Multifamily - LI - Gas | Existing | Appliances | Natural Gas
F1 | Residential | Market | Multifamily - LI - Gas | Existing | Miscellaneous | Natural Gas
F2 | Residential | Market | Multifamily - LI - Gas | Existing | Miscellaneous | Natural Gas
F3 | Residential | Market | Multifamily - LI - Gas | Existing | Miscellaneous | Natural Gas
F4 | Residential | Market | Multifamily - LI - Gas | Existing | Miscellaneous | Natural Gas
F1 | Residential | Central System | Multifamily - LI - Gas | Existing | Cooling | Electric
F2 | Residential | Central System | Multifamily - LI - Gas | Existing | Cooling | Electric
F3 | Residential | Central System | Multifamily - LI - Gas | Existing | Cooling | Electric
F4 | Residential | Central System | Multifamily - LI - Gas | Existing | Cooling | Electric
F1 | Residential | Central System | Multifamily - LI - Gas | Existing | Space Heating | Electric
F2 | Residential | Central System | Multifamily - LI - Gas | Existing | Space Heating | Electric
F3 | Residential | Central System | Multifamily - LI - Gas | Existing | Space Heating | Electric
F4 | Residential | Central System | Multifamily - LI - Gas | Existing | Space Heating | Electric
F1 | Residential | Central System | Multifamily - LI - Gas | Existing | Space Heating | Natural Gas
F2 | Residential | Central System | Multifamily - LI - Gas | Existing | Space Heating | Natural Gas
F3 | Residential | Central System | Multifamily - LI - Gas | Existing | Space Heating | Natural Gas
F4 | Residential | Central System | Multifamily - LI - Gas | Existing | Space Heating | Natural Gas
F1 | Residential | Resistance | Multifamily - LI - Gas | Existing | Cooling | Electric
F2 | Residential | Resistance | Multifamily - LI - Gas | Existing | Cooling | Electric
F3 | Residential | Resistance | Multifamily - LI - Gas | Existing | Cooling | Electric
F4 | Residential | Resistance | Multifamily - LI - Gas | Existing | Cooling | Electric
F1 | Residential | Resistance | Multifamily - LI - Gas | Existing | Space Heating | Electric
F2 | Residential | Resistance | Multifamily - LI - Gas | Existing | Space Heating | Electric
F3 | Residential | Resistance | Multifamily - LI - Gas | Existing | Space Heating | Electric
F4 | Residential | Resistance | Multifamily - LI - Gas | Existing | Space Heating | Electric
F1 | Residential | Heat Pump | Multifamily - LI - Gas | Existing | Cooling | Electric
F2 | Residential | Heat Pump | Multifamily - LI - Gas | Existing | Cooling | Electric
F3 | Residential | Heat Pump | Multifamily - LI - Gas | Existing | Cooling | Electric
F4 | Residential | Heat Pump | Multifamily - LI - Gas | Existing | Cooling | Electric
F1 | Residential | Heat Pump | Multifamily - LI - Gas | Existing | Space Heating | Electric
F2 | Residential | Heat Pump | Multifamily - LI - Gas | Existing | Space Heating | Electric
F3 | Residential | Heat Pump | Multifamily - LI - Gas | Existing | Space Heating | Electric
F4 | Residential | Heat Pump | Multifamily - LI - Gas | Existing | Space Heating | Electric
F1 | Residential | All | Multifamily - LI - Gas | New | Cooling | Electric
F2 | Residential | All | Multifamily - LI - Gas | New | Cooling | Electric
F3 | Residential | All | Multifamily - LI - Gas | New | Cooling | Electric
F4 | Residential | All | Multifamily - LI - Gas | New | Cooling | Electric
F1 | Residential | All | Multifamily - LI - Gas | New | Space Heating | Electric
F2 | Residential | All | Multifamily - LI - Gas | New | Space Heating | Electric
F3 | Residential | All | Multifamily - LI - Gas | New | Space Heating | Electric
F4 | Residential | All | Multifamily - LI - Gas | New | Space Heating | Electric
F1 | Residential | All | Multifamily - LI - Gas | New | Water Heating | Electric
F2 | Residential | All | Multifamily - LI - Gas | New | Water Heating | Electric
F3 | Residential | All | Multifamily - LI - Gas | New | Water Heating | Electric
F4 | Residential | All | Multifamily - LI - Gas | New | Water Heating | Electric
F1 | Residential | All | Multifamily - LI - Gas | New | Interior Lighting | Electric
F2 | Residential | All | Multifamily - LI - Gas | New | Interior Lighting | Electric
F3 | Residential | All | Multifamily - LI - Gas | New | Interior Lighting | Electric
F4 | Residential | All | Multifamily - LI - Gas | New | Interior Lighting | Electric
F1 | Residential | All | Multifamily - LI - Gas | New | Exterior Lighting | Electric
F2 | Residential | All | Multifamily - LI - Gas | New | Exterior Lighting | Electric
F3 | Residential | All | Multifamily - LI - Gas | New | Exterior Lighting | Electric
F4 | Residential | All | Multifamily - LI - Gas | New | Exterior Lighting | Electric
F1 | Residential | All | Multifamily - LI - Gas | New | Appliances | Electric
F2 | Residential | All | Multifamily - LI - Gas | New | Appliances | Electric
F3 | Residential | All | Multifamily - LI - Gas | New | Appliances | Electric
F4 | Residential | All | Multifamily - LI - Gas | New | Appliances | Electric
F1 | Residential | All | Multifamily - LI - Gas | New | Electronics | Electric
F2 | Residential | All | Multifamily - LI - Gas | New | Electronics | Electric
F3 | Residential | All | Multifamily - LI - Gas | New | Electronics | Electric
F4 | Residential | All | Multifamily - LI - Gas | New | Electronics | Electric
F1 | Residential | All | Multifamily - LI - Gas | New | Miscellaneous | Electric
F2 | Residential | All | Multifamily - LI - Gas | New | Miscellaneous | Electric
F3 | Residential | All | Multifamily - LI - Gas | New | Miscellaneous | Electric
F4 | Residential | All | Multifamily - LI - Gas | New | Miscellaneous | Electric
F1 | Residential | All | Multifamily - LI - Gas | New | Generation | Electric
F2 | Residential | All | Multifamily - LI - Gas | New | Generation | Electric
F3 | Residential | All | Multifamily - LI - Gas | New | Generation | Electric
F4 | Residential | All | Multifamily - LI - Gas | New | Generation | Electric
F1 | Residential | All | Multifamily - LI - Gas | New | Space Heating | Natural Gas
F2 | Residential | All | Multifamily - LI - Gas | New | Space Heating | Natural Gas
F3 | Residential | All | Multifamily - LI - Gas | New | Space Heating | Natural Gas
F4 | Residential | All | Multifamily - LI - Gas | New | Space Heating | Natural Gas
F1 | Residential | All | Multifamily - LI - Gas | New | Water Heating | Natural Gas
F2 | Residential | All | Multifamily - LI - Gas | New | Water Heating | Natural Gas
F3 | Residential | All | Multifamily - LI - Gas | New | Water Heating | Natural Gas
F4 | Residential | All | Multifamily - LI - Gas | New | Water Heating | Natural Gas
F1 | Residential | All | Multifamily - LI - Gas | New | Appliances | Natural Gas
F2 | Residential | All | Multifamily - LI - Gas | New | Appliances | Natural Gas
F3 | Residential | All | Multifamily - LI - Gas | New | Appliances | Natural Gas
F4 | Residential | All | Multifamily - LI - Gas | New | Appliances | Natural Gas
F1 | Residential | All | Multifamily - LI - Gas | New | Miscellaneous | Natural Gas
F2 | Residential | All | Multifamily - LI - Gas | New | Miscellaneous | Natural Gas
F3 | Residential | All | Multifamily - LI - Gas | New | Miscellaneous | Natural Gas
F4 | Residential | All | Multifamily - LI - Gas | New | Miscellaneous | Natural Gas
F1 | Residential | Market | Multifamily - LI - Gas | New | Cooling | Electric
F2 | Residential | Market | Multifamily - LI - Gas | New | Cooling | Electric
F3 | Residential | Market | Multifamily - LI - Gas | New | Cooling | Electric
F4 | Residential | Market | Multifamily - LI - Gas | New | Cooling | Electric
F1 | Residential | Market | Multifamily - LI - Gas | New | Space Heating | Electric
F2 | Residential | Market | Multifamily - LI - Gas | New | Space Heating | Electric
F3 | Residential | Market | Multifamily - LI - Gas | New | Space Heating | Electric
F4 | Residential | Market | Multifamily - LI - Gas | New | Space Heating | Electric
F1 | Residential | Market | Multifamily - LI - Gas | New | Water Heating | Electric
F2 | Residential | Market | Multifamily - LI - Gas | New | Water Heating | Electric
F3 | Residential | Market | Multifamily - LI - Gas | New | Water Heating | Electric
F4 | Residential | Market | Multifamily - LI - Gas | New | Water Heating | Electric
F1 | Residential | Market | Multifamily - LI - Gas | New | Interior Lighting | Electric
F2 | Residential | Market | Multifamily - LI - Gas | New | Interior Lighting | Electric
F3 | Residential | Market | Multifamily - LI - Gas | New | Interior Lighting | Electric
F4 | Residential | Market | Multifamily - LI - Gas | New | Interior Lighting | Electric
F1 | Residential | Market | Multifamily - LI - Gas | New | Exterior Lighting | Electric
F2 | Residential | Market | Multifamily - LI - Gas | New | Exterior Lighting | Electric
F3 | Residential | Market | Multifamily - LI - Gas | New | Exterior Lighting | Electric
F4 | Residential | Market | Multifamily - LI - Gas | New | Exterior Lighting | Electric
F1 | Residential | Market | Multifamily - LI - Gas | New | Appliances | Electric
F2 | Residential | Market | Multifamily - LI - Gas | New | Appliances | Electric
F3 | Residential | Market | Multifamily - LI - Gas | New | Appliances | Electric
F4 | Residential | Market | Multifamily - LI - Gas | New | Appliances | Electric
F1 | Residential | Market | Multifamily - LI - Gas | New | Electronics | Electric
F2 | Residential | Market | Multifamily - LI - Gas | New | Electronics | Electric
F3 | Residential | Market | Multifamily - LI - Gas | New | Electronics | Electric
F4 | Residential | Market | Multifamily - LI - Gas | New | Electronics | Electric
F1 | Residential | Market | Multifamily - LI - Gas | New | Miscellaneous | Electric
F2 | Residential | Market | Multifamily - LI - Gas | New | Miscellaneous | Electric
F3 | Residential | Market | Multifamily - LI - Gas | New | Miscellaneous | Electric
F4 | Residential | Market | Multifamily - LI - Gas | New | Miscellaneous | Electric
F1 | Residential | Market | Multifamily - LI - Gas | New | Generation | Electric
F2 | Residential | Market | Multifamily - LI - Gas | New | Generation | Electric
F3 | Residential | Market | Multifamily - LI - Gas | New | Generation | Electric
F4 | Residential | Market | Multifamily - LI - Gas | New | Generation | Electric
F1 | Residential | Market | Multifamily - LI - Gas | New | Space Heating | Natural Gas
F2 | Residential | Market | Multifamily - LI - Gas | New | Space Heating | Natural Gas
F3 | Residential | Market | Multifamily - LI - Gas | New | Space Heating | Natural Gas
F4 | Residential | Market | Multifamily - LI - Gas | New | Space Heating | Natural Gas
F1 | Residential | Market | Multifamily - LI - Gas | New | Water Heating | Natural Gas
F2 | Residential | Market | Multifamily - LI - Gas | New | Water Heating | Natural Gas
F3 | Residential | Market | Multifamily - LI - Gas | New | Water Heating | Natural Gas
F4 | Residential | Market | Multifamily - LI - Gas | New | Water Heating | Natural Gas
F1 | Residential | Market | Multifamily - LI - Gas | New | Appliances | Natural Gas
F2 | Residential | Market | Multifamily - LI - Gas | New | Appliances | Natural Gas
F3 | Residential | Market | Multifamily - LI - Gas | New | Appliances | Natural Gas
F4 | Residential | Market | Multifamily - LI - Gas | New | Appliances | Natural Gas
F1 | Residential | Market | Multifamily - LI - Gas | New | Miscellaneous | Natural Gas
F2 | Residential | Market | Multifamily - LI - Gas | New | Miscellaneous | Natural Gas
F3 | Residential | Market | Multifamily - LI - Gas | New | Miscellaneous | Natural Gas
F4 | Residential | Market | Multifamily - LI - Gas | New | Miscellaneous | Natural Gas
F1 | Residential | Central System | Multifamily - LI - Gas | New | Cooling | Electric
F2 | Residential | Central System | Multifamily - LI - Gas | New | Cooling | Electric
F3 | Residential | Central System | Multifamily - LI - Gas | New | Cooling | Electric
F4 | Residential | Central System | Multifamily - LI - Gas | New | Cooling | Electric
F1 | Residential | Central System | Multifamily - LI - Gas | New | Space Heating | Electric
F2 | Residential | Central System | Multifamily - LI - Gas | New | Space Heating | Electric
F3 | Residential | Central System | Multifamily - LI - Gas | New | Space Heating | Electric
F4 | Residential | Central System | Multifamily - LI - Gas | New | Space Heating | Electric
F1 | Residential | Central System | Multifamily - LI - Gas | New | Space Heating | Natural Gas
F2 | Residential | Central System | Multifamily - LI - Gas | New | Space Heating | Natural Gas
F3 | Residential | Central System | Multifamily - LI - Gas | New | Space Heating | Natural Gas
F4 | Residential | Central System | Multifamily - LI - Gas | New | Space Heating | Natural Gas
F1 | Residential | Resistance | Multifamily - LI - Gas | New | Cooling | Electric
F2 | Residential | Resistance | Multifamily - LI - Gas | New | Cooling | Electric
F3 | Residential | Resistance | Multifamily - LI - Gas | New | Cooling | Electric
F4 | Residential | Resistance | Multifamily - LI - Gas | New | Cooling | Electric
F1 | Residential | Resistance | Multifamily - LI - Gas | New | Space Heating | Electric
F2 | Residential | Resistance | Multifamily - LI - Gas | New | Space Heating | Electric
F3 | Residential | Resistance | Multifamily - LI - Gas | New | Space Heating | Electric
F4 | Residential | Resistance | Multifamily - LI - Gas | New | Space Heating | Electric
F1 | Residential | Heat Pump | Multifamily - LI - Gas | New | Cooling | Electric
F2 | Residential | Heat Pump | Multifamily - LI - Gas | New | Cooling | Electric
F3 | Residential | Heat Pump | Multifamily - LI - Gas | New | Cooling | Electric
F4 | Residential | Heat Pump | Multifamily - LI - Gas | New | Cooling | Electric
F1 | Residential | Heat Pump | Multifamily - LI - Gas | New | Space Heating | Electric
F2 | Residential | Heat Pump | Multifamily - LI - Gas | New | Space Heating | Electric
F3 | Residential | Heat Pump | Multifamily - LI - Gas | New | Space Heating | Electric
F4 | Residential | Heat Pump | Multifamily - LI - Gas | New | Space Heating | Electric
F1 | Residential | All | Single Family - Dual | Existing | Cooling | Electric
F2 | Residential | All | Single Family - Dual | Existing | Cooling | Electric
F3 | Residential | All | Single Family - Dual | Existing | Cooling | Electric
F4 | Residential | All | Single Family - Dual | Existing | Cooling | Electric
F1 | Residential | All | Single Family - Dual | Existing | Space Heating | Electric
F2 | Residential | All | Single Family - Dual | Existing | Space Heating | Electric
F3 | Residential | All | Single Family - Dual | Existing | Space Heating | Electric
F4 | Residential | All | Single Family - Dual | Existing | Space Heating | Electric
F1 | Residential | All | Single Family - Dual | Existing | Water Heating | Electric
F2 | Residential | All | Single Family - Dual | Existing | Water Heating | Electric
F3 | Residential | All | Single Family - Dual | Existing | Water Heating | Electric
F4 | Residential | All | Single Family - Dual | Existing | Water Heating | Electric
F1 | Residential | All | Single Family - Dual | Existing | Interior Lighting | Electric
F2 | Residential | All | Single Family - Dual | Existing | Interior Lighting | Electric
F3 | Residential | All | Single Family - Dual | Existing | Interior Lighting | Electric
F4 | Residential | All | Single Family - Dual | Existing | Interior Lighting | Electric
F1 | Residential | All | Single Family - Dual | Existing | Exterior Lighting | Electric
F2 | Residential | All | Single Family - Dual | Existing | Exterior Lighting | Electric
F3 | Residential | All | Single Family - Dual | Existing | Exterior Lighting | Electric
F4 | Residential | All | Single Family - Dual | Existing | Exterior Lighting | Electric
F1 | Residential | All | Single Family - Dual | Existing | Appliances | Electric
F2 | Residential | All | Single Family - Dual | Existing | Appliances | Electric
F3 | Residential | All | Single Family - Dual | Existing | Appliances | Electric
F4 | Residential | All | Single Family - Dual | Existing | Appliances | Electric
F1 | Residential | All | Single Family - Dual | Existing | Electronics | Electric
F2 | Residential | All | Single Family - Dual | Existing | Electronics | Electric
F3 | Residential | All | Single Family - Dual | Existing | Electronics | Electric
F4 | Residential | All | Single Family - Dual | Existing | Electronics | Electric
F1 | Residential | All | Single Family - Dual | Existing | Miscellaneous | Electric
F2 | Residential | All | Single Family - Dual | Existing | Miscellaneous | Electric
F3 | Residential | All | Single Family - Dual | Existing | Miscellaneous | Electric
F4 | Residential | All | Single Family - Dual | Existing | Miscellaneous | Electric
F1 | Residential | All | Single Family - Dual | Existing | Generation | Electric
F2 | Residential | All | Single Family - Dual | Existing | Generation | Electric
F3 | Residential | All | Single Family - Dual | Existing | Generation | Electric
F4 | Residential | All | Single Family - Dual | Existing | Generation | Electric
F1 | Residential | All | Single Family - Dual | Existing | Space Heating | Natural Gas
F2 | Residential | All | Single Family - Dual | Existing | Space Heating | Natural Gas
F3 | Residential | All | Single Family - Dual | Existing | Space Heating | Natural Gas
F4 | Residential | All | Single Family - Dual | Existing | Space Heating | Natural Gas
F1 | Residential | All | Single Family - Dual | Existing | Water Heating | Natural Gas
F2 | Residential | All | Single Family - Dual | Existing | Water Heating | Natural Gas
F3 | Residential | All | Single Family - Dual | Existing | Water Heating | Natural Gas
F4 | Residential | All | Single Family - Dual | Existing | Water Heating | Natural Gas
F1 | Residential | All | Single Family - Dual | Existing | Appliances | Natural Gas
F2 | Residential | All | Single Family - Dual | Existing | Appliances | Natural Gas
F3 | Residential | All | Single Family - Dual | Existing | Appliances | Natural Gas
F4 | Residential | All | Single Family - Dual | Existing | Appliances | Natural Gas
F1 | Residential | All | Single Family - Dual | Existing | Miscellaneous | Natural Gas
F2 | Residential | All | Single Family - Dual | Existing | Miscellaneous | Natural Gas
F3 | Residential | All | Single Family - Dual | Existing | Miscellaneous | Natural Gas
F4 | Residential | All | Single Family - Dual | Existing | Miscellaneous | Natural Gas
F1 | Residential | Market | Single Family - Dual | Existing | Cooling | Electric
F2 | Residential | Market | Single Family - Dual | Existing | Cooling | Electric
F3 | Residential | Market | Single Family - Dual | Existing | Cooling | Electric
F4 | Residential | Market | Single Family - Dual | Existing | Cooling | Electric
F1 | Residential | Market | Single Family - Dual | Existing | Space Heating | Electric
F2 | Residential | Market | Single Family - Dual | Existing | Space Heating | Electric
F3 | Residential | Market | Single Family - Dual | Existing | Space Heating | Electric
F4 | Residential | Market | Single Family - Dual | Existing | Space Heating | Electric
F1 | Residential | Market | Single Family - Dual | Existing | Water Heating | Electric
F2 | Residential | Market | Single Family - Dual | Existing | Water Heating | Electric
F3 | Residential | Market | Single Family - Dual | Existing | Water Heating | Electric
F4 | Residential | Market | Single Family - Dual | Existing | Water Heating | Electric
F1 | Residential | Market | Single Family - Dual | Existing | Interior Lighting | Electric
F2 | Residential | Market | Single Family - Dual | Existing | Interior Lighting | Electric
F3 | Residential | Market | Single Family - Dual | Existing | Interior Lighting | Electric
F4 | Residential | Market | Single Family - Dual | Existing | Interior Lighting | Electric
F1 | Residential | Market | Single Family - Dual | Existing | Exterior Lighting | Electric
F2 | Residential | Market | Single Family - Dual | Existing | Exterior Lighting | Electric
F3 | Residential | Market | Single Family - Dual | Existing | Exterior Lighting | Electric
F4 | Residential | Market | Single Family - Dual | Existing | Exterior Lighting | Electric
F1 | Residential | Market | Single Family - Dual | Existing | Appliances | Electric
F2 | Residential | Market | Single Family - Dual | Existing | Appliances | Electric
F3 | Residential | Market | Single Family - Dual | Existing | Appliances | Electric
F4 | Residential | Market | Single Family - Dual | Existing | Appliances | Electric
F1 | Residential | Market | Single Family - Dual | Existing | Electronics | Electric
F2 | Residential | Market | Single Family - Dual | Existing | Electronics | Electric
F3 | Residential | Market | Single Family - Dual | Existing | Electronics | Electric
F4 | Residential | Market | Single Family - Dual | Existing | Electronics | Electric
F1 | Residential | Market | Single Family - Dual | Existing | Miscellaneous | Electric
F2 | Residential | Market | Single Family - Dual | Existing | Miscellaneous | Electric
F3 | Residential | Market | Single Family - Dual | Existing | Miscellaneous | Electric
F4 | Residential | Market | Single Family - Dual | Existing | Miscellaneous | Electric
F1 | Residential | Market | Single Family - Dual | Existing | Generation | Electric
F2 | Residential | Market | Single Family - Dual | Existing | Generation | Electric
F3 | Residential | Market | Single Family - Dual | Existing | Generation | Electric
F4 | Residential | Market | Single Family - Dual | Existing | Generation | Electric
F1 | Residential | Market | Single Family - Dual | Existing | Space Heating | Natural Gas
F2 | Residential | Market | Single Family - Dual | Existing | Space Heating | Natural Gas
F3 | Residential | Market | Single Family - Dual | Existing | Space Heating | Natural Gas
F4 | Residential | Market | Single Family - Dual | Existing | Space Heating | Natural Gas
F1 | Residential | Market | Single Family - Dual | Existing | Water Heating | Natural Gas
F2 | Residential | Market | Single Family - Dual | Existing | Water Heating | Natural Gas
F3 | Residential | Market | Single Family - Dual | Existing | Water Heating | Natural Gas
F4 | Residential | Market | Single Family - Dual | Existing | Water Heating | Natural Gas
F1 | Residential | Market | Single Family - Dual | Existing | Appliances | Natural Gas
F2 | Residential | Market | Single Family - Dual | Existing | Appliances | Natural Gas
F3 | Residential | Market | Single Family - Dual | Existing | Appliances | Natural Gas
F4 | Residential | Market | Single Family - Dual | Existing | Appliances | Natural Gas
F1 | Residential | Market | Single Family - Dual | Existing | Miscellaneous | Natural Gas
F2 | Residential | Market | Single Family - Dual | Existing | Miscellaneous | Natural Gas
F3 | Residential | Market | Single Family - Dual | Existing | Miscellaneous | Natural Gas
F4 | Residential | Market | Single Family - Dual | Existing | Miscellaneous | Natural Gas
F1 | Residential | Central System | Single Family - Dual | Existing | Cooling | Electric
F2 | Residential | Central System | Single Family - Dual | Existing | Cooling | Electric
F3 | Residential | Central System | Single Family - Dual | Existing | Cooling | Electric
F4 | Residential | Central System | Single Family - Dual | Existing | Cooling | Electric
F1 | Residential | Central System | Single Family - Dual | Existing | Space Heating | Electric
F2 | Residential | Central System | Single Family - Dual | Existing | Space Heating | Electric
F3 | Residential | Central System | Single Family - Dual | Existing | Space Heating | Electric
F4 | Residential | Central System | Single Family - Dual | Existing | Space Heating | Electric
F1 | Residential | Central System | Single Family - Dual | Existing | Space Heating | Natural Gas
F2 | Residential | Central System | Single Family - Dual | Existing | Space Heating | Natural Gas
F3 | Residential | Central System | Single Family - Dual | Existing | Space Heating | Natural Gas
F4 | Residential | Central System | Single Family - Dual | Existing | Space Heating | Natural Gas
F1 | Residential | Resistance | Single Family - Dual | Existing | Cooling | Electric
F2 | Residential | Resistance | Single Family - Dual | Existing | Cooling | Electric
F3 | Residential | Resistance | Single Family - Dual | Existing | Cooling | Electric
F4 | Residential | Resistance | Single Family - Dual | Existing | Cooling | Electric
F1 | Residential | Resistance | Single Family - Dual | Existing | Space Heating | Electric
F2 | Residential | Resistance | Single Family - Dual | Existing | Space Heating | Electric
F3 | Residential | Resistance | Single Family - Dual | Existing | Space Heating | Electric
F4 | Residential | Resistance | Single Family - Dual | Existing | Space Heating | Electric
F1 | Residential | Heat Pump | Single Family - Dual | Existing | Cooling | Electric
F2 | Residential | Heat Pump | Single Family - Dual | Existing | Cooling | Electric
F3 | Residential | Heat Pump | Single Family - Dual | Existing | Cooling | Electric
F4 | Residential | Heat Pump | Single Family - Dual | Existing | Cooling | Electric
F1 | Residential | Heat Pump | Single Family - Dual | Existing | Space Heating | Electric
F2 | Residential | Heat Pump | Single Family - Dual | Existing | Space Heating | Electric
F3 | Residential | Heat Pump | Single Family - Dual | Existing | Space Heating | Electric
F4 | Residential | Heat Pump | Single Family - Dual | Existing | Space Heating | Electric
F1 | Residential | All | Single Family - Dual | New | Cooling | Electric
F2 | Residential | All | Single Family - Dual | New | Cooling | Electric
F3 | Residential | All | Single Family - Dual | New | Cooling | Electric
F4 | Residential | All | Single Family - Dual | New | Cooling | Electric
F1 | Residential | All | Single Family - Dual | New | Space Heating | Electric
F2 | Residential | All | Single Family - Dual | New | Space Heating | Electric
F3 | Residential | All | Single Family - Dual | New | Space Heating | Electric
F4 | Residential | All | Single Family - Dual | New | Space Heating | Electric
F1 | Residential | All | Single Family - Dual | New | Water Heating | Electric
F2 | Residential | All | Single Family - Dual | New | Water Heating | Electric
F3 | Residential | All | Single Family - Dual | New | Water Heating | Electric
F4 | Residential | All | Single Family - Dual | New | Water Heating | Electric
F1 | Residential | All | Single Family - Dual | New | Interior Lighting | Electric
F2 | Residential | All | Single Family - Dual | New | Interior Lighting | Electric
F3 | Residential | All | Single Family - Dual | New | Interior Lighting | Electric
F4 | Residential | All | Single Family - Dual | New | Interior Lighting | Electric
F1 | Residential | All | Single Family - Dual | New | Exterior Lighting | Electric
F2 | Residential | All | Single Family - Dual | New | Exterior Lighting | Electric
F3 | Residential | All | Single Family - Dual | New | Exterior Lighting | Electric
F4 | Residential | All | Single Family - Dual | New | Exterior Lighting | Electric
F1 | Residential | All | Single Family - Dual | New | Appliances | Electric
F2 | Residential | All | Single Family - Dual | New | Appliances | Electric
F3 | Residential | All | Single Family - Dual | New | Appliances | Electric
F4 | Residential | All | Single Family - Dual | New | Appliances | Electric
F1 | Residential | All | Single Family - Dual | New | Electronics | Electric
F2 | Residential | All | Single Family - Dual | New | Electronics | Electric
F3 | Residential | All | Single Family - Dual | New | Electronics | Electric
F4 | Residential | All | Single Family - Dual | New | Electronics | Electric
F1 | Residential | All | Single Family - Dual | New | Miscellaneous | Electric
F2 | Residential | All | Single Family - Dual | New | Miscellaneous | Electric
F3 | Residential | All | Single Family - Dual | New | Miscellaneous | Electric
F4 | Residential | All | Single Family - Dual | New | Miscellaneous | Electric
F1 | Residential | All | Single Family - Dual | New | Generation | Electric
F2 | Residential | All | Single Family - Dual | New | Generation | Electric
F3 | Residential | All | Single Family - Dual | New | Generation | Electric
F4 | Residential | All | Single Family - Dual | New | Generation | Electric
F1 | Residential | All | Single Family - Dual | New | Space Heating | Natural Gas
F2 | Residential | All | Single Family - Dual | New | Space Heating | Natural Gas
F3 | Residential | All | Single Family - Dual | New | Space Heating | Natural Gas
F4 | Residential | All | Single Family - Dual | New | Space Heating | Natural Gas
F1 | Residential | All | Single Family - Dual | New | Water Heating | Natural Gas
F2 | Residential | All | Single Family - Dual | New | Water Heating | Natural Gas
F3 | Residential | All | Single Family - Dual | New | Water Heating | Natural Gas
F4 | Residential | All | Single Family - Dual | New | Water Heating | Natural Gas
F1 | Residential | All | Single Family - Dual | New | Appliances | Natural Gas
F2 | Residential | All | Single Family - Dual | New | Appliances | Natural Gas
F3 | Residential | All | Single Family - Dual | New | Appliances | Natural Gas
F4 | Residential | All | Single Family - Dual | New | Appliances | Natural Gas
F1 | Residential | All | Single Family - Dual | New | Miscellaneous | Natural Gas
F2 | Residential | All | Single Family - Dual | New | Miscellaneous | Natural Gas
F3 | Residential | All | Single Family - Dual | New | Miscellaneous | Natural Gas
F4 | Residential | All | Single Family - Dual | New | Miscellaneous | Natural Gas
F1 | Residential | Market | Single Family - Dual | New | Cooling | Electric
F2 | Residential | Market | Single Family - Dual | New | Cooling | Electric
F3 | Residential | Market | Single Family - Dual | New | Cooling | Electric
F4 | Residential | Market | Single Family - Dual | New | Cooling | Electric
F1 | Residential | Market | Single Family - Dual | New | Space Heating | Electric
F2 | Residential | Market | Single Family - Dual | New | Space Heating | Electric
F3 | Residential | Market | Single Family - Dual | New | Space Heating | Electric
F4 | Residential | Market | Single Family - Dual | New | Space Heating | Electric
F1 | Residential | Market | Single Family - Dual | New | Water Heating | Electric
F2 | Residential | Market | Single Family - Dual | New | Water Heating | Electric
F3 | Residential | Market | Single Family - Dual | New | Water Heating | Electric
F4 | Residential | Market | Single Family - Dual | New | Water Heating | Electric
F1 | Residential | Market | Single Family - Dual | New | Interior Lighting | Electric
F2 | Residential | Market | Single Family - Dual | New | Interior Lighting | Electric
F3 | Residential | Market | Single Family - Dual | New | Interior Lighting | Electric
F4 | Residential | Market | Single Family - Dual | New | Interior Lighting | Electric
F1 | Residential | Market | Single Family - Dual | New | Exterior Lighting | Electric
F2 | Residential | Market | Single Family - Dual | New | Exterior Lighting | Electric
F3 | Residential | Market | Single Family - Dual | New | Exterior Lighting | Electric
F4 | Residential | Market | Single Family - Dual | New | Exterior Lighting | Electric
F1 | Residential | Market | Single Family - Dual | New | Appliances | Electric
F2 | Residential | Market | Single Family - Dual | New | Appliances | Electric
F3 | Residential | Market | Single Family - Dual | New | Appliances | Electric
F4 | Residential | Market | Single Family - Dual | New | Appliances | Electric
F1 | Residential | Market | Single Family - Dual | New | Electronics | Electric
F2 | Residential | Market | Single Family - Dual | New | Electronics | Electric
F3 | Residential | Market | Single Family - Dual | New | Electronics | Electric
F4 | Residential | Market | Single Family - Dual | New | Electronics | Electric
F1 | Residential | Market | Single Family - Dual | New | Miscellaneous | Electric
F2 | Residential | Market | Single Family - Dual | New | Miscellaneous | Electric
F3 | Residential | Market | Single Family - Dual | New | Miscellaneous | Electric
F4 | Residential | Market | Single Family - Dual | New | Miscellaneous | Electric
F1 | Residential | Market | Single Family - Dual | New | Generation | Electric
F2 | Residential | Market | Single Family - Dual | New | Generation | Electric
F3 | Residential | Market | Single Family - Dual | New | Generation | Electric
F4 | Residential | Market | Single Family - Dual | New | Generation | Electric
F1 | Residential | Market | Single Family - Dual | New | Space Heating | Natural Gas
F2 | Residential | Market | Single Family - Dual | New | Space Heating | Natural Gas
F3 | Residential | Market | Single Family - Dual | New | Space Heating | Natural Gas
F4 | Residential | Market | Single Family - Dual | New | Space Heating | Natural Gas
F1 | Residential | Market | Single Family - Dual | New | Water Heating | Natural Gas
F2 | Residential | Market | Single Family - Dual | New | Water Heating | Natural Gas
F3 | Residential | Market | Single Family - Dual | New | Water Heating | Natural Gas
F4 | Residential | Market | Single Family - Dual | New | Water Heating | Natural Gas
F1 | Residential | Market | Single Family - Dual | New | Appliances | Natural Gas
F2 | Residential | Market | Single Family - Dual | New | Appliances | Natural Gas
F3 | Residential | Market | Single Family - Dual | New | Appliances | Natural Gas
F4 | Residential | Market | Single Family - Dual | New | Appliances | Natural Gas
F1 | Residential | Market | Single Family - Dual | New | Miscellaneous | Natural Gas
F2 | Residential | Market | Single Family - Dual | New | Miscellaneous | Natural Gas
F3 | Residential | Market | Single Family - Dual | New | Miscellaneous | Natural Gas
F4 | Residential | Market | Single Family - Dual | New | Miscellaneous | Natural Gas
F1 | Residential | Central System | Single Family - Dual | New | Cooling | Electric
F2 | Residential | Central System | Single Family - Dual | New | Cooling | Electric
F3 | Residential | Central System | Single Family - Dual | New | Cooling | Electric
F4 | Residential | Central System | Single Family - Dual | New | Cooling | Electric
F1 | Residential | Central System | Single Family - Dual | New | Space Heating | Electric
F2 | Residential | Central System | Single Family - Dual | New | Space Heating | Electric
F3 | Residential | Central System | Single Family - Dual | New | Space Heating | Electric
F4 | Residential | Central System | Single Family - Dual | New | Space Heating | Electric
F1 | Residential | Central System | Single Family - Dual | New | Space Heating | Natural Gas
F2 | Residential | Central System | Single Family - Dual | New | Space Heating | Natural Gas
F3 | Residential | Central System | Single Family - Dual | New | Space Heating | Natural Gas
F4 | Residential | Central System | Single Family - Dual | New | Space Heating | Natural Gas
F1 | Residential | Resistance | Single Family - Dual | New | Cooling | Electric
F2 | Residential | Resistance | Single Family - Dual | New | Cooling | Electric
F3 | Residential | Resistance | Single Family - Dual | New | Cooling | Electric
F4 | Residential | Resistance | Single Family - Dual | New | Cooling | Electric
F1 | Residential | Resistance | Single Family - Dual | New | Space Heating | Electric
F2 | Residential | Resistance | Single Family - Dual | New | Space Heating | Electric
F3 | Residential | Resistance | Single Family - Dual | New | Space Heating | Electric
F4 | Residential | Resistance | Single Family - Dual | New | Space Heating | Electric
F1 | Residential | Heat Pump | Single Family - Dual | New | Cooling | Electric
F2 | Residential | Heat Pump | Single Family - Dual | New | Cooling | Electric
F3 | Residential | Heat Pump | Single Family - Dual | New | Cooling | Electric
F4 | Residential | Heat Pump | Single Family - Dual | New | Cooling | Electric
F1 | Residential | Heat Pump | Single Family - Dual | New | Space Heating | Electric
F2 | Residential | Heat Pump | Single Family - Dual | New | Space Heating | Electric
F3 | Residential | Heat Pump | Single Family - Dual | New | Space Heating | Electric
F4 | Residential | Heat Pump | Single Family - Dual | New | Space Heating | Electric
F1 | Residential | All | Single Family - LI - Dual | Existing | Cooling | Electric
F2 | Residential | All | Single Family - LI - Dual | Existing | Cooling | Electric
F3 | Residential | All | Single Family - LI - Dual | Existing | Cooling | Electric
F4 | Residential | All | Single Family - LI - Dual | Existing | Cooling | Electric
F1 | Residential | All | Single Family - LI - Dual | Existing | Space Heating | Electric
F2 | Residential | All | Single Family - LI - Dual | Existing | Space Heating | Electric
F3 | Residential | All | Single Family - LI - Dual | Existing | Space Heating | Electric
F4 | Residential | All | Single Family - LI - Dual | Existing | Space Heating | Electric
F1 | Residential | All | Single Family - LI - Dual | Existing | Water Heating | Electric
F2 | Residential | All | Single Family - LI - Dual | Existing | Water Heating | Electric
F3 | Residential | All | Single Family - LI - Dual | Existing | Water Heating | Electric
F4 | Residential | All | Single Family - LI - Dual | Existing | Water Heating | Electric
F1 | Residential | All | Single Family - LI - Dual | Existing | Interior Lighting | Electric
F2 | Residential | All | Single Family - LI - Dual | Existing | Interior Lighting | Electric
F3 | Residential | All | Single Family - LI - Dual | Existing | Interior Lighting | Electric
F4 | Residential | All | Single Family - LI - Dual | Existing | Interior Lighting | Electric
F1 | Residential | All | Single Family - LI - Dual | Existing | Exterior Lighting | Electric
F2 | Residential | All | Single Family - LI - Dual | Existing | Exterior Lighting | Electric
F3 | Residential | All | Single Family - LI - Dual | Existing | Exterior Lighting | Electric
F4 | Residential | All | Single Family - LI - Dual | Existing | Exterior Lighting | Electric
F1 | Residential | All | Single Family - LI - Dual | Existing | Appliances | Electric
F2 | Residential | All | Single Family - LI - Dual | Existing | Appliances | Electric
F3 | Residential | All | Single Family - LI - Dual | Existing | Appliances | Electric
F4 | Residential | All | Single Family - LI - Dual | Existing | Appliances | Electric
F1 | Residential | All | Single Family - LI - Dual | Existing | Electronics | Electric
F2 | Residential | All | Single Family - LI - Dual | Existing | Electronics | Electric
F3 | Residential | All | Single Family - LI - Dual | Existing | Electronics | Electric
F4 | Residential | All | Single Family - LI - Dual | Existing | Electronics | Electric
F1 | Residential | All | Single Family - LI - Dual | Existing | Miscellaneous | Electric
F2 | Residential | All | Single Family - LI - Dual | Existing | Miscellaneous | Electric
F3 | Residential | All | Single Family - LI - Dual | Existing | Miscellaneous | Electric
F4 | Residential | All | Single Family - LI - Dual | Existing | Miscellaneous | Electric
F1 | Residential | All | Single Family - LI - Dual | Existing | Generation | Electric
F2 | Residential | All | Single Family - LI - Dual | Existing | Generation | Electric
F3 | Residential | All | Single Family - LI - Dual | Existing | Generation | Electric
F4 | Residential | All | Single Family - LI - Dual | Existing | Generation | Electric
F1 | Residential | All | Single Family - LI - Dual | Existing | Space Heating | Natural Gas
F2 | Residential | All | Single Family - LI - Dual | Existing | Space Heating | Natural Gas
F3 | Residential | All | Single Family - LI - Dual | Existing | Space Heating | Natural Gas
F4 | Residential | All | Single Family - LI - Dual | Existing | Space Heating | Natural Gas
F1 | Residential | All | Single Family - LI - Dual | Existing | Water Heating | Natural Gas
F2 | Residential | All | Single Family - LI - Dual | Existing | Water Heating | Natural Gas
F3 | Residential | All | Single Family - LI - Dual | Existing | Water Heating | Natural Gas
F4 | Residential | All | Single Family - LI - Dual | Existing | Water Heating | Natural Gas
F1 | Residential | All | Single Family - LI - Dual | Existing | Appliances | Natural Gas
F2 | Residential | All | Single Family - LI - Dual | Existing | Appliances | Natural Gas
F3 | Residential | All | Single Family - LI - Dual | Existing | Appliances | Natural Gas
F4 | Residential | All | Single Family - LI - Dual | Existing | Appliances | Natural Gas
F1 | Residential | All | Single Family - LI - Dual | Existing | Miscellaneous | Natural Gas
F2 | Residential | All | Single Family - LI - Dual | Existing | Miscellaneous | Natural Gas
F3 | Residential | All | Single Family - LI - Dual | Existing | Miscellaneous | Natural Gas
F4 | Residential | All | Single Family - LI - Dual | Existing | Miscellaneous | Natural Gas
F1 | Residential | Market | Single Family - LI - Dual | Existing | Cooling | Electric
F2 | Residential | Market | Single Family - LI - Dual | Existing | Cooling | Electric
F3 | Residential | Market | Single Family - LI - Dual | Existing | Cooling | Electric
F4 | Residential | Market | Single Family - LI - Dual | Existing | Cooling | Electric
F1 | Residential | Market | Single Family - LI - Dual | Existing | Space Heating | Electric
F2 | Residential | Market | Single Family - LI - Dual | Existing | Space Heating | Electric
F3 | Residential | Market | Single Family - LI - Dual | Existing | Space Heating | Electric
F4 | Residential | Market | Single Family - LI - Dual | Existing | Space Heating | Electric
F1 | Residential | Market | Single Family - LI - Dual | Existing | Water Heating | Electric
F2 | Residential | Market | Single Family - LI - Dual | Existing | Water Heating | Electric
F3 | Residential | Market | Single Family - LI - Dual | Existing | Water Heating | Electric
F4 | Residential | Market | Single Family - LI - Dual | Existing | Water Heating | Electric
F1 | Residential | Market | Single Family - LI - Dual | Existing | Interior Lighting | Electric
F2 | Residential | Market | Single Family - LI - Dual | Existing | Interior Lighting | Electric
F3 | Residential | Market | Single Family - LI - Dual | Existing | Interior Lighting | Electric
F4 | Residential | Market | Single Family - LI - Dual | Existing | Interior Lighting | Electric
F1 | Residential | Market | Single Family - LI - Dual | Existing | Exterior Lighting | Electric
F2 | Residential | Market | Single Family - LI - Dual | Existing | Exterior Lighting | Electric
F3 | Residential | Market | Single Family - LI - Dual | Existing | Exterior Lighting | Electric
F4 | Residential | Market | Single Family - LI - Dual | Existing | Exterior Lighting | Electric
F1 | Residential | Market | Single Family - LI - Dual | Existing | Appliances | Electric
F2 | Residential | Market | Single Family - LI - Dual | Existing | Appliances | Electric
F3 | Residential | Market | Single Family - LI - Dual | Existing | Appliances | Electric
F4 | Residential | Market | Single Family - LI - Dual | Existing | Appliances | Electric
F1 | Residential | Market | Single Family - LI - Dual | Existing | Electronics | Electric
F2 | Residential | Market | Single Family - LI - Dual | Existing | Electronics | Electric
F3 | Residential | Market | Single Family - LI - Dual | Existing | Electronics | Electric
F4 | Residential | Market | Single Family - LI - Dual | Existing | Electronics | Electric
F1 | Residential | Market | Single Family - LI - Dual | Existing | Miscellaneous | Electric
F2 | Residential | Market | Single Family - LI - Dual | Existing | Miscellaneous | Electric
F3 | Residential | Market | Single Family - LI - Dual | Existing | Miscellaneous | Electric
F4 | Residential | Market | Single Family - LI - Dual | Existing | Miscellaneous | Electric
F1 | Residential | Market | Single Family - LI - Dual | Existing | Generation | Electric
F2 | Residential | Market | Single Family - LI - Dual | Existing | Generation | Electric
F3 | Residential | Market | Single Family - LI - Dual | Existing | Generation | Electric
F4 | Residential | Market | Single Family - LI - Dual | Existing | Generation | Electric
F1 | Residential | Market | Single Family - LI - Dual | Existing | Space Heating | Natural Gas
F2 | Residential | Market | Single Family - LI - Dual | Existing | Space Heating | Natural Gas
F3 | Residential | Market | Single Family - LI - Dual | Existing | Space Heating | Natural Gas
F4 | Residential | Market | Single Family - LI - Dual | Existing | Space Heating | Natural Gas
F1 | Residential | Market | Single Family - LI - Dual | Existing | Water Heating | Natural Gas
F2 | Residential | Market | Single Family - LI - Dual | Existing | Water Heating | Natural Gas
F3 | Residential | Market | Single Family - LI - Dual | Existing | Water Heating | Natural Gas
F4 | Residential | Market | Single Family - LI - Dual | Existing | Water Heating | Natural Gas
F1 | Residential | Market | Single Family - LI - Dual | Existing | Appliances | Natural Gas
F2 | Residential | Market | Single Family - LI - Dual | Existing | Appliances | Natural Gas
F3 | Residential | Market | Single Family - LI - Dual | Existing | Appliances | Natural Gas
F4 | Residential | Market | Single Family - LI - Dual | Existing | Appliances | Natural Gas
F1 | Residential | Market | Single Family - LI - Dual | Existing | Miscellaneous | Natural Gas
F2 | Residential | Market | Single Family - LI - Dual | Existing | Miscellaneous | Natural Gas
F3 | Residential | Market | Single Family - LI - Dual | Existing | Miscellaneous | Natural Gas
F4 | Residential | Market | Single Family - LI - Dual | Existing | Miscellaneous | Natural Gas
F1 | Residential | Central System | Single Family - LI - Dual | Existing | Cooling | Electric
F2 | Residential | Central System | Single Family - LI - Dual | Existing | Cooling | Electric
F3 | Residential | Central System | Single Family - LI - Dual | Existing | Cooling | Electric
F4 | Residential | Central System | Single Family - LI - Dual | Existing | Cooling | Electric
F1 | Residential | Central System | Single Family - LI - Dual | Existing | Space Heating | Electric
F2 | Residential | Central System | Single Family - LI - Dual | Existing | Space Heating | Electric
F3 | Residential | Central System | Single Family - LI - Dual | Existing | Space Heating | Electric
F4 | Residential | Central System | Single Family - LI - Dual | Existing | Space Heating | Electric
F1 | Residential | Central System | Single Family - LI - Dual | Existing | Space Heating | Natural Gas
F2 | Residential | Central System | Single Family - LI - Dual | Existing | Space Heating | Natural Gas
F3 | Residential | Central System | Single Family - LI - Dual | Existing | Space Heating | Natural Gas
F4 | Residential | Central System | Single Family - LI - Dual | Existing | Space Heating | Natural Gas
F1 | Residential | Resistance | Single Family - LI - Dual | Existing | Cooling | Electric
F2 | Residential | Resistance | Single Family - LI - Dual | Existing | Cooling | Electric
F3 | Residential | Resistance | Single Family - LI - Dual | Existing | Cooling | Electric
F4 | Residential | Resistance | Single Family - LI - Dual | Existing | Cooling | Electric
F1 | Residential | Resistance | Single Family - LI - Dual | Existing | Space Heating | Electric
F2 | Residential | Resistance | Single Family - LI - Dual | Existing | Space Heating | Electric
F3 | Residential | Resistance | Single Family - LI - Dual | Existing | Space Heating | Electric
F4 | Residential | Resistance | Single Family - LI - Dual | Existing | Space Heating | Electric
F1 | Residential | Heat Pump | Single Family - LI - Dual | Existing | Cooling | Electric
F2 | Residential | Heat Pump | Single Family - LI - Dual | Existing | Cooling | Electric
F3 | Residential | Heat Pump | Single Family - LI - Dual | Existing | Cooling | Electric
F4 | Residential | Heat Pump | Single Family - LI - Dual | Existing | Cooling | Electric
F1 | Residential | Heat Pump | Single Family - LI - Dual | Existing | Space Heating | Electric
F2 | Residential | Heat Pump | Single Family - LI - Dual | Existing | Space Heating | Electric
F3 | Residential | Heat Pump | Single Family - LI - Dual | Existing | Space Heating | Electric
F4 | Residential | Heat Pump | Single Family - LI - Dual | Existing | Space Heating | Electric
F1 | Residential | All | Single Family - LI - Dual | New | Cooling | Electric
F2 | Residential | All | Single Family - LI - Dual | New | Cooling | Electric
F3 | Residential | All | Single Family - LI - Dual | New | Cooling | Electric
F4 | Residential | All | Single Family - LI - Dual | New | Cooling | Electric
F1 | Residential | All | Single Family - LI - Dual | New | Space Heating | Electric
F2 | Residential | All | Single Family - LI - Dual | New | Space Heating | Electric
F3 | Residential | All | Single Family - LI - Dual | New | Space Heating | Electric
F4 | Residential | All | Single Family - LI - Dual | New | Space Heating | Electric
F1 | Residential | All | Single Family - LI - Dual | New | Water Heating | Electric
F2 | Residential | All | Single Family - LI - Dual | New | Water Heating | Electric
F3 | Residential | All | Single Family - LI - Dual | New | Water Heating | Electric
F4 | Residential | All | Single Family - LI - Dual | New | Water Heating | Electric
F1 | Residential | All | Single Family - LI - Dual | New | Interior Lighting | Electric
F2 | Residential | All | Single Family - LI - Dual | New | Interior Lighting | Electric
F3 | Residential | All | Single Family - LI - Dual | New | Interior Lighting | Electric
F4 | Residential | All | Single Family - LI - Dual | New | Interior Lighting | Electric
F1 | Residential | All | Single Family - LI - Dual | New | Exterior Lighting | Electric
F2 | Residential | All | Single Family - LI - Dual | New | Exterior Lighting | Electric
F3 | Residential | All | Single Family - LI - Dual | New | Exterior Lighting | Electric
F4 | Residential | All | Single Family - LI - Dual | New | Exterior Lighting | Electric
F1 | Residential | All | Single Family - LI - Dual | New | Appliances | Electric
F2 | Residential | All | Single Family - LI - Dual | New | Appliances | Electric
F3 | Residential | All | Single Family - LI - Dual | New | Appliances | Electric
F4 | Residential | All | Single Family - LI - Dual | New | Appliances | Electric
F1 | Residential | All | Single Family - LI - Dual | New | Electronics | Electric
F2 | Residential | All | Single Family - LI - Dual | New | Electronics | Electric
F3 | Residential | All | Single Family - LI - Dual | New | Electronics | Electric
F4 | Residential | All | Single Family - LI - Dual | New | Electronics | Electric
F1 | Residential | All | Single Family - LI - Dual | New | Miscellaneous | Electric
F2 | Residential | All | Single Family - LI - Dual | New | Miscellaneous | Electric
F3 | Residential | All | Single Family - LI - Dual | New | Miscellaneous | Electric
F4 | Residential | All | Single Family - LI - Dual | New | Miscellaneous | Electric
F1 | Residential | All | Single Family - LI - Dual | New | Generation | Electric
F2 | Residential | All | Single Family - LI - Dual | New | Generation | Electric
F3 | Residential | All | Single Family - LI - Dual | New | Generation | Electric
F4 | Residential | All | Single Family - LI - Dual | New | Generation | Electric
F1 | Residential | All | Single Family - LI - Dual | New | Space Heating | Natural Gas
F2 | Residential | All | Single Family - LI - Dual | New | Space Heating | Natural Gas
F3 | Residential | All | Single Family - LI - Dual | New | Space Heating | Natural Gas
F4 | Residential | All | Single Family - LI - Dual | New | Space Heating | Natural Gas
F1 | Residential | All | Single Family - LI - Dual | New | Water Heating | Natural Gas
F2 | Residential | All | Single Family - LI - Dual | New | Water Heating | Natural Gas
F3 | Residential | All | Single Family - LI - Dual | New | Water Heating | Natural Gas
F4 | Residential | All | Single Family - LI - Dual | New | Water Heating | Natural Gas
F1 | Residential | All | Single Family - LI - Dual | New | Appliances | Natural Gas
F2 | Residential | All | Single Family - LI - Dual | New | Appliances | Natural Gas
F3 | Residential | All | Single Family - LI - Dual | New | Appliances | Natural Gas
F4 | Residential | All | Single Family - LI - Dual | New | Appliances | Natural Gas
F1 | Residential | All | Single Family - LI - Dual | New | Miscellaneous | Natural Gas
F2 | Residential | All | Single Family - LI - Dual | New | Miscellaneous | Natural Gas
F3 | Residential | All | Single Family - LI - Dual | New | Miscellaneous | Natural Gas
F4 | Residential | All | Single Family - LI - Dual | New | Miscellaneous | Natural Gas
F1 | Residential | Market | Single Family - LI - Dual | New | Cooling | Electric
F2 | Residential | Market | Single Family - LI - Dual | New | Cooling | Electric
F3 | Residential | Market | Single Family - LI - Dual | New | Cooling | Electric
F4 | Residential | Market | Single Family - LI - Dual | New | Cooling | Electric
F1 | Residential | Market | Single Family - LI - Dual | New | Space Heating | Electric
F2 | Residential | Market | Single Family - LI - Dual | New | Space Heating | Electric
F3 | Residential | Market | Single Family - LI - Dual | New | Space Heating | Electric
F4 | Residential | Market | Single Family - LI - Dual | New | Space Heating | Electric
F1 | Residential | Market | Single Family - LI - Dual | New | Water Heating | Electric
F2 | Residential | Market | Single Family - LI - Dual | New | Water Heating | Electric
F3 | Residential | Market | Single Family - LI - Dual | New | Water Heating | Electric
F4 | Residential | Market | Single Family - LI - Dual | New | Water Heating | Electric
F1 | Residential | Market | Single Family - LI - Dual | New | Interior Lighting | Electric
F2 | Residential | Market | Single Family - LI - Dual | New | Interior Lighting | Electric
F3 | Residential | Market | Single Family - LI - Dual | New | Interior Lighting | Electric
F4 | Residential | Market | Single Family - LI - Dual | New | Interior Lighting | Electric
F1 | Residential | Market | Single Family - LI - Dual | New | Exterior Lighting | Electric
F2 | Residential | Market | Single Family - LI - Dual | New | Exterior Lighting | Electric
F3 | Residential | Market | Single Family - LI - Dual | New | Exterior Lighting | Electric
F4 | Residential | Market | Single Family - LI - Dual | New | Exterior Lighting | Electric
F1 | Residential | Market | Single Family - LI - Dual | New | Appliances | Electric
F2 | Residential | Market | Single Family - LI - Dual | New | Appliances | Electric
F3 | Residential | Market | Single Family - LI - Dual | New | Appliances | Electric
F4 | Residential | Market | Single Family - LI - Dual | New | Appliances | Electric
F1 | Residential | Market | Single Family - LI - Dual | New | Electronics | Electric
F2 | Residential | Market | Single Family - LI - Dual | New | Electronics | Electric
F3 | Residential | Market | Single Family - LI - Dual | New | Electronics | Electric
F4 | Residential | Market | Single Family - LI - Dual | New | Electronics | Electric
F1 | Residential | Market | Single Family - LI - Dual | New | Miscellaneous | Electric
F2 | Residential | Market | Single Family - LI - Dual | New | Miscellaneous | Electric
F3 | Residential | Market | Single Family - LI - Dual | New | Miscellaneous | Electric
F4 | Residential | Market | Single Family - LI - Dual | New | Miscellaneous | Electric
F1 | Residential | Market | Single Family - LI - Dual | New | Generation | Electric
F2 | Residential | Market | Single Family - LI - Dual | New | Generation | Electric
F3 | Residential | Market | Single Family - LI - Dual | New | Generation | Electric
F4 | Residential | Market | Single Family - LI - Dual | New | Generation | Electric
F1 | Residential | Market | Single Family - LI - Dual | New | Space Heating | Natural Gas
F2 | Residential | Market | Single Family - LI - Dual | New | Space Heating | Natural Gas
F3 | Residential | Market | Single Family - LI - Dual | New | Space Heating | Natural Gas
F4 | Residential | Market | Single Family - LI - Dual | New | Space Heating | Natural Gas
F1 | Residential | Market | Single Family - LI - Dual | New | Water Heating | Natural Gas
F2 | Residential | Market | Single Family - LI - Dual | New | Water Heating | Natural Gas
F3 | Residential | Market | Single Family - LI - Dual | New | Water Heating | Natural Gas
F4 | Residential | Market | Single Family - LI - Dual | New | Water Heating | Natural Gas
F1 | Residential | Market | Single Family - LI - Dual | New | Appliances | Natural Gas
F2 | Residential | Market | Single Family - LI - Dual | New | Appliances | Natural Gas
F3 | Residential | Market | Single Family - LI - Dual | New | Appliances | Natural Gas
F4 | Residential | Market | Single Family - LI - Dual | New | Appliances | Natural Gas
F1 | Residential | Market | Single Family - LI - Dual | New | Miscellaneous | Natural Gas
F2 | Residential | Market | Single Family - LI - Dual | New | Miscellaneous | Natural Gas
F3 | Residential | Market | Single Family - LI - Dual | New | Miscellaneous | Natural Gas
F4 | Residential | Market | Single Family - LI - Dual | New | Miscellaneous | Natural Gas
F1 | Residential | Central System | Single Family - LI - Dual | New | Cooling | Electric
F2 | Residential | Central System | Single Family - LI - Dual | New | Cooling | Electric
F3 | Residential | Central System | Single Family - LI - Dual | New | Cooling | Electric
F4 | Residential | Central System | Single Family - LI - Dual | New | Cooling | Electric
F1 | Residential | Central System | Single Family - LI - Dual | New | Space Heating | Electric
F2 | Residential | Central System | Single Family - LI - Dual | New | Space Heating | Electric
F3 | Residential | Central System | Single Family - LI - Dual | New | Space Heating | Electric
F4 | Residential | Central System | Single Family - LI - Dual | New | Space Heating | Electric
F1 | Residential | Central System | Single Family - LI - Dual | New | Space Heating | Natural Gas
F2 | Residential | Central System | Single Family - LI - Dual | New | Space Heating | Natural Gas
F3 | Residential | Central System | Single Family - LI - Dual | New | Space Heating | Natural Gas
F4 | Residential | Central System | Single Family - LI - Dual | New | Space Heating | Natural Gas
F1 | Residential | Resistance | Single Family - LI - Dual | New | Cooling | Electric
F2 | Residential | Resistance | Single Family - LI - Dual | New | Cooling | Electric
F3 | Residential | Resistance | Single Family - LI - Dual | New | Cooling | Electric
F4 | Residential | Resistance | Single Family - LI - Dual | New | Cooling | Electric
F1 | Residential | Resistance | Single Family - LI - Dual | New | Space Heating | Electric
F2 | Residential | Resistance | Single Family - LI - Dual | New | Space Heating | Electric
F3 | Residential | Resistance | Single Family - LI - Dual | New | Space Heating | Electric
F4 | Residential | Resistance | Single Family - LI - Dual | New | Space Heating | Electric
F1 | Residential | Heat Pump | Single Family - LI - Dual | New | Cooling | Electric
F2 | Residential | Heat Pump | Single Family - LI - Dual | New | Cooling | Electric
F3 | Residential | Heat Pump | Single Family - LI - Dual | New | Cooling | Electric
F4 | Residential | Heat Pump | Single Family - LI - Dual | New | Cooling | Electric
F1 | Residential | Heat Pump | Single Family - LI - Dual | New | Space Heating | Electric
F2 | Residential | Heat Pump | Single Family - LI - Dual | New | Space Heating | Electric
F3 | Residential | Heat Pump | Single Family - LI - Dual | New | Space Heating | Electric
F4 | Residential | Heat Pump | Single Family - LI - Dual | New | Space Heating | Electric
F1 | Residential | All | Multifamily - Dual | Existing | Cooling | Electric
F2 | Residential | All | Multifamily - Dual | Existing | Cooling | Electric
F3 | Residential | All | Multifamily - Dual | Existing | Cooling | Electric
F4 | Residential | All | Multifamily - Dual | Existing | Cooling | Electric
F1 | Residential | All | Multifamily - Dual | Existing | Space Heating | Electric
F2 | Residential | All | Multifamily - Dual | Existing | Space Heating | Electric
F3 | Residential | All | Multifamily - Dual | Existing | Space Heating | Electric
F4 | Residential | All | Multifamily - Dual | Existing | Space Heating | Electric
F1 | Residential | All | Multifamily - Dual | Existing | Water Heating | Electric
F2 | Residential | All | Multifamily - Dual | Existing | Water Heating | Electric
F3 | Residential | All | Multifamily - Dual | Existing | Water Heating | Electric
F4 | Residential | All | Multifamily - Dual | Existing | Water Heating | Electric
F1 | Residential | All | Multifamily - Dual | Existing | Interior Lighting | Electric
F2 | Residential | All | Multifamily - Dual | Existing | Interior Lighting | Electric
F3 | Residential | All | Multifamily - Dual | Existing | Interior Lighting | Electric
F4 | Residential | All | Multifamily - Dual | Existing | Interior Lighting | Electric
F1 | Residential | All | Multifamily - Dual | Existing | Exterior Lighting | Electric
F2 | Residential | All | Multifamily - Dual | Existing | Exterior Lighting | Electric
F3 | Residential | All | Multifamily - Dual | Existing | Exterior Lighting | Electric
F4 | Residential | All | Multifamily - Dual | Existing | Exterior Lighting | Electric
F1 | Residential | All | Multifamily - Dual | Existing | Appliances | Electric
F2 | Residential | All | Multifamily - Dual | Existing | Appliances | Electric
F3 | Residential | All | Multifamily - Dual | Existing | Appliances | Electric
F4 | Residential | All | Multifamily - Dual | Existing | Appliances | Electric
F1 | Residential | All | Multifamily - Dual | Existing | Electronics | Electric
F2 | Residential | All | Multifamily - Dual | Existing | Electronics | Electric
F3 | Residential | All | Multifamily - Dual | Existing | Electronics | Electric
F4 | Residential | All | Multifamily - Dual | Existing | Electronics | Electric
F1 | Residential | All | Multifamily - Dual | Existing | Miscellaneous | Electric
F2 | Residential | All | Multifamily - Dual | Existing | Miscellaneous | Electric
F3 | Residential | All | Multifamily - Dual | Existing | Miscellaneous | Electric
F4 | Residential | All | Multifamily - Dual | Existing | Miscellaneous | Electric
F1 | Residential | All | Multifamily - Dual | Existing | Generation | Electric
F2 | Residential | All | Multifamily - Dual | Existing | Generation | Electric
F3 | Residential | All | Multifamily - Dual | Existing | Generation | Electric
F4 | Residential | All | Multifamily - Dual | Existing | Generation | Electric
F1 | Residential | All | Multifamily - Dual | Existing | Space Heating | Natural Gas
F2 | Residential | All | Multifamily - Dual | Existing | Space Heating | Natural Gas
F3 | Residential | All | Multifamily - Dual | Existing | Space Heating | Natural Gas
F4 | Residential | All | Multifamily - Dual | Existing | Space Heating | Natural Gas
F1 | Residential | All | Multifamily - Dual | Existing | Water Heating | Natural Gas
F2 | Residential | All | Multifamily - Dual | Existing | Water Heating | Natural Gas
F3 | Residential | All | Multifamily - Dual | Existing | Water Heating | Natural Gas
F4 | Residential | All | Multifamily - Dual | Existing | Water Heating | Natural Gas
F1 | Residential | All | Multifamily - Dual | Existing | Appliances | Natural Gas
F2 | Residential | All | Multifamily - Dual | Existing | Appliances | Natural Gas
F3 | Residential | All | Multifamily - Dual | Existing | Appliances | Natural Gas
F4 | Residential | All | Multifamily - Dual | Existing | Appliances | Natural Gas
F1 | Residential | All | Multifamily - Dual | Existing | Miscellaneous | Natural Gas
F2 | Residential | All | Multifamily - Dual | Existing | Miscellaneous | Natural Gas
F3 | Residential | All | Multifamily - Dual | Existing | Miscellaneous | Natural Gas
F4 | Residential | All | Multifamily - Dual | Existing | Miscellaneous | Natural Gas
F1 | Residential | Market | Multifamily - Dual | Existing | Cooling | Electric
F2 | Residential | Market | Multifamily - Dual | Existing | Cooling | Electric
F3 | Residential | Market | Multifamily - Dual | Existing | Cooling | Electric
F4 | Residential | Market | Multifamily - Dual | Existing | Cooling | Electric
F1 | Residential | Market | Multifamily - Dual | Existing | Space Heating | Electric
F2 | Residential | Market | Multifamily - Dual | Existing | Space Heating | Electric
F3 | Residential | Market | Multifamily - Dual | Existing | Space Heating | Electric
F4 | Residential | Market | Multifamily - Dual | Existing | Space Heating | Electric
F1 | Residential | Market | Multifamily - Dual | Existing | Water Heating | Electric
F2 | Residential | Market | Multifamily - Dual | Existing | Water Heating | Electric
F3 | Residential | Market | Multifamily - Dual | Existing | Water Heating | Electric
F4 | Residential | Market | Multifamily - Dual | Existing | Water Heating | Electric
F1 | Residential | Market | Multifamily - Dual | Existing | Interior Lighting | Electric
F2 | Residential | Market | Multifamily - Dual | Existing | Interior Lighting | Electric
F3 | Residential | Market | Multifamily - Dual | Existing | Interior Lighting | Electric
F4 | Residential | Market | Multifamily - Dual | Existing | Interior Lighting | Electric
F1 | Residential | Market | Multifamily - Dual | Existing | Exterior Lighting | Electric
F2 | Residential | Market | Multifamily - Dual | Existing | Exterior Lighting | Electric
F3 | Residential | Market | Multifamily - Dual | Existing | Exterior Lighting | Electric
F4 | Residential | Market | Multifamily - Dual | Existing | Exterior Lighting | Electric
F1 | Residential | Market | Multifamily - Dual | Existing | Appliances | Electric
F2 | Residential | Market | Multifamily - Dual | Existing | Appliances | Electric
F3 | Residential | Market | Multifamily - Dual | Existing | Appliances | Electric
F4 | Residential | Market | Multifamily - Dual | Existing | Appliances | Electric
F1 | Residential | Market | Multifamily - Dual | Existing | Electronics | Electric
F2 | Residential | Market | Multifamily - Dual | Existing | Electronics | Electric
F3 | Residential | Market | Multifamily - Dual | Existing | Electronics | Electric
F4 | Residential | Market | Multifamily - Dual | Existing | Electronics | Electric
F1 | Residential | Market | Multifamily - Dual | Existing | Miscellaneous | Electric
F2 | Residential | Market | Multifamily - Dual | Existing | Miscellaneous | Electric
F3 | Residential | Market | Multifamily - Dual | Existing | Miscellaneous | Electric
F4 | Residential | Market | Multifamily - Dual | Existing | Miscellaneous | Electric
F1 | Residential | Market | Multifamily - Dual | Existing | Generation | Electric
F2 | Residential | Market | Multifamily - Dual | Existing | Generation | Electric
F3 | Residential | Market | Multifamily - Dual | Existing | Generation | Electric
F4 | Residential | Market | Multifamily - Dual | Existing | Generation | Electric
F1 | Residential | Market | Multifamily - Dual | Existing | Space Heating | Natural Gas
F2 | Residential | Market | Multifamily - Dual | Existing | Space Heating | Natural Gas
F3 | Residential | Market | Multifamily - Dual | Existing | Space Heating | Natural Gas
F4 | Residential | Market | Multifamily - Dual | Existing | Space Heating | Natural Gas
F1 | Residential | Market | Multifamily - Dual | Existing | Water Heating | Natural Gas
F2 | Residential | Market | Multifamily - Dual | Existing | Water Heating | Natural Gas
F3 | Residential | Market | Multifamily - Dual | Existing | Water Heating | Natural Gas
F4 | Residential | Market | Multifamily - Dual | Existing | Water Heating | Natural Gas
F1 | Residential | Market | Multifamily - Dual | Existing | Appliances | Natural Gas
F2 | Residential | Market | Multifamily - Dual | Existing | Appliances | Natural Gas
F3 | Residential | Market | Multifamily - Dual | Existing | Appliances | Natural Gas
F4 | Residential | Market | Multifamily - Dual | Existing | Appliances | Natural Gas
F1 | Residential | Market | Multifamily - Dual | Existing | Miscellaneous | Natural Gas
F2 | Residential | Market | Multifamily - Dual | Existing | Miscellaneous | Natural Gas
F3 | Residential | Market | Multifamily - Dual | Existing | Miscellaneous | Natural Gas
F4 | Residential | Market | Multifamily - Dual | Existing | Miscellaneous | Natural Gas
F1 | Residential | Central System | Multifamily - Dual | Existing | Cooling | Electric
F2 | Residential | Central System | Multifamily - Dual | Existing | Cooling | Electric
F3 | Residential | Central System | Multifamily - Dual | Existing | Cooling | Electric
F4 | Residential | Central System | Multifamily - Dual | Existing | Cooling | Electric
F1 | Residential | Central System | Multifamily - Dual | Existing | Space Heating | Electric
F2 | Residential | Central System | Multifamily - Dual | Existing | Space Heating | Electric
F3 | Residential | Central System | Multifamily - Dual | Existing | Space Heating | Electric
F4 | Residential | Central System | Multifamily - Dual | Existing | Space Heating | Electric
F1 | Residential | Central System | Multifamily - Dual | Existing | Space Heating | Natural Gas
F2 | Residential | Central System | Multifamily - Dual | Existing | Space Heating | Natural Gas
F3 | Residential | Central System | Multifamily - Dual | Existing | Space Heating | Natural Gas
F4 | Residential | Central System | Multifamily - Dual | Existing | Space Heating | Natural Gas
F1 | Residential | Resistance | Multifamily - Dual | Existing | Cooling | Electric
F2 | Residential | Resistance | Multifamily - Dual | Existing | Cooling | Electric
F3 | Residential | Resistance | Multifamily - Dual | Existing | Cooling | Electric
F4 | Residential | Resistance | Multifamily - Dual | Existing | Cooling | Electric
F1 | Residential | Resistance | Multifamily - Dual | Existing | Space Heating | Electric
F2 | Residential | Resistance | Multifamily - Dual | Existing | Space Heating | Electric
F3 | Residential | Resistance | Multifamily - Dual | Existing | Space Heating | Electric
F4 | Residential | Resistance | Multifamily - Dual | Existing | Space Heating | Electric
F1 | Residential | Heat Pump | Multifamily - Dual | Existing | Cooling | Electric
F2 | Residential | Heat Pump | Multifamily - Dual | Existing | Cooling | Electric
F3 | Residential | Heat Pump | Multifamily - Dual | Existing | Cooling | Electric
F4 | Residential | Heat Pump | Multifamily - Dual | Existing | Cooling | Electric
F1 | Residential | Heat Pump | Multifamily - Dual | Existing | Space Heating | Electric
F2 | Residential | Heat Pump | Multifamily - Dual | Existing | Space Heating | Electric
F3 | Residential | Heat Pump | Multifamily - Dual | Existing | Space Heating | Electric
F4 | Residential | Heat Pump | Multifamily - Dual | Existing | Space Heating | Electric
F1 | Residential | All | Multifamily - Dual | New | Cooling | Electric
F2 | Residential | All | Multifamily - Dual | New | Cooling | Electric
F3 | Residential | All | Multifamily - Dual | New | Cooling | Electric
F4 | Residential | All | Multifamily - Dual | New | Cooling | Electric
F1 | Residential | All | Multifamily - Dual | New | Space Heating | Electric
F2 | Residential | All | Multifamily - Dual | New | Space Heating | Electric
F3 | Residential | All | Multifamily - Dual | New | Space Heating | Electric
F4 | Residential | All | Multifamily - Dual | New | Space Heating | Electric
F1 | Residential | All | Multifamily - Dual | New | Water Heating | Electric
F2 | Residential | All | Multifamily - Dual | New | Water Heating | Electric
F3 | Residential | All | Multifamily - Dual | New | Water Heating | Electric
F4 | Residential | All | Multifamily - Dual | New | Water Heating | Electric
F1 | Residential | All | Multifamily - Dual | New | Interior Lighting | Electric
F2 | Residential | All | Multifamily - Dual | New | Interior Lighting | Electric
F3 | Residential | All | Multifamily - Dual | New | Interior Lighting | Electric
F4 | Residential | All | Multifamily - Dual | New | Interior Lighting | Electric
F1 | Residential | All | Multifamily - Dual | New | Exterior Lighting | Electric
F2 | Residential | All | Multifamily - Dual | New | Exterior Lighting | Electric
F3 | Residential | All | Multifamily - Dual | New | Exterior Lighting | Electric
F4 | Residential | All | Multifamily - Dual | New | Exterior Lighting | Electric
F1 | Residential | All | Multifamily - Dual | New | Appliances | Electric
F2 | Residential | All | Multifamily - Dual | New | Appliances | Electric
F3 | Residential | All | Multifamily - Dual | New | Appliances | Electric
F4 | Residential | All | Multifamily - Dual | New | Appliances | Electric
F1 | Residential | All | Multifamily - Dual | New | Electronics | Electric
F2 | Residential | All | Multifamily - Dual | New | Electronics | Electric
F3 | Residential | All | Multifamily - Dual | New | Electronics | Electric
F4 | Residential | All | Multifamily - Dual | New | Electronics | Electric
F1 | Residential | All | Multifamily - Dual | New | Miscellaneous | Electric
F2 | Residential | All | Multifamily - Dual | New | Miscellaneous | Electric
F3 | Residential | All | Multifamily - Dual | New | Miscellaneous | Electric
F4 | Residential | All | Multifamily - Dual | New | Miscellaneous | Electric
F1 | Residential | All | Multifamily - Dual | New | Generation | Electric
F2 | Residential | All | Multifamily - Dual | New | Generation | Electric
F3 | Residential | All | Multifamily - Dual | New | Generation | Electric
F4 | Residential | All | Multifamily - Dual | New | Generation | Electric
F1 | Residential | All | Multifamily - Dual | New | Space Heating | Natural Gas
F2 | Residential | All | Multifamily - Dual | New | Space Heating | Natural Gas
F3 | Residential | All | Multifamily - Dual | New | Space Heating | Natural Gas
F4 | Residential | All | Multifamily - Dual | New | Space Heating | Natural Gas
F1 | Residential | All | Multifamily - Dual | New | Water Heating | Natural Gas
F2 | Residential | All | Multifamily - Dual | New | Water Heating | Natural Gas
F3 | Residential | All | Multifamily - Dual | New | Water Heating | Natural Gas
F4 | Residential | All | Multifamily - Dual | New | Water Heating | Natural Gas
F1 | Residential | All | Multifamily - Dual | New | Appliances | Natural Gas
F2 | Residential | All | Multifamily - Dual | New | Appliances | Natural Gas
F3 | Residential | All | Multifamily - Dual | New | Appliances | Natural Gas
F4 | Residential | All | Multifamily - Dual | New | Appliances | Natural Gas
F1 | Residential | All | Multifamily - Dual | New | Miscellaneous | Natural Gas
F2 | Residential | All | Multifamily - Dual | New | Miscellaneous | Natural Gas
F3 | Residential | All | Multifamily - Dual | New | Miscellaneous | Natural Gas
F4 | Residential | All | Multifamily - Dual | New | Miscellaneous | Natural Gas
F1 | Residential | Market | Multifamily - Dual | New | Cooling | Electric
F2 | Residential | Market | Multifamily - Dual | New | Cooling | Electric
F3 | Residential | Market | Multifamily - Dual | New | Cooling | Electric
F4 | Residential | Market | Multifamily - Dual | New | Cooling | Electric
F1 | Residential | Market | Multifamily - Dual | New | Space Heating | Electric
F2 | Residential | Market | Multifamily - Dual | New | Space Heating | Electric
F3 | Residential | Market | Multifamily - Dual | New | Space Heating | Electric
F4 | Residential | Market | Multifamily - Dual | New | Space Heating | Electric
F1 | Residential | Market | Multifamily - Dual | New | Water Heating | Electric
F2 | Residential | Market | Multifamily - Dual | New | Water Heating | Electric
F3 | Residential | Market | Multifamily - Dual | New | Water Heating | Electric
F4 | Residential | Market | Multifamily - Dual | New | Water Heating | Electric
F1 | Residential | Market | Multifamily - Dual | New | Interior Lighting | Electric
F2 | Residential | Market | Multifamily - Dual | New | Interior Lighting | Electric
F3 | Residential | Market | Multifamily - Dual | New | Interior Lighting | Electric
F4 | Residential | Market | Multifamily - Dual | New | Interior Lighting | Electric
F1 | Residential | Market | Multifamily - Dual | New | Exterior Lighting | Electric
F2 | Residential | Market | Multifamily - Dual | New | Exterior Lighting | Electric
F3 | Residential | Market | Multifamily - Dual | New | Exterior Lighting | Electric
F4 | Residential | Market | Multifamily - Dual | New | Exterior Lighting | Electric
F1 | Residential | Market | Multifamily - Dual | New | Appliances | Electric
F2 | Residential | Market | Multifamily - Dual | New | Appliances | Electric
F3 | Residential | Market | Multifamily - Dual | New | Appliances | Electric
F4 | Residential | Market | Multifamily - Dual | New | Appliances | Electric
F1 | Residential | Market | Multifamily - Dual | New | Electronics | Electric
F2 | Residential | Market | Multifamily - Dual | New | Electronics | Electric
F3 | Residential | Market | Multifamily - Dual | New | Electronics | Electric
F4 | Residential | Market | Multifamily - Dual | New | Electronics | Electric
F1 | Residential | Market | Multifamily - Dual | New | Miscellaneous | Electric
F2 | Residential | Market | Multifamily - Dual | New | Miscellaneous | Electric
F3 | Residential | Market | Multifamily - Dual | New | Miscellaneous | Electric
F4 | Residential | Market | Multifamily - Dual | New | Miscellaneous | Electric
F1 | Residential | Market | Multifamily - Dual | New | Generation | Electric
F2 | Residential | Market | Multifamily - Dual | New | Generation | Electric
F3 | Residential | Market | Multifamily - Dual | New | Generation | Electric
F4 | Residential | Market | Multifamily - Dual | New | Generation | Electric
F1 | Residential | Market | Multifamily - Dual | New | Space Heating | Natural Gas
F2 | Residential | Market | Multifamily - Dual | New | Space Heating | Natural Gas
F3 | Residential | Market | Multifamily - Dual | New | Space Heating | Natural Gas
F4 | Residential | Market | Multifamily - Dual | New | Space Heating | Natural Gas
F1 | Residential | Market | Multifamily - Dual | New | Water Heating | Natural Gas
F2 | Residential | Market | Multifamily - Dual | New | Water Heating | Natural Gas
F3 | Residential | Market | Multifamily - Dual | New | Water Heating | Natural Gas
F4 | Residential | Market | Multifamily - Dual | New | Water Heating | Natural Gas
F1 | Residential | Market | Multifamily - Dual | New | Appliances | Natural Gas
F2 | Residential | Market | Multifamily - Dual | New | Appliances | Natural Gas
F3 | Residential | Market | Multifamily - Dual | New | Appliances | Natural Gas
F4 | Residential | Market | Multifamily - Dual | New | Appliances | Natural Gas
F1 | Residential | Market | Multifamily - Dual | New | Miscellaneous | Natural Gas
F2 | Residential | Market | Multifamily - Dual | New | Miscellaneous | Natural Gas
F3 | Residential | Market | Multifamily - Dual | New | Miscellaneous | Natural Gas
F4 | Residential | Market | Multifamily - Dual | New | Miscellaneous | Natural Gas
F1 | Residential | Central System | Multifamily - Dual | New | Cooling | Electric
F2 | Residential | Central System | Multifamily - Dual | New | Cooling | Electric
F3 | Residential | Central System | Multifamily - Dual | New | Cooling | Electric
F4 | Residential | Central System | Multifamily - Dual | New | Cooling | Electric
F1 | Residential | Central System | Multifamily - Dual | New | Space Heating | Electric
F2 | Residential | Central System | Multifamily - Dual | New | Space Heating | Electric
F3 | Residential | Central System | Multifamily - Dual | New | Space Heating | Electric
F4 | Residential | Central System | Multifamily - Dual | New | Space Heating | Electric
F1 | Residential | Central System | Multifamily - Dual | New | Space Heating | Natural Gas
F2 | Residential | Central System | Multifamily - Dual | New | Space Heating | Natural Gas
F3 | Residential | Central System | Multifamily - Dual | New | Space Heating | Natural Gas
F4 | Residential | Central System | Multifamily - Dual | New | Space Heating | Natural Gas
F1 | Residential | Resistance | Multifamily - Dual | New | Cooling | Electric
F2 | Residential | Resistance | Multifamily - Dual | New | Cooling | Electric
F3 | Residential | Resistance | Multifamily - Dual | New | Cooling | Electric
F4 | Residential | Resistance | Multifamily - Dual | New | Cooling | Electric
F1 | Residential | Resistance | Multifamily - Dual | New | Space Heating | Electric
F2 | Residential | Resistance | Multifamily - Dual | New | Space Heating | Electric
F3 | Residential | Resistance | Multifamily - Dual | New | Space Heating | Electric
F4 | Residential | Resistance | Multifamily - Dual | New | Space Heating | Electric
F1 | Residential | Heat Pump | Multifamily - Dual | New | Cooling | Electric
F2 | Residential | Heat Pump | Multifamily - Dual | New | Cooling | Electric
F3 | Residential | Heat Pump | Multifamily - Dual | New | Cooling | Electric
F4 | Residential | Heat Pump | Multifamily - Dual | New | Cooling | Electric
F1 | Residential | Heat Pump | Multifamily - Dual | New | Space Heating | Electric
F2 | Residential | Heat Pump | Multifamily - Dual | New | Space Heating | Electric
F3 | Residential | Heat Pump | Multifamily - Dual | New | Space Heating | Electric
F4 | Residential | Heat Pump | Multifamily - Dual | New | Space Heating | Electric
F1 | Residential | All | Multifamily - LI - Dual | Existing | Cooling | Electric
F2 | Residential | All | Multifamily - LI - Dual | Existing | Cooling | Electric
F3 | Residential | All | Multifamily - LI - Dual | Existing | Cooling | Electric
F4 | Residential | All | Multifamily - LI - Dual | Existing | Cooling | Electric
F1 | Residential | All | Multifamily - LI - Dual | Existing | Space Heating | Electric
F2 | Residential | All | Multifamily - LI - Dual | Existing | Space Heating | Electric
F3 | Residential | All | Multifamily - LI - Dual | Existing | Space Heating | Electric
F4 | Residential | All | Multifamily - LI - Dual | Existing | Space Heating | Electric
F1 | Residential | All | Multifamily - LI - Dual | Existing | Water Heating | Electric
F2 | Residential | All | Multifamily - LI - Dual | Existing | Water Heating | Electric
F3 | Residential | All | Multifamily - LI - Dual | Existing | Water Heating | Electric
F4 | Residential | All | Multifamily - LI - Dual | Existing | Water Heating | Electric
F1 | Residential | All | Multifamily - LI - Dual | Existing | Interior Lighting | Electric
F2 | Residential | All | Multifamily - LI - Dual | Existing | Interior Lighting | Electric
F3 | Residential | All | Multifamily - LI - Dual | Existing | Interior Lighting | Electric
F4 | Residential | All | Multifamily - LI - Dual | Existing | Interior Lighting | Electric
F1 | Residential | All | Multifamily - LI - Dual | Existing | Exterior Lighting | Electric
F2 | Residential | All | Multifamily - LI - Dual | Existing | Exterior Lighting | Electric
F3 | Residential | All | Multifamily - LI - Dual | Existing | Exterior Lighting | Electric
F4 | Residential | All | Multifamily - LI - Dual | Existing | Exterior Lighting | Electric
F1 | Residential | All | Multifamily - LI - Dual | Existing | Appliances | Electric
F2 | Residential | All | Multifamily - LI - Dual | Existing | Appliances | Electric
F3 | Residential | All | Multifamily - LI - Dual | Existing | Appliances | Electric
F4 | Residential | All | Multifamily - LI - Dual | Existing | Appliances | Electric
F1 | Residential | All | Multifamily - LI - Dual | Existing | Electronics | Electric
F2 | Residential | All | Multifamily - LI - Dual | Existing | Electronics | Electric
F3 | Residential | All | Multifamily - LI - Dual | Existing | Electronics | Electric
F4 | Residential | All | Multifamily - LI - Dual | Existing | Electronics | Electric
F1 | Residential | All | Multifamily - LI - Dual | Existing | Miscellaneous | Electric
F2 | Residential | All | Multifamily - LI - Dual | Existing | Miscellaneous | Electric
F3 | Residential | All | Multifamily - LI - Dual | Existing | Miscellaneous | Electric
F4 | Residential | All | Multifamily - LI - Dual | Existing | Miscellaneous | Electric
F1 | Residential | All | Multifamily - LI - Dual | Existing | Generation | Electric
F2 | Residential | All | Multifamily - LI - Dual | Existing | Generation | Electric
F3 | Residential | All | Multifamily - LI - Dual | Existing | Generation | Electric
F4 | Residential | All | Multifamily - LI - Dual | Existing | Generation | Electric
F1 | Residential | All | Multifamily - LI - Dual | Existing | Space Heating | Natural Gas
F2 | Residential | All | Multifamily - LI - Dual | Existing | Space Heating | Natural Gas
F3 | Residential | All | Multifamily - LI - Dual | Existing | Space Heating | Natural Gas
F4 | Residential | All | Multifamily - LI - Dual | Existing | Space Heating | Natural Gas
F1 | Residential | All | Multifamily - LI - Dual | Existing | Water Heating | Natural Gas
F2 | Residential | All | Multifamily - LI - Dual | Existing | Water Heating | Natural Gas
F3 | Residential | All | Multifamily - LI - Dual | Existing | Water Heating | Natural Gas
F4 | Residential | All | Multifamily - LI - Dual | Existing | Water Heating | Natural Gas
F1 | Residential | All | Multifamily - LI - Dual | Existing | Appliances | Natural Gas
F2 | Residential | All | Multifamily - LI - Dual | Existing | Appliances | Natural Gas
F3 | Residential | All | Multifamily - LI - Dual | Existing | Appliances | Natural Gas
F4 | Residential | All | Multifamily - LI - Dual | Existing | Appliances | Natural Gas
F1 | Residential | All | Multifamily - LI - Dual | Existing | Miscellaneous | Natural Gas
F2 | Residential | All | Multifamily - LI - Dual | Existing | Miscellaneous | Natural Gas
F3 | Residential | All | Multifamily - LI - Dual | Existing | Miscellaneous | Natural Gas
F4 | Residential | All | Multifamily - LI - Dual | Existing | Miscellaneous | Natural Gas
F1 | Residential | Market | Multifamily - LI - Dual | Existing | Cooling | Electric
F2 | Residential | Market | Multifamily - LI - Dual | Existing | Cooling | Electric
F3 | Residential | Market | Multifamily - LI - Dual | Existing | Cooling | Electric
F4 | Residential | Market | Multifamily - LI - Dual | Existing | Cooling | Electric
F1 | Residential | Market | Multifamily - LI - Dual | Existing | Space Heating | Electric
F2 | Residential | Market | Multifamily - LI - Dual | Existing | Space Heating | Electric
F3 | Residential | Market | Multifamily - LI - Dual | Existing | Space Heating | Electric
F4 | Residential | Market | Multifamily - LI - Dual | Existing | Space Heating | Electric
F1 | Residential | Market | Multifamily - LI - Dual | Existing | Water Heating | Electric
F2 | Residential | Market | Multifamily - LI - Dual | Existing | Water Heating | Electric
F3 | Residential | Market | Multifamily - LI - Dual | Existing | Water Heating | Electric
F4 | Residential | Market | Multifamily - LI - Dual | Existing | Water Heating | Electric
F1 | Residential | Market | Multifamily - LI - Dual | Existing | Interior Lighting | Electric
F2 | Residential | Market | Multifamily - LI - Dual | Existing | Interior Lighting | Electric
F3 | Residential | Market | Multifamily - LI - Dual | Existing | Interior Lighting | Electric
F4 | Residential | Market | Multifamily - LI - Dual | Existing | Interior Lighting | Electric
F1 | Residential | Market | Multifamily - LI - Dual | Existing | Exterior Lighting | Electric
F2 | Residential | Market | Multifamily - LI - Dual | Existing | Exterior Lighting | Electric
F3 | Residential | Market | Multifamily - LI - Dual | Existing | Exterior Lighting | Electric
F4 | Residential | Market | Multifamily - LI - Dual | Existing | Exterior Lighting | Electric
F1 | Residential | Market | Multifamily - LI - Dual | Existing | Appliances | Electric
F2 | Residential | Market | Multifamily - LI - Dual | Existing | Appliances | Electric
F3 | Residential | Market | Multifamily - LI - Dual | Existing | Appliances | Electric
F4 | Residential | Market | Multifamily - LI - Dual | Existing | Appliances | Electric
F1 | Residential | Market | Multifamily - LI - Dual | Existing | Electronics | Electric
F2 | Residential | Market | Multifamily - LI - Dual | Existing | Electronics | Electric
F3 | Residential | Market | Multifamily - LI - Dual | Existing | Electronics | Electric
F4 | Residential | Market | Multifamily - LI - Dual | Existing | Electronics | Electric
F1 | Residential | Market | Multifamily - LI - Dual | Existing | Miscellaneous | Electric
F2 | Residential | Market | Multifamily - LI - Dual | Existing | Miscellaneous | Electric
F3 | Residential | Market | Multifamily - LI - Dual | Existing | Miscellaneous | Electric
F4 | Residential | Market | Multifamily - LI - Dual | Existing | Miscellaneous | Electric
F1 | Residential | Market | Multifamily - LI - Dual | Existing | Generation | Electric
F2 | Residential | Market | Multifamily - LI - Dual | Existing | Generation | Electric
F3 | Residential | Market | Multifamily - LI - Dual | Existing | Generation | Electric
F4 | Residential | Market | Multifamily - LI - Dual | Existing | Generation | Electric
F1 | Residential | Market | Multifamily - LI - Dual | Existing | Space Heating | Natural Gas
F2 | Residential | Market | Multifamily - LI - Dual | Existing | Space Heating | Natural Gas
F3 | Residential | Market | Multifamily - LI - Dual | Existing | Space Heating | Natural Gas
F4 | Residential | Market | Multifamily - LI - Dual | Existing | Space Heating | Natural Gas
F1 | Residential | Market | Multifamily - LI - Dual | Existing | Water Heating | Natural Gas
F2 | Residential | Market | Multifamily - LI - Dual | Existing | Water Heating | Natural Gas
F3 | Residential | Market | Multifamily - LI - Dual | Existing | Water Heating | Natural Gas
F4 | Residential | Market | Multifamily - LI - Dual | Existing | Water Heating | Natural Gas
F1 | Residential | Market | Multifamily - LI - Dual | Existing | Appliances | Natural Gas
F2 | Residential | Market | Multifamily - LI - Dual | Existing | Appliances | Natural Gas
F3 | Residential | Market | Multifamily - LI - Dual | Existing | Appliances | Natural Gas
F4 | Residential | Market | Multifamily - LI - Dual | Existing | Appliances | Natural Gas
F1 | Residential | Market | Multifamily - LI - Dual | Existing | Miscellaneous | Natural Gas
F2 | Residential | Market | Multifamily - LI - Dual | Existing | Miscellaneous | Natural Gas
F3 | Residential | Market | Multifamily - LI - Dual | Existing | Miscellaneous | Natural Gas
F4 | Residential | Market | Multifamily - LI - Dual | Existing | Miscellaneous | Natural Gas
F1 | Residential | Central System | Multifamily - LI - Dual | Existing | Cooling | Electric
F2 | Residential | Central System | Multifamily - LI - Dual | Existing | Cooling | Electric
F3 | Residential | Central System | Multifamily - LI - Dual | Existing | Cooling | Electric
F4 | Residential | Central System | Multifamily - LI - Dual | Existing | Cooling | Electric
F1 | Residential | Central System | Multifamily - LI - Dual | Existing | Space Heating | Electric
F2 | Residential | Central System | Multifamily - LI - Dual | Existing | Space Heating | Electric
F3 | Residential | Central System | Multifamily - LI - Dual | Existing | Space Heating | Electric
F4 | Residential | Central System | Multifamily - LI - Dual | Existing | Space Heating | Electric
F1 | Residential | Central System | Multifamily - LI - Dual | Existing | Space Heating | Natural Gas
F2 | Residential | Central System | Multifamily - LI - Dual | Existing | Space Heating | Natural Gas
F3 | Residential | Central System | Multifamily - LI - Dual | Existing | Space Heating | Natural Gas
F4 | Residential | Central System | Multifamily - LI - Dual | Existing | Space Heating | Natural Gas
F1 | Residential | Resistance | Multifamily - LI - Dual | Existing | Cooling | Electric
F2 | Residential | Resistance | Multifamily - LI - Dual | Existing | Cooling | Electric
F3 | Residential | Resistance | Multifamily - LI - Dual | Existing | Cooling | Electric
F4 | Residential | Resistance | Multifamily - LI - Dual | Existing | Cooling | Electric
F1 | Residential | Resistance | Multifamily - LI - Dual | Existing | Space Heating | Electric
F2 | Residential | Resistance | Multifamily - LI - Dual | Existing | Space Heating | Electric
F3 | Residential | Resistance | Multifamily - LI - Dual | Existing | Space Heating | Electric
F4 | Residential | Resistance | Multifamily - LI - Dual | Existing | Space Heating | Electric
F1 | Residential | Heat Pump | Multifamily - LI - Dual | Existing | Cooling | Electric
F2 | Residential | Heat Pump | Multifamily - LI - Dual | Existing | Cooling | Electric
F3 | Residential | Heat Pump | Multifamily - LI - Dual | Existing | Cooling | Electric
F4 | Residential | Heat Pump | Multifamily - LI - Dual | Existing | Cooling | Electric
F1 | Residential | Heat Pump | Multifamily - LI - Dual | Existing | Space Heating | Electric
F2 | Residential | Heat Pump | Multifamily - LI - Dual | Existing | Space Heating | Electric
F3 | Residential | Heat Pump | Multifamily - LI - Dual | Existing | Space Heating | Electric
F4 | Residential | Heat Pump | Multifamily - LI - Dual | Existing | Space Heating | Electric
F1 | Residential | All | Multifamily - LI - Dual | New | Cooling | Electric
F2 | Residential | All | Multifamily - LI - Dual | New | Cooling | Electric
F3 | Residential | All | Multifamily - LI - Dual | New | Cooling | Electric
F4 | Residential | All | Multifamily - LI - Dual | New | Cooling | Electric
F1 | Residential | All | Multifamily - LI - Dual | New | Space Heating | Electric
F2 | Residential | All | Multifamily - LI - Dual | New | Space Heating | Electric
F3 | Residential | All | Multifamily - LI - Dual | New | Space Heating | Electric
F4 | Residential | All | Multifamily - LI - Dual | New | Space Heating | Electric
F1 | Residential | All | Multifamily - LI - Dual | New | Water Heating | Electric
F2 | Residential | All | Multifamily - LI - Dual | New | Water Heating | Electric
F3 | Residential | All | Multifamily - LI - Dual | New | Water Heating | Electric
F4 | Residential | All | Multifamily - LI - Dual | New | Water Heating | Electric
F1 | Residential | All | Multifamily - LI - Dual | New | Interior Lighting | Electric
F2 | Residential | All | Multifamily - LI - Dual | New | Interior Lighting | Electric
F3 | Residential | All | Multifamily - LI - Dual | New | Interior Lighting | Electric
F4 | Residential | All | Multifamily - LI - Dual | New | Interior Lighting | Electric
F1 | Residential | All | Multifamily - LI - Dual | New | Exterior Lighting | Electric
F2 | Residential | All | Multifamily - LI - Dual | New | Exterior Lighting | Electric
F3 | Residential | All | Multifamily - LI - Dual | New | Exterior Lighting | Electric
F4 | Residential | All | Multifamily - LI - Dual | New | Exterior Lighting | Electric
F1 | Residential | All | Multifamily - LI - Dual | New | Appliances | Electric
F2 | Residential | All | Multifamily - LI - Dual | New | Appliances | Electric
F3 | Residential | All | Multifamily - LI - Dual | New | Appliances | Electric
F4 | Residential | All | Multifamily - LI - Dual | New | Appliances | Electric
F1 | Residential | All | Multifamily - LI - Dual | New | Electronics | Electric
F2 | Residential | All | Multifamily - LI - Dual | New | Electronics | Electric
F3 | Residential | All | Multifamily - LI - Dual | New | Electronics | Electric
F4 | Residential | All | Multifamily - LI - Dual | New | Electronics | Electric
F1 | Residential | All | Multifamily - LI - Dual | New | Miscellaneous | Electric
F2 | Residential | All | Multifamily - LI - Dual | New | Miscellaneous | Electric
F3 | Residential | All | Multifamily - LI - Dual | New | Miscellaneous | Electric
F4 | Residential | All | Multifamily - LI - Dual | New | Miscellaneous | Electric
F1 | Residential | All | Multifamily - LI - Dual | New | Generation | Electric
F2 | Residential | All | Multifamily - LI - Dual | New | Generation | Electric
F3 | Residential | All | Multifamily - LI - Dual | New | Generation | Electric
F4 | Residential | All | Multifamily - LI - Dual | New | Generation | Electric
F1 | Residential | All | Multifamily - LI - Dual | New | Space Heating | Natural Gas
F2 | Residential | All | Multifamily - LI - Dual | New | Space Heating | Natural Gas
F3 | Residential | All | Multifamily - LI - Dual | New | Space Heating | Natural Gas
F4 | Residential | All | Multifamily - LI - Dual | New | Space Heating | Natural Gas
F1 | Residential | All | Multifamily - LI - Dual | New | Water Heating | Natural Gas
F2 | Residential | All | Multifamily - LI - Dual | New | Water Heating | Natural Gas
F3 | Residential | All | Multifamily - LI - Dual | New | Water Heating | Natural Gas
F4 | Residential | All | Multifamily - LI - Dual | New | Water Heating | Natural Gas
F1 | Residential | All | Multifamily - LI - Dual | New | Appliances | Natural Gas
F2 | Residential | All | Multifamily - LI - Dual | New | Appliances | Natural Gas
F3 | Residential | All | Multifamily - LI - Dual | New | Appliances | Natural Gas
F4 | Residential | All | Multifamily - LI - Dual | New | Appliances | Natural Gas
F1 | Residential | All | Multifamily - LI - Dual | New | Miscellaneous | Natural Gas
F2 | Residential | All | Multifamily - LI - Dual | New | Miscellaneous | Natural Gas
F3 | Residential | All | Multifamily - LI - Dual | New | Miscellaneous | Natural Gas
F4 | Residential | All | Multifamily - LI - Dual | New | Miscellaneous | Natural Gas
F1 | Residential | Market | Multifamily - LI - Dual | New | Cooling | Electric
F2 | Residential | Market | Multifamily - LI - Dual | New | Cooling | Electric
F3 | Residential | Market | Multifamily - LI - Dual | New | Cooling | Electric
F4 | Residential | Market | Multifamily - LI - Dual | New | Cooling | Electric
F1 | Residential | Market | Multifamily - LI - Dual | New | Space Heating | Electric
F2 | Residential | Market | Multifamily - LI - Dual | New | Space Heating | Electric
F3 | Residential | Market | Multifamily - LI - Dual | New | Space Heating | Electric
F4 | Residential | Market | Multifamily - LI - Dual | New | Space Heating | Electric
F1 | Residential | Market | Multifamily - LI - Dual | New | Water Heating | Electric
F2 | Residential | Market | Multifamily - LI - Dual | New | Water Heating | Electric
F3 | Residential | Market | Multifamily - LI - Dual | New | Water Heating | Electric
F4 | Residential | Market | Multifamily - LI - Dual | New | Water Heating | Electric
F1 | Residential | Market | Multifamily - LI - Dual | New | Interior Lighting | Electric
F2 | Residential | Market | Multifamily - LI - Dual | New | Interior Lighting | Electric
F3 | Residential | Market | Multifamily - LI - Dual | New | Interior Lighting | Electric
F4 | Residential | Market | Multifamily - LI - Dual | New | Interior Lighting | Electric
F1 | Residential | Market | Multifamily - LI - Dual | New | Exterior Lighting | Electric
F2 | Residential | Market | Multifamily - LI - Dual | New | Exterior Lighting | Electric
F3 | Residential | Market | Multifamily - LI - Dual | New | Exterior Lighting | Electric
F4 | Residential | Market | Multifamily - LI - Dual | New | Exterior Lighting | Electric
F1 | Residential | Market | Multifamily - LI - Dual | New | Appliances | Electric
F2 | Residential | Market | Multifamily - LI - Dual | New | Appliances | Electric
F3 | Residential | Market | Multifamily - LI - Dual | New | Appliances | Electric
F4 | Residential | Market | Multifamily - LI - Dual | New | Appliances | Electric
F1 | Residential | Market | Multifamily - LI - Dual | New | Electronics | Electric
F2 | Residential | Market | Multifamily - LI - Dual | New | Electronics | Electric
F3 | Residential | Market | Multifamily - LI - Dual | New | Electronics | Electric
F4 | Residential | Market | Multifamily - LI - Dual | New | Electronics | Electric
F1 | Residential | Market | Multifamily - LI - Dual | New | Miscellaneous | Electric
F2 | Residential | Market | Multifamily - LI - Dual | New | Miscellaneous | Electric
F3 | Residential | Market | Multifamily - LI - Dual | New | Miscellaneous | Electric
F4 | Residential | Market | Multifamily - LI - Dual | New | Miscellaneous | Electric
F1 | Residential | Market | Multifamily - LI - Dual | New | Generation | Electric
F2 | Residential | Market | Multifamily - LI - Dual | New | Generation | Electric
F3 | Residential | Market | Multifamily - LI - Dual | New | Generation | Electric
F4 | Residential | Market | Multifamily - LI - Dual | New | Generation | Electric
F1 | Residential | Market | Multifamily - LI - Dual | New | Space Heating | Natural Gas
F2 | Residential | Market | Multifamily - LI - Dual | New | Space Heating | Natural Gas
F3 | Residential | Market | Multifamily - LI - Dual | New | Space Heating | Natural Gas
F4 | Residential | Market | Multifamily - LI - Dual | New | Space Heating | Natural Gas
F1 | Residential | Market | Multifamily - LI - Dual | New | Water Heating | Natural Gas
F2 | Residential | Market | Multifamily - LI - Dual | New | Water Heating | Natural Gas
F3 | Residential | Market | Multifamily - LI - Dual | New | Water Heating | Natural Gas
F4 | Residential | Market | Multifamily - LI - Dual | New | Water Heating | Natural Gas
F1 | Residential | Market | Multifamily - LI - Dual | New | Appliances | Natural Gas
F2 | Residential | Market | Multifamily - LI - Dual | New | Appliances | Natural Gas
F3 | Residential | Market | Multifamily - LI - Dual | New | Appliances | Natural Gas
F4 | Residential | Market | Multifamily - LI - Dual | New | Appliances | Natural Gas
F1 | Residential | Market | Multifamily - LI - Dual | New | Miscellaneous | Natural Gas
F2 | Residential | Market | Multifamily - LI - Dual | New | Miscellaneous | Natural Gas
F3 | Residential | Market | Multifamily - LI - Dual | New | Miscellaneous | Natural Gas
F4 | Residential | Market | Multifamily - LI - Dual | New | Miscellaneous | Natural Gas
F1 | Residential | Central System | Multifamily - LI - Dual | New | Cooling | Electric
F2 | Residential | Central System | Multifamily - LI - Dual | New | Cooling | Electric
F3 | Residential | Central System | Multifamily - LI - Dual | New | Cooling | Electric
F4 | Residential | Central System | Multifamily - LI - Dual | New | Cooling | Electric
F1 | Residential | Central System | Multifamily - LI - Dual | New | Space Heating | Electric
F2 | Residential | Central System | Multifamily - LI - Dual | New | Space Heating | Electric
F3 | Residential | Central System | Multifamily - LI - Dual | New | Space Heating | Electric
F4 | Residential | Central System | Multifamily - LI - Dual | New | Space Heating | Electric
F1 | Residential | Central System | Multifamily - LI - Dual | New | Space Heating | Natural Gas
F2 | Residential | Central System | Multifamily - LI - Dual | New | Space Heating | Natural Gas
F3 | Residential | Central System | Multifamily - LI - Dual | New | Space Heating | Natural Gas
F4 | Residential | Central System | Multifamily - LI - Dual | New | Space Heating | Natural Gas
F1 | Residential | Resistance | Multifamily - LI - Dual | New | Cooling | Electric
F2 | Residential | Resistance | Multifamily - LI - Dual | New | Cooling | Electric
F3 | Residential | Resistance | Multifamily - LI - Dual | New | Cooling | Electric
F4 | Residential | Resistance | Multifamily - LI - Dual | New | Cooling | Electric
F1 | Residential | Resistance | Multifamily - LI - Dual | New | Space Heating | Electric
F2 | Residential | Resistance | Multifamily - LI - Dual | New | Space Heating | Electric
F3 | Residential | Resistance | Multifamily - LI - Dual | New | Space Heating | Electric
F4 | Residential | Resistance | Multifamily - LI - Dual | New | Space Heating | Electric
F1 | Residential | Heat Pump | Multifamily - LI - Dual | New | Cooling | Electric
F2 | Residential | Heat Pump | Multifamily - LI - Dual | New | Cooling | Electric
F3 | Residential | Heat Pump | Multifamily - LI - Dual | New | Cooling | Electric
F4 | Residential | Heat Pump | Multifamily - LI - Dual | New | Cooling | Electric
F1 | Residential | Heat Pump | Multifamily - LI - Dual | New | Space Heating | Electric
F2 | Residential | Heat Pump | Multifamily - LI - Dual | New | Space Heating | Electric
F3 | Residential | Heat Pump | Multifamily - LI - Dual | New | Space Heating | Electric
F4 | Residential | Heat Pump | Multifamily - LI - Dual | New | Space Heating | Electric

## Sys Costs (hidden)
Forecast
Base Year | 2018
Forecast End | 2040
Utility Economics
Utility Discount Rate | 6.91%
Participant Discount Rate | 6.742%
System Cost |  |  | System Vintage
Cost
Year
Year | 2018 | 2019 | 2020 | 2021 | 2022 | 2023 | 2024 | 2025 | 2026 | 2027 | 2028 | 2029 | 2030 | 2031 | 2032 | 2033 | 2034 | 2035 | 2036 | 2037 | 2038 | 2039 | 2040 | 2041 | 2042 | 2043 | 2044 | 2045 | 2046 | 2047 | 2048
Equipment Options - Component 1
Equipment | Label | Min. Lifetime | Max. Lifetime | On Market | Off Market | Available | On Date | Off Date
1 | [5 empty] | 0:00 | 0 | 0
2 | [5 empty] | 0:00 | 0 | 0
3 | [5 empty] | 0:00 | 0 | 0
4 | [5 empty] | 0:00 | 0 | 0
5 | [5 empty] | 0:00 | 0 | 0
6 | [5 empty] | 0:00 | 0 | 0
7 | [5 empty] | 0:00 | 0 | 0
8 | [5 empty] | 0:00 | 0 | 0
9 | [5 empty] | 0:00 | 0 | 0
10 | [5 empty] | 0:00 | 0 | 0
Purchase Shares - Component 1
Equipment | Year 0 | Year 1 | Year 2 | Year 3 | Year 4 | Year 5 | Year 6 | Year 7 | Year 8 | Year 9 | Year 10 | Year 11 | Year 12 | Year 13 | Year 14 | Year 15 | Year 16 | Year 17 | Year 18 | Year 19 | Year 20 | Year 21 | Year 22 | Year 23 | Year 24 | Year 25 | Year 26 | Year 27 | Year 28 | Year 29 | Year 30
1 | bar: Year 0 to Year 30
2 | bar: Year 0 to Year 30
3 | bar: Year 0 to Year 30
4 | bar: Year 0 to Year 30
5 | bar: Year 0 to Year 30
6 | bar: Year 0 to Year 30
7 | bar: Year 0 to Year 30
8 | bar: Year 0 to Year 30
9 | bar: Year 0 to Year 30
10 | bar: Year 0 to Year 30
Annualized Cost of Operation - Utility - Component 1
Equipment | Year 0 | Year 1 | Year 2 | Year 3 | Year 4 | Year 5 | Year 6 | Year 7 | Year 8 | Year 9 | Year 10 | Year 11 | Year 12 | Year 13 | Year 14 | Year 15 | Year 16 | Year 17 | Year 18 | Year 19 | Year 20 | Year 21 | Year 22 | Year 23 | Year 24 | Year 25 | Year 26 | Year 27 | Year 28 | Year 29 | Year 30
1 | 0 | 0 | 0 | 0 | 0 | 0 | 0 | 0 | 0 | 0 | 0 | 0 | 0 | 0 | 0 | 0 | 0 | 0 | 0 | 0 | 0 | 0 | 0 | 0 | 0 | 0 | 0 | 0 | 0 | 0 | 0
2 | 0 | 0 | 0 | 0 | 0 | 0 | 0 | 0 | 0 | 0 | 0 | 0 | 0 | 0 | 0 | 0 | 0 | 0 | 0 | 0 | 0 | 0 | 0 | 0 | 0 | 0 | 0 | 0 | 0 | 0 | 0
3 | 0 | 0 | 0 | 0 | 0 | 0 | 0 | 0 | 0 | 0 | 0 | 0 | 0 | 0 | 0 | 0 | 0 | 0 | 0 | 0 | 0 | 0 | 0 | 0 | 0 | 0 | 0 | 0 | 0 | 0 | 0
4 | 0 | 0 | 0 | 0 | 0 | 0 | 0 | 0 | 0 | 0 | 0 | 0 | 0 | 0 | 0 | 0 | 0 | 0 | 0 | 0 | 0 | 0 | 0 | 0 | 0 | 0 | 0 | 0 | 0 | 0 | 0
5 | 0 | 0 | 0 | 0 | 0 | 0 | 0 | 0 | 0 | 0 | 0 | 0 | 0 | 0 | 0 | 0 | 0 | 0 | 0 | 0 | 0 | 0 | 0 | 0 | 0 | 0 | 0 | 0 | 0 | 0 | 0
6 | 0 | 0 | 0 | 0 | 0 | 0 | 0 | 0 | 0 | 0 | 0 | 0 | 0 | 0 | 0 | 0 | 0 | 0 | 0 | 0 | 0 | 0 | 0 | 0 | 0 | 0 | 0 | 0 | 0 | 0 | 0
7 | 0 | 0 | 0 | 0 | 0 | 0 | 0 | 0 | 0 | 0 | 0 | 0 | 0 | 0 | 0 | 0 | 0 | 0 | 0 | 0 | 0 | 0 | 0 | 0 | 0 | 0 | 0 | 0 | 0 | 0 | 0
8 | 0 | 0 | 0 | 0 | 0 | 0 | 0 | 0 | 0 | 0 | 0 | 0 | 0 | 0 | 0 | 0 | 0 | 0 | 0 | 0 | 0 | 0 | 0 | 0 | 0 | 0 | 0 | 0 | 0 | 0 | 0
9 | 0 | 0 | 0 | 0 | 0 | 0 | 0 | 0 | 0 | 0 | 0 | 0 | 0 | 0 | 0 | 0 | 0 | 0 | 0 | 0 | 0 | 0 | 0 | 0 | 0 | 0 | 0 | 0 | 0 | 0 | 0
10 | 0 | 0 | 0 | 0 | 0 | 0 | 0 | 0 | 0 | 0 | 0 | 0 | 0 | 0 | 0 | 0 | 0 | 0 | 0 | 0 | 0 | 0 | 0 | 0 | 0 | 0 | 0 | 0 | 0 | 0 | 0
Annualized Sales from Operation - Utility - Component 1
Equipment | Year 0 | Year 1 | Year 2 | Year 3 | Year 4 | Year 5 | Year 6 | Year 7 | Year 8 | Year 9 | Year 10 | Year 11 | Year 12 | Year 13 | Year 14 | Year 15 | Year 16 | Year 17 | Year 18 | Year 19 | Year 20 | Year 21 | Year 22 | Year 23 | Year 24 | Year 25 | Year 26 | Year 27 | Year 28 | Year 29 | Year 30
1 | 0 | 0 | 0 | 0 | 0 | 0 | 0 | 0 | 0 | 0 | 0 | 0 | 0 | 0 | 0 | 0 | 0 | 0 | 0 | 0 | 0 | 0 | 0 | 0 | 0 | 0 | 0 | 0 | 0 | 0 | 0
2 | 0 | 0 | 0 | 0 | 0 | 0 | 0 | 0 | 0 | 0 | 0 | 0 | 0 | 0 | 0 | 0 | 0 | 0 | 0 | 0 | 0 | 0 | 0 | 0 | 0 | 0 | 0 | 0 | 0 | 0 | 0
3 | 0 | 0 | 0 | 0 | 0 | 0 | 0 | 0 | 0 | 0 | 0 | 0 | 0 | 0 | 0 | 0 | 0 | 0 | 0 | 0 | 0 | 0 | 0 | 0 | 0 | 0 | 0 | 0 | 0 | 0 | 0
4 | 0 | 0 | 0 | 0 | 0 | 0 | 0 | 0 | 0 | 0 | 0 | 0 | 0 | 0 | 0 | 0 | 0 | 0 | 0 | 0 | 0 | 0 | 0 | 0 | 0 | 0 | 0 | 0 | 0 | 0 | 0
5 | 0 | 0 | 0 | 0 | 0 | 0 | 0 | 0 | 0 | 0 | 0 | 0 | 0 | 0 | 0 | 0 | 0 | 0 | 0 | 0 | 0 | 0 | 0 | 0 | 0 | 0 | 0 | 0 | 0 | 0 | 0
6 | 0 | 0 | 0 | 0 | 0 | 0 | 0 | 0 | 0 | 0 | 0 | 0 | 0 | 0 | 0 | 0 | 0 | 0 | 0 | 0 | 0 | 0 | 0 | 0 | 0 | 0 | 0 | 0 | 0 | 0 | 0
7 | 0 | 0 | 0 | 0 | 0 | 0 | 0 | 0 | 0 | 0 | 0 | 0 | 0 | 0 | 0 | 0 | 0 | 0 | 0 | 0 | 0 | 0 | 0 | 0 | 0 | 0 | 0 | 0 | 0 | 0 | 0
8 | 0 | 0 | 0 | 0 | 0 | 0 | 0 | 0 | 0 | 0 | 0 | 0 | 0 | 0 | 0 | 0 | 0 | 0 | 0 | 0 | 0 | 0 | 0 | 0 | 0 | 0 | 0 | 0 | 0 | 0 | 0
9 | 0 | 0 | 0 | 0 | 0 | 0 | 0 | 0 | 0 | 0 | 0 | 0 | 0 | 0 | 0 | 0 | 0 | 0 | 0 | 0 | 0 | 0 | 0 | 0 | 0 | 0 | 0 | 0 | 0 | 0 | 0
10 | 0 | 0 | 0 | 0 | 0 | 0 | 0 | 0 | 0 | 0 | 0 | 0 | 0 | 0 | 0 | 0 | 0 | 0 | 0 | 0 | 0 | 0 | 0 | 0 | 0 | 0 | 0 | 0 | 0 | 0 | 0
Annualized Cost of Equipment - Utility - Component 1
Equipment | Year 0 | Year 1 | Year 2 | Year 3 | Year 4 | Year 5 | Year 6 | Year 7 | Year 8 | Year 9 | Year 10 | Year 11 | Year 12 | Year 13 | Year 14 | Year 15 | Year 16 | Year 17 | Year 18 | Year 19 | Year 20 | Year 21 | Year 22 | Year 23 | Year 24 | Year 25 | Year 26 | Year 27 | Year 28 | Year 29 | Year 30
1 | 0 | 0 | 0 | 0 | 0 | 0 | 0 | 0 | 0 | 0 | 0 | 0 | 0 | 0 | 0 | 0 | 0 | 0 | 0 | 0 | 0 | 0 | 0 | 0 | 0 | 0 | 0 | 0 | 0 | 0 | 0
2 | 0 | 0 | 0 | 0 | 0 | 0 | 0 | 0 | 0 | 0 | 0 | 0 | 0 | 0 | 0 | 0 | 0 | 0 | 0 | 0 | 0 | 0 | 0 | 0 | 0 | 0 | 0 | 0 | 0 | 0 | 0
3 | 0 | 0 | 0 | 0 | 0 | 0 | 0 | 0 | 0 | 0 | 0 | 0 | 0 | 0 | 0 | 0 | 0 | 0 | 0 | 0 | 0 | 0 | 0 | 0 | 0 | 0 | 0 | 0 | 0 | 0 | 0
4 | 0 | 0 | 0 | 0 | 0 | 0 | 0 | 0 | 0 | 0 | 0 | 0 | 0 | 0 | 0 | 0 | 0 | 0 | 0 | 0 | 0 | 0 | 0 | 0 | 0 | 0 | 0 | 0 | 0 | 0 | 0
5 | 0 | 0 | 0 | 0 | 0 | 0 | 0 | 0 | 0 | 0 | 0 | 0 | 0 | 0 | 0 | 0 | 0 | 0 | 0 | 0 | 0 | 0 | 0 | 0 | 0 | 0 | 0 | 0 | 0 | 0 | 0
6 | 0 | 0 | 0 | 0 | 0 | 0 | 0 | 0 | 0 | 0 | 0 | 0 | 0 | 0 | 0 | 0 | 0 | 0 | 0 | 0 | 0 | 0 | 0 | 0 | 0 | 0 | 0 | 0 | 0 | 0 | 0
7 | 0 | 0 | 0 | 0 | 0 | 0 | 0 | 0 | 0 | 0 | 0 | 0 | 0 | 0 | 0 | 0 | 0 | 0 | 0 | 0 | 0 | 0 | 0 | 0 | 0 | 0 | 0 | 0 | 0 | 0 | 0
8 | 0 | 0 | 0 | 0 | 0 | 0 | 0 | 0 | 0 | 0 | 0 | 0 | 0 | 0 | 0 | 0 | 0 | 0 | 0 | 0 | 0 | 0 | 0 | 0 | 0 | 0 | 0 | 0 | 0 | 0 | 0
9 | 0 | 0 | 0 | 0 | 0 | 0 | 0 | 0 | 0 | 0 | 0 | 0 | 0 | 0 | 0 | 0 | 0 | 0 | 0 | 0 | 0 | 0 | 0 | 0 | 0 | 0 | 0 | 0 | 0 | 0 | 0
10 | 0 | 0 | 0 | 0 | 0 | 0 | 0 | 0 | 0 | 0 | 0 | 0 | 0 | 0 | 0 | 0 | 0 | 0 | 0 | 0 | 0 | 0 | 0 | 0 | 0 | 0 | 0 | 0 | 0 | 0 | 0
Annualized Cost of Operation - Participant - Component 1
Equipment | Year 0 | Year 1 | Year 2 | Year 3 | Year 4 | Year 5 | Year 6 | Year 7 | Year 8 | Year 9 | Year 10 | Year 11 | Year 12 | Year 13 | Year 14 | Year 15 | Year 16 | Year 17 | Year 18 | Year 19 | Year 20 | Year 21 | Year 22 | Year 23 | Year 24 | Year 25 | Year 26 | Year 27 | Year 28 | Year 29 | Year 30
1 | 0 | 0 | 0 | 0 | 0 | 0 | 0 | 0 | 0 | 0 | 0 | 0 | 0 | 0 | 0 | 0 | 0 | 0 | 0 | 0 | 0 | 0 | 0 | 0 | 0 | 0 | 0 | 0 | 0 | 0 | 0
2 | 0 | 0 | 0 | 0 | 0 | 0 | 0 | 0 | 0 | 0 | 0 | 0 | 0 | 0 | 0 | 0 | 0 | 0 | 0 | 0 | 0 | 0 | 0 | 0 | 0 | 0 | 0 | 0 | 0 | 0 | 0
3 | 0 | 0 | 0 | 0 | 0 | 0 | 0 | 0 | 0 | 0 | 0 | 0 | 0 | 0 | 0 | 0 | 0 | 0 | 0 | 0 | 0 | 0 | 0 | 0 | 0 | 0 | 0 | 0 | 0 | 0 | 0
4 | 0 | 0 | 0 | 0 | 0 | 0 | 0 | 0 | 0 | 0 | 0 | 0 | 0 | 0 | 0 | 0 | 0 | 0 | 0 | 0 | 0 | 0 | 0 | 0 | 0 | 0 | 0 | 0 | 0 | 0 | 0
5 | 0 | 0 | 0 | 0 | 0 | 0 | 0 | 0 | 0 | 0 | 0 | 0 | 0 | 0 | 0 | 0 | 0 | 0 | 0 | 0 | 0 | 0 | 0 | 0 | 0 | 0 | 0 | 0 | 0 | 0 | 0
6 | 0 | 0 | 0 | 0 | 0 | 0 | 0 | 0 | 0 | 0 | 0 | 0 | 0 | 0 | 0 | 0 | 0 | 0 | 0 | 0 | 0 | 0 | 0 | 0 | 0 | 0 | 0 | 0 | 0 | 0 | 0
7 | 0 | 0 | 0 | 0 | 0 | 0 | 0 | 0 | 0 | 0 | 0 | 0 | 0 | 0 | 0 | 0 | 0 | 0 | 0 | 0 | 0 | 0 | 0 | 0 | 0 | 0 | 0 | 0 | 0 | 0 | 0
8 | 0 | 0 | 0 | 0 | 0 | 0 | 0 | 0 | 0 | 0 | 0 | 0 | 0 | 0 | 0 | 0 | 0 | 0 | 0 | 0 | 0 | 0 | 0 | 0 | 0 | 0 | 0 | 0 | 0 | 0 | 0
9 | 0 | 0 | 0 | 0 | 0 | 0 | 0 | 0 | 0 | 0 | 0 | 0 | 0 | 0 | 0 | 0 | 0 | 0 | 0 | 0 | 0 | 0 | 0 | 0 | 0 | 0 | 0 | 0 | 0 | 0 | 0
10 | 0 | 0 | 0 | 0 | 0 | 0 | 0 | 0 | 0 | 0 | 0 | 0 | 0 | 0 | 0 | 0 | 0 | 0 | 0 | 0 | 0 | 0 | 0 | 0 | 0 | 0 | 0 | 0 | 0 | 0 | 0
Annualized Cost of Equipment - Participant - Component 1
Equipment | Year 0 | Year 1 | Year 2 | Year 3 | Year 4 | Year 5 | Year 6 | Year 7 | Year 8 | Year 9 | Year 10 | Year 11 | Year 12 | Year 13 | Year 14 | Year 15 | Year 16 | Year 17 | Year 18 | Year 19 | Year 20 | Year 21 | Year 22 | Year 23 | Year 24 | Year 25 | Year 26 | Year 27 | Year 28 | Year 29 | Year 30
1 | 0 | 0 | 0 | 0 | 0 | 0 | 0 | 0 | 0 | 0 | 0 | 0 | 0 | 0 | 0 | 0 | 0 | 0 | 0 | 0 | 0 | 0 | 0 | 0 | 0 | 0 | 0 | 0 | 0 | 0 | 0
2 | 0 | 0 | 0 | 0 | 0 | 0 | 0 | 0 | 0 | 0 | 0 | 0 | 0 | 0 | 0 | 0 | 0 | 0 | 0 | 0 | 0 | 0 | 0 | 0 | 0 | 0 | 0 | 0 | 0 | 0 | 0
3 | 0 | 0 | 0 | 0 | 0 | 0 | 0 | 0 | 0 | 0 | 0 | 0 | 0 | 0 | 0 | 0 | 0 | 0 | 0 | 0 | 0 | 0 | 0 | 0 | 0 | 0 | 0 | 0 | 0 | 0 | 0
4 | 0 | 0 | 0 | 0 | 0 | 0 | 0 | 0 | 0 | 0 | 0 | 0 | 0 | 0 | 0 | 0 | 0 | 0 | 0 | 0 | 0 | 0 | 0 | 0 | 0 | 0 | 0 | 0 | 0 | 0 | 0
5 | 0 | 0 | 0 | 0 | 0 | 0 | 0 | 0 | 0 | 0 | 0 | 0 | 0 | 0 | 0 | 0 | 0 | 0 | 0 | 0 | 0 | 0 | 0 | 0 | 0 | 0 | 0 | 0 | 0 | 0 | 0
6 | 0 | 0 | 0 | 0 | 0 | 0 | 0 | 0 | 0 | 0 | 0 | 0 | 0 | 0 | 0 | 0 | 0 | 0 | 0 | 0 | 0 | 0 | 0 | 0 | 0 | 0 | 0 | 0 | 0 | 0 | 0
7 | 0 | 0 | 0 | 0 | 0 | 0 | 0 | 0 | 0 | 0 | 0 | 0 | 0 | 0 | 0 | 0 | 0 | 0 | 0 | 0 | 0 | 0 | 0 | 0 | 0 | 0 | 0 | 0 | 0 | 0 | 0
8 | 0 | 0 | 0 | 0 | 0 | 0 | 0 | 0 | 0 | 0 | 0 | 0 | 0 | 0 | 0 | 0 | 0 | 0 | 0 | 0 | 0 | 0 | 0 | 0 | 0 | 0 | 0 | 0 | 0 | 0 | 0
9 | 0 | 0 | 0 | 0 | 0 | 0 | 0 | 0 | 0 | 0 | 0 | 0 | 0 | 0 | 0 | 0 | 0 | 0 | 0 | 0 | 0 | 0 | 0 | 0 | 0 | 0 | 0 | 0 | 0 | 0 | 0
10 | 0 | 0 | 0 | 0 | 0 | 0 | 0 | 0 | 0 | 0 | 0 | 0 | 0 | 0 | 0 | 0 | 0 | 0 | 0 | 0 | 0 | 0 | 0 | 0 | 0 | 0 | 0 | 0 | 0 | 0 | 0
Annualized kBTUs - Component 1
Equipment | Year 0 | Year 1 | Year 2 | Year 3 | Year 4 | Year 5 | Year 6 | Year 7 | Year 8 | Year 9 | Year 10 | Year 11 | Year 12 | Year 13 | Year 14 | Year 15 | Year 16 | Year 17 | Year 18 | Year 19 | Year 20 | Year 21 | Year 22 | Year 23 | Year 24 | Year 25 | Year 26 | Year 27 | Year 28 | Year 29 | Year 30
1 | 0 | 0 | 0 | 0 | 0 | 0 | 0 | 0 | 0 | 0 | 0 | 0 | 0 | 0 | 0 | 0 | 0 | 0 | 0 | 0 | 0 | 0 | 0 | 0 | 0 | 0 | 0 | 0 | 0 | 0 | 0
2 | 0 | 0 | 0 | 0 | 0 | 0 | 0 | 0 | 0 | 0 | 0 | 0 | 0 | 0 | 0 | 0 | 0 | 0 | 0 | 0 | 0 | 0 | 0 | 0 | 0 | 0 | 0 | 0 | 0 | 0 | 0
3 | 0 | 0 | 0 | 0 | 0 | 0 | 0 | 0 | 0 | 0 | 0 | 0 | 0 | 0 | 0 | 0 | 0 | 0 | 0 | 0 | 0 | 0 | 0 | 0 | 0 | 0 | 0 | 0 | 0 | 0 | 0
4 | 0 | 0 | 0 | 0 | 0 | 0 | 0 | 0 | 0 | 0 | 0 | 0 | 0 | 0 | 0 | 0 | 0 | 0 | 0 | 0 | 0 | 0 | 0 | 0 | 0 | 0 | 0 | 0 | 0 | 0 | 0
5 | 0 | 0 | 0 | 0 | 0 | 0 | 0 | 0 | 0 | 0 | 0 | 0 | 0 | 0 | 0 | 0 | 0 | 0 | 0 | 0 | 0 | 0 | 0 | 0 | 0 | 0 | 0 | 0 | 0 | 0 | 0
6 | 0 | 0 | 0 | 0 | 0 | 0 | 0 | 0 | 0 | 0 | 0 | 0 | 0 | 0 | 0 | 0 | 0 | 0 | 0 | 0 | 0 | 0 | 0 | 0 | 0 | 0 | 0 | 0 | 0 | 0 | 0
7 | 0 | 0 | 0 | 0 | 0 | 0 | 0 | 0 | 0 | 0 | 0 | 0 | 0 | 0 | 0 | 0 | 0 | 0 | 0 | 0 | 0 | 0 | 0 | 0 | 0 | 0 | 0 | 0 | 0 | 0 | 0
8 | 0 | 0 | 0 | 0 | 0 | 0 | 0 | 0 | 0 | 0 | 0 | 0 | 0 | 0 | 0 | 0 | 0 | 0 | 0 | 0 | 0 | 0 | 0 | 0 | 0 | 0 | 0 | 0 | 0 | 0 | 0
9 | 0 | 0 | 0 | 0 | 0 | 0 | 0 | 0 | 0 | 0 | 0 | 0 | 0 | 0 | 0 | 0 | 0 | 0 | 0 | 0 | 0 | 0 | 0 | 0 | 0 | 0 | 0 | 0 | 0 | 0 | 0
10 | 0 | 0 | 0 | 0 | 0 | 0 | 0 | 0 | 0 | 0 | 0 | 0 | 0 | 0 | 0 | 0 | 0 | 0 | 0 | 0 | 0 | 0 | 0 | 0 | 0 | 0 | 0 | 0 | 0 | 0 | 0
On Market - Component 1
Equipment | Year 0 | Year 1 | Year 2 | Year 3 | Year 4 | Year 5 | Year 6 | Year 7 | Year 8 | Year 9 | Year 10 | Year 11 | Year 12 | Year 13 | Year 14 | Year 15 | Year 16 | Year 17 | Year 18 | Year 19 | Year 20 | Year 21 | Year 22 | Year 23 | Year 24 | Year 25 | Year 26 | Year 27 | Year 28 | Year 29 | Year 30
1 | 0 | 0 | 0 | 0 | 0 | 0 | 0 | 0 | 0 | 0 | 0 | 0 | 0 | 0 | 0 | 0 | 0 | 0 | 0 | 0 | 0 | 0 | 0 | 0 | 0 | 0 | 0 | 0 | 0 | 0 | 0
2 | 0 | 0 | 0 | 0 | 0 | 0 | 0 | 0 | 0 | 0 | 0 | 0 | 0 | 0 | 0 | 0 | 0 | 0 | 0 | 0 | 0 | 0 | 0 | 0 | 0 | 0 | 0 | 0 | 0 | 0 | 0
3 | 0 | 0 | 0 | 0 | 0 | 0 | 0 | 0 | 0 | 0 | 0 | 0 | 0 | 0 | 0 | 0 | 0 | 0 | 0 | 0 | 0 | 0 | 0 | 0 | 0 | 0 | 0 | 0 | 0 | 0 | 0
4 | 0 | 0 | 0 | 0 | 0 | 0 | 0 | 0 | 0 | 0 | 0 | 0 | 0 | 0 | 0 | 0 | 0 | 0 | 0 | 0 | 0 | 0 | 0 | 0 | 0 | 0 | 0 | 0 | 0 | 0 | 0
5 | 0 | 0 | 0 | 0 | 0 | 0 | 0 | 0 | 0 | 0 | 0 | 0 | 0 | 0 | 0 | 0 | 0 | 0 | 0 | 0 | 0 | 0 | 0 | 0 | 0 | 0 | 0 | 0 | 0 | 0 | 0
6 | 0 | 0 | 0 | 0 | 0 | 0 | 0 | 0 | 0 | 0 | 0 | 0 | 0 | 0 | 0 | 0 | 0 | 0 | 0 | 0 | 0 | 0 | 0 | 0 | 0 | 0 | 0 | 0 | 0 | 0 | 0
7 | 0 | 0 | 0 | 0 | 0 | 0 | 0 | 0 | 0 | 0 | 0 | 0 | 0 | 0 | 0 | 0 | 0 | 0 | 0 | 0 | 0 | 0 | 0 | 0 | 0 | 0 | 0 | 0 | 0 | 0 | 0
8 | 0 | 0 | 0 | 0 | 0 | 0 | 0 | 0 | 0 | 0 | 0 | 0 | 0 | 0 | 0 | 0 | 0 | 0 | 0 | 0 | 0 | 0 | 0 | 0 | 0 | 0 | 0 | 0 | 0 | 0 | 0
9 | 0 | 0 | 0 | 0 | 0 | 0 | 0 | 0 | 0 | 0 | 0 | 0 | 0 | 0 | 0 | 0 | 0 | 0 | 0 | 0 | 0 | 0 | 0 | 0 | 0 | 0 | 0 | 0 | 0 | 0 | 0
10 | 0 | 0 | 0 | 0 | 0 | 0 | 0 | 0 | 0 | 0 | 0 | 0 | 0 | 0 | 0 | 0 | 0 | 0 | 0 | 0 | 0 | 0 | 0 | 0 | 0 | 0 | 0 | 0 | 0 | 0 | 0
Technical kBTUs - Component 1
Value | Year 0 | Year 1 | Year 2 | Year 3 | Year 4 | Year 5 | Year 6 | Year 7 | Year 8 | Year 9 | Year 10 | Year 11 | Year 12 | Year 13 | Year 14 | Year 15 | Year 16 | Year 17 | Year 18 | Year 19 | Year 20 | Year 21 | Year 22 | Year 23 | Year 24 | Year 25 | Year 26 | Year 27 | Year 28 | Year 29 | Year 30
Annualized kBTUs | 0 | 0 | 0 | 0 | 0 | 0 | 0 | 0 | 0 | 0 | 0 | 0 | 0 | 0 | 0 | 0 | 0 | 0 | 0 | 0 | 0 | 0 | 0 | 0 | 0 | 0 | 0 | 0 | 0 | 0 | 0
Lifetimes - Component 1
Scenario | Year 0 | Year 1 | Year 2 | Year 3 | Year 4 | Year 5 | Year 6 | Year 7 | Year 8 | Year 9 | Year 10 | Year 11 | Year 12 | Year 13 | Year 14 | Year 15 | Year 16 | Year 17 | Year 18 | Year 19 | Year 20 | Year 21 | Year 22 | Year 23 | Year 24 | Year 25 | Year 26 | Year 27 | Year 28 | Year 29 | Year 30
NC - Min. Lifetime | 0 | 0 | 0 | 0 | 0 | 0 | 0 | 0 | 0 | 0 | 0 | 0 | 0 | 0 | 0 | 0 | 0 | 0 | 0 | 0 | 0 | 0 | 0 | 0 | 0 | 0 | 0 | 0 | 0 | 0 | 0
NC - Max. Lifetime | 0 | 0 | 0 | 0 | 0 | 0 | 0 | 0 | 0 | 0 | 0 | 0 | 0 | 0 | 0 | 0 | 0 | 0 | 0 | 0 | 0 | 0 | 0 | 0 | 0 | 0 | 0 | 0 | 0 | 0 | 0
Equipment Options - Component 2
Equipment | Year 0: Label; Year 1: Min. Lifetime; Year 2: Max. Lifetime; Year 3: On Market; Year 4: Off Market; Year 5: Available; Year 6: On Date; Year 7: Off Date
1 | Year 5: 0:00; Year 6: 0; Year 7: 0
2 | Year 5: 0:00; Year 6: 0; Year 7: 0
3 | Year 5: 0:00; Year 6: 0; Year 7: 0
4 | Year 5: 0:00; Year 6: 0; Year 7: 0
5 | Year 5: 0:00; Year 6: 0; Year 7: 0
6 | Year 5: 0:00; Year 6: 0; Year 7: 0
7 | Year 5: 0:00; Year 6: 0; Year 7: 0
8 | Year 5: 0:00; Year 6: 0; Year 7: 0
9 | Year 5: 0:00; Year 6: 0; Year 7: 0
10 | Year 5: 0:00; Year 6: 0; Year 7: 0
Purchase Shares - Component 2
Equipment | Year 0 | Year 1 | Year 2 | Year 3 | Year 4 | Year 5 | Year 6 | Year 7 | Year 8 | Year 9 | Year 10 | Year 11 | Year 12 | Year 13 | Year 14 | Year 15 | Year 16 | Year 17 | Year 18 | Year 19 | Year 20 | Year 21 | Year 22 | Year 23 | Year 24 | Year 25 | Year 26 | Year 27 | Year 28 | Year 29 | Year 30
1 | bar: Year 0 to Year 30
2 | bar: Year 0 to Year 30
3 | bar: Year 0 to Year 30
4 | bar: Year 0 to Year 30
5 | bar: Year 0 to Year 30
6 | bar: Year 0 to Year 30
7 | bar: Year 0 to Year 30
8 | bar: Year 0 to Year 30
9 | bar: Year 0 to Year 30
10 | bar: Year 0 to Year 30
Annualized Cost of Operation - Utility - Component 2
Equipment | Year 0 | Year 1 | Year 2 | Year 3 | Year 4 | Year 5 | Year 6 | Year 7 | Year 8 | Year 9 | Year 10 | Year 11 | Year 12 | Year 13 | Year 14 | Year 15 | Year 16 | Year 17 | Year 18 | Year 19 | Year 20 | Year 21 | Year 22 | Year 23 | Year 24 | Year 25 | Year 26 | Year 27 | Year 28 | Year 29 | Year 30
1 | 0 | 0 | 0 | 0 | 0 | 0 | 0 | 0 | 0 | 0 | 0 | 0 | 0 | 0 | 0 | 0 | 0 | 0 | 0 | 0 | 0 | 0 | 0 | 0 | 0 | 0 | 0 | 0 | 0 | 0 | 0
2 | 0 | 0 | 0 | 0 | 0 | 0 | 0 | 0 | 0 | 0 | 0 | 0 | 0 | 0 | 0 | 0 | 0 | 0 | 0 | 0 | 0 | 0 | 0 | 0 | 0 | 0 | 0 | 0 | 0 | 0 | 0
3 | 0 | 0 | 0 | 0 | 0 | 0 | 0 | 0 | 0 | 0 | 0 | 0 | 0 | 0 | 0 | 0 | 0 | 0 | 0 | 0 | 0 | 0 | 0 | 0 | 0 | 0 | 0 | 0 | 0 | 0 | 0
4 | 0 | 0 | 0 | 0 | 0 | 0 | 0 | 0 | 0 | 0 | 0 | 0 | 0 | 0 | 0 | 0 | 0 | 0 | 0 | 0 | 0 | 0 | 0 | 0 | 0 | 0 | 0 | 0 | 0 | 0 | 0
5 | 0 | 0 | 0 | 0 | 0 | 0 | 0 | 0 | 0 | 0 | 0 | 0 | 0 | 0 | 0 | 0 | 0 | 0 | 0 | 0 | 0 | 0 | 0 | 0 | 0 | 0 | 0 | 0 | 0 | 0 | 0
6 | 0 | 0 | 0 | 0 | 0 | 0 | 0 | 0 | 0 | 0 | 0 | 0 | 0 | 0 | 0 | 0 | 0 | 0 | 0 | 0 | 0 | 0 | 0 | 0 | 0 | 0 | 0 | 0 | 0 | 0 | 0
7 | 0 | 0 | 0 | 0 | 0 | 0 | 0 | 0 | 0 | 0 | 0 | 0 | 0 | 0 | 0 | 0 | 0 | 0 | 0 | 0 | 0 | 0 | 0 | 0 | 0 | 0 | 0 | 0 | 0 | 0 | 0
8 | 0 | 0 | 0 | 0 | 0 | 0 | 0 | 0 | 0 | 0 | 0 | 0 | 0 | 0 | 0 | 0 | 0 | 0 | 0 | 0 | 0 | 0 | 0 | 0 | 0 | 0 | 0 | 0 | 0 | 0 | 0
9 | 0 | 0 | 0 | 0 | 0 | 0 | 0 | 0 | 0 | 0 | 0 | 0 | 0 | 0 | 0 | 0 | 0 | 0 | 0 | 0 | 0 | 0 | 0 | 0 | 0 | 0 | 0 | 0 | 0 | 0 | 0
10 | 0 | 0 | 0 | 0 | 0 | 0 | 0 | 0 | 0 | 0 | 0 | 0 | 0 | 0 | 0 | 0 | 0 | 0 | 0 | 0 | 0 | 0 | 0 | 0 | 0 | 0 | 0 | 0 | 0 | 0 | 0
Annualized Sales from Operation - Utility - Component 2
Equipment | Year 0 | Year 1 | Year 2 | Year 3 | Year 4 | Year 5 | Year 6 | Year 7 | Year 8 | Year 9 | Year 10 | Year 11 | Year 12 | Year 13 | Year 14 | Year 15 | Year 16 | Year 17 | Year 18 | Year 19 | Year 20 | Year 21 | Year 22 | Year 23 | Year 24 | Year 25 | Year 26 | Year 27 | Year 28 | Year 29 | Year 30
1 | 0 | 0 | 0 | 0 | 0 | 0 | 0 | 0 | 0 | 0 | 0 | 0 | 0 | 0 | 0 | 0 | 0 | 0 | 0 | 0 | 0 | 0 | 0 | 0 | 0 | 0 | 0 | 0 | 0 | 0 | 0
2 | 0 | 0 | 0 | 0 | 0 | 0 | 0 | 0 | 0 | 0 | 0 | 0 | 0 | 0 | 0 | 0 | 0 | 0 | 0 | 0 | 0 | 0 | 0 | 0 | 0 | 0 | 0 | 0 | 0 | 0 | 0
3 | 0 | 0 | 0 | 0 | 0 | 0 | 0 | 0 | 0 | 0 | 0 | 0 | 0 | 0 | 0 | 0 | 0 | 0 | 0 | 0 | 0 | 0 | 0 | 0 | 0 | 0 | 0 | 0 | 0 | 0 | 0
4 | 0 | 0 | 0 | 0 | 0 | 0 | 0 | 0 | 0 | 0 | 0 | 0 | 0 | 0 | 0 | 0 | 0 | 0 | 0 | 0 | 0 | 0 | 0 | 0 | 0 | 0 | 0 | 0 | 0 | 0 | 0
5 | 0 | 0 | 0 | 0 | 0 | 0 | 0 | 0 | 0 | 0 | 0 | 0 | 0 | 0 | 0 | 0 | 0 | 0 | 0 | 0 | 0 | 0 | 0 | 0 | 0 | 0 | 0 | 0 | 0 | 0 | 0
6 | 0 | 0 | 0 | 0 | 0 | 0 | 0 | 0 | 0 | 0 | 0 | 0 | 0 | 0 | 0 | 0 | 0 | 0 | 0 | 0 | 0 | 0 | 0 | 0 | 0 | 0 | 0 | 0 | 0 | 0 | 0
7 | 0 | 0 | 0 | 0 | 0 | 0 | 0 | 0 | 0 | 0 | 0 | 0 | 0 | 0 | 0 | 0 | 0 | 0 | 0 | 0 | 0 | 0 | 0 | 0 | 0 | 0 | 0 | 0 | 0 | 0 | 0
8 | 0 | 0 | 0 | 0 | 0 | 0 | 0 | 0 | 0 | 0 | 0 | 0 | 0 | 0 | 0 | 0 | 0 | 0 | 0 | 0 | 0 | 0 | 0 | 0 | 0 | 0 | 0 | 0 | 0 | 0 | 0
9 | 0 | 0 | 0 | 0 | 0 | 0 | 0 | 0 | 0 | 0 | 0 | 0 | 0 | 0 | 0 | 0 | 0 | 0 | 0 | 0 | 0 | 0 | 0 | 0 | 0 | 0 | 0 | 0 | 0 | 0 | 0
10 | 0 | 0 | 0 | 0 | 0 | 0 | 0 | 0 | 0 | 0 | 0 | 0 | 0 | 0 | 0 | 0 | 0 | 0 | 0 | 0 | 0 | 0 | 0 | 0 | 0 | 0 | 0 | 0 | 0 | 0 | 0
Annualized Cost of Equipment - Utility - Component 2
Equipment | Year 0 | Year 1 | Year 2 | Year 3 | Year 4 | Year 5 | Year 6 | Year 7 | Year 8 | Year 9 | Year 10 | Year 11 | Year 12 | Year 13 | Year 14 | Year 15 | Year 16 | Year 17 | Year 18 | Year 19 | Year 20 | Year 21 | Year 22 | Year 23 | Year 24 | Year 25 | Year 26 | Year 27 | Year 28 | Year 29 | Year 30
1 | 0 | 0 | 0 | 0 | 0 | 0 | 0 | 0 | 0 | 0 | 0 | 0 | 0 | 0 | 0 | 0 | 0 | 0 | 0 | 0 | 0 | 0 | 0 | 0 | 0 | 0 | 0 | 0 | 0 | 0 | 0
2 | 0 | 0 | 0 | 0 | 0 | 0 | 0 | 0 | 0 | 0 | 0 | 0 | 0 | 0 | 0 | 0 | 0 | 0 | 0 | 0 | 0 | 0 | 0 | 0 | 0 | 0 | 0 | 0 | 0 | 0 | 0
3 | 0 | 0 | 0 | 0 | 0 | 0 | 0 | 0 | 0 | 0 | 0 | 0 | 0 | 0 | 0 | 0 | 0 | 0 | 0 | 0 | 0 | 0 | 0 | 0 | 0 | 0 | 0 | 0 | 0 | 0 | 0
4 | 0 | 0 | 0 | 0 | 0 | 0 | 0 | 0 | 0 | 0 | 0 | 0 | 0 | 0 | 0 | 0 | 0 | 0 | 0 | 0 | 0 | 0 | 0 | 0 | 0 | 0 | 0 | 0 | 0 | 0 | 0
5 | 0 | 0 | 0 | 0 | 0 | 0 | 0 | 0 | 0 | 0 | 0 | 0 | 0 | 0 | 0 | 0 | 0 | 0 | 0 | 0 | 0 | 0 | 0 | 0 | 0 | 0 | 0 | 0 | 0 | 0 | 0
6 | 0 | 0 | 0 | 0 | 0 | 0 | 0 | 0 | 0 | 0 | 0 | 0 | 0 | 0 | 0 | 0 | 0 | 0 | 0 | 0 | 0 | 0 | 0 | 0 | 0 | 0 | 0 | 0 | 0 | 0 | 0
7 | 0 | 0 | 0 | 0 | 0 | 0 | 0 | 0 | 0 | 0 | 0 | 0 | 0 | 0 | 0 | 0 | 0 | 0 | 0 | 0 | 0 | 0 | 0 | 0 | 0 | 0 | 0 | 0 | 0 | 0 | 0
8 | 0 | 0 | 0 | 0 | 0 | 0 | 0 | 0 | 0 | 0 | 0 | 0 | 0 | 0 | 0 | 0 | 0 | 0 | 0 | 0 | 0 | 0 | 0 | 0 | 0 | 0 | 0 | 0 | 0 | 0 | 0
9 | 0 | 0 | 0 | 0 | 0 | 0 | 0 | 0 | 0 | 0 | 0 | 0 | 0 | 0 | 0 | 0 | 0 | 0 | 0 | 0 | 0 | 0 | 0 | 0 | 0 | 0 | 0 | 0 | 0 | 0 | 0
10 | 0 | 0 | 0 | 0 | 0 | 0 | 0 | 0 | 0 | 0 | 0 | 0 | 0 | 0 | 0 | 0 | 0 | 0 | 0 | 0 | 0 | 0 | 0 | 0 | 0 | 0 | 0 | 0 | 0 | 0 | 0
Annualized Cost of Operation - Participant - Component 2
Equipment | Year 0 | Year 1 | Year 2 | Year 3 | Year 4 | Year 5 | Year 6 | Year 7 | Year 8 | Year 9 | Year 10 | Year 11 | Year 12 | Year 13 | Year 14 | Year 15 | Year 16 | Year 17 | Year 18 | Year 19 | Year 20 | Year 21 | Year 22 | Year 23 | Year 24 | Year 25 | Year 26 | Year 27 | Year 28 | Year 29 | Year 30
1 | 0 | 0 | 0 | 0 | 0 | 0 | 0 | 0 | 0 | 0 | 0 | 0 | 0 | 0 | 0 | 0 | 0 | 0 | 0 | 0 | 0 | 0 | 0 | 0 | 0 | 0 | 0 | 0 | 0 | 0 | 0
2 | 0 | 0 | 0 | 0 | 0 | 0 | 0 | 0 | 0 | 0 | 0 | 0 | 0 | 0 | 0 | 0 | 0 | 0 | 0 | 0 | 0 | 0 | 0 | 0 | 0 | 0 | 0 | 0 | 0 | 0 | 0
3 | 0 | 0 | 0 | 0 | 0 | 0 | 0 | 0 | 0 | 0 | 0 | 0 | 0 | 0 | 0 | 0 | 0 | 0 | 0 | 0 | 0 | 0 | 0 | 0 | 0 | 0 | 0 | 0 | 0 | 0 | 0
4 | 0 | 0 | 0 | 0 | 0 | 0 | 0 | 0 | 0 | 0 | 0 | 0 | 0 | 0 | 0 | 0 | 0 | 0 | 0 | 0 | 0 | 0 | 0 | 0 | 0 | 0 | 0 | 0 | 0 | 0 | 0
5 | 0 | 0 | 0 | 0 | 0 | 0 | 0 | 0 | 0 | 0 | 0 | 0 | 0 | 0 | 0 | 0 | 0 | 0 | 0 | 0 | 0 | 0 | 0 | 0 | 0 | 0 | 0 | 0 | 0 | 0 | 0
6 | 0 | 0 | 0 | 0 | 0 | 0 | 0 | 0 | 0 | 0 | 0 | 0 | 0 | 0 | 0 | 0 | 0 | 0 | 0 | 0 | 0 | 0 | 0 | 0 | 0 | 0 | 0 | 0 | 0 | 0 | 0
7 | 0 | 0 | 0 | 0 | 0 | 0 | 0 | 0 | 0 | 0 | 0 | 0 | 0 | 0 | 0 | 0 | 0 | 0 | 0 | 0 | 0 | 0 | 0 | 0 | 0 | 0 | 0 | 0 | 0 | 0 | 0
8 | 0 | 0 | 0 | 0 | 0 | 0 | 0 | 0 | 0 | 0 | 0 | 0 | 0 | 0 | 0 | 0 | 0 | 0 | 0 | 0 | 0 | 0 | 0 | 0 | 0 | 0 | 0 | 0 | 0 | 0 | 0
9 | 0 | 0 | 0 | 0 | 0 | 0 | 0 | 0 | 0 | 0 | 0 | 0 | 0 | 0 | 0 | 0 | 0 | 0 | 0 | 0 | 0 | 0 | 0 | 0 | 0 | 0 | 0 | 0 | 0 | 0 | 0
10 | 0 | 0 | 0 | 0 | 0 | 0 | 0 | 0 | 0 | 0 | 0 | 0 | 0 | 0 | 0 | 0 | 0 | 0 | 0 | 0 | 0 | 0 | 0 | 0 | 0 | 0 | 0 | 0 | 0 | 0 | 0
Annualized Cost of Equipment - Participant - Component 2
Equipment | Year 0 | Year 1 | Year 2 | Year 3 | Year 4 | Year 5 | Year 6 | Year 7 | Year 8 | Year 9 | Year 10 | Year 11 | Year 12 | Year 13 | Year 14 | Year 15 | Year 16 | Year 17 | Year 18 | Year 19 | Year 20 | Year 21 | Year 22 | Year 23 | Year 24 | Year 25 | Year 26 | Year 27 | Year 28 | Year 29 | Year 30
1 | 0 | 0 | 0 | 0 | 0 | 0 | 0 | 0 | 0 | 0 | 0 | 0 | 0 | 0 | 0 | 0 | 0 | 0 | 0 | 0 | 0 | 0 | 0 | 0 | 0 | 0 | 0 | 0 | 0 | 0 | 0
2 | 0 | 0 | 0 | 0 | 0 | 0 | 0 | 0 | 0 | 0 | 0 | 0 | 0 | 0 | 0 | 0 | 0 | 0 | 0 | 0 | 0 | 0 | 0 | 0 | 0 | 0 | 0 | 0 | 0 | 0 | 0
3 | 0 | 0 | 0 | 0 | 0 | 0 | 0 | 0 | 0 | 0 | 0 | 0 | 0 | 0 | 0 | 0 | 0 | 0 | 0 | 0 | 0 | 0 | 0 | 0 | 0 | 0 | 0 | 0 | 0 | 0 | 0
4 | 0 | 0 | 0 | 0 | 0 | 0 | 0 | 0 | 0 | 0 | 0 | 0 | 0 | 0 | 0 | 0 | 0 | 0 | 0 | 0 | 0 | 0 | 0 | 0 | 0 | 0 | 0 | 0 | 0 | 0 | 0
5 | 0 | 0 | 0 | 0 | 0 | 0 | 0 | 0 | 0 | 0 | 0 | 0 | 0 | 0 | 0 | 0 | 0 | 0 | 0 | 0 | 0 | 0 | 0 | 0 | 0 | 0 | 0 | 0 | 0 | 0 | 0
6 | 0 | 0 | 0 | 0 | 0 | 0 | 0 | 0 | 0 | 0 | 0 | 0 | 0 | 0 | 0 | 0 | 0 | 0 | 0 | 0 | 0 | 0 | 0 | 0 | 0 | 0 | 0 | 0 | 0 | 0 | 0
7 | 0 | 0 | 0 | 0 | 0 | 0 | 0 | 0 | 0 | 0 | 0 | 0 | 0 | 0 | 0 | 0 | 0 | 0 | 0 | 0 | 0 | 0 | 0 | 0 | 0 | 0 | 0 | 0 | 0 | 0 | 0
8 | 0 | 0 | 0 | 0 | 0 | 0 | 0 | 0 | 0 | 0 | 0 | 0 | 0 | 0 | 0 | 0 | 0 | 0 | 0 | 0 | 0 | 0 | 0 | 0 | 0 | 0 | 0 | 0 | 0 | 0 | 0
9 | 0 | 0 | 0 | 0 | 0 | 0 | 0 | 0 | 0 | 0 | 0 | 0 | 0 | 0 | 0 | 0 | 0 | 0 | 0 | 0 | 0 | 0 | 0 | 0 | 0 | 0 | 0 | 0 | 0 | 0 | 0
10 | 0 | 0 | 0 | 0 | 0 | 0 | 0 | 0 | 0 | 0 | 0 | 0 | 0 | 0 | 0 | 0 | 0 | 0 | 0 | 0 | 0 | 0 | 0 | 0 | 0 | 0 | 0 | 0 | 0 | 0 | 0
Annualized kBTUs - Component 2
Equipment | Year 0 | Year 1 | Year 2 | Year 3 | Year 4 | Year 5 | Year 6 | Year 7 | Year 8 | Year 9 | Year 10 | Year 11 | Year 12 | Year 13 | Year 14 | Year 15 | Year 16 | Year 17 | Year 18 | Year 19 | Year 20 | Year 21 | Year 22 | Year 23 | Year 24 | Year 25 | Year 26 | Year 27 | Year 28 | Year 29 | Year 30
1 | 0 | 0 | 0 | 0 | 0 | 0 | 0 | 0 | 0 | 0 | 0 | 0 | 0 | 0 | 0 | 0 | 0 | 0 | 0 | 0 | 0 | 0 | 0 | 0 | 0 | 0 | 0 | 0 | 0 | 0 | 0
2 | 0 | 0 | 0 | 0 | 0 | 0 | 0 | 0 | 0 | 0 | 0 | 0 | 0 | 0 | 0 | 0 | 0 | 0 | 0 | 0 | 0 | 0 | 0 | 0 | 0 | 0 | 0 | 0 | 0 | 0 | 0
3 | 0 | 0 | 0 | 0 | 0 | 0 | 0 | 0 | 0 | 0 | 0 | 0 | 0 | 0 | 0 | 0 | 0 | 0 | 0 | 0 | 0 | 0 | 0 | 0 | 0 | 0 | 0 | 0 | 0 | 0 | 0
4 | 0 | 0 | 0 | 0 | 0 | 0 | 0 | 0 | 0 | 0 | 0 | 0 | 0 | 0 | 0 | 0 | 0 | 0 | 0 | 0 | 0 | 0 | 0 | 0 | 0 | 0 | 0 | 0 | 0 | 0 | 0
5 | 0 | 0 | 0 | 0 | 0 | 0 | 0 | 0 | 0 | 0 | 0 | 0 | 0 | 0 | 0 | 0 | 0 | 0 | 0 | 0 | 0 | 0 | 0 | 0 | 0 | 0 | 0 | 0 | 0 | 0 | 0
6 | 0 | 0 | 0 | 0 | 0 | 0 | 0 | 0 | 0 | 0 | 0 | 0 | 0 | 0 | 0 | 0 | 0 | 0 | 0 | 0 | 0 | 0 | 0 | 0 | 0 | 0 | 0 | 0 | 0 | 0 | 0
7 | 0 | 0 | 0 | 0 | 0 | 0 | 0 | 0 | 0 | 0 | 0 | 0 | 0 | 0 | 0 | 0 | 0 | 0 | 0 | 0 | 0 | 0 | 0 | 0 | 0 | 0 | 0 | 0 | 0 | 0 | 0
8 | 0 | 0 | 0 | 0 | 0 | 0 | 0 | 0 | 0 | 0 | 0 | 0 | 0 | 0 | 0 | 0 | 0 | 0 | 0 | 0 | 0 | 0 | 0 | 0 | 0 | 0 | 0 | 0 | 0 | 0 | 0
9 | 0 | 0 | 0 | 0 | 0 | 0 | 0 | 0 | 0 | 0 | 0 | 0 | 0 | 0 | 0 | 0 | 0 | 0 | 0 | 0 | 0 | 0 | 0 | 0 | 0 | 0 | 0 | 0 | 0 | 0 | 0
10 | 0 | 0 | 0 | 0 | 0 | 0 | 0 | 0 | 0 | 0 | 0 | 0 | 0 | 0 | 0 | 0 | 0 | 0 | 0 | 0 | 0 | 0 | 0 | 0 | 0 | 0 | 0 | 0 | 0 | 0 | 0
On Market - Component 2
Equipment | Year 0 | Year 1 | Year 2 | Year 3 | Year 4 | Year 5 | Year 6 | Year 7 | Year 8 | Year 9 | Year 10 | Year 11 | Year 12 | Year 13 | Year 14 | Year 15 | Year 16 | Year 17 | Year 18 | Year 19 | Year 20 | Year 21 | Year 22 | Year 23 | Year 24 | Year 25 | Year 26 | Year 27 | Year 28 | Year 29 | Year 30
1 | 0 | 0 | 0 | 0 | 0 | 0 | 0 | 0 | 0 | 0 | 0 | 0 | 0 | 0 | 0 | 0 | 0 | 0 | 0 | 0 | 0 | 0 | 0 | 0 | 0 | 0 | 0 | 0 | 0 | 0 | 0
2 | 0 | 0 | 0 | 0 | 0 | 0 | 0 | 0 | 0 | 0 | 0 | 0 | 0 | 0 | 0 | 0 | 0 | 0 | 0 | 0 | 0 | 0 | 0 | 0 | 0 | 0 | 0 | 0 | 0 | 0 | 0
3 | 0 | 0 | 0 | 0 | 0 | 0 | 0 | 0 | 0 | 0 | 0 | 0 | 0 | 0 | 0 | 0 | 0 | 0 | 0 | 0 | 0 | 0 | 0 | 0 | 0 | 0 | 0 | 0 | 0 | 0 | 0
4 | 0 | 0 | 0 | 0 | 0 | 0 | 0 | 0 | 0 | 0 | 0 | 0 | 0 | 0 | 0 | 0 | 0 | 0 | 0 | 0 | 0 | 0 | 0 | 0 | 0 | 0 | 0 | 0 | 0 | 0 | 0
5 | 0 | 0 | 0 | 0 | 0 | 0 | 0 | 0 | 0 | 0 | 0 | 0 | 0 | 0 | 0 | 0 | 0 | 0 | 0 | 0 | 0 | 0 | 0 | 0 | 0 | 0 | 0 | 0 | 0 | 0 | 0
6 | 0 | 0 | 0 | 0 | 0 | 0 | 0 | 0 | 0 | 0 | 0 | 0 | 0 | 0 | 0 | 0 | 0 | 0 | 0 | 0 | 0 | 0 | 0 | 0 | 0 | 0 | 0 | 0 | 0 | 0 | 0
7 | 0 | 0 | 0 | 0 | 0 | 0 | 0 | 0 | 0 | 0 | 0 | 0 | 0 | 0 | 0 | 0 | 0 | 0 | 0 | 0 | 0 | 0 | 0 | 0 | 0 | 0 | 0 | 0 | 0 | 0 | 0
8 | 0 | 0 | 0 | 0 | 0 | 0 | 0 | 0 | 0 | 0 | 0 | 0 | 0 | 0 | 0 | 0 | 0 | 0 | 0 | 0 | 0 | 0 | 0 | 0 | 0 | 0 | 0 | 0 | 0 | 0 | 0
9 | 0 | 0 | 0 | 0 | 0 | 0 | 0 | 0 | 0 | 0 | 0 | 0 | 0 | 0 | 0 | 0 | 0 | 0 | 0 | 0 | 0 | 0 | 0 | 0 | 0 | 0 | 0 | 0 | 0 | 0 | 0
10 | 0 | 0 | 0 | 0 | 0 | 0 | 0 | 0 | 0 | 0 | 0 | 0 | 0 | 0 | 0 | 0 | 0 | 0 | 0 | 0 | 0 | 0 | 0 | 0 | 0 | 0 | 0 | 0 | 0 | 0 | 0
Technical kBTUs - Component 2
Value | Year 0 | Year 1 | Year 2 | Year 3 | Year 4 | Year 5 | Year 6 | Year 7 | Year 8 | Year 9 | Year 10 | Year 11 | Year 12 | Year 13 | Year 14 | Year 15 | Year 16 | Year 17 | Year 18 | Year 19 | Year 20 | Year 21 | Year 22 | Year 23 | Year 24 | Year 25 | Year 26 | Year 27 | Year 28 | Year 29 | Year 30
Annualized kBTUs | 0 | 0 | 0 | 0 | 0 | 0 | 0 | 0 | 0 | 0 | 0 | 0 | 0 | 0 | 0 | 0 | 0 | 0 | 0 | 0 | 0 | 0 | 0 | 0 | 0 | 0 | 0 | 0 | 0 | 0 | 0
Lifetimes - Component 2
Scenario | Year 0 | Year 1 | Year 2 | Year 3 | Year 4 | Year 5 | Year 6 | Year 7 | Year 8 | Year 9 | Year 10 | Year 11 | Year 12 | Year 13 | Year 14 | Year 15 | Year 16 | Year 17 | Year 18 | Year 19 | Year 20 | Year 21 | Year 22 | Year 23 | Year 24 | Year 25 | Year 26 | Year 27 | Year 28 | Year 29 | Year 30
NC - Min. Lifetime | 0 | 0 | 0 | 0 | 0 | 0 | 0 | 0 | 0 | 0 | 0 | 0 | 0 | 0 | 0 | 0 | 0 | 0 | 0 | 0 | 0 | 0 | 0 | 0 | 0 | 0 | 0 | 0 | 0 | 0 | 0
NC - Max. Lifetime | 0 | 0 | 0 | 0 | 0 | 0 | 0 | 0 | 0 | 0 | 0 | 0 | 0 | 0 | 0 | 0 | 0 | 0 | 0 | 0 | 0 | 0 | 0 | 0 | 0 | 0 | 0 | 0 | 0 | 0 | 0
Equipment Options - Component 3
Equipment | Year 0: Label; Year 1: Min. Lifetime; Year 2: Max. Lifetime; Year 3: On Market; Year 4: Off Market; Year 5: Available; Year 6: On Date; Year 7: Off Date
1 | Year 5: 0:00; Year 6: 0; Year 7: 0
2 | Year 5: 0:00; Year 6: 0; Year 7: 0
3 | Year 5: 0:00; Year 6: 0; Year 7: 0
4 | Year 5: 0:00; Year 6: 0; Year 7: 0
5 | Year 5: 0:00; Year 6: 0; Year 7: 0
6 | Year 5: 0:00; Year 6: 0; Year 7: 0
7 | Year 5: 0:00; Year 6: 0; Year 7: 0
8 | Year 5: 0:00; Year 6: 0; Year 7: 0
9 | Year 5: 0:00; Year 6: 0; Year 7: 0
10 | Year 5: 0:00; Year 6: 0; Year 7: 0
Purchase Shares - Component 3
Equipment | Year 0 | Year 1 | Year 2 | Year 3 | Year 4 | Year 5 | Year 6 | Year 7 | Year 8 | Year 9 | Year 10 | Year 11 | Year 12 | Year 13 | Year 14 | Year 15 | Year 16 | Year 17 | Year 18 | Year 19 | Year 20 | Year 21 | Year 22 | Year 23 | Year 24 | Year 25 | Year 26 | Year 27 | Year 28 | Year 29 | Year 30
1 | bar: Year 0 to Year 30
2 | bar: Year 0 to Year 30
3 | bar: Year 0 to Year 30
4 | bar: Year 0 to Year 30
5 | bar: Year 0 to Year 30
6 | bar: Year 0 to Year 30
7 | bar: Year 0 to Year 30
8 | bar: Year 0 to Year 30
9 | bar: Year 0 to Year 30
10 | bar: Year 0 to Year 30
Annualized Cost of Operation - Utility - Component 3
Equipment | Year 0 | Year 1 | Year 2 | Year 3 | Year 4 | Year 5 | Year 6 | Year 7 | Year 8 | Year 9 | Year 10 | Year 11 | Year 12 | Year 13 | Year 14 | Year 15 | Year 16 | Year 17 | Year 18 | Year 19 | Year 20 | Year 21 | Year 22 | Year 23 | Year 24 | Year 25 | Year 26 | Year 27 | Year 28 | Year 29 | Year 30
1 | 0 | 0 | 0 | 0 | 0 | 0 | 0 | 0 | 0 | 0 | 0 | 0 | 0 | 0 | 0 | 0 | 0 | 0 | 0 | 0 | 0 | 0 | 0 | 0 | 0 | 0 | 0 | 0 | 0 | 0 | 0
2 | 0 | 0 | 0 | 0 | 0 | 0 | 0 | 0 | 0 | 0 | 0 | 0 | 0 | 0 | 0 | 0 | 0 | 0 | 0 | 0 | 0 | 0 | 0 | 0 | 0 | 0 | 0 | 0 | 0 | 0 | 0
3 | 0 | 0 | 0 | 0 | 0 | 0 | 0 | 0 | 0 | 0 | 0 | 0 | 0 | 0 | 0 | 0 | 0 | 0 | 0 | 0 | 0 | 0 | 0 | 0 | 0 | 0 | 0 | 0 | 0 | 0 | 0
4 | 0 | 0 | 0 | 0 | 0 | 0 | 0 | 0 | 0 | 0 | 0 | 0 | 0 | 0 | 0 | 0 | 0 | 0 | 0 | 0 | 0 | 0 | 0 | 0 | 0 | 0 | 0 | 0 | 0 | 0 | 0
5 | 0 | 0 | 0 | 0 | 0 | 0 | 0 | 0 | 0 | 0 | 0 | 0 | 0 | 0 | 0 | 0 | 0 | 0 | 0 | 0 | 0 | 0 | 0 | 0 | 0 | 0 | 0 | 0 | 0 | 0 | 0
6 | 0 | 0 | 0 | 0 | 0 | 0 | 0 | 0 | 0 | 0 | 0 | 0 | 0 | 0 | 0 | 0 | 0 | 0 | 0 | 0 | 0 | 0 | 0 | 0 | 0 | 0 | 0 | 0 | 0 | 0 | 0
7 | 0 | 0 | 0 | 0 | 0 | 0 | 0 | 0 | 0 | 0 | 0 | 0 | 0 | 0 | 0 | 0 | 0 | 0 | 0 | 0 | 0 | 0 | 0 | 0 | 0 | 0 | 0 | 0 | 0 | 0 | 0
8 | 0 | 0 | 0 | 0 | 0 | 0 | 0 | 0 | 0 | 0 | 0 | 0 | 0 | 0 | 0 | 0 | 0 | 0 | 0 | 0 | 0 | 0 | 0 | 0 | 0 | 0 | 0 | 0 | 0 | 0 | 0
9 | 0 | 0 | 0 | 0 | 0 | 0 | 0 | 0 | 0 | 0 | 0 | 0 | 0 | 0 | 0 | 0 | 0 | 0 | 0 | 0 | 0 | 0 | 0 | 0 | 0 | 0 | 0 | 0 | 0 | 0 | 0
10 | 0 | 0 | 0 | 0 | 0 | 0 | 0 | 0 | 0 | 0 | 0 | 0 | 0 | 0 | 0 | 0 | 0 | 0 | 0 | 0 | 0 | 0 | 0 | 0 | 0 | 0 | 0 | 0 | 0 | 0 | 0
Annualized Sales from Operation - Utility - Component 3
Equipment | Year 0 | Year 1 | Year 2 | Year 3 | Year 4 | Year 5 | Year 6 | Year 7 | Year 8 | Year 9 | Year 10 | Year 11 | Year 12 | Year 13 | Year 14 | Year 15 | Year 16 | Year 17 | Year 18 | Year 19 | Year 20 | Year 21 | Year 22 | Year 23 | Year 24 | Year 25 | Year 26 | Year 27 | Year 28 | Year 29 | Year 30
1 | 0 | 0 | 0 | 0 | 0 | 0 | 0 | 0 | 0 | 0 | 0 | 0 | 0 | 0 | 0 | 0 | 0 | 0 | 0 | 0 | 0 | 0 | 0 | 0 | 0 | 0 | 0 | 0 | 0 | 0 | 0
2 | 0 | 0 | 0 | 0 | 0 | 0 | 0 | 0 | 0 | 0 | 0 | 0 | 0 | 0 | 0 | 0 | 0 | 0 | 0 | 0 | 0 | 0 | 0 | 0 | 0 | 0 | 0 | 0 | 0 | 0 | 0
3 | 0 | 0 | 0 | 0 | 0 | 0 | 0 | 0 | 0 | 0 | 0 | 0 | 0 | 0 | 0 | 0 | 0 | 0 | 0 | 0 | 0 | 0 | 0 | 0 | 0 | 0 | 0 | 0 | 0 | 0 | 0
4 | 0 | 0 | 0 | 0 | 0 | 0 | 0 | 0 | 0 | 0 | 0 | 0 | 0 | 0 | 0 | 0 | 0 | 0 | 0 | 0 | 0 | 0 | 0 | 0 | 0 | 0 | 0 | 0 | 0 | 0 | 0
5 | 0 | 0 | 0 | 0 | 0 | 0 | 0 | 0 | 0 | 0 | 0 | 0 | 0 | 0 | 0 | 0 | 0 | 0 | 0 | 0 | 0 | 0 | 0 | 0 | 0 | 0 | 0 | 0 | 0 | 0 | 0
6 | 0 | 0 | 0 | 0 | 0 | 0 | 0 | 0 | 0 | 0 | 0 | 0 | 0 | 0 | 0 | 0 | 0 | 0 | 0 | 0 | 0 | 0 | 0 | 0 | 0 | 0 | 0 | 0 | 0 | 0 | 0
7 | 0 | 0 | 0 | 0 | 0 | 0 | 0 | 0 | 0 | 0 | 0 | 0 | 0 | 0 | 0 | 0 | 0 | 0 | 0 | 0 | 0 | 0 | 0 | 0 | 0 | 0 | 0 | 0 | 0 | 0 | 0
8 | 0 | 0 | 0 | 0 | 0 | 0 | 0 | 0 | 0 | 0 | 0 | 0 | 0 | 0 | 0 | 0 | 0 | 0 | 0 | 0 | 0 | 0 | 0 | 0 | 0 | 0 | 0 | 0 | 0 | 0 | 0
9 | 0 | 0 | 0 | 0 | 0 | 0 | 0 | 0 | 0 | 0 | 0 | 0 | 0 | 0 | 0 | 0 | 0 | 0 | 0 | 0 | 0 | 0 | 0 | 0 | 0 | 0 | 0 | 0 | 0 | 0 | 0
10 | 0 | 0 | 0 | 0 | 0 | 0 | 0 | 0 | 0 | 0 | 0 | 0 | 0 | 0 | 0 | 0 | 0 | 0 | 0 | 0 | 0 | 0 | 0 | 0 | 0 | 0 | 0 | 0 | 0 | 0 | 0
Annualized Cost of Equipment - Utility - Component 3
Equipment | Year 0 | Year 1 | Year 2 | Year 3 | Year 4 | Year 5 | Year 6 | Year 7 | Year 8 | Year 9 | Year 10 | Year 11 | Year 12 | Year 13 | Year 14 | Year 15 | Year 16 | Year 17 | Year 18 | Year 19 | Year 20 | Year 21 | Year 22 | Year 23 | Year 24 | Year 25 | Year 26 | Year 27 | Year 28 | Year 29 | Year 30
1 | 0 | 0 | 0 | 0 | 0 | 0 | 0 | 0 | 0 | 0 | 0 | 0 | 0 | 0 | 0 | 0 | 0 | 0 | 0 | 0 | 0 | 0 | 0 | 0 | 0 | 0 | 0 | 0 | 0 | 0 | 0
2 | 0 | 0 | 0 | 0 | 0 | 0 | 0 | 0 | 0 | 0 | 0 | 0 | 0 | 0 | 0 | 0 | 0 | 0 | 0 | 0 | 0 | 0 | 0 | 0 | 0 | 0 | 0 | 0 | 0 | 0 | 0
3 | 0 | 0 | 0 | 0 | 0 | 0 | 0 | 0 | 0 | 0 | 0 | 0 | 0 | 0 | 0 | 0 | 0 | 0 | 0 | 0 | 0 | 0 | 0 | 0 | 0 | 0 | 0 | 0 | 0 | 0 | 0
4 | 0 | 0 | 0 | 0 | 0 | 0 | 0 | 0 | 0 | 0 | 0 | 0 | 0 | 0 | 0 | 0 | 0 | 0 | 0 | 0 | 0 | 0 | 0 | 0 | 0 | 0 | 0 | 0 | 0 | 0 | 0
5 | 0 | 0 | 0 | 0 | 0 | 0 | 0 | 0 | 0 | 0 | 0 | 0 | 0 | 0 | 0 | 0 | 0 | 0 | 0 | 0 | 0 | 0 | 0 | 0 | 0 | 0 | 0 | 0 | 0 | 0 | 0
6 | 0 | 0 | 0 | 0 | 0 | 0 | 0 | 0 | 0 | 0 | 0 | 0 | 0 | 0 | 0 | 0 | 0 | 0 | 0 | 0 | 0 | 0 | 0 | 0 | 0 | 0 | 0 | 0 | 0 | 0 | 0
7 | 0 | 0 | 0 | 0 | 0 | 0 | 0 | 0 | 0 | 0 | 0 | 0 | 0 | 0 | 0 | 0 | 0 | 0 | 0 | 0 | 0 | 0 | 0 | 0 | 0 | 0 | 0 | 0 | 0 | 0 | 0
8 | 0 | 0 | 0 | 0 | 0 | 0 | 0 | 0 | 0 | 0 | 0 | 0 | 0 | 0 | 0 | 0 | 0 | 0 | 0 | 0 | 0 | 0 | 0 | 0 | 0 | 0 | 0 | 0 | 0 | 0 | 0
9 | 0 | 0 | 0 | 0 | 0 | 0 | 0 | 0 | 0 | 0 | 0 | 0 | 0 | 0 | 0 | 0 | 0 | 0 | 0 | 0 | 0 | 0 | 0 | 0 | 0 | 0 | 0 | 0 | 0 | 0 | 0
10 | 0 | 0 | 0 | 0 | 0 | 0 | 0 | 0 | 0 | 0 | 0 | 0 | 0 | 0 | 0 | 0 | 0 | 0 | 0 | 0 | 0 | 0 | 0 | 0 | 0 | 0 | 0 | 0 | 0 | 0 | 0
Annualized Cost of Operation - Participant - Component 3
Equipment | Year 0 | Year 1 | Year 2 | Year 3 | Year 4 | Year 5 | Year 6 | Year 7 | Year 8 | Year 9 | Year 10 | Year 11 | Year 12 | Year 13 | Year 14 | Year 15 | Year 16 | Year 17 | Year 18 | Year 19 | Year 20 | Year 21 | Year 22 | Year 23 | Year 24 | Year 25 | Year 26 | Year 27 | Year 28 | Year 29 | Year 30
1 | 0 | 0 | 0 | 0 | 0 | 0 | 0 | 0 | 0 | 0 | 0 | 0 | 0 | 0 | 0 | 0 | 0 | 0 | 0 | 0 | 0 | 0 | 0 | 0 | 0 | 0 | 0 | 0 | 0 | 0 | 0
2 | 0 | 0 | 0 | 0 | 0 | 0 | 0 | 0 | 0 | 0 | 0 | 0 | 0 | 0 | 0 | 0 | 0 | 0 | 0 | 0 | 0 | 0 | 0 | 0 | 0 | 0 | 0 | 0 | 0 | 0 | 0
3 | 0 | 0 | 0 | 0 | 0 | 0 | 0 | 0 | 0 | 0 | 0 | 0 | 0 | 0 | 0 | 0 | 0 | 0 | 0 | 0 | 0 | 0 | 0 | 0 | 0 | 0 | 0 | 0 | 0 | 0 | 0
4 | 0 | 0 | 0 | 0 | 0 | 0 | 0 | 0 | 0 | 0 | 0 | 0 | 0 | 0 | 0 | 0 | 0 | 0 | 0 | 0 | 0 | 0 | 0 | 0 | 0 | 0 | 0 | 0 | 0 | 0 | 0
5 | 0 | 0 | 0 | 0 | 0 | 0 | 0 | 0 | 0 | 0 | 0 | 0 | 0 | 0 | 0 | 0 | 0 | 0 | 0 | 0 | 0 | 0 | 0 | 0 | 0 | 0 | 0 | 0 | 0 | 0 | 0
6 | 0 | 0 | 0 | 0 | 0 | 0 | 0 | 0 | 0 | 0 | 0 | 0 | 0 | 0 | 0 | 0 | 0 | 0 | 0 | 0 | 0 | 0 | 0 | 0 | 0 | 0 | 0 | 0 | 0 | 0 | 0
7 | 0 | 0 | 0 | 0 | 0 | 0 | 0 | 0 | 0 | 0 | 0 | 0 | 0 | 0 | 0 | 0 | 0 | 0 | 0 | 0 | 0 | 0 | 0 | 0 | 0 | 0 | 0 | 0 | 0 | 0 | 0
8 | 0 | 0 | 0 | 0 | 0 | 0 | 0 | 0 | 0 | 0 | 0 | 0 | 0 | 0 | 0 | 0 | 0 | 0 | 0 | 0 | 0 | 0 | 0 | 0 | 0 | 0 | 0 | 0 | 0 | 0 | 0
9 | 0 | 0 | 0 | 0 | 0 | 0 | 0 | 0 | 0 | 0 | 0 | 0 | 0 | 0 | 0 | 0 | 0 | 0 | 0 | 0 | 0 | 0 | 0 | 0 | 0 | 0 | 0 | 0 | 0 | 0 | 0
10 | 0 | 0 | 0 | 0 | 0 | 0 | 0 | 0 | 0 | 0 | 0 | 0 | 0 | 0 | 0 | 0 | 0 | 0 | 0 | 0 | 0 | 0 | 0 | 0 | 0 | 0 | 0 | 0 | 0 | 0 | 0
Annualized Cost of Equipment - Participant - Component 3
Equipment | Year 0 | Year 1 | Year 2 | Year 3 | Year 4 | Year 5 | Year 6 | Year 7 | Year 8 | Year 9 | Year 10 | Year 11 | Year 12 | Year 13 | Year 14 | Year 15 | Year 16 | Year 17 | Year 18 | Year 19 | Year 20 | Year 21 | Year 22 | Year 23 | Year 24 | Year 25 | Year 26 | Year 27 | Year 28 | Year 29 | Year 30
1 | 0 | 0 | 0 | 0 | 0 | 0 | 0 | 0 | 0 | 0 | 0 | 0 | 0 | 0 | 0 | 0 | 0 | 0 | 0 | 0 | 0 | 0 | 0 | 0 | 0 | 0 | 0 | 0 | 0 | 0 | 0
2 | 0 | 0 | 0 | 0 | 0 | 0 | 0 | 0 | 0 | 0 | 0 | 0 | 0 | 0 | 0 | 0 | 0 | 0 | 0 | 0 | 0 | 0 | 0 | 0 | 0 | 0 | 0 | 0 | 0 | 0 | 0
3 | 0 | 0 | 0 | 0 | 0 | 0 | 0 | 0 | 0 | 0 | 0 | 0 | 0 | 0 | 0 | 0 | 0 | 0 | 0 | 0 | 0 | 0 | 0 | 0 | 0 | 0 | 0 | 0 | 0 | 0 | 0
4 | 0 | 0 | 0 | 0 | 0 | 0 | 0 | 0 | 0 | 0 | 0 | 0 | 0 | 0 | 0 | 0 | 0 | 0 | 0 | 0 | 0 | 0 | 0 | 0 | 0 | 0 | 0 | 0 | 0 | 0 | 0
5 | 0 | 0 | 0 | 0 | 0 | 0 | 0 | 0 | 0 | 0 | 0 | 0 | 0 | 0 | 0 | 0 | 0 | 0 | 0 | 0 | 0 | 0 | 0 | 0 | 0 | 0 | 0 | 0 | 0 | 0 | 0
6 | 0 | 0 | 0 | 0 | 0 | 0 | 0 | 0 | 0 | 0 | 0 | 0 | 0 | 0 | 0 | 0 | 0 | 0 | 0 | 0 | 0 | 0 | 0 | 0 | 0 | 0 | 0 | 0 | 0 | 0 | 0
7 | 0 | 0 | 0 | 0 | 0 | 0 | 0 | 0 | 0 | 0 | 0 | 0 | 0 | 0 | 0 | 0 | 0 | 0 | 0 | 0 | 0 | 0 | 0 | 0 | 0 | 0 | 0 | 0 | 0 | 0 | 0
8 | 0 | 0 | 0 | 0 | 0 | 0 | 0 | 0 | 0 | 0 | 0 | 0 | 0 | 0 | 0 | 0 | 0 | 0 | 0 | 0 | 0 | 0 | 0 | 0 | 0 | 0 | 0 | 0 | 0 | 0 | 0
9 | 0 | 0 | 0 | 0 | 0 | 0 | 0 | 0 | 0 | 0 | 0 | 0 | 0 | 0 | 0 | 0 | 0 | 0 | 0 | 0 | 0 | 0 | 0 | 0 | 0 | 0 | 0 | 0 | 0 | 0 | 0
10 | 0 | 0 | 0 | 0 | 0 | 0 | 0 | 0 | 0 | 0 | 0 | 0 | 0 | 0 | 0 | 0 | 0 | 0 | 0 | 0 | 0 | 0 | 0 | 0 | 0 | 0 | 0 | 0 | 0 | 0 | 0
Annualized kBTUs - Component 3
Equipment | Year 0 | Year 1 | Year 2 | Year 3 | Year 4 | Year 5 | Year 6 | Year 7 | Year 8 | Year 9 | Year 10 | Year 11 | Year 12 | Year 13 | Year 14 | Year 15 | Year 16 | Year 17 | Year 18 | Year 19 | Year 20 | Year 21 | Year 22 | Year 23 | Year 24 | Year 25 | Year 26 | Year 27 | Year 28 | Year 29 | Year 30
1 | 0 | 0 | 0 | 0 | 0 | 0 | 0 | 0 | 0 | 0 | 0 | 0 | 0 | 0 | 0 | 0 | 0 | 0 | 0 | 0 | 0 | 0 | 0 | 0 | 0 | 0 | 0 | 0 | 0 | 0 | 0
2 | 0 | 0 | 0 | 0 | 0 | 0 | 0 | 0 | 0 | 0 | 0 | 0 | 0 | 0 | 0 | 0 | 0 | 0 | 0 | 0 | 0 | 0 | 0 | 0 | 0 | 0 | 0 | 0 | 0 | 0 | 0
3 | 0 | 0 | 0 | 0 | 0 | 0 | 0 | 0 | 0 | 0 | 0 | 0 | 0 | 0 | 0 | 0 | 0 | 0 | 0 | 0 | 0 | 0 | 0 | 0 | 0 | 0 | 0 | 0 | 0 | 0 | 0
4 | 0 | 0 | 0 | 0 | 0 | 0 | 0 | 0 | 0 | 0 | 0 | 0 | 0 | 0 | 0 | 0 | 0 | 0 | 0 | 0 | 0 | 0 | 0 | 0 | 0 | 0 | 0 | 0 | 0 | 0 | 0
5 | 0 | 0 | 0 | 0 | 0 | 0 | 0 | 0 | 0 | 0 | 0 | 0 | 0 | 0 | 0 | 0 | 0 | 0 | 0 | 0 | 0 | 0 | 0 | 0 | 0 | 0 | 0 | 0 | 0 | 0 | 0
6 | 0 | 0 | 0 | 0 | 0 | 0 | 0 | 0 | 0 | 0 | 0 | 0 | 0 | 0 | 0 | 0 | 0 | 0 | 0 | 0 | 0 | 0 | 0 | 0 | 0 | 0 | 0 | 0 | 0 | 0 | 0
7 | 0 | 0 | 0 | 0 | 0 | 0 | 0 | 0 | 0 | 0 | 0 | 0 | 0 | 0 | 0 | 0 | 0 | 0 | 0 | 0 | 0 | 0 | 0 | 0 | 0 | 0 | 0 | 0 | 0 | 0 | 0
8 | 0 | 0 | 0 | 0 | 0 | 0 | 0 | 0 | 0 | 0 | 0 | 0 | 0 | 0 | 0 | 0 | 0 | 0 | 0 | 0 | 0 | 0 | 0 | 0 | 0 | 0 | 0 | 0 | 0 | 0 | 0
9 | 0 | 0 | 0 | 0 | 0 | 0 | 0 | 0 | 0 | 0 | 0 | 0 | 0 | 0 | 0 | 0 | 0 | 0 | 0 | 0 | 0 | 0 | 0 | 0 | 0 | 0 | 0 | 0 | 0 | 0 | 0
10 | 0 | 0 | 0 | 0 | 0 | 0 | 0 | 0 | 0 | 0 | 0 | 0 | 0 | 0 | 0 | 0 | 0 | 0 | 0 | 0 | 0 | 0 | 0 | 0 | 0 | 0 | 0 | 0 | 0 | 0 | 0
On Market - Component 3
Equipment | Year 0 | Year 1 | Year 2 | Year 3 | Year 4 | Year 5 | Year 6 | Year 7 | Year 8 | Year 9 | Year 10 | Year 11 | Year 12 | Year 13 | Year 14 | Year 15 | Year 16 | Year 17 | Year 18 | Year 19 | Year 20 | Year 21 | Year 22 | Year 23 | Year 24 | Year 25 | Year 26 | Year 27 | Year 28 | Year 29 | Year 30
1 | 0 | 0 | 0 | 0 | 0 | 0 | 0 | 0 | 0 | 0 | 0 | 0 | 0 | 0 | 0 | 0 | 0 | 0 | 0 | 0 | 0 | 0 | 0 | 0 | 0 | 0 | 0 | 0 | 0 | 0 | 0
2 | 0 | 0 | 0 | 0 | 0 | 0 | 0 | 0 | 0 | 0 | 0 | 0 | 0 | 0 | 0 | 0 | 0 | 0 | 0 | 0 | 0 | 0 | 0 | 0 | 0 | 0 | 0 | 0 | 0 | 0 | 0
3 | 0 | 0 | 0 | 0 | 0 | 0 | 0 | 0 | 0 | 0 | 0 | 0 | 0 | 0 | 0 | 0 | 0 | 0 | 0 | 0 | 0 | 0 | 0 | 0 | 0 | 0 | 0 | 0 | 0 | 0 | 0
4 | 0 | 0 | 0 | 0 | 0 | 0 | 0 | 0 | 0 | 0 | 0 | 0 | 0 | 0 | 0 | 0 | 0 | 0 | 0 | 0 | 0 | 0 | 0 | 0 | 0 | 0 | 0 | 0 | 0 | 0 | 0
5 | 0 | 0 | 0 | 0 | 0 | 0 | 0 | 0 | 0 | 0 | 0 | 0 | 0 | 0 | 0 | 0 | 0 | 0 | 0 | 0 | 0 | 0 | 0 | 0 | 0 | 0 | 0 | 0 | 0 | 0 | 0
6 | 0 | 0 | 0 | 0 | 0 | 0 | 0 | 0 | 0 | 0 | 0 | 0 | 0 | 0 | 0 | 0 | 0 | 0 | 0 | 0 | 0 | 0 | 0 | 0 | 0 | 0 | 0 | 0 | 0 | 0 | 0
7 | 0 | 0 | 0 | 0 | 0 | 0 | 0 | 0 | 0 | 0 | 0 | 0 | 0 | 0 | 0 | 0 | 0 | 0 | 0 | 0 | 0 | 0 | 0 | 0 | 0 | 0 | 0 | 0 | 0 | 0 | 0
8 | 0 | 0 | 0 | 0 | 0 | 0 | 0 | 0 | 0 | 0 | 0 | 0 | 0 | 0 | 0 | 0 | 0 | 0 | 0 | 0 | 0 | 0 | 0 | 0 | 0 | 0 | 0 | 0 | 0 | 0 | 0
9 | 0 | 0 | 0 | 0 | 0 | 0 | 0 | 0 | 0 | 0 | 0 | 0 | 0 | 0 | 0 | 0 | 0 | 0 | 0 | 0 | 0 | 0 | 0 | 0 | 0 | 0 | 0 | 0 | 0 | 0 | 0
10 | 0 | 0 | 0 | 0 | 0 | 0 | 0 | 0 | 0 | 0 | 0 | 0 | 0 | 0 | 0 | 0 | 0 | 0 | 0 | 0 | 0 | 0 | 0 | 0 | 0 | 0 | 0 | 0 | 0 | 0 | 0
Technical kBTUs - Component 3
Value | Year 0 | Year 1 | Year 2 | Year 3 | Year 4 | Year 5 | Year 6 | Year 7 | Year 8 | Year 9 | Year 10 | Year 11 | Year 12 | Year 13 | Year 14 | Year 15 | Year 16 | Year 17 | Year 18 | Year 19 | Year 20 | Year 21 | Year 22 | Year 23 | Year 24 | Year 25 | Year 26 | Year 27 | Year 28 | Year 29 | Year 30
Annualized kBTUs | 0 | 0 | 0 | 0 | 0 | 0 | 0 | 0 | 0 | 0 | 0 | 0 | 0 | 0 | 0 | 0 | 0 | 0 | 0 | 0 | 0 | 0 | 0 | 0 | 0 | 0 | 0 | 0 | 0 | 0 | 0
Lifetimes - Component 3
Scenario | Year 0 | Year 1 | Year 2 | Year 3 | Year 4 | Year 5 | Year 6 | Year 7 | Year 8 | Year 9 | Year 10 | Year 11 | Year 12 | Year 13 | Year 14 | Year 15 | Year 16 | Year 17 | Year 18 | Year 19 | Year 20 | Year 21 | Year 22 | Year 23 | Year 24 | Year 25 | Year 26 | Year 27 | Year 28 | Year 29 | Year 30
NC - Min. Lifetime | 0 | 0 | 0 | 0 | 0 | 0 | 0 | 0 | 0 | 0 | 0 | 0 | 0 | 0 | 0 | 0 | 0 | 0 | 0 | 0 | 0 | 0 | 0 | 0 | 0 | 0 | 0 | 0 | 0 | 0 | 0
NC - Max. Lifetime | 0 | 0 | 0 | 0 | 0 | 0 | 0 | 0 | 0 | 0 | 0 | 0 | 0 | 0 | 0 | 0 | 0 | 0 | 0 | 0 | 0 | 0 | 0 | 0 | 0 | 0 | 0 | 0 | 0 | 0 | 0
Equipment Options - Component 4
Equipment | Year 0: Label; Year 1: Min. Lifetime; Year 2: Max. Lifetime; Year 3: On Market; Year 4: Off Market; Year 5: Available; Year 6: On Date; Year 7: Off Date
1 | Year 5: 0:00; Year 6: 0; Year 7: 0
2 | Year 5: 0:00; Year 6: 0; Year 7: 0
3 | Year 5: 0:00; Year 6: 0; Year 7: 0
4 | Year 5: 0:00; Year 6: 0; Year 7: 0
5 | Year 5: 0:00; Year 6: 0; Year 7: 0
6 | Year 5: 0:00; Year 6: 0; Year 7: 0
7 | Year 5: 0:00; Year 6: 0; Year 7: 0
8 | Year 5: 0:00; Year 6: 0; Year 7: 0
9 | Year 5: 0:00; Year 6: 0; Year 7: 0
10 | Year 5: 0:00; Year 6: 0; Year 7: 0
Purchase Shares - Component 4
Equipment | Year 0 | Year 1 | Year 2 | Year 3 | Year 4 | Year 5 | Year 6 | Year 7 | Year 8 | Year 9 | Year 10 | Year 11 | Year 12 | Year 13 | Year 14 | Year 15 | Year 16 | Year 17 | Year 18 | Year 19 | Year 20 | Year 21 | Year 22 | Year 23 | Year 24 | Year 25 | Year 26 | Year 27 | Year 28 | Year 29 | Year 30
1 | bar: Year 0 to Year 30
2 | bar: Year 0 to Year 30
3 | bar: Year 0 to Year 30
4 | bar: Year 0 to Year 30
5 | bar: Year 0 to Year 30
6 | bar: Year 0 to Year 30
7 | bar: Year 0 to Year 30
8 | bar: Year 0 to Year 30
9 | bar: Year 0 to Year 30
10 | bar: Year 0 to Year 30
Annualized Cost of Operation - Utility - Component 4
Equipment | Year 0 | Year 1 | Year 2 | Year 3 | Year 4 | Year 5 | Year 6 | Year 7 | Year 8 | Year 9 | Year 10 | Year 11 | Year 12 | Year 13 | Year 14 | Year 15 | Year 16 | Year 17 | Year 18 | Year 19 | Year 20 | Year 21 | Year 22 | Year 23 | Year 24 | Year 25 | Year 26 | Year 27 | Year 28 | Year 29 | Year 30
1 | 0 | 0 | 0 | 0 | 0 | 0 | 0 | 0 | 0 | 0 | 0 | 0 | 0 | 0 | 0 | 0 | 0 | 0 | 0 | 0 | 0 | 0 | 0 | 0 | 0 | 0 | 0 | 0 | 0 | 0 | 0
2 | 0 | 0 | 0 | 0 | 0 | 0 | 0 | 0 | 0 | 0 | 0 | 0 | 0 | 0 | 0 | 0 | 0 | 0 | 0 | 0 | 0 | 0 | 0 | 0 | 0 | 0 | 0 | 0 | 0 | 0 | 0
3 | 0 | 0 | 0 | 0 | 0 | 0 | 0 | 0 | 0 | 0 | 0 | 0 | 0 | 0 | 0 | 0 | 0 | 0 | 0 | 0 | 0 | 0 | 0 | 0 | 0 | 0 | 0 | 0 | 0 | 0 | 0
4 | 0 | 0 | 0 | 0 | 0 | 0 | 0 | 0 | 0 | 0 | 0 | 0 | 0 | 0 | 0 | 0 | 0 | 0 | 0 | 0 | 0 | 0 | 0 | 0 | 0 | 0 | 0 | 0 | 0 | 0 | 0
5 | 0 | 0 | 0 | 0 | 0 | 0 | 0 | 0 | 0 | 0 | 0 | 0 | 0 | 0 | 0 | 0 | 0 | 0 | 0 | 0 | 0 | 0 | 0 | 0 | 0 | 0 | 0 | 0 | 0 | 0 | 0
6 | 0 | 0 | 0 | 0 | 0 | 0 | 0 | 0 | 0 | 0 | 0 | 0 | 0 | 0 | 0 | 0 | 0 | 0 | 0 | 0 | 0 | 0 | 0 | 0 | 0 | 0 | 0 | 0 | 0 | 0 | 0
7 | 0 | 0 | 0 | 0 | 0 | 0 | 0 | 0 | 0 | 0 | 0 | 0 | 0 | 0 | 0 | 0 | 0 | 0 | 0 | 0 | 0 | 0 | 0 | 0 | 0 | 0 | 0 | 0 | 0 | 0 | 0
8 | 0 | 0 | 0 | 0 | 0 | 0 | 0 | 0 | 0 | 0 | 0 | 0 | 0 | 0 | 0 | 0 | 0 | 0 | 0 | 0 | 0 | 0 | 0 | 0 | 0 | 0 | 0 | 0 | 0 | 0 | 0
9 | 0 | 0 | 0 | 0 | 0 | 0 | 0 | 0 | 0 | 0 | 0 | 0 | 0 | 0 | 0 | 0 | 0 | 0 | 0 | 0 | 0 | 0 | 0 | 0 | 0 | 0 | 0 | 0 | 0 | 0 | 0
10 | 0 | 0 | 0 | 0 | 0 | 0 | 0 | 0 | 0 | 0 | 0 | 0 | 0 | 0 | 0 | 0 | 0 | 0 | 0 | 0 | 0 | 0 | 0 | 0 | 0 | 0 | 0 | 0 | 0 | 0 | 0
Annualized Sales from Operation - Utility - Component 4
Equipment | Year 0 | Year 1 | Year 2 | Year 3 | Year 4 | Year 5 | Year 6 | Year 7 | Year 8 | Year 9 | Year 10 | Year 11 | Year 12 | Year 13 | Year 14 | Year 15 | Year 16 | Year 17 | Year 18 | Year 19 | Year 20 | Year 21 | Year 22 | Year 23 | Year 24 | Year 25 | Year 26 | Year 27 | Year 28 | Year 29 | Year 30
1 | 0 | 0 | 0 | 0 | 0 | 0 | 0 | 0 | 0 | 0 | 0 | 0 | 0 | 0 | 0 | 0 | 0 | 0 | 0 | 0 | 0 | 0 | 0 | 0 | 0 | 0 | 0 | 0 | 0 | 0 | 0
2 | 0 | 0 | 0 | 0 | 0 | 0 | 0 | 0 | 0 | 0 | 0 | 0 | 0 | 0 | 0 | 0 | 0 | 0 | 0 | 0 | 0 | 0 | 0 | 0 | 0 | 0 | 0 | 0 | 0 | 0 | 0
3 | 0 | 0 | 0 | 0 | 0 | 0 | 0 | 0 | 0 | 0 | 0 | 0 | 0 | 0 | 0 | 0 | 0 | 0 | 0 | 0 | 0 | 0 | 0 | 0 | 0 | 0 | 0 | 0 | 0 | 0 | 0
4 | 0 | 0 | 0 | 0 | 0 | 0 | 0 | 0 | 0 | 0 | 0 | 0 | 0 | 0 | 0 | 0 | 0 | 0 | 0 | 0 | 0 | 0 | 0 | 0 | 0 | 0 | 0 | 0 | 0 | 0 | 0
5 | 0 | 0 | 0 | 0 | 0 | 0 | 0 | 0 | 0 | 0 | 0 | 0 | 0 | 0 | 0 | 0 | 0 | 0 | 0 | 0 | 0 | 0 | 0 | 0 | 0 | 0 | 0 | 0 | 0 | 0 | 0
6 | 0 | 0 | 0 | 0 | 0 | 0 | 0 | 0 | 0 | 0 | 0 | 0 | 0 | 0 | 0 | 0 | 0 | 0 | 0 | 0 | 0 | 0 | 0 | 0 | 0 | 0 | 0 | 0 | 0 | 0 | 0
7 | 0 | 0 | 0 | 0 | 0 | 0 | 0 | 0 | 0 | 0 | 0 | 0 | 0 | 0 | 0 | 0 | 0 | 0 | 0 | 0 | 0 | 0 | 0 | 0 | 0 | 0 | 0 | 0 | 0 | 0 | 0
8 | 0 | 0 | 0 | 0 | 0 | 0 | 0 | 0 | 0 | 0 | 0 | 0 | 0 | 0 | 0 | 0 | 0 | 0 | 0 | 0 | 0 | 0 | 0 | 0 | 0 | 0 | 0 | 0 | 0 | 0 | 0
9 | 0 | 0 | 0 | 0 | 0 | 0 | 0 | 0 | 0 | 0 | 0 | 0 | 0 | 0 | 0 | 0 | 0 | 0 | 0 | 0 | 0 | 0 | 0 | 0 | 0 | 0 | 0 | 0 | 0 | 0 | 0
10 | 0 | 0 | 0 | 0 | 0 | 0 | 0 | 0 | 0 | 0 | 0 | 0 | 0 | 0 | 0 | 0 | 0 | 0 | 0 | 0 | 0 | 0 | 0 | 0 | 0 | 0 | 0 | 0 | 0 | 0 | 0
Annualized Cost of Equipment - Utility - Component 4
Equipment | Year 0 | Year 1 | Year 2 | Year 3 | Year 4 | Year 5 | Year 6 | Year 7 | Year 8 | Year 9 | Year 10 | Year 11 | Year 12 | Year 13 | Year 14 | Year 15 | Year 16 | Year 17 | Year 18 | Year 19 | Year 20 | Year 21 | Year 22 | Year 23 | Year 24 | Year 25 | Year 26 | Year 27 | Year 28 | Year 29 | Year 30
1 | 0 | 0 | 0 | 0 | 0 | 0 | 0 | 0 | 0 | 0 | 0 | 0 | 0 | 0 | 0 | 0 | 0 | 0 | 0 | 0 | 0 | 0 | 0 | 0 | 0 | 0 | 0 | 0 | 0 | 0 | 0
2 | 0 | 0 | 0 | 0 | 0 | 0 | 0 | 0 | 0 | 0 | 0 | 0 | 0 | 0 | 0 | 0 | 0 | 0 | 0 | 0 | 0 | 0 | 0 | 0 | 0 | 0 | 0 | 0 | 0 | 0 | 0
3 | 0 | 0 | 0 | 0 | 0 | 0 | 0 | 0 | 0 | 0 | 0 | 0 | 0 | 0 | 0 | 0 | 0 | 0 | 0 | 0 | 0 | 0 | 0 | 0 | 0 | 0 | 0 | 0 | 0 | 0 | 0
4 | 0 | 0 | 0 | 0 | 0 | 0 | 0 | 0 | 0 | 0 | 0 | 0 | 0 | 0 | 0 | 0 | 0 | 0 | 0 | 0 | 0 | 0 | 0 | 0 | 0 | 0 | 0 | 0 | 0 | 0 | 0
5 | 0 | 0 | 0 | 0 | 0 | 0 | 0 | 0 | 0 | 0 | 0 | 0 | 0 | 0 | 0 | 0 | 0 | 0 | 0 | 0 | 0 | 0 | 0 | 0 | 0 | 0 | 0 | 0 | 0 | 0 | 0
6 | 0 | 0 | 0 | 0 | 0 | 0 | 0 | 0 | 0 | 0 | 0 | 0 | 0 | 0 | 0 | 0 | 0 | 0 | 0 | 0 | 0 | 0 | 0 | 0 | 0 | 0 | 0 | 0 | 0 | 0 | 0
7 | 0 | 0 | 0 | 0 | 0 | 0 | 0 | 0 | 0 | 0 | 0 | 0 | 0 | 0 | 0 | 0 | 0 | 0 | 0 | 0 | 0 | 0 | 0 | 0 | 0 | 0 | 0 | 0 | 0 | 0 | 0
8 | 0 | 0 | 0 | 0 | 0 | 0 | 0 | 0 | 0 | 0 | 0 | 0 | 0 | 0 | 0 | 0 | 0 | 0 | 0 | 0 | 0 | 0 | 0 | 0 | 0 | 0 | 0 | 0 | 0 | 0 | 0
9 | 0 | 0 | 0 | 0 | 0 | 0 | 0 | 0 | 0 | 0 | 0 | 0 | 0 | 0 | 0 | 0 | 0 | 0 | 0 | 0 | 0 | 0 | 0 | 0 | 0 | 0 | 0 | 0 | 0 | 0 | 0
10 | 0 | 0 | 0 | 0 | 0 | 0 | 0 | 0 | 0 | 0 | 0 | 0 | 0 | 0 | 0 | 0 | 0 | 0 | 0 | 0 | 0 | 0 | 0 | 0 | 0 | 0 | 0 | 0 | 0 | 0 | 0
Annualized Cost of Operation - Participant - Component 4
Equipment | Year 0 | Year 1 | Year 2 | Year 3 | Year 4 | Year 5 | Year 6 | Year 7 | Year 8 | Year 9 | Year 10 | Year 11 | Year 12 | Year 13 | Year 14 | Year 15 | Year 16 | Year 17 | Year 18 | Year 19 | Year 20 | Year 21 | Year 22 | Year 23 | Year 24 | Year 25 | Year 26 | Year 27 | Year 28 | Year 29 | Year 30
1 | 0 | 0 | 0 | 0 | 0 | 0 | 0 | 0 | 0 | 0 | 0 | 0 | 0 | 0 | 0 | 0 | 0 | 0 | 0 | 0 | 0 | 0 | 0 | 0 | 0 | 0 | 0 | 0 | 0 | 0 | 0
2 | 0 | 0 | 0 | 0 | 0 | 0 | 0 | 0 | 0 | 0 | 0 | 0 | 0 | 0 | 0 | 0 | 0 | 0 | 0 | 0 | 0 | 0 | 0 | 0 | 0 | 0 | 0 | 0 | 0 | 0 | 0
3 | 0 | 0 | 0 | 0 | 0 | 0 | 0 | 0 | 0 | 0 | 0 | 0 | 0 | 0 | 0 | 0 | 0 | 0 | 0 | 0 | 0 | 0 | 0 | 0 | 0 | 0 | 0 | 0 | 0 | 0 | 0
4 | 0 | 0 | 0 | 0 | 0 | 0 | 0 | 0 | 0 | 0 | 0 | 0 | 0 | 0 | 0 | 0 | 0 | 0 | 0 | 0 | 0 | 0 | 0 | 0 | 0 | 0 | 0 | 0 | 0 | 0 | 0
5 | 0 | 0 | 0 | 0 | 0 | 0 | 0 | 0 | 0 | 0 | 0 | 0 | 0 | 0 | 0 | 0 | 0 | 0 | 0 | 0 | 0 | 0 | 0 | 0 | 0 | 0 | 0 | 0 | 0 | 0 | 0
6 | 0 | 0 | 0 | 0 | 0 | 0 | 0 | 0 | 0 | 0 | 0 | 0 | 0 | 0 | 0 | 0 | 0 | 0 | 0 | 0 | 0 | 0 | 0 | 0 | 0 | 0 | 0 | 0 | 0 | 0 | 0
7 | 0 | 0 | 0 | 0 | 0 | 0 | 0 | 0 | 0 | 0 | 0 | 0 | 0 | 0 | 0 | 0 | 0 | 0 | 0 | 0 | 0 | 0 | 0 | 0 | 0 | 0 | 0 | 0 | 0 | 0 | 0
8 | 0 | 0 | 0 | 0 | 0 | 0 | 0 | 0 | 0 | 0 | 0 | 0 | 0 | 0 | 0 | 0 | 0 | 0 | 0 | 0 | 0 | 0 | 0 | 0 | 0 | 0 | 0 | 0 | 0 | 0 | 0
9 | 0 | 0 | 0 | 0 | 0 | 0 | 0 | 0 | 0 | 0 | 0 | 0 | 0 | 0 | 0 | 0 | 0 | 0 | 0 | 0 | 0 | 0 | 0 | 0 | 0 | 0 | 0 | 0 | 0 | 0 | 0
10 | 0 | 0 | 0 | 0 | 0 | 0 | 0 | 0 | 0 | 0 | 0 | 0 | 0 | 0 | 0 | 0 | 0 | 0 | 0 | 0 | 0 | 0 | 0 | 0 | 0 | 0 | 0 | 0 | 0 | 0 | 0
Annualized Cost of Equipment - Participant - Component 4
Equipment | Year 0 | Year 1 | Year 2 | Year 3 | Year 4 | Year 5 | Year 6 | Year 7 | Year 8 | Year 9 | Year 10 | Year 11 | Year 12 | Year 13 | Year 14 | Year 15 | Year 16 | Year 17 | Year 18 | Year 19 | Year 20 | Year 21 | Year 22 | Year 23 | Year 24 | Year 25 | Year 26 | Year 27 | Year 28 | Year 29 | Year 30
1 | 0 | 0 | 0 | 0 | 0 | 0 | 0 | 0 | 0 | 0 | 0 | 0 | 0 | 0 | 0 | 0 | 0 | 0 | 0 | 0 | 0 | 0 | 0 | 0 | 0 | 0 | 0 | 0 | 0 | 0 | 0
2 | 0 | 0 | 0 | 0 | 0 | 0 | 0 | 0 | 0 | 0 | 0 | 0 | 0 | 0 | 0 | 0 | 0 | 0 | 0 | 0 | 0 | 0 | 0 | 0 | 0 | 0 | 0 | 0 | 0 | 0 | 0
3 | 0 | 0 | 0 | 0 | 0 | 0 | 0 | 0 | 0 | 0 | 0 | 0 | 0 | 0 | 0 | 0 | 0 | 0 | 0 | 0 | 0 | 0 | 0 | 0 | 0 | 0 | 0 | 0 | 0 | 0 | 0
4 | 0 | 0 | 0 | 0 | 0 | 0 | 0 | 0 | 0 | 0 | 0 | 0 | 0 | 0 | 0 | 0 | 0 | 0 | 0 | 0 | 0 | 0 | 0 | 0 | 0 | 0 | 0 | 0 | 0 | 0 | 0
5 | 0 | 0 | 0 | 0 | 0 | 0 | 0 | 0 | 0 | 0 | 0 | 0 | 0 | 0 | 0 | 0 | 0 | 0 | 0 | 0 | 0 | 0 | 0 | 0 | 0 | 0 | 0 | 0 | 0 | 0 | 0
6 | 0 | 0 | 0 | 0 | 0 | 0 | 0 | 0 | 0 | 0 | 0 | 0 | 0 | 0 | 0 | 0 | 0 | 0 | 0 | 0 | 0 | 0 | 0 | 0 | 0 | 0 | 0 | 0 | 0 | 0 | 0
7 | 0 | 0 | 0 | 0 | 0 | 0 | 0 | 0 | 0 | 0 | 0 | 0 | 0 | 0 | 0 | 0 | 0 | 0 | 0 | 0 | 0 | 0 | 0 | 0 | 0 | 0 | 0 | 0 | 0 | 0 | 0
8 | 0 | 0 | 0 | 0 | 0 | 0 | 0 | 0 | 0 | 0 | 0 | 0 | 0 | 0 | 0 | 0 | 0 | 0 | 0 | 0 | 0 | 0 | 0 | 0 | 0 | 0 | 0 | 0 | 0 | 0 | 0
9 | 0 | 0 | 0 | 0 | 0 | 0 | 0 | 0 | 0 | 0 | 0 | 0 | 0 | 0 | 0 | 0 | 0 | 0 | 0 | 0 | 0 | 0 | 0 | 0 | 0 | 0 | 0 | 0 | 0 | 0 | 0
10 | 0 | 0 | 0 | 0 | 0 | 0 | 0 | 0 | 0 | 0 | 0 | 0 | 0 | 0 | 0 | 0 | 0 | 0 | 0 | 0 | 0 | 0 | 0 | 0 | 0 | 0 | 0 | 0 | 0 | 0 | 0
Annualized kBTUs - Component 4
Equipment | Year 0 | Year 1 | Year 2 | Year 3 | Year 4 | Year 5 | Year 6 | Year 7 | Year 8 | Year 9 | Year 10 | Year 11 | Year 12 | Year 13 | Year 14 | Year 15 | Year 16 | Year 17 | Year 18 | Year 19 | Year 20 | Year 21 | Year 22 | Year 23 | Year 24 | Year 25 | Year 26 | Year 27 | Year 28 | Year 29 | Year 30
1 | 0 | 0 | 0 | 0 | 0 | 0 | 0 | 0 | 0 | 0 | 0 | 0 | 0 | 0 | 0 | 0 | 0 | 0 | 0 | 0 | 0 | 0 | 0 | 0 | 0 | 0 | 0 | 0 | 0 | 0 | 0
2 | 0 | 0 | 0 | 0 | 0 | 0 | 0 | 0 | 0 | 0 | 0 | 0 | 0 | 0 | 0 | 0 | 0 | 0 | 0 | 0 | 0 | 0 | 0 | 0 | 0 | 0 | 0 | 0 | 0 | 0 | 0
3 | 0 | 0 | 0 | 0 | 0 | 0 | 0 | 0 | 0 | 0 | 0 | 0 | 0 | 0 | 0 | 0 | 0 | 0 | 0 | 0 | 0 | 0 | 0 | 0 | 0 | 0 | 0 | 0 | 0 | 0 | 0
4 | 0 | 0 | 0 | 0 | 0 | 0 | 0 | 0 | 0 | 0 | 0 | 0 | 0 | 0 | 0 | 0 | 0 | 0 | 0 | 0 | 0 | 0 | 0 | 0 | 0 | 0 | 0 | 0 | 0 | 0 | 0
5 | 0 | 0 | 0 | 0 | 0 | 0 | 0 | 0 | 0 | 0 | 0 | 0 | 0 | 0 | 0 | 0 | 0 | 0 | 0 | 0 | 0 | 0 | 0 | 0 | 0 | 0 | 0 | 0 | 0 | 0 | 0
6 | 0 | 0 | 0 | 0 | 0 | 0 | 0 | 0 | 0 | 0 | 0 | 0 | 0 | 0 | 0 | 0 | 0 | 0 | 0 | 0 | 0 | 0 | 0 | 0 | 0 | 0 | 0 | 0 | 0 | 0 | 0
7 | 0 | 0 | 0 | 0 | 0 | 0 | 0 | 0 | 0 | 0 | 0 | 0 | 0 | 0 | 0 | 0 | 0 | 0 | 0 | 0 | 0 | 0 | 0 | 0 | 0 | 0 | 0 | 0 | 0 | 0 | 0
8 | 0 | 0 | 0 | 0 | 0 | 0 | 0 | 0 | 0 | 0 | 0 | 0 | 0 | 0 | 0 | 0 | 0 | 0 | 0 | 0 | 0 | 0 | 0 | 0 | 0 | 0 | 0 | 0 | 0 | 0 | 0
9 | 0 | 0 | 0 | 0 | 0 | 0 | 0 | 0 | 0 | 0 | 0 | 0 | 0 | 0 | 0 | 0 | 0 | 0 | 0 | 0 | 0 | 0 | 0 | 0 | 0 | 0 | 0 | 0 | 0 | 0 | 0
10 | 0 | 0 | 0 | 0 | 0 | 0 | 0 | 0 | 0 | 0 | 0 | 0 | 0 | 0 | 0 | 0 | 0 | 0 | 0 | 0 | 0 | 0 | 0 | 0 | 0 | 0 | 0 | 0 | 0 | 0 | 0
On Market - Component 4
Equipment | Year 0 | Year 1 | Year 2 | Year 3 | Year 4 | Year 5 | Year 6 | Year 7 | Year 8 | Year 9 | Year 10 | Year 11 | Year 12 | Year 13 | Year 14 | Year 15 | Year 16 | Year 17 | Year 18 | Year 19 | Year 20 | Year 21 | Year 22 | Year 23 | Year 24 | Year 25 | Year 26 | Year 27 | Year 28 | Year 29 | Year 30
1 | 0 | 0 | 0 | 0 | 0 | 0 | 0 | 0 | 0 | 0 | 0 | 0 | 0 | 0 | 0 | 0 | 0 | 0 | 0 | 0 | 0 | 0 | 0 | 0 | 0 | 0 | 0 | 0 | 0 | 0 | 0
2 | 0 | 0 | 0 | 0 | 0 | 0 | 0 | 0 | 0 | 0 | 0 | 0 | 0 | 0 | 0 | 0 | 0 | 0 | 0 | 0 | 0 | 0 | 0 | 0 | 0 | 0 | 0 | 0 | 0 | 0 | 0
3 | 0 | 0 | 0 | 0 | 0 | 0 | 0 | 0 | 0 | 0 | 0 | 0 | 0 | 0 | 0 | 0 | 0 | 0 | 0 | 0 | 0 | 0 | 0 | 0 | 0 | 0 | 0 | 0 | 0 | 0 | 0
4 | 0 | 0 | 0 | 0 | 0 | 0 | 0 | 0 | 0 | 0 | 0 | 0 | 0 | 0 | 0 | 0 | 0 | 0 | 0 | 0 | 0 | 0 | 0 | 0 | 0 | 0 | 0 | 0 | 0 | 0 | 0
5 | 0 | 0 | 0 | 0 | 0 | 0 | 0 | 0 | 0 | 0 | 0 | 0 | 0 | 0 | 0 | 0 | 0 | 0 | 0 | 0 | 0 | 0 | 0 | 0 | 0 | 0 | 0 | 0 | 0 | 0 | 0
6 | 0 | 0 | 0 | 0 | 0 | 0 | 0 | 0 | 0 | 0 | 0 | 0 | 0 | 0 | 0 | 0 | 0 | 0 | 0 | 0 | 0 | 0 | 0 | 0 | 0 | 0 | 0 | 0 | 0 | 0 | 0
7 | 0 | 0 | 0 | 0 | 0 | 0 | 0 | 0 | 0 | 0 | 0 | 0 | 0 | 0 | 0 | 0 | 0 | 0 | 0 | 0 | 0 | 0 | 0 | 0 | 0 | 0 | 0 | 0 | 0 | 0 | 0
8 | 0 | 0 | 0 | 0 | 0 | 0 | 0 | 0 | 0 | 0 | 0 | 0 | 0 | 0 | 0 | 0 | 0 | 0 | 0 | 0 | 0 | 0 | 0 | 0 | 0 | 0 | 0 | 0 | 0 | 0 | 0
9 | 0 | 0 | 0 | 0 | 0 | 0 | 0 | 0 | 0 | 0 | 0 | 0 | 0 | 0 | 0 | 0 | 0 | 0 | 0 | 0 | 0 | 0 | 0 | 0 | 0 | 0 | 0 | 0 | 0 | 0 | 0
10 | 0 | 0 | 0 | 0 | 0 | 0 | 0 | 0 | 0 | 0 | 0 | 0 | 0 | 0 | 0 | 0 | 0 | 0 | 0 | 0 | 0 | 0 | 0 | 0 | 0 | 0 | 0 | 0 | 0 | 0 | 0
Technical kBTUs - Component 4
Value | Year 0 | Year 1 | Year 2 | Year 3 | Year 4 | Year 5 | Year 6 | Year 7 | Year 8 | Year 9 | Year 10 | Year 11 | Year 12 | Year 13 | Year 14 | Year 15 | Year 16 | Year 17 | Year 18 | Year 19 | Year 20 | Year 21 | Year 22 | Year 23 | Year 24 | Year 25 | Year 26 | Year 27 | Year 28 | Year 29 | Year 30
Annualized kBTUs | 0 | 0 | 0 | 0 | 0 | 0 | 0 | 0 | 0 | 0 | 0 | 0 | 0 | 0 | 0 | 0 | 0 | 0 | 0 | 0 | 0 | 0 | 0 | 0 | 0 | 0 | 0 | 0 | 0 | 0 | 0
Lifetimes - Component 4
Scenario | Year 0 | Year 1 | Year 2 | Year 3 | Year 4 | Year 5 | Year 6 | Year 7 | Year 8 | Year 9 | Year 10 | Year 11 | Year 12 | Year 13 | Year 14 | Year 15 | Year 16 | Year 17 | Year 18 | Year 19 | Year 20 | Year 21 | Year 22 | Year 23 | Year 24 | Year 25 | Year 26 | Year 27 | Year 28 | Year 29 | Year 30
NC - Min. Lifetime | 0 | 0 | 0 | 0 | 0 | 0 | 0 | 0 | 0 | 0 | 0 | 0 | 0 | 0 | 0 | 0 | 0 | 0 | 0 | 0 | 0 | 0 | 0 | 0 | 0 | 0 | 0 | 0 | 0 | 0 | 0
NC - Max. Lifetime | 0 | 0 | 0 | 0 | 0 | 0 | 0 | 0 | 0 | 0 | 0 | 0 | 0 | 0 | 0 | 0 | 0 | 0 | 0 | 0 | 0 | 0 | 0 | 0 | 0 | 0 | 0 | 0 | 0 | 0 | 0
Equipment Options - Component 5
Equipment | Year 0: Label; Year 1: Min. Lifetime; Year 2: Max. Lifetime; Year 3: On Market; Year 4: Off Market; Year 5: Available; Year 6: On Date; Year 7: Off Date
1 | Year 5: 0:00; Year 6: 0; Year 7: 0
2 | Year 5: 0:00; Year 6: 0; Year 7: 0
3 | Year 5: 0:00; Year 6: 0; Year 7: 0
4 | Year 5: 0:00; Year 6: 0; Year 7: 0
5 | Year 5: 0:00; Year 6: 0; Year 7: 0
6 | Year 5: 0:00; Year 6: 0; Year 7: 0
7 | Year 5: 0:00; Year 6: 0; Year 7: 0
8 | Year 5: 0:00; Year 6: 0; Year 7: 0
9 | Year 5: 0:00; Year 6: 0; Year 7: 0
10 | Year 5: 0:00; Year 6: 0; Year 7: 0
Purchase Shares - Component 5
Equipment | Year 0 | Year 1 | Year 2 | Year 3 | Year 4 | Year 5 | Year 6 | Year 7 | Year 8 | Year 9 | Year 10 | Year 11 | Year 12 | Year 13 | Year 14 | Year 15 | Year 16 | Year 17 | Year 18 | Year 19 | Year 20 | Year 21 | Year 22 | Year 23 | Year 24 | Year 25 | Year 26 | Year 27 | Year 28 | Year 29 | Year 30
1 | bar: Year 0 to Year 30
2 | bar: Year 0 to Year 30
3 | bar: Year 0 to Year 30
4 | bar: Year 0 to Year 30
5 | bar: Year 0 to Year 30
6 | bar: Year 0 to Year 30
7 | bar: Year 0 to Year 30
8 | bar: Year 0 to Year 30
9 | bar: Year 0 to Year 30
10 | bar: Year 0 to Year 30
Annualized Cost of Operation - Utility - Component 5
Equipment | Year 0 | Year 1 | Year 2 | Year 3 | Year 4 | Year 5 | Year 6 | Year 7 | Year 8 | Year 9 | Year 10 | Year 11 | Year 12 | Year 13 | Year 14 | Year 15 | Year 16 | Year 17 | Year 18 | Year 19 | Year 20 | Year 21 | Year 22 | Year 23 | Year 24 | Year 25 | Year 26 | Year 27 | Year 28 | Year 29 | Year 30
1 | 0 | 0 | 0 | 0 | 0 | 0 | 0 | 0 | 0 | 0 | 0 | 0 | 0 | 0 | 0 | 0 | 0 | 0 | 0 | 0 | 0 | 0 | 0 | 0 | 0 | 0 | 0 | 0 | 0 | 0 | 0
2 | 0 | 0 | 0 | 0 | 0 | 0 | 0 | 0 | 0 | 0 | 0 | 0 | 0 | 0 | 0 | 0 | 0 | 0 | 0 | 0 | 0 | 0 | 0 | 0 | 0 | 0 | 0 | 0 | 0 | 0 | 0
3 | 0 | 0 | 0 | 0 | 0 | 0 | 0 | 0 | 0 | 0 | 0 | 0 | 0 | 0 | 0 | 0 | 0 | 0 | 0 | 0 | 0 | 0 | 0 | 0 | 0 | 0 | 0 | 0 | 0 | 0 | 0
4 | 0 | 0 | 0 | 0 | 0 | 0 | 0 | 0 | 0 | 0 | 0 | 0 | 0 | 0 | 0 | 0 | 0 | 0 | 0 | 0 | 0 | 0 | 0 | 0 | 0 | 0 | 0 | 0 | 0 | 0 | 0
5 | 0 | 0 | 0 | 0 | 0 | 0 | 0 | 0 | 0 | 0 | 0 | 0 | 0 | 0 | 0 | 0 | 0 | 0 | 0 | 0 | 0 | 0 | 0 | 0 | 0 | 0 | 0 | 0 | 0 | 0 | 0
6 | 0 | 0 | 0 | 0 | 0 | 0 | 0 | 0 | 0 | 0 | 0 | 0 | 0 | 0 | 0 | 0 | 0 | 0 | 0 | 0 | 0 | 0 | 0 | 0 | 0 | 0 | 0 | 0 | 0 | 0 | 0
7 | 0 | 0 | 0 | 0 | 0 | 0 | 0 | 0 | 0 | 0 | 0 | 0 | 0 | 0 | 0 | 0 | 0 | 0 | 0 | 0 | 0 | 0 | 0 | 0 | 0 | 0 | 0 | 0 | 0 | 0 | 0
8 | 0 | 0 | 0 | 0 | 0 | 0 | 0 | 0 | 0 | 0 | 0 | 0 | 0 | 0 | 0 | 0 | 0 | 0 | 0 | 0 | 0 | 0 | 0 | 0 | 0 | 0 | 0 | 0 | 0 | 0 | 0
9 | 0 | 0 | 0 | 0 | 0 | 0 | 0 | 0 | 0 | 0 | 0 | 0 | 0 | 0 | 0 | 0 | 0 | 0 | 0 | 0 | 0 | 0 | 0 | 0 | 0 | 0 | 0 | 0 | 0 | 0 | 0
10 | 0 | 0 | 0 | 0 | 0 | 0 | 0 | 0 | 0 | 0 | 0 | 0 | 0 | 0 | 0 | 0 | 0 | 0 | 0 | 0 | 0 | 0 | 0 | 0 | 0 | 0 | 0 | 0 | 0 | 0 | 0
Annualized Sales from Operation - Utility - Component 5
Equipment | Year 0 | Year 1 | Year 2 | Year 3 | Year 4 | Year 5 | Year 6 | Year 7 | Year 8 | Year 9 | Year 10 | Year 11 | Year 12 | Year 13 | Year 14 | Year 15 | Year 16 | Year 17 | Year 18 | Year 19 | Year 20 | Year 21 | Year 22 | Year 23 | Year 24 | Year 25 | Year 26 | Year 27 | Year 28 | Year 29 | Year 30
1 | 0 | 0 | 0 | 0 | 0 | 0 | 0 | 0 | 0 | 0 | 0 | 0 | 0 | 0 | 0 | 0 | 0 | 0 | 0 | 0 | 0 | 0 | 0 | 0 | 0 | 0 | 0 | 0 | 0 | 0 | 0
2 | 0 | 0 | 0 | 0 | 0 | 0 | 0 | 0 | 0 | 0 | 0 | 0 | 0 | 0 | 0 | 0 | 0 | 0 | 0 | 0 | 0 | 0 | 0 | 0 | 0 | 0 | 0 | 0 | 0 | 0 | 0
3 | 0 | 0 | 0 | 0 | 0 | 0 | 0 | 0 | 0 | 0 | 0 | 0 | 0 | 0 | 0 | 0 | 0 | 0 | 0 | 0 | 0 | 0 | 0 | 0 | 0 | 0 | 0 | 0 | 0 | 0 | 0
4 | 0 | 0 | 0 | 0 | 0 | 0 | 0 | 0 | 0 | 0 | 0 | 0 | 0 | 0 | 0 | 0 | 0 | 0 | 0 | 0 | 0 | 0 | 0 | 0 | 0 | 0 | 0 | 0 | 0 | 0 | 0
5 | 0 | 0 | 0 | 0 | 0 | 0 | 0 | 0 | 0 | 0 | 0 | 0 | 0 | 0 | 0 | 0 | 0 | 0 | 0 | 0 | 0 | 0 | 0 | 0 | 0 | 0 | 0 | 0 | 0 | 0 | 0
6 | 0 | 0 | 0 | 0 | 0 | 0 | 0 | 0 | 0 | 0 | 0 | 0 | 0 | 0 | 0 | 0 | 0 | 0 | 0 | 0 | 0 | 0 | 0 | 0 | 0 | 0 | 0 | 0 | 0 | 0 | 0
7 | 0 | 0 | 0 | 0 | 0 | 0 | 0 | 0 | 0 | 0 | 0 | 0 | 0 | 0 | 0 | 0 | 0 | 0 | 0 | 0 | 0 | 0 | 0 | 0 | 0 | 0 | 0 | 0 | 0 | 0 | 0
8 | 0 | 0 | 0 | 0 | 0 | 0 | 0 | 0 | 0 | 0 | 0 | 0 | 0 | 0 | 0 | 0 | 0 | 0 | 0 | 0 | 0 | 0 | 0 | 0 | 0 | 0 | 0 | 0 | 0 | 0 | 0
9 | 0 | 0 | 0 | 0 | 0 | 0 | 0 | 0 | 0 | 0 | 0 | 0 | 0 | 0 | 0 | 0 | 0 | 0 | 0 | 0 | 0 | 0 | 0 | 0 | 0 | 0 | 0 | 0 | 0 | 0 | 0
10 | 0 | 0 | 0 | 0 | 0 | 0 | 0 | 0 | 0 | 0 | 0 | 0 | 0 | 0 | 0 | 0 | 0 | 0 | 0 | 0 | 0 | 0 | 0 | 0 | 0 | 0 | 0 | 0 | 0 | 0 | 0
Annualized Cost of Equipment - Utility - Component 5
Equipment | Year 0 | Year 1 | Year 2 | Year 3 | Year 4 | Year 5 | Year 6 | Year 7 | Year 8 | Year 9 | Year 10 | Year 11 | Year 12 | Year 13 | Year 14 | Year 15 | Year 16 | Year 17 | Year 18 | Year 19 | Year 20 | Year 21 | Year 22 | Year 23 | Year 24 | Year 25 | Year 26 | Year 27 | Year 28 | Year 29 | Year 30
1 | 0 | 0 | 0 | 0 | 0 | 0 | 0 | 0 | 0 | 0 | 0 | 0 | 0 | 0 | 0 | 0 | 0 | 0 | 0 | 0 | 0 | 0 | 0 | 0 | 0 | 0 | 0 | 0 | 0 | 0 | 0
2 | 0 | 0 | 0 | 0 | 0 | 0 | 0 | 0 | 0 | 0 | 0 | 0 | 0 | 0 | 0 | 0 | 0 | 0 | 0 | 0 | 0 | 0 | 0 | 0 | 0 | 0 | 0 | 0 | 0 | 0 | 0
3 | 0 | 0 | 0 | 0 | 0 | 0 | 0 | 0 | 0 | 0 | 0 | 0 | 0 | 0 | 0 | 0 | 0 | 0 | 0 | 0 | 0 | 0 | 0 | 0 | 0 | 0 | 0 | 0 | 0 | 0 | 0
4 | 0 | 0 | 0 | 0 | 0 | 0 | 0 | 0 | 0 | 0 | 0 | 0 | 0 | 0 | 0 | 0 | 0 | 0 | 0 | 0 | 0 | 0 | 0 | 0 | 0 | 0 | 0 | 0 | 0 | 0 | 0
5 | 0 | 0 | 0 | 0 | 0 | 0 | 0 | 0 | 0 | 0 | 0 | 0 | 0 | 0 | 0 | 0 | 0 | 0 | 0 | 0 | 0 | 0 | 0 | 0 | 0 | 0 | 0 | 0 | 0 | 0 | 0
6 | 0 | 0 | 0 | 0 | 0 | 0 | 0 | 0 | 0 | 0 | 0 | 0 | 0 | 0 | 0 | 0 | 0 | 0 | 0 | 0 | 0 | 0 | 0 | 0 | 0 | 0 | 0 | 0 | 0 | 0 | 0
7 | 0 | 0 | 0 | 0 | 0 | 0 | 0 | 0 | 0 | 0 | 0 | 0 | 0 | 0 | 0 | 0 | 0 | 0 | 0 | 0 | 0 | 0 | 0 | 0 | 0 | 0 | 0 | 0 | 0 | 0 | 0
8 | 0 | 0 | 0 | 0 | 0 | 0 | 0 | 0 | 0 | 0 | 0 | 0 | 0 | 0 | 0 | 0 | 0 | 0 | 0 | 0 | 0 | 0 | 0 | 0 | 0 | 0 | 0 | 0 | 0 | 0 | 0
9 | 0 | 0 | 0 | 0 | 0 | 0 | 0 | 0 | 0 | 0 | 0 | 0 | 0 | 0 | 0 | 0 | 0 | 0 | 0 | 0 | 0 | 0 | 0 | 0 | 0 | 0 | 0 | 0 | 0 | 0 | 0
10 | 0 | 0 | 0 | 0 | 0 | 0 | 0 | 0 | 0 | 0 | 0 | 0 | 0 | 0 | 0 | 0 | 0 | 0 | 0 | 0 | 0 | 0 | 0 | 0 | 0 | 0 | 0 | 0 | 0 | 0 | 0
Annualized Cost of Operation - Participant - Component 5
Equipment | Year 0 | Year 1 | Year 2 | Year 3 | Year 4 | Year 5 | Year 6 | Year 7 | Year 8 | Year 9 | Year 10 | Year 11 | Year 12 | Year 13 | Year 14 | Year 15 | Year 16 | Year 17 | Year 18 | Year 19 | Year 20 | Year 21 | Year 22 | Year 23 | Year 24 | Year 25 | Year 26 | Year 27 | Year 28 | Year 29 | Year 30
1 | 0 | 0 | 0 | 0 | 0 | 0 | 0 | 0 | 0 | 0 | 0 | 0 | 0 | 0 | 0 | 0 | 0 | 0 | 0 | 0 | 0 | 0 | 0 | 0 | 0 | 0 | 0 | 0 | 0 | 0 | 0
2 | 0 | 0 | 0 | 0 | 0 | 0 | 0 | 0 | 0 | 0 | 0 | 0 | 0 | 0 | 0 | 0 | 0 | 0 | 0 | 0 | 0 | 0 | 0 | 0 | 0 | 0 | 0 | 0 | 0 | 0 | 0
3 | 0 | 0 | 0 | 0 | 0 | 0 | 0 | 0 | 0 | 0 | 0 | 0 | 0 | 0 | 0 | 0 | 0 | 0 | 0 | 0 | 0 | 0 | 0 | 0 | 0 | 0 | 0 | 0 | 0 | 0 | 0
4 | 0 | 0 | 0 | 0 | 0 | 0 | 0 | 0 | 0 | 0 | 0 | 0 | 0 | 0 | 0 | 0 | 0 | 0 | 0 | 0 | 0 | 0 | 0 | 0 | 0 | 0 | 0 | 0 | 0 | 0 | 0
5 | 0 | 0 | 0 | 0 | 0 | 0 | 0 | 0 | 0 | 0 | 0 | 0 | 0 | 0 | 0 | 0 | 0 | 0 | 0 | 0 | 0 | 0 | 0 | 0 | 0 | 0 | 0 | 0 | 0 | 0 | 0
6 | 0 | 0 | 0 | 0 | 0 | 0 | 0 | 0 | 0 | 0 | 0 | 0 | 0 | 0 | 0 | 0 | 0 | 0 | 0 | 0 | 0 | 0 | 0 | 0 | 0 | 0 | 0 | 0 | 0 | 0 | 0
7 | 0 | 0 | 0 | 0 | 0 | 0 | 0 | 0 | 0 | 0 | 0 | 0 | 0 | 0 | 0 | 0 | 0 | 0 | 0 | 0 | 0 | 0 | 0 | 0 | 0 | 0 | 0 | 0 | 0 | 0 | 0
8 | 0 | 0 | 0 | 0 | 0 | 0 | 0 | 0 | 0 | 0 | 0 | 0 | 0 | 0 | 0 | 0 | 0 | 0 | 0 | 0 | 0 | 0 | 0 | 0 | 0 | 0 | 0 | 0 | 0 | 0 | 0
9 | 0 | 0 | 0 | 0 | 0 | 0 | 0 | 0 | 0 | 0 | 0 | 0 | 0 | 0 | 0 | 0 | 0 | 0 | 0 | 0 | 0 | 0 | 0 | 0 | 0 | 0 | 0 | 0 | 0 | 0 | 0
10 | 0 | 0 | 0 | 0 | 0 | 0 | 0 | 0 | 0 | 0 | 0 | 0 | 0 | 0 | 0 | 0 | 0 | 0 | 0 | 0 | 0 | 0 | 0 | 0 | 0 | 0 | 0 | 0 | 0 | 0 | 0
Annualized Cost of Equipment - Participant - Component 5
Equipment | Year 0 | Year 1 | Year 2 | Year 3 | Year 4 | Year 5 | Year 6 | Year 7 | Year 8 | Year 9 | Year 10 | Year 11 | Year 12 | Year 13 | Year 14 | Year 15 | Year 16 | Year 17 | Year 18 | Year 19 | Year 20 | Year 21 | Year 22 | Year 23 | Year 24 | Year 25 | Year 26 | Year 27 | Year 28 | Year 29 | Year 30
1 | 0 | 0 | 0 | 0 | 0 | 0 | 0 | 0 | 0 | 0 | 0 | 0 | 0 | 0 | 0 | 0 | 0 | 0 | 0 | 0 | 0 | 0 | 0 | 0 | 0 | 0 | 0 | 0 | 0 | 0 | 0
2 | 0 | 0 | 0 | 0 | 0 | 0 | 0 | 0 | 0 | 0 | 0 | 0 | 0 | 0 | 0 | 0 | 0 | 0 | 0 | 0 | 0 | 0 | 0 | 0 | 0 | 0 | 0 | 0 | 0 | 0 | 0
3 | 0 | 0 | 0 | 0 | 0 | 0 | 0 | 0 | 0 | 0 | 0 | 0 | 0 | 0 | 0 | 0 | 0 | 0 | 0 | 0 | 0 | 0 | 0 | 0 | 0 | 0 | 0 | 0 | 0 | 0 | 0
4 | 0 | 0 | 0 | 0 | 0 | 0 | 0 | 0 | 0 | 0 | 0 | 0 | 0 | 0 | 0 | 0 | 0 | 0 | 0 | 0 | 0 | 0 | 0 | 0 | 0 | 0 | 0 | 0 | 0 | 0 | 0
5 | 0 | 0 | 0 | 0 | 0 | 0 | 0 | 0 | 0 | 0 | 0 | 0 | 0 | 0 | 0 | 0 | 0 | 0 | 0 | 0 | 0 | 0 | 0 | 0 | 0 | 0 | 0 | 0 | 0 | 0 | 0
6 | 0 | 0 | 0 | 0 | 0 | 0 | 0 | 0 | 0 | 0 | 0 | 0 | 0 | 0 | 0 | 0 | 0 | 0 | 0 | 0 | 0 | 0 | 0 | 0 | 0 | 0 | 0 | 0 | 0 | 0 | 0
7 | 0 | 0 | 0 | 0 | 0 | 0 | 0 | 0 | 0 | 0 | 0 | 0 | 0 | 0 | 0 | 0 | 0 | 0 | 0 | 0 | 0 | 0 | 0 | 0 | 0 | 0 | 0 | 0 | 0 | 0 | 0
8 | 0 | 0 | 0 | 0 | 0 | 0 | 0 | 0 | 0 | 0 | 0 | 0 | 0 | 0 | 0 | 0 | 0 | 0 | 0 | 0 | 0 | 0 | 0 | 0 | 0 | 0 | 0 | 0 | 0 | 0 | 0
9 | 0 | 0 | 0 | 0 | 0 | 0 | 0 | 0 | 0 | 0 | 0 | 0 | 0 | 0 | 0 | 0 | 0 | 0 | 0 | 0 | 0 | 0 | 0 | 0 | 0 | 0 | 0 | 0 | 0 | 0 | 0
10 | 0 | 0 | 0 | 0 | 0 | 0 | 0 | 0 | 0 | 0 | 0 | 0 | 0 | 0 | 0 | 0 | 0 | 0 | 0 | 0 | 0 | 0 | 0 | 0 | 0 | 0 | 0 | 0 | 0 | 0 | 0
Annualized kBTUs - Component 5
Equipment | Year 0 | Year 1 | Year 2 | Year 3 | Year 4 | Year 5 | Year 6 | Year 7 | Year 8 | Year 9 | Year 10 | Year 11 | Year 12 | Year 13 | Year 14 | Year 15 | Year 16 | Year 17 | Year 18 | Year 19 | Year 20 | Year 21 | Year 22 | Year 23 | Year 24 | Year 25 | Year 26 | Year 27 | Year 28 | Year 29 | Year 30
1 | 0 | 0 | 0 | 0 | 0 | 0 | 0 | 0 | 0 | 0 | 0 | 0 | 0 | 0 | 0 | 0 | 0 | 0 | 0 | 0 | 0 | 0 | 0 | 0 | 0 | 0 | 0 | 0 | 0 | 0 | 0
2 | 0 | 0 | 0 | 0 | 0 | 0 | 0 | 0 | 0 | 0 | 0 | 0 | 0 | 0 | 0 | 0 | 0 | 0 | 0 | 0 | 0 | 0 | 0 | 0 | 0 | 0 | 0 | 0 | 0 | 0 | 0
3 | 0 | 0 | 0 | 0 | 0 | 0 | 0 | 0 | 0 | 0 | 0 | 0 | 0 | 0 | 0 | 0 | 0 | 0 | 0 | 0 | 0 | 0 | 0 | 0 | 0 | 0 | 0 | 0 | 0 | 0 | 0
4 | 0 | 0 | 0 | 0 | 0 | 0 | 0 | 0 | 0 | 0 | 0 | 0 | 0 | 0 | 0 | 0 | 0 | 0 | 0 | 0 | 0 | 0 | 0 | 0 | 0 | 0 | 0 | 0 | 0 | 0 | 0
5 | 0 | 0 | 0 | 0 | 0 | 0 | 0 | 0 | 0 | 0 | 0 | 0 | 0 | 0 | 0 | 0 | 0 | 0 | 0 | 0 | 0 | 0 | 0 | 0 | 0 | 0 | 0 | 0 | 0 | 0 | 0
6 | 0 | 0 | 0 | 0 | 0 | 0 | 0 | 0 | 0 | 0 | 0 | 0 | 0 | 0 | 0 | 0 | 0 | 0 | 0 | 0 | 0 | 0 | 0 | 0 | 0 | 0 | 0 | 0 | 0 | 0 | 0
7 | 0 | 0 | 0 | 0 | 0 | 0 | 0 | 0 | 0 | 0 | 0 | 0 | 0 | 0 | 0 | 0 | 0 | 0 | 0 | 0 | 0 | 0 | 0 | 0 | 0 | 0 | 0 | 0 | 0 | 0 | 0
8 | 0 | 0 | 0 | 0 | 0 | 0 | 0 | 0 | 0 | 0 | 0 | 0 | 0 | 0 | 0 | 0 | 0 | 0 | 0 | 0 | 0 | 0 | 0 | 0 | 0 | 0 | 0 | 0 | 0 | 0 | 0
9 | 0 | 0 | 0 | 0 | 0 | 0 | 0 | 0 | 0 | 0 | 0 | 0 | 0 | 0 | 0 | 0 | 0 | 0 | 0 | 0 | 0 | 0 | 0 | 0 | 0 | 0 | 0 | 0 | 0 | 0 | 0
10 | 0 | 0 | 0 | 0 | 0 | 0 | 0 | 0 | 0 | 0 | 0 | 0 | 0 | 0 | 0 | 0 | 0 | 0 | 0 | 0 | 0 | 0 | 0 | 0 | 0 | 0 | 0 | 0 | 0 | 0 | 0
On Market - Component 5
Equipment | Year 0 | Year 1 | Year 2 | Year 3 | Year 4 | Year 5 | Year 6 | Year 7 | Year 8 | Year 9 | Year 10 | Year 11 | Year 12 | Year 13 | Year 14 | Year 15 | Year 16 | Year 17 | Year 18 | Year 19 | Year 20 | Year 21 | Year 22 | Year 23 | Year 24 | Year 25 | Year 26 | Year 27 | Year 28 | Year 29 | Year 30
1 | 0 | 0 | 0 | 0 | 0 | 0 | 0 | 0 | 0 | 0 | 0 | 0 | 0 | 0 | 0 | 0 | 0 | 0 | 0 | 0 | 0 | 0 | 0 | 0 | 0 | 0 | 0 | 0 | 0 | 0 | 0
2 | 0 | 0 | 0 | 0 | 0 | 0 | 0 | 0 | 0 | 0 | 0 | 0 | 0 | 0 | 0 | 0 | 0 | 0 | 0 | 0 | 0 | 0 | 0 | 0 | 0 | 0 | 0 | 0 | 0 | 0 | 0
3 | 0 | 0 | 0 | 0 | 0 | 0 | 0 | 0 | 0 | 0 | 0 | 0 | 0 | 0 | 0 | 0 | 0 | 0 | 0 | 0 | 0 | 0 | 0 | 0 | 0 | 0 | 0 | 0 | 0 | 0 | 0
4 | 0 | 0 | 0 | 0 | 0 | 0 | 0 | 0 | 0 | 0 | 0 | 0 | 0 | 0 | 0 | 0 | 0 | 0 | 0 | 0 | 0 | 0 | 0 | 0 | 0 | 0 | 0 | 0 | 0 | 0 | 0
5 | 0 | 0 | 0 | 0 | 0 | 0 | 0 | 0 | 0 | 0 | 0 | 0 | 0 | 0 | 0 | 0 | 0 | 0 | 0 | 0 | 0 | 0 | 0 | 0 | 0 | 0 | 0 | 0 | 0 | 0 | 0
6 | 0 | 0 | 0 | 0 | 0 | 0 | 0 | 0 | 0 | 0 | 0 | 0 | 0 | 0 | 0 | 0 | 0 | 0 | 0 | 0 | 0 | 0 | 0 | 0 | 0 | 0 | 0 | 0 | 0 | 0 | 0
7 | 0 | 0 | 0 | 0 | 0 | 0 | 0 | 0 | 0 | 0 | 0 | 0 | 0 | 0 | 0 | 0 | 0 | 0 | 0 | 0 | 0 | 0 | 0 | 0 | 0 | 0 | 0 | 0 | 0 | 0 | 0
8 | 0 | 0 | 0 | 0 | 0 | 0 | 0 | 0 | 0 | 0 | 0 | 0 | 0 | 0 | 0 | 0 | 0 | 0 | 0 | 0 | 0 | 0 | 0 | 0 | 0 | 0 | 0 | 0 | 0 | 0 | 0
9 | 0 | 0 | 0 | 0 | 0 | 0 | 0 | 0 | 0 | 0 | 0 | 0 | 0 | 0 | 0 | 0 | 0 | 0 | 0 | 0 | 0 | 0 | 0 | 0 | 0 | 0 | 0 | 0 | 0 | 0 | 0
10 | 0 | 0 | 0 | 0 | 0 | 0 | 0 | 0 | 0 | 0 | 0 | 0 | 0 | 0 | 0 | 0 | 0 | 0 | 0 | 0 | 0 | 0 | 0 | 0 | 0 | 0 | 0 | 0 | 0 | 0 | 0
Technical kBTUs - Component 5
Value | Year 0 | Year 1 | Year 2 | Year 3 | Year 4 | Year 5 | Year 6 | Year 7 | Year 8 | Year 9 | Year 10 | Year 11 | Year 12 | Year 13 | Year 14 | Year 15 | Year 16 | Year 17 | Year 18 | Year 19 | Year 20 | Year 21 | Year 22 | Year 23 | Year 24 | Year 25 | Year 26 | Year 27 | Year 28 | Year 29 | Year 30
Annualized kBTUs | 0 | 0 | 0 | 0 | 0 | 0 | 0 | 0 | 0 | 0 | 0 | 0 | 0 | 0 | 0 | 0 | 0 | 0 | 0 | 0 | 0 | 0 | 0 | 0 | 0 | 0 | 0 | 0 | 0 | 0 | 0
Lifetimes - Component 5
Scenario | Year 0 | Year 1 | Year 2 | Year 3 | Year 4 | Year 5 | Year 6 | Year 7 | Year 8 | Year 9 | Year 10 | Year 11 | Year 12 | Year 13 | Year 14 | Year 15 | Year 16 | Year 17 | Year 18 | Year 19 | Year 20 | Year 21 | Year 22 | Year 23 | Year 24 | Year 25 | Year 26 | Year 27 | Year 28 | Year 29 | Year 30
NC - Min. Lifetime | 0 | 0 | 0 | 0 | 0 | 0 | 0 | 0 | 0 | 0 | 0 | 0 | 0 | 0 | 0 | 0 | 0 | 0 | 0 | 0 | 0 | 0 | 0 | 0 | 0 | 0 | 0 | 0 | 0 | 0 | 0
NC - Max. Lifetime | 0 | 0 | 0 | 0 | 0 | 0 | 0 | 0 | 0 | 0 | 0 | 0 | 0 | 0 | 0 | 0 | 0 | 0 | 0 | 0 | 0 | 0 | 0 | 0 | 0 | 0 | 0 | 0 | 0 | 0 | 0
New Construction Costs
Scenario | Year 0 | Year 1 | Year 2 | Year 3 | Year 4 | Year 5 | Year 6 | Year 7 | Year 8 | Year 9 | Year 10 | Year 11 | Year 12 | Year 13 | Year 14 | Year 15 | Year 16 | Year 17 | Year 18 | Year 19 | Year 20 | Year 21 | Year 22 | Year 23 | Year 24 | Year 25 | Year 26 | Year 27 | Year 28 | Year 29 | Year 30
Average Min. Lifetime - NC | 0 | 0 | 0 | 0 | 0 | 0 | 0 | 0 | 0 | 0 | 0 | 0 | 0 | 0 | 0 | 0 | 0 | 0 | 0 | 0 | 0 | 0 | 0 | 0 | 0 | 0 | 0 | 0 | 0 | 0 | 0
Average Max. Lifetime - NC | 0 | 0 | 0 | 0 | 0 | 0 | 0 | 0 | 0 | 0 | 0 | 0 | 0 | 0 | 0 | 0 | 0 | 0 | 0 | 0 | 0 | 0 | 0 | 0 | 0 | 0 | 0 | 0 | 0 | 0 | 0
Annualized Install Cost - Utility - NC | 0 | 0 | 0 | 0 | 0 | 0 | 0 | 0 | 0 | 0 | 0 | 0 | 0 | 0 | 0 | 0 | 0 | 0 | 0 | 0 | 0 | 0 | 0 | 0 | 0 | 0 | 0 | 0 | 0 | 0 | 0
Annualized Install Cost - Participant | 0 | 0 | 0 | 0 | 0 | 0 | 0 | 0 | 0 | 0 | 0 | 0 | 0 | 0 | 0 | 0 | 0 | 0 | 0 | 0 | 0 | 0 | 0 | 0 | 0 | 0 | 0 | 0 | 0 | 0 | 0
System Results
Value | Year 0 | Year 1 | Year 2 | Year 3 | Year 4 | Year 5 | Year 6 | Year 7 | Year 8 | Year 9 | Year 10 | Year 11 | Year 12 | Year 13 | Year 14 | Year 15 | Year 16 | Year 17 | Year 18 | Year 19 | Year 20 | Year 21 | Year 22 | Year 23 | Year 24 | Year 25 | Year 26 | Year 27 | Year 28 | Year 29 | Year 30
Utility - Cost of Operation | 0 | 0 | 0 | 0 | 0 | 0 | 0 | 0 | 0 | 0 | 0 | 0 | 0 | 0 | 0 | 0 | 0 | 0 | 0 | 0 | 0 | 0 | 0 | 0 | 0 | 0 | 0 | 0 | 0 | 0 | 0
Utility - Value of Sales | 0 | 0 | 0 | 0 | 0 | 0 | 0 | 0 | 0 | 0 | 0 | 0 | 0 | 0 | 0 | 0 | 0 | 0 | 0 | 0 | 0 | 0 | 0 | 0 | 0 | 0 | 0 | 0 | 0 | 0 | 0
Utility - Cost of Equipment | 0 | 0 | 0 | 0 | 0 | 0 | 0 | 0 | 0 | 0 | 0 | 0 | 0 | 0 | 0 | 0 | 0 | 0 | 0 | 0 | 0 | 0 | 0 | 0 | 0 | 0 | 0 | 0 | 0 | 0 | 0
Participant - Cost of Operation | 0 | 0 | 0 | 0 | 0 | 0 | 0 | 0 | 0 | 0 | 0 | 0 | 0 | 0 | 0 | 0 | 0 | 0 | 0 | 0 | 0 | 0 | 0 | 0 | 0 | 0 | 0 | 0 | 0 | 0 | 0
Participant - Cost of Equipment | 0 | 0 | 0 | 0 | 0 | 0 | 0 | 0 | 0 | 0 | 0 | 0 | 0 | 0 | 0 | 0 | 0 | 0 | 0 | 0 | 0 | 0 | 0 | 0 | 0 | 0 | 0 | 0 | 0 | 0 | 0
Annualized kBTUs | 0 | 0 | 0 | 0 | 0 | 0 | 0 | 0 | 0 | 0 | 0 | 0 | 0 | 0 | 0 | 0 | 0 | 0 | 0 | 0 | 0 | 0 | 0 | 0 | 0 | 0 | 0 | 0 | 0 | 0 | 0

## Sys Economics (hidden)
Forecast
Base Year | 2013
Forecast Start | 2015
Forecast End | 2035
Utility Economics
Test | TRC | 0
Incentive Rate | 100%
Admin Adder | 42.8%
Baseline Purchase Shares
Use Logit Model | 0%
Grow adoption | 0%
Allow decline | 100%
Achievable Case | Economic Potential
System Settings
System | Label | First Year On Market | Last Year On Market | Availability | Use Logit Model | Allow Growth | Allow decline | Available | On Date | Off Date
System 1 |  |  |  |  | 0% | 0% | 100% | FALSE | 0 | 0
System 2 |  |  |  |  | 0% | 0% | 100% | FALSE | 0 | 0
System 3 |  |  |  |  | 0% | 100% | 0% | FALSE | 0 | 0
System 4 |  |  |  |  | 0% | 100% | 0% | FALSE | 0 | 0
System 5 |  |  |  |  | 0% | 100% | 0% | FALSE | 0 | 0
Potential Factors - MAP
System | Year 0 | Year 1 | Year 2 | Year 3 | Year 4 | Year 5 | Year 6 | Year 7 | Year 8 | Year 9 | Year 10 | Year 11 | Year 12 | Year 13 | Year 14 | Year 15 | Year 16 | Year 17 | Year 18 | Year 19 | Year 20 | Year 21 | Year 22 | Year 23 | Year 24 | Year 25 | Year 26 | Year 27 | Year 28 | Year 29 | Year 30
System 1 | bar: Year 0 to Year 30
System 2 | bar: Year 0 to Year 30
System 3 | bar: Year 0 to Year 30
System 4 | bar: Year 0 to Year 30
System 5 | bar: Year 0 to Year 30
Potential Factors - RAP
System | Year 0 | Year 1 | Year 2 | Year 3 | Year 4 | Year 5 | Year 6 | Year 7 | Year 8 | Year 9 | Year 10 | Year 11 | Year 12 | Year 13 | Year 14 | Year 15 | Year 16 | Year 17 | Year 18 | Year 19 | Year 20 | Year 21 | Year 22 | Year 23 | Year 24 | Year 25 | Year 26 | Year 27 | Year 28 | Year 29 | Year 30
System 1 | bar: Year 0 to Year 30
System 2 | bar: Year 0 to Year 30
System 3 | bar: Year 0 to Year 30
System 4 | bar: Year 0 to Year 30
System 5 | bar: Year 0 to Year 30
System Purchase Shares
System | Year 0 | Year 1 | Year 2 | Year 3 | Year 4 | Year 5 | Year 6 | Year 7 | Year 8 | Year 9 | Year 10 | Year 11 | Year 12 | Year 13 | Year 14 | Year 15 | Year 16 | Year 17 | Year 18 | Year 19 | Year 20 | Year 21 | Year 22 | Year 23 | Year 24 | Year 25 | Year 26 | Year 27 | Year 28 | Year 29 | Year 30
System 1 | 0% | 0% | 0% | 0% | 0% | 0% | 0% | 0% | 0% | 0% | 0% | 0% | 0% | 0% | 0% | 0% | 0% | 0% | 0% | 0% | 0% | 0% | 0% | 22.29% | 22.29% | 22.29% | 22.29% | 22.29% | 22.29% | 22.29% | 22.29%
System 2 | bar: Year 0 to Year 30
System 3 | 0% | 0% | 0% | 0% | 0% | 0% | 0% | 0% | 0% | 0% | 0% | 0% | 0% | 0% | 0% | 0% | 0% | 0% | 0% | 0% | 0% | 0% | 0% | 21.79% | 21.79% | 21.79% | 21.79% | 21.79% | 21.79% | 21.79% | 21.79%
System 4 | bar: Year 0 to Year 30
System 5 | 0% | 0% | 0% | 0% | 0% | 0% | 0% | 0% | 0% | 0% | 0% | 0% | 0% | 0% | 0% | 0% | 0% | 0% | 0% | 0% | 0% | 0% | 0% | 55.86% | 55.86% | 55.86% | 55.86% | 55.86% | 55.86% | 55.86% | 55.86%
Total Shares | 0% | 0% | 0% | 0% | 0% | 0% | 0% | 0% | 0% | 0% | 0% | 0% | 0% | 0% | 0% | 0% | 0% | 0% | 0% | 0% | 0% | 0% | 0% | 99.93% | 99.93% | 99.93% | 99.93% | 99.93% | 99.93% | 99.93% | 99.93%
Availabl Shares | 0% | 0% | 0% | 0% | 0% | 0% | 0% | 0% | 0% | 0% | 0% | 0% | 0% | 0% | 0% | 0% | 0% | 0% | 0% | 0% | 0% | 0% | 0% | 99.93% | 99.93% | 99.93% | 99.93% | 99.93% | 99.93% | 99.93% | 99.93%
Utility - Cost of Operation
System | Year 0 | Year 1 | Year 2 | Year 3 | Year 4 | Year 5 | Year 6 | Year 7 | Year 8 | Year 9 | Year 10 | Year 11 | Year 12 | Year 13 | Year 14 | Year 15 | Year 16 | Year 17 | Year 18 | Year 19 | Year 20 | Year 21 | Year 22 | Year 23 | Year 24 | Year 25 | Year 26 | Year 27 | Year 28 | Year 29 | Year 30
System 1 | 0 | 0 | 0 | 0 | 0 | 0 | 0 | 0 | 0 | 0 | 0 | 0 | 0 | 0 | 0 | 0 | 0 | 0 | 0 | 0 | 0 | 0 | 0 | 0 | 0 | 0 | 0 | 0 | 0 | 0 | 0
System 2 | 0 | 0 | 0 | 0 | 0 | 0 | 0 | 0 | 0 | 0 | 0 | 0 | 0 | 0 | 0 | 0 | 0 | 0 | 0 | 0 | 0 | 0 | 0 | 0 | 0 | 0 | 0 | 0 | 0 | 0 | 0
System 3 | 0 | 0 | 0 | 0 | 0 | 0 | 0 | 0 | 0 | 0 | 0 | 0 | 0 | 0 | 0 | 0 | 0 | 0 | 0 | 0 | 0 | 0 | 0 | 0 | 0 | 0 | 0 | 0 | 0 | 0 | 0
System 4 | 0 | 0 | 0 | 0 | 0 | 0 | 0 | 0 | 0 | 0 | 0 | 0 | 0 | 0 | 0 | 0 | 0 | 0 | 0 | 0 | 0 | 0 | 0 | 0 | 0 | 0 | 0 | 0 | 0 | 0 | 0
System 5 | 0 | 0 | 0 | 0 | 0 | 0 | 0 | 0 | 0 | 0 | 0 | 0 | 0 | 0 | 0 | 0 | 0 | 0 | 0 | 0 | 0 | 0 | 0 | 0 | 0 | 0 | 0 | 0 | 0 | 0 | 0
Utility - Value of Sales
System | Year 0 | Year 1 | Year 2 | Year 3 | Year 4 | Year 5 | Year 6 | Year 7 | Year 8 | Year 9 | Year 10 | Year 11 | Year 12 | Year 13 | Year 14 | Year 15 | Year 16 | Year 17 | Year 18 | Year 19 | Year 20 | Year 21 | Year 22 | Year 23 | Year 24 | Year 25 | Year 26 | Year 27 | Year 28 | Year 29 | Year 30
System 1 | 0 | 0 | 0 | 0 | 0 | 0 | 0 | 0 | 0 | 0 | 0 | 0 | 0 | 0 | 0 | 0 | 0 | 0 | 0 | 0 | 0 | 0 | 0 | 0 | 0 | 0 | 0 | 0 | 0 | 0 | 0
System 2 | 0 | 0 | 0 | 0 | 0 | 0 | 0 | 0 | 0 | 0 | 0 | 0 | 0 | 0 | 0 | 0 | 0 | 0 | 0 | 0 | 0 | 0 | 0 | 0 | 0 | 0 | 0 | 0 | 0 | 0 | 0
System 3 | 0 | 0 | 0 | 0 | 0 | 0 | 0 | 0 | 0 | 0 | 0 | 0 | 0 | 0 | 0 | 0 | 0 | 0 | 0 | 0 | 0 | 0 | 0 | 0 | 0 | 0 | 0 | 0 | 0 | 0 | 0
System 4 | 0.50744 | 0.51289 | 0.51841 | 0.52358 | 0.52943 | 0.5348 | 0.54001 | 0.54443 | 0.54944 | 0.55459 | 0.56038 | 0.56652 | 0.57218 | 0 | 0 | 0 | 0 | 0 | 0 | 0 | 0 | 0 | 0 | 0 | 0 | 0 | 0 | 0 | 0 | 0 | 0
System 5 | 0 | 0 | 0 | 0 | 0 | 0 | 0 | 0 | 0 | 0 | 0 | 0 | 0 | 0 | 0 | 0 | 0 | 0 | 0 | 0 | 0 | 0 | 0 | 0 | 0 | 0 | 0 | 0 | 0 | 0 | 0
| 0 | 0 | 0 | 0 | 0 | 0 | 0 | 0 | 0 | 0 | 0 | 0 | 0 | 0 | 0 | 0 | 0 | 0 | 0 | 0 | 0 | 0 | 0
Utility - Cost of Equipment
System | Year 0 | Year 1 | Year 2 | Year 3 | Year 4 | Year 5 | Year 6 | Year 7 | Year 8 | Year 9 | Year 10 | Year 11 | Year 12 | Year 13 | Year 14 | Year 15 | Year 16 | Year 17 | Year 18 | Year 19 | Year 20 | Year 21 | Year 22 | Year 23 | Year 24 | Year 25 | Year 26 | Year 27 | Year 28 | Year 29 | Year 30
System 1 | 0 | 0 | 0 | 0 | 0 | 0 | 0 | 0 | 0 | 0 | 0 | 0 | 0 | 0 | 0 | 0 | 0 | 0 | 0 | 0 | 0 | 0 | 0 | 0 | 0 | 0 | 0 | 0 | 0 | 0 | 0
System 2 | 0 | 0 | 0 | 0 | 0 | 0 | 0 | 0 | 0 | 0 | 0 | 0 | 0 | 0 | 0 | 0 | 0 | 0 | 0 | 0 | 0 | 0 | 0 | 0 | 0 | 0 | 0 | 0 | 0 | 0 | 0
System 3 | 0 | 0 | 0 | 0 | 0 | 0 | 0 | 0 | 0 | 0 | 0 | 0 | 0 | 0 | 0 | 0 | 0 | 0 | 0 | 0 | 0 | 0 | 0 | 0 | 0 | 0 | 0 | 0 | 0 | 0 | 0
System 4 | 0 | 0 | 0 | 0 | 0 | 0 | 0 | 0 | 0 | 0 | 0 | 0 | 0 | 0 | 0 | 0 | 0 | 0 | 0 | 0 | 0 | 0 | 0 | 0 | 0 | 0 | 0 | 0 | 0 | 0 | 0
System 5 | 0 | 0 | 0 | 0 | 0 | 0 | 0 | 0 | 0 | 0 | 0 | 0 | 0 | 0 | 0 | 0 | 0 | 0 | 0 | 0 | 0 | 0 | 0 | 0 | 0 | 0 | 0 | 0 | 0 | 0 | 0
Participant - Cost of Operation
System | Year 0 | Year 1 | Year 2 | Year 3 | Year 4 | Year 5 | Year 6 | Year 7 | Year 8 | Year 9 | Year 10 | Year 11 | Year 12 | Year 13 | Year 14 | Year 15 | Year 16 | Year 17 | Year 18 | Year 19 | Year 20 | Year 21 | Year 22 | Year 23 | Year 24 | Year 25 | Year 26 | Year 27 | Year 28 | Year 29 | Year 30
System 1 | 0 | 0 | 0 | 0 | 0 | 0 | 0 | 0 | 0 | 0 | 0 | 0 | 0 | 0 | 0 | 0 | 0 | 0 | 0 | 0 | 0 | 0 | 0 | 0 | 0 | 0 | 0 | 0 | 0 | 0 | 0
System 2 | 0 | 0 | 0 | 0 | 0 | 0 | 0 | 0 | 0 | 0 | 0 | 0 | 0 | 0 | 0 | 0 | 0 | 0 | 0 | 0 | 0 | 0 | 0 | 0 | 0 | 0 | 0 | 0 | 0 | 0 | 0
System 3 | 0 | 0 | 0 | 0 | 0 | 0 | 0 | 0 | 0 | 0 | 0 | 0 | 0 | 0 | 0 | 0 | 0 | 0 | 0 | 0 | 0 | 0 | 0 | 0 | 0 | 0 | 0 | 0 | 0 | 0 | 0
System 4 | 0 | 0 | 0 | 0 | 0 | 0 | 0 | 0 | 0 | 0 | 0 | 0 | 0 | 0 | 0 | 0 | 0 | 0 | 0 | 0 | 0 | 0 | 0 | 0 | 0 | 0 | 0 | 0 | 0 | 0 | 0
System 5 | 0 | 0 | 0 | 0 | 0 | 0 | 0 | 0 | 0 | 0 | 0 | 0 | 0 | 0 | 0 | 0 | 0 | 0 | 0 | 0 | 0 | 0 | 0 | 0 | 0 | 0 | 0 | 0 | 0 | 0 | 0
Participant - Cost of Equipment
System | Year 0 | Year 1 | Year 2 | Year 3 | Year 4 | Year 5 | Year 6 | Year 7 | Year 8 | Year 9 | Year 10 | Year 11 | Year 12 | Year 13 | Year 14 | Year 15 | Year 16 | Year 17 | Year 18 | Year 19 | Year 20 | Year 21 | Year 22 | Year 23 | Year 24 | Year 25 | Year 26 | Year 27 | Year 28 | Year 29 | Year 30
System 1 | 0 | 0 | 0 | 0 | 0 | 0 | 0 | 0 | 0 | 0 | 0 | 0 | 0 | 0 | 0 | 0 | 0 | 0 | 0 | 0 | 0 | 0 | 0 | 0 | 0 | 0 | 0 | 0 | 0 | 0 | 0
System 2 | 0 | 0 | 0 | 0 | 0 | 0 | 0 | 0 | 0 | 0 | 0 | 0 | 0 | 0 | 0 | 0 | 0 | 0 | 0 | 0 | 0 | 0 | 0 | 0 | 0 | 0 | 0 | 0 | 0 | 0 | 0
System 3 | 0 | 0 | 0 | 0 | 0 | 0 | 0 | 0 | 0 | 0 | 0 | 0 | 0 | 0 | 0 | 0 | 0 | 0 | 0 | 0 | 0 | 0 | 0 | 0 | 0 | 0 | 0 | 0 | 0 | 0 | 0
System 4 | 0 | 0 | 0 | 0 | 0 | 0 | 0 | 0 | 0 | 0 | 0 | 0 | 0 | 0 | 0 | 0 | 0 | 0 | 0 | 0 | 0 | 0 | 0 | 0 | 0 | 0 | 0 | 0 | 0 | 0 | 0
System 5 | 0 | 0 | 0 | 0 | 0 | 0 | 0 | 0 | 0 | 0 | 0 | 0 | 0 | 0 | 0 | 0 | 0 | 0 | 0 | 0 | 0 | 0 | 0 | 0 | 0 | 0 | 0 | 0 | 0 | 0 | 0
System - Annual kBTUs
System | Year 0 | Year 1 | Year 2 | Year 3 | Year 4 | Year 5 | Year 6 | Year 7 | Year 8 | Year 9 | Year 10 | Year 11 | Year 12 | Year 13 | Year 14 | Year 15 | Year 16 | Year 17 | Year 18 | Year 19 | Year 20 | Year 21 | Year 22 | Year 23 | Year 24 | Year 25 | Year 26 | Year 27 | Year 28 | Year 29 | Year 30
1 | 0 | 0 | 0 | 0 | 0 | 0 | 0 | 0 | 0 | 0 | 0 | 0 | 0 | 0 | 0 | 0 | 0 | 0 | 0 | 0 | 0 | 0 | 0 | 0 | 0 | 0 | 0 | 0 | 0 | 0 | 0
2 | 0 | 0 | 0 | 0 | 0 | 0 | 0 | 0 | 0 | 0 | 0 | 0 | 0 | 0 | 0 | 0 | 0 | 0 | 0 | 0 | 0 | 0 | 0 | 0 | 0 | 0 | 0 | 0 | 0 | 0 | 0
3 | 0 | 0 | 0 | 0 | 0 | 0 | 0 | 0 | 0 | 0 | 0 | 0 | 0 | 0 | 0 | 0 | 0 | 0 | 0 | 0 | 0 | 0 | 0 | 0 | 0 | 0 | 0 | 0 | 0 | 0 | 0
4 | 0 | 0 | 0 | 0 | 0 | 0 | 0 | 0 | 0 | 0 | 0 | 0 | 0 | 0 | 0 | 0 | 0 | 0 | 0 | 0 | 0 | 0 | 0 | 0 | 0 | 0 | 0 | 0 | 0 | 0 | 0
5 | 0 | 0 | 0 | 0 | 0 | 0 | 0 | 0 | 0 | 0 | 0 | 0 | 0 | 0 | 0 | 0 | 0 | 0 | 0 | 0 | 0 | 0 | 0 | 0 | 0 | 0 | 0 | 0 | 0 | 0 | 0
Year
| Year 0 | Year 1 | Year 2 | Year 3 | Year 4 | Year 5 | Year 6 | Year 7 | Year 8 | Year 9 | Year 10 | Year 11 | Year 12 | Year 13 | Year 14 | Year 15 | Year 16 | Year 17 | Year 18 | Year 19 | Year 20 | Year 21 | Year 22 | Year 23 | Year 24 | Year 25 | Year 26 | Year 27 | Year 28 | Year 29 | Year 30
Year | 2013 | 2014 | 2015 | 2016 | 2017 | 2018 | 2019 | 2020 | 2021 | 2022 | 2023 | 2024 | 2025 | 2026 | 2027 | 2028 | 2029 | 2030 | 2031 | 2032 | 2033 | 2034 | 2035 | 2036 | 2037 | 2038 | 2039 | 2040 | 2041 | 2042 | 2043
Index | 0 | 1 | 2 | 3 | 4 | 5 | 6 | 7 | 8 | 9 | 10 | 11 | 12 | 13 | 14 | 15 | 16 | 17 | 18 | 19 | 20 | 21 | 22 | 23 | 24 | 25 | 26 | 27 | 28 | 29 | 30
On Market
Equipment | Year 0 | Year 1 | Year 2 | Year 3 | Year 4 | Year 5 | Year 6 | Year 7 | Year 8 | Year 9 | Year 10 | Year 11 | Year 12 | Year 13 | Year 14 | Year 15 | Year 16 | Year 17 | Year 18 | Year 19 | Year 20 | Year 21 | Year 22 | Year 23 | Year 24 | Year 25 | Year 26 | Year 27 | Year 28 | Year 29 | Year 30
1 | FALSE | FALSE | FALSE | FALSE | FALSE | FALSE | FALSE | FALSE | FALSE | FALSE | FALSE | FALSE | FALSE | FALSE | FALSE | FALSE | FALSE | FALSE | FALSE | FALSE | FALSE | FALSE | FALSE | FALSE | FALSE | FALSE | FALSE | FALSE | FALSE | FALSE | FALSE
2 | FALSE | FALSE | FALSE | FALSE | FALSE | FALSE | FALSE | FALSE | FALSE | FALSE | FALSE | FALSE | FALSE | FALSE | FALSE | FALSE | FALSE | FALSE | FALSE | FALSE | FALSE | FALSE | FALSE | FALSE | FALSE | FALSE | FALSE | FALSE | FALSE | FALSE | FALSE
3 | FALSE | FALSE | FALSE | FALSE | FALSE | FALSE | FALSE | FALSE | FALSE | FALSE | FALSE | FALSE | FALSE | FALSE | FALSE | FALSE | FALSE | FALSE | FALSE | FALSE | FALSE | FALSE | FALSE | FALSE | FALSE | FALSE | FALSE | FALSE | FALSE | FALSE | FALSE
4 | FALSE | FALSE | FALSE | FALSE | FALSE | FALSE | FALSE | FALSE | FALSE | FALSE | FALSE | FALSE | FALSE | FALSE | FALSE | FALSE | FALSE | FALSE | FALSE | FALSE | FALSE | FALSE | FALSE | FALSE | FALSE | FALSE | FALSE | FALSE | FALSE | FALSE | FALSE
5 | FALSE | FALSE | FALSE | FALSE | FALSE | FALSE | FALSE | FALSE | FALSE | FALSE | FALSE | FALSE | FALSE | FALSE | FALSE | FALSE | FALSE | FALSE | FALSE | FALSE | FALSE | FALSE | FALSE | FALSE | FALSE | FALSE | FALSE | FALSE | FALSE | FALSE | FALSE
Base Unit | #N/A | #N/A | #N/A | #N/A | #N/A | #N/A | #N/A | #N/A | #N/A | #N/A | #N/A | #N/A | #N/A | #N/A | #N/A | #N/A | #N/A | #N/A | #N/A | #N/A | #N/A | #N/A | #N/A | #N/A | #N/A | #N/A | #N/A | #N/A | #N/A | #N/A | #N/A
Options Available | 0 | 0 | 0 | 0 | 0 | 0 | 0 | 0 | 0 | 0 | 0 | 0 | 0 | 0 | 0 | 0 | 0 | 0 | 0 | 0 | 0 | 0 | 0 | 0 | 0 | 0 | 0 | 0 | 0 | 0 | 0
Total Resource Cost Test
Equipment | Year 0 | Year 1 | Year 2 | Year 3 | Year 4 | Year 5 | Year 6 | Year 7 | Year 8 | Year 9 | Year 10 | Year 11 | Year 12 | Year 13 | Year 14 | Year 15 | Year 16 | Year 17 | Year 18 | Year 19 | Year 20 | Year 21 | Year 22 | Year 23 | Year 24 | Year 25 | Year 26 | Year 27 | Year 28 | Year 29 | Year 30
1 | 0 | 0 | 0 | 0 | 0 | 0 | 0 | 0 | 0 | 0 | 0 | 0 | 0 | 0 | 0 | 0 | 0 | 0 | 0 | 0 | 0 | 0 | 0 | 0 | 0 | 0 | 0 | 0 | 0 | 0 | 0
2 | 0 | 0 | 0 | 0 | 0 | 0 | 0 | 0 | 0 | 0 | 0 | 0 | 0 | 0 | 0 | 0 | 0 | 0 | 0 | 0 | 0 | 0 | 0 | 0 | 0 | 0 | 0 | 0 | 0 | 0 | 0
3 | 0 | 0 | 0 | 0 | 0 | 0 | 0 | 0 | 0 | 0 | 0 | 0 | 0 | 0 | 0 | 0 | 0 | 0 | 0 | 0 | 0 | 0 | 0 | 0 | 0 | 0 | 0 | 0 | 0 | 0 | 0
4 | 0 | 0 | 0 | 0 | 0 | 0 | 0 | 0 | 0 | 0 | 0 | 0 | 0 | 0 | 0 | 0 | 0 | 0 | 0 | 0 | 0 | 0 | 0 | 0 | 0 | 0 | 0 | 0 | 0 | 0 | 0
5 | 0 | 0 | 0 | 0 | 0 | 0 | 0 | 0 | 0 | 0 | 0 | 0 | 0 | 0 | 0 | 0 | 0 | 0 | 0 | 0 | 0 | 0 | 0 | 0 | 0 | 0 | 0 | 0 | 0 | 0 | 0
Economical | bar: Year 0 to Year 30
Economical kBTUs | 0 | 0 | 0 | 0 | 0 | 0 | 0 | 0 | 0 | 0 | 0 | 0 | 0 | 0 | 0 | 0 | 0 | 0 | 0 | 0 | 0 | 0 | 0 | 0 | 0 | 0 | 0 | 0 | 0 | 0 | 0
Program Administrator Cost Test
Equipment | Year 0 | Year 1 | Year 2 | Year 3 | Year 4 | Year 5 | Year 6 | Year 7 | Year 8 | Year 9 | Year 10 | Year 11 | Year 12 | Year 13 | Year 14 | Year 15 | Year 16 | Year 17 | Year 18 | Year 19 | Year 20 | Year 21 | Year 22 | Year 23 | Year 24 | Year 25 | Year 26 | Year 27 | Year 28 | Year 29 | Year 30
1 | 0 | 0 | 0 | 0 | 0 | 0 | 0 | 0 | 0 | 0 | 0 | 0 | 0 | 0 | 0 | 0 | 0 | 0 | 0 | 0 | 0 | 0 | 0 | 0 | 0 | 0 | 0 | 0 | 0 | 0 | 0
2 | 0 | 0 | 0 | 0 | 0 | 0 | 0 | 0 | 0 | 0 | 0 | 0 | 0 | 0 | 0 | 0 | 0 | 0 | 0 | 0 | 0 | 0 | 0 | 0 | 0 | 0 | 0 | 0 | 0 | 0 | 0
3 | 0 | 0 | 0 | 0 | 0 | 0 | 0 | 0 | 0 | 0 | 0 | 0 | 0 | 0 | 0 | 0 | 0 | 0 | 0 | 0 | 0 | 0 | 0 | 0 | 0 | 0 | 0 | 0 | 0 | 0 | 0
4 | 0 | 0 | 0 | 0 | 0 | 0 | 0 | 0 | 0 | 0 | 0 | 0 | 0 | 0 | 0 | 0 | 0 | 0 | 0 | 0 | 0 | 0 | 0 | 0 | 0 | 0 | 0 | 0 | 0 | 0 | 0
5 | 0 | 0 | 0 | 0 | 0 | 0 | 0 | 0 | 0 | 0 | 0 | 0 | 0 | 0 | 0 | 0 | 0 | 0 | 0 | 0 | 0 | 0 | 0 | 0 | 0 | 0 | 0 | 0 | 0 | 0 | 0
Economical | bar: Year 0 to Year 30
Economical kBTUs | 0 | 0 | 0 | 0 | 0 | 0 | 0 | 0 | 0 | 0 | 0 | 0 | 0 | 0 | 0 | 0 | 0 | 0 | 0 | 0 | 0 | 0 | 0 | 0 | 0 | 0 | 0 | 0 | 0 | 0 | 0
Participant Cost Test
Equipment | Year 0 | Year 1 | Year 2 | Year 3 | Year 4 | Year 5 | Year 6 | Year 7 | Year 8 | Year 9 | Year 10 | Year 11 | Year 12 | Year 13 | Year 14 | Year 15 | Year 16 | Year 17 | Year 18 | Year 19 | Year 20 | Year 21 | Year 22 | Year 23 | Year 24 | Year 25 | Year 26 | Year 27 | Year 28 | Year 29 | Year 30
1 | 0 | 0 | 0 | 0 | 0 | 0 | 0 | 0 | 0 | 0 | 0 | 0 | 0 | 0 | 0 | 0 | 0 | 0 | 0 | 0 | 0 | 0 | 0 | 0 | 0 | 0 | 0 | 0 | 0 | 0 | 0
2 | 0 | 0 | 0 | 0 | 0 | 0 | 0 | 0 | 0 | 0 | 0 | 0 | 0 | 0 | 0 | 0 | 0 | 0 | 0 | 0 | 0 | 0 | 0 | 0 | 0 | 0 | 0 | 0 | 0 | 0 | 0
3 | 0 | 0 | 0 | 0 | 0 | 0 | 0 | 0 | 0 | 0 | 0 | 0 | 0 | 0 | 0 | 0 | 0 | 0 | 0 | 0 | 0 | 0 | 0 | 0 | 0 | 0 | 0 | 0 | 0 | 0 | 0
4 | 0 | 0 | 0 | 0 | 0 | 0 | 0 | 0 | 0 | 0 | 0 | 0 | 0 | 0 | 0 | 0 | 0 | 0 | 0 | 0 | 0 | 0 | 0 | 0 | 0 | 0 | 0 | 0 | 0 | 0 | 0
5 | 0 | 0 | 0 | 0 | 0 | 0 | 0 | 0 | 0 | 0 | 0 | 0 | 0 | 0 | 0 | 0 | 0 | 0 | 0 | 0 | 0 | 0 | 0 | 0 | 0 | 0 | 0 | 0 | 0 | 0 | 0
Economical | bar: Year 0 to Year 30
Economical kBTUs | 0 | 0 | 0 | 0 | 0 | 0 | 0 | 0 | 0 | 0 | 0 | 0 | 0 | 0 | 0 | 0 | 0 | 0 | 0 | 0 | 0 | 0 | 0 | 0 | 0 | 0 | 0 | 0 | 0 | 0 | 0
Ratepayer Impact Measure Test
Equipment | Year 0 | Year 1 | Year 2 | Year 3 | Year 4 | Year 5 | Year 6 | Year 7 | Year 8 | Year 9 | Year 10 | Year 11 | Year 12 | Year 13 | Year 14 | Year 15 | Year 16 | Year 17 | Year 18 | Year 19 | Year 20 | Year 21 | Year 22 | Year 23 | Year 24 | Year 25 | Year 26 | Year 27 | Year 28 | Year 29 | Year 30
1 | 0 | 0 | 0 | 0 | 0 | 0 | 0 | 0 | 0 | 0 | 0 | 0 | 0 | 0 | 0 | 0 | 0 | 0 | 0 | 0 | 0 | 0 | 0 | 0 | 0 | 0 | 0 | 0 | 0 | 0 | 0
2 | 0 | 0 | 0 | 0 | 0 | 0 | 0 | 0 | 0 | 0 | 0 | 0 | 0 | 0 | 0 | 0 | 0 | 0 | 0 | 0 | 0 | 0 | 0 | 0 | 0 | 0 | 0 | 0 | 0 | 0 | 0
3 | 0 | 0 | 0 | 0 | 0 | 0 | 0 | 0 | 0 | 0 | 0 | 0 | 0 | 0 | 0 | 0 | 0 | 0 | 0 | 0 | 0 | 0 | 0 | 0 | 0 | 0 | 0 | 0 | 0 | 0 | 0
4 | -0.50744 | -0.51289 | -0.51841 | -0.52358 | -0.52943 | -0.5348 | -0.54001 | -0.54443 | -0.54944 | -0.55459 | -0.56038 | -0.56652 | -0.57218 | 0 | 0 | 0 | 0 | 0 | 0 | 0 | 0 | 0 | 0 | 0 | 0 | 0 | 0 | 0 | 0 | 0 | 0
5 | 0 | 0 | 0 | 0 | 0 | 0 | 0 | 0 | 0 | 0 | 0 | 0 | 0 | 0 | 0 | 0 | 0 | 0 | 0 | 0 | 0 | 0 | 0 | 0 | 0 | 0 | 0 | 0 | 0 | 0 | 0
Economical | bar: Year 0 to Year 30
Economical kBTUs | 0 | 0 | 0 | 0 | 0 | 0 | 0 | 0 | 0 | 0 | 0 | 0 | 0 | 0 | 0 | 0 | 0 | 0 | 0 | 0 | 0 | 0 | 0 | 0 | 0 | 0 | 0 | 0 | 0 | 0 | 0
Technical Model Rank
System | Year 0 | Year 1 | Year 2 | Year 3 | Year 4 | Year 5 | Year 6 | Year 7 | Year 8 | Year 9 | Year 10 | Year 11 | Year 12 | Year 13 | Year 14 | Year 15 | Year 16 | Year 17 | Year 18 | Year 19 | Year 20 | Year 21 | Year 22 | Year 23 | Year 24 | Year 25 | Year 26 | Year 27 | Year 28 | Year 29 | Year 30
1 | 0 | 0 | 0 | 0 | 0 | 0 | 0 | 0 | 0 | 0 | 0 | 0 | 0 | 0 | 0 | 0 | 0 | 0 | 0 | 0 | 0 | 0 | 0 | 0 | 0 | 0 | 0 | 0 | 0 | 0 | 0
2 | 0 | 0 | 0 | 0 | 0 | 0 | 0 | 0 | 0 | 0 | 0 | 0 | 0 | 0 | 0 | 0 | 0 | 0 | 0 | 0 | 0 | 0 | 0 | 0 | 0 | 0 | 0 | 0 | 0 | 0 | 0
3 | 0 | 0 | 0 | 0 | 0 | 0 | 0 | 0 | 0 | 0 | 0 | 0 | 0 | 0 | 0 | 0 | 0 | 0 | 0 | 0 | 0 | 0 | 0 | 0 | 0 | 0 | 0 | 0 | 0 | 0 | 0
4 | 0 | 0 | 0 | 0 | 0 | 0 | 0 | 0 | 0 | 0 | 0 | 0 | 0 | 0 | 0 | 0 | 0 | 0 | 0 | 0 | 0 | 0 | 0 | 0 | 0 | 0 | 0 | 0 | 0 | 0 | 0
5 | 0 | 0 | 0 | 0 | 0 | 0 | 0 | 0 | 0 | 0 | 0 | 0 | 0 | 0 | 0 | 0 | 0 | 0 | 0 | 0 | 0 | 0 | 0 | 0 | 0 | 0 | 0 | 0 | 0 | 0 | 0
Economic Model Rank
System | Year 0 | Year 1 | Year 2 | Year 3 | Year 4 | Year 5 | Year 6 | Year 7 | Year 8 | Year 9 | Year 10 | Year 11 | Year 12 | Year 13 | Year 14 | Year 15 | Year 16 | Year 17 | Year 18 | Year 19 | Year 20 | Year 21 | Year 22 | Year 23 | Year 24 | Year 25 | Year 26 | Year 27 | Year 28 | Year 29 | Year 30
1 | 0 | 0 | 0 | 0 | 0 | 0 | 0 | 0 | 0 | 0 | 0 | 0 | 0 | 0 | 0 | 0 | 0 | 0 | 0 | 0 | 0 | 0 | 0 | 0 | 0 | 0 | 0 | 0 | 0 | 0 | 0
2 | 0 | 0 | 0 | 0 | 0 | 0 | 0 | 0 | 0 | 0 | 0 | 0 | 0 | 0 | 0 | 0 | 0 | 0 | 0 | 0 | 0 | 0 | 0 | 0 | 0 | 0 | 0 | 0 | 0 | 0 | 0
3 | 0 | 0 | 0 | 0 | 0 | 0 | 0 | 0 | 0 | 0 | 0 | 0 | 0 | 0 | 0 | 0 | 0 | 0 | 0 | 0 | 0 | 0 | 0 | 0 | 0 | 0 | 0 | 0 | 0 | 0 | 0
4 | 0 | 0 | 0 | 0 | 0 | 0 | 0 | 0 | 0 | 0 | 0 | 0 | 0 | 0 | 0 | 0 | 0 | 0 | 0 | 0 | 0 | 0 | 0 | 0 | 0 | 0 | 0 | 0 | 0 | 0 | 0
5 | 0 | 0 | 0 | 0 | 0 | 0 | 0 | 0 | 0 | 0 | 0 | 0 | 0 | 0 | 0 | 0 | 0 | 0 | 0 | 0 | 0 | 0 | 0 | 0 | 0 | 0 | 0 | 0 | 0 | 0 | 0
Major Unit
Scenario | Year 0 | Year 1 | Year 2 | Year 3 | Year 4 | Year 5 | Year 6 | Year 7 | Year 8 | Year 9 | Year 10 | Year 11 | Year 12 | Year 13 | Year 14 | Year 15 | Year 16 | Year 17 | Year 18 | Year 19 | Year 20 | Year 21 | Year 22 | Year 23 | Year 24 | Year 25 | Year 26 | Year 27 | Year 28 | Year 29 | Year 30
Economic | bar: Year 0 to Year 30
Economic kBTUs | 0 | 0 | 0 | 0 | 0 | 0 | 0 | 0 | 0 | 0 | 0 | 0 | 0 | 0 | 0 | 0 | 0 | 0 | 0 | 0 | 0 | 0 | 0 | 0 | 0 | 0 | 0 | 0 | 0 | 0 | 0
Technical | bar: Year 0 to Year 30
Savings against Economic Unit
Scenario | Year 0 | Year 1 | Year 2 | Year 3 | Year 4 | Year 5 | Year 6 | Year 7 | Year 8 | Year 9 | Year 10 | Year 11 | Year 12 | Year 13 | Year 14 | Year 15 | Year 16 | Year 17 | Year 18 | Year 19 | Year 20 | Year 21 | Year 22 | Year 23 | Year 24 | Year 25 | Year 26 | Year 27 | Year 28 | Year 29 | Year 30
1 | 0 | 0 | 0 | 0 | 0 | 0 | 0 | 0 | 0 | 0 | 0 | 0 | 0 | 0 | 0 | 0 | 0 | 0 | 0 | 0 | 0 | 0 | 0 | 0 | 0 | 0 | 0 | 0 | 0 | 0 | 0
2 | 0 | 0 | 0 | 0 | 0 | 0 | 0 | 0 | 0 | 0 | 0 | 0 | 0 | 0 | 0 | 0 | 0 | 0 | 0 | 0 | 0 | 0 | 0 | 0 | 0 | 0 | 0 | 0 | 0 | 0 | 0
3 | 0 | 0 | 0 | 0 | 0 | 0 | 0 | 0 | 0 | 0 | 0 | 0 | 0 | 0 | 0 | 0 | 0 | 0 | 0 | 0 | 0 | 0 | 0 | 0 | 0 | 0 | 0 | 0 | 0 | 0 | 0
4 | 0 | 0 | 0 | 0 | 0 | 0 | 0 | 0 | 0 | 0 | 0 | 0 | 0 | 0 | 0 | 0 | 0 | 0 | 0 | 0 | 0 | 0 | 0 | 0 | 0 | 0 | 0 | 0 | 0 | 0 | 0
5 | 0 | 0 | 0 | 0 | 0 | 0 | 0 | 0 | 0 | 0 | 0 | 0 | 0 | 0 | 0 | 0 | 0 | 0 | 0 | 0 | 0 | 0 | 0 | 0 | 0 | 0 | 0 | 0 | 0 | 0 | 0
Logit Model
System | Year 0: Actual Shares; Year 1: Annualized Cost; Year 2: Desirability Index; Year 3: Logit; Year 4: Uncalibrated Shares; Year 5: Coefficient; Year 6: Calibrated Desirability Index; Year 7: Calibrated Logit; Year 8: Coefficients available in base year; Year 9: Linear Interpolated Coefficients
1 | Year 0: 0%; Year 1: 0; Year 2: 0; Year 3: 0; Year 4: 0%; Year 5: 0; Year 6: 0; Year 7: 0; Year 8: 0; Year 9: 0
2 | Year 0: 0%; Year 1: 0; Year 2: 0; Year 3: 0; Year 4: 0%; Year 5: 0; Year 6: 0; Year 7: 0; Year 8: 0; Year 9: 0
3 | Year 0: 0%; Year 1: 0; Year 2: 0; Year 3: 0; Year 4: 0%; Year 5: 0; Year 6: 0; Year 7: 0; Year 8: 0; Year 9: 0
4 | Year 0: 0%; Year 1: 0; Year 2: 0; Year 3: 0; Year 4: 0%; Year 5: 0; Year 6: 0; Year 7: 0; Year 8: 0; Year 9: 0
5 | Year 0: 0%; Year 1: 0; Year 2: 0; Year 3: 0; Year 4: 0%; Year 5: 0; Year 6: 0; Year 7: 0; Year 8: 0; Year 9: 0
Nothing | Year 0: 100%; Year 1: 0; Year 2: 0; Year 3: 1; Year 4: #N/A; Year 5: #N/A; Year 6: #N/A; Year 7: #N/A; Year 8: #N/A; Year 9: 0
|  |  |  | 1 |  |  |  | #N/A
Calibrated Logit of Desirability Index
1 | 0 | 0 | 0 | 0 | 0 | 0 | 0 | 0 | 0 | 0 | 0 | 0 | 0 | 0 | 0 | 0 | 0 | 0 | 0 | 0 | 0 | 0 | 0 | 0 | 0 | 0 | 0 | 0 | 0 | 0 | 0
2 | 0 | 0 | 0 | 0 | 0 | 0 | 0 | 0 | 0 | 0 | 0 | 0 | 0 | 0 | 0 | 0 | 0 | 0 | 0 | 0 | 0 | 0 | 0 | 0 | 0 | 0 | 0 | 0 | 0 | 0 | 0
3 | 0 | 0 | 0 | 0 | 0 | 0 | 0 | 0 | 0 | 0 | 0 | 0 | 0 | 0 | 0 | 0 | 0 | 0 | 0 | 0 | 0 | 0 | 0 | 0 | 0 | 0 | 0 | 0 | 0 | 0 | 0
4 | 0 | 0 | 0 | 0 | 0 | 0 | 0 | 0 | 0 | 0 | 0 | 0 | 0 | 0 | 0 | 0 | 0 | 0 | 0 | 0 | 0 | 0 | 0 | 0 | 0 | 0 | 0 | 0 | 0 | 0 | 0
5 | 0 | 0 | 0 | 0 | 0 | 0 | 0 | 0 | 0 | 0 | 0 | 0 | 0 | 0 | 0 | 0 | 0 | 0 | 0 | 0 | 0 | 0 | 0 | 0 | 0 | 0 | 0 | 0 | 0 | 0 | 0
Nothing | 0 | 0 | 0 | 0 | 0 | 0 | 0 | 0 | 0 | 0 | 0 | 0 | 0 | 0 | 0 | 0 | 0 | 0 | 0 | 0 | 0 | 0 | 0 | 0 | 0 | 0 | 0 | 0 | 0 | 0 | 0
Total | 0 | 0 | 0 | 0 | 0 | 0 | 0 | 0 | 0 | 0 | 0 | 0 | 0 | 0 | 0 | 0 | 0 | 0 | 0 | 0 | 0 | 0 | 0 | 0 | 0 | 0 | 0 | 0 | 0 | 0 | 0
Linear Interpolated Purchase Shares
1 | bar: Year 0 to Year 30
2 | bar: Year 0 to Year 30
3 | bar: Year 0 to Year 30
4 | bar: Year 0 to Year 30
5 | bar: Year 0 to Year 30
Nothing | bar: Year 0 to Year 30
Baseline Forecast Purchase Shares
Equipment | Year 0 | Year 1 | Year 2 | Year 3 | Year 4 | Year 5 | Year 6 | Year 7 | Year 8 | Year 9 | Year 10 | Year 11 | Year 12 | Year 13 | Year 14 | Year 15 | Year 16 | Year 17 | Year 18 | Year 19 | Year 20 | Year 21 | Year 22 | Year 23 | Year 24 | Year 25 | Year 26 | Year 27 | Year 28 | Year 29 | Year 30
1 | 0% | 0% | 0% | 0% | 0% | 0% | 0% | 0% | 0% | 0% | 0% | 0% | 0% | 0% | 0% | 0% | 0% | 0% | 0% | 0% | 0% | 0% | 0% | 22.29% | 22.29% | 22.29% | 22.29% | 22.29% | 22.29% | 22.29% | 22.29%
2 | bar: Year 0 to Year 30
3 | 0% | 0% | 0% | 0% | 0% | 0% | 0% | 0% | 0% | 0% | 0% | 0% | 0% | 0% | 0% | 0% | 0% | 0% | 0% | 0% | 0% | 0% | 0% | 21.79% | 21.79% | 21.79% | 21.79% | 21.79% | 21.79% | 21.79% | 21.79%
4 | bar: Year 0 to Year 30
5 | 0% | 0% | 0% | 0% | 0% | 0% | 0% | 0% | 0% | 0% | 0% | 0% | 0% | 0% | 0% | 0% | 0% | 0% | 0% | 0% | 0% | 0% | 0% | 55.86% | 55.86% | 55.86% | 55.86% | 55.86% | 55.86% | 55.86% | 55.86%
Technical Potential Purchase Shares (Sorted)
Equipment | Year 0 | Year 1 | Year 2 | Year 3 | Year 4 | Year 5 | Year 6 | Year 7 | Year 8 | Year 9 | Year 10 | Year 11 | Year 12 | Year 13 | Year 14 | Year 15 | Year 16 | Year 17 | Year 18 | Year 19 | Year 20 | Year 21 | Year 22 | Year 23 | Year 24 | Year 25 | Year 26 | Year 27 | Year 28 | Year 29 | Year 30
1 | bar: Year 0 to Year 30
2 | bar: Year 0 to Year 30
3 | bar: Year 0 to Year 30
4 | bar: Year 0 to Year 30
5 | bar: Year 0 to Year 30
Economic Potential Purchase Shares (Sorted)
Equipment | Year 0 | Year 1 | Year 2 | Year 3 | Year 4 | Year 5 | Year 6 | Year 7 | Year 8 | Year 9 | Year 10 | Year 11 | Year 12 | Year 13 | Year 14 | Year 15 | Year 16 | Year 17 | Year 18 | Year 19 | Year 20 | Year 21 | Year 22 | Year 23 | Year 24 | Year 25 | Year 26 | Year 27 | Year 28 | Year 29 | Year 30
1 | bar: Year 0 to Year 30
2 | bar: Year 0 to Year 30
3 | bar: Year 0 to Year 30
4 | bar: Year 0 to Year 30
5 | bar: Year 0 to Year 30
Technical Potential Purchase Shares (Actual)
Equipment | Year 0 | Year 1 | Year 2 | Year 3 | Year 4 | Year 5 | Year 6 | Year 7 | Year 8 | Year 9 | Year 10 | Year 11 | Year 12 | Year 13 | Year 14 | Year 15 | Year 16 | Year 17 | Year 18 | Year 19 | Year 20 | Year 21 | Year 22 | Year 23 | Year 24 | Year 25 | Year 26 | Year 27 | Year 28 | Year 29 | Year 30
1 | bar: Year 0 to Year 30
2 | bar: Year 0 to Year 30
3 | bar: Year 0 to Year 30
4 | bar: Year 0 to Year 30
5 | bar: Year 0 to Year 30
Economic Potential Purchase Shares (Actual)
Equipment | Year 0 | Year 1 | Year 2 | Year 3 | Year 4 | Year 5 | Year 6 | Year 7 | Year 8 | Year 9 | Year 10 | Year 11 | Year 12 | Year 13 | Year 14 | Year 15 | Year 16 | Year 17 | Year 18 | Year 19 | Year 20 | Year 21 | Year 22 | Year 23 | Year 24 | Year 25 | Year 26 | Year 27 | Year 28 | Year 29 | Year 30
1 | bar: Year 0 to Year 30
2 | bar: Year 0 to Year 30
3 | bar: Year 0 to Year 30
4 | bar: Year 0 to Year 30
5 | bar: Year 0 to Year 30
Maximum Achievable Potential Purchase Shares
Equipment | Year 0 | Year 1 | Year 2 | Year 3 | Year 4 | Year 5 | Year 6 | Year 7 | Year 8 | Year 9 | Year 10 | Year 11 | Year 12 | Year 13 | Year 14 | Year 15 | Year 16 | Year 17 | Year 18 | Year 19 | Year 20 | Year 21 | Year 22 | Year 23 | Year 24 | Year 25 | Year 26 | Year 27 | Year 28 | Year 29 | Year 30
1 | 0% | 0% | 0% | 0% | 0% | 0% | 0% | 0% | 0% | 0% | 0% | 0% | 0% | 0% | 0% | 0% | 0% | 0% | 0% | 0% | 0% | 0% | 0% | 22.29% | 22.29% | 22.29% | 22.29% | 22.29% | 22.29% | 22.29% | 22.29%
2 | bar: Year 0 to Year 30
3 | 0% | 0% | 0% | 0% | 0% | 0% | 0% | 0% | 0% | 0% | 0% | 0% | 0% | 0% | 0% | 0% | 0% | 0% | 0% | 0% | 0% | 0% | 0% | 21.79% | 21.79% | 21.79% | 21.79% | 21.79% | 21.79% | 21.79% | 21.79%
4 | bar: Year 0 to Year 30
5 | 0% | 0% | 0% | 0% | 0% | 0% | 0% | 0% | 0% | 0% | 0% | 0% | 0% | 0% | 0% | 0% | 0% | 0% | 0% | 0% | 0% | 0% | 0% | 55.86% | 55.86% | 55.86% | 55.86% | 55.86% | 55.86% | 55.86% | 55.86%
Realistic Achievable Potential Purchase Shares
Equipment | Year 0 | Year 1 | Year 2 | Year 3 | Year 4 | Year 5 | Year 6 | Year 7 | Year 8 | Year 9 | Year 10 | Year 11 | Year 12 | Year 13 | Year 14 | Year 15 | Year 16 | Year 17 | Year 18 | Year 19 | Year 20 | Year 21 | Year 22 | Year 23 | Year 24 | Year 25 | Year 26 | Year 27 | Year 28 | Year 29 | Year 30
1 | 0% | 0% | 0% | 0% | 0% | 0% | 0% | 0% | 0% | 0% | 0% | 0% | 0% | 0% | 0% | 0% | 0% | 0% | 0% | 0% | 0% | 0% | 0% | 22.29% | 22.29% | 22.29% | 22.29% | 22.29% | 22.29% | 22.29% | 22.29%
2 | bar: Year 0 to Year 30
3 | 0% | 0% | 0% | 0% | 0% | 0% | 0% | 0% | 0% | 0% | 0% | 0% | 0% | 0% | 0% | 0% | 0% | 0% | 0% | 0% | 0% | 0% | 0% | 21.79% | 21.79% | 21.79% | 21.79% | 21.79% | 21.79% | 21.79% | 21.79%
4 | bar: Year 0 to Year 30
5 | 0% | 0% | 0% | 0% | 0% | 0% | 0% | 0% | 0% | 0% | 0% | 0% | 0% | 0% | 0% | 0% | 0% | 0% | 0% | 0% | 0% | 0% | 0% | 55.86% | 55.86% | 55.86% | 55.86% | 55.86% | 55.86% | 55.86% | 55.86%
Codes & Standards Forecast Purchase Shares
Equipment | Year 0 | Year 1 | Year 2 | Year 3 | Year 4 | Year 5 | Year 6 | Year 7 | Year 8 | Year 9 | Year 10 | Year 11 | Year 12 | Year 13 | Year 14 | Year 15 | Year 16 | Year 17 | Year 18 | Year 19 | Year 20 | Year 21 | Year 22 | Year 23 | Year 24 | Year 25 | Year 26 | Year 27 | Year 28 | Year 29 | Year 30
1 | 0% | 0% | 0% | 0% | 0% | 0% | 0% | 0% | 0% | 0% | 0% | 0% | 0% | 0% | 0% | 0% | 0% | 0% | 0% | 0% | 0% | 0% | 0% | 22.29% | 22.29% | 22.29% | 22.29% | 22.29% | 22.29% | 22.29% | 22.29%
2 | bar: Year 0 to Year 30
3 | 0% | 0% | 0% | 0% | 0% | 0% | 0% | 0% | 0% | 0% | 0% | 0% | 0% | 0% | 0% | 0% | 0% | 0% | 0% | 0% | 0% | 0% | 0% | 21.79% | 21.79% | 21.79% | 21.79% | 21.79% | 21.79% | 21.79% | 21.79%
4 | bar: Year 0 to Year 30
5 | 0% | 0% | 0% | 0% | 0% | 0% | 0% | 0% | 0% | 0% | 0% | 0% | 0% | 0% | 0% | 0% | 0% | 0% | 0% | 0% | 0% | 0% | 0% | 55.86% | 55.86% | 55.86% | 55.86% | 55.86% | 55.86% | 55.86% | 55.86%
Checks
Invalid Economic Test Chosen | Year 0: FALSE; Year 1: OK
Base Year Shares for Unavailable System | Year 0: FALSE; Year 1: OK

## Sys Forecast (hidden)
Model Year:
0
Row Offset
165
Units
| Year | Year 0 | Year 1 | Year 2 | Year 3 | Year 4 | Year 5 | Year 6 | Year 7 | Year 8 | Year 9 | Year 10 | Year 11 | Year 12 | Year 13 | Year 14 | Year 15 | Year 16 | Year 17 | Year 18 | Year 19 | Year 20 | Year 21 | Year 22 | Year 23 | Year 24 | Year 25 | Year 26 | Year 27 | Year 28 | Year 29 | Year 30 | Year 31 | Year 32 | Year 33 | Year 34 | Year 35
| Market Size | 0 | 0 | 0 | 0 | 0 | 0 | 0 | 0 | 0 | 0 | 0 | 0 | 0 | 0 | 0 | 0 | 0 | 0 | 0 | 0 | 0 | 0 | 0 | 0 | 0 | 0 | 0 | 0 | 0 | 0 | 0 | 0 | 0 | 0 | 0 | 0
S1 Purchase Shares | bar: Year 0 to Year 35
S2 Purchase Shares | bar: Year 0 to Year 35
S3 Purchase Shares | bar: Year 0 to Year 35
S4 Purchase Shares | bar: Year 0 to Year 35
S5 Purchase Shares | bar: Year 0 to Year 35
Base Year Systems
|  | Saturation | Count
| S1 Purchase Shares | Year 0: 0%; Year 1: 0
| S2 Purchase Shares | Year 0: 0%; Year 1: 0
| S3 Purchase Shares | Year 0: 0%; Year 1: 0
| S4 Purchase Shares | Year 0: 0%; Year 1: 0
| S5 Purchase Shares | Year 0: 0%; Year 1: 0
Turnover
|  | Year 0 | Year 1 | Year 2 | Year 3 | Year 4 | Year 5 | Year 6 | Year 7 | Year 8 | Year 9 | Year 10 | Year 11 | Year 12 | Year 13 | Year 14 | Year 15 | Year 16 | Year 17 | Year 18 | Year 19 | Year 20 | Year 21 | Year 22 | Year 23 | Year 24 | Year 25 | Year 26 | Year 27 | Year 28 | Year 29 | Year 30
| System 1 | 0 | 0 | 0 | 0 | 0 | 0 | 0 | 0 | 0 | 0 | 0 | 0 | 0 | 0 | 0 | 0 | 0 | 0 | 0 | 0 | 0 | 0 | 0 | 0 | 0 | 0 | 0 | 0 | 0 | 0 | 0
| System 2 | 0 | 0 | 0 | 0 | 0 | 0 | 0 | 0 | 0 | 0 | 0 | 0 | 0 | 0 | 0 | 0 | 0 | 0 | 0 | 0 | 0 | 0 | 0 | 0 | 0 | 0 | 0 | 0 | 0 | 0 | 0
| System 3 | 0 | 0 | 0 | 0 | 0 | 0 | 0 | 0 | 0 | 0 | 0 | 0 | 0 | 0 | 0 | 0 | 0 | 0 | 0 | 0 | 0 | 0 | 0 | 0 | 0 | 0 | 0 | 0 | 0 | 0 | 0
| System 4 | 0 | 0 | 0 | 0 | 0 | 0 | 0 | 0 | 0 | 0 | 0 | 0 | 0 | 0 | 0 | 0 | 0 | 0 | 0 | 0 | 0 | 0 | 0 | 0 | 0 | 0 | 0 | 0 | 0 | 0 | 0
| System 5 | 0 | 0 | 0 | 0 | 0 | 0 | 0 | 0 | 0 | 0 | 0 | 0 | 0 | 0 | 0 | 0 | 0 | 0 | 0 | 0 | 0 | 0 | 0 | 0 | 0 | 0 | 0 | 0 | 0 | 0 | 0
| Total: | 0 | 0 | 0 | 0 | 0 | 0 | 0 | 0 | 0 | 0 | 0 | 0 | 0 | 0 | 0 | 0 | 0 | 0 | 0 | 0 | 0 | 0 | 0 | 0 | 0 | 0 | 0 | 0 | 0 | 0 | 0
S1C1 |  | Year 0: System 1 Technology 1
Technology Variables
| Tech Key | Year 0: 0
| Peak Factor (S) | Year 0: 0
| Peak Factor (W) | Year 0: 0
| Min Vintage Lifetime | Year 0: 0
| Max Vintage Lifetime | Year 0: 0
| Turnover Style | Year 0: 0
Technology Variables
| Equipment | Year 0: Label; Year 1: Min Lifetime; Year 2: Max Lifetime; Year 3: Degradation; Year 4: Usage; Year 5: Available
| E1 | Year 1: 0; Year 2: 0; Year 3: 0%; Year 4: 0; Year 5: FALSE
| E2 | Year 1: 0; Year 2: 0; Year 3: 0%; Year 4: 0; Year 5: FALSE
| E3 | Year 1: 0; Year 2: 0; Year 3: 0%; Year 4: 0; Year 5: FALSE
| E4 | Year 1: 0; Year 2: 0; Year 3: 0%; Year 4: 0; Year 5: FALSE
| E5 | Year 1: 0; Year 2: 0; Year 3: 0%; Year 4: 0; Year 5: FALSE
| E6 | Year 1: 0; Year 2: 0; Year 3: 0%; Year 4: 0; Year 5: FALSE
| E7 | Year 1: 0; Year 2: 0; Year 3: 0%; Year 4: 0; Year 5: FALSE
| E8 | Year 1: 0; Year 2: 0; Year 3: 0%; Year 4: 0; Year 5: FALSE
| E9 | Year 1: 0; Year 2: 0; Year 3: 0%; Year 4: 0; Year 5: FALSE
| E10 | Year 1: 0; Year 2: 0; Year 3: 0%; Year 4: 0; Year 5: FALSE
Original Forecast Results
| Year | Year 0 | Year 1 | Year 2 | Year 3 | Year 4 | Year 5 | Year 6 | Year 7 | Year 8 | Year 9 | Year 10 | Year 11 | Year 12 | Year 13 | Year 14 | Year 15 | Year 16 | Year 17 | Year 18 | Year 19 | Year 20 | Year 21 | Year 22 | Year 23 | Year 24 | Year 25 | Year 26 | Year 27 | Year 28 | Year 29 | Year 30 | Key
| Units | 0 | 0 | 0 | 0 | 0 | 0 | 0 | 0 | 0 | 0 | 0 | 0 | 0 | 0 | 0 | 0 | 0 | 0 | 0 | 0 | 0 | 0 | 0 | 0 | 0 | 0 | 0 | 0 | 0 | 0 | 0 | #REF! |  |  |  |  | 301957.8232
| Usage | 0 | 0 | 0 | 0 | 0 | 0 | 0 | 0 | 0 | 0 | 0 | 0 | 0 | 0 | 0 | 0 | 0 | 0 | 0 | 0 | 0 | 0 | 0 | 0 | 0 | 0 | 0 | 0 | 0 | 0 | 0 | #REF! |  |  |  |  | 1698.6543
| Peak Demand (S) | 0 | 0 | 0 | 0 | 0 | 0 | 0 | 0 | 0 | 0 | 0 | 0 | 0 | 0 | 0 | 0 | 0 | 0 | 0 | 0 | 0 | 0 | 0 | 0 | 0 | 0 | 0 | 0 | 0 | 0 | 0 | #REF! |  |  |  |  | 0
| Peak Demand (W) | 0 | 0 | 0 | 0 | 0 | 0 | 0 | 0 | 0 | 0 | 0 | 0 | 0 | 0 | 0 | 0 | 0 | 0 | 0 | 0 | 0 | 0 | 0 | 0 | 0 | 0 | 0 | 0 | 0 | 0 | 0 | #REF! |  |  |  |  | 884.6119
| Turnover | 0 | 0 | 0 | 0 | 0 | 0 | 0 | 0 | 0 | 0 | 0 | 0 | 0 | 0 | 0 | 0 | 0 | 0 | 0 | 0 | 0 | 0 | 0 | 0 | 0 | 0 | 0 | 0 | 0 | 0 | 0 | #REF! |  |  |  |  | 6885.4476
| Avg. Replacement Usage | 0 | 0 | 0 | 0 | 0 | 0 | 0 | 0 | 0 | 0 | 0 | 0 | 0 | 0 | 0 | 0 | 0 | 0 | 0 | 0 | 0 | 0 | 0 | 0 | 0 | 0 | 0 | 0 | 0 | 0 | 0 | #REF! |  |  |  |  | 5638.8522
| Avg. Replacement Demand (S) | 0 | 0 | 0 | 0 | 0 | 0 | 0 | 0 | 0 | 0 | 0 | 0 | 0 | 0 | 0 | 0 | 0 | 0 | 0 | 0 | 0 | 0 | 0 | 0 | 0 | 0 | 0 | 0 | 0 | 0 | 0 | #REF! |  |  |  |  | 0
| Avg. Replacement Demand (W) | 0 | 0 | 0 | 0 | 0 | 0 | 0 | 0 | 0 | 0 | 0 | 0 | 0 | 0 | 0 | 0 | 0 | 0 | 0 | 0 | 0 | 0 | 0 | 0 | 0 | 0 | 0 | 0 | 0 | 0 | 0 | #REF! |  |  |  |  | 2.9366
Tech Forecast Stock
| Year | Year 0 | Year 1 | Year 2 | Year 3 | Year 4 | Year 5 | Year 6 | Year 7 | Year 8 | Year 9 | Year 10 | Year 11 | Year 12 | Year 13 | Year 14 | Year 15 | Year 16 | Year 17 | Year 18 | Year 19 | Year 20 | Year 21 | Year 22 | Year 23 | Year 24 | Year 25 | Year 26 | Year 27 | Year 28 | Year 29 | Year 30
| E1 | 0 | 0 | 0 | 0 | 0 | 0 | 0 | 0 | 0 | 0 | 0 | 0 | 0 | 0 | 0 | 0 | 0 | 0 | 0 | 0 | 0 | 0 | 0 | 0 | 0 | 0 | 0 | 0 | 0 | 0 | 0
| E2 | 0 | 0 | 0 | 0 | 0 | 0 | 0 | 0 | 0 | 0 | 0 | 0 | 0 | 0 | 0 | 0 | 0 | 0 | 0 | 0 | 0 | 0 | 0 | 0 | 0 | 0 | 0 | 0 | 0 | 0 | 0
| E3 | 0 | 0 | 0 | 0 | 0 | 0 | 0 | 0 | 0 | 0 | 0 | 0 | 0 | 0 | 0 | 0 | 0 | 0 | 0 | 0 | 0 | 0 | 0 | 0 | 0 | 0 | 0 | 0 | 0 | 0 | 0
| E4 | 0 | 0 | 0 | 0 | 0 | 0 | 0 | 0 | 0 | 0 | 0 | 0 | 0 | 0 | 0 | 0 | 0 | 0 | 0 | 0 | 0 | 0 | 0 | 0 | 0 | 0 | 0 | 0 | 0 | 0 | 0
| E5 | 0 | 0 | 0 | 0 | 0 | 0 | 0 | 0 | 0 | 0 | 0 | 0 | 0 | 0 | 0 | 0 | 0 | 0 | 0 | 0 | 0 | 0 | 0 | 0 | 0 | 0 | 0 | 0 | 0 | 0 | 0
| E6 | 0 | 0 | 0 | 0 | 0 | 0 | 0 | 0 | 0 | 0 | 0 | 0 | 0 | 0 | 0 | 0 | 0 | 0 | 0 | 0 | 0 | 0 | 0 | 0 | 0 | 0 | 0 | 0 | 0 | 0 | 0
| E7 | 0 | 0 | 0 | 0 | 0 | 0 | 0 | 0 | 0 | 0 | 0 | 0 | 0 | 0 | 0 | 0 | 0 | 0 | 0 | 0 | 0 | 0 | 0 | 0 | 0 | 0 | 0 | 0 | 0 | 0 | 0
| E8 | 0 | 0 | 0 | 0 | 0 | 0 | 0 | 0 | 0 | 0 | 0 | 0 | 0 | 0 | 0 | 0 | 0 | 0 | 0 | 0 | 0 | 0 | 0 | 0 | 0 | 0 | 0 | 0 | 0 | 0 | 0
| E9 | 0 | 0 | 0 | 0 | 0 | 0 | 0 | 0 | 0 | 0 | 0 | 0 | 0 | 0 | 0 | 0 | 0 | 0 | 0 | 0 | 0 | 0 | 0 | 0 | 0 | 0 | 0 | 0 | 0 | 0 | 0
| E10 | 0 | 0 | 0 | 0 | 0 | 0 | 0 | 0 | 0 | 0 | 0 | 0 | 0 | 0 | 0 | 0 | 0 | 0 | 0 | 0 | 0 | 0 | 0 | 0 | 0 | 0 | 0 | 0 | 0 | 0 | 0
| Vintage | 0 | 0 | 0 | 0 | 0 | 0 | 0 | 0 | 0 | 0 | 0 | 0 | 0 | 0 | 0 | 0 | 0 | 0 | 0 | 0 | 0 | 0 | 0 | 0 | 0 | 0 | 0 | 0 | 0 | 0 | 0
Stock for Switching
| Year | Year 0 | Year 1 | Year 2 | Year 3 | Year 4 | Year 5 | Year 6 | Year 7 | Year 8 | Year 9 | Year 10 | Year 11 | Year 12 | Year 13 | Year 14 | Year 15 | Year 16 | Year 17 | Year 18 | Year 19 | Year 20 | Year 21 | Year 22 | Year 23 | Year 24 | Year 25 | Year 26 | Year 27 | Year 28 | Year 29 | Year 30
| E1 | 0 | 0 | 0 | 0 | 0 | 0 | 0 | 0 | 0 | 0 | 0 | 0 | 0 | 0 | 0 | 0 | 0 | 0 | 0 | 0 | 0 | 0 | 0 | 0 | 0 | 0 | 0 | 0 | 0 | 0 | 0 | 0_E1_SysStock
| E2 | 0 | 0 | 0 | 0 | 0 | 0 | 0 | 0 | 0 | 0 | 0 | 0 | 0 | 0 | 0 | 0 | 0 | 0 | 0 | 0 | 0 | 0 | 0 | 0 | 0 | 0 | 0 | 0 | 0 | 0 | 0 | 0_E2_SysStock
| E3 | 0 | 0 | 0 | 0 | 0 | 0 | 0 | 0 | 0 | 0 | 0 | 0 | 0 | 0 | 0 | 0 | 0 | 0 | 0 | 0 | 0 | 0 | 0 | 0 | 0 | 0 | 0 | 0 | 0 | 0 | 0 | 0_E3_SysStock
| E4 | 0 | 0 | 0 | 0 | 0 | 0 | 0 | 0 | 0 | 0 | 0 | 0 | 0 | 0 | 0 | 0 | 0 | 0 | 0 | 0 | 0 | 0 | 0 | 0 | 0 | 0 | 0 | 0 | 0 | 0 | 0 | 0_E4_SysStock
| E5 | 0 | 0 | 0 | 0 | 0 | 0 | 0 | 0 | 0 | 0 | 0 | 0 | 0 | 0 | 0 | 0 | 0 | 0 | 0 | 0 | 0 | 0 | 0 | 0 | 0 | 0 | 0 | 0 | 0 | 0 | 0 | 0_E5_SysStock
| E6 | 0 | 0 | 0 | 0 | 0 | 0 | 0 | 0 | 0 | 0 | 0 | 0 | 0 | 0 | 0 | 0 | 0 | 0 | 0 | 0 | 0 | 0 | 0 | 0 | 0 | 0 | 0 | 0 | 0 | 0 | 0 | 0_E6_SysStock
| E7 | 0 | 0 | 0 | 0 | 0 | 0 | 0 | 0 | 0 | 0 | 0 | 0 | 0 | 0 | 0 | 0 | 0 | 0 | 0 | 0 | 0 | 0 | 0 | 0 | 0 | 0 | 0 | 0 | 0 | 0 | 0 | 0_E7_SysStock
| E8 | 0 | 0 | 0 | 0 | 0 | 0 | 0 | 0 | 0 | 0 | 0 | 0 | 0 | 0 | 0 | 0 | 0 | 0 | 0 | 0 | 0 | 0 | 0 | 0 | 0 | 0 | 0 | 0 | 0 | 0 | 0 | 0_E8_SysStock
| E9 | 0 | 0 | 0 | 0 | 0 | 0 | 0 | 0 | 0 | 0 | 0 | 0 | 0 | 0 | 0 | 0 | 0 | 0 | 0 | 0 | 0 | 0 | 0 | 0 | 0 | 0 | 0 | 0 | 0 | 0 | 0 | 0_E9_SysStock
| E10 | 0 | 0 | 0 | 0 | 0 | 0 | 0 | 0 | 0 | 0 | 0 | 0 | 0 | 0 | 0 | 0 | 0 | 0 | 0 | 0 | 0 | 0 | 0 | 0 | 0 | 0 | 0 | 0 | 0 | 0 | 0 | 0_E10_SysStock
| Vintage | 0 | 0 | 0 | 0 | 0 | 0 | 0 | 0 | 0 | 0 | 0 | 0 | 0 | 0 | 0 | 0 | 0 | 0 | 0 | 0 | 0 | 0 | 0 | 0 | 0 | 0 | 0 | 0 | 0 | 0 | 0 | 0_Vintage_SysStock
Tech Forecast Purchases
| Year | Year 0 | Year 1 | Year 2 | Year 3 | Year 4 | Year 5 | Year 6 | Year 7 | Year 8 | Year 9 | Year 10 | Year 11 | Year 12 | Year 13 | Year 14 | Year 15 | Year 16 | Year 17 | Year 18 | Year 19 | Year 20 | Year 21 | Year 22 | Year 23 | Year 24 | Year 25 | Year 26 | Year 27 | Year 28 | Year 29 | Year 30
| E1 | 0 | 0 | 0 | 0 | 0 | 0 | 0 | 0 | 0 | 0 | 0 | 0 | 0 | 0 | 0 | 0 | 0 | 0 | 0 | 0 | 0 | 0 | 0 | 0 | 0 | 0 | 0 | 0 | 0 | 0 | 0
| E2 | 0 | 0 | 0 | 0 | 0 | 0 | 0 | 0 | 0 | 0 | 0 | 0 | 0 | 0 | 0 | 0 | 0 | 0 | 0 | 0 | 0 | 0 | 0 | 0 | 0 | 0 | 0 | 0 | 0 | 0 | 0
| E3 | 0 | 0 | 0 | 0 | 0 | 0 | 0 | 0 | 0 | 0 | 0 | 0 | 0 | 0 | 0 | 0 | 0 | 0 | 0 | 0 | 0 | 0 | 0 | 0 | 0 | 0 | 0 | 0 | 0 | 0 | 0
| E4 | 0 | 0 | 0 | 0 | 0 | 0 | 0 | 0 | 0 | 0 | 0 | 0 | 0 | 0 | 0 | 0 | 0 | 0 | 0 | 0 | 0 | 0 | 0 | 0 | 0 | 0 | 0 | 0 | 0 | 0 | 0
| E5 | 0 | 0 | 0 | 0 | 0 | 0 | 0 | 0 | 0 | 0 | 0 | 0 | 0 | 0 | 0 | 0 | 0 | 0 | 0 | 0 | 0 | 0 | 0 | 0 | 0 | 0 | 0 | 0 | 0 | 0 | 0
| E6 | 0 | 0 | 0 | 0 | 0 | 0 | 0 | 0 | 0 | 0 | 0 | 0 | 0 | 0 | 0 | 0 | 0 | 0 | 0 | 0 | 0 | 0 | 0 | 0 | 0 | 0 | 0 | 0 | 0 | 0 | 0
| E7 | 0 | 0 | 0 | 0 | 0 | 0 | 0 | 0 | 0 | 0 | 0 | 0 | 0 | 0 | 0 | 0 | 0 | 0 | 0 | 0 | 0 | 0 | 0 | 0 | 0 | 0 | 0 | 0 | 0 | 0 | 0
| E8 | 0 | 0 | 0 | 0 | 0 | 0 | 0 | 0 | 0 | 0 | 0 | 0 | 0 | 0 | 0 | 0 | 0 | 0 | 0 | 0 | 0 | 0 | 0 | 0 | 0 | 0 | 0 | 0 | 0 | 0 | 0
| E9 | 0 | 0 | 0 | 0 | 0 | 0 | 0 | 0 | 0 | 0 | 0 | 0 | 0 | 0 | 0 | 0 | 0 | 0 | 0 | 0 | 0 | 0 | 0 | 0 | 0 | 0 | 0 | 0 | 0 | 0 | 0
| E10 | 0 | 0 | 0 | 0 | 0 | 0 | 0 | 0 | 0 | 0 | 0 | 0 | 0 | 0 | 0 | 0 | 0 | 0 | 0 | 0 | 0 | 0 | 0 | 0 | 0 | 0 | 0 | 0 | 0 | 0 | 0
Potential to Switch
| Year | Year 0 | Year 1 | Year 2 | Year 3 | Year 4 | Year 5 | Year 6 | Year 7 | Year 8 | Year 9 | Year 10 | Year 11 | Year 12 | Year 13 | Year 14 | Year 15 | Year 16 | Year 17 | Year 18 | Year 19 | Year 20 | Year 21 | Year 22 | Year 23 | Year 24 | Year 25 | Year 26 | Year 27 | Year 28 | Year 29 | Year 30
| E1 | 0 | 0 | 0 | 0 | 0 | 0 | 0 | 0 | 0 | 0 | 0 | 0 | 0 | 0 | 0 | 0 | 0 | 0 | 0 | 0 | 0 | 0 | 0 | 0 | 0 | 0 | 0 | 0 | 0 | 0 | 0 | 0_E1_Switched Out
| E2 | 0 | 0 | 0 | 0 | 0 | 0 | 0 | 0 | 0 | 0 | 0 | 0 | 0 | 0 | 0 | 0 | 0 | 0 | 0 | 0 | 0 | 0 | 0 | 0 | 0 | 0 | 0 | 0 | 0 | 0 | 0 | 0_E2_Switched Out
| E3 | 0 | 0 | 0 | 0 | 0 | 0 | 0 | 0 | 0 | 0 | 0 | 0 | 0 | 0 | 0 | 0 | 0 | 0 | 0 | 0 | 0 | 0 | 0 | 0 | 0 | 0 | 0 | 0 | 0 | 0 | 0 | 0_E3_Switched Out
| E4 | 0 | 0 | 0 | 0 | 0 | 0 | 0 | 0 | 0 | 0 | 0 | 0 | 0 | 0 | 0 | 0 | 0 | 0 | 0 | 0 | 0 | 0 | 0 | 0 | 0 | 0 | 0 | 0 | 0 | 0 | 0 | 0_E4_Switched Out
| E5 | 0 | 0 | 0 | 0 | 0 | 0 | 0 | 0 | 0 | 0 | 0 | 0 | 0 | 0 | 0 | 0 | 0 | 0 | 0 | 0 | 0 | 0 | 0 | 0 | 0 | 0 | 0 | 0 | 0 | 0 | 0 | 0_E5_Switched Out
| E6 | 0 | 0 | 0 | 0 | 0 | 0 | 0 | 0 | 0 | 0 | 0 | 0 | 0 | 0 | 0 | 0 | 0 | 0 | 0 | 0 | 0 | 0 | 0 | 0 | 0 | 0 | 0 | 0 | 0 | 0 | 0 | 0_E6_Switched Out
| E7 | 0 | 0 | 0 | 0 | 0 | 0 | 0 | 0 | 0 | 0 | 0 | 0 | 0 | 0 | 0 | 0 | 0 | 0 | 0 | 0 | 0 | 0 | 0 | 0 | 0 | 0 | 0 | 0 | 0 | 0 | 0 | 0_E7_Switched Out
| E8 | 0 | 0 | 0 | 0 | 0 | 0 | 0 | 0 | 0 | 0 | 0 | 0 | 0 | 0 | 0 | 0 | 0 | 0 | 0 | 0 | 0 | 0 | 0 | 0 | 0 | 0 | 0 | 0 | 0 | 0 | 0 | 0_E8_Switched Out
| E9 | 0 | 0 | 0 | 0 | 0 | 0 | 0 | 0 | 0 | 0 | 0 | 0 | 0 | 0 | 0 | 0 | 0 | 0 | 0 | 0 | 0 | 0 | 0 | 0 | 0 | 0 | 0 | 0 | 0 | 0 | 0 | 0_E9_Switched Out
| E10 | 0 | 0 | 0 | 0 | 0 | 0 | 0 | 0 | 0 | 0 | 0 | 0 | 0 | 0 | 0 | 0 | 0 | 0 | 0 | 0 | 0 | 0 | 0 | 0 | 0 | 0 | 0 | 0 | 0 | 0 | 0 | 0_E10_Switched Out
Units Out
| E1 | 0 | 0 | 0 | 0 | 0 | 0 | 0 | 0 | 0 | 0 | 0 | 0 | 0 | 0 | 0 | 0 | 0 | 0 | 0 | 0 | 0 | 0 | 0 | 0 | 0 | 0 | 0 | 0 | 0 | 0 | 0
| E2 | 0 | 0 | 0 | 0 | 0 | 0 | 0 | 0 | 0 | 0 | 0 | 0 | 0 | 0 | 0 | 0 | 0 | 0 | 0 | 0 | 0 | 0 | 0 | 0 | 0 | 0 | 0 | 0 | 0 | 0 | 0
| E3 | 0 | 0 | 0 | 0 | 0 | 0 | 0 | 0 | 0 | 0 | 0 | 0 | 0 | 0 | 0 | 0 | 0 | 0 | 0 | 0 | 0 | 0 | 0 | 0 | 0 | 0 | 0 | 0 | 0 | 0 | 0
| E4 | 0 | 0 | 0 | 0 | 0 | 0 | 0 | 0 | 0 | 0 | 0 | 0 | 0 | 0 | 0 | 0 | 0 | 0 | 0 | 0 | 0 | 0 | 0 | 0 | 0 | 0 | 0 | 0 | 0 | 0 | 0
| E5 | 0 | 0 | 0 | 0 | 0 | 0 | 0 | 0 | 0 | 0 | 0 | 0 | 0 | 0 | 0 | 0 | 0 | 0 | 0 | 0 | 0 | 0 | 0 | 0 | 0 | 0 | 0 | 0 | 0 | 0 | 0
| E6 | 0 | 0 | 0 | 0 | 0 | 0 | 0 | 0 | 0 | 0 | 0 | 0 | 0 | 0 | 0 | 0 | 0 | 0 | 0 | 0 | 0 | 0 | 0 | 0 | 0 | 0 | 0 | 0 | 0 | 0 | 0
| E7 | 0 | 0 | 0 | 0 | 0 | 0 | 0 | 0 | 0 | 0 | 0 | 0 | 0 | 0 | 0 | 0 | 0 | 0 | 0 | 0 | 0 | 0 | 0 | 0 | 0 | 0 | 0 | 0 | 0 | 0 | 0
| E8 | 0 | 0 | 0 | 0 | 0 | 0 | 0 | 0 | 0 | 0 | 0 | 0 | 0 | 0 | 0 | 0 | 0 | 0 | 0 | 0 | 0 | 0 | 0 | 0 | 0 | 0 | 0 | 0 | 0 | 0 | 0
| E9 | 0 | 0 | 0 | 0 | 0 | 0 | 0 | 0 | 0 | 0 | 0 | 0 | 0 | 0 | 0 | 0 | 0 | 0 | 0 | 0 | 0 | 0 | 0 | 0 | 0 | 0 | 0 | 0 | 0 | 0 | 0
| E10 | 0 | 0 | 0 | 0 | 0 | 0 | 0 | 0 | 0 | 0 | 0 | 0 | 0 | 0 | 0 | 0 | 0 | 0 | 0 | 0 | 0 | 0 | 0 | 0 | 0 | 0 | 0 | 0 | 0 | 0 | 0
| Vintage | 0 | 0 | 0 | 0 | 0 | 0 | 0 | 0 | 0 | 0 | 0 | 0 | 0 | 0 | 0 | 0 | 0 | 0 | 0 | 0 | 0 | 0 | 0 | 0 | 0 | 0 | 0 | 0 | 0 | 0 | 0
Tech Purchase Shares
| Year | Year 0 | Year 1 | Year 2 | Year 3 | Year 4 | Year 5 | Year 6 | Year 7 | Year 8 | Year 9 | Year 10 | Year 11 | Year 12 | Year 13 | Year 14 | Year 15 | Year 16 | Year 17 | Year 18 | Year 19 | Year 20 | Year 21 | Year 22 | Year 23 | Year 24 | Year 25 | Year 26 | Year 27 | Year 28 | Year 29 | Year 30
E1 | bar: Year 0 to Year 30
E2 | bar: Year 0 to Year 30
E3 | bar: Year 0 to Year 30
E4 | bar: Year 0 to Year 30
E5 | bar: Year 0 to Year 30
E6 | bar: Year 0 to Year 30
E7 | bar: Year 0 to Year 30
E8 | bar: Year 0 to Year 30
E9 | bar: Year 0 to Year 30
E10 | bar: Year 0 to Year 30
Units In from Switching
| E1 | 0 | 0 | 0 | 0 | 0 | 0 | 0 | 0 | 0 | 0 | 0 | 0 | 0 | 0 | 0 | 0 | 0 | 0 | 0 | 0 | 0 | 0 | 0 | 0 | 0 | 0 | 0 | 0 | 0 | 0 | 0
| E2 | 0 | 0 | 0 | 0 | 0 | 0 | 0 | 0 | 0 | 0 | 0 | 0 | 0 | 0 | 0 | 0 | 0 | 0 | 0 | 0 | 0 | 0 | 0 | 0 | 0 | 0 | 0 | 0 | 0 | 0 | 0
| E3 | 0 | 0 | 0 | 0 | 0 | 0 | 0 | 0 | 0 | 0 | 0 | 0 | 0 | 0 | 0 | 0 | 0 | 0 | 0 | 0 | 0 | 0 | 0 | 0 | 0 | 0 | 0 | 0 | 0 | 0 | 0
| E4 | 0 | 0 | 0 | 0 | 0 | 0 | 0 | 0 | 0 | 0 | 0 | 0 | 0 | 0 | 0 | 0 | 0 | 0 | 0 | 0 | 0 | 0 | 0 | 0 | 0 | 0 | 0 | 0 | 0 | 0 | 0
| E5 | 0 | 0 | 0 | 0 | 0 | 0 | 0 | 0 | 0 | 0 | 0 | 0 | 0 | 0 | 0 | 0 | 0 | 0 | 0 | 0 | 0 | 0 | 0 | 0 | 0 | 0 | 0 | 0 | 0 | 0 | 0
| E6 | 0 | 0 | 0 | 0 | 0 | 0 | 0 | 0 | 0 | 0 | 0 | 0 | 0 | 0 | 0 | 0 | 0 | 0 | 0 | 0 | 0 | 0 | 0 | 0 | 0 | 0 | 0 | 0 | 0 | 0 | 0
| E7 | 0 | 0 | 0 | 0 | 0 | 0 | 0 | 0 | 0 | 0 | 0 | 0 | 0 | 0 | 0 | 0 | 0 | 0 | 0 | 0 | 0 | 0 | 0 | 0 | 0 | 0 | 0 | 0 | 0 | 0 | 0
| E8 | 0 | 0 | 0 | 0 | 0 | 0 | 0 | 0 | 0 | 0 | 0 | 0 | 0 | 0 | 0 | 0 | 0 | 0 | 0 | 0 | 0 | 0 | 0 | 0 | 0 | 0 | 0 | 0 | 0 | 0 | 0
| E9 | 0 | 0 | 0 | 0 | 0 | 0 | 0 | 0 | 0 | 0 | 0 | 0 | 0 | 0 | 0 | 0 | 0 | 0 | 0 | 0 | 0 | 0 | 0 | 0 | 0 | 0 | 0 | 0 | 0 | 0 | 0
| E10 | 0 | 0 | 0 | 0 | 0 | 0 | 0 | 0 | 0 | 0 | 0 | 0 | 0 | 0 | 0 | 0 | 0 | 0 | 0 | 0 | 0 | 0 | 0 | 0 | 0 | 0 | 0 | 0 | 0 | 0 | 0
| Vintage | 0 | 0 | 0 | 0 | 0 | 0 | 0 | 0 | 0 | 0 | 0 | 0 | 0 | 0 | 0 | 0 | 0 | 0 | 0 | 0 | 0 | 0 | 0 | 0 | 0 | 0 | 0 | 0 | 0 | 0 | 0
Net Change
| Year | Year 0 | Year 1 | Year 2 | Year 3 | Year 4 | Year 5 | Year 6 | Year 7 | Year 8 | Year 9 | Year 10 | Year 11 | Year 12 | Year 13 | Year 14 | Year 15 | Year 16 | Year 17 | Year 18 | Year 19 | Year 20 | Year 21 | Year 22 | Year 23 | Year 24 | Year 25 | Year 26 | Year 27 | Year 28 | Year 29 | Year 30 | Key
| Units | 0 | 0 | 0 | 0 | 0 | 0 | 0 | 0 | 0 | 0 | 0 | 0 | 0 | 0 | 0 | 0 | 0 | 0 | 0 | 0 | 0 | 0 | 0 | 0 | 0 | 0 | 0 | 0 | 0 | 0 | 0 | 0_Units |  |  |  |  | 301957.8232
| Usage | 0 | 0 | 0 | 0 | 0 | 0 | 0 | 0 | 0 | 0 | 0 | 0 | 0 | 0 | 0 | 0 | 0 | 0 | 0 | 0 | 0 | 0 | 0 | 0 | 0 | 0 | 0 | 0 | 0 | 0 | 0 | 0_Usage |  |  |  |  | 1698.6543
| Peak Demand (S) | 0 | 0 | 0 | 0 | 0 | 0 | 0 | 0 | 0 | 0 | 0 | 0 | 0 | 0 | 0 | 0 | 0 | 0 | 0 | 0 | 0 | 0 | 0 | 0 | 0 | 0 | 0 | 0 | 0 | 0 | 0 | 0_Peak Demand (S) |  |  |  |  | 0
| Peak Demand (W) | 0 | 0 | 0 | 0 | 0 | 0 | 0 | 0 | 0 | 0 | 0 | 0 | 0 | 0 | 0 | 0 | 0 | 0 | 0 | 0 | 0 | 0 | 0 | 0 | 0 | 0 | 0 | 0 | 0 | 0 | 0 | 0_Peak Demand (W) |  |  |  |  | 884.6119
| Turnover | 0 | 0 | 0 | 0 | 0 | 0 | 0 | 0 | 0 | 0 | 0 | 0 | 0 | 0 | 0 | 0 | 0 | 0 | 0 | 0 | 0 | 0 | 0 | 0 | 0 | 0 | 0 | 0 | 0 | 0 | 0 | 0_Turnover |  |  |  |  | 6885.4476
| Avg. Replacement Usage | 0 | 0 | 0 | 0 | 0 | 0 | 0 | 0 | 0 | 0 | 0 | 0 | 0 | 0 | 0 | 0 | 0 | 0 | 0 | 0 | 0 | 0 | 0 | 0 | 0 | 0 | 0 | 0 | 0 | 0 | 0 | 0_Avg. Replacement Usage |  |  |  |  | 5638.8522
| Avg. Replacement Demand (S) | 0 | 0 | 0 | 0 | 0 | 0 | 0 | 0 | 0 | 0 | 0 | 0 | 0 | 0 | 0 | 0 | 0 | 0 | 0 | 0 | 0 | 0 | 0 | 0 | 0 | 0 | 0 | 0 | 0 | 0 | 0 | 0_Avg. Replacement Demand (S) |  |  |  |  | 0
| Avg. Replacement Demand (W) | 0 | 0 | 0 | 0 | 0 | 0 | 0 | 0 | 0 | 0 | 0 | 0 | 0 | 0 | 0 | 0 | 0 | 0 | 0 | 0 | 0 | 0 | 0 | 0 | 0 | 0 | 0 | 0 | 0 | 0 | 0 | 0_Avg. Replacement Demand (W) |  |  |  |  | 2.9366
Purchases
| Year | Year 0 | Year 1 | Year 2 | Year 3 | Year 4 | Year 5 | Year 6 | Year 7 | Year 8 | Year 9 | Year 10 | Year 11 | Year 12 | Year 13 | Year 14 | Year 15 | Year 16 | Year 17 | Year 18 | Year 19 | Year 20 | Year 21 | Year 22 | Year 23 | Year 24 | Year 25 | Year 26 | Year 27 | Year 28 | Year 29 | Year 30
| E1 | 0 | 0 | 0 | 0 | 0 | 0 | 0 | 0 | 0 | 0 | 0 | 0 | 0 | 0 | 0 | 0 | 0 | 0 | 0 | 0 | 0 | 0 | 0 | 0 | 0 | 0 | 0 | 0 | 0 | 0 | 0 | 0_E1_Purchases |  |  |  |  | 6885.4476
| E2 | 0 | 0 | 0 | 0 | 0 | 0 | 0 | 0 | 0 | 0 | 0 | 0 | 0 | 0 | 0 | 0 | 0 | 0 | 0 | 0 | 0 | 0 | 0 | 0 | 0 | 0 | 0 | 0 | 0 | 0 | 0 | 0_E2_Purchases |  |  |  |  | 0
| E3 | 0 | 0 | 0 | 0 | 0 | 0 | 0 | 0 | 0 | 0 | 0 | 0 | 0 | 0 | 0 | 0 | 0 | 0 | 0 | 0 | 0 | 0 | 0 | 0 | 0 | 0 | 0 | 0 | 0 | 0 | 0 | 0_E3_Purchases |  |  |  |  | 0
| E4 | 0 | 0 | 0 | 0 | 0 | 0 | 0 | 0 | 0 | 0 | 0 | 0 | 0 | 0 | 0 | 0 | 0 | 0 | 0 | 0 | 0 | 0 | 0 | 0 | 0 | 0 | 0 | 0 | 0 | 0 | 0 | 0_E4_Purchases |  |  |  |  | 0
| E5 | 0 | 0 | 0 | 0 | 0 | 0 | 0 | 0 | 0 | 0 | 0 | 0 | 0 | 0 | 0 | 0 | 0 | 0 | 0 | 0 | 0 | 0 | 0 | 0 | 0 | 0 | 0 | 0 | 0 | 0 | 0 | 0_E5_Purchases |  |  |  |  | 0
| E6 | 0 | 0 | 0 | 0 | 0 | 0 | 0 | 0 | 0 | 0 | 0 | 0 | 0 | 0 | 0 | 0 | 0 | 0 | 0 | 0 | 0 | 0 | 0 | 0 | 0 | 0 | 0 | 0 | 0 | 0 | 0 | 0_E6_Purchases |  |  |  |  | 0
| E7 | 0 | 0 | 0 | 0 | 0 | 0 | 0 | 0 | 0 | 0 | 0 | 0 | 0 | 0 | 0 | 0 | 0 | 0 | 0 | 0 | 0 | 0 | 0 | 0 | 0 | 0 | 0 | 0 | 0 | 0 | 0 | 0_E7_Purchases |  |  |  |  | 0
| E8 | 0 | 0 | 0 | 0 | 0 | 0 | 0 | 0 | 0 | 0 | 0 | 0 | 0 | 0 | 0 | 0 | 0 | 0 | 0 | 0 | 0 | 0 | 0 | 0 | 0 | 0 | 0 | 0 | 0 | 0 | 0 | 0_E8_Purchases |  |  |  |  | 0
| E9 | 0 | 0 | 0 | 0 | 0 | 0 | 0 | 0 | 0 | 0 | 0 | 0 | 0 | 0 | 0 | 0 | 0 | 0 | 0 | 0 | 0 | 0 | 0 | 0 | 0 | 0 | 0 | 0 | 0 | 0 | 0 | 0_E9_Purchases |  |  |  |  | 0
| E10 | 0 | 0 | 0 | 0 | 0 | 0 | 0 | 0 | 0 | 0 | 0 | 0 | 0 | 0 | 0 | 0 | 0 | 0 | 0 | 0 | 0 | 0 | 0 | 0 | 0 | 0 | 0 | 0 | 0 | 0 | 0 | 0_E10_Purchases |  |  |  |  | 0
Stock
| Year | Year 0 | Year 1 | Year 2 | Year 3 | Year 4 | Year 5 | Year 6 | Year 7 | Year 8 | Year 9 | Year 10 | Year 11 | Year 12 | Year 13 | Year 14 | Year 15 | Year 16 | Year 17 | Year 18 | Year 19 | Year 20 | Year 21 | Year 22 | Year 23 | Year 24 | Year 25 | Year 26 | Year 27 | Year 28 | Year 29 | Year 30
| E1 | 0 | 0 | 0 | 0 | 0 | 0 | 0 | 0 | 0 | 0 | 0 | 0 | 0 | 0 | 0 | 0 | 0 | 0 | 0 | 0 | 0 | 0 | 0 | 0 | 0 | 0 | 0 | 0 | 0 | 0 | 0 | 0_E1_Stock |  |  |  |  | 13576.6093
| E2 | 0 | 0 | 0 | 0 | 0 | 0 | 0 | 0 | 0 | 0 | 0 | 0 | 0 | 0 | 0 | 0 | 0 | 0 | 0 | 0 | 0 | 0 | 0 | 0 | 0 | 0 | 0 | 0 | 0 | 0 | 0 | 0_E2_Stock |  |  |  |  | 0
| E3 | 0 | 0 | 0 | 0 | 0 | 0 | 0 | 0 | 0 | 0 | 0 | 0 | 0 | 0 | 0 | 0 | 0 | 0 | 0 | 0 | 0 | 0 | 0 | 0 | 0 | 0 | 0 | 0 | 0 | 0 | 0 | 0_E3_Stock |  |  |  |  | 0
| E4 | 0 | 0 | 0 | 0 | 0 | 0 | 0 | 0 | 0 | 0 | 0 | 0 | 0 | 0 | 0 | 0 | 0 | 0 | 0 | 0 | 0 | 0 | 0 | 0 | 0 | 0 | 0 | 0 | 0 | 0 | 0 | 0_E4_Stock |  |  |  |  | 0
| E5 | 0 | 0 | 0 | 0 | 0 | 0 | 0 | 0 | 0 | 0 | 0 | 0 | 0 | 0 | 0 | 0 | 0 | 0 | 0 | 0 | 0 | 0 | 0 | 0 | 0 | 0 | 0 | 0 | 0 | 0 | 0 | 0_E5_Stock |  |  |  |  | 0
| E6 | 0 | 0 | 0 | 0 | 0 | 0 | 0 | 0 | 0 | 0 | 0 | 0 | 0 | 0 | 0 | 0 | 0 | 0 | 0 | 0 | 0 | 0 | 0 | 0 | 0 | 0 | 0 | 0 | 0 | 0 | 0 | 0_E6_Stock |  |  |  |  | 0
| E7 | 0 | 0 | 0 | 0 | 0 | 0 | 0 | 0 | 0 | 0 | 0 | 0 | 0 | 0 | 0 | 0 | 0 | 0 | 0 | 0 | 0 | 0 | 0 | 0 | 0 | 0 | 0 | 0 | 0 | 0 | 0 | 0_E7_Stock |  |  |  |  | 0
| E8 | 0 | 0 | 0 | 0 | 0 | 0 | 0 | 0 | 0 | 0 | 0 | 0 | 0 | 0 | 0 | 0 | 0 | 0 | 0 | 0 | 0 | 0 | 0 | 0 | 0 | 0 | 0 | 0 | 0 | 0 | 0 | 0_E8_Stock |  |  |  |  | 0
| E9 | 0 | 0 | 0 | 0 | 0 | 0 | 0 | 0 | 0 | 0 | 0 | 0 | 0 | 0 | 0 | 0 | 0 | 0 | 0 | 0 | 0 | 0 | 0 | 0 | 0 | 0 | 0 | 0 | 0 | 0 | 0 | 0_E9_Stock |  |  |  |  | 0
| E10 | 0 | 0 | 0 | 0 | 0 | 0 | 0 | 0 | 0 | 0 | 0 | 0 | 0 | 0 | 0 | 0 | 0 | 0 | 0 | 0 | 0 | 0 | 0 | 0 | 0 | 0 | 0 | 0 | 0 | 0 | 0 | 0_E10_Stock |  |  |  |  | 0
| Vintage | 0 | 0 | 0 | 0 | 0 | 0 | 0 | 0 | 0 | 0 | 0 | 0 | 0 | 0 | 0 | 0 | 0 | 0 | 0 | 0 | 0 | 0 | 0 | 0 | 0 | 0 | 0 | 0 | 0 | 0 | 0 | 0_Vintage_Stock |  |  |  |  | 288381.2139
S1C2 |  | Year 0: System 1 Technology 2
Technology Variables
| Tech Key | Year 0: 0
| Peak Factor (S) | Year 0: 0
| Peak Factor (W) | Year 0: 0
| Min Vintage Lifetime | Year 0: 0
| Max Vintage Lifetime | Year 0: 0
| Turnover Style | Year 0: 0
Technology Variables
| Equipment | Year 0: Label; Year 1: Min Lifetime; Year 2: Max Lifetime; Year 3: Degradation; Year 4: Usage; Year 5: Available
| E1 | Year 1: 0; Year 2: 0; Year 3: 0%; Year 4: 0; Year 5: FALSE
| E2 | Year 1: 0; Year 2: 0; Year 3: 0%; Year 4: 0; Year 5: FALSE
| E3 | Year 1: 0; Year 2: 0; Year 3: 0%; Year 4: 0; Year 5: FALSE
| E4 | Year 1: 0; Year 2: 0; Year 3: 0%; Year 4: 0; Year 5: FALSE
| E5 | Year 1: 0; Year 2: 0; Year 3: 0%; Year 4: 0; Year 5: FALSE
| E6 | Year 1: 0; Year 2: 0; Year 3: 0%; Year 4: 0; Year 5: FALSE
| E7 | Year 1: 0; Year 2: 0; Year 3: 0%; Year 4: 0; Year 5: FALSE
| E8 | Year 1: 0; Year 2: 0; Year 3: 0%; Year 4: 0; Year 5: FALSE
| E9 | Year 1: 0; Year 2: 0; Year 3: 0%; Year 4: 0; Year 5: FALSE
| E10 | Year 1: 0; Year 2: 0; Year 3: 0%; Year 4: 0; Year 5: FALSE
Original Forecast Results
| Year | Year 0 | Year 1 | Year 2 | Year 3 | Year 4 | Year 5 | Year 6 | Year 7 | Year 8 | Year 9 | Year 10 | Year 11 | Year 12 | Year 13 | Year 14 | Year 15 | Year 16 | Year 17 | Year 18 | Year 19 | Year 20 | Year 21 | Year 22 | Year 23 | Year 24 | Year 25 | Year 26 | Year 27 | Year 28 | Year 29 | Year 30 | Key
| Units | 0 | 0 | 0 | 0 | 0 | 0 | 0 | 0 | 0 | 0 | 0 | 0 | 0 | 0 | 0 | 0 | 0 | 0 | 0 | 0 | 0 | 0 | 0 | 0 | 0 | 0 | 0 | 0 | 0 | 0 | 0 | #REF! |  |  |  |  | 301957.8232
| Usage | 0 | 0 | 0 | 0 | 0 | 0 | 0 | 0 | 0 | 0 | 0 | 0 | 0 | 0 | 0 | 0 | 0 | 0 | 0 | 0 | 0 | 0 | 0 | 0 | 0 | 0 | 0 | 0 | 0 | 0 | 0 | #REF! |  |  |  |  | 1698.6543
| Peak Demand (S) | 0 | 0 | 0 | 0 | 0 | 0 | 0 | 0 | 0 | 0 | 0 | 0 | 0 | 0 | 0 | 0 | 0 | 0 | 0 | 0 | 0 | 0 | 0 | 0 | 0 | 0 | 0 | 0 | 0 | 0 | 0 | #REF! |  |  |  |  | 0
| Peak Demand (W) | 0 | 0 | 0 | 0 | 0 | 0 | 0 | 0 | 0 | 0 | 0 | 0 | 0 | 0 | 0 | 0 | 0 | 0 | 0 | 0 | 0 | 0 | 0 | 0 | 0 | 0 | 0 | 0 | 0 | 0 | 0 | #REF! |  |  |  |  | 884.6119
| Turnover | 0 | 0 | 0 | 0 | 0 | 0 | 0 | 0 | 0 | 0 | 0 | 0 | 0 | 0 | 0 | 0 | 0 | 0 | 0 | 0 | 0 | 0 | 0 | 0 | 0 | 0 | 0 | 0 | 0 | 0 | 0 | #REF! |  |  |  |  | 6885.4476
| Avg. Replacement Usage | 0 | 0 | 0 | 0 | 0 | 0 | 0 | 0 | 0 | 0 | 0 | 0 | 0 | 0 | 0 | 0 | 0 | 0 | 0 | 0 | 0 | 0 | 0 | 0 | 0 | 0 | 0 | 0 | 0 | 0 | 0 | #REF! |  |  |  |  | 5638.8522
| Avg. Replacement Demand (S) | 0 | 0 | 0 | 0 | 0 | 0 | 0 | 0 | 0 | 0 | 0 | 0 | 0 | 0 | 0 | 0 | 0 | 0 | 0 | 0 | 0 | 0 | 0 | 0 | 0 | 0 | 0 | 0 | 0 | 0 | 0 | #REF! |  |  |  |  | 0
| Avg. Replacement Demand (W) | 0 | 0 | 0 | 0 | 0 | 0 | 0 | 0 | 0 | 0 | 0 | 0 | 0 | 0 | 0 | 0 | 0 | 0 | 0 | 0 | 0 | 0 | 0 | 0 | 0 | 0 | 0 | 0 | 0 | 0 | 0 | #REF! |  |  |  |  | 2.9366
Tech Forecast Stock
| Year | Year 0 | Year 1 | Year 2 | Year 3 | Year 4 | Year 5 | Year 6 | Year 7 | Year 8 | Year 9 | Year 10 | Year 11 | Year 12 | Year 13 | Year 14 | Year 15 | Year 16 | Year 17 | Year 18 | Year 19 | Year 20 | Year 21 | Year 22 | Year 23 | Year 24 | Year 25 | Year 26 | Year 27 | Year 28 | Year 29 | Year 30
| E1 | 0 | 0 | 0 | 0 | 0 | 0 | 0 | 0 | 0 | 0 | 0 | 0 | 0 | 0 | 0 | 0 | 0 | 0 | 0 | 0 | 0 | 0 | 0 | 0 | 0 | 0 | 0 | 0 | 0 | 0 | 0
| E2 | 0 | 0 | 0 | 0 | 0 | 0 | 0 | 0 | 0 | 0 | 0 | 0 | 0 | 0 | 0 | 0 | 0 | 0 | 0 | 0 | 0 | 0 | 0 | 0 | 0 | 0 | 0 | 0 | 0 | 0 | 0
| E3 | 0 | 0 | 0 | 0 | 0 | 0 | 0 | 0 | 0 | 0 | 0 | 0 | 0 | 0 | 0 | 0 | 0 | 0 | 0 | 0 | 0 | 0 | 0 | 0 | 0 | 0 | 0 | 0 | 0 | 0 | 0
| E4 | 0 | 0 | 0 | 0 | 0 | 0 | 0 | 0 | 0 | 0 | 0 | 0 | 0 | 0 | 0 | 0 | 0 | 0 | 0 | 0 | 0 | 0 | 0 | 0 | 0 | 0 | 0 | 0 | 0 | 0 | 0
| E5 | 0 | 0 | 0 | 0 | 0 | 0 | 0 | 0 | 0 | 0 | 0 | 0 | 0 | 0 | 0 | 0 | 0 | 0 | 0 | 0 | 0 | 0 | 0 | 0 | 0 | 0 | 0 | 0 | 0 | 0 | 0
| E6 | 0 | 0 | 0 | 0 | 0 | 0 | 0 | 0 | 0 | 0 | 0 | 0 | 0 | 0 | 0 | 0 | 0 | 0 | 0 | 0 | 0 | 0 | 0 | 0 | 0 | 0 | 0 | 0 | 0 | 0 | 0
| E7 | 0 | 0 | 0 | 0 | 0 | 0 | 0 | 0 | 0 | 0 | 0 | 0 | 0 | 0 | 0 | 0 | 0 | 0 | 0 | 0 | 0 | 0 | 0 | 0 | 0 | 0 | 0 | 0 | 0 | 0 | 0
| E8 | 0 | 0 | 0 | 0 | 0 | 0 | 0 | 0 | 0 | 0 | 0 | 0 | 0 | 0 | 0 | 0 | 0 | 0 | 0 | 0 | 0 | 0 | 0 | 0 | 0 | 0 | 0 | 0 | 0 | 0 | 0
| E9 | 0 | 0 | 0 | 0 | 0 | 0 | 0 | 0 | 0 | 0 | 0 | 0 | 0 | 0 | 0 | 0 | 0 | 0 | 0 | 0 | 0 | 0 | 0 | 0 | 0 | 0 | 0 | 0 | 0 | 0 | 0
| E10 | 0 | 0 | 0 | 0 | 0 | 0 | 0 | 0 | 0 | 0 | 0 | 0 | 0 | 0 | 0 | 0 | 0 | 0 | 0 | 0 | 0 | 0 | 0 | 0 | 0 | 0 | 0 | 0 | 0 | 0 | 0
| Vintage | 0 | 0 | 0 | 0 | 0 | 0 | 0 | 0 | 0 | 0 | 0 | 0 | 0 | 0 | 0 | 0 | 0 | 0 | 0 | 0 | 0 | 0 | 0 | 0 | 0 | 0 | 0 | 0 | 0 | 0 | 0
|  | 0 | 0 | 0 | 0 | 0 | 0 | 0 | 0 | 0 | 0 | 0 | 0 | 0 | 0 | 0 | 0 | 0 | 0 | 0 | 0 | 0 | 0 | 0
Stock for Switching
| Year | Year 0 | Year 1 | Year 2 | Year 3 | Year 4 | Year 5 | Year 6 | Year 7 | Year 8 | Year 9 | Year 10 | Year 11 | Year 12 | Year 13 | Year 14 | Year 15 | Year 16 | Year 17 | Year 18 | Year 19 | Year 20 | Year 21 | Year 22 | Year 23 | Year 24 | Year 25 | Year 26 | Year 27 | Year 28 | Year 29 | Year 30
| E1 | 0 | 0 | 0 | 0 | 0 | 0 | 0 | 0 | 0 | 0 | 0 | 0 | 0 | 0 | 0 | 0 | 0 | 0 | 0 | 0 | 0 | 0 | 0 | 0 | 0 | 0 | 0 | 0 | 0 | 0 | 0 | 0_E1_SysStock
| E2 | 0 | 0 | 0 | 0 | 0 | 0 | 0 | 0 | 0 | 0 | 0 | 0 | 0 | 0 | 0 | 0 | 0 | 0 | 0 | 0 | 0 | 0 | 0 | 0 | 0 | 0 | 0 | 0 | 0 | 0 | 0 | 0_E2_SysStock
| E3 | 0 | 0 | 0 | 0 | 0 | 0 | 0 | 0 | 0 | 0 | 0 | 0 | 0 | 0 | 0 | 0 | 0 | 0 | 0 | 0 | 0 | 0 | 0 | 0 | 0 | 0 | 0 | 0 | 0 | 0 | 0 | 0_E3_SysStock
| E4 | 0 | 0 | 0 | 0 | 0 | 0 | 0 | 0 | 0 | 0 | 0 | 0 | 0 | 0 | 0 | 0 | 0 | 0 | 0 | 0 | 0 | 0 | 0 | 0 | 0 | 0 | 0 | 0 | 0 | 0 | 0 | 0_E4_SysStock
| E5 | 0 | 0 | 0 | 0 | 0 | 0 | 0 | 0 | 0 | 0 | 0 | 0 | 0 | 0 | 0 | 0 | 0 | 0 | 0 | 0 | 0 | 0 | 0 | 0 | 0 | 0 | 0 | 0 | 0 | 0 | 0 | 0_E5_SysStock
| E6 | 0 | 0 | 0 | 0 | 0 | 0 | 0 | 0 | 0 | 0 | 0 | 0 | 0 | 0 | 0 | 0 | 0 | 0 | 0 | 0 | 0 | 0 | 0 | 0 | 0 | 0 | 0 | 0 | 0 | 0 | 0 | 0_E6_SysStock
| E7 | 0 | 0 | 0 | 0 | 0 | 0 | 0 | 0 | 0 | 0 | 0 | 0 | 0 | 0 | 0 | 0 | 0 | 0 | 0 | 0 | 0 | 0 | 0 | 0 | 0 | 0 | 0 | 0 | 0 | 0 | 0 | 0_E7_SysStock
| E8 | 0 | 0 | 0 | 0 | 0 | 0 | 0 | 0 | 0 | 0 | 0 | 0 | 0 | 0 | 0 | 0 | 0 | 0 | 0 | 0 | 0 | 0 | 0 | 0 | 0 | 0 | 0 | 0 | 0 | 0 | 0 | 0_E8_SysStock
| E9 | 0 | 0 | 0 | 0 | 0 | 0 | 0 | 0 | 0 | 0 | 0 | 0 | 0 | 0 | 0 | 0 | 0 | 0 | 0 | 0 | 0 | 0 | 0 | 0 | 0 | 0 | 0 | 0 | 0 | 0 | 0 | 0_E9_SysStock
| E10 | 0 | 0 | 0 | 0 | 0 | 0 | 0 | 0 | 0 | 0 | 0 | 0 | 0 | 0 | 0 | 0 | 0 | 0 | 0 | 0 | 0 | 0 | 0 | 0 | 0 | 0 | 0 | 0 | 0 | 0 | 0 | 0_E10_SysStock
| Vintage | 0 | 0 | 0 | 0 | 0 | 0 | 0 | 0 | 0 | 0 | 0 | 0 | 0 | 0 | 0 | 0 | 0 | 0 | 0 | 0 | 0 | 0 | 0 | 0 | 0 | 0 | 0 | 0 | 0 | 0 | 0 | 0_Vintage_SysStock
|  | 0 | 0 | 0 | 0 | 0 | 0 | 0 | 0 | 0 | 0 | 0 | 0 | 0 | 0 | 0 | 0 | 0 | 0 | 0 | 0 | 0 | 0 | 0
Tech Forecast Purchases
| Year | Year 0 | Year 1 | Year 2 | Year 3 | Year 4 | Year 5 | Year 6 | Year 7 | Year 8 | Year 9 | Year 10 | Year 11 | Year 12 | Year 13 | Year 14 | Year 15 | Year 16 | Year 17 | Year 18 | Year 19 | Year 20 | Year 21 | Year 22 | Year 23 | Year 24 | Year 25 | Year 26 | Year 27 | Year 28 | Year 29 | Year 30
| E1 | 0 | 0 | 0 | 0 | 0 | 0 | 0 | 0 | 0 | 0 | 0 | 0 | 0 | 0 | 0 | 0 | 0 | 0 | 0 | 0 | 0 | 0 | 0 | 0 | 0 | 0 | 0 | 0 | 0 | 0 | 0
| E2 | 0 | 0 | 0 | 0 | 0 | 0 | 0 | 0 | 0 | 0 | 0 | 0 | 0 | 0 | 0 | 0 | 0 | 0 | 0 | 0 | 0 | 0 | 0 | 0 | 0 | 0 | 0 | 0 | 0 | 0 | 0
| E3 | 0 | 0 | 0 | 0 | 0 | 0 | 0 | 0 | 0 | 0 | 0 | 0 | 0 | 0 | 0 | 0 | 0 | 0 | 0 | 0 | 0 | 0 | 0 | 0 | 0 | 0 | 0 | 0 | 0 | 0 | 0
| E4 | 0 | 0 | 0 | 0 | 0 | 0 | 0 | 0 | 0 | 0 | 0 | 0 | 0 | 0 | 0 | 0 | 0 | 0 | 0 | 0 | 0 | 0 | 0 | 0 | 0 | 0 | 0 | 0 | 0 | 0 | 0
| E5 | 0 | 0 | 0 | 0 | 0 | 0 | 0 | 0 | 0 | 0 | 0 | 0 | 0 | 0 | 0 | 0 | 0 | 0 | 0 | 0 | 0 | 0 | 0 | 0 | 0 | 0 | 0 | 0 | 0 | 0 | 0
| E6 | 0 | 0 | 0 | 0 | 0 | 0 | 0 | 0 | 0 | 0 | 0 | 0 | 0 | 0 | 0 | 0 | 0 | 0 | 0 | 0 | 0 | 0 | 0 | 0 | 0 | 0 | 0 | 0 | 0 | 0 | 0
| E7 | 0 | 0 | 0 | 0 | 0 | 0 | 0 | 0 | 0 | 0 | 0 | 0 | 0 | 0 | 0 | 0 | 0 | 0 | 0 | 0 | 0 | 0 | 0 | 0 | 0 | 0 | 0 | 0 | 0 | 0 | 0
| E8 | 0 | 0 | 0 | 0 | 0 | 0 | 0 | 0 | 0 | 0 | 0 | 0 | 0 | 0 | 0 | 0 | 0 | 0 | 0 | 0 | 0 | 0 | 0 | 0 | 0 | 0 | 0 | 0 | 0 | 0 | 0
| E9 | 0 | 0 | 0 | 0 | 0 | 0 | 0 | 0 | 0 | 0 | 0 | 0 | 0 | 0 | 0 | 0 | 0 | 0 | 0 | 0 | 0 | 0 | 0 | 0 | 0 | 0 | 0 | 0 | 0 | 0 | 0
| E10 | 0 | 0 | 0 | 0 | 0 | 0 | 0 | 0 | 0 | 0 | 0 | 0 | 0 | 0 | 0 | 0 | 0 | 0 | 0 | 0 | 0 | 0 | 0 | 0 | 0 | 0 | 0 | 0 | 0 | 0 | 0
Potential to Switch
| Year | Year 0 | Year 1 | Year 2 | Year 3 | Year 4 | Year 5 | Year 6 | Year 7 | Year 8 | Year 9 | Year 10 | Year 11 | Year 12 | Year 13 | Year 14 | Year 15 | Year 16 | Year 17 | Year 18 | Year 19 | Year 20 | Year 21 | Year 22 | Year 23 | Year 24 | Year 25 | Year 26 | Year 27 | Year 28 | Year 29 | Year 30
| E1 | 0 | 0 | 0 | 0 | 0 | 0 | 0 | 0 | 0 | 0 | 0 | 0 | 0 | 0 | 0 | 0 | 0 | 0 | 0 | 0 | 0 | 0 | 0 | 0 | 0 | 0 | 0 | 0 | 0 | 0 | 0 | 0_E1_Switched Out
| E2 | 0 | 0 | 0 | 0 | 0 | 0 | 0 | 0 | 0 | 0 | 0 | 0 | 0 | 0 | 0 | 0 | 0 | 0 | 0 | 0 | 0 | 0 | 0 | 0 | 0 | 0 | 0 | 0 | 0 | 0 | 0 | 0_E2_Switched Out
| E3 | 0 | 0 | 0 | 0 | 0 | 0 | 0 | 0 | 0 | 0 | 0 | 0 | 0 | 0 | 0 | 0 | 0 | 0 | 0 | 0 | 0 | 0 | 0 | 0 | 0 | 0 | 0 | 0 | 0 | 0 | 0 | 0_E3_Switched Out
| E4 | 0 | 0 | 0 | 0 | 0 | 0 | 0 | 0 | 0 | 0 | 0 | 0 | 0 | 0 | 0 | 0 | 0 | 0 | 0 | 0 | 0 | 0 | 0 | 0 | 0 | 0 | 0 | 0 | 0 | 0 | 0 | 0_E4_Switched Out
| E5 | 0 | 0 | 0 | 0 | 0 | 0 | 0 | 0 | 0 | 0 | 0 | 0 | 0 | 0 | 0 | 0 | 0 | 0 | 0 | 0 | 0 | 0 | 0 | 0 | 0 | 0 | 0 | 0 | 0 | 0 | 0 | 0_E5_Switched Out
| E6 | 0 | 0 | 0 | 0 | 0 | 0 | 0 | 0 | 0 | 0 | 0 | 0 | 0 | 0 | 0 | 0 | 0 | 0 | 0 | 0 | 0 | 0 | 0 | 0 | 0 | 0 | 0 | 0 | 0 | 0 | 0 | 0_E6_Switched Out
| E7 | 0 | 0 | 0 | 0 | 0 | 0 | 0 | 0 | 0 | 0 | 0 | 0 | 0 | 0 | 0 | 0 | 0 | 0 | 0 | 0 | 0 | 0 | 0 | 0 | 0 | 0 | 0 | 0 | 0 | 0 | 0 | 0_E7_Switched Out
| E8 | 0 | 0 | 0 | 0 | 0 | 0 | 0 | 0 | 0 | 0 | 0 | 0 | 0 | 0 | 0 | 0 | 0 | 0 | 0 | 0 | 0 | 0 | 0 | 0 | 0 | 0 | 0 | 0 | 0 | 0 | 0 | 0_E8_Switched Out
| E9 | 0 | 0 | 0 | 0 | 0 | 0 | 0 | 0 | 0 | 0 | 0 | 0 | 0 | 0 | 0 | 0 | 0 | 0 | 0 | 0 | 0 | 0 | 0 | 0 | 0 | 0 | 0 | 0 | 0 | 0 | 0 | 0_E9_Switched Out
| E10 | 0 | 0 | 0 | 0 | 0 | 0 | 0 | 0 | 0 | 0 | 0 | 0 | 0 | 0 | 0 | 0 | 0 | 0 | 0 | 0 | 0 | 0 | 0 | 0 | 0 | 0 | 0 | 0 | 0 | 0 | 0 | 0_E10_Switched Out
Units Out
| E1 | 0 | 0 | 0 | 0 | 0 | 0 | 0 | 0 | 0 | 0 | 0 | 0 | 0 | 0 | 0 | 0 | 0 | 0 | 0 | 0 | 0 | 0 | 0 | 0 | 0 | 0 | 0 | 0 | 0 | 0 | 0
| E2 | 0 | 0 | 0 | 0 | 0 | 0 | 0 | 0 | 0 | 0 | 0 | 0 | 0 | 0 | 0 | 0 | 0 | 0 | 0 | 0 | 0 | 0 | 0 | 0 | 0 | 0 | 0 | 0 | 0 | 0 | 0
| E3 | 0 | 0 | 0 | 0 | 0 | 0 | 0 | 0 | 0 | 0 | 0 | 0 | 0 | 0 | 0 | 0 | 0 | 0 | 0 | 0 | 0 | 0 | 0 | 0 | 0 | 0 | 0 | 0 | 0 | 0 | 0
| E4 | 0 | 0 | 0 | 0 | 0 | 0 | 0 | 0 | 0 | 0 | 0 | 0 | 0 | 0 | 0 | 0 | 0 | 0 | 0 | 0 | 0 | 0 | 0 | 0 | 0 | 0 | 0 | 0 | 0 | 0 | 0
| E5 | 0 | 0 | 0 | 0 | 0 | 0 | 0 | 0 | 0 | 0 | 0 | 0 | 0 | 0 | 0 | 0 | 0 | 0 | 0 | 0 | 0 | 0 | 0 | 0 | 0 | 0 | 0 | 0 | 0 | 0 | 0
| E6 | 0 | 0 | 0 | 0 | 0 | 0 | 0 | 0 | 0 | 0 | 0 | 0 | 0 | 0 | 0 | 0 | 0 | 0 | 0 | 0 | 0 | 0 | 0 | 0 | 0 | 0 | 0 | 0 | 0 | 0 | 0
| E7 | 0 | 0 | 0 | 0 | 0 | 0 | 0 | 0 | 0 | 0 | 0 | 0 | 0 | 0 | 0 | 0 | 0 | 0 | 0 | 0 | 0 | 0 | 0 | 0 | 0 | 0 | 0 | 0 | 0 | 0 | 0
| E8 | 0 | 0 | 0 | 0 | 0 | 0 | 0 | 0 | 0 | 0 | 0 | 0 | 0 | 0 | 0 | 0 | 0 | 0 | 0 | 0 | 0 | 0 | 0 | 0 | 0 | 0 | 0 | 0 | 0 | 0 | 0
| E9 | 0 | 0 | 0 | 0 | 0 | 0 | 0 | 0 | 0 | 0 | 0 | 0 | 0 | 0 | 0 | 0 | 0 | 0 | 0 | 0 | 0 | 0 | 0 | 0 | 0 | 0 | 0 | 0 | 0 | 0 | 0
| E10 | 0 | 0 | 0 | 0 | 0 | 0 | 0 | 0 | 0 | 0 | 0 | 0 | 0 | 0 | 0 | 0 | 0 | 0 | 0 | 0 | 0 | 0 | 0 | 0 | 0 | 0 | 0 | 0 | 0 | 0 | 0
| Vintage | 0 | 0 | 0 | 0 | 0 | 0 | 0 | 0 | 0 | 0 | 0 | 0 | 0 | 0 | 0 | 0 | 0 | 0 | 0 | 0 | 0 | 0 | 0 | 0 | 0 | 0 | 0 | 0 | 0 | 0 | 0
Tech Purchase Shares
| Year | Year 0 | Year 1 | Year 2 | Year 3 | Year 4 | Year 5 | Year 6 | Year 7 | Year 8 | Year 9 | Year 10 | Year 11 | Year 12 | Year 13 | Year 14 | Year 15 | Year 16 | Year 17 | Year 18 | Year 19 | Year 20 | Year 21 | Year 22 | Year 23 | Year 24 | Year 25 | Year 26 | Year 27 | Year 28 | Year 29 | Year 30
E1 | bar: Year 0 to Year 30
E2 | bar: Year 0 to Year 30
E3 | bar: Year 0 to Year 30
E4 | bar: Year 0 to Year 30
E5 | bar: Year 0 to Year 30
E6 | bar: Year 0 to Year 30
E7 | bar: Year 0 to Year 30
E8 | bar: Year 0 to Year 30
E9 | bar: Year 0 to Year 30
E10 | bar: Year 0 to Year 30
Units In from Switching
| E1 | 0 | 0 | 0 | 0 | 0 | 0 | 0 | 0 | 0 | 0 | 0 | 0 | 0 | 0 | 0 | 0 | 0 | 0 | 0 | 0 | 0 | 0 | 0 | 0 | 0 | 0 | 0 | 0 | 0 | 0 | 0
| E2 | 0 | 0 | 0 | 0 | 0 | 0 | 0 | 0 | 0 | 0 | 0 | 0 | 0 | 0 | 0 | 0 | 0 | 0 | 0 | 0 | 0 | 0 | 0 | 0 | 0 | 0 | 0 | 0 | 0 | 0 | 0
| E3 | 0 | 0 | 0 | 0 | 0 | 0 | 0 | 0 | 0 | 0 | 0 | 0 | 0 | 0 | 0 | 0 | 0 | 0 | 0 | 0 | 0 | 0 | 0 | 0 | 0 | 0 | 0 | 0 | 0 | 0 | 0
| E4 | 0 | 0 | 0 | 0 | 0 | 0 | 0 | 0 | 0 | 0 | 0 | 0 | 0 | 0 | 0 | 0 | 0 | 0 | 0 | 0 | 0 | 0 | 0 | 0 | 0 | 0 | 0 | 0 | 0 | 0 | 0
| E5 | 0 | 0 | 0 | 0 | 0 | 0 | 0 | 0 | 0 | 0 | 0 | 0 | 0 | 0 | 0 | 0 | 0 | 0 | 0 | 0 | 0 | 0 | 0 | 0 | 0 | 0 | 0 | 0 | 0 | 0 | 0
| E6 | 0 | 0 | 0 | 0 | 0 | 0 | 0 | 0 | 0 | 0 | 0 | 0 | 0 | 0 | 0 | 0 | 0 | 0 | 0 | 0 | 0 | 0 | 0 | 0 | 0 | 0 | 0 | 0 | 0 | 0 | 0
| E7 | 0 | 0 | 0 | 0 | 0 | 0 | 0 | 0 | 0 | 0 | 0 | 0 | 0 | 0 | 0 | 0 | 0 | 0 | 0 | 0 | 0 | 0 | 0 | 0 | 0 | 0 | 0 | 0 | 0 | 0 | 0
| E8 | 0 | 0 | 0 | 0 | 0 | 0 | 0 | 0 | 0 | 0 | 0 | 0 | 0 | 0 | 0 | 0 | 0 | 0 | 0 | 0 | 0 | 0 | 0 | 0 | 0 | 0 | 0 | 0 | 0 | 0 | 0
| E9 | 0 | 0 | 0 | 0 | 0 | 0 | 0 | 0 | 0 | 0 | 0 | 0 | 0 | 0 | 0 | 0 | 0 | 0 | 0 | 0 | 0 | 0 | 0 | 0 | 0 | 0 | 0 | 0 | 0 | 0 | 0
| E10 | 0 | 0 | 0 | 0 | 0 | 0 | 0 | 0 | 0 | 0 | 0 | 0 | 0 | 0 | 0 | 0 | 0 | 0 | 0 | 0 | 0 | 0 | 0 | 0 | 0 | 0 | 0 | 0 | 0 | 0 | 0
| Vintage | 0 | 0 | 0 | 0 | 0 | 0 | 0 | 0 | 0 | 0 | 0 | 0 | 0 | 0 | 0 | 0 | 0 | 0 | 0 | 0 | 0 | 0 | 0 | 0 | 0 | 0 | 0 | 0 | 0 | 0 | 0
Net Change
| Year | Year 0 | Year 1 | Year 2 | Year 3 | Year 4 | Year 5 | Year 6 | Year 7 | Year 8 | Year 9 | Year 10 | Year 11 | Year 12 | Year 13 | Year 14 | Year 15 | Year 16 | Year 17 | Year 18 | Year 19 | Year 20 | Year 21 | Year 22 | Year 23 | Year 24 | Year 25 | Year 26 | Year 27 | Year 28 | Year 29 | Year 30 | Key
| Units | 0 | 0 | 0 | 0 | 0 | 0 | 0 | 0 | 0 | 0 | 0 | 0 | 0 | 0 | 0 | 0 | 0 | 0 | 0 | 0 | 0 | 0 | 0 | 0 | 0 | 0 | 0 | 0 | 0 | 0 | 0 | 0_Units |  |  |  |  | 301957.8232
| Usage | 0 | 0 | 0 | 0 | 0 | 0 | 0 | 0 | 0 | 0 | 0 | 0 | 0 | 0 | 0 | 0 | 0 | 0 | 0 | 0 | 0 | 0 | 0 | 0 | 0 | 0 | 0 | 0 | 0 | 0 | 0 | 0_Usage |  |  |  |  | 1698.6543
| Peak Demand (S) | 0 | 0 | 0 | 0 | 0 | 0 | 0 | 0 | 0 | 0 | 0 | 0 | 0 | 0 | 0 | 0 | 0 | 0 | 0 | 0 | 0 | 0 | 0 | 0 | 0 | 0 | 0 | 0 | 0 | 0 | 0 | 0_Peak Demand (S) |  |  |  |  | 0
| Peak Demand (W) | 0 | 0 | 0 | 0 | 0 | 0 | 0 | 0 | 0 | 0 | 0 | 0 | 0 | 0 | 0 | 0 | 0 | 0 | 0 | 0 | 0 | 0 | 0 | 0 | 0 | 0 | 0 | 0 | 0 | 0 | 0 | 0_Peak Demand (W) |  |  |  |  | 884.6119
| Turnover | 0 | 0 | 0 | 0 | 0 | 0 | 0 | 0 | 0 | 0 | 0 | 0 | 0 | 0 | 0 | 0 | 0 | 0 | 0 | 0 | 0 | 0 | 0 | 0 | 0 | 0 | 0 | 0 | 0 | 0 | 0 | 0_Turnover |  |  |  |  | 6885.4476
| Avg. Replacement Usage | 0 | 0 | 0 | 0 | 0 | 0 | 0 | 0 | 0 | 0 | 0 | 0 | 0 | 0 | 0 | 0 | 0 | 0 | 0 | 0 | 0 | 0 | 0 | 0 | 0 | 0 | 0 | 0 | 0 | 0 | 0 | 0_Avg. Replacement Usage |  |  |  |  | 5638.8522
| Avg. Replacement Demand (S) | 0 | 0 | 0 | 0 | 0 | 0 | 0 | 0 | 0 | 0 | 0 | 0 | 0 | 0 | 0 | 0 | 0 | 0 | 0 | 0 | 0 | 0 | 0 | 0 | 0 | 0 | 0 | 0 | 0 | 0 | 0 | 0_Avg. Replacement Demand (S) |  |  |  |  | 0
| Avg. Replacement Demand (W) | 0 | 0 | 0 | 0 | 0 | 0 | 0 | 0 | 0 | 0 | 0 | 0 | 0 | 0 | 0 | 0 | 0 | 0 | 0 | 0 | 0 | 0 | 0 | 0 | 0 | 0 | 0 | 0 | 0 | 0 | 0 | 0_Avg. Replacement Demand (W) |  |  |  |  | 2.9366
Purchases
| Year | Year 0 | Year 1 | Year 2 | Year 3 | Year 4 | Year 5 | Year 6 | Year 7 | Year 8 | Year 9 | Year 10 | Year 11 | Year 12 | Year 13 | Year 14 | Year 15 | Year 16 | Year 17 | Year 18 | Year 19 | Year 20 | Year 21 | Year 22 | Year 23 | Year 24 | Year 25 | Year 26 | Year 27 | Year 28 | Year 29 | Year 30
| E1 | 0 | 0 | 0 | 0 | 0 | 0 | 0 | 0 | 0 | 0 | 0 | 0 | 0 | 0 | 0 | 0 | 0 | 0 | 0 | 0 | 0 | 0 | 0 | 0 | 0 | 0 | 0 | 0 | 0 | 0 | 0 | 0_E1_Purchases |  |  |  |  | 6885.4476
| E2 | 0 | 0 | 0 | 0 | 0 | 0 | 0 | 0 | 0 | 0 | 0 | 0 | 0 | 0 | 0 | 0 | 0 | 0 | 0 | 0 | 0 | 0 | 0 | 0 | 0 | 0 | 0 | 0 | 0 | 0 | 0 | 0_E2_Purchases |  |  |  |  | 0
| E3 | 0 | 0 | 0 | 0 | 0 | 0 | 0 | 0 | 0 | 0 | 0 | 0 | 0 | 0 | 0 | 0 | 0 | 0 | 0 | 0 | 0 | 0 | 0 | 0 | 0 | 0 | 0 | 0 | 0 | 0 | 0 | 0_E3_Purchases |  |  |  |  | 0
| E4 | 0 | 0 | 0 | 0 | 0 | 0 | 0 | 0 | 0 | 0 | 0 | 0 | 0 | 0 | 0 | 0 | 0 | 0 | 0 | 0 | 0 | 0 | 0 | 0 | 0 | 0 | 0 | 0 | 0 | 0 | 0 | 0_E4_Purchases |  |  |  |  | 0
| E5 | 0 | 0 | 0 | 0 | 0 | 0 | 0 | 0 | 0 | 0 | 0 | 0 | 0 | 0 | 0 | 0 | 0 | 0 | 0 | 0 | 0 | 0 | 0 | 0 | 0 | 0 | 0 | 0 | 0 | 0 | 0 | 0_E5_Purchases |  |  |  |  | 0
| E6 | 0 | 0 | 0 | 0 | 0 | 0 | 0 | 0 | 0 | 0 | 0 | 0 | 0 | 0 | 0 | 0 | 0 | 0 | 0 | 0 | 0 | 0 | 0 | 0 | 0 | 0 | 0 | 0 | 0 | 0 | 0 | 0_E6_Purchases |  |  |  |  | 0
| E7 | 0 | 0 | 0 | 0 | 0 | 0 | 0 | 0 | 0 | 0 | 0 | 0 | 0 | 0 | 0 | 0 | 0 | 0 | 0 | 0 | 0 | 0 | 0 | 0 | 0 | 0 | 0 | 0 | 0 | 0 | 0 | 0_E7_Purchases |  |  |  |  | 0
| E8 | 0 | 0 | 0 | 0 | 0 | 0 | 0 | 0 | 0 | 0 | 0 | 0 | 0 | 0 | 0 | 0 | 0 | 0 | 0 | 0 | 0 | 0 | 0 | 0 | 0 | 0 | 0 | 0 | 0 | 0 | 0 | 0_E8_Purchases |  |  |  |  | 0
| E9 | 0 | 0 | 0 | 0 | 0 | 0 | 0 | 0 | 0 | 0 | 0 | 0 | 0 | 0 | 0 | 0 | 0 | 0 | 0 | 0 | 0 | 0 | 0 | 0 | 0 | 0 | 0 | 0 | 0 | 0 | 0 | 0_E9_Purchases |  |  |  |  | 0
| E10 | 0 | 0 | 0 | 0 | 0 | 0 | 0 | 0 | 0 | 0 | 0 | 0 | 0 | 0 | 0 | 0 | 0 | 0 | 0 | 0 | 0 | 0 | 0 | 0 | 0 | 0 | 0 | 0 | 0 | 0 | 0 | 0_E10_Purchases |  |  |  |  | 0
Stock
| Year | Year 0 | Year 1 | Year 2 | Year 3 | Year 4 | Year 5 | Year 6 | Year 7 | Year 8 | Year 9 | Year 10 | Year 11 | Year 12 | Year 13 | Year 14 | Year 15 | Year 16 | Year 17 | Year 18 | Year 19 | Year 20 | Year 21 | Year 22 | Year 23 | Year 24 | Year 25 | Year 26 | Year 27 | Year 28 | Year 29 | Year 30
| E1 | 0 | 0 | 0 | 0 | 0 | 0 | 0 | 0 | 0 | 0 | 0 | 0 | 0 | 0 | 0 | 0 | 0 | 0 | 0 | 0 | 0 | 0 | 0 | 0 | 0 | 0 | 0 | 0 | 0 | 0 | 0 | 0_E1_Stock |  |  |  |  | 13576.6093
| E2 | 0 | 0 | 0 | 0 | 0 | 0 | 0 | 0 | 0 | 0 | 0 | 0 | 0 | 0 | 0 | 0 | 0 | 0 | 0 | 0 | 0 | 0 | 0 | 0 | 0 | 0 | 0 | 0 | 0 | 0 | 0 | 0_E2_Stock |  |  |  |  | 0
| E3 | 0 | 0 | 0 | 0 | 0 | 0 | 0 | 0 | 0 | 0 | 0 | 0 | 0 | 0 | 0 | 0 | 0 | 0 | 0 | 0 | 0 | 0 | 0 | 0 | 0 | 0 | 0 | 0 | 0 | 0 | 0 | 0_E3_Stock |  |  |  |  | 0
| E4 | 0 | 0 | 0 | 0 | 0 | 0 | 0 | 0 | 0 | 0 | 0 | 0 | 0 | 0 | 0 | 0 | 0 | 0 | 0 | 0 | 0 | 0 | 0 | 0 | 0 | 0 | 0 | 0 | 0 | 0 | 0 | 0_E4_Stock |  |  |  |  | 0
| E5 | 0 | 0 | 0 | 0 | 0 | 0 | 0 | 0 | 0 | 0 | 0 | 0 | 0 | 0 | 0 | 0 | 0 | 0 | 0 | 0 | 0 | 0 | 0 | 0 | 0 | 0 | 0 | 0 | 0 | 0 | 0 | 0_E5_Stock |  |  |  |  | 0
| E6 | 0 | 0 | 0 | 0 | 0 | 0 | 0 | 0 | 0 | 0 | 0 | 0 | 0 | 0 | 0 | 0 | 0 | 0 | 0 | 0 | 0 | 0 | 0 | 0 | 0 | 0 | 0 | 0 | 0 | 0 | 0 | 0_E6_Stock |  |  |  |  | 0
| E7 | 0 | 0 | 0 | 0 | 0 | 0 | 0 | 0 | 0 | 0 | 0 | 0 | 0 | 0 | 0 | 0 | 0 | 0 | 0 | 0 | 0 | 0 | 0 | 0 | 0 | 0 | 0 | 0 | 0 | 0 | 0 | 0_E7_Stock |  |  |  |  | 0
| E8 | 0 | 0 | 0 | 0 | 0 | 0 | 0 | 0 | 0 | 0 | 0 | 0 | 0 | 0 | 0 | 0 | 0 | 0 | 0 | 0 | 0 | 0 | 0 | 0 | 0 | 0 | 0 | 0 | 0 | 0 | 0 | 0_E8_Stock |  |  |  |  | 0
| E9 | 0 | 0 | 0 | 0 | 0 | 0 | 0 | 0 | 0 | 0 | 0 | 0 | 0 | 0 | 0 | 0 | 0 | 0 | 0 | 0 | 0 | 0 | 0 | 0 | 0 | 0 | 0 | 0 | 0 | 0 | 0 | 0_E9_Stock |  |  |  |  | 0
| E10 | 0 | 0 | 0 | 0 | 0 | 0 | 0 | 0 | 0 | 0 | 0 | 0 | 0 | 0 | 0 | 0 | 0 | 0 | 0 | 0 | 0 | 0 | 0 | 0 | 0 | 0 | 0 | 0 | 0 | 0 | 0 | 0_E10_Stock |  |  |  |  | 0
| Vintage | 0 | 0 | 0 | 0 | 0 | 0 | 0 | 0 | 0 | 0 | 0 | 0 | 0 | 0 | 0 | 0 | 0 | 0 | 0 | 0 | 0 | 0 | 0 | 0 | 0 | 0 | 0 | 0 | 0 | 0 | 0 | 0_Vintage_Stock |  |  |  |  | 288381.2139
S1C3 |  | Year 0: System 1 Technology 3
Technology Variables
| Tech Key | Year 0: 0
| Peak Factor (S) | Year 0: 0
| Peak Factor (W) | Year 0: 0
| Min Vintage Lifetime | Year 0: 0
| Max Vintage Lifetime | Year 0: 0
| Turnover Style | Year 0: 0
Technology Variables
| Equipment | Year 0: Label; Year 1: Min Lifetime; Year 2: Max Lifetime; Year 3: Degradation; Year 4: Usage; Year 5: Available
| E1 | Year 1: 0; Year 2: 0; Year 3: 0%; Year 4: 0; Year 5: FALSE
| E2 | Year 1: 0; Year 2: 0; Year 3: 0%; Year 4: 0; Year 5: FALSE
| E3 | Year 1: 0; Year 2: 0; Year 3: 0%; Year 4: 0; Year 5: FALSE
| E4 | Year 1: 0; Year 2: 0; Year 3: 0%; Year 4: 0; Year 5: FALSE
| E5 | Year 1: 0; Year 2: 0; Year 3: 0%; Year 4: 0; Year 5: FALSE
| E6 | Year 1: 0; Year 2: 0; Year 3: 0%; Year 4: 0; Year 5: FALSE
| E7 | Year 1: 0; Year 2: 0; Year 3: 0%; Year 4: 0; Year 5: FALSE
| E8 | Year 1: 0; Year 2: 0; Year 3: 0%; Year 4: 0; Year 5: FALSE
| E9 | Year 1: 0; Year 2: 0; Year 3: 0%; Year 4: 0; Year 5: FALSE
| E10 | Year 1: 0; Year 2: 0; Year 3: 0%; Year 4: 0; Year 5: FALSE
Original Forecast Results
| Year | Year 0 | Year 1 | Year 2 | Year 3 | Year 4 | Year 5 | Year 6 | Year 7 | Year 8 | Year 9 | Year 10 | Year 11 | Year 12 | Year 13 | Year 14 | Year 15 | Year 16 | Year 17 | Year 18 | Year 19 | Year 20 | Year 21 | Year 22 | Year 23 | Year 24 | Year 25 | Year 26 | Year 27 | Year 28 | Year 29 | Year 30 | Key
| Units | 0 | 0 | 0 | 0 | 0 | 0 | 0 | 0 | 0 | 0 | 0 | 0 | 0 | 0 | 0 | 0 | 0 | 0 | 0 | 0 | 0 | 0 | 0 | 0 | 0 | 0 | 0 | 0 | 0 | 0 | 0 | #REF! |  |  |  |  | 301957.8232
| Usage | 0 | 0 | 0 | 0 | 0 | 0 | 0 | 0 | 0 | 0 | 0 | 0 | 0 | 0 | 0 | 0 | 0 | 0 | 0 | 0 | 0 | 0 | 0 | 0 | 0 | 0 | 0 | 0 | 0 | 0 | 0 | #REF! |  |  |  |  | 1698.6543
| Peak Demand (S) | 0 | 0 | 0 | 0 | 0 | 0 | 0 | 0 | 0 | 0 | 0 | 0 | 0 | 0 | 0 | 0 | 0 | 0 | 0 | 0 | 0 | 0 | 0 | 0 | 0 | 0 | 0 | 0 | 0 | 0 | 0 | #REF! |  |  |  |  | 0
| Peak Demand (W) | 0 | 0 | 0 | 0 | 0 | 0 | 0 | 0 | 0 | 0 | 0 | 0 | 0 | 0 | 0 | 0 | 0 | 0 | 0 | 0 | 0 | 0 | 0 | 0 | 0 | 0 | 0 | 0 | 0 | 0 | 0 | #REF! |  |  |  |  | 884.6119
| Turnover | 0 | 0 | 0 | 0 | 0 | 0 | 0 | 0 | 0 | 0 | 0 | 0 | 0 | 0 | 0 | 0 | 0 | 0 | 0 | 0 | 0 | 0 | 0 | 0 | 0 | 0 | 0 | 0 | 0 | 0 | 0 | #REF! |  |  |  |  | 6885.4476
| Avg. Replacement Usage | 0 | 0 | 0 | 0 | 0 | 0 | 0 | 0 | 0 | 0 | 0 | 0 | 0 | 0 | 0 | 0 | 0 | 0 | 0 | 0 | 0 | 0 | 0 | 0 | 0 | 0 | 0 | 0 | 0 | 0 | 0 | #REF! |  |  |  |  | 5638.8522
| Avg. Replacement Demand (S) | 0 | 0 | 0 | 0 | 0 | 0 | 0 | 0 | 0 | 0 | 0 | 0 | 0 | 0 | 0 | 0 | 0 | 0 | 0 | 0 | 0 | 0 | 0 | 0 | 0 | 0 | 0 | 0 | 0 | 0 | 0 | #REF! |  |  |  |  | 0
| Avg. Replacement Demand (W) | 0 | 0 | 0 | 0 | 0 | 0 | 0 | 0 | 0 | 0 | 0 | 0 | 0 | 0 | 0 | 0 | 0 | 0 | 0 | 0 | 0 | 0 | 0 | 0 | 0 | 0 | 0 | 0 | 0 | 0 | 0 | #REF! |  |  |  |  | 2.9366
Tech Forecast Stock
| Year | Year 0 | Year 1 | Year 2 | Year 3 | Year 4 | Year 5 | Year 6 | Year 7 | Year 8 | Year 9 | Year 10 | Year 11 | Year 12 | Year 13 | Year 14 | Year 15 | Year 16 | Year 17 | Year 18 | Year 19 | Year 20 | Year 21 | Year 22 | Year 23 | Year 24 | Year 25 | Year 26 | Year 27 | Year 28 | Year 29 | Year 30
| E1 | 0 | 0 | 0 | 0 | 0 | 0 | 0 | 0 | 0 | 0 | 0 | 0 | 0 | 0 | 0 | 0 | 0 | 0 | 0 | 0 | 0 | 0 | 0 | 0 | 0 | 0 | 0 | 0 | 0 | 0 | 0
| E2 | 0 | 0 | 0 | 0 | 0 | 0 | 0 | 0 | 0 | 0 | 0 | 0 | 0 | 0 | 0 | 0 | 0 | 0 | 0 | 0 | 0 | 0 | 0 | 0 | 0 | 0 | 0 | 0 | 0 | 0 | 0
| E3 | 0 | 0 | 0 | 0 | 0 | 0 | 0 | 0 | 0 | 0 | 0 | 0 | 0 | 0 | 0 | 0 | 0 | 0 | 0 | 0 | 0 | 0 | 0 | 0 | 0 | 0 | 0 | 0 | 0 | 0 | 0
| E4 | 0 | 0 | 0 | 0 | 0 | 0 | 0 | 0 | 0 | 0 | 0 | 0 | 0 | 0 | 0 | 0 | 0 | 0 | 0 | 0 | 0 | 0 | 0 | 0 | 0 | 0 | 0 | 0 | 0 | 0 | 0
| E5 | 0 | 0 | 0 | 0 | 0 | 0 | 0 | 0 | 0 | 0 | 0 | 0 | 0 | 0 | 0 | 0 | 0 | 0 | 0 | 0 | 0 | 0 | 0 | 0 | 0 | 0 | 0 | 0 | 0 | 0 | 0
| E6 | 0 | 0 | 0 | 0 | 0 | 0 | 0 | 0 | 0 | 0 | 0 | 0 | 0 | 0 | 0 | 0 | 0 | 0 | 0 | 0 | 0 | 0 | 0 | 0 | 0 | 0 | 0 | 0 | 0 | 0 | 0
| E7 | 0 | 0 | 0 | 0 | 0 | 0 | 0 | 0 | 0 | 0 | 0 | 0 | 0 | 0 | 0 | 0 | 0 | 0 | 0 | 0 | 0 | 0 | 0 | 0 | 0 | 0 | 0 | 0 | 0 | 0 | 0
| E8 | 0 | 0 | 0 | 0 | 0 | 0 | 0 | 0 | 0 | 0 | 0 | 0 | 0 | 0 | 0 | 0 | 0 | 0 | 0 | 0 | 0 | 0 | 0 | 0 | 0 | 0 | 0 | 0 | 0 | 0 | 0
| E9 | 0 | 0 | 0 | 0 | 0 | 0 | 0 | 0 | 0 | 0 | 0 | 0 | 0 | 0 | 0 | 0 | 0 | 0 | 0 | 0 | 0 | 0 | 0 | 0 | 0 | 0 | 0 | 0 | 0 | 0 | 0
| E10 | 0 | 0 | 0 | 0 | 0 | 0 | 0 | 0 | 0 | 0 | 0 | 0 | 0 | 0 | 0 | 0 | 0 | 0 | 0 | 0 | 0 | 0 | 0 | 0 | 0 | 0 | 0 | 0 | 0 | 0 | 0
| Vintage | 0 | 0 | 0 | 0 | 0 | 0 | 0 | 0 | 0 | 0 | 0 | 0 | 0 | 0 | 0 | 0 | 0 | 0 | 0 | 0 | 0 | 0 | 0 | 0 | 0 | 0 | 0 | 0 | 0 | 0 | 0
Stock for Switching
| Year | Year 0 | Year 1 | Year 2 | Year 3 | Year 4 | Year 5 | Year 6 | Year 7 | Year 8 | Year 9 | Year 10 | Year 11 | Year 12 | Year 13 | Year 14 | Year 15 | Year 16 | Year 17 | Year 18 | Year 19 | Year 20 | Year 21 | Year 22 | Year 23 | Year 24 | Year 25 | Year 26 | Year 27 | Year 28 | Year 29 | Year 30
| E1 | 0 | 0 | 0 | 0 | 0 | 0 | 0 | 0 | 0 | 0 | 0 | 0 | 0 | 0 | 0 | 0 | 0 | 0 | 0 | 0 | 0 | 0 | 0 | 0 | 0 | 0 | 0 | 0 | 0 | 0 | 0 | 0_E1_SysStock
| E2 | 0 | 0 | 0 | 0 | 0 | 0 | 0 | 0 | 0 | 0 | 0 | 0 | 0 | 0 | 0 | 0 | 0 | 0 | 0 | 0 | 0 | 0 | 0 | 0 | 0 | 0 | 0 | 0 | 0 | 0 | 0 | 0_E2_SysStock
| E3 | 0 | 0 | 0 | 0 | 0 | 0 | 0 | 0 | 0 | 0 | 0 | 0 | 0 | 0 | 0 | 0 | 0 | 0 | 0 | 0 | 0 | 0 | 0 | 0 | 0 | 0 | 0 | 0 | 0 | 0 | 0 | 0_E3_SysStock
| E4 | 0 | 0 | 0 | 0 | 0 | 0 | 0 | 0 | 0 | 0 | 0 | 0 | 0 | 0 | 0 | 0 | 0 | 0 | 0 | 0 | 0 | 0 | 0 | 0 | 0 | 0 | 0 | 0 | 0 | 0 | 0 | 0_E4_SysStock
| E5 | 0 | 0 | 0 | 0 | 0 | 0 | 0 | 0 | 0 | 0 | 0 | 0 | 0 | 0 | 0 | 0 | 0 | 0 | 0 | 0 | 0 | 0 | 0 | 0 | 0 | 0 | 0 | 0 | 0 | 0 | 0 | 0_E5_SysStock
| E6 | 0 | 0 | 0 | 0 | 0 | 0 | 0 | 0 | 0 | 0 | 0 | 0 | 0 | 0 | 0 | 0 | 0 | 0 | 0 | 0 | 0 | 0 | 0 | 0 | 0 | 0 | 0 | 0 | 0 | 0 | 0 | 0_E6_SysStock
| E7 | 0 | 0 | 0 | 0 | 0 | 0 | 0 | 0 | 0 | 0 | 0 | 0 | 0 | 0 | 0 | 0 | 0 | 0 | 0 | 0 | 0 | 0 | 0 | 0 | 0 | 0 | 0 | 0 | 0 | 0 | 0 | 0_E7_SysStock
| E8 | 0 | 0 | 0 | 0 | 0 | 0 | 0 | 0 | 0 | 0 | 0 | 0 | 0 | 0 | 0 | 0 | 0 | 0 | 0 | 0 | 0 | 0 | 0 | 0 | 0 | 0 | 0 | 0 | 0 | 0 | 0 | 0_E8_SysStock
| E9 | 0 | 0 | 0 | 0 | 0 | 0 | 0 | 0 | 0 | 0 | 0 | 0 | 0 | 0 | 0 | 0 | 0 | 0 | 0 | 0 | 0 | 0 | 0 | 0 | 0 | 0 | 0 | 0 | 0 | 0 | 0 | 0_E9_SysStock
| E10 | 0 | 0 | 0 | 0 | 0 | 0 | 0 | 0 | 0 | 0 | 0 | 0 | 0 | 0 | 0 | 0 | 0 | 0 | 0 | 0 | 0 | 0 | 0 | 0 | 0 | 0 | 0 | 0 | 0 | 0 | 0 | 0_E10_SysStock
| Vintage | 0 | 0 | 0 | 0 | 0 | 0 | 0 | 0 | 0 | 0 | 0 | 0 | 0 | 0 | 0 | 0 | 0 | 0 | 0 | 0 | 0 | 0 | 0 | 0 | 0 | 0 | 0 | 0 | 0 | 0 | 0 | 0_Vintage_SysStock
Tech Forecast Purchases
| Year | Year 0 | Year 1 | Year 2 | Year 3 | Year 4 | Year 5 | Year 6 | Year 7 | Year 8 | Year 9 | Year 10 | Year 11 | Year 12 | Year 13 | Year 14 | Year 15 | Year 16 | Year 17 | Year 18 | Year 19 | Year 20 | Year 21 | Year 22 | Year 23 | Year 24 | Year 25 | Year 26 | Year 27 | Year 28 | Year 29 | Year 30
| E1 | 0 | 0 | 0 | 0 | 0 | 0 | 0 | 0 | 0 | 0 | 0 | 0 | 0 | 0 | 0 | 0 | 0 | 0 | 0 | 0 | 0 | 0 | 0 | 0 | 0 | 0 | 0 | 0 | 0 | 0 | 0
| E2 | 0 | 0 | 0 | 0 | 0 | 0 | 0 | 0 | 0 | 0 | 0 | 0 | 0 | 0 | 0 | 0 | 0 | 0 | 0 | 0 | 0 | 0 | 0 | 0 | 0 | 0 | 0 | 0 | 0 | 0 | 0
| E3 | 0 | 0 | 0 | 0 | 0 | 0 | 0 | 0 | 0 | 0 | 0 | 0 | 0 | 0 | 0 | 0 | 0 | 0 | 0 | 0 | 0 | 0 | 0 | 0 | 0 | 0 | 0 | 0 | 0 | 0 | 0
| E4 | 0 | 0 | 0 | 0 | 0 | 0 | 0 | 0 | 0 | 0 | 0 | 0 | 0 | 0 | 0 | 0 | 0 | 0 | 0 | 0 | 0 | 0 | 0 | 0 | 0 | 0 | 0 | 0 | 0 | 0 | 0
| E5 | 0 | 0 | 0 | 0 | 0 | 0 | 0 | 0 | 0 | 0 | 0 | 0 | 0 | 0 | 0 | 0 | 0 | 0 | 0 | 0 | 0 | 0 | 0 | 0 | 0 | 0 | 0 | 0 | 0 | 0 | 0
| E6 | 0 | 0 | 0 | 0 | 0 | 0 | 0 | 0 | 0 | 0 | 0 | 0 | 0 | 0 | 0 | 0 | 0 | 0 | 0 | 0 | 0 | 0 | 0 | 0 | 0 | 0 | 0 | 0 | 0 | 0 | 0
| E7 | 0 | 0 | 0 | 0 | 0 | 0 | 0 | 0 | 0 | 0 | 0 | 0 | 0 | 0 | 0 | 0 | 0 | 0 | 0 | 0 | 0 | 0 | 0 | 0 | 0 | 0 | 0 | 0 | 0 | 0 | 0
| E8 | 0 | 0 | 0 | 0 | 0 | 0 | 0 | 0 | 0 | 0 | 0 | 0 | 0 | 0 | 0 | 0 | 0 | 0 | 0 | 0 | 0 | 0 | 0 | 0 | 0 | 0 | 0 | 0 | 0 | 0 | 0
| E9 | 0 | 0 | 0 | 0 | 0 | 0 | 0 | 0 | 0 | 0 | 0 | 0 | 0 | 0 | 0 | 0 | 0 | 0 | 0 | 0 | 0 | 0 | 0 | 0 | 0 | 0 | 0 | 0 | 0 | 0 | 0
| E10 | 0 | 0 | 0 | 0 | 0 | 0 | 0 | 0 | 0 | 0 | 0 | 0 | 0 | 0 | 0 | 0 | 0 | 0 | 0 | 0 | 0 | 0 | 0 | 0 | 0 | 0 | 0 | 0 | 0 | 0 | 0
Potential to Switch
| Year | Year 0 | Year 1 | Year 2 | Year 3 | Year 4 | Year 5 | Year 6 | Year 7 | Year 8 | Year 9 | Year 10 | Year 11 | Year 12 | Year 13 | Year 14 | Year 15 | Year 16 | Year 17 | Year 18 | Year 19 | Year 20 | Year 21 | Year 22 | Year 23 | Year 24 | Year 25 | Year 26 | Year 27 | Year 28 | Year 29 | Year 30
| E1 | 0 | 0 | 0 | 0 | 0 | 0 | 0 | 0 | 0 | 0 | 0 | 0 | 0 | 0 | 0 | 0 | 0 | 0 | 0 | 0 | 0 | 0 | 0 | 0 | 0 | 0 | 0 | 0 | 0 | 0 | 0 | 0_E1_Switched Out
| E2 | 0 | 0 | 0 | 0 | 0 | 0 | 0 | 0 | 0 | 0 | 0 | 0 | 0 | 0 | 0 | 0 | 0 | 0 | 0 | 0 | 0 | 0 | 0 | 0 | 0 | 0 | 0 | 0 | 0 | 0 | 0 | 0_E2_Switched Out
| E3 | 0 | 0 | 0 | 0 | 0 | 0 | 0 | 0 | 0 | 0 | 0 | 0 | 0 | 0 | 0 | 0 | 0 | 0 | 0 | 0 | 0 | 0 | 0 | 0 | 0 | 0 | 0 | 0 | 0 | 0 | 0 | 0_E3_Switched Out
| E4 | 0 | 0 | 0 | 0 | 0 | 0 | 0 | 0 | 0 | 0 | 0 | 0 | 0 | 0 | 0 | 0 | 0 | 0 | 0 | 0 | 0 | 0 | 0 | 0 | 0 | 0 | 0 | 0 | 0 | 0 | 0 | 0_E4_Switched Out
| E5 | 0 | 0 | 0 | 0 | 0 | 0 | 0 | 0 | 0 | 0 | 0 | 0 | 0 | 0 | 0 | 0 | 0 | 0 | 0 | 0 | 0 | 0 | 0 | 0 | 0 | 0 | 0 | 0 | 0 | 0 | 0 | 0_E5_Switched Out
| E6 | 0 | 0 | 0 | 0 | 0 | 0 | 0 | 0 | 0 | 0 | 0 | 0 | 0 | 0 | 0 | 0 | 0 | 0 | 0 | 0 | 0 | 0 | 0 | 0 | 0 | 0 | 0 | 0 | 0 | 0 | 0 | 0_E6_Switched Out
| E7 | 0 | 0 | 0 | 0 | 0 | 0 | 0 | 0 | 0 | 0 | 0 | 0 | 0 | 0 | 0 | 0 | 0 | 0 | 0 | 0 | 0 | 0 | 0 | 0 | 0 | 0 | 0 | 0 | 0 | 0 | 0 | 0_E7_Switched Out
| E8 | 0 | 0 | 0 | 0 | 0 | 0 | 0 | 0 | 0 | 0 | 0 | 0 | 0 | 0 | 0 | 0 | 0 | 0 | 0 | 0 | 0 | 0 | 0 | 0 | 0 | 0 | 0 | 0 | 0 | 0 | 0 | 0_E8_Switched Out
| E9 | 0 | 0 | 0 | 0 | 0 | 0 | 0 | 0 | 0 | 0 | 0 | 0 | 0 | 0 | 0 | 0 | 0 | 0 | 0 | 0 | 0 | 0 | 0 | 0 | 0 | 0 | 0 | 0 | 0 | 0 | 0 | 0_E9_Switched Out
| E10 | 0 | 0 | 0 | 0 | 0 | 0 | 0 | 0 | 0 | 0 | 0 | 0 | 0 | 0 | 0 | 0 | 0 | 0 | 0 | 0 | 0 | 0 | 0 | 0 | 0 | 0 | 0 | 0 | 0 | 0 | 0 | 0_E10_Switched Out
Units Out
| E1 | 0 | 0 | 0 | 0 | 0 | 0 | 0 | 0 | 0 | 0 | 0 | 0 | 0 | 0 | 0 | 0 | 0 | 0 | 0 | 0 | 0 | 0 | 0 | 0 | 0 | 0 | 0 | 0 | 0 | 0 | 0
| E2 | 0 | 0 | 0 | 0 | 0 | 0 | 0 | 0 | 0 | 0 | 0 | 0 | 0 | 0 | 0 | 0 | 0 | 0 | 0 | 0 | 0 | 0 | 0 | 0 | 0 | 0 | 0 | 0 | 0 | 0 | 0
| E3 | 0 | 0 | 0 | 0 | 0 | 0 | 0 | 0 | 0 | 0 | 0 | 0 | 0 | 0 | 0 | 0 | 0 | 0 | 0 | 0 | 0 | 0 | 0 | 0 | 0 | 0 | 0 | 0 | 0 | 0 | 0
| E4 | 0 | 0 | 0 | 0 | 0 | 0 | 0 | 0 | 0 | 0 | 0 | 0 | 0 | 0 | 0 | 0 | 0 | 0 | 0 | 0 | 0 | 0 | 0 | 0 | 0 | 0 | 0 | 0 | 0 | 0 | 0
| E5 | 0 | 0 | 0 | 0 | 0 | 0 | 0 | 0 | 0 | 0 | 0 | 0 | 0 | 0 | 0 | 0 | 0 | 0 | 0 | 0 | 0 | 0 | 0 | 0 | 0 | 0 | 0 | 0 | 0 | 0 | 0
| E6 | 0 | 0 | 0 | 0 | 0 | 0 | 0 | 0 | 0 | 0 | 0 | 0 | 0 | 0 | 0 | 0 | 0 | 0 | 0 | 0 | 0 | 0 | 0 | 0 | 0 | 0 | 0 | 0 | 0 | 0 | 0
| E7 | 0 | 0 | 0 | 0 | 0 | 0 | 0 | 0 | 0 | 0 | 0 | 0 | 0 | 0 | 0 | 0 | 0 | 0 | 0 | 0 | 0 | 0 | 0 | 0 | 0 | 0 | 0 | 0 | 0 | 0 | 0
| E8 | 0 | 0 | 0 | 0 | 0 | 0 | 0 | 0 | 0 | 0 | 0 | 0 | 0 | 0 | 0 | 0 | 0 | 0 | 0 | 0 | 0 | 0 | 0 | 0 | 0 | 0 | 0 | 0 | 0 | 0 | 0
| E9 | 0 | 0 | 0 | 0 | 0 | 0 | 0 | 0 | 0 | 0 | 0 | 0 | 0 | 0 | 0 | 0 | 0 | 0 | 0 | 0 | 0 | 0 | 0 | 0 | 0 | 0 | 0 | 0 | 0 | 0 | 0
| E10 | 0 | 0 | 0 | 0 | 0 | 0 | 0 | 0 | 0 | 0 | 0 | 0 | 0 | 0 | 0 | 0 | 0 | 0 | 0 | 0 | 0 | 0 | 0 | 0 | 0 | 0 | 0 | 0 | 0 | 0 | 0
| Vintage | 0 | 0 | 0 | 0 | 0 | 0 | 0 | 0 | 0 | 0 | 0 | 0 | 0 | 0 | 0 | 0 | 0 | 0 | 0 | 0 | 0 | 0 | 0 | 0 | 0 | 0 | 0 | 0 | 0 | 0 | 0
Tech Purchase Shares
| Year | Year 0 | Year 1 | Year 2 | Year 3 | Year 4 | Year 5 | Year 6 | Year 7 | Year 8 | Year 9 | Year 10 | Year 11 | Year 12 | Year 13 | Year 14 | Year 15 | Year 16 | Year 17 | Year 18 | Year 19 | Year 20 | Year 21 | Year 22 | Year 23 | Year 24 | Year 25 | Year 26 | Year 27 | Year 28 | Year 29 | Year 30
E1 | bar: Year 0 to Year 30
E2 | bar: Year 0 to Year 30
E3 | bar: Year 0 to Year 30
E4 | bar: Year 0 to Year 30
E5 | bar: Year 0 to Year 30
E6 | bar: Year 0 to Year 30
E7 | bar: Year 0 to Year 30
E8 | bar: Year 0 to Year 30
E9 | bar: Year 0 to Year 30
E10 | bar: Year 0 to Year 30
Units In from Switching
| E1 | 0 | 0 | 0 | 0 | 0 | 0 | 0 | 0 | 0 | 0 | 0 | 0 | 0 | 0 | 0 | 0 | 0 | 0 | 0 | 0 | 0 | 0 | 0 | 0 | 0 | 0 | 0 | 0 | 0 | 0 | 0
| E2 | 0 | 0 | 0 | 0 | 0 | 0 | 0 | 0 | 0 | 0 | 0 | 0 | 0 | 0 | 0 | 0 | 0 | 0 | 0 | 0 | 0 | 0 | 0 | 0 | 0 | 0 | 0 | 0 | 0 | 0 | 0
| E3 | 0 | 0 | 0 | 0 | 0 | 0 | 0 | 0 | 0 | 0 | 0 | 0 | 0 | 0 | 0 | 0 | 0 | 0 | 0 | 0 | 0 | 0 | 0 | 0 | 0 | 0 | 0 | 0 | 0 | 0 | 0
| E4 | 0 | 0 | 0 | 0 | 0 | 0 | 0 | 0 | 0 | 0 | 0 | 0 | 0 | 0 | 0 | 0 | 0 | 0 | 0 | 0 | 0 | 0 | 0 | 0 | 0 | 0 | 0 | 0 | 0 | 0 | 0
| E5 | 0 | 0 | 0 | 0 | 0 | 0 | 0 | 0 | 0 | 0 | 0 | 0 | 0 | 0 | 0 | 0 | 0 | 0 | 0 | 0 | 0 | 0 | 0 | 0 | 0 | 0 | 0 | 0 | 0 | 0 | 0
| E6 | 0 | 0 | 0 | 0 | 0 | 0 | 0 | 0 | 0 | 0 | 0 | 0 | 0 | 0 | 0 | 0 | 0 | 0 | 0 | 0 | 0 | 0 | 0 | 0 | 0 | 0 | 0 | 0 | 0 | 0 | 0
| E7 | 0 | 0 | 0 | 0 | 0 | 0 | 0 | 0 | 0 | 0 | 0 | 0 | 0 | 0 | 0 | 0 | 0 | 0 | 0 | 0 | 0 | 0 | 0 | 0 | 0 | 0 | 0 | 0 | 0 | 0 | 0
| E8 | 0 | 0 | 0 | 0 | 0 | 0 | 0 | 0 | 0 | 0 | 0 | 0 | 0 | 0 | 0 | 0 | 0 | 0 | 0 | 0 | 0 | 0 | 0 | 0 | 0 | 0 | 0 | 0 | 0 | 0 | 0
| E9 | 0 | 0 | 0 | 0 | 0 | 0 | 0 | 0 | 0 | 0 | 0 | 0 | 0 | 0 | 0 | 0 | 0 | 0 | 0 | 0 | 0 | 0 | 0 | 0 | 0 | 0 | 0 | 0 | 0 | 0 | 0
| E10 | 0 | 0 | 0 | 0 | 0 | 0 | 0 | 0 | 0 | 0 | 0 | 0 | 0 | 0 | 0 | 0 | 0 | 0 | 0 | 0 | 0 | 0 | 0 | 0 | 0 | 0 | 0 | 0 | 0 | 0 | 0
| Vintage | 0 | 0 | 0 | 0 | 0 | 0 | 0 | 0 | 0 | 0 | 0 | 0 | 0 | 0 | 0 | 0 | 0 | 0 | 0 | 0 | 0 | 0 | 0 | 0 | 0 | 0 | 0 | 0 | 0 | 0 | 0
Net Change
| Year | Year 0 | Year 1 | Year 2 | Year 3 | Year 4 | Year 5 | Year 6 | Year 7 | Year 8 | Year 9 | Year 10 | Year 11 | Year 12 | Year 13 | Year 14 | Year 15 | Year 16 | Year 17 | Year 18 | Year 19 | Year 20 | Year 21 | Year 22 | Year 23 | Year 24 | Year 25 | Year 26 | Year 27 | Year 28 | Year 29 | Year 30 | Key
| Units | 0 | 0 | 0 | 0 | 0 | 0 | 0 | 0 | 0 | 0 | 0 | 0 | 0 | 0 | 0 | 0 | 0 | 0 | 0 | 0 | 0 | 0 | 0 | 0 | 0 | 0 | 0 | 0 | 0 | 0 | 0 | 0_Units |  |  |  |  | 301957.8232
| Usage | 0 | 0 | 0 | 0 | 0 | 0 | 0 | 0 | 0 | 0 | 0 | 0 | 0 | 0 | 0 | 0 | 0 | 0 | 0 | 0 | 0 | 0 | 0 | 0 | 0 | 0 | 0 | 0 | 0 | 0 | 0 | 0_Usage |  |  |  |  | 1698.6543
| Peak Demand (S) | 0 | 0 | 0 | 0 | 0 | 0 | 0 | 0 | 0 | 0 | 0 | 0 | 0 | 0 | 0 | 0 | 0 | 0 | 0 | 0 | 0 | 0 | 0 | 0 | 0 | 0 | 0 | 0 | 0 | 0 | 0 | 0_Peak Demand (S) |  |  |  |  | 0
| Peak Demand (W) | 0 | 0 | 0 | 0 | 0 | 0 | 0 | 0 | 0 | 0 | 0 | 0 | 0 | 0 | 0 | 0 | 0 | 0 | 0 | 0 | 0 | 0 | 0 | 0 | 0 | 0 | 0 | 0 | 0 | 0 | 0 | 0_Peak Demand (W) |  |  |  |  | 884.6119
| Turnover | 0 | 0 | 0 | 0 | 0 | 0 | 0 | 0 | 0 | 0 | 0 | 0 | 0 | 0 | 0 | 0 | 0 | 0 | 0 | 0 | 0 | 0 | 0 | 0 | 0 | 0 | 0 | 0 | 0 | 0 | 0 | 0_Turnover |  |  |  |  | 6885.4476
| Avg. Replacement Usage | 0 | 0 | 0 | 0 | 0 | 0 | 0 | 0 | 0 | 0 | 0 | 0 | 0 | 0 | 0 | 0 | 0 | 0 | 0 | 0 | 0 | 0 | 0 | 0 | 0 | 0 | 0 | 0 | 0 | 0 | 0 | 0_Avg. Replacement Usage |  |  |  |  | 5638.8522
| Avg. Replacement Demand (S) | 0 | 0 | 0 | 0 | 0 | 0 | 0 | 0 | 0 | 0 | 0 | 0 | 0 | 0 | 0 | 0 | 0 | 0 | 0 | 0 | 0 | 0 | 0 | 0 | 0 | 0 | 0 | 0 | 0 | 0 | 0 | 0_Avg. Replacement Demand (S) |  |  |  |  | 0
| Avg. Replacement Demand (W) | 0 | 0 | 0 | 0 | 0 | 0 | 0 | 0 | 0 | 0 | 0 | 0 | 0 | 0 | 0 | 0 | 0 | 0 | 0 | 0 | 0 | 0 | 0 | 0 | 0 | 0 | 0 | 0 | 0 | 0 | 0 | 0_Avg. Replacement Demand (W) |  |  |  |  | 2.9366
Purchases
| Year | Year 0 | Year 1 | Year 2 | Year 3 | Year 4 | Year 5 | Year 6 | Year 7 | Year 8 | Year 9 | Year 10 | Year 11 | Year 12 | Year 13 | Year 14 | Year 15 | Year 16 | Year 17 | Year 18 | Year 19 | Year 20 | Year 21 | Year 22 | Year 23 | Year 24 | Year 25 | Year 26 | Year 27 | Year 28 | Year 29 | Year 30
| E1 | 0 | 0 | 0 | 0 | 0 | 0 | 0 | 0 | 0 | 0 | 0 | 0 | 0 | 0 | 0 | 0 | 0 | 0 | 0 | 0 | 0 | 0 | 0 | 0 | 0 | 0 | 0 | 0 | 0 | 0 | 0 | 0_E1_Purchases |  |  |  |  | 6885.4476
| E2 | 0 | 0 | 0 | 0 | 0 | 0 | 0 | 0 | 0 | 0 | 0 | 0 | 0 | 0 | 0 | 0 | 0 | 0 | 0 | 0 | 0 | 0 | 0 | 0 | 0 | 0 | 0 | 0 | 0 | 0 | 0 | 0_E2_Purchases |  |  |  |  | 0
| E3 | 0 | 0 | 0 | 0 | 0 | 0 | 0 | 0 | 0 | 0 | 0 | 0 | 0 | 0 | 0 | 0 | 0 | 0 | 0 | 0 | 0 | 0 | 0 | 0 | 0 | 0 | 0 | 0 | 0 | 0 | 0 | 0_E3_Purchases |  |  |  |  | 0
| E4 | 0 | 0 | 0 | 0 | 0 | 0 | 0 | 0 | 0 | 0 | 0 | 0 | 0 | 0 | 0 | 0 | 0 | 0 | 0 | 0 | 0 | 0 | 0 | 0 | 0 | 0 | 0 | 0 | 0 | 0 | 0 | 0_E4_Purchases |  |  |  |  | 0
| E5 | 0 | 0 | 0 | 0 | 0 | 0 | 0 | 0 | 0 | 0 | 0 | 0 | 0 | 0 | 0 | 0 | 0 | 0 | 0 | 0 | 0 | 0 | 0 | 0 | 0 | 0 | 0 | 0 | 0 | 0 | 0 | 0_E5_Purchases |  |  |  |  | 0
| E6 | 0 | 0 | 0 | 0 | 0 | 0 | 0 | 0 | 0 | 0 | 0 | 0 | 0 | 0 | 0 | 0 | 0 | 0 | 0 | 0 | 0 | 0 | 0 | 0 | 0 | 0 | 0 | 0 | 0 | 0 | 0 | 0_E6_Purchases |  |  |  |  | 0
| E7 | 0 | 0 | 0 | 0 | 0 | 0 | 0 | 0 | 0 | 0 | 0 | 0 | 0 | 0 | 0 | 0 | 0 | 0 | 0 | 0 | 0 | 0 | 0 | 0 | 0 | 0 | 0 | 0 | 0 | 0 | 0 | 0_E7_Purchases |  |  |  |  | 0
| E8 | 0 | 0 | 0 | 0 | 0 | 0 | 0 | 0 | 0 | 0 | 0 | 0 | 0 | 0 | 0 | 0 | 0 | 0 | 0 | 0 | 0 | 0 | 0 | 0 | 0 | 0 | 0 | 0 | 0 | 0 | 0 | 0_E8_Purchases |  |  |  |  | 0
| E9 | 0 | 0 | 0 | 0 | 0 | 0 | 0 | 0 | 0 | 0 | 0 | 0 | 0 | 0 | 0 | 0 | 0 | 0 | 0 | 0 | 0 | 0 | 0 | 0 | 0 | 0 | 0 | 0 | 0 | 0 | 0 | 0_E9_Purchases |  |  |  |  | 0
| E10 | 0 | 0 | 0 | 0 | 0 | 0 | 0 | 0 | 0 | 0 | 0 | 0 | 0 | 0 | 0 | 0 | 0 | 0 | 0 | 0 | 0 | 0 | 0 | 0 | 0 | 0 | 0 | 0 | 0 | 0 | 0 | 0_E10_Purchases |  |  |  |  | 0
Stock
| Year | Year 0 | Year 1 | Year 2 | Year 3 | Year 4 | Year 5 | Year 6 | Year 7 | Year 8 | Year 9 | Year 10 | Year 11 | Year 12 | Year 13 | Year 14 | Year 15 | Year 16 | Year 17 | Year 18 | Year 19 | Year 20 | Year 21 | Year 22 | Year 23 | Year 24 | Year 25 | Year 26 | Year 27 | Year 28 | Year 29 | Year 30
| E1 | 0 | 0 | 0 | 0 | 0 | 0 | 0 | 0 | 0 | 0 | 0 | 0 | 0 | 0 | 0 | 0 | 0 | 0 | 0 | 0 | 0 | 0 | 0 | 0 | 0 | 0 | 0 | 0 | 0 | 0 | 0 | 0_E1_Stock |  |  |  |  | 13576.6093
| E2 | 0 | 0 | 0 | 0 | 0 | 0 | 0 | 0 | 0 | 0 | 0 | 0 | 0 | 0 | 0 | 0 | 0 | 0 | 0 | 0 | 0 | 0 | 0 | 0 | 0 | 0 | 0 | 0 | 0 | 0 | 0 | 0_E2_Stock |  |  |  |  | 0
| E3 | 0 | 0 | 0 | 0 | 0 | 0 | 0 | 0 | 0 | 0 | 0 | 0 | 0 | 0 | 0 | 0 | 0 | 0 | 0 | 0 | 0 | 0 | 0 | 0 | 0 | 0 | 0 | 0 | 0 | 0 | 0 | 0_E3_Stock |  |  |  |  | 0
| E4 | 0 | 0 | 0 | 0 | 0 | 0 | 0 | 0 | 0 | 0 | 0 | 0 | 0 | 0 | 0 | 0 | 0 | 0 | 0 | 0 | 0 | 0 | 0 | 0 | 0 | 0 | 0 | 0 | 0 | 0 | 0 | 0_E4_Stock |  |  |  |  | 0
| E5 | 0 | 0 | 0 | 0 | 0 | 0 | 0 | 0 | 0 | 0 | 0 | 0 | 0 | 0 | 0 | 0 | 0 | 0 | 0 | 0 | 0 | 0 | 0 | 0 | 0 | 0 | 0 | 0 | 0 | 0 | 0 | 0_E5_Stock |  |  |  |  | 0
| E6 | 0 | 0 | 0 | 0 | 0 | 0 | 0 | 0 | 0 | 0 | 0 | 0 | 0 | 0 | 0 | 0 | 0 | 0 | 0 | 0 | 0 | 0 | 0 | 0 | 0 | 0 | 0 | 0 | 0 | 0 | 0 | 0_E6_Stock |  |  |  |  | 0
| E7 | 0 | 0 | 0 | 0 | 0 | 0 | 0 | 0 | 0 | 0 | 0 | 0 | 0 | 0 | 0 | 0 | 0 | 0 | 0 | 0 | 0 | 0 | 0 | 0 | 0 | 0 | 0 | 0 | 0 | 0 | 0 | 0_E7_Stock |  |  |  |  | 0
| E8 | 0 | 0 | 0 | 0 | 0 | 0 | 0 | 0 | 0 | 0 | 0 | 0 | 0 | 0 | 0 | 0 | 0 | 0 | 0 | 0 | 0 | 0 | 0 | 0 | 0 | 0 | 0 | 0 | 0 | 0 | 0 | 0_E8_Stock |  |  |  |  | 0
| E9 | 0 | 0 | 0 | 0 | 0 | 0 | 0 | 0 | 0 | 0 | 0 | 0 | 0 | 0 | 0 | 0 | 0 | 0 | 0 | 0 | 0 | 0 | 0 | 0 | 0 | 0 | 0 | 0 | 0 | 0 | 0 | 0_E9_Stock |  |  |  |  | 0
| E10 | 0 | 0 | 0 | 0 | 0 | 0 | 0 | 0 | 0 | 0 | 0 | 0 | 0 | 0 | 0 | 0 | 0 | 0 | 0 | 0 | 0 | 0 | 0 | 0 | 0 | 0 | 0 | 0 | 0 | 0 | 0 | 0_E10_Stock |  |  |  |  | 0
| Vintage | 0 | 0 | 0 | 0 | 0 | 0 | 0 | 0 | 0 | 0 | 0 | 0 | 0 | 0 | 0 | 0 | 0 | 0 | 0 | 0 | 0 | 0 | 0 | 0 | 0 | 0 | 0 | 0 | 0 | 0 | 0 | 0_Vintage_Stock |  |  |  |  | 288381.2139
S1C4 |  | Year 0: System 1 Technology 4
Technology Variables
| Tech Key | Year 0: 0
| Peak Factor (S) | Year 0: 0
| Peak Factor (W) | Year 0: 0
| Min Vintage Lifetime | Year 0: 0
| Max Vintage Lifetime | Year 0: 0
| Turnover Style | Year 0: 0
Technology Variables
| Equipment | Year 0: Label; Year 1: Min Lifetime; Year 2: Max Lifetime; Year 3: Degradation; Year 4: Usage; Year 5: Available
| E1 | Year 1: 0; Year 2: 0; Year 3: 0%; Year 4: 0; Year 5: FALSE
| E2 | Year 1: 0; Year 2: 0; Year 3: 0%; Year 4: 0; Year 5: FALSE
| E3 | Year 1: 0; Year 2: 0; Year 3: 0%; Year 4: 0; Year 5: FALSE
| E4 | Year 1: 0; Year 2: 0; Year 3: 0%; Year 4: 0; Year 5: FALSE
| E5 | Year 1: 0; Year 2: 0; Year 3: 0%; Year 4: 0; Year 5: FALSE
| E6 | Year 1: 0; Year 2: 0; Year 3: 0%; Year 4: 0; Year 5: FALSE
| E7 | Year 1: 0; Year 2: 0; Year 3: 0%; Year 4: 0; Year 5: FALSE
| E8 | Year 1: 0; Year 2: 0; Year 3: 0%; Year 4: 0; Year 5: FALSE
| E9 | Year 1: 0; Year 2: 0; Year 3: 0%; Year 4: 0; Year 5: FALSE
| E10 | Year 1: 0; Year 2: 0; Year 3: 0%; Year 4: 0; Year 5: FALSE
Original Forecast Results
| Year | Year 0 | Year 1 | Year 2 | Year 3 | Year 4 | Year 5 | Year 6 | Year 7 | Year 8 | Year 9 | Year 10 | Year 11 | Year 12 | Year 13 | Year 14 | Year 15 | Year 16 | Year 17 | Year 18 | Year 19 | Year 20 | Year 21 | Year 22 | Year 23 | Year 24 | Year 25 | Year 26 | Year 27 | Year 28 | Year 29 | Year 30 | Key
| Units | 0 | 0 | 0 | 0 | 0 | 0 | 0 | 0 | 0 | 0 | 0 | 0 | 0 | 0 | 0 | 0 | 0 | 0 | 0 | 0 | 0 | 0 | 0 | 0 | 0 | 0 | 0 | 0 | 0 | 0 | 0 | #REF! |  |  |  |  | 301957.8232
| Usage | 0 | 0 | 0 | 0 | 0 | 0 | 0 | 0 | 0 | 0 | 0 | 0 | 0 | 0 | 0 | 0 | 0 | 0 | 0 | 0 | 0 | 0 | 0 | 0 | 0 | 0 | 0 | 0 | 0 | 0 | 0 | #REF! |  |  |  |  | 1698.6543
| Peak Demand (S) | 0 | 0 | 0 | 0 | 0 | 0 | 0 | 0 | 0 | 0 | 0 | 0 | 0 | 0 | 0 | 0 | 0 | 0 | 0 | 0 | 0 | 0 | 0 | 0 | 0 | 0 | 0 | 0 | 0 | 0 | 0 | #REF! |  |  |  |  | 0
| Peak Demand (W) | 0 | 0 | 0 | 0 | 0 | 0 | 0 | 0 | 0 | 0 | 0 | 0 | 0 | 0 | 0 | 0 | 0 | 0 | 0 | 0 | 0 | 0 | 0 | 0 | 0 | 0 | 0 | 0 | 0 | 0 | 0 | #REF! |  |  |  |  | 884.6119
| Turnover | 0 | 0 | 0 | 0 | 0 | 0 | 0 | 0 | 0 | 0 | 0 | 0 | 0 | 0 | 0 | 0 | 0 | 0 | 0 | 0 | 0 | 0 | 0 | 0 | 0 | 0 | 0 | 0 | 0 | 0 | 0 | #REF! |  |  |  |  | 6885.4476
| Avg. Replacement Usage | 0 | 0 | 0 | 0 | 0 | 0 | 0 | 0 | 0 | 0 | 0 | 0 | 0 | 0 | 0 | 0 | 0 | 0 | 0 | 0 | 0 | 0 | 0 | 0 | 0 | 0 | 0 | 0 | 0 | 0 | 0 | #REF! |  |  |  |  | 5638.8522
| Avg. Replacement Demand (S) | 0 | 0 | 0 | 0 | 0 | 0 | 0 | 0 | 0 | 0 | 0 | 0 | 0 | 0 | 0 | 0 | 0 | 0 | 0 | 0 | 0 | 0 | 0 | 0 | 0 | 0 | 0 | 0 | 0 | 0 | 0 | #REF! |  |  |  |  | 0
| Avg. Replacement Demand (W) | 0 | 0 | 0 | 0 | 0 | 0 | 0 | 0 | 0 | 0 | 0 | 0 | 0 | 0 | 0 | 0 | 0 | 0 | 0 | 0 | 0 | 0 | 0 | 0 | 0 | 0 | 0 | 0 | 0 | 0 | 0 | #REF! |  |  |  |  | 2.9366
Tech Forecast Stock
| Year | Year 0 | Year 1 | Year 2 | Year 3 | Year 4 | Year 5 | Year 6 | Year 7 | Year 8 | Year 9 | Year 10 | Year 11 | Year 12 | Year 13 | Year 14 | Year 15 | Year 16 | Year 17 | Year 18 | Year 19 | Year 20 | Year 21 | Year 22 | Year 23 | Year 24 | Year 25 | Year 26 | Year 27 | Year 28 | Year 29 | Year 30
| E1 | 0 | 0 | 0 | 0 | 0 | 0 | 0 | 0 | 0 | 0 | 0 | 0 | 0 | 0 | 0 | 0 | 0 | 0 | 0 | 0 | 0 | 0 | 0 | 0 | 0 | 0 | 0 | 0 | 0 | 0 | 0
| E2 | 0 | 0 | 0 | 0 | 0 | 0 | 0 | 0 | 0 | 0 | 0 | 0 | 0 | 0 | 0 | 0 | 0 | 0 | 0 | 0 | 0 | 0 | 0 | 0 | 0 | 0 | 0 | 0 | 0 | 0 | 0
| E3 | 0 | 0 | 0 | 0 | 0 | 0 | 0 | 0 | 0 | 0 | 0 | 0 | 0 | 0 | 0 | 0 | 0 | 0 | 0 | 0 | 0 | 0 | 0 | 0 | 0 | 0 | 0 | 0 | 0 | 0 | 0
| E4 | 0 | 0 | 0 | 0 | 0 | 0 | 0 | 0 | 0 | 0 | 0 | 0 | 0 | 0 | 0 | 0 | 0 | 0 | 0 | 0 | 0 | 0 | 0 | 0 | 0 | 0 | 0 | 0 | 0 | 0 | 0
| E5 | 0 | 0 | 0 | 0 | 0 | 0 | 0 | 0 | 0 | 0 | 0 | 0 | 0 | 0 | 0 | 0 | 0 | 0 | 0 | 0 | 0 | 0 | 0 | 0 | 0 | 0 | 0 | 0 | 0 | 0 | 0
| E6 | 0 | 0 | 0 | 0 | 0 | 0 | 0 | 0 | 0 | 0 | 0 | 0 | 0 | 0 | 0 | 0 | 0 | 0 | 0 | 0 | 0 | 0 | 0 | 0 | 0 | 0 | 0 | 0 | 0 | 0 | 0
| E7 | 0 | 0 | 0 | 0 | 0 | 0 | 0 | 0 | 0 | 0 | 0 | 0 | 0 | 0 | 0 | 0 | 0 | 0 | 0 | 0 | 0 | 0 | 0 | 0 | 0 | 0 | 0 | 0 | 0 | 0 | 0
| E8 | 0 | 0 | 0 | 0 | 0 | 0 | 0 | 0 | 0 | 0 | 0 | 0 | 0 | 0 | 0 | 0 | 0 | 0 | 0 | 0 | 0 | 0 | 0 | 0 | 0 | 0 | 0 | 0 | 0 | 0 | 0
| E9 | 0 | 0 | 0 | 0 | 0 | 0 | 0 | 0 | 0 | 0 | 0 | 0 | 0 | 0 | 0 | 0 | 0 | 0 | 0 | 0 | 0 | 0 | 0 | 0 | 0 | 0 | 0 | 0 | 0 | 0 | 0
| E10 | 0 | 0 | 0 | 0 | 0 | 0 | 0 | 0 | 0 | 0 | 0 | 0 | 0 | 0 | 0 | 0 | 0 | 0 | 0 | 0 | 0 | 0 | 0 | 0 | 0 | 0 | 0 | 0 | 0 | 0 | 0
| Vintage | 0 | 0 | 0 | 0 | 0 | 0 | 0 | 0 | 0 | 0 | 0 | 0 | 0 | 0 | 0 | 0 | 0 | 0 | 0 | 0 | 0 | 0 | 0 | 0 | 0 | 0 | 0 | 0 | 0 | 0 | 0
Stock for Switching
| Year | Year 0 | Year 1 | Year 2 | Year 3 | Year 4 | Year 5 | Year 6 | Year 7 | Year 8 | Year 9 | Year 10 | Year 11 | Year 12 | Year 13 | Year 14 | Year 15 | Year 16 | Year 17 | Year 18 | Year 19 | Year 20 | Year 21 | Year 22 | Year 23 | Year 24 | Year 25 | Year 26 | Year 27 | Year 28 | Year 29 | Year 30
| E1 | 0 | 0 | 0 | 0 | 0 | 0 | 0 | 0 | 0 | 0 | 0 | 0 | 0 | 0 | 0 | 0 | 0 | 0 | 0 | 0 | 0 | 0 | 0 | 0 | 0 | 0 | 0 | 0 | 0 | 0 | 0 | 0_E1_SysStock
| E2 | 0 | 0 | 0 | 0 | 0 | 0 | 0 | 0 | 0 | 0 | 0 | 0 | 0 | 0 | 0 | 0 | 0 | 0 | 0 | 0 | 0 | 0 | 0 | 0 | 0 | 0 | 0 | 0 | 0 | 0 | 0 | 0_E2_SysStock
| E3 | 0 | 0 | 0 | 0 | 0 | 0 | 0 | 0 | 0 | 0 | 0 | 0 | 0 | 0 | 0 | 0 | 0 | 0 | 0 | 0 | 0 | 0 | 0 | 0 | 0 | 0 | 0 | 0 | 0 | 0 | 0 | 0_E3_SysStock
| E4 | 0 | 0 | 0 | 0 | 0 | 0 | 0 | 0 | 0 | 0 | 0 | 0 | 0 | 0 | 0 | 0 | 0 | 0 | 0 | 0 | 0 | 0 | 0 | 0 | 0 | 0 | 0 | 0 | 0 | 0 | 0 | 0_E4_SysStock
| E5 | 0 | 0 | 0 | 0 | 0 | 0 | 0 | 0 | 0 | 0 | 0 | 0 | 0 | 0 | 0 | 0 | 0 | 0 | 0 | 0 | 0 | 0 | 0 | 0 | 0 | 0 | 0 | 0 | 0 | 0 | 0 | 0_E5_SysStock
| E6 | 0 | 0 | 0 | 0 | 0 | 0 | 0 | 0 | 0 | 0 | 0 | 0 | 0 | 0 | 0 | 0 | 0 | 0 | 0 | 0 | 0 | 0 | 0 | 0 | 0 | 0 | 0 | 0 | 0 | 0 | 0 | 0_E6_SysStock
| E7 | 0 | 0 | 0 | 0 | 0 | 0 | 0 | 0 | 0 | 0 | 0 | 0 | 0 | 0 | 0 | 0 | 0 | 0 | 0 | 0 | 0 | 0 | 0 | 0 | 0 | 0 | 0 | 0 | 0 | 0 | 0 | 0_E7_SysStock
| E8 | 0 | 0 | 0 | 0 | 0 | 0 | 0 | 0 | 0 | 0 | 0 | 0 | 0 | 0 | 0 | 0 | 0 | 0 | 0 | 0 | 0 | 0 | 0 | 0 | 0 | 0 | 0 | 0 | 0 | 0 | 0 | 0_E8_SysStock
| E9 | 0 | 0 | 0 | 0 | 0 | 0 | 0 | 0 | 0 | 0 | 0 | 0 | 0 | 0 | 0 | 0 | 0 | 0 | 0 | 0 | 0 | 0 | 0 | 0 | 0 | 0 | 0 | 0 | 0 | 0 | 0 | 0_E9_SysStock
| E10 | 0 | 0 | 0 | 0 | 0 | 0 | 0 | 0 | 0 | 0 | 0 | 0 | 0 | 0 | 0 | 0 | 0 | 0 | 0 | 0 | 0 | 0 | 0 | 0 | 0 | 0 | 0 | 0 | 0 | 0 | 0 | 0_E10_SysStock
| Vintage | 0 | 0 | 0 | 0 | 0 | 0 | 0 | 0 | 0 | 0 | 0 | 0 | 0 | 0 | 0 | 0 | 0 | 0 | 0 | 0 | 0 | 0 | 0 | 0 | 0 | 0 | 0 | 0 | 0 | 0 | 0 | 0_Vintage_SysStock
Tech Forecast Purchases
| Year | Year 0 | Year 1 | Year 2 | Year 3 | Year 4 | Year 5 | Year 6 | Year 7 | Year 8 | Year 9 | Year 10 | Year 11 | Year 12 | Year 13 | Year 14 | Year 15 | Year 16 | Year 17 | Year 18 | Year 19 | Year 20 | Year 21 | Year 22 | Year 23 | Year 24 | Year 25 | Year 26 | Year 27 | Year 28 | Year 29 | Year 30
| E1 | 0 | 0 | 0 | 0 | 0 | 0 | 0 | 0 | 0 | 0 | 0 | 0 | 0 | 0 | 0 | 0 | 0 | 0 | 0 | 0 | 0 | 0 | 0 | 0 | 0 | 0 | 0 | 0 | 0 | 0 | 0
| E2 | 0 | 0 | 0 | 0 | 0 | 0 | 0 | 0 | 0 | 0 | 0 | 0 | 0 | 0 | 0 | 0 | 0 | 0 | 0 | 0 | 0 | 0 | 0 | 0 | 0 | 0 | 0 | 0 | 0 | 0 | 0
| E3 | 0 | 0 | 0 | 0 | 0 | 0 | 0 | 0 | 0 | 0 | 0 | 0 | 0 | 0 | 0 | 0 | 0 | 0 | 0 | 0 | 0 | 0 | 0 | 0 | 0 | 0 | 0 | 0 | 0 | 0 | 0
| E4 | 0 | 0 | 0 | 0 | 0 | 0 | 0 | 0 | 0 | 0 | 0 | 0 | 0 | 0 | 0 | 0 | 0 | 0 | 0 | 0 | 0 | 0 | 0 | 0 | 0 | 0 | 0 | 0 | 0 | 0 | 0
| E5 | 0 | 0 | 0 | 0 | 0 | 0 | 0 | 0 | 0 | 0 | 0 | 0 | 0 | 0 | 0 | 0 | 0 | 0 | 0 | 0 | 0 | 0 | 0 | 0 | 0 | 0 | 0 | 0 | 0 | 0 | 0
| E6 | 0 | 0 | 0 | 0 | 0 | 0 | 0 | 0 | 0 | 0 | 0 | 0 | 0 | 0 | 0 | 0 | 0 | 0 | 0 | 0 | 0 | 0 | 0 | 0 | 0 | 0 | 0 | 0 | 0 | 0 | 0
| E7 | 0 | 0 | 0 | 0 | 0 | 0 | 0 | 0 | 0 | 0 | 0 | 0 | 0 | 0 | 0 | 0 | 0 | 0 | 0 | 0 | 0 | 0 | 0 | 0 | 0 | 0 | 0 | 0 | 0 | 0 | 0
| E8 | 0 | 0 | 0 | 0 | 0 | 0 | 0 | 0 | 0 | 0 | 0 | 0 | 0 | 0 | 0 | 0 | 0 | 0 | 0 | 0 | 0 | 0 | 0 | 0 | 0 | 0 | 0 | 0 | 0 | 0 | 0
| E9 | 0 | 0 | 0 | 0 | 0 | 0 | 0 | 0 | 0 | 0 | 0 | 0 | 0 | 0 | 0 | 0 | 0 | 0 | 0 | 0 | 0 | 0 | 0 | 0 | 0 | 0 | 0 | 0 | 0 | 0 | 0
| E10 | 0 | 0 | 0 | 0 | 0 | 0 | 0 | 0 | 0 | 0 | 0 | 0 | 0 | 0 | 0 | 0 | 0 | 0 | 0 | 0 | 0 | 0 | 0 | 0 | 0 | 0 | 0 | 0 | 0 | 0 | 0
Potential to Switch
| Year | Year 0 | Year 1 | Year 2 | Year 3 | Year 4 | Year 5 | Year 6 | Year 7 | Year 8 | Year 9 | Year 10 | Year 11 | Year 12 | Year 13 | Year 14 | Year 15 | Year 16 | Year 17 | Year 18 | Year 19 | Year 20 | Year 21 | Year 22 | Year 23 | Year 24 | Year 25 | Year 26 | Year 27 | Year 28 | Year 29 | Year 30
| E1 | 0 | 0 | 0 | 0 | 0 | 0 | 0 | 0 | 0 | 0 | 0 | 0 | 0 | 0 | 0 | 0 | 0 | 0 | 0 | 0 | 0 | 0 | 0 | 0 | 0 | 0 | 0 | 0 | 0 | 0 | 0 | 0_E1_Switched Out
| E2 | 0 | 0 | 0 | 0 | 0 | 0 | 0 | 0 | 0 | 0 | 0 | 0 | 0 | 0 | 0 | 0 | 0 | 0 | 0 | 0 | 0 | 0 | 0 | 0 | 0 | 0 | 0 | 0 | 0 | 0 | 0 | 0_E2_Switched Out
| E3 | 0 | 0 | 0 | 0 | 0 | 0 | 0 | 0 | 0 | 0 | 0 | 0 | 0 | 0 | 0 | 0 | 0 | 0 | 0 | 0 | 0 | 0 | 0 | 0 | 0 | 0 | 0 | 0 | 0 | 0 | 0 | 0_E3_Switched Out
| E4 | 0 | 0 | 0 | 0 | 0 | 0 | 0 | 0 | 0 | 0 | 0 | 0 | 0 | 0 | 0 | 0 | 0 | 0 | 0 | 0 | 0 | 0 | 0 | 0 | 0 | 0 | 0 | 0 | 0 | 0 | 0 | 0_E4_Switched Out
| E5 | 0 | 0 | 0 | 0 | 0 | 0 | 0 | 0 | 0 | 0 | 0 | 0 | 0 | 0 | 0 | 0 | 0 | 0 | 0 | 0 | 0 | 0 | 0 | 0 | 0 | 0 | 0 | 0 | 0 | 0 | 0 | 0_E5_Switched Out
| E6 | 0 | 0 | 0 | 0 | 0 | 0 | 0 | 0 | 0 | 0 | 0 | 0 | 0 | 0 | 0 | 0 | 0 | 0 | 0 | 0 | 0 | 0 | 0 | 0 | 0 | 0 | 0 | 0 | 0 | 0 | 0 | 0_E6_Switched Out
| E7 | 0 | 0 | 0 | 0 | 0 | 0 | 0 | 0 | 0 | 0 | 0 | 0 | 0 | 0 | 0 | 0 | 0 | 0 | 0 | 0 | 0 | 0 | 0 | 0 | 0 | 0 | 0 | 0 | 0 | 0 | 0 | 0_E7_Switched Out
| E8 | 0 | 0 | 0 | 0 | 0 | 0 | 0 | 0 | 0 | 0 | 0 | 0 | 0 | 0 | 0 | 0 | 0 | 0 | 0 | 0 | 0 | 0 | 0 | 0 | 0 | 0 | 0 | 0 | 0 | 0 | 0 | 0_E8_Switched Out
| E9 | 0 | 0 | 0 | 0 | 0 | 0 | 0 | 0 | 0 | 0 | 0 | 0 | 0 | 0 | 0 | 0 | 0 | 0 | 0 | 0 | 0 | 0 | 0 | 0 | 0 | 0 | 0 | 0 | 0 | 0 | 0 | 0_E9_Switched Out
| E10 | 0 | 0 | 0 | 0 | 0 | 0 | 0 | 0 | 0 | 0 | 0 | 0 | 0 | 0 | 0 | 0 | 0 | 0 | 0 | 0 | 0 | 0 | 0 | 0 | 0 | 0 | 0 | 0 | 0 | 0 | 0 | 0_E10_Switched Out
Units Out
| E1 | 0 | 0 | 0 | 0 | 0 | 0 | 0 | 0 | 0 | 0 | 0 | 0 | 0 | 0 | 0 | 0 | 0 | 0 | 0 | 0 | 0 | 0 | 0 | 0 | 0 | 0 | 0 | 0 | 0 | 0 | 0
| E2 | 0 | 0 | 0 | 0 | 0 | 0 | 0 | 0 | 0 | 0 | 0 | 0 | 0 | 0 | 0 | 0 | 0 | 0 | 0 | 0 | 0 | 0 | 0 | 0 | 0 | 0 | 0 | 0 | 0 | 0 | 0
| E3 | 0 | 0 | 0 | 0 | 0 | 0 | 0 | 0 | 0 | 0 | 0 | 0 | 0 | 0 | 0 | 0 | 0 | 0 | 0 | 0 | 0 | 0 | 0 | 0 | 0 | 0 | 0 | 0 | 0 | 0 | 0
| E4 | 0 | 0 | 0 | 0 | 0 | 0 | 0 | 0 | 0 | 0 | 0 | 0 | 0 | 0 | 0 | 0 | 0 | 0 | 0 | 0 | 0 | 0 | 0 | 0 | 0 | 0 | 0 | 0 | 0 | 0 | 0
| E5 | 0 | 0 | 0 | 0 | 0 | 0 | 0 | 0 | 0 | 0 | 0 | 0 | 0 | 0 | 0 | 0 | 0 | 0 | 0 | 0 | 0 | 0 | 0 | 0 | 0 | 0 | 0 | 0 | 0 | 0 | 0
| E6 | 0 | 0 | 0 | 0 | 0 | 0 | 0 | 0 | 0 | 0 | 0 | 0 | 0 | 0 | 0 | 0 | 0 | 0 | 0 | 0 | 0 | 0 | 0 | 0 | 0 | 0 | 0 | 0 | 0 | 0 | 0
| E7 | 0 | 0 | 0 | 0 | 0 | 0 | 0 | 0 | 0 | 0 | 0 | 0 | 0 | 0 | 0 | 0 | 0 | 0 | 0 | 0 | 0 | 0 | 0 | 0 | 0 | 0 | 0 | 0 | 0 | 0 | 0
| E8 | 0 | 0 | 0 | 0 | 0 | 0 | 0 | 0 | 0 | 0 | 0 | 0 | 0 | 0 | 0 | 0 | 0 | 0 | 0 | 0 | 0 | 0 | 0 | 0 | 0 | 0 | 0 | 0 | 0 | 0 | 0
| E9 | 0 | 0 | 0 | 0 | 0 | 0 | 0 | 0 | 0 | 0 | 0 | 0 | 0 | 0 | 0 | 0 | 0 | 0 | 0 | 0 | 0 | 0 | 0 | 0 | 0 | 0 | 0 | 0 | 0 | 0 | 0
| E10 | 0 | 0 | 0 | 0 | 0 | 0 | 0 | 0 | 0 | 0 | 0 | 0 | 0 | 0 | 0 | 0 | 0 | 0 | 0 | 0 | 0 | 0 | 0 | 0 | 0 | 0 | 0 | 0 | 0 | 0 | 0
| Vintage | 0 | 0 | 0 | 0 | 0 | 0 | 0 | 0 | 0 | 0 | 0 | 0 | 0 | 0 | 0 | 0 | 0 | 0 | 0 | 0 | 0 | 0 | 0 | 0 | 0 | 0 | 0 | 0 | 0 | 0 | 0
Tech Purchase Shares
| Year | Year 0 | Year 1 | Year 2 | Year 3 | Year 4 | Year 5 | Year 6 | Year 7 | Year 8 | Year 9 | Year 10 | Year 11 | Year 12 | Year 13 | Year 14 | Year 15 | Year 16 | Year 17 | Year 18 | Year 19 | Year 20 | Year 21 | Year 22 | Year 23 | Year 24 | Year 25 | Year 26 | Year 27 | Year 28 | Year 29 | Year 30
E1 | bar: Year 0 to Year 30
E2 | bar: Year 0 to Year 30
E3 | bar: Year 0 to Year 30
E4 | bar: Year 0 to Year 30
E5 | bar: Year 0 to Year 30
E6 | bar: Year 0 to Year 30
E7 | bar: Year 0 to Year 30
E8 | bar: Year 0 to Year 30
E9 | bar: Year 0 to Year 30
E10 | bar: Year 0 to Year 30
Units In from Switching
| E1 | 0 | 0 | 0 | 0 | 0 | 0 | 0 | 0 | 0 | 0 | 0 | 0 | 0 | 0 | 0 | 0 | 0 | 0 | 0 | 0 | 0 | 0 | 0 | 0 | 0 | 0 | 0 | 0 | 0 | 0 | 0
| E2 | 0 | 0 | 0 | 0 | 0 | 0 | 0 | 0 | 0 | 0 | 0 | 0 | 0 | 0 | 0 | 0 | 0 | 0 | 0 | 0 | 0 | 0 | 0 | 0 | 0 | 0 | 0 | 0 | 0 | 0 | 0
| E3 | 0 | 0 | 0 | 0 | 0 | 0 | 0 | 0 | 0 | 0 | 0 | 0 | 0 | 0 | 0 | 0 | 0 | 0 | 0 | 0 | 0 | 0 | 0 | 0 | 0 | 0 | 0 | 0 | 0 | 0 | 0
| E4 | 0 | 0 | 0 | 0 | 0 | 0 | 0 | 0 | 0 | 0 | 0 | 0 | 0 | 0 | 0 | 0 | 0 | 0 | 0 | 0 | 0 | 0 | 0 | 0 | 0 | 0 | 0 | 0 | 0 | 0 | 0
| E5 | 0 | 0 | 0 | 0 | 0 | 0 | 0 | 0 | 0 | 0 | 0 | 0 | 0 | 0 | 0 | 0 | 0 | 0 | 0 | 0 | 0 | 0 | 0 | 0 | 0 | 0 | 0 | 0 | 0 | 0 | 0
| E6 | 0 | 0 | 0 | 0 | 0 | 0 | 0 | 0 | 0 | 0 | 0 | 0 | 0 | 0 | 0 | 0 | 0 | 0 | 0 | 0 | 0 | 0 | 0 | 0 | 0 | 0 | 0 | 0 | 0 | 0 | 0
| E7 | 0 | 0 | 0 | 0 | 0 | 0 | 0 | 0 | 0 | 0 | 0 | 0 | 0 | 0 | 0 | 0 | 0 | 0 | 0 | 0 | 0 | 0 | 0 | 0 | 0 | 0 | 0 | 0 | 0 | 0 | 0
| E8 | 0 | 0 | 0 | 0 | 0 | 0 | 0 | 0 | 0 | 0 | 0 | 0 | 0 | 0 | 0 | 0 | 0 | 0 | 0 | 0 | 0 | 0 | 0 | 0 | 0 | 0 | 0 | 0 | 0 | 0 | 0
| E9 | 0 | 0 | 0 | 0 | 0 | 0 | 0 | 0 | 0 | 0 | 0 | 0 | 0 | 0 | 0 | 0 | 0 | 0 | 0 | 0 | 0 | 0 | 0 | 0 | 0 | 0 | 0 | 0 | 0 | 0 | 0
| E10 | 0 | 0 | 0 | 0 | 0 | 0 | 0 | 0 | 0 | 0 | 0 | 0 | 0 | 0 | 0 | 0 | 0 | 0 | 0 | 0 | 0 | 0 | 0 | 0 | 0 | 0 | 0 | 0 | 0 | 0 | 0
| Vintage | 0 | 0 | 0 | 0 | 0 | 0 | 0 | 0 | 0 | 0 | 0 | 0 | 0 | 0 | 0 | 0 | 0 | 0 | 0 | 0 | 0 | 0 | 0 | 0 | 0 | 0 | 0 | 0 | 0 | 0 | 0
Net Change
| Year | Year 0 | Year 1 | Year 2 | Year 3 | Year 4 | Year 5 | Year 6 | Year 7 | Year 8 | Year 9 | Year 10 | Year 11 | Year 12 | Year 13 | Year 14 | Year 15 | Year 16 | Year 17 | Year 18 | Year 19 | Year 20 | Year 21 | Year 22 | Year 23 | Year 24 | Year 25 | Year 26 | Year 27 | Year 28 | Year 29 | Year 30 | Key
| Units | 0 | 0 | 0 | 0 | 0 | 0 | 0 | 0 | 0 | 0 | 0 | 0 | 0 | 0 | 0 | 0 | 0 | 0 | 0 | 0 | 0 | 0 | 0 | 0 | 0 | 0 | 0 | 0 | 0 | 0 | 0 | 0_Units |  |  |  |  | 301957.8232
| Usage | 0 | 0 | 0 | 0 | 0 | 0 | 0 | 0 | 0 | 0 | 0 | 0 | 0 | 0 | 0 | 0 | 0 | 0 | 0 | 0 | 0 | 0 | 0 | 0 | 0 | 0 | 0 | 0 | 0 | 0 | 0 | 0_Usage |  |  |  |  | 1698.6543
| Peak Demand (S) | 0 | 0 | 0 | 0 | 0 | 0 | 0 | 0 | 0 | 0 | 0 | 0 | 0 | 0 | 0 | 0 | 0 | 0 | 0 | 0 | 0 | 0 | 0 | 0 | 0 | 0 | 0 | 0 | 0 | 0 | 0 | 0_Peak Demand (S) |  |  |  |  | 0
| Peak Demand (W) | 0 | 0 | 0 | 0 | 0 | 0 | 0 | 0 | 0 | 0 | 0 | 0 | 0 | 0 | 0 | 0 | 0 | 0 | 0 | 0 | 0 | 0 | 0 | 0 | 0 | 0 | 0 | 0 | 0 | 0 | 0 | 0_Peak Demand (W) |  |  |  |  | 884.6119
| Turnover | 0 | 0 | 0 | 0 | 0 | 0 | 0 | 0 | 0 | 0 | 0 | 0 | 0 | 0 | 0 | 0 | 0 | 0 | 0 | 0 | 0 | 0 | 0 | 0 | 0 | 0 | 0 | 0 | 0 | 0 | 0 | 0_Turnover |  |  |  |  | 6885.4476
| Avg. Replacement Usage | 0 | 0 | 0 | 0 | 0 | 0 | 0 | 0 | 0 | 0 | 0 | 0 | 0 | 0 | 0 | 0 | 0 | 0 | 0 | 0 | 0 | 0 | 0 | 0 | 0 | 0 | 0 | 0 | 0 | 0 | 0 | 0_Avg. Replacement Usage |  |  |  |  | 5638.8522
| Avg. Replacement Demand (S) | 0 | 0 | 0 | 0 | 0 | 0 | 0 | 0 | 0 | 0 | 0 | 0 | 0 | 0 | 0 | 0 | 0 | 0 | 0 | 0 | 0 | 0 | 0 | 0 | 0 | 0 | 0 | 0 | 0 | 0 | 0 | 0_Avg. Replacement Demand (S) |  |  |  |  | 0
| Avg. Replacement Demand (W) | 0 | 0 | 0 | 0 | 0 | 0 | 0 | 0 | 0 | 0 | 0 | 0 | 0 | 0 | 0 | 0 | 0 | 0 | 0 | 0 | 0 | 0 | 0 | 0 | 0 | 0 | 0 | 0 | 0 | 0 | 0 | 0_Avg. Replacement Demand (W) |  |  |  |  | 2.9366
Purchases
| Year | Year 0 | Year 1 | Year 2 | Year 3 | Year 4 | Year 5 | Year 6 | Year 7 | Year 8 | Year 9 | Year 10 | Year 11 | Year 12 | Year 13 | Year 14 | Year 15 | Year 16 | Year 17 | Year 18 | Year 19 | Year 20 | Year 21 | Year 22 | Year 23 | Year 24 | Year 25 | Year 26 | Year 27 | Year 28 | Year 29 | Year 30
| E1 | 0 | 0 | 0 | 0 | 0 | 0 | 0 | 0 | 0 | 0 | 0 | 0 | 0 | 0 | 0 | 0 | 0 | 0 | 0 | 0 | 0 | 0 | 0 | 0 | 0 | 0 | 0 | 0 | 0 | 0 | 0 | 0_E1_Purchases |  |  |  |  | 6885.4476
| E2 | 0 | 0 | 0 | 0 | 0 | 0 | 0 | 0 | 0 | 0 | 0 | 0 | 0 | 0 | 0 | 0 | 0 | 0 | 0 | 0 | 0 | 0 | 0 | 0 | 0 | 0 | 0 | 0 | 0 | 0 | 0 | 0_E2_Purchases |  |  |  |  | 0
| E3 | 0 | 0 | 0 | 0 | 0 | 0 | 0 | 0 | 0 | 0 | 0 | 0 | 0 | 0 | 0 | 0 | 0 | 0 | 0 | 0 | 0 | 0 | 0 | 0 | 0 | 0 | 0 | 0 | 0 | 0 | 0 | 0_E3_Purchases |  |  |  |  | 0
| E4 | 0 | 0 | 0 | 0 | 0 | 0 | 0 | 0 | 0 | 0 | 0 | 0 | 0 | 0 | 0 | 0 | 0 | 0 | 0 | 0 | 0 | 0 | 0 | 0 | 0 | 0 | 0 | 0 | 0 | 0 | 0 | 0_E4_Purchases |  |  |  |  | 0
| E5 | 0 | 0 | 0 | 0 | 0 | 0 | 0 | 0 | 0 | 0 | 0 | 0 | 0 | 0 | 0 | 0 | 0 | 0 | 0 | 0 | 0 | 0 | 0 | 0 | 0 | 0 | 0 | 0 | 0 | 0 | 0 | 0_E5_Purchases |  |  |  |  | 0
| E6 | 0 | 0 | 0 | 0 | 0 | 0 | 0 | 0 | 0 | 0 | 0 | 0 | 0 | 0 | 0 | 0 | 0 | 0 | 0 | 0 | 0 | 0 | 0 | 0 | 0 | 0 | 0 | 0 | 0 | 0 | 0 | 0_E6_Purchases |  |  |  |  | 0
| E7 | 0 | 0 | 0 | 0 | 0 | 0 | 0 | 0 | 0 | 0 | 0 | 0 | 0 | 0 | 0 | 0 | 0 | 0 | 0 | 0 | 0 | 0 | 0 | 0 | 0 | 0 | 0 | 0 | 0 | 0 | 0 | 0_E7_Purchases |  |  |  |  | 0
| E8 | 0 | 0 | 0 | 0 | 0 | 0 | 0 | 0 | 0 | 0 | 0 | 0 | 0 | 0 | 0 | 0 | 0 | 0 | 0 | 0 | 0 | 0 | 0 | 0 | 0 | 0 | 0 | 0 | 0 | 0 | 0 | 0_E8_Purchases |  |  |  |  | 0
| E9 | 0 | 0 | 0 | 0 | 0 | 0 | 0 | 0 | 0 | 0 | 0 | 0 | 0 | 0 | 0 | 0 | 0 | 0 | 0 | 0 | 0 | 0 | 0 | 0 | 0 | 0 | 0 | 0 | 0 | 0 | 0 | 0_E9_Purchases |  |  |  |  | 0
| E10 | 0 | 0 | 0 | 0 | 0 | 0 | 0 | 0 | 0 | 0 | 0 | 0 | 0 | 0 | 0 | 0 | 0 | 0 | 0 | 0 | 0 | 0 | 0 | 0 | 0 | 0 | 0 | 0 | 0 | 0 | 0 | 0_E10_Purchases |  |  |  |  | 0
Stock
| Year | Year 0 | Year 1 | Year 2 | Year 3 | Year 4 | Year 5 | Year 6 | Year 7 | Year 8 | Year 9 | Year 10 | Year 11 | Year 12 | Year 13 | Year 14 | Year 15 | Year 16 | Year 17 | Year 18 | Year 19 | Year 20 | Year 21 | Year 22 | Year 23 | Year 24 | Year 25 | Year 26 | Year 27 | Year 28 | Year 29 | Year 30
| E1 | 0 | 0 | 0 | 0 | 0 | 0 | 0 | 0 | 0 | 0 | 0 | 0 | 0 | 0 | 0 | 0 | 0 | 0 | 0 | 0 | 0 | 0 | 0 | 0 | 0 | 0 | 0 | 0 | 0 | 0 | 0 | 0_E1_Stock |  |  |  |  | 13576.6093
| E2 | 0 | 0 | 0 | 0 | 0 | 0 | 0 | 0 | 0 | 0 | 0 | 0 | 0 | 0 | 0 | 0 | 0 | 0 | 0 | 0 | 0 | 0 | 0 | 0 | 0 | 0 | 0 | 0 | 0 | 0 | 0 | 0_E2_Stock |  |  |  |  | 0
| E3 | 0 | 0 | 0 | 0 | 0 | 0 | 0 | 0 | 0 | 0 | 0 | 0 | 0 | 0 | 0 | 0 | 0 | 0 | 0 | 0 | 0 | 0 | 0 | 0 | 0 | 0 | 0 | 0 | 0 | 0 | 0 | 0_E3_Stock |  |  |  |  | 0
| E4 | 0 | 0 | 0 | 0 | 0 | 0 | 0 | 0 | 0 | 0 | 0 | 0 | 0 | 0 | 0 | 0 | 0 | 0 | 0 | 0 | 0 | 0 | 0 | 0 | 0 | 0 | 0 | 0 | 0 | 0 | 0 | 0_E4_Stock |  |  |  |  | 0
| E5 | 0 | 0 | 0 | 0 | 0 | 0 | 0 | 0 | 0 | 0 | 0 | 0 | 0 | 0 | 0 | 0 | 0 | 0 | 0 | 0 | 0 | 0 | 0 | 0 | 0 | 0 | 0 | 0 | 0 | 0 | 0 | 0_E5_Stock |  |  |  |  | 0
| E6 | 0 | 0 | 0 | 0 | 0 | 0 | 0 | 0 | 0 | 0 | 0 | 0 | 0 | 0 | 0 | 0 | 0 | 0 | 0 | 0 | 0 | 0 | 0 | 0 | 0 | 0 | 0 | 0 | 0 | 0 | 0 | 0_E6_Stock |  |  |  |  | 0
| E7 | 0 | 0 | 0 | 0 | 0 | 0 | 0 | 0 | 0 | 0 | 0 | 0 | 0 | 0 | 0 | 0 | 0 | 0 | 0 | 0 | 0 | 0 | 0 | 0 | 0 | 0 | 0 | 0 | 0 | 0 | 0 | 0_E7_Stock |  |  |  |  | 0
| E8 | 0 | 0 | 0 | 0 | 0 | 0 | 0 | 0 | 0 | 0 | 0 | 0 | 0 | 0 | 0 | 0 | 0 | 0 | 0 | 0 | 0 | 0 | 0 | 0 | 0 | 0 | 0 | 0 | 0 | 0 | 0 | 0_E8_Stock |  |  |  |  | 0
| E9 | 0 | 0 | 0 | 0 | 0 | 0 | 0 | 0 | 0 | 0 | 0 | 0 | 0 | 0 | 0 | 0 | 0 | 0 | 0 | 0 | 0 | 0 | 0 | 0 | 0 | 0 | 0 | 0 | 0 | 0 | 0 | 0_E9_Stock |  |  |  |  | 0
| E10 | 0 | 0 | 0 | 0 | 0 | 0 | 0 | 0 | 0 | 0 | 0 | 0 | 0 | 0 | 0 | 0 | 0 | 0 | 0 | 0 | 0 | 0 | 0 | 0 | 0 | 0 | 0 | 0 | 0 | 0 | 0 | 0_E10_Stock |  |  |  |  | 0
| Vintage | 0 | 0 | 0 | 0 | 0 | 0 | 0 | 0 | 0 | 0 | 0 | 0 | 0 | 0 | 0 | 0 | 0 | 0 | 0 | 0 | 0 | 0 | 0 | 0 | 0 | 0 | 0 | 0 | 0 | 0 | 0 | 0_Vintage_Stock |  |  |  |  | 288381.2139
S1C5 |  | Year 0: System 1 Technology 5
Technology Variables
| Tech Key | Year 0: 0
| Peak Factor (S) | Year 0: 0
| Peak Factor (W) | Year 0: 0
| Min Vintage Lifetime | Year 0: 0
| Max Vintage Lifetime | Year 0: 0
| Turnover Style | Year 0: 0
Technology Variables
| Equipment | Year 0: Label; Year 1: Min Lifetime; Year 2: Max Lifetime; Year 3: Degradation; Year 4: Usage; Year 5: Available
| E1 | Year 1: 0; Year 2: 0; Year 3: 0%; Year 4: 0; Year 5: FALSE
| E2 | Year 1: 0; Year 2: 0; Year 3: 0%; Year 4: 0; Year 5: FALSE
| E3 | Year 1: 0; Year 2: 0; Year 3: 0%; Year 4: 0; Year 5: FALSE
| E4 | Year 1: 0; Year 2: 0; Year 3: 0%; Year 4: 0; Year 5: FALSE
| E5 | Year 1: 0; Year 2: 0; Year 3: 0%; Year 4: 0; Year 5: FALSE
| E6 | Year 1: 0; Year 2: 0; Year 3: 0%; Year 4: 0; Year 5: FALSE
| E7 | Year 1: 0; Year 2: 0; Year 3: 0%; Year 4: 0; Year 5: FALSE
| E8 | Year 1: 0; Year 2: 0; Year 3: 0%; Year 4: 0; Year 5: FALSE
| E9 | Year 1: 0; Year 2: 0; Year 3: 0%; Year 4: 0; Year 5: FALSE
| E10 | Year 1: 0; Year 2: 0; Year 3: 0%; Year 4: 0; Year 5: FALSE
Original Forecast Results
| Year | Year 0 | Year 1 | Year 2 | Year 3 | Year 4 | Year 5 | Year 6 | Year 7 | Year 8 | Year 9 | Year 10 | Year 11 | Year 12 | Year 13 | Year 14 | Year 15 | Year 16 | Year 17 | Year 18 | Year 19 | Year 20 | Year 21 | Year 22 | Year 23 | Year 24 | Year 25 | Year 26 | Year 27 | Year 28 | Year 29 | Year 30 | Key
| Units | 0 | 0 | 0 | 0 | 0 | 0 | 0 | 0 | 0 | 0 | 0 | 0 | 0 | 0 | 0 | 0 | 0 | 0 | 0 | 0 | 0 | 0 | 0 | 0 | 0 | 0 | 0 | 0 | 0 | 0 | 0 | #REF! |  |  |  |  | 301957.8232
| Usage | 0 | 0 | 0 | 0 | 0 | 0 | 0 | 0 | 0 | 0 | 0 | 0 | 0 | 0 | 0 | 0 | 0 | 0 | 0 | 0 | 0 | 0 | 0 | 0 | 0 | 0 | 0 | 0 | 0 | 0 | 0 | #REF! |  |  |  |  | 1698.6543
| Peak Demand (S) | 0 | 0 | 0 | 0 | 0 | 0 | 0 | 0 | 0 | 0 | 0 | 0 | 0 | 0 | 0 | 0 | 0 | 0 | 0 | 0 | 0 | 0 | 0 | 0 | 0 | 0 | 0 | 0 | 0 | 0 | 0 | #REF! |  |  |  |  | 0
| Peak Demand (W) | 0 | 0 | 0 | 0 | 0 | 0 | 0 | 0 | 0 | 0 | 0 | 0 | 0 | 0 | 0 | 0 | 0 | 0 | 0 | 0 | 0 | 0 | 0 | 0 | 0 | 0 | 0 | 0 | 0 | 0 | 0 | #REF! |  |  |  |  | 884.6119
| Turnover | 0 | 0 | 0 | 0 | 0 | 0 | 0 | 0 | 0 | 0 | 0 | 0 | 0 | 0 | 0 | 0 | 0 | 0 | 0 | 0 | 0 | 0 | 0 | 0 | 0 | 0 | 0 | 0 | 0 | 0 | 0 | #REF! |  |  |  |  | 6885.4476
| Avg. Replacement Usage | 0 | 0 | 0 | 0 | 0 | 0 | 0 | 0 | 0 | 0 | 0 | 0 | 0 | 0 | 0 | 0 | 0 | 0 | 0 | 0 | 0 | 0 | 0 | 0 | 0 | 0 | 0 | 0 | 0 | 0 | 0 | #REF! |  |  |  |  | 5638.8522
| Avg. Replacement Demand (S) | 0 | 0 | 0 | 0 | 0 | 0 | 0 | 0 | 0 | 0 | 0 | 0 | 0 | 0 | 0 | 0 | 0 | 0 | 0 | 0 | 0 | 0 | 0 | 0 | 0 | 0 | 0 | 0 | 0 | 0 | 0 | #REF! |  |  |  |  | 0
| Avg. Replacement Demand (W) | 0 | 0 | 0 | 0 | 0 | 0 | 0 | 0 | 0 | 0 | 0 | 0 | 0 | 0 | 0 | 0 | 0 | 0 | 0 | 0 | 0 | 0 | 0 | 0 | 0 | 0 | 0 | 0 | 0 | 0 | 0 | #REF! |  |  |  |  | 2.9366
Tech Forecast Stock
| Year | Year 0 | Year 1 | Year 2 | Year 3 | Year 4 | Year 5 | Year 6 | Year 7 | Year 8 | Year 9 | Year 10 | Year 11 | Year 12 | Year 13 | Year 14 | Year 15 | Year 16 | Year 17 | Year 18 | Year 19 | Year 20 | Year 21 | Year 22 | Year 23 | Year 24 | Year 25 | Year 26 | Year 27 | Year 28 | Year 29 | Year 30
| E1 | 0 | 0 | 0 | 0 | 0 | 0 | 0 | 0 | 0 | 0 | 0 | 0 | 0 | 0 | 0 | 0 | 0 | 0 | 0 | 0 | 0 | 0 | 0 | 0 | 0 | 0 | 0 | 0 | 0 | 0 | 0
| E2 | 0 | 0 | 0 | 0 | 0 | 0 | 0 | 0 | 0 | 0 | 0 | 0 | 0 | 0 | 0 | 0 | 0 | 0 | 0 | 0 | 0 | 0 | 0 | 0 | 0 | 0 | 0 | 0 | 0 | 0 | 0
| E3 | 0 | 0 | 0 | 0 | 0 | 0 | 0 | 0 | 0 | 0 | 0 | 0 | 0 | 0 | 0 | 0 | 0 | 0 | 0 | 0 | 0 | 0 | 0 | 0 | 0 | 0 | 0 | 0 | 0 | 0 | 0
| E4 | 0 | 0 | 0 | 0 | 0 | 0 | 0 | 0 | 0 | 0 | 0 | 0 | 0 | 0 | 0 | 0 | 0 | 0 | 0 | 0 | 0 | 0 | 0 | 0 | 0 | 0 | 0 | 0 | 0 | 0 | 0
| E5 | 0 | 0 | 0 | 0 | 0 | 0 | 0 | 0 | 0 | 0 | 0 | 0 | 0 | 0 | 0 | 0 | 0 | 0 | 0 | 0 | 0 | 0 | 0 | 0 | 0 | 0 | 0 | 0 | 0 | 0 | 0
| E6 | 0 | 0 | 0 | 0 | 0 | 0 | 0 | 0 | 0 | 0 | 0 | 0 | 0 | 0 | 0 | 0 | 0 | 0 | 0 | 0 | 0 | 0 | 0 | 0 | 0 | 0 | 0 | 0 | 0 | 0 | 0
| E7 | 0 | 0 | 0 | 0 | 0 | 0 | 0 | 0 | 0 | 0 | 0 | 0 | 0 | 0 | 0 | 0 | 0 | 0 | 0 | 0 | 0 | 0 | 0 | 0 | 0 | 0 | 0 | 0 | 0 | 0 | 0
| E8 | 0 | 0 | 0 | 0 | 0 | 0 | 0 | 0 | 0 | 0 | 0 | 0 | 0 | 0 | 0 | 0 | 0 | 0 | 0 | 0 | 0 | 0 | 0 | 0 | 0 | 0 | 0 | 0 | 0 | 0 | 0
| E9 | 0 | 0 | 0 | 0 | 0 | 0 | 0 | 0 | 0 | 0 | 0 | 0 | 0 | 0 | 0 | 0 | 0 | 0 | 0 | 0 | 0 | 0 | 0 | 0 | 0 | 0 | 0 | 0 | 0 | 0 | 0
| E10 | 0 | 0 | 0 | 0 | 0 | 0 | 0 | 0 | 0 | 0 | 0 | 0 | 0 | 0 | 0 | 0 | 0 | 0 | 0 | 0 | 0 | 0 | 0 | 0 | 0 | 0 | 0 | 0 | 0 | 0 | 0
| Vintage | 0 | 0 | 0 | 0 | 0 | 0 | 0 | 0 | 0 | 0 | 0 | 0 | 0 | 0 | 0 | 0 | 0 | 0 | 0 | 0 | 0 | 0 | 0 | 0 | 0 | 0 | 0 | 0 | 0 | 0 | 0
Stock for Switching
| Year | Year 0 | Year 1 | Year 2 | Year 3 | Year 4 | Year 5 | Year 6 | Year 7 | Year 8 | Year 9 | Year 10 | Year 11 | Year 12 | Year 13 | Year 14 | Year 15 | Year 16 | Year 17 | Year 18 | Year 19 | Year 20 | Year 21 | Year 22 | Year 23 | Year 24 | Year 25 | Year 26 | Year 27 | Year 28 | Year 29 | Year 30
| E1 | 0 | 0 | 0 | 0 | 0 | 0 | 0 | 0 | 0 | 0 | 0 | 0 | 0 | 0 | 0 | 0 | 0 | 0 | 0 | 0 | 0 | 0 | 0 | 0 | 0 | 0 | 0 | 0 | 0 | 0 | 0 | 0_E1_SysStock
| E2 | 0 | 0 | 0 | 0 | 0 | 0 | 0 | 0 | 0 | 0 | 0 | 0 | 0 | 0 | 0 | 0 | 0 | 0 | 0 | 0 | 0 | 0 | 0 | 0 | 0 | 0 | 0 | 0 | 0 | 0 | 0 | 0_E2_SysStock
| E3 | 0 | 0 | 0 | 0 | 0 | 0 | 0 | 0 | 0 | 0 | 0 | 0 | 0 | 0 | 0 | 0 | 0 | 0 | 0 | 0 | 0 | 0 | 0 | 0 | 0 | 0 | 0 | 0 | 0 | 0 | 0 | 0_E3_SysStock
| E4 | 0 | 0 | 0 | 0 | 0 | 0 | 0 | 0 | 0 | 0 | 0 | 0 | 0 | 0 | 0 | 0 | 0 | 0 | 0 | 0 | 0 | 0 | 0 | 0 | 0 | 0 | 0 | 0 | 0 | 0 | 0 | 0_E4_SysStock
| E5 | 0 | 0 | 0 | 0 | 0 | 0 | 0 | 0 | 0 | 0 | 0 | 0 | 0 | 0 | 0 | 0 | 0 | 0 | 0 | 0 | 0 | 0 | 0 | 0 | 0 | 0 | 0 | 0 | 0 | 0 | 0 | 0_E5_SysStock
| E6 | 0 | 0 | 0 | 0 | 0 | 0 | 0 | 0 | 0 | 0 | 0 | 0 | 0 | 0 | 0 | 0 | 0 | 0 | 0 | 0 | 0 | 0 | 0 | 0 | 0 | 0 | 0 | 0 | 0 | 0 | 0 | 0_E6_SysStock
| E7 | 0 | 0 | 0 | 0 | 0 | 0 | 0 | 0 | 0 | 0 | 0 | 0 | 0 | 0 | 0 | 0 | 0 | 0 | 0 | 0 | 0 | 0 | 0 | 0 | 0 | 0 | 0 | 0 | 0 | 0 | 0 | 0_E7_SysStock
| E8 | 0 | 0 | 0 | 0 | 0 | 0 | 0 | 0 | 0 | 0 | 0 | 0 | 0 | 0 | 0 | 0 | 0 | 0 | 0 | 0 | 0 | 0 | 0 | 0 | 0 | 0 | 0 | 0 | 0 | 0 | 0 | 0_E8_SysStock
| E9 | 0 | 0 | 0 | 0 | 0 | 0 | 0 | 0 | 0 | 0 | 0 | 0 | 0 | 0 | 0 | 0 | 0 | 0 | 0 | 0 | 0 | 0 | 0 | 0 | 0 | 0 | 0 | 0 | 0 | 0 | 0 | 0_E9_SysStock
| E10 | 0 | 0 | 0 | 0 | 0 | 0 | 0 | 0 | 0 | 0 | 0 | 0 | 0 | 0 | 0 | 0 | 0 | 0 | 0 | 0 | 0 | 0 | 0 | 0 | 0 | 0 | 0 | 0 | 0 | 0 | 0 | 0_E10_SysStock
| Vintage | 0 | 0 | 0 | 0 | 0 | 0 | 0 | 0 | 0 | 0 | 0 | 0 | 0 | 0 | 0 | 0 | 0 | 0 | 0 | 0 | 0 | 0 | 0 | 0 | 0 | 0 | 0 | 0 | 0 | 0 | 0 | 0_Vintage_SysStock
Tech Forecast Purchases
| Year | Year 0 | Year 1 | Year 2 | Year 3 | Year 4 | Year 5 | Year 6 | Year 7 | Year 8 | Year 9 | Year 10 | Year 11 | Year 12 | Year 13 | Year 14 | Year 15 | Year 16 | Year 17 | Year 18 | Year 19 | Year 20 | Year 21 | Year 22 | Year 23 | Year 24 | Year 25 | Year 26 | Year 27 | Year 28 | Year 29 | Year 30
| E1 | 0 | 0 | 0 | 0 | 0 | 0 | 0 | 0 | 0 | 0 | 0 | 0 | 0 | 0 | 0 | 0 | 0 | 0 | 0 | 0 | 0 | 0 | 0 | 0 | 0 | 0 | 0 | 0 | 0 | 0 | 0
| E2 | 0 | 0 | 0 | 0 | 0 | 0 | 0 | 0 | 0 | 0 | 0 | 0 | 0 | 0 | 0 | 0 | 0 | 0 | 0 | 0 | 0 | 0 | 0 | 0 | 0 | 0 | 0 | 0 | 0 | 0 | 0
| E3 | 0 | 0 | 0 | 0 | 0 | 0 | 0 | 0 | 0 | 0 | 0 | 0 | 0 | 0 | 0 | 0 | 0 | 0 | 0 | 0 | 0 | 0 | 0 | 0 | 0 | 0 | 0 | 0 | 0 | 0 | 0
| E4 | 0 | 0 | 0 | 0 | 0 | 0 | 0 | 0 | 0 | 0 | 0 | 0 | 0 | 0 | 0 | 0 | 0 | 0 | 0 | 0 | 0 | 0 | 0 | 0 | 0 | 0 | 0 | 0 | 0 | 0 | 0
| E5 | 0 | 0 | 0 | 0 | 0 | 0 | 0 | 0 | 0 | 0 | 0 | 0 | 0 | 0 | 0 | 0 | 0 | 0 | 0 | 0 | 0 | 0 | 0 | 0 | 0 | 0 | 0 | 0 | 0 | 0 | 0
| E6 | 0 | 0 | 0 | 0 | 0 | 0 | 0 | 0 | 0 | 0 | 0 | 0 | 0 | 0 | 0 | 0 | 0 | 0 | 0 | 0 | 0 | 0 | 0 | 0 | 0 | 0 | 0 | 0 | 0 | 0 | 0
| E7 | 0 | 0 | 0 | 0 | 0 | 0 | 0 | 0 | 0 | 0 | 0 | 0 | 0 | 0 | 0 | 0 | 0 | 0 | 0 | 0 | 0 | 0 | 0 | 0 | 0 | 0 | 0 | 0 | 0 | 0 | 0
| E8 | 0 | 0 | 0 | 0 | 0 | 0 | 0 | 0 | 0 | 0 | 0 | 0 | 0 | 0 | 0 | 0 | 0 | 0 | 0 | 0 | 0 | 0 | 0 | 0 | 0 | 0 | 0 | 0 | 0 | 0 | 0
| E9 | 0 | 0 | 0 | 0 | 0 | 0 | 0 | 0 | 0 | 0 | 0 | 0 | 0 | 0 | 0 | 0 | 0 | 0 | 0 | 0 | 0 | 0 | 0 | 0 | 0 | 0 | 0 | 0 | 0 | 0 | 0
| E10 | 0 | 0 | 0 | 0 | 0 | 0 | 0 | 0 | 0 | 0 | 0 | 0 | 0 | 0 | 0 | 0 | 0 | 0 | 0 | 0 | 0 | 0 | 0 | 0 | 0 | 0 | 0 | 0 | 0 | 0 | 0
Potential to Switch
| Year | Year 0 | Year 1 | Year 2 | Year 3 | Year 4 | Year 5 | Year 6 | Year 7 | Year 8 | Year 9 | Year 10 | Year 11 | Year 12 | Year 13 | Year 14 | Year 15 | Year 16 | Year 17 | Year 18 | Year 19 | Year 20 | Year 21 | Year 22 | Year 23 | Year 24 | Year 25 | Year 26 | Year 27 | Year 28 | Year 29 | Year 30
| E1 | 0 | 0 | 0 | 0 | 0 | 0 | 0 | 0 | 0 | 0 | 0 | 0 | 0 | 0 | 0 | 0 | 0 | 0 | 0 | 0 | 0 | 0 | 0 | 0 | 0 | 0 | 0 | 0 | 0 | 0 | 0 | 0_E1_Switched Out
| E2 | 0 | 0 | 0 | 0 | 0 | 0 | 0 | 0 | 0 | 0 | 0 | 0 | 0 | 0 | 0 | 0 | 0 | 0 | 0 | 0 | 0 | 0 | 0 | 0 | 0 | 0 | 0 | 0 | 0 | 0 | 0 | 0_E2_Switched Out
| E3 | 0 | 0 | 0 | 0 | 0 | 0 | 0 | 0 | 0 | 0 | 0 | 0 | 0 | 0 | 0 | 0 | 0 | 0 | 0 | 0 | 0 | 0 | 0 | 0 | 0 | 0 | 0 | 0 | 0 | 0 | 0 | 0_E3_Switched Out
| E4 | 0 | 0 | 0 | 0 | 0 | 0 | 0 | 0 | 0 | 0 | 0 | 0 | 0 | 0 | 0 | 0 | 0 | 0 | 0 | 0 | 0 | 0 | 0 | 0 | 0 | 0 | 0 | 0 | 0 | 0 | 0 | 0_E4_Switched Out
| E5 | 0 | 0 | 0 | 0 | 0 | 0 | 0 | 0 | 0 | 0 | 0 | 0 | 0 | 0 | 0 | 0 | 0 | 0 | 0 | 0 | 0 | 0 | 0 | 0 | 0 | 0 | 0 | 0 | 0 | 0 | 0 | 0_E5_Switched Out
| E6 | 0 | 0 | 0 | 0 | 0 | 0 | 0 | 0 | 0 | 0 | 0 | 0 | 0 | 0 | 0 | 0 | 0 | 0 | 0 | 0 | 0 | 0 | 0 | 0 | 0 | 0 | 0 | 0 | 0 | 0 | 0 | 0_E6_Switched Out
| E7 | 0 | 0 | 0 | 0 | 0 | 0 | 0 | 0 | 0 | 0 | 0 | 0 | 0 | 0 | 0 | 0 | 0 | 0 | 0 | 0 | 0 | 0 | 0 | 0 | 0 | 0 | 0 | 0 | 0 | 0 | 0 | 0_E7_Switched Out
| E8 | 0 | 0 | 0 | 0 | 0 | 0 | 0 | 0 | 0 | 0 | 0 | 0 | 0 | 0 | 0 | 0 | 0 | 0 | 0 | 0 | 0 | 0 | 0 | 0 | 0 | 0 | 0 | 0 | 0 | 0 | 0 | 0_E8_Switched Out
| E9 | 0 | 0 | 0 | 0 | 0 | 0 | 0 | 0 | 0 | 0 | 0 | 0 | 0 | 0 | 0 | 0 | 0 | 0 | 0 | 0 | 0 | 0 | 0 | 0 | 0 | 0 | 0 | 0 | 0 | 0 | 0 | 0_E9_Switched Out
| E10 | 0 | 0 | 0 | 0 | 0 | 0 | 0 | 0 | 0 | 0 | 0 | 0 | 0 | 0 | 0 | 0 | 0 | 0 | 0 | 0 | 0 | 0 | 0 | 0 | 0 | 0 | 0 | 0 | 0 | 0 | 0 | 0_E10_Switched Out
Units Out
| E1 | 0 | 0 | 0 | 0 | 0 | 0 | 0 | 0 | 0 | 0 | 0 | 0 | 0 | 0 | 0 | 0 | 0 | 0 | 0 | 0 | 0 | 0 | 0 | 0 | 0 | 0 | 0 | 0 | 0 | 0 | 0
| E2 | 0 | 0 | 0 | 0 | 0 | 0 | 0 | 0 | 0 | 0 | 0 | 0 | 0 | 0 | 0 | 0 | 0 | 0 | 0 | 0 | 0 | 0 | 0 | 0 | 0 | 0 | 0 | 0 | 0 | 0 | 0
| E3 | 0 | 0 | 0 | 0 | 0 | 0 | 0 | 0 | 0 | 0 | 0 | 0 | 0 | 0 | 0 | 0 | 0 | 0 | 0 | 0 | 0 | 0 | 0 | 0 | 0 | 0 | 0 | 0 | 0 | 0 | 0
| E4 | 0 | 0 | 0 | 0 | 0 | 0 | 0 | 0 | 0 | 0 | 0 | 0 | 0 | 0 | 0 | 0 | 0 | 0 | 0 | 0 | 0 | 0 | 0 | 0 | 0 | 0 | 0 | 0 | 0 | 0 | 0
| E5 | 0 | 0 | 0 | 0 | 0 | 0 | 0 | 0 | 0 | 0 | 0 | 0 | 0 | 0 | 0 | 0 | 0 | 0 | 0 | 0 | 0 | 0 | 0 | 0 | 0 | 0 | 0 | 0 | 0 | 0 | 0
| E6 | 0 | 0 | 0 | 0 | 0 | 0 | 0 | 0 | 0 | 0 | 0 | 0 | 0 | 0 | 0 | 0 | 0 | 0 | 0 | 0 | 0 | 0 | 0 | 0 | 0 | 0 | 0 | 0 | 0 | 0 | 0
| E7 | 0 | 0 | 0 | 0 | 0 | 0 | 0 | 0 | 0 | 0 | 0 | 0 | 0 | 0 | 0 | 0 | 0 | 0 | 0 | 0 | 0 | 0 | 0 | 0 | 0 | 0 | 0 | 0 | 0 | 0 | 0
| E8 | 0 | 0 | 0 | 0 | 0 | 0 | 0 | 0 | 0 | 0 | 0 | 0 | 0 | 0 | 0 | 0 | 0 | 0 | 0 | 0 | 0 | 0 | 0 | 0 | 0 | 0 | 0 | 0 | 0 | 0 | 0
| E9 | 0 | 0 | 0 | 0 | 0 | 0 | 0 | 0 | 0 | 0 | 0 | 0 | 0 | 0 | 0 | 0 | 0 | 0 | 0 | 0 | 0 | 0 | 0 | 0 | 0 | 0 | 0 | 0 | 0 | 0 | 0
| E10 | 0 | 0 | 0 | 0 | 0 | 0 | 0 | 0 | 0 | 0 | 0 | 0 | 0 | 0 | 0 | 0 | 0 | 0 | 0 | 0 | 0 | 0 | 0 | 0 | 0 | 0 | 0 | 0 | 0 | 0 | 0
| Vintage | 0 | 0 | 0 | 0 | 0 | 0 | 0 | 0 | 0 | 0 | 0 | 0 | 0 | 0 | 0 | 0 | 0 | 0 | 0 | 0 | 0 | 0 | 0 | 0 | 0 | 0 | 0 | 0 | 0 | 0 | 0
Tech Purchase Shares
| Year | Year 0 | Year 1 | Year 2 | Year 3 | Year 4 | Year 5 | Year 6 | Year 7 | Year 8 | Year 9 | Year 10 | Year 11 | Year 12 | Year 13 | Year 14 | Year 15 | Year 16 | Year 17 | Year 18 | Year 19 | Year 20 | Year 21 | Year 22 | Year 23 | Year 24 | Year 25 | Year 26 | Year 27 | Year 28 | Year 29 | Year 30
E1 | bar: Year 0 to Year 30
E2 | bar: Year 0 to Year 30
E3 | bar: Year 0 to Year 30
E4 | bar: Year 0 to Year 30
E5 | bar: Year 0 to Year 30
E6 | bar: Year 0 to Year 30
E7 | bar: Year 0 to Year 30
E8 | bar: Year 0 to Year 30
E9 | bar: Year 0 to Year 30
E10 | bar: Year 0 to Year 30
Units In from Switching
| E1 | 0 | 0 | 0 | 0 | 0 | 0 | 0 | 0 | 0 | 0 | 0 | 0 | 0 | 0 | 0 | 0 | 0 | 0 | 0 | 0 | 0 | 0 | 0 | 0 | 0 | 0 | 0 | 0 | 0 | 0 | 0
| E2 | 0 | 0 | 0 | 0 | 0 | 0 | 0 | 0 | 0 | 0 | 0 | 0 | 0 | 0 | 0 | 0 | 0 | 0 | 0 | 0 | 0 | 0 | 0 | 0 | 0 | 0 | 0 | 0 | 0 | 0 | 0
| E3 | 0 | 0 | 0 | 0 | 0 | 0 | 0 | 0 | 0 | 0 | 0 | 0 | 0 | 0 | 0 | 0 | 0 | 0 | 0 | 0 | 0 | 0 | 0 | 0 | 0 | 0 | 0 | 0 | 0 | 0 | 0
| E4 | 0 | 0 | 0 | 0 | 0 | 0 | 0 | 0 | 0 | 0 | 0 | 0 | 0 | 0 | 0 | 0 | 0 | 0 | 0 | 0 | 0 | 0 | 0 | 0 | 0 | 0 | 0 | 0 | 0 | 0 | 0
| E5 | 0 | 0 | 0 | 0 | 0 | 0 | 0 | 0 | 0 | 0 | 0 | 0 | 0 | 0 | 0 | 0 | 0 | 0 | 0 | 0 | 0 | 0 | 0 | 0 | 0 | 0 | 0 | 0 | 0 | 0 | 0
| E6 | 0 | 0 | 0 | 0 | 0 | 0 | 0 | 0 | 0 | 0 | 0 | 0 | 0 | 0 | 0 | 0 | 0 | 0 | 0 | 0 | 0 | 0 | 0 | 0 | 0 | 0 | 0 | 0 | 0 | 0 | 0
| E7 | 0 | 0 | 0 | 0 | 0 | 0 | 0 | 0 | 0 | 0 | 0 | 0 | 0 | 0 | 0 | 0 | 0 | 0 | 0 | 0 | 0 | 0 | 0 | 0 | 0 | 0 | 0 | 0 | 0 | 0 | 0
| E8 | 0 | 0 | 0 | 0 | 0 | 0 | 0 | 0 | 0 | 0 | 0 | 0 | 0 | 0 | 0 | 0 | 0 | 0 | 0 | 0 | 0 | 0 | 0 | 0 | 0 | 0 | 0 | 0 | 0 | 0 | 0
| E9 | 0 | 0 | 0 | 0 | 0 | 0 | 0 | 0 | 0 | 0 | 0 | 0 | 0 | 0 | 0 | 0 | 0 | 0 | 0 | 0 | 0 | 0 | 0 | 0 | 0 | 0 | 0 | 0 | 0 | 0 | 0
| E10 | 0 | 0 | 0 | 0 | 0 | 0 | 0 | 0 | 0 | 0 | 0 | 0 | 0 | 0 | 0 | 0 | 0 | 0 | 0 | 0 | 0 | 0 | 0 | 0 | 0 | 0 | 0 | 0 | 0 | 0 | 0
| Vintage | 0 | 0 | 0 | 0 | 0 | 0 | 0 | 0 | 0 | 0 | 0 | 0 | 0 | 0 | 0 | 0 | 0 | 0 | 0 | 0 | 0 | 0 | 0 | 0 | 0 | 0 | 0 | 0 | 0 | 0 | 0
Net Change
| Year | Year 0 | Year 1 | Year 2 | Year 3 | Year 4 | Year 5 | Year 6 | Year 7 | Year 8 | Year 9 | Year 10 | Year 11 | Year 12 | Year 13 | Year 14 | Year 15 | Year 16 | Year 17 | Year 18 | Year 19 | Year 20 | Year 21 | Year 22 | Year 23 | Year 24 | Year 25 | Year 26 | Year 27 | Year 28 | Year 29 | Year 30 | Key
| Units | 0 | 0 | 0 | 0 | 0 | 0 | 0 | 0 | 0 | 0 | 0 | 0 | 0 | 0 | 0 | 0 | 0 | 0 | 0 | 0 | 0 | 0 | 0 | 0 | 0 | 0 | 0 | 0 | 0 | 0 | 0 | 0_Units |  |  |  |  | 301957.8232
| Usage | 0 | 0 | 0 | 0 | 0 | 0 | 0 | 0 | 0 | 0 | 0 | 0 | 0 | 0 | 0 | 0 | 0 | 0 | 0 | 0 | 0 | 0 | 0 | 0 | 0 | 0 | 0 | 0 | 0 | 0 | 0 | 0_Usage |  |  |  |  | 1698.6543
| Peak Demand (S) | 0 | 0 | 0 | 0 | 0 | 0 | 0 | 0 | 0 | 0 | 0 | 0 | 0 | 0 | 0 | 0 | 0 | 0 | 0 | 0 | 0 | 0 | 0 | 0 | 0 | 0 | 0 | 0 | 0 | 0 | 0 | 0_Peak Demand (S) |  |  |  |  | 0
| Peak Demand (W) | 0 | 0 | 0 | 0 | 0 | 0 | 0 | 0 | 0 | 0 | 0 | 0 | 0 | 0 | 0 | 0 | 0 | 0 | 0 | 0 | 0 | 0 | 0 | 0 | 0 | 0 | 0 | 0 | 0 | 0 | 0 | 0_Peak Demand (W) |  |  |  |  | 884.6119
| Turnover | 0 | 0 | 0 | 0 | 0 | 0 | 0 | 0 | 0 | 0 | 0 | 0 | 0 | 0 | 0 | 0 | 0 | 0 | 0 | 0 | 0 | 0 | 0 | 0 | 0 | 0 | 0 | 0 | 0 | 0 | 0 | 0_Turnover |  |  |  |  | 6885.4476
| Avg. Replacement Usage | 0 | 0 | 0 | 0 | 0 | 0 | 0 | 0 | 0 | 0 | 0 | 0 | 0 | 0 | 0 | 0 | 0 | 0 | 0 | 0 | 0 | 0 | 0 | 0 | 0 | 0 | 0 | 0 | 0 | 0 | 0 | 0_Avg. Replacement Usage |  |  |  |  | 5638.8522
| Avg. Replacement Demand (S) | 0 | 0 | 0 | 0 | 0 | 0 | 0 | 0 | 0 | 0 | 0 | 0 | 0 | 0 | 0 | 0 | 0 | 0 | 0 | 0 | 0 | 0 | 0 | 0 | 0 | 0 | 0 | 0 | 0 | 0 | 0 | 0_Avg. Replacement Demand (S) |  |  |  |  | 0
| Avg. Replacement Demand (W) | 0 | 0 | 0 | 0 | 0 | 0 | 0 | 0 | 0 | 0 | 0 | 0 | 0 | 0 | 0 | 0 | 0 | 0 | 0 | 0 | 0 | 0 | 0 | 0 | 0 | 0 | 0 | 0 | 0 | 0 | 0 | 0_Avg. Replacement Demand (W) |  |  |  |  | 2.9366
Purchases
| Year | Year 0 | Year 1 | Year 2 | Year 3 | Year 4 | Year 5 | Year 6 | Year 7 | Year 8 | Year 9 | Year 10 | Year 11 | Year 12 | Year 13 | Year 14 | Year 15 | Year 16 | Year 17 | Year 18 | Year 19 | Year 20 | Year 21 | Year 22 | Year 23 | Year 24 | Year 25 | Year 26 | Year 27 | Year 28 | Year 29 | Year 30
| E1 | 0 | 0 | 0 | 0 | 0 | 0 | 0 | 0 | 0 | 0 | 0 | 0 | 0 | 0 | 0 | 0 | 0 | 0 | 0 | 0 | 0 | 0 | 0 | 0 | 0 | 0 | 0 | 0 | 0 | 0 | 0 | 0_E1_Purchases |  |  |  |  | 6885.4476
| E2 | 0 | 0 | 0 | 0 | 0 | 0 | 0 | 0 | 0 | 0 | 0 | 0 | 0 | 0 | 0 | 0 | 0 | 0 | 0 | 0 | 0 | 0 | 0 | 0 | 0 | 0 | 0 | 0 | 0 | 0 | 0 | 0_E2_Purchases |  |  |  |  | 0
| E3 | 0 | 0 | 0 | 0 | 0 | 0 | 0 | 0 | 0 | 0 | 0 | 0 | 0 | 0 | 0 | 0 | 0 | 0 | 0 | 0 | 0 | 0 | 0 | 0 | 0 | 0 | 0 | 0 | 0 | 0 | 0 | 0_E3_Purchases |  |  |  |  | 0
| E4 | 0 | 0 | 0 | 0 | 0 | 0 | 0 | 0 | 0 | 0 | 0 | 0 | 0 | 0 | 0 | 0 | 0 | 0 | 0 | 0 | 0 | 0 | 0 | 0 | 0 | 0 | 0 | 0 | 0 | 0 | 0 | 0_E4_Purchases |  |  |  |  | 0
| E5 | 0 | 0 | 0 | 0 | 0 | 0 | 0 | 0 | 0 | 0 | 0 | 0 | 0 | 0 | 0 | 0 | 0 | 0 | 0 | 0 | 0 | 0 | 0 | 0 | 0 | 0 | 0 | 0 | 0 | 0 | 0 | 0_E5_Purchases |  |  |  |  | 0
| E6 | 0 | 0 | 0 | 0 | 0 | 0 | 0 | 0 | 0 | 0 | 0 | 0 | 0 | 0 | 0 | 0 | 0 | 0 | 0 | 0 | 0 | 0 | 0 | 0 | 0 | 0 | 0 | 0 | 0 | 0 | 0 | 0_E6_Purchases |  |  |  |  | 0
| E7 | 0 | 0 | 0 | 0 | 0 | 0 | 0 | 0 | 0 | 0 | 0 | 0 | 0 | 0 | 0 | 0 | 0 | 0 | 0 | 0 | 0 | 0 | 0 | 0 | 0 | 0 | 0 | 0 | 0 | 0 | 0 | 0_E7_Purchases |  |  |  |  | 0
| E8 | 0 | 0 | 0 | 0 | 0 | 0 | 0 | 0 | 0 | 0 | 0 | 0 | 0 | 0 | 0 | 0 | 0 | 0 | 0 | 0 | 0 | 0 | 0 | 0 | 0 | 0 | 0 | 0 | 0 | 0 | 0 | 0_E8_Purchases |  |  |  |  | 0
| E9 | 0 | 0 | 0 | 0 | 0 | 0 | 0 | 0 | 0 | 0 | 0 | 0 | 0 | 0 | 0 | 0 | 0 | 0 | 0 | 0 | 0 | 0 | 0 | 0 | 0 | 0 | 0 | 0 | 0 | 0 | 0 | 0_E9_Purchases |  |  |  |  | 0
| E10 | 0 | 0 | 0 | 0 | 0 | 0 | 0 | 0 | 0 | 0 | 0 | 0 | 0 | 0 | 0 | 0 | 0 | 0 | 0 | 0 | 0 | 0 | 0 | 0 | 0 | 0 | 0 | 0 | 0 | 0 | 0 | 0_E10_Purchases |  |  |  |  | 0
Stock
| Year | Year 0 | Year 1 | Year 2 | Year 3 | Year 4 | Year 5 | Year 6 | Year 7 | Year 8 | Year 9 | Year 10 | Year 11 | Year 12 | Year 13 | Year 14 | Year 15 | Year 16 | Year 17 | Year 18 | Year 19 | Year 20 | Year 21 | Year 22 | Year 23 | Year 24 | Year 25 | Year 26 | Year 27 | Year 28 | Year 29 | Year 30
| E1 | 0 | 0 | 0 | 0 | 0 | 0 | 0 | 0 | 0 | 0 | 0 | 0 | 0 | 0 | 0 | 0 | 0 | 0 | 0 | 0 | 0 | 0 | 0 | 0 | 0 | 0 | 0 | 0 | 0 | 0 | 0 | 0_E1_Stock |  |  |  |  | 13576.6093
| E2 | 0 | 0 | 0 | 0 | 0 | 0 | 0 | 0 | 0 | 0 | 0 | 0 | 0 | 0 | 0 | 0 | 0 | 0 | 0 | 0 | 0 | 0 | 0 | 0 | 0 | 0 | 0 | 0 | 0 | 0 | 0 | 0_E2_Stock |  |  |  |  | 0
| E3 | 0 | 0 | 0 | 0 | 0 | 0 | 0 | 0 | 0 | 0 | 0 | 0 | 0 | 0 | 0 | 0 | 0 | 0 | 0 | 0 | 0 | 0 | 0 | 0 | 0 | 0 | 0 | 0 | 0 | 0 | 0 | 0_E3_Stock |  |  |  |  | 0
| E4 | 0 | 0 | 0 | 0 | 0 | 0 | 0 | 0 | 0 | 0 | 0 | 0 | 0 | 0 | 0 | 0 | 0 | 0 | 0 | 0 | 0 | 0 | 0 | 0 | 0 | 0 | 0 | 0 | 0 | 0 | 0 | 0_E4_Stock |  |  |  |  | 0
| E5 | 0 | 0 | 0 | 0 | 0 | 0 | 0 | 0 | 0 | 0 | 0 | 0 | 0 | 0 | 0 | 0 | 0 | 0 | 0 | 0 | 0 | 0 | 0 | 0 | 0 | 0 | 0 | 0 | 0 | 0 | 0 | 0_E5_Stock |  |  |  |  | 0
| E6 | 0 | 0 | 0 | 0 | 0 | 0 | 0 | 0 | 0 | 0 | 0 | 0 | 0 | 0 | 0 | 0 | 0 | 0 | 0 | 0 | 0 | 0 | 0 | 0 | 0 | 0 | 0 | 0 | 0 | 0 | 0 | 0_E6_Stock |  |  |  |  | 0
| E7 | 0 | 0 | 0 | 0 | 0 | 0 | 0 | 0 | 0 | 0 | 0 | 0 | 0 | 0 | 0 | 0 | 0 | 0 | 0 | 0 | 0 | 0 | 0 | 0 | 0 | 0 | 0 | 0 | 0 | 0 | 0 | 0_E7_Stock |  |  |  |  | 0
| E8 | 0 | 0 | 0 | 0 | 0 | 0 | 0 | 0 | 0 | 0 | 0 | 0 | 0 | 0 | 0 | 0 | 0 | 0 | 0 | 0 | 0 | 0 | 0 | 0 | 0 | 0 | 0 | 0 | 0 | 0 | 0 | 0_E8_Stock |  |  |  |  | 0
| E9 | 0 | 0 | 0 | 0 | 0 | 0 | 0 | 0 | 0 | 0 | 0 | 0 | 0 | 0 | 0 | 0 | 0 | 0 | 0 | 0 | 0 | 0 | 0 | 0 | 0 | 0 | 0 | 0 | 0 | 0 | 0 | 0_E9_Stock |  |  |  |  | 0
| E10 | 0 | 0 | 0 | 0 | 0 | 0 | 0 | 0 | 0 | 0 | 0 | 0 | 0 | 0 | 0 | 0 | 0 | 0 | 0 | 0 | 0 | 0 | 0 | 0 | 0 | 0 | 0 | 0 | 0 | 0 | 0 | 0_E10_Stock |  |  |  |  | 0
| Vintage | 0 | 0 | 0 | 0 | 0 | 0 | 0 | 0 | 0 | 0 | 0 | 0 | 0 | 0 | 0 | 0 | 0 | 0 | 0 | 0 | 0 | 0 | 0 | 0 | 0 | 0 | 0 | 0 | 0 | 0 | 0 | 0_Vintage_Stock |  |  |  |  | 288381.2139
S2C1 |  | Year 0: System 2 Technology 1
Technology Variables
| Tech Key | Year 0: 0
| Peak Factor (S) | Year 0: 0
| Peak Factor (W) | Year 0: 0
| Min Vintage Lifetime | Year 0: 0
| Max Vintage Lifetime | Year 0: 0
| Turnover Style | Year 0: 0
Technology Variables
| Equipment | Year 0: Label; Year 1: Min Lifetime; Year 2: Max Lifetime; Year 3: Degradation; Year 4: Usage; Year 5: Available
| E1 | Year 1: 0; Year 2: 0; Year 3: 0%; Year 4: 0; Year 5: FALSE
| E2 | Year 1: 0; Year 2: 0; Year 3: 0%; Year 4: 0; Year 5: FALSE
| E3 | Year 1: 0; Year 2: 0; Year 3: 0%; Year 4: 0; Year 5: FALSE
| E4 | Year 1: 0; Year 2: 0; Year 3: 0%; Year 4: 0; Year 5: FALSE
| E5 | Year 1: 0; Year 2: 0; Year 3: 0%; Year 4: 0; Year 5: FALSE
| E6 | Year 1: 0; Year 2: 0; Year 3: 0%; Year 4: 0; Year 5: FALSE
| E7 | Year 1: 0; Year 2: 0; Year 3: 0%; Year 4: 0; Year 5: FALSE
| E8 | Year 1: 0; Year 2: 0; Year 3: 0%; Year 4: 0; Year 5: FALSE
| E9 | Year 1: 0; Year 2: 0; Year 3: 0%; Year 4: 0; Year 5: FALSE
| E10 | Year 1: 0; Year 2: 0; Year 3: 0%; Year 4: 0; Year 5: FALSE
Original Forecast Results
| Year | Year 0 | Year 1 | Year 2 | Year 3 | Year 4 | Year 5 | Year 6 | Year 7 | Year 8 | Year 9 | Year 10 | Year 11 | Year 12 | Year 13 | Year 14 | Year 15 | Year 16 | Year 17 | Year 18 | Year 19 | Year 20 | Year 21 | Year 22 | Year 23 | Year 24 | Year 25 | Year 26 | Year 27 | Year 28 | Year 29 | Year 30 | Key
| Units | 0 | 0 | 0 | 0 | 0 | 0 | 0 | 0 | 0 | 0 | 0 | 0 | 0 | 0 | 0 | 0 | 0 | 0 | 0 | 0 | 0 | 0 | 0 | 0 | 0 | 0 | 0 | 0 | 0 | 0 | 0 | #REF! |  |  |  |  | 301957.8232
| Usage | 0 | 0 | 0 | 0 | 0 | 0 | 0 | 0 | 0 | 0 | 0 | 0 | 0 | 0 | 0 | 0 | 0 | 0 | 0 | 0 | 0 | 0 | 0 | 0 | 0 | 0 | 0 | 0 | 0 | 0 | 0 | #REF! |  |  |  |  | 1698.6543
| Peak Demand (S) | 0 | 0 | 0 | 0 | 0 | 0 | 0 | 0 | 0 | 0 | 0 | 0 | 0 | 0 | 0 | 0 | 0 | 0 | 0 | 0 | 0 | 0 | 0 | 0 | 0 | 0 | 0 | 0 | 0 | 0 | 0 | #REF! |  |  |  |  | 0
| Peak Demand (W) | 0 | 0 | 0 | 0 | 0 | 0 | 0 | 0 | 0 | 0 | 0 | 0 | 0 | 0 | 0 | 0 | 0 | 0 | 0 | 0 | 0 | 0 | 0 | 0 | 0 | 0 | 0 | 0 | 0 | 0 | 0 | #REF! |  |  |  |  | 884.6119
| Turnover | 0 | 0 | 0 | 0 | 0 | 0 | 0 | 0 | 0 | 0 | 0 | 0 | 0 | 0 | 0 | 0 | 0 | 0 | 0 | 0 | 0 | 0 | 0 | 0 | 0 | 0 | 0 | 0 | 0 | 0 | 0 | #REF! |  |  |  |  | 6885.4476
| Avg. Replacement Usage | 0 | 0 | 0 | 0 | 0 | 0 | 0 | 0 | 0 | 0 | 0 | 0 | 0 | 0 | 0 | 0 | 0 | 0 | 0 | 0 | 0 | 0 | 0 | 0 | 0 | 0 | 0 | 0 | 0 | 0 | 0 | #REF! |  |  |  |  | 5638.8522
| Avg. Replacement Demand (S) | 0 | 0 | 0 | 0 | 0 | 0 | 0 | 0 | 0 | 0 | 0 | 0 | 0 | 0 | 0 | 0 | 0 | 0 | 0 | 0 | 0 | 0 | 0 | 0 | 0 | 0 | 0 | 0 | 0 | 0 | 0 | #REF! |  |  |  |  | 0
| Avg. Replacement Demand (W) | 0 | 0 | 0 | 0 | 0 | 0 | 0 | 0 | 0 | 0 | 0 | 0 | 0 | 0 | 0 | 0 | 0 | 0 | 0 | 0 | 0 | 0 | 0 | 0 | 0 | 0 | 0 | 0 | 0 | 0 | 0 | #REF! |  |  |  |  | 2.9366
Tech Forecast Stock
| Year | Year 0 | Year 1 | Year 2 | Year 3 | Year 4 | Year 5 | Year 6 | Year 7 | Year 8 | Year 9 | Year 10 | Year 11 | Year 12 | Year 13 | Year 14 | Year 15 | Year 16 | Year 17 | Year 18 | Year 19 | Year 20 | Year 21 | Year 22 | Year 23 | Year 24 | Year 25 | Year 26 | Year 27 | Year 28 | Year 29 | Year 30
| E1 | 0 | 0 | 0 | 0 | 0 | 0 | 0 | 0 | 0 | 0 | 0 | 0 | 0 | 0 | 0 | 0 | 0 | 0 | 0 | 0 | 0 | 0 | 0 | 0 | 0 | 0 | 0 | 0 | 0 | 0 | 0
| E2 | 0 | 0 | 0 | 0 | 0 | 0 | 0 | 0 | 0 | 0 | 0 | 0 | 0 | 0 | 0 | 0 | 0 | 0 | 0 | 0 | 0 | 0 | 0 | 0 | 0 | 0 | 0 | 0 | 0 | 0 | 0
| E3 | 0 | 0 | 0 | 0 | 0 | 0 | 0 | 0 | 0 | 0 | 0 | 0 | 0 | 0 | 0 | 0 | 0 | 0 | 0 | 0 | 0 | 0 | 0 | 0 | 0 | 0 | 0 | 0 | 0 | 0 | 0
| E4 | 0 | 0 | 0 | 0 | 0 | 0 | 0 | 0 | 0 | 0 | 0 | 0 | 0 | 0 | 0 | 0 | 0 | 0 | 0 | 0 | 0 | 0 | 0 | 0 | 0 | 0 | 0 | 0 | 0 | 0 | 0
| E5 | 0 | 0 | 0 | 0 | 0 | 0 | 0 | 0 | 0 | 0 | 0 | 0 | 0 | 0 | 0 | 0 | 0 | 0 | 0 | 0 | 0 | 0 | 0 | 0 | 0 | 0 | 0 | 0 | 0 | 0 | 0
| E6 | 0 | 0 | 0 | 0 | 0 | 0 | 0 | 0 | 0 | 0 | 0 | 0 | 0 | 0 | 0 | 0 | 0 | 0 | 0 | 0 | 0 | 0 | 0 | 0 | 0 | 0 | 0 | 0 | 0 | 0 | 0
| E7 | 0 | 0 | 0 | 0 | 0 | 0 | 0 | 0 | 0 | 0 | 0 | 0 | 0 | 0 | 0 | 0 | 0 | 0 | 0 | 0 | 0 | 0 | 0 | 0 | 0 | 0 | 0 | 0 | 0 | 0 | 0
| E8 | 0 | 0 | 0 | 0 | 0 | 0 | 0 | 0 | 0 | 0 | 0 | 0 | 0 | 0 | 0 | 0 | 0 | 0 | 0 | 0 | 0 | 0 | 0 | 0 | 0 | 0 | 0 | 0 | 0 | 0 | 0
| E9 | 0 | 0 | 0 | 0 | 0 | 0 | 0 | 0 | 0 | 0 | 0 | 0 | 0 | 0 | 0 | 0 | 0 | 0 | 0 | 0 | 0 | 0 | 0 | 0 | 0 | 0 | 0 | 0 | 0 | 0 | 0
| E10 | 0 | 0 | 0 | 0 | 0 | 0 | 0 | 0 | 0 | 0 | 0 | 0 | 0 | 0 | 0 | 0 | 0 | 0 | 0 | 0 | 0 | 0 | 0 | 0 | 0 | 0 | 0 | 0 | 0 | 0 | 0
| Vintage | 0 | 0 | 0 | 0 | 0 | 0 | 0 | 0 | 0 | 0 | 0 | 0 | 0 | 0 | 0 | 0 | 0 | 0 | 0 | 0 | 0 | 0 | 0 | 0 | 0 | 0 | 0 | 0 | 0 | 0 | 0
Stock for Switching
| Year | Year 0 | Year 1 | Year 2 | Year 3 | Year 4 | Year 5 | Year 6 | Year 7 | Year 8 | Year 9 | Year 10 | Year 11 | Year 12 | Year 13 | Year 14 | Year 15 | Year 16 | Year 17 | Year 18 | Year 19 | Year 20 | Year 21 | Year 22 | Year 23 | Year 24 | Year 25 | Year 26 | Year 27 | Year 28 | Year 29 | Year 30
| E1 | 0 | 0 | 0 | 0 | 0 | 0 | 0 | 0 | 0 | 0 | 0 | 0 | 0 | 0 | 0 | 0 | 0 | 0 | 0 | 0 | 0 | 0 | 0 | 0 | 0 | 0 | 0 | 0 | 0 | 0 | 0 | 0_E1_SysStock
| E2 | 0 | 0 | 0 | 0 | 0 | 0 | 0 | 0 | 0 | 0 | 0 | 0 | 0 | 0 | 0 | 0 | 0 | 0 | 0 | 0 | 0 | 0 | 0 | 0 | 0 | 0 | 0 | 0 | 0 | 0 | 0 | 0_E2_SysStock
| E3 | 0 | 0 | 0 | 0 | 0 | 0 | 0 | 0 | 0 | 0 | 0 | 0 | 0 | 0 | 0 | 0 | 0 | 0 | 0 | 0 | 0 | 0 | 0 | 0 | 0 | 0 | 0 | 0 | 0 | 0 | 0 | 0_E3_SysStock
| E4 | 0 | 0 | 0 | 0 | 0 | 0 | 0 | 0 | 0 | 0 | 0 | 0 | 0 | 0 | 0 | 0 | 0 | 0 | 0 | 0 | 0 | 0 | 0 | 0 | 0 | 0 | 0 | 0 | 0 | 0 | 0 | 0_E4_SysStock
| E5 | 0 | 0 | 0 | 0 | 0 | 0 | 0 | 0 | 0 | 0 | 0 | 0 | 0 | 0 | 0 | 0 | 0 | 0 | 0 | 0 | 0 | 0 | 0 | 0 | 0 | 0 | 0 | 0 | 0 | 0 | 0 | 0_E5_SysStock
| E6 | 0 | 0 | 0 | 0 | 0 | 0 | 0 | 0 | 0 | 0 | 0 | 0 | 0 | 0 | 0 | 0 | 0 | 0 | 0 | 0 | 0 | 0 | 0 | 0 | 0 | 0 | 0 | 0 | 0 | 0 | 0 | 0_E6_SysStock
| E7 | 0 | 0 | 0 | 0 | 0 | 0 | 0 | 0 | 0 | 0 | 0 | 0 | 0 | 0 | 0 | 0 | 0 | 0 | 0 | 0 | 0 | 0 | 0 | 0 | 0 | 0 | 0 | 0 | 0 | 0 | 0 | 0_E7_SysStock
| E8 | 0 | 0 | 0 | 0 | 0 | 0 | 0 | 0 | 0 | 0 | 0 | 0 | 0 | 0 | 0 | 0 | 0 | 0 | 0 | 0 | 0 | 0 | 0 | 0 | 0 | 0 | 0 | 0 | 0 | 0 | 0 | 0_E8_SysStock
| E9 | 0 | 0 | 0 | 0 | 0 | 0 | 0 | 0 | 0 | 0 | 0 | 0 | 0 | 0 | 0 | 0 | 0 | 0 | 0 | 0 | 0 | 0 | 0 | 0 | 0 | 0 | 0 | 0 | 0 | 0 | 0 | 0_E9_SysStock
| E10 | 0 | 0 | 0 | 0 | 0 | 0 | 0 | 0 | 0 | 0 | 0 | 0 | 0 | 0 | 0 | 0 | 0 | 0 | 0 | 0 | 0 | 0 | 0 | 0 | 0 | 0 | 0 | 0 | 0 | 0 | 0 | 0_E10_SysStock
| Vintage | 0 | 0 | 0 | 0 | 0 | 0 | 0 | 0 | 0 | 0 | 0 | 0 | 0 | 0 | 0 | 0 | 0 | 0 | 0 | 0 | 0 | 0 | 0 | 0 | 0 | 0 | 0 | 0 | 0 | 0 | 0 | 0_Vintage_SysStock
Tech Forecast Purchases
| Year | Year 0 | Year 1 | Year 2 | Year 3 | Year 4 | Year 5 | Year 6 | Year 7 | Year 8 | Year 9 | Year 10 | Year 11 | Year 12 | Year 13 | Year 14 | Year 15 | Year 16 | Year 17 | Year 18 | Year 19 | Year 20 | Year 21 | Year 22 | Year 23 | Year 24 | Year 25 | Year 26 | Year 27 | Year 28 | Year 29 | Year 30
| E1 | 0 | 0 | 0 | 0 | 0 | 0 | 0 | 0 | 0 | 0 | 0 | 0 | 0 | 0 | 0 | 0 | 0 | 0 | 0 | 0 | 0 | 0 | 0 | 0 | 0 | 0 | 0 | 0 | 0 | 0 | 0
| E2 | 0 | 0 | 0 | 0 | 0 | 0 | 0 | 0 | 0 | 0 | 0 | 0 | 0 | 0 | 0 | 0 | 0 | 0 | 0 | 0 | 0 | 0 | 0 | 0 | 0 | 0 | 0 | 0 | 0 | 0 | 0
| E3 | 0 | 0 | 0 | 0 | 0 | 0 | 0 | 0 | 0 | 0 | 0 | 0 | 0 | 0 | 0 | 0 | 0 | 0 | 0 | 0 | 0 | 0 | 0 | 0 | 0 | 0 | 0 | 0 | 0 | 0 | 0
| E4 | 0 | 0 | 0 | 0 | 0 | 0 | 0 | 0 | 0 | 0 | 0 | 0 | 0 | 0 | 0 | 0 | 0 | 0 | 0 | 0 | 0 | 0 | 0 | 0 | 0 | 0 | 0 | 0 | 0 | 0 | 0
| E5 | 0 | 0 | 0 | 0 | 0 | 0 | 0 | 0 | 0 | 0 | 0 | 0 | 0 | 0 | 0 | 0 | 0 | 0 | 0 | 0 | 0 | 0 | 0 | 0 | 0 | 0 | 0 | 0 | 0 | 0 | 0
| E6 | 0 | 0 | 0 | 0 | 0 | 0 | 0 | 0 | 0 | 0 | 0 | 0 | 0 | 0 | 0 | 0 | 0 | 0 | 0 | 0 | 0 | 0 | 0 | 0 | 0 | 0 | 0 | 0 | 0 | 0 | 0
| E7 | 0 | 0 | 0 | 0 | 0 | 0 | 0 | 0 | 0 | 0 | 0 | 0 | 0 | 0 | 0 | 0 | 0 | 0 | 0 | 0 | 0 | 0 | 0 | 0 | 0 | 0 | 0 | 0 | 0 | 0 | 0
| E8 | 0 | 0 | 0 | 0 | 0 | 0 | 0 | 0 | 0 | 0 | 0 | 0 | 0 | 0 | 0 | 0 | 0 | 0 | 0 | 0 | 0 | 0 | 0 | 0 | 0 | 0 | 0 | 0 | 0 | 0 | 0
| E9 | 0 | 0 | 0 | 0 | 0 | 0 | 0 | 0 | 0 | 0 | 0 | 0 | 0 | 0 | 0 | 0 | 0 | 0 | 0 | 0 | 0 | 0 | 0 | 0 | 0 | 0 | 0 | 0 | 0 | 0 | 0
| E10 | 0 | 0 | 0 | 0 | 0 | 0 | 0 | 0 | 0 | 0 | 0 | 0 | 0 | 0 | 0 | 0 | 0 | 0 | 0 | 0 | 0 | 0 | 0 | 0 | 0 | 0 | 0 | 0 | 0 | 0 | 0
Potential to Switch
| Year | Year 0 | Year 1 | Year 2 | Year 3 | Year 4 | Year 5 | Year 6 | Year 7 | Year 8 | Year 9 | Year 10 | Year 11 | Year 12 | Year 13 | Year 14 | Year 15 | Year 16 | Year 17 | Year 18 | Year 19 | Year 20 | Year 21 | Year 22 | Year 23 | Year 24 | Year 25 | Year 26 | Year 27 | Year 28 | Year 29 | Year 30
| E1 | 0 | 0 | 0 | 0 | 0 | 0 | 0 | 0 | 0 | 0 | 0 | 0 | 0 | 0 | 0 | 0 | 0 | 0 | 0 | 0 | 0 | 0 | 0 | 0 | 0 | 0 | 0 | 0 | 0 | 0 | 0 | 0_E1_Switched Out
| E2 | 0 | 0 | 0 | 0 | 0 | 0 | 0 | 0 | 0 | 0 | 0 | 0 | 0 | 0 | 0 | 0 | 0 | 0 | 0 | 0 | 0 | 0 | 0 | 0 | 0 | 0 | 0 | 0 | 0 | 0 | 0 | 0_E2_Switched Out
| E3 | 0 | 0 | 0 | 0 | 0 | 0 | 0 | 0 | 0 | 0 | 0 | 0 | 0 | 0 | 0 | 0 | 0 | 0 | 0 | 0 | 0 | 0 | 0 | 0 | 0 | 0 | 0 | 0 | 0 | 0 | 0 | 0_E3_Switched Out
| E4 | 0 | 0 | 0 | 0 | 0 | 0 | 0 | 0 | 0 | 0 | 0 | 0 | 0 | 0 | 0 | 0 | 0 | 0 | 0 | 0 | 0 | 0 | 0 | 0 | 0 | 0 | 0 | 0 | 0 | 0 | 0 | 0_E4_Switched Out
| E5 | 0 | 0 | 0 | 0 | 0 | 0 | 0 | 0 | 0 | 0 | 0 | 0 | 0 | 0 | 0 | 0 | 0 | 0 | 0 | 0 | 0 | 0 | 0 | 0 | 0 | 0 | 0 | 0 | 0 | 0 | 0 | 0_E5_Switched Out
| E6 | 0 | 0 | 0 | 0 | 0 | 0 | 0 | 0 | 0 | 0 | 0 | 0 | 0 | 0 | 0 | 0 | 0 | 0 | 0 | 0 | 0 | 0 | 0 | 0 | 0 | 0 | 0 | 0 | 0 | 0 | 0 | 0_E6_Switched Out
| E7 | 0 | 0 | 0 | 0 | 0 | 0 | 0 | 0 | 0 | 0 | 0 | 0 | 0 | 0 | 0 | 0 | 0 | 0 | 0 | 0 | 0 | 0 | 0 | 0 | 0 | 0 | 0 | 0 | 0 | 0 | 0 | 0_E7_Switched Out
| E8 | 0 | 0 | 0 | 0 | 0 | 0 | 0 | 0 | 0 | 0 | 0 | 0 | 0 | 0 | 0 | 0 | 0 | 0 | 0 | 0 | 0 | 0 | 0 | 0 | 0 | 0 | 0 | 0 | 0 | 0 | 0 | 0_E8_Switched Out
| E9 | 0 | 0 | 0 | 0 | 0 | 0 | 0 | 0 | 0 | 0 | 0 | 0 | 0 | 0 | 0 | 0 | 0 | 0 | 0 | 0 | 0 | 0 | 0 | 0 | 0 | 0 | 0 | 0 | 0 | 0 | 0 | 0_E9_Switched Out
| E10 | 0 | 0 | 0 | 0 | 0 | 0 | 0 | 0 | 0 | 0 | 0 | 0 | 0 | 0 | 0 | 0 | 0 | 0 | 0 | 0 | 0 | 0 | 0 | 0 | 0 | 0 | 0 | 0 | 0 | 0 | 0 | 0_E10_Switched Out
Units Out
| E1 | 0 | 0 | 0 | 0 | 0 | 0 | 0 | 0 | 0 | 0 | 0 | 0 | 0 | 0 | 0 | 0 | 0 | 0 | 0 | 0 | 0 | 0 | 0 | 0 | 0 | 0 | 0 | 0 | 0 | 0 | 0
| E2 | 0 | 0 | 0 | 0 | 0 | 0 | 0 | 0 | 0 | 0 | 0 | 0 | 0 | 0 | 0 | 0 | 0 | 0 | 0 | 0 | 0 | 0 | 0 | 0 | 0 | 0 | 0 | 0 | 0 | 0 | 0
| E3 | 0 | 0 | 0 | 0 | 0 | 0 | 0 | 0 | 0 | 0 | 0 | 0 | 0 | 0 | 0 | 0 | 0 | 0 | 0 | 0 | 0 | 0 | 0 | 0 | 0 | 0 | 0 | 0 | 0 | 0 | 0
| E4 | 0 | 0 | 0 | 0 | 0 | 0 | 0 | 0 | 0 | 0 | 0 | 0 | 0 | 0 | 0 | 0 | 0 | 0 | 0 | 0 | 0 | 0 | 0 | 0 | 0 | 0 | 0 | 0 | 0 | 0 | 0
| E5 | 0 | 0 | 0 | 0 | 0 | 0 | 0 | 0 | 0 | 0 | 0 | 0 | 0 | 0 | 0 | 0 | 0 | 0 | 0 | 0 | 0 | 0 | 0 | 0 | 0 | 0 | 0 | 0 | 0 | 0 | 0
| E6 | 0 | 0 | 0 | 0 | 0 | 0 | 0 | 0 | 0 | 0 | 0 | 0 | 0 | 0 | 0 | 0 | 0 | 0 | 0 | 0 | 0 | 0 | 0 | 0 | 0 | 0 | 0 | 0 | 0 | 0 | 0
| E7 | 0 | 0 | 0 | 0 | 0 | 0 | 0 | 0 | 0 | 0 | 0 | 0 | 0 | 0 | 0 | 0 | 0 | 0 | 0 | 0 | 0 | 0 | 0 | 0 | 0 | 0 | 0 | 0 | 0 | 0 | 0
| E8 | 0 | 0 | 0 | 0 | 0 | 0 | 0 | 0 | 0 | 0 | 0 | 0 | 0 | 0 | 0 | 0 | 0 | 0 | 0 | 0 | 0 | 0 | 0 | 0 | 0 | 0 | 0 | 0 | 0 | 0 | 0
| E9 | 0 | 0 | 0 | 0 | 0 | 0 | 0 | 0 | 0 | 0 | 0 | 0 | 0 | 0 | 0 | 0 | 0 | 0 | 0 | 0 | 0 | 0 | 0 | 0 | 0 | 0 | 0 | 0 | 0 | 0 | 0
| E10 | 0 | 0 | 0 | 0 | 0 | 0 | 0 | 0 | 0 | 0 | 0 | 0 | 0 | 0 | 0 | 0 | 0 | 0 | 0 | 0 | 0 | 0 | 0 | 0 | 0 | 0 | 0 | 0 | 0 | 0 | 0
| Vintage | 0 | 0 | 0 | 0 | 0 | 0 | 0 | 0 | 0 | 0 | 0 | 0 | 0 | 0 | 0 | 0 | 0 | 0 | 0 | 0 | 0 | 0 | 0 | 0 | 0 | 0 | 0 | 0 | 0 | 0 | 0
Tech Purchase Shares
| Year | Year 0 | Year 1 | Year 2 | Year 3 | Year 4 | Year 5 | Year 6 | Year 7 | Year 8 | Year 9 | Year 10 | Year 11 | Year 12 | Year 13 | Year 14 | Year 15 | Year 16 | Year 17 | Year 18 | Year 19 | Year 20 | Year 21 | Year 22 | Year 23 | Year 24 | Year 25 | Year 26 | Year 27 | Year 28 | Year 29 | Year 30
E1 | bar: Year 0 to Year 30
E2 | bar: Year 0 to Year 30
E3 | bar: Year 0 to Year 30
E4 | bar: Year 0 to Year 30
E5 | bar: Year 0 to Year 30
E6 | bar: Year 0 to Year 30
E7 | bar: Year 0 to Year 30
E8 | bar: Year 0 to Year 30
E9 | bar: Year 0 to Year 30
E10 | bar: Year 0 to Year 30
Units In from Switching
| E1 | 0 | 0 | 0 | 0 | 0 | 0 | 0 | 0 | 0 | 0 | 0 | 0 | 0 | 0 | 0 | 0 | 0 | 0 | 0 | 0 | 0 | 0 | 0 | 0 | 0 | 0 | 0 | 0 | 0 | 0 | 0
| E2 | 0 | 0 | 0 | 0 | 0 | 0 | 0 | 0 | 0 | 0 | 0 | 0 | 0 | 0 | 0 | 0 | 0 | 0 | 0 | 0 | 0 | 0 | 0 | 0 | 0 | 0 | 0 | 0 | 0 | 0 | 0
| E3 | 0 | 0 | 0 | 0 | 0 | 0 | 0 | 0 | 0 | 0 | 0 | 0 | 0 | 0 | 0 | 0 | 0 | 0 | 0 | 0 | 0 | 0 | 0 | 0 | 0 | 0 | 0 | 0 | 0 | 0 | 0
| E4 | 0 | 0 | 0 | 0 | 0 | 0 | 0 | 0 | 0 | 0 | 0 | 0 | 0 | 0 | 0 | 0 | 0 | 0 | 0 | 0 | 0 | 0 | 0 | 0 | 0 | 0 | 0 | 0 | 0 | 0 | 0
| E5 | 0 | 0 | 0 | 0 | 0 | 0 | 0 | 0 | 0 | 0 | 0 | 0 | 0 | 0 | 0 | 0 | 0 | 0 | 0 | 0 | 0 | 0 | 0 | 0 | 0 | 0 | 0 | 0 | 0 | 0 | 0
| E6 | 0 | 0 | 0 | 0 | 0 | 0 | 0 | 0 | 0 | 0 | 0 | 0 | 0 | 0 | 0 | 0 | 0 | 0 | 0 | 0 | 0 | 0 | 0 | 0 | 0 | 0 | 0 | 0 | 0 | 0 | 0
| E7 | 0 | 0 | 0 | 0 | 0 | 0 | 0 | 0 | 0 | 0 | 0 | 0 | 0 | 0 | 0 | 0 | 0 | 0 | 0 | 0 | 0 | 0 | 0 | 0 | 0 | 0 | 0 | 0 | 0 | 0 | 0
| E8 | 0 | 0 | 0 | 0 | 0 | 0 | 0 | 0 | 0 | 0 | 0 | 0 | 0 | 0 | 0 | 0 | 0 | 0 | 0 | 0 | 0 | 0 | 0 | 0 | 0 | 0 | 0 | 0 | 0 | 0 | 0
| E9 | 0 | 0 | 0 | 0 | 0 | 0 | 0 | 0 | 0 | 0 | 0 | 0 | 0 | 0 | 0 | 0 | 0 | 0 | 0 | 0 | 0 | 0 | 0 | 0 | 0 | 0 | 0 | 0 | 0 | 0 | 0
| E10 | 0 | 0 | 0 | 0 | 0 | 0 | 0 | 0 | 0 | 0 | 0 | 0 | 0 | 0 | 0 | 0 | 0 | 0 | 0 | 0 | 0 | 0 | 0 | 0 | 0 | 0 | 0 | 0 | 0 | 0 | 0
| Vintage | 0 | 0 | 0 | 0 | 0 | 0 | 0 | 0 | 0 | 0 | 0 | 0 | 0 | 0 | 0 | 0 | 0 | 0 | 0 | 0 | 0 | 0 | 0 | 0 | 0 | 0 | 0 | 0 | 0 | 0 | 0
Net Change
| Year | Year 0 | Year 1 | Year 2 | Year 3 | Year 4 | Year 5 | Year 6 | Year 7 | Year 8 | Year 9 | Year 10 | Year 11 | Year 12 | Year 13 | Year 14 | Year 15 | Year 16 | Year 17 | Year 18 | Year 19 | Year 20 | Year 21 | Year 22 | Year 23 | Year 24 | Year 25 | Year 26 | Year 27 | Year 28 | Year 29 | Year 30 | Key
| Units | 0 | 0 | 0 | 0 | 0 | 0 | 0 | 0 | 0 | 0 | 0 | 0 | 0 | 0 | 0 | 0 | 0 | 0 | 0 | 0 | 0 | 0 | 0 | 0 | 0 | 0 | 0 | 0 | 0 | 0 | 0 | 0_Units |  |  |  |  | 301957.8232
| Usage | 0 | 0 | 0 | 0 | 0 | 0 | 0 | 0 | 0 | 0 | 0 | 0 | 0 | 0 | 0 | 0 | 0 | 0 | 0 | 0 | 0 | 0 | 0 | 0 | 0 | 0 | 0 | 0 | 0 | 0 | 0 | 0_Usage |  |  |  |  | 1698.6543
| Peak Demand (S) | 0 | 0 | 0 | 0 | 0 | 0 | 0 | 0 | 0 | 0 | 0 | 0 | 0 | 0 | 0 | 0 | 0 | 0 | 0 | 0 | 0 | 0 | 0 | 0 | 0 | 0 | 0 | 0 | 0 | 0 | 0 | 0_Peak Demand (S) |  |  |  |  | 0
| Peak Demand (W) | 0 | 0 | 0 | 0 | 0 | 0 | 0 | 0 | 0 | 0 | 0 | 0 | 0 | 0 | 0 | 0 | 0 | 0 | 0 | 0 | 0 | 0 | 0 | 0 | 0 | 0 | 0 | 0 | 0 | 0 | 0 | 0_Peak Demand (W) |  |  |  |  | 884.6119
| Turnover | 0 | 0 | 0 | 0 | 0 | 0 | 0 | 0 | 0 | 0 | 0 | 0 | 0 | 0 | 0 | 0 | 0 | 0 | 0 | 0 | 0 | 0 | 0 | 0 | 0 | 0 | 0 | 0 | 0 | 0 | 0 | 0_Turnover |  |  |  |  | 6885.4476
| Avg. Replacement Usage | 0 | 0 | 0 | 0 | 0 | 0 | 0 | 0 | 0 | 0 | 0 | 0 | 0 | 0 | 0 | 0 | 0 | 0 | 0 | 0 | 0 | 0 | 0 | 0 | 0 | 0 | 0 | 0 | 0 | 0 | 0 | 0_Avg. Replacement Usage |  |  |  |  | 5638.8522
| Avg. Replacement Demand (S) | 0 | 0 | 0 | 0 | 0 | 0 | 0 | 0 | 0 | 0 | 0 | 0 | 0 | 0 | 0 | 0 | 0 | 0 | 0 | 0 | 0 | 0 | 0 | 0 | 0 | 0 | 0 | 0 | 0 | 0 | 0 | 0_Avg. Replacement Demand (S) |  |  |  |  | 0
| Avg. Replacement Demand (W) | 0 | 0 | 0 | 0 | 0 | 0 | 0 | 0 | 0 | 0 | 0 | 0 | 0 | 0 | 0 | 0 | 0 | 0 | 0 | 0 | 0 | 0 | 0 | 0 | 0 | 0 | 0 | 0 | 0 | 0 | 0 | 0_Avg. Replacement Demand (W) |  |  |  |  | 2.9366
Purchases
| Year | Year 0 | Year 1 | Year 2 | Year 3 | Year 4 | Year 5 | Year 6 | Year 7 | Year 8 | Year 9 | Year 10 | Year 11 | Year 12 | Year 13 | Year 14 | Year 15 | Year 16 | Year 17 | Year 18 | Year 19 | Year 20 | Year 21 | Year 22 | Year 23 | Year 24 | Year 25 | Year 26 | Year 27 | Year 28 | Year 29 | Year 30
| E1 | 0 | 0 | 0 | 0 | 0 | 0 | 0 | 0 | 0 | 0 | 0 | 0 | 0 | 0 | 0 | 0 | 0 | 0 | 0 | 0 | 0 | 0 | 0 | 0 | 0 | 0 | 0 | 0 | 0 | 0 | 0 | 0_E1_Purchases |  |  |  |  | 6885.4476
| E2 | 0 | 0 | 0 | 0 | 0 | 0 | 0 | 0 | 0 | 0 | 0 | 0 | 0 | 0 | 0 | 0 | 0 | 0 | 0 | 0 | 0 | 0 | 0 | 0 | 0 | 0 | 0 | 0 | 0 | 0 | 0 | 0_E2_Purchases |  |  |  |  | 0
| E3 | 0 | 0 | 0 | 0 | 0 | 0 | 0 | 0 | 0 | 0 | 0 | 0 | 0 | 0 | 0 | 0 | 0 | 0 | 0 | 0 | 0 | 0 | 0 | 0 | 0 | 0 | 0 | 0 | 0 | 0 | 0 | 0_E3_Purchases |  |  |  |  | 0
| E4 | 0 | 0 | 0 | 0 | 0 | 0 | 0 | 0 | 0 | 0 | 0 | 0 | 0 | 0 | 0 | 0 | 0 | 0 | 0 | 0 | 0 | 0 | 0 | 0 | 0 | 0 | 0 | 0 | 0 | 0 | 0 | 0_E4_Purchases |  |  |  |  | 0
| E5 | 0 | 0 | 0 | 0 | 0 | 0 | 0 | 0 | 0 | 0 | 0 | 0 | 0 | 0 | 0 | 0 | 0 | 0 | 0 | 0 | 0 | 0 | 0 | 0 | 0 | 0 | 0 | 0 | 0 | 0 | 0 | 0_E5_Purchases |  |  |  |  | 0
| E6 | 0 | 0 | 0 | 0 | 0 | 0 | 0 | 0 | 0 | 0 | 0 | 0 | 0 | 0 | 0 | 0 | 0 | 0 | 0 | 0 | 0 | 0 | 0 | 0 | 0 | 0 | 0 | 0 | 0 | 0 | 0 | 0_E6_Purchases |  |  |  |  | 0
| E7 | 0 | 0 | 0 | 0 | 0 | 0 | 0 | 0 | 0 | 0 | 0 | 0 | 0 | 0 | 0 | 0 | 0 | 0 | 0 | 0 | 0 | 0 | 0 | 0 | 0 | 0 | 0 | 0 | 0 | 0 | 0 | 0_E7_Purchases |  |  |  |  | 0
| E8 | 0 | 0 | 0 | 0 | 0 | 0 | 0 | 0 | 0 | 0 | 0 | 0 | 0 | 0 | 0 | 0 | 0 | 0 | 0 | 0 | 0 | 0 | 0 | 0 | 0 | 0 | 0 | 0 | 0 | 0 | 0 | 0_E8_Purchases |  |  |  |  | 0
| E9 | 0 | 0 | 0 | 0 | 0 | 0 | 0 | 0 | 0 | 0 | 0 | 0 | 0 | 0 | 0 | 0 | 0 | 0 | 0 | 0 | 0 | 0 | 0 | 0 | 0 | 0 | 0 | 0 | 0 | 0 | 0 | 0_E9_Purchases |  |  |  |  | 0
| E10 | 0 | 0 | 0 | 0 | 0 | 0 | 0 | 0 | 0 | 0 | 0 | 0 | 0 | 0 | 0 | 0 | 0 | 0 | 0 | 0 | 0 | 0 | 0 | 0 | 0 | 0 | 0 | 0 | 0 | 0 | 0 | 0_E10_Purchases |  |  |  |  | 0
Stock
| Year | Year 0 | Year 1 | Year 2 | Year 3 | Year 4 | Year 5 | Year 6 | Year 7 | Year 8 | Year 9 | Year 10 | Year 11 | Year 12 | Year 13 | Year 14 | Year 15 | Year 16 | Year 17 | Year 18 | Year 19 | Year 20 | Year 21 | Year 22 | Year 23 | Year 24 | Year 25 | Year 26 | Year 27 | Year 28 | Year 29 | Year 30
| E1 | 0 | 0 | 0 | 0 | 0 | 0 | 0 | 0 | 0 | 0 | 0 | 0 | 0 | 0 | 0 | 0 | 0 | 0 | 0 | 0 | 0 | 0 | 0 | 0 | 0 | 0 | 0 | 0 | 0 | 0 | 0 | 0_E1_Stock |  |  |  |  | 13576.6093
| E2 | 0 | 0 | 0 | 0 | 0 | 0 | 0 | 0 | 0 | 0 | 0 | 0 | 0 | 0 | 0 | 0 | 0 | 0 | 0 | 0 | 0 | 0 | 0 | 0 | 0 | 0 | 0 | 0 | 0 | 0 | 0 | 0_E2_Stock |  |  |  |  | 0
| E3 | 0 | 0 | 0 | 0 | 0 | 0 | 0 | 0 | 0 | 0 | 0 | 0 | 0 | 0 | 0 | 0 | 0 | 0 | 0 | 0 | 0 | 0 | 0 | 0 | 0 | 0 | 0 | 0 | 0 | 0 | 0 | 0_E3_Stock |  |  |  |  | 0
| E4 | 0 | 0 | 0 | 0 | 0 | 0 | 0 | 0 | 0 | 0 | 0 | 0 | 0 | 0 | 0 | 0 | 0 | 0 | 0 | 0 | 0 | 0 | 0 | 0 | 0 | 0 | 0 | 0 | 0 | 0 | 0 | 0_E4_Stock |  |  |  |  | 0
| E5 | 0 | 0 | 0 | 0 | 0 | 0 | 0 | 0 | 0 | 0 | 0 | 0 | 0 | 0 | 0 | 0 | 0 | 0 | 0 | 0 | 0 | 0 | 0 | 0 | 0 | 0 | 0 | 0 | 0 | 0 | 0 | 0_E5_Stock |  |  |  |  | 0
| E6 | 0 | 0 | 0 | 0 | 0 | 0 | 0 | 0 | 0 | 0 | 0 | 0 | 0 | 0 | 0 | 0 | 0 | 0 | 0 | 0 | 0 | 0 | 0 | 0 | 0 | 0 | 0 | 0 | 0 | 0 | 0 | 0_E6_Stock |  |  |  |  | 0
| E7 | 0 | 0 | 0 | 0 | 0 | 0 | 0 | 0 | 0 | 0 | 0 | 0 | 0 | 0 | 0 | 0 | 0 | 0 | 0 | 0 | 0 | 0 | 0 | 0 | 0 | 0 | 0 | 0 | 0 | 0 | 0 | 0_E7_Stock |  |  |  |  | 0
| E8 | 0 | 0 | 0 | 0 | 0 | 0 | 0 | 0 | 0 | 0 | 0 | 0 | 0 | 0 | 0 | 0 | 0 | 0 | 0 | 0 | 0 | 0 | 0 | 0 | 0 | 0 | 0 | 0 | 0 | 0 | 0 | 0_E8_Stock |  |  |  |  | 0
| E9 | 0 | 0 | 0 | 0 | 0 | 0 | 0 | 0 | 0 | 0 | 0 | 0 | 0 | 0 | 0 | 0 | 0 | 0 | 0 | 0 | 0 | 0 | 0 | 0 | 0 | 0 | 0 | 0 | 0 | 0 | 0 | 0_E9_Stock |  |  |  |  | 0
| E10 | 0 | 0 | 0 | 0 | 0 | 0 | 0 | 0 | 0 | 0 | 0 | 0 | 0 | 0 | 0 | 0 | 0 | 0 | 0 | 0 | 0 | 0 | 0 | 0 | 0 | 0 | 0 | 0 | 0 | 0 | 0 | 0_E10_Stock |  |  |  |  | 0
| Vintage | 0 | 0 | 0 | 0 | 0 | 0 | 0 | 0 | 0 | 0 | 0 | 0 | 0 | 0 | 0 | 0 | 0 | 0 | 0 | 0 | 0 | 0 | 0 | 0 | 0 | 0 | 0 | 0 | 0 | 0 | 0 | 0_Vintage_Stock |  |  |  |  | 288381.2139
S2C2 |  | Year 0: System 2 Technology 2
Technology Variables
| Tech Key | Year 0: 0
| Peak Factor (S) | Year 0: 0
| Peak Factor (W) | Year 0: 0
| Min Vintage Lifetime | Year 0: 0
| Max Vintage Lifetime | Year 0: 0
| Turnover Style | Year 0: 0
Technology Variables
| Equipment | Year 0: Label; Year 1: Min Lifetime; Year 2: Max Lifetime; Year 3: Degradation; Year 4: Usage; Year 5: Available
| E1 | Year 1: 0; Year 2: 0; Year 3: 0%; Year 4: 0; Year 5: FALSE
| E2 | Year 1: 0; Year 2: 0; Year 3: 0%; Year 4: 0; Year 5: FALSE
| E3 | Year 1: 0; Year 2: 0; Year 3: 0%; Year 4: 0; Year 5: FALSE
| E4 | Year 1: 0; Year 2: 0; Year 3: 0%; Year 4: 0; Year 5: FALSE
| E5 | Year 1: 0; Year 2: 0; Year 3: 0%; Year 4: 0; Year 5: FALSE
| E6 | Year 1: 0; Year 2: 0; Year 3: 0%; Year 4: 0; Year 5: FALSE
| E7 | Year 1: 0; Year 2: 0; Year 3: 0%; Year 4: 0; Year 5: FALSE
| E8 | Year 1: 0; Year 2: 0; Year 3: 0%; Year 4: 0; Year 5: FALSE
| E9 | Year 1: 0; Year 2: 0; Year 3: 0%; Year 4: 0; Year 5: FALSE
| E10 | Year 1: 0; Year 2: 0; Year 3: 0%; Year 4: 0; Year 5: FALSE
Original Forecast Results
| Year | Year 0 | Year 1 | Year 2 | Year 3 | Year 4 | Year 5 | Year 6 | Year 7 | Year 8 | Year 9 | Year 10 | Year 11 | Year 12 | Year 13 | Year 14 | Year 15 | Year 16 | Year 17 | Year 18 | Year 19 | Year 20 | Year 21 | Year 22 | Year 23 | Year 24 | Year 25 | Year 26 | Year 27 | Year 28 | Year 29 | Year 30 | Key
| Units | 0 | 0 | 0 | 0 | 0 | 0 | 0 | 0 | 0 | 0 | 0 | 0 | 0 | 0 | 0 | 0 | 0 | 0 | 0 | 0 | 0 | 0 | 0 | 0 | 0 | 0 | 0 | 0 | 0 | 0 | 0 | #REF! |  |  |  |  | 301957.8232
| Usage | 0 | 0 | 0 | 0 | 0 | 0 | 0 | 0 | 0 | 0 | 0 | 0 | 0 | 0 | 0 | 0 | 0 | 0 | 0 | 0 | 0 | 0 | 0 | 0 | 0 | 0 | 0 | 0 | 0 | 0 | 0 | #REF! |  |  |  |  | 1698.6543
| Peak Demand (S) | 0 | 0 | 0 | 0 | 0 | 0 | 0 | 0 | 0 | 0 | 0 | 0 | 0 | 0 | 0 | 0 | 0 | 0 | 0 | 0 | 0 | 0 | 0 | 0 | 0 | 0 | 0 | 0 | 0 | 0 | 0 | #REF! |  |  |  |  | 0
| Peak Demand (W) | 0 | 0 | 0 | 0 | 0 | 0 | 0 | 0 | 0 | 0 | 0 | 0 | 0 | 0 | 0 | 0 | 0 | 0 | 0 | 0 | 0 | 0 | 0 | 0 | 0 | 0 | 0 | 0 | 0 | 0 | 0 | #REF! |  |  |  |  | 884.6119
| Turnover | 0 | 0 | 0 | 0 | 0 | 0 | 0 | 0 | 0 | 0 | 0 | 0 | 0 | 0 | 0 | 0 | 0 | 0 | 0 | 0 | 0 | 0 | 0 | 0 | 0 | 0 | 0 | 0 | 0 | 0 | 0 | #REF! |  |  |  |  | 6885.4476
| Avg. Replacement Usage | 0 | 0 | 0 | 0 | 0 | 0 | 0 | 0 | 0 | 0 | 0 | 0 | 0 | 0 | 0 | 0 | 0 | 0 | 0 | 0 | 0 | 0 | 0 | 0 | 0 | 0 | 0 | 0 | 0 | 0 | 0 | #REF! |  |  |  |  | 5638.8522
| Avg. Replacement Demand (S) | 0 | 0 | 0 | 0 | 0 | 0 | 0 | 0 | 0 | 0 | 0 | 0 | 0 | 0 | 0 | 0 | 0 | 0 | 0 | 0 | 0 | 0 | 0 | 0 | 0 | 0 | 0 | 0 | 0 | 0 | 0 | #REF! |  |  |  |  | 0
| Avg. Replacement Demand (W) | 0 | 0 | 0 | 0 | 0 | 0 | 0 | 0 | 0 | 0 | 0 | 0 | 0 | 0 | 0 | 0 | 0 | 0 | 0 | 0 | 0 | 0 | 0 | 0 | 0 | 0 | 0 | 0 | 0 | 0 | 0 | #REF! |  |  |  |  | 2.9366
Tech Forecast Stock
| Year | Year 0 | Year 1 | Year 2 | Year 3 | Year 4 | Year 5 | Year 6 | Year 7 | Year 8 | Year 9 | Year 10 | Year 11 | Year 12 | Year 13 | Year 14 | Year 15 | Year 16 | Year 17 | Year 18 | Year 19 | Year 20 | Year 21 | Year 22 | Year 23 | Year 24 | Year 25 | Year 26 | Year 27 | Year 28 | Year 29 | Year 30
| E1 | 0 | 0 | 0 | 0 | 0 | 0 | 0 | 0 | 0 | 0 | 0 | 0 | 0 | 0 | 0 | 0 | 0 | 0 | 0 | 0 | 0 | 0 | 0 | 0 | 0 | 0 | 0 | 0 | 0 | 0 | 0
| E2 | 0 | 0 | 0 | 0 | 0 | 0 | 0 | 0 | 0 | 0 | 0 | 0 | 0 | 0 | 0 | 0 | 0 | 0 | 0 | 0 | 0 | 0 | 0 | 0 | 0 | 0 | 0 | 0 | 0 | 0 | 0
| E3 | 0 | 0 | 0 | 0 | 0 | 0 | 0 | 0 | 0 | 0 | 0 | 0 | 0 | 0 | 0 | 0 | 0 | 0 | 0 | 0 | 0 | 0 | 0 | 0 | 0 | 0 | 0 | 0 | 0 | 0 | 0
| E4 | 0 | 0 | 0 | 0 | 0 | 0 | 0 | 0 | 0 | 0 | 0 | 0 | 0 | 0 | 0 | 0 | 0 | 0 | 0 | 0 | 0 | 0 | 0 | 0 | 0 | 0 | 0 | 0 | 0 | 0 | 0
| E5 | 0 | 0 | 0 | 0 | 0 | 0 | 0 | 0 | 0 | 0 | 0 | 0 | 0 | 0 | 0 | 0 | 0 | 0 | 0 | 0 | 0 | 0 | 0 | 0 | 0 | 0 | 0 | 0 | 0 | 0 | 0
| E6 | 0 | 0 | 0 | 0 | 0 | 0 | 0 | 0 | 0 | 0 | 0 | 0 | 0 | 0 | 0 | 0 | 0 | 0 | 0 | 0 | 0 | 0 | 0 | 0 | 0 | 0 | 0 | 0 | 0 | 0 | 0
| E7 | 0 | 0 | 0 | 0 | 0 | 0 | 0 | 0 | 0 | 0 | 0 | 0 | 0 | 0 | 0 | 0 | 0 | 0 | 0 | 0 | 0 | 0 | 0 | 0 | 0 | 0 | 0 | 0 | 0 | 0 | 0
| E8 | 0 | 0 | 0 | 0 | 0 | 0 | 0 | 0 | 0 | 0 | 0 | 0 | 0 | 0 | 0 | 0 | 0 | 0 | 0 | 0 | 0 | 0 | 0 | 0 | 0 | 0 | 0 | 0 | 0 | 0 | 0
| E9 | 0 | 0 | 0 | 0 | 0 | 0 | 0 | 0 | 0 | 0 | 0 | 0 | 0 | 0 | 0 | 0 | 0 | 0 | 0 | 0 | 0 | 0 | 0 | 0 | 0 | 0 | 0 | 0 | 0 | 0 | 0
| E10 | 0 | 0 | 0 | 0 | 0 | 0 | 0 | 0 | 0 | 0 | 0 | 0 | 0 | 0 | 0 | 0 | 0 | 0 | 0 | 0 | 0 | 0 | 0 | 0 | 0 | 0 | 0 | 0 | 0 | 0 | 0
| Vintage | 0 | 0 | 0 | 0 | 0 | 0 | 0 | 0 | 0 | 0 | 0 | 0 | 0 | 0 | 0 | 0 | 0 | 0 | 0 | 0 | 0 | 0 | 0 | 0 | 0 | 0 | 0 | 0 | 0 | 0 | 0
Stock for Switching
| Year | Year 0 | Year 1 | Year 2 | Year 3 | Year 4 | Year 5 | Year 6 | Year 7 | Year 8 | Year 9 | Year 10 | Year 11 | Year 12 | Year 13 | Year 14 | Year 15 | Year 16 | Year 17 | Year 18 | Year 19 | Year 20 | Year 21 | Year 22 | Year 23 | Year 24 | Year 25 | Year 26 | Year 27 | Year 28 | Year 29 | Year 30
| E1 | 0 | 0 | 0 | 0 | 0 | 0 | 0 | 0 | 0 | 0 | 0 | 0 | 0 | 0 | 0 | 0 | 0 | 0 | 0 | 0 | 0 | 0 | 0 | 0 | 0 | 0 | 0 | 0 | 0 | 0 | 0 | 0_E1_SysStock
| E2 | 0 | 0 | 0 | 0 | 0 | 0 | 0 | 0 | 0 | 0 | 0 | 0 | 0 | 0 | 0 | 0 | 0 | 0 | 0 | 0 | 0 | 0 | 0 | 0 | 0 | 0 | 0 | 0 | 0 | 0 | 0 | 0_E2_SysStock
| E3 | 0 | 0 | 0 | 0 | 0 | 0 | 0 | 0 | 0 | 0 | 0 | 0 | 0 | 0 | 0 | 0 | 0 | 0 | 0 | 0 | 0 | 0 | 0 | 0 | 0 | 0 | 0 | 0 | 0 | 0 | 0 | 0_E3_SysStock
| E4 | 0 | 0 | 0 | 0 | 0 | 0 | 0 | 0 | 0 | 0 | 0 | 0 | 0 | 0 | 0 | 0 | 0 | 0 | 0 | 0 | 0 | 0 | 0 | 0 | 0 | 0 | 0 | 0 | 0 | 0 | 0 | 0_E4_SysStock
| E5 | 0 | 0 | 0 | 0 | 0 | 0 | 0 | 0 | 0 | 0 | 0 | 0 | 0 | 0 | 0 | 0 | 0 | 0 | 0 | 0 | 0 | 0 | 0 | 0 | 0 | 0 | 0 | 0 | 0 | 0 | 0 | 0_E5_SysStock
| E6 | 0 | 0 | 0 | 0 | 0 | 0 | 0 | 0 | 0 | 0 | 0 | 0 | 0 | 0 | 0 | 0 | 0 | 0 | 0 | 0 | 0 | 0 | 0 | 0 | 0 | 0 | 0 | 0 | 0 | 0 | 0 | 0_E6_SysStock
| E7 | 0 | 0 | 0 | 0 | 0 | 0 | 0 | 0 | 0 | 0 | 0 | 0 | 0 | 0 | 0 | 0 | 0 | 0 | 0 | 0 | 0 | 0 | 0 | 0 | 0 | 0 | 0 | 0 | 0 | 0 | 0 | 0_E7_SysStock
| E8 | 0 | 0 | 0 | 0 | 0 | 0 | 0 | 0 | 0 | 0 | 0 | 0 | 0 | 0 | 0 | 0 | 0 | 0 | 0 | 0 | 0 | 0 | 0 | 0 | 0 | 0 | 0 | 0 | 0 | 0 | 0 | 0_E8_SysStock
| E9 | 0 | 0 | 0 | 0 | 0 | 0 | 0 | 0 | 0 | 0 | 0 | 0 | 0 | 0 | 0 | 0 | 0 | 0 | 0 | 0 | 0 | 0 | 0 | 0 | 0 | 0 | 0 | 0 | 0 | 0 | 0 | 0_E9_SysStock
| E10 | 0 | 0 | 0 | 0 | 0 | 0 | 0 | 0 | 0 | 0 | 0 | 0 | 0 | 0 | 0 | 0 | 0 | 0 | 0 | 0 | 0 | 0 | 0 | 0 | 0 | 0 | 0 | 0 | 0 | 0 | 0 | 0_E10_SysStock
| Vintage | 0 | 0 | 0 | 0 | 0 | 0 | 0 | 0 | 0 | 0 | 0 | 0 | 0 | 0 | 0 | 0 | 0 | 0 | 0 | 0 | 0 | 0 | 0 | 0 | 0 | 0 | 0 | 0 | 0 | 0 | 0 | 0_Vintage_SysStock
Tech Forecast Purchases
| Year | Year 0 | Year 1 | Year 2 | Year 3 | Year 4 | Year 5 | Year 6 | Year 7 | Year 8 | Year 9 | Year 10 | Year 11 | Year 12 | Year 13 | Year 14 | Year 15 | Year 16 | Year 17 | Year 18 | Year 19 | Year 20 | Year 21 | Year 22 | Year 23 | Year 24 | Year 25 | Year 26 | Year 27 | Year 28 | Year 29 | Year 30
| E1 | 0 | 0 | 0 | 0 | 0 | 0 | 0 | 0 | 0 | 0 | 0 | 0 | 0 | 0 | 0 | 0 | 0 | 0 | 0 | 0 | 0 | 0 | 0 | 0 | 0 | 0 | 0 | 0 | 0 | 0 | 0
| E2 | 0 | 0 | 0 | 0 | 0 | 0 | 0 | 0 | 0 | 0 | 0 | 0 | 0 | 0 | 0 | 0 | 0 | 0 | 0 | 0 | 0 | 0 | 0 | 0 | 0 | 0 | 0 | 0 | 0 | 0 | 0
| E3 | 0 | 0 | 0 | 0 | 0 | 0 | 0 | 0 | 0 | 0 | 0 | 0 | 0 | 0 | 0 | 0 | 0 | 0 | 0 | 0 | 0 | 0 | 0 | 0 | 0 | 0 | 0 | 0 | 0 | 0 | 0
| E4 | 0 | 0 | 0 | 0 | 0 | 0 | 0 | 0 | 0 | 0 | 0 | 0 | 0 | 0 | 0 | 0 | 0 | 0 | 0 | 0 | 0 | 0 | 0 | 0 | 0 | 0 | 0 | 0 | 0 | 0 | 0
| E5 | 0 | 0 | 0 | 0 | 0 | 0 | 0 | 0 | 0 | 0 | 0 | 0 | 0 | 0 | 0 | 0 | 0 | 0 | 0 | 0 | 0 | 0 | 0 | 0 | 0 | 0 | 0 | 0 | 0 | 0 | 0
| E6 | 0 | 0 | 0 | 0 | 0 | 0 | 0 | 0 | 0 | 0 | 0 | 0 | 0 | 0 | 0 | 0 | 0 | 0 | 0 | 0 | 0 | 0 | 0 | 0 | 0 | 0 | 0 | 0 | 0 | 0 | 0
| E7 | 0 | 0 | 0 | 0 | 0 | 0 | 0 | 0 | 0 | 0 | 0 | 0 | 0 | 0 | 0 | 0 | 0 | 0 | 0 | 0 | 0 | 0 | 0 | 0 | 0 | 0 | 0 | 0 | 0 | 0 | 0
| E8 | 0 | 0 | 0 | 0 | 0 | 0 | 0 | 0 | 0 | 0 | 0 | 0 | 0 | 0 | 0 | 0 | 0 | 0 | 0 | 0 | 0 | 0 | 0 | 0 | 0 | 0 | 0 | 0 | 0 | 0 | 0
| E9 | 0 | 0 | 0 | 0 | 0 | 0 | 0 | 0 | 0 | 0 | 0 | 0 | 0 | 0 | 0 | 0 | 0 | 0 | 0 | 0 | 0 | 0 | 0 | 0 | 0 | 0 | 0 | 0 | 0 | 0 | 0
| E10 | 0 | 0 | 0 | 0 | 0 | 0 | 0 | 0 | 0 | 0 | 0 | 0 | 0 | 0 | 0 | 0 | 0 | 0 | 0 | 0 | 0 | 0 | 0 | 0 | 0 | 0 | 0 | 0 | 0 | 0 | 0
Potential to Switch
| Year | Year 0 | Year 1 | Year 2 | Year 3 | Year 4 | Year 5 | Year 6 | Year 7 | Year 8 | Year 9 | Year 10 | Year 11 | Year 12 | Year 13 | Year 14 | Year 15 | Year 16 | Year 17 | Year 18 | Year 19 | Year 20 | Year 21 | Year 22 | Year 23 | Year 24 | Year 25 | Year 26 | Year 27 | Year 28 | Year 29 | Year 30
| E1 | 0 | 0 | 0 | 0 | 0 | 0 | 0 | 0 | 0 | 0 | 0 | 0 | 0 | 0 | 0 | 0 | 0 | 0 | 0 | 0 | 0 | 0 | 0 | 0 | 0 | 0 | 0 | 0 | 0 | 0 | 0 | 0_E1_Switched Out
| E2 | 0 | 0 | 0 | 0 | 0 | 0 | 0 | 0 | 0 | 0 | 0 | 0 | 0 | 0 | 0 | 0 | 0 | 0 | 0 | 0 | 0 | 0 | 0 | 0 | 0 | 0 | 0 | 0 | 0 | 0 | 0 | 0_E2_Switched Out
| E3 | 0 | 0 | 0 | 0 | 0 | 0 | 0 | 0 | 0 | 0 | 0 | 0 | 0 | 0 | 0 | 0 | 0 | 0 | 0 | 0 | 0 | 0 | 0 | 0 | 0 | 0 | 0 | 0 | 0 | 0 | 0 | 0_E3_Switched Out
| E4 | 0 | 0 | 0 | 0 | 0 | 0 | 0 | 0 | 0 | 0 | 0 | 0 | 0 | 0 | 0 | 0 | 0 | 0 | 0 | 0 | 0 | 0 | 0 | 0 | 0 | 0 | 0 | 0 | 0 | 0 | 0 | 0_E4_Switched Out
| E5 | 0 | 0 | 0 | 0 | 0 | 0 | 0 | 0 | 0 | 0 | 0 | 0 | 0 | 0 | 0 | 0 | 0 | 0 | 0 | 0 | 0 | 0 | 0 | 0 | 0 | 0 | 0 | 0 | 0 | 0 | 0 | 0_E5_Switched Out
| E6 | 0 | 0 | 0 | 0 | 0 | 0 | 0 | 0 | 0 | 0 | 0 | 0 | 0 | 0 | 0 | 0 | 0 | 0 | 0 | 0 | 0 | 0 | 0 | 0 | 0 | 0 | 0 | 0 | 0 | 0 | 0 | 0_E6_Switched Out
| E7 | 0 | 0 | 0 | 0 | 0 | 0 | 0 | 0 | 0 | 0 | 0 | 0 | 0 | 0 | 0 | 0 | 0 | 0 | 0 | 0 | 0 | 0 | 0 | 0 | 0 | 0 | 0 | 0 | 0 | 0 | 0 | 0_E7_Switched Out
| E8 | 0 | 0 | 0 | 0 | 0 | 0 | 0 | 0 | 0 | 0 | 0 | 0 | 0 | 0 | 0 | 0 | 0 | 0 | 0 | 0 | 0 | 0 | 0 | 0 | 0 | 0 | 0 | 0 | 0 | 0 | 0 | 0_E8_Switched Out
| E9 | 0 | 0 | 0 | 0 | 0 | 0 | 0 | 0 | 0 | 0 | 0 | 0 | 0 | 0 | 0 | 0 | 0 | 0 | 0 | 0 | 0 | 0 | 0 | 0 | 0 | 0 | 0 | 0 | 0 | 0 | 0 | 0_E9_Switched Out
| E10 | 0 | 0 | 0 | 0 | 0 | 0 | 0 | 0 | 0 | 0 | 0 | 0 | 0 | 0 | 0 | 0 | 0 | 0 | 0 | 0 | 0 | 0 | 0 | 0 | 0 | 0 | 0 | 0 | 0 | 0 | 0 | 0_E10_Switched Out
Units Out
| E1 | 0 | 0 | 0 | 0 | 0 | 0 | 0 | 0 | 0 | 0 | 0 | 0 | 0 | 0 | 0 | 0 | 0 | 0 | 0 | 0 | 0 | 0 | 0 | 0 | 0 | 0 | 0 | 0 | 0 | 0 | 0
| E2 | 0 | 0 | 0 | 0 | 0 | 0 | 0 | 0 | 0 | 0 | 0 | 0 | 0 | 0 | 0 | 0 | 0 | 0 | 0 | 0 | 0 | 0 | 0 | 0 | 0 | 0 | 0 | 0 | 0 | 0 | 0
| E3 | 0 | 0 | 0 | 0 | 0 | 0 | 0 | 0 | 0 | 0 | 0 | 0 | 0 | 0 | 0 | 0 | 0 | 0 | 0 | 0 | 0 | 0 | 0 | 0 | 0 | 0 | 0 | 0 | 0 | 0 | 0
| E4 | 0 | 0 | 0 | 0 | 0 | 0 | 0 | 0 | 0 | 0 | 0 | 0 | 0 | 0 | 0 | 0 | 0 | 0 | 0 | 0 | 0 | 0 | 0 | 0 | 0 | 0 | 0 | 0 | 0 | 0 | 0
| E5 | 0 | 0 | 0 | 0 | 0 | 0 | 0 | 0 | 0 | 0 | 0 | 0 | 0 | 0 | 0 | 0 | 0 | 0 | 0 | 0 | 0 | 0 | 0 | 0 | 0 | 0 | 0 | 0 | 0 | 0 | 0
| E6 | 0 | 0 | 0 | 0 | 0 | 0 | 0 | 0 | 0 | 0 | 0 | 0 | 0 | 0 | 0 | 0 | 0 | 0 | 0 | 0 | 0 | 0 | 0 | 0 | 0 | 0 | 0 | 0 | 0 | 0 | 0
| E7 | 0 | 0 | 0 | 0 | 0 | 0 | 0 | 0 | 0 | 0 | 0 | 0 | 0 | 0 | 0 | 0 | 0 | 0 | 0 | 0 | 0 | 0 | 0 | 0 | 0 | 0 | 0 | 0 | 0 | 0 | 0
| E8 | 0 | 0 | 0 | 0 | 0 | 0 | 0 | 0 | 0 | 0 | 0 | 0 | 0 | 0 | 0 | 0 | 0 | 0 | 0 | 0 | 0 | 0 | 0 | 0 | 0 | 0 | 0 | 0 | 0 | 0 | 0
| E9 | 0 | 0 | 0 | 0 | 0 | 0 | 0 | 0 | 0 | 0 | 0 | 0 | 0 | 0 | 0 | 0 | 0 | 0 | 0 | 0 | 0 | 0 | 0 | 0 | 0 | 0 | 0 | 0 | 0 | 0 | 0
| E10 | 0 | 0 | 0 | 0 | 0 | 0 | 0 | 0 | 0 | 0 | 0 | 0 | 0 | 0 | 0 | 0 | 0 | 0 | 0 | 0 | 0 | 0 | 0 | 0 | 0 | 0 | 0 | 0 | 0 | 0 | 0
| Vintage | 0 | 0 | 0 | 0 | 0 | 0 | 0 | 0 | 0 | 0 | 0 | 0 | 0 | 0 | 0 | 0 | 0 | 0 | 0 | 0 | 0 | 0 | 0 | 0 | 0 | 0 | 0 | 0 | 0 | 0 | 0
Tech Purchase Shares
| Year | Year 0 | Year 1 | Year 2 | Year 3 | Year 4 | Year 5 | Year 6 | Year 7 | Year 8 | Year 9 | Year 10 | Year 11 | Year 12 | Year 13 | Year 14 | Year 15 | Year 16 | Year 17 | Year 18 | Year 19 | Year 20 | Year 21 | Year 22 | Year 23 | Year 24 | Year 25 | Year 26 | Year 27 | Year 28 | Year 29 | Year 30
E1 | bar: Year 0 to Year 30
E2 | bar: Year 0 to Year 30
E3 | bar: Year 0 to Year 30
E4 | bar: Year 0 to Year 30
E5 | bar: Year 0 to Year 30
E6 | bar: Year 0 to Year 30
E7 | bar: Year 0 to Year 30
E8 | bar: Year 0 to Year 30
E9 | bar: Year 0 to Year 30
E10 | bar: Year 0 to Year 30
Units In from Switching
| E1 | 0 | 0 | 0 | 0 | 0 | 0 | 0 | 0 | 0 | 0 | 0 | 0 | 0 | 0 | 0 | 0 | 0 | 0 | 0 | 0 | 0 | 0 | 0 | 0 | 0 | 0 | 0 | 0 | 0 | 0 | 0
| E2 | 0 | 0 | 0 | 0 | 0 | 0 | 0 | 0 | 0 | 0 | 0 | 0 | 0 | 0 | 0 | 0 | 0 | 0 | 0 | 0 | 0 | 0 | 0 | 0 | 0 | 0 | 0 | 0 | 0 | 0 | 0
| E3 | 0 | 0 | 0 | 0 | 0 | 0 | 0 | 0 | 0 | 0 | 0 | 0 | 0 | 0 | 0 | 0 | 0 | 0 | 0 | 0 | 0 | 0 | 0 | 0 | 0 | 0 | 0 | 0 | 0 | 0 | 0
| E4 | 0 | 0 | 0 | 0 | 0 | 0 | 0 | 0 | 0 | 0 | 0 | 0 | 0 | 0 | 0 | 0 | 0 | 0 | 0 | 0 | 0 | 0 | 0 | 0 | 0 | 0 | 0 | 0 | 0 | 0 | 0
| E5 | 0 | 0 | 0 | 0 | 0 | 0 | 0 | 0 | 0 | 0 | 0 | 0 | 0 | 0 | 0 | 0 | 0 | 0 | 0 | 0 | 0 | 0 | 0 | 0 | 0 | 0 | 0 | 0 | 0 | 0 | 0
| E6 | 0 | 0 | 0 | 0 | 0 | 0 | 0 | 0 | 0 | 0 | 0 | 0 | 0 | 0 | 0 | 0 | 0 | 0 | 0 | 0 | 0 | 0 | 0 | 0 | 0 | 0 | 0 | 0 | 0 | 0 | 0
| E7 | 0 | 0 | 0 | 0 | 0 | 0 | 0 | 0 | 0 | 0 | 0 | 0 | 0 | 0 | 0 | 0 | 0 | 0 | 0 | 0 | 0 | 0 | 0 | 0 | 0 | 0 | 0 | 0 | 0 | 0 | 0
| E8 | 0 | 0 | 0 | 0 | 0 | 0 | 0 | 0 | 0 | 0 | 0 | 0 | 0 | 0 | 0 | 0 | 0 | 0 | 0 | 0 | 0 | 0 | 0 | 0 | 0 | 0 | 0 | 0 | 0 | 0 | 0
| E9 | 0 | 0 | 0 | 0 | 0 | 0 | 0 | 0 | 0 | 0 | 0 | 0 | 0 | 0 | 0 | 0 | 0 | 0 | 0 | 0 | 0 | 0 | 0 | 0 | 0 | 0 | 0 | 0 | 0 | 0 | 0
| E10 | 0 | 0 | 0 | 0 | 0 | 0 | 0 | 0 | 0 | 0 | 0 | 0 | 0 | 0 | 0 | 0 | 0 | 0 | 0 | 0 | 0 | 0 | 0 | 0 | 0 | 0 | 0 | 0 | 0 | 0 | 0
| Vintage | 0 | 0 | 0 | 0 | 0 | 0 | 0 | 0 | 0 | 0 | 0 | 0 | 0 | 0 | 0 | 0 | 0 | 0 | 0 | 0 | 0 | 0 | 0 | 0 | 0 | 0 | 0 | 0 | 0 | 0 | 0
Net Change
| Year | Year 0 | Year 1 | Year 2 | Year 3 | Year 4 | Year 5 | Year 6 | Year 7 | Year 8 | Year 9 | Year 10 | Year 11 | Year 12 | Year 13 | Year 14 | Year 15 | Year 16 | Year 17 | Year 18 | Year 19 | Year 20 | Year 21 | Year 22 | Year 23 | Year 24 | Year 25 | Year 26 | Year 27 | Year 28 | Year 29 | Year 30 | Key
| Units | 0 | 0 | 0 | 0 | 0 | 0 | 0 | 0 | 0 | 0 | 0 | 0 | 0 | 0 | 0 | 0 | 0 | 0 | 0 | 0 | 0 | 0 | 0 | 0 | 0 | 0 | 0 | 0 | 0 | 0 | 0 | 0_Units |  |  |  |  | 301957.8232
| Usage | 0 | 0 | 0 | 0 | 0 | 0 | 0 | 0 | 0 | 0 | 0 | 0 | 0 | 0 | 0 | 0 | 0 | 0 | 0 | 0 | 0 | 0 | 0 | 0 | 0 | 0 | 0 | 0 | 0 | 0 | 0 | 0_Usage |  |  |  |  | 1698.6543
| Peak Demand (S) | 0 | 0 | 0 | 0 | 0 | 0 | 0 | 0 | 0 | 0 | 0 | 0 | 0 | 0 | 0 | 0 | 0 | 0 | 0 | 0 | 0 | 0 | 0 | 0 | 0 | 0 | 0 | 0 | 0 | 0 | 0 | 0_Peak Demand (S) |  |  |  |  | 0
| Peak Demand (W) | 0 | 0 | 0 | 0 | 0 | 0 | 0 | 0 | 0 | 0 | 0 | 0 | 0 | 0 | 0 | 0 | 0 | 0 | 0 | 0 | 0 | 0 | 0 | 0 | 0 | 0 | 0 | 0 | 0 | 0 | 0 | 0_Peak Demand (W) |  |  |  |  | 884.6119
| Turnover | 0 | 0 | 0 | 0 | 0 | 0 | 0 | 0 | 0 | 0 | 0 | 0 | 0 | 0 | 0 | 0 | 0 | 0 | 0 | 0 | 0 | 0 | 0 | 0 | 0 | 0 | 0 | 0 | 0 | 0 | 0 | 0_Turnover |  |  |  |  | 6885.4476
| Avg. Replacement Usage | 0 | 0 | 0 | 0 | 0 | 0 | 0 | 0 | 0 | 0 | 0 | 0 | 0 | 0 | 0 | 0 | 0 | 0 | 0 | 0 | 0 | 0 | 0 | 0 | 0 | 0 | 0 | 0 | 0 | 0 | 0 | 0_Avg. Replacement Usage |  |  |  |  | 5638.8522
| Avg. Replacement Demand (S) | 0 | 0 | 0 | 0 | 0 | 0 | 0 | 0 | 0 | 0 | 0 | 0 | 0 | 0 | 0 | 0 | 0 | 0 | 0 | 0 | 0 | 0 | 0 | 0 | 0 | 0 | 0 | 0 | 0 | 0 | 0 | 0_Avg. Replacement Demand (S) |  |  |  |  | 0
| Avg. Replacement Demand (W) | 0 | 0 | 0 | 0 | 0 | 0 | 0 | 0 | 0 | 0 | 0 | 0 | 0 | 0 | 0 | 0 | 0 | 0 | 0 | 0 | 0 | 0 | 0 | 0 | 0 | 0 | 0 | 0 | 0 | 0 | 0 | 0_Avg. Replacement Demand (W) |  |  |  |  | 2.9366
Purchases
| Year | Year 0 | Year 1 | Year 2 | Year 3 | Year 4 | Year 5 | Year 6 | Year 7 | Year 8 | Year 9 | Year 10 | Year 11 | Year 12 | Year 13 | Year 14 | Year 15 | Year 16 | Year 17 | Year 18 | Year 19 | Year 20 | Year 21 | Year 22 | Year 23 | Year 24 | Year 25 | Year 26 | Year 27 | Year 28 | Year 29 | Year 30
| E1 | 0 | 0 | 0 | 0 | 0 | 0 | 0 | 0 | 0 | 0 | 0 | 0 | 0 | 0 | 0 | 0 | 0 | 0 | 0 | 0 | 0 | 0 | 0 | 0 | 0 | 0 | 0 | 0 | 0 | 0 | 0 | 0_E1_Purchases |  |  |  |  | 6885.4476
| E2 | 0 | 0 | 0 | 0 | 0 | 0 | 0 | 0 | 0 | 0 | 0 | 0 | 0 | 0 | 0 | 0 | 0 | 0 | 0 | 0 | 0 | 0 | 0 | 0 | 0 | 0 | 0 | 0 | 0 | 0 | 0 | 0_E2_Purchases |  |  |  |  | 0
| E3 | 0 | 0 | 0 | 0 | 0 | 0 | 0 | 0 | 0 | 0 | 0 | 0 | 0 | 0 | 0 | 0 | 0 | 0 | 0 | 0 | 0 | 0 | 0 | 0 | 0 | 0 | 0 | 0 | 0 | 0 | 0 | 0_E3_Purchases |  |  |  |  | 0
| E4 | 0 | 0 | 0 | 0 | 0 | 0 | 0 | 0 | 0 | 0 | 0 | 0 | 0 | 0 | 0 | 0 | 0 | 0 | 0 | 0 | 0 | 0 | 0 | 0 | 0 | 0 | 0 | 0 | 0 | 0 | 0 | 0_E4_Purchases |  |  |  |  | 0
| E5 | 0 | 0 | 0 | 0 | 0 | 0 | 0 | 0 | 0 | 0 | 0 | 0 | 0 | 0 | 0 | 0 | 0 | 0 | 0 | 0 | 0 | 0 | 0 | 0 | 0 | 0 | 0 | 0 | 0 | 0 | 0 | 0_E5_Purchases |  |  |  |  | 0
| E6 | 0 | 0 | 0 | 0 | 0 | 0 | 0 | 0 | 0 | 0 | 0 | 0 | 0 | 0 | 0 | 0 | 0 | 0 | 0 | 0 | 0 | 0 | 0 | 0 | 0 | 0 | 0 | 0 | 0 | 0 | 0 | 0_E6_Purchases |  |  |  |  | 0
| E7 | 0 | 0 | 0 | 0 | 0 | 0 | 0 | 0 | 0 | 0 | 0 | 0 | 0 | 0 | 0 | 0 | 0 | 0 | 0 | 0 | 0 | 0 | 0 | 0 | 0 | 0 | 0 | 0 | 0 | 0 | 0 | 0_E7_Purchases |  |  |  |  | 0
| E8 | 0 | 0 | 0 | 0 | 0 | 0 | 0 | 0 | 0 | 0 | 0 | 0 | 0 | 0 | 0 | 0 | 0 | 0 | 0 | 0 | 0 | 0 | 0 | 0 | 0 | 0 | 0 | 0 | 0 | 0 | 0 | 0_E8_Purchases |  |  |  |  | 0
| E9 | 0 | 0 | 0 | 0 | 0 | 0 | 0 | 0 | 0 | 0 | 0 | 0 | 0 | 0 | 0 | 0 | 0 | 0 | 0 | 0 | 0 | 0 | 0 | 0 | 0 | 0 | 0 | 0 | 0 | 0 | 0 | 0_E9_Purchases |  |  |  |  | 0
| E10 | 0 | 0 | 0 | 0 | 0 | 0 | 0 | 0 | 0 | 0 | 0 | 0 | 0 | 0 | 0 | 0 | 0 | 0 | 0 | 0 | 0 | 0 | 0 | 0 | 0 | 0 | 0 | 0 | 0 | 0 | 0 | 0_E10_Purchases |  |  |  |  | 0
Stock
| Year | Year 0 | Year 1 | Year 2 | Year 3 | Year 4 | Year 5 | Year 6 | Year 7 | Year 8 | Year 9 | Year 10 | Year 11 | Year 12 | Year 13 | Year 14 | Year 15 | Year 16 | Year 17 | Year 18 | Year 19 | Year 20 | Year 21 | Year 22 | Year 23 | Year 24 | Year 25 | Year 26 | Year 27 | Year 28 | Year 29 | Year 30
| E1 | 0 | 0 | 0 | 0 | 0 | 0 | 0 | 0 | 0 | 0 | 0 | 0 | 0 | 0 | 0 | 0 | 0 | 0 | 0 | 0 | 0 | 0 | 0 | 0 | 0 | 0 | 0 | 0 | 0 | 0 | 0 | 0_E1_Stock |  |  |  |  | 13576.6093
| E2 | 0 | 0 | 0 | 0 | 0 | 0 | 0 | 0 | 0 | 0 | 0 | 0 | 0 | 0 | 0 | 0 | 0 | 0 | 0 | 0 | 0 | 0 | 0 | 0 | 0 | 0 | 0 | 0 | 0 | 0 | 0 | 0_E2_Stock |  |  |  |  | 0
| E3 | 0 | 0 | 0 | 0 | 0 | 0 | 0 | 0 | 0 | 0 | 0 | 0 | 0 | 0 | 0 | 0 | 0 | 0 | 0 | 0 | 0 | 0 | 0 | 0 | 0 | 0 | 0 | 0 | 0 | 0 | 0 | 0_E3_Stock |  |  |  |  | 0
| E4 | 0 | 0 | 0 | 0 | 0 | 0 | 0 | 0 | 0 | 0 | 0 | 0 | 0 | 0 | 0 | 0 | 0 | 0 | 0 | 0 | 0 | 0 | 0 | 0 | 0 | 0 | 0 | 0 | 0 | 0 | 0 | 0_E4_Stock |  |  |  |  | 0
| E5 | 0 | 0 | 0 | 0 | 0 | 0 | 0 | 0 | 0 | 0 | 0 | 0 | 0 | 0 | 0 | 0 | 0 | 0 | 0 | 0 | 0 | 0 | 0 | 0 | 0 | 0 | 0 | 0 | 0 | 0 | 0 | 0_E5_Stock |  |  |  |  | 0
| E6 | 0 | 0 | 0 | 0 | 0 | 0 | 0 | 0 | 0 | 0 | 0 | 0 | 0 | 0 | 0 | 0 | 0 | 0 | 0 | 0 | 0 | 0 | 0 | 0 | 0 | 0 | 0 | 0 | 0 | 0 | 0 | 0_E6_Stock |  |  |  |  | 0
| E7 | 0 | 0 | 0 | 0 | 0 | 0 | 0 | 0 | 0 | 0 | 0 | 0 | 0 | 0 | 0 | 0 | 0 | 0 | 0 | 0 | 0 | 0 | 0 | 0 | 0 | 0 | 0 | 0 | 0 | 0 | 0 | 0_E7_Stock |  |  |  |  | 0
| E8 | 0 | 0 | 0 | 0 | 0 | 0 | 0 | 0 | 0 | 0 | 0 | 0 | 0 | 0 | 0 | 0 | 0 | 0 | 0 | 0 | 0 | 0 | 0 | 0 | 0 | 0 | 0 | 0 | 0 | 0 | 0 | 0_E8_Stock |  |  |  |  | 0
| E9 | 0 | 0 | 0 | 0 | 0 | 0 | 0 | 0 | 0 | 0 | 0 | 0 | 0 | 0 | 0 | 0 | 0 | 0 | 0 | 0 | 0 | 0 | 0 | 0 | 0 | 0 | 0 | 0 | 0 | 0 | 0 | 0_E9_Stock |  |  |  |  | 0
| E10 | 0 | 0 | 0 | 0 | 0 | 0 | 0 | 0 | 0 | 0 | 0 | 0 | 0 | 0 | 0 | 0 | 0 | 0 | 0 | 0 | 0 | 0 | 0 | 0 | 0 | 0 | 0 | 0 | 0 | 0 | 0 | 0_E10_Stock |  |  |  |  | 0
| Vintage | 0 | 0 | 0 | 0 | 0 | 0 | 0 | 0 | 0 | 0 | 0 | 0 | 0 | 0 | 0 | 0 | 0 | 0 | 0 | 0 | 0 | 0 | 0 | 0 | 0 | 0 | 0 | 0 | 0 | 0 | 0 | 0_Vintage_Stock |  |  |  |  | 288381.2139
S2C3 |  | Year 0: System 2 Technology 3
Technology Variables
| Tech Key | Year 0: 0
| Peak Factor (S) | Year 0: 0
| Peak Factor (W) | Year 0: 0
| Min Vintage Lifetime | Year 0: 0
| Max Vintage Lifetime | Year 0: 0
| Turnover Style | Year 0: 0
Technology Variables
| Equipment | Year 0: Label; Year 1: Min Lifetime; Year 2: Max Lifetime; Year 3: Degradation; Year 4: Usage; Year 5: Available
| E1 | Year 1: 0; Year 2: 0; Year 3: 0%; Year 4: 0; Year 5: FALSE
| E2 | Year 1: 0; Year 2: 0; Year 3: 0%; Year 4: 0; Year 5: FALSE
| E3 | Year 1: 0; Year 2: 0; Year 3: 0%; Year 4: 0; Year 5: FALSE
| E4 | Year 1: 0; Year 2: 0; Year 3: 0%; Year 4: 0; Year 5: FALSE
| E5 | Year 1: 0; Year 2: 0; Year 3: 0%; Year 4: 0; Year 5: FALSE
| E6 | Year 1: 0; Year 2: 0; Year 3: 0%; Year 4: 0; Year 5: FALSE
| E7 | Year 1: 0; Year 2: 0; Year 3: 0%; Year 4: 0; Year 5: FALSE
| E8 | Year 1: 0; Year 2: 0; Year 3: 0%; Year 4: 0; Year 5: FALSE
| E9 | Year 1: 0; Year 2: 0; Year 3: 0%; Year 4: 0; Year 5: FALSE
| E10 | Year 1: 0; Year 2: 0; Year 3: 0%; Year 4: 0; Year 5: FALSE
Original Forecast Results
| Year | Year 0 | Year 1 | Year 2 | Year 3 | Year 4 | Year 5 | Year 6 | Year 7 | Year 8 | Year 9 | Year 10 | Year 11 | Year 12 | Year 13 | Year 14 | Year 15 | Year 16 | Year 17 | Year 18 | Year 19 | Year 20 | Year 21 | Year 22 | Year 23 | Year 24 | Year 25 | Year 26 | Year 27 | Year 28 | Year 29 | Year 30 | Key
| Units | 0 | 0 | 0 | 0 | 0 | 0 | 0 | 0 | 0 | 0 | 0 | 0 | 0 | 0 | 0 | 0 | 0 | 0 | 0 | 0 | 0 | 0 | 0 | 0 | 0 | 0 | 0 | 0 | 0 | 0 | 0 | #REF! |  |  |  |  | 301957.8232
| Usage | 0 | 0 | 0 | 0 | 0 | 0 | 0 | 0 | 0 | 0 | 0 | 0 | 0 | 0 | 0 | 0 | 0 | 0 | 0 | 0 | 0 | 0 | 0 | 0 | 0 | 0 | 0 | 0 | 0 | 0 | 0 | #REF! |  |  |  |  | 1698.6543
| Peak Demand (S) | 0 | 0 | 0 | 0 | 0 | 0 | 0 | 0 | 0 | 0 | 0 | 0 | 0 | 0 | 0 | 0 | 0 | 0 | 0 | 0 | 0 | 0 | 0 | 0 | 0 | 0 | 0 | 0 | 0 | 0 | 0 | #REF! |  |  |  |  | 0
| Peak Demand (W) | 0 | 0 | 0 | 0 | 0 | 0 | 0 | 0 | 0 | 0 | 0 | 0 | 0 | 0 | 0 | 0 | 0 | 0 | 0 | 0 | 0 | 0 | 0 | 0 | 0 | 0 | 0 | 0 | 0 | 0 | 0 | #REF! |  |  |  |  | 884.6119
| Turnover | 0 | 0 | 0 | 0 | 0 | 0 | 0 | 0 | 0 | 0 | 0 | 0 | 0 | 0 | 0 | 0 | 0 | 0 | 0 | 0 | 0 | 0 | 0 | 0 | 0 | 0 | 0 | 0 | 0 | 0 | 0 | #REF! |  |  |  |  | 6885.4476
| Avg. Replacement Usage | 0 | 0 | 0 | 0 | 0 | 0 | 0 | 0 | 0 | 0 | 0 | 0 | 0 | 0 | 0 | 0 | 0 | 0 | 0 | 0 | 0 | 0 | 0 | 0 | 0 | 0 | 0 | 0 | 0 | 0 | 0 | #REF! |  |  |  |  | 5638.8522
| Avg. Replacement Demand (S) | 0 | 0 | 0 | 0 | 0 | 0 | 0 | 0 | 0 | 0 | 0 | 0 | 0 | 0 | 0 | 0 | 0 | 0 | 0 | 0 | 0 | 0 | 0 | 0 | 0 | 0 | 0 | 0 | 0 | 0 | 0 | #REF! |  |  |  |  | 0
| Avg. Replacement Demand (W) | 0 | 0 | 0 | 0 | 0 | 0 | 0 | 0 | 0 | 0 | 0 | 0 | 0 | 0 | 0 | 0 | 0 | 0 | 0 | 0 | 0 | 0 | 0 | 0 | 0 | 0 | 0 | 0 | 0 | 0 | 0 | #REF! |  |  |  |  | 2.9366
Tech Forecast Stock
| Year | Year 0 | Year 1 | Year 2 | Year 3 | Year 4 | Year 5 | Year 6 | Year 7 | Year 8 | Year 9 | Year 10 | Year 11 | Year 12 | Year 13 | Year 14 | Year 15 | Year 16 | Year 17 | Year 18 | Year 19 | Year 20 | Year 21 | Year 22 | Year 23 | Year 24 | Year 25 | Year 26 | Year 27 | Year 28 | Year 29 | Year 30
| E1 | 0 | 0 | 0 | 0 | 0 | 0 | 0 | 0 | 0 | 0 | 0 | 0 | 0 | 0 | 0 | 0 | 0 | 0 | 0 | 0 | 0 | 0 | 0 | 0 | 0 | 0 | 0 | 0 | 0 | 0 | 0
| E2 | 0 | 0 | 0 | 0 | 0 | 0 | 0 | 0 | 0 | 0 | 0 | 0 | 0 | 0 | 0 | 0 | 0 | 0 | 0 | 0 | 0 | 0 | 0 | 0 | 0 | 0 | 0 | 0 | 0 | 0 | 0
| E3 | 0 | 0 | 0 | 0 | 0 | 0 | 0 | 0 | 0 | 0 | 0 | 0 | 0 | 0 | 0 | 0 | 0 | 0 | 0 | 0 | 0 | 0 | 0 | 0 | 0 | 0 | 0 | 0 | 0 | 0 | 0
| E4 | 0 | 0 | 0 | 0 | 0 | 0 | 0 | 0 | 0 | 0 | 0 | 0 | 0 | 0 | 0 | 0 | 0 | 0 | 0 | 0 | 0 | 0 | 0 | 0 | 0 | 0 | 0 | 0 | 0 | 0 | 0
| E5 | 0 | 0 | 0 | 0 | 0 | 0 | 0 | 0 | 0 | 0 | 0 | 0 | 0 | 0 | 0 | 0 | 0 | 0 | 0 | 0 | 0 | 0 | 0 | 0 | 0 | 0 | 0 | 0 | 0 | 0 | 0
| E6 | 0 | 0 | 0 | 0 | 0 | 0 | 0 | 0 | 0 | 0 | 0 | 0 | 0 | 0 | 0 | 0 | 0 | 0 | 0 | 0 | 0 | 0 | 0 | 0 | 0 | 0 | 0 | 0 | 0 | 0 | 0
| E7 | 0 | 0 | 0 | 0 | 0 | 0 | 0 | 0 | 0 | 0 | 0 | 0 | 0 | 0 | 0 | 0 | 0 | 0 | 0 | 0 | 0 | 0 | 0 | 0 | 0 | 0 | 0 | 0 | 0 | 0 | 0
| E8 | 0 | 0 | 0 | 0 | 0 | 0 | 0 | 0 | 0 | 0 | 0 | 0 | 0 | 0 | 0 | 0 | 0 | 0 | 0 | 0 | 0 | 0 | 0 | 0 | 0 | 0 | 0 | 0 | 0 | 0 | 0
| E9 | 0 | 0 | 0 | 0 | 0 | 0 | 0 | 0 | 0 | 0 | 0 | 0 | 0 | 0 | 0 | 0 | 0 | 0 | 0 | 0 | 0 | 0 | 0 | 0 | 0 | 0 | 0 | 0 | 0 | 0 | 0
| E10 | 0 | 0 | 0 | 0 | 0 | 0 | 0 | 0 | 0 | 0 | 0 | 0 | 0 | 0 | 0 | 0 | 0 | 0 | 0 | 0 | 0 | 0 | 0 | 0 | 0 | 0 | 0 | 0 | 0 | 0 | 0
| Vintage | 0 | 0 | 0 | 0 | 0 | 0 | 0 | 0 | 0 | 0 | 0 | 0 | 0 | 0 | 0 | 0 | 0 | 0 | 0 | 0 | 0 | 0 | 0 | 0 | 0 | 0 | 0 | 0 | 0 | 0 | 0
Stock for Switching
| Year | Year 0 | Year 1 | Year 2 | Year 3 | Year 4 | Year 5 | Year 6 | Year 7 | Year 8 | Year 9 | Year 10 | Year 11 | Year 12 | Year 13 | Year 14 | Year 15 | Year 16 | Year 17 | Year 18 | Year 19 | Year 20 | Year 21 | Year 22 | Year 23 | Year 24 | Year 25 | Year 26 | Year 27 | Year 28 | Year 29 | Year 30
| E1 | 0 | 0 | 0 | 0 | 0 | 0 | 0 | 0 | 0 | 0 | 0 | 0 | 0 | 0 | 0 | 0 | 0 | 0 | 0 | 0 | 0 | 0 | 0 | 0 | 0 | 0 | 0 | 0 | 0 | 0 | 0 | 0_E1_SysStock
| E2 | 0 | 0 | 0 | 0 | 0 | 0 | 0 | 0 | 0 | 0 | 0 | 0 | 0 | 0 | 0 | 0 | 0 | 0 | 0 | 0 | 0 | 0 | 0 | 0 | 0 | 0 | 0 | 0 | 0 | 0 | 0 | 0_E2_SysStock
| E3 | 0 | 0 | 0 | 0 | 0 | 0 | 0 | 0 | 0 | 0 | 0 | 0 | 0 | 0 | 0 | 0 | 0 | 0 | 0 | 0 | 0 | 0 | 0 | 0 | 0 | 0 | 0 | 0 | 0 | 0 | 0 | 0_E3_SysStock
| E4 | 0 | 0 | 0 | 0 | 0 | 0 | 0 | 0 | 0 | 0 | 0 | 0 | 0 | 0 | 0 | 0 | 0 | 0 | 0 | 0 | 0 | 0 | 0 | 0 | 0 | 0 | 0 | 0 | 0 | 0 | 0 | 0_E4_SysStock
| E5 | 0 | 0 | 0 | 0 | 0 | 0 | 0 | 0 | 0 | 0 | 0 | 0 | 0 | 0 | 0 | 0 | 0 | 0 | 0 | 0 | 0 | 0 | 0 | 0 | 0 | 0 | 0 | 0 | 0 | 0 | 0 | 0_E5_SysStock
| E6 | 0 | 0 | 0 | 0 | 0 | 0 | 0 | 0 | 0 | 0 | 0 | 0 | 0 | 0 | 0 | 0 | 0 | 0 | 0 | 0 | 0 | 0 | 0 | 0 | 0 | 0 | 0 | 0 | 0 | 0 | 0 | 0_E6_SysStock
| E7 | 0 | 0 | 0 | 0 | 0 | 0 | 0 | 0 | 0 | 0 | 0 | 0 | 0 | 0 | 0 | 0 | 0 | 0 | 0 | 0 | 0 | 0 | 0 | 0 | 0 | 0 | 0 | 0 | 0 | 0 | 0 | 0_E7_SysStock
| E8 | 0 | 0 | 0 | 0 | 0 | 0 | 0 | 0 | 0 | 0 | 0 | 0 | 0 | 0 | 0 | 0 | 0 | 0 | 0 | 0 | 0 | 0 | 0 | 0 | 0 | 0 | 0 | 0 | 0 | 0 | 0 | 0_E8_SysStock
| E9 | 0 | 0 | 0 | 0 | 0 | 0 | 0 | 0 | 0 | 0 | 0 | 0 | 0 | 0 | 0 | 0 | 0 | 0 | 0 | 0 | 0 | 0 | 0 | 0 | 0 | 0 | 0 | 0 | 0 | 0 | 0 | 0_E9_SysStock
| E10 | 0 | 0 | 0 | 0 | 0 | 0 | 0 | 0 | 0 | 0 | 0 | 0 | 0 | 0 | 0 | 0 | 0 | 0 | 0 | 0 | 0 | 0 | 0 | 0 | 0 | 0 | 0 | 0 | 0 | 0 | 0 | 0_E10_SysStock
| Vintage | 0 | 0 | 0 | 0 | 0 | 0 | 0 | 0 | 0 | 0 | 0 | 0 | 0 | 0 | 0 | 0 | 0 | 0 | 0 | 0 | 0 | 0 | 0 | 0 | 0 | 0 | 0 | 0 | 0 | 0 | 0 | 0_Vintage_SysStock
Tech Forecast Purchases
| Year | Year 0 | Year 1 | Year 2 | Year 3 | Year 4 | Year 5 | Year 6 | Year 7 | Year 8 | Year 9 | Year 10 | Year 11 | Year 12 | Year 13 | Year 14 | Year 15 | Year 16 | Year 17 | Year 18 | Year 19 | Year 20 | Year 21 | Year 22 | Year 23 | Year 24 | Year 25 | Year 26 | Year 27 | Year 28 | Year 29 | Year 30
| E1 | 0 | 0 | 0 | 0 | 0 | 0 | 0 | 0 | 0 | 0 | 0 | 0 | 0 | 0 | 0 | 0 | 0 | 0 | 0 | 0 | 0 | 0 | 0 | 0 | 0 | 0 | 0 | 0 | 0 | 0 | 0
| E2 | 0 | 0 | 0 | 0 | 0 | 0 | 0 | 0 | 0 | 0 | 0 | 0 | 0 | 0 | 0 | 0 | 0 | 0 | 0 | 0 | 0 | 0 | 0 | 0 | 0 | 0 | 0 | 0 | 0 | 0 | 0
| E3 | 0 | 0 | 0 | 0 | 0 | 0 | 0 | 0 | 0 | 0 | 0 | 0 | 0 | 0 | 0 | 0 | 0 | 0 | 0 | 0 | 0 | 0 | 0 | 0 | 0 | 0 | 0 | 0 | 0 | 0 | 0
| E4 | 0 | 0 | 0 | 0 | 0 | 0 | 0 | 0 | 0 | 0 | 0 | 0 | 0 | 0 | 0 | 0 | 0 | 0 | 0 | 0 | 0 | 0 | 0 | 0 | 0 | 0 | 0 | 0 | 0 | 0 | 0
| E5 | 0 | 0 | 0 | 0 | 0 | 0 | 0 | 0 | 0 | 0 | 0 | 0 | 0 | 0 | 0 | 0 | 0 | 0 | 0 | 0 | 0 | 0 | 0 | 0 | 0 | 0 | 0 | 0 | 0 | 0 | 0
| E6 | 0 | 0 | 0 | 0 | 0 | 0 | 0 | 0 | 0 | 0 | 0 | 0 | 0 | 0 | 0 | 0 | 0 | 0 | 0 | 0 | 0 | 0 | 0 | 0 | 0 | 0 | 0 | 0 | 0 | 0 | 0
| E7 | 0 | 0 | 0 | 0 | 0 | 0 | 0 | 0 | 0 | 0 | 0 | 0 | 0 | 0 | 0 | 0 | 0 | 0 | 0 | 0 | 0 | 0 | 0 | 0 | 0 | 0 | 0 | 0 | 0 | 0 | 0
| E8 | 0 | 0 | 0 | 0 | 0 | 0 | 0 | 0 | 0 | 0 | 0 | 0 | 0 | 0 | 0 | 0 | 0 | 0 | 0 | 0 | 0 | 0 | 0 | 0 | 0 | 0 | 0 | 0 | 0 | 0 | 0
| E9 | 0 | 0 | 0 | 0 | 0 | 0 | 0 | 0 | 0 | 0 | 0 | 0 | 0 | 0 | 0 | 0 | 0 | 0 | 0 | 0 | 0 | 0 | 0 | 0 | 0 | 0 | 0 | 0 | 0 | 0 | 0
| E10 | 0 | 0 | 0 | 0 | 0 | 0 | 0 | 0 | 0 | 0 | 0 | 0 | 0 | 0 | 0 | 0 | 0 | 0 | 0 | 0 | 0 | 0 | 0 | 0 | 0 | 0 | 0 | 0 | 0 | 0 | 0
Potential to Switch
| Year | Year 0 | Year 1 | Year 2 | Year 3 | Year 4 | Year 5 | Year 6 | Year 7 | Year 8 | Year 9 | Year 10 | Year 11 | Year 12 | Year 13 | Year 14 | Year 15 | Year 16 | Year 17 | Year 18 | Year 19 | Year 20 | Year 21 | Year 22 | Year 23 | Year 24 | Year 25 | Year 26 | Year 27 | Year 28 | Year 29 | Year 30
| E1 | 0 | 0 | 0 | 0 | 0 | 0 | 0 | 0 | 0 | 0 | 0 | 0 | 0 | 0 | 0 | 0 | 0 | 0 | 0 | 0 | 0 | 0 | 0 | 0 | 0 | 0 | 0 | 0 | 0 | 0 | 0 | 0_E1_Switched Out
| E2 | 0 | 0 | 0 | 0 | 0 | 0 | 0 | 0 | 0 | 0 | 0 | 0 | 0 | 0 | 0 | 0 | 0 | 0 | 0 | 0 | 0 | 0 | 0 | 0 | 0 | 0 | 0 | 0 | 0 | 0 | 0 | 0_E2_Switched Out
| E3 | 0 | 0 | 0 | 0 | 0 | 0 | 0 | 0 | 0 | 0 | 0 | 0 | 0 | 0 | 0 | 0 | 0 | 0 | 0 | 0 | 0 | 0 | 0 | 0 | 0 | 0 | 0 | 0 | 0 | 0 | 0 | 0_E3_Switched Out
| E4 | 0 | 0 | 0 | 0 | 0 | 0 | 0 | 0 | 0 | 0 | 0 | 0 | 0 | 0 | 0 | 0 | 0 | 0 | 0 | 0 | 0 | 0 | 0 | 0 | 0 | 0 | 0 | 0 | 0 | 0 | 0 | 0_E4_Switched Out
| E5 | 0 | 0 | 0 | 0 | 0 | 0 | 0 | 0 | 0 | 0 | 0 | 0 | 0 | 0 | 0 | 0 | 0 | 0 | 0 | 0 | 0 | 0 | 0 | 0 | 0 | 0 | 0 | 0 | 0 | 0 | 0 | 0_E5_Switched Out
| E6 | 0 | 0 | 0 | 0 | 0 | 0 | 0 | 0 | 0 | 0 | 0 | 0 | 0 | 0 | 0 | 0 | 0 | 0 | 0 | 0 | 0 | 0 | 0 | 0 | 0 | 0 | 0 | 0 | 0 | 0 | 0 | 0_E6_Switched Out
| E7 | 0 | 0 | 0 | 0 | 0 | 0 | 0 | 0 | 0 | 0 | 0 | 0 | 0 | 0 | 0 | 0 | 0 | 0 | 0 | 0 | 0 | 0 | 0 | 0 | 0 | 0 | 0 | 0 | 0 | 0 | 0 | 0_E7_Switched Out
| E8 | 0 | 0 | 0 | 0 | 0 | 0 | 0 | 0 | 0 | 0 | 0 | 0 | 0 | 0 | 0 | 0 | 0 | 0 | 0 | 0 | 0 | 0 | 0 | 0 | 0 | 0 | 0 | 0 | 0 | 0 | 0 | 0_E8_Switched Out
| E9 | 0 | 0 | 0 | 0 | 0 | 0 | 0 | 0 | 0 | 0 | 0 | 0 | 0 | 0 | 0 | 0 | 0 | 0 | 0 | 0 | 0 | 0 | 0 | 0 | 0 | 0 | 0 | 0 | 0 | 0 | 0 | 0_E9_Switched Out
| E10 | 0 | 0 | 0 | 0 | 0 | 0 | 0 | 0 | 0 | 0 | 0 | 0 | 0 | 0 | 0 | 0 | 0 | 0 | 0 | 0 | 0 | 0 | 0 | 0 | 0 | 0 | 0 | 0 | 0 | 0 | 0 | 0_E10_Switched Out
Units Out
| E1 | 0 | 0 | 0 | 0 | 0 | 0 | 0 | 0 | 0 | 0 | 0 | 0 | 0 | 0 | 0 | 0 | 0 | 0 | 0 | 0 | 0 | 0 | 0 | 0 | 0 | 0 | 0 | 0 | 0 | 0 | 0
| E2 | 0 | 0 | 0 | 0 | 0 | 0 | 0 | 0 | 0 | 0 | 0 | 0 | 0 | 0 | 0 | 0 | 0 | 0 | 0 | 0 | 0 | 0 | 0 | 0 | 0 | 0 | 0 | 0 | 0 | 0 | 0
| E3 | 0 | 0 | 0 | 0 | 0 | 0 | 0 | 0 | 0 | 0 | 0 | 0 | 0 | 0 | 0 | 0 | 0 | 0 | 0 | 0 | 0 | 0 | 0 | 0 | 0 | 0 | 0 | 0 | 0 | 0 | 0
| E4 | 0 | 0 | 0 | 0 | 0 | 0 | 0 | 0 | 0 | 0 | 0 | 0 | 0 | 0 | 0 | 0 | 0 | 0 | 0 | 0 | 0 | 0 | 0 | 0 | 0 | 0 | 0 | 0 | 0 | 0 | 0
| E5 | 0 | 0 | 0 | 0 | 0 | 0 | 0 | 0 | 0 | 0 | 0 | 0 | 0 | 0 | 0 | 0 | 0 | 0 | 0 | 0 | 0 | 0 | 0 | 0 | 0 | 0 | 0 | 0 | 0 | 0 | 0
| E6 | 0 | 0 | 0 | 0 | 0 | 0 | 0 | 0 | 0 | 0 | 0 | 0 | 0 | 0 | 0 | 0 | 0 | 0 | 0 | 0 | 0 | 0 | 0 | 0 | 0 | 0 | 0 | 0 | 0 | 0 | 0
| E7 | 0 | 0 | 0 | 0 | 0 | 0 | 0 | 0 | 0 | 0 | 0 | 0 | 0 | 0 | 0 | 0 | 0 | 0 | 0 | 0 | 0 | 0 | 0 | 0 | 0 | 0 | 0 | 0 | 0 | 0 | 0
| E8 | 0 | 0 | 0 | 0 | 0 | 0 | 0 | 0 | 0 | 0 | 0 | 0 | 0 | 0 | 0 | 0 | 0 | 0 | 0 | 0 | 0 | 0 | 0 | 0 | 0 | 0 | 0 | 0 | 0 | 0 | 0
| E9 | 0 | 0 | 0 | 0 | 0 | 0 | 0 | 0 | 0 | 0 | 0 | 0 | 0 | 0 | 0 | 0 | 0 | 0 | 0 | 0 | 0 | 0 | 0 | 0 | 0 | 0 | 0 | 0 | 0 | 0 | 0
| E10 | 0 | 0 | 0 | 0 | 0 | 0 | 0 | 0 | 0 | 0 | 0 | 0 | 0 | 0 | 0 | 0 | 0 | 0 | 0 | 0 | 0 | 0 | 0 | 0 | 0 | 0 | 0 | 0 | 0 | 0 | 0
| Vintage | 0 | 0 | 0 | 0 | 0 | 0 | 0 | 0 | 0 | 0 | 0 | 0 | 0 | 0 | 0 | 0 | 0 | 0 | 0 | 0 | 0 | 0 | 0 | 0 | 0 | 0 | 0 | 0 | 0 | 0 | 0
Tech Purchase Shares
| Year | Year 0 | Year 1 | Year 2 | Year 3 | Year 4 | Year 5 | Year 6 | Year 7 | Year 8 | Year 9 | Year 10 | Year 11 | Year 12 | Year 13 | Year 14 | Year 15 | Year 16 | Year 17 | Year 18 | Year 19 | Year 20 | Year 21 | Year 22 | Year 23 | Year 24 | Year 25 | Year 26 | Year 27 | Year 28 | Year 29 | Year 30
E1 | bar: Year 0 to Year 30
E2 | bar: Year 0 to Year 30
E3 | bar: Year 0 to Year 30
E4 | bar: Year 0 to Year 30
E5 | bar: Year 0 to Year 30
E6 | bar: Year 0 to Year 30
E7 | bar: Year 0 to Year 30
E8 | bar: Year 0 to Year 30
E9 | bar: Year 0 to Year 30
E10 | bar: Year 0 to Year 30
Units In from Switching
| E1 | 0 | 0 | 0 | 0 | 0 | 0 | 0 | 0 | 0 | 0 | 0 | 0 | 0 | 0 | 0 | 0 | 0 | 0 | 0 | 0 | 0 | 0 | 0 | 0 | 0 | 0 | 0 | 0 | 0 | 0 | 0
| E2 | 0 | 0 | 0 | 0 | 0 | 0 | 0 | 0 | 0 | 0 | 0 | 0 | 0 | 0 | 0 | 0 | 0 | 0 | 0 | 0 | 0 | 0 | 0 | 0 | 0 | 0 | 0 | 0 | 0 | 0 | 0
| E3 | 0 | 0 | 0 | 0 | 0 | 0 | 0 | 0 | 0 | 0 | 0 | 0 | 0 | 0 | 0 | 0 | 0 | 0 | 0 | 0 | 0 | 0 | 0 | 0 | 0 | 0 | 0 | 0 | 0 | 0 | 0
| E4 | 0 | 0 | 0 | 0 | 0 | 0 | 0 | 0 | 0 | 0 | 0 | 0 | 0 | 0 | 0 | 0 | 0 | 0 | 0 | 0 | 0 | 0 | 0 | 0 | 0 | 0 | 0 | 0 | 0 | 0 | 0
| E5 | 0 | 0 | 0 | 0 | 0 | 0 | 0 | 0 | 0 | 0 | 0 | 0 | 0 | 0 | 0 | 0 | 0 | 0 | 0 | 0 | 0 | 0 | 0 | 0 | 0 | 0 | 0 | 0 | 0 | 0 | 0
| E6 | 0 | 0 | 0 | 0 | 0 | 0 | 0 | 0 | 0 | 0 | 0 | 0 | 0 | 0 | 0 | 0 | 0 | 0 | 0 | 0 | 0 | 0 | 0 | 0 | 0 | 0 | 0 | 0 | 0 | 0 | 0
| E7 | 0 | 0 | 0 | 0 | 0 | 0 | 0 | 0 | 0 | 0 | 0 | 0 | 0 | 0 | 0 | 0 | 0 | 0 | 0 | 0 | 0 | 0 | 0 | 0 | 0 | 0 | 0 | 0 | 0 | 0 | 0
| E8 | 0 | 0 | 0 | 0 | 0 | 0 | 0 | 0 | 0 | 0 | 0 | 0 | 0 | 0 | 0 | 0 | 0 | 0 | 0 | 0 | 0 | 0 | 0 | 0 | 0 | 0 | 0 | 0 | 0 | 0 | 0
| E9 | 0 | 0 | 0 | 0 | 0 | 0 | 0 | 0 | 0 | 0 | 0 | 0 | 0 | 0 | 0 | 0 | 0 | 0 | 0 | 0 | 0 | 0 | 0 | 0 | 0 | 0 | 0 | 0 | 0 | 0 | 0
| E10 | 0 | 0 | 0 | 0 | 0 | 0 | 0 | 0 | 0 | 0 | 0 | 0 | 0 | 0 | 0 | 0 | 0 | 0 | 0 | 0 | 0 | 0 | 0 | 0 | 0 | 0 | 0 | 0 | 0 | 0 | 0
| Vintage | 0 | 0 | 0 | 0 | 0 | 0 | 0 | 0 | 0 | 0 | 0 | 0 | 0 | 0 | 0 | 0 | 0 | 0 | 0 | 0 | 0 | 0 | 0 | 0 | 0 | 0 | 0 | 0 | 0 | 0 | 0
Net Change
| Year | Year 0 | Year 1 | Year 2 | Year 3 | Year 4 | Year 5 | Year 6 | Year 7 | Year 8 | Year 9 | Year 10 | Year 11 | Year 12 | Year 13 | Year 14 | Year 15 | Year 16 | Year 17 | Year 18 | Year 19 | Year 20 | Year 21 | Year 22 | Year 23 | Year 24 | Year 25 | Year 26 | Year 27 | Year 28 | Year 29 | Year 30 | Key
| Units | 0 | 0 | 0 | 0 | 0 | 0 | 0 | 0 | 0 | 0 | 0 | 0 | 0 | 0 | 0 | 0 | 0 | 0 | 0 | 0 | 0 | 0 | 0 | 0 | 0 | 0 | 0 | 0 | 0 | 0 | 0 | 0_Units |  |  |  |  | 301957.8232
| Usage | 0 | 0 | 0 | 0 | 0 | 0 | 0 | 0 | 0 | 0 | 0 | 0 | 0 | 0 | 0 | 0 | 0 | 0 | 0 | 0 | 0 | 0 | 0 | 0 | 0 | 0 | 0 | 0 | 0 | 0 | 0 | 0_Usage |  |  |  |  | 1698.6543
| Peak Demand (S) | 0 | 0 | 0 | 0 | 0 | 0 | 0 | 0 | 0 | 0 | 0 | 0 | 0 | 0 | 0 | 0 | 0 | 0 | 0 | 0 | 0 | 0 | 0 | 0 | 0 | 0 | 0 | 0 | 0 | 0 | 0 | 0_Peak Demand (S) |  |  |  |  | 0
| Peak Demand (W) | 0 | 0 | 0 | 0 | 0 | 0 | 0 | 0 | 0 | 0 | 0 | 0 | 0 | 0 | 0 | 0 | 0 | 0 | 0 | 0 | 0 | 0 | 0 | 0 | 0 | 0 | 0 | 0 | 0 | 0 | 0 | 0_Peak Demand (W) |  |  |  |  | 884.6119
| Turnover | 0 | 0 | 0 | 0 | 0 | 0 | 0 | 0 | 0 | 0 | 0 | 0 | 0 | 0 | 0 | 0 | 0 | 0 | 0 | 0 | 0 | 0 | 0 | 0 | 0 | 0 | 0 | 0 | 0 | 0 | 0 | 0_Turnover |  |  |  |  | 6885.4476
| Avg. Replacement Usage | 0 | 0 | 0 | 0 | 0 | 0 | 0 | 0 | 0 | 0 | 0 | 0 | 0 | 0 | 0 | 0 | 0 | 0 | 0 | 0 | 0 | 0 | 0 | 0 | 0 | 0 | 0 | 0 | 0 | 0 | 0 | 0_Avg. Replacement Usage |  |  |  |  | 5638.8522
| Avg. Replacement Demand (S) | 0 | 0 | 0 | 0 | 0 | 0 | 0 | 0 | 0 | 0 | 0 | 0 | 0 | 0 | 0 | 0 | 0 | 0 | 0 | 0 | 0 | 0 | 0 | 0 | 0 | 0 | 0 | 0 | 0 | 0 | 0 | 0_Avg. Replacement Demand (S) |  |  |  |  | 0
| Avg. Replacement Demand (W) | 0 | 0 | 0 | 0 | 0 | 0 | 0 | 0 | 0 | 0 | 0 | 0 | 0 | 0 | 0 | 0 | 0 | 0 | 0 | 0 | 0 | 0 | 0 | 0 | 0 | 0 | 0 | 0 | 0 | 0 | 0 | 0_Avg. Replacement Demand (W) |  |  |  |  | 2.9366
Purchases
| Year | Year 0 | Year 1 | Year 2 | Year 3 | Year 4 | Year 5 | Year 6 | Year 7 | Year 8 | Year 9 | Year 10 | Year 11 | Year 12 | Year 13 | Year 14 | Year 15 | Year 16 | Year 17 | Year 18 | Year 19 | Year 20 | Year 21 | Year 22 | Year 23 | Year 24 | Year 25 | Year 26 | Year 27 | Year 28 | Year 29 | Year 30
| E1 | 0 | 0 | 0 | 0 | 0 | 0 | 0 | 0 | 0 | 0 | 0 | 0 | 0 | 0 | 0 | 0 | 0 | 0 | 0 | 0 | 0 | 0 | 0 | 0 | 0 | 0 | 0 | 0 | 0 | 0 | 0 | 0_E1_Purchases |  |  |  |  | 6885.4476
| E2 | 0 | 0 | 0 | 0 | 0 | 0 | 0 | 0 | 0 | 0 | 0 | 0 | 0 | 0 | 0 | 0 | 0 | 0 | 0 | 0 | 0 | 0 | 0 | 0 | 0 | 0 | 0 | 0 | 0 | 0 | 0 | 0_E2_Purchases |  |  |  |  | 0
| E3 | 0 | 0 | 0 | 0 | 0 | 0 | 0 | 0 | 0 | 0 | 0 | 0 | 0 | 0 | 0 | 0 | 0 | 0 | 0 | 0 | 0 | 0 | 0 | 0 | 0 | 0 | 0 | 0 | 0 | 0 | 0 | 0_E3_Purchases |  |  |  |  | 0
| E4 | 0 | 0 | 0 | 0 | 0 | 0 | 0 | 0 | 0 | 0 | 0 | 0 | 0 | 0 | 0 | 0 | 0 | 0 | 0 | 0 | 0 | 0 | 0 | 0 | 0 | 0 | 0 | 0 | 0 | 0 | 0 | 0_E4_Purchases |  |  |  |  | 0
| E5 | 0 | 0 | 0 | 0 | 0 | 0 | 0 | 0 | 0 | 0 | 0 | 0 | 0 | 0 | 0 | 0 | 0 | 0 | 0 | 0 | 0 | 0 | 0 | 0 | 0 | 0 | 0 | 0 | 0 | 0 | 0 | 0_E5_Purchases |  |  |  |  | 0
| E6 | 0 | 0 | 0 | 0 | 0 | 0 | 0 | 0 | 0 | 0 | 0 | 0 | 0 | 0 | 0 | 0 | 0 | 0 | 0 | 0 | 0 | 0 | 0 | 0 | 0 | 0 | 0 | 0 | 0 | 0 | 0 | 0_E6_Purchases |  |  |  |  | 0
| E7 | 0 | 0 | 0 | 0 | 0 | 0 | 0 | 0 | 0 | 0 | 0 | 0 | 0 | 0 | 0 | 0 | 0 | 0 | 0 | 0 | 0 | 0 | 0 | 0 | 0 | 0 | 0 | 0 | 0 | 0 | 0 | 0_E7_Purchases |  |  |  |  | 0
| E8 | 0 | 0 | 0 | 0 | 0 | 0 | 0 | 0 | 0 | 0 | 0 | 0 | 0 | 0 | 0 | 0 | 0 | 0 | 0 | 0 | 0 | 0 | 0 | 0 | 0 | 0 | 0 | 0 | 0 | 0 | 0 | 0_E8_Purchases |  |  |  |  | 0
| E9 | 0 | 0 | 0 | 0 | 0 | 0 | 0 | 0 | 0 | 0 | 0 | 0 | 0 | 0 | 0 | 0 | 0 | 0 | 0 | 0 | 0 | 0 | 0 | 0 | 0 | 0 | 0 | 0 | 0 | 0 | 0 | 0_E9_Purchases |  |  |  |  | 0
| E10 | 0 | 0 | 0 | 0 | 0 | 0 | 0 | 0 | 0 | 0 | 0 | 0 | 0 | 0 | 0 | 0 | 0 | 0 | 0 | 0 | 0 | 0 | 0 | 0 | 0 | 0 | 0 | 0 | 0 | 0 | 0 | 0_E10_Purchases |  |  |  |  | 0
Stock
| Year | Year 0 | Year 1 | Year 2 | Year 3 | Year 4 | Year 5 | Year 6 | Year 7 | Year 8 | Year 9 | Year 10 | Year 11 | Year 12 | Year 13 | Year 14 | Year 15 | Year 16 | Year 17 | Year 18 | Year 19 | Year 20 | Year 21 | Year 22 | Year 23 | Year 24 | Year 25 | Year 26 | Year 27 | Year 28 | Year 29 | Year 30
| E1 | 0 | 0 | 0 | 0 | 0 | 0 | 0 | 0 | 0 | 0 | 0 | 0 | 0 | 0 | 0 | 0 | 0 | 0 | 0 | 0 | 0 | 0 | 0 | 0 | 0 | 0 | 0 | 0 | 0 | 0 | 0 | 0_E1_Stock |  |  |  |  | 13576.6093
| E2 | 0 | 0 | 0 | 0 | 0 | 0 | 0 | 0 | 0 | 0 | 0 | 0 | 0 | 0 | 0 | 0 | 0 | 0 | 0 | 0 | 0 | 0 | 0 | 0 | 0 | 0 | 0 | 0 | 0 | 0 | 0 | 0_E2_Stock |  |  |  |  | 0
| E3 | 0 | 0 | 0 | 0 | 0 | 0 | 0 | 0 | 0 | 0 | 0 | 0 | 0 | 0 | 0 | 0 | 0 | 0 | 0 | 0 | 0 | 0 | 0 | 0 | 0 | 0 | 0 | 0 | 0 | 0 | 0 | 0_E3_Stock |  |  |  |  | 0
| E4 | 0 | 0 | 0 | 0 | 0 | 0 | 0 | 0 | 0 | 0 | 0 | 0 | 0 | 0 | 0 | 0 | 0 | 0 | 0 | 0 | 0 | 0 | 0 | 0 | 0 | 0 | 0 | 0 | 0 | 0 | 0 | 0_E4_Stock |  |  |  |  | 0
| E5 | 0 | 0 | 0 | 0 | 0 | 0 | 0 | 0 | 0 | 0 | 0 | 0 | 0 | 0 | 0 | 0 | 0 | 0 | 0 | 0 | 0 | 0 | 0 | 0 | 0 | 0 | 0 | 0 | 0 | 0 | 0 | 0_E5_Stock |  |  |  |  | 0
| E6 | 0 | 0 | 0 | 0 | 0 | 0 | 0 | 0 | 0 | 0 | 0 | 0 | 0 | 0 | 0 | 0 | 0 | 0 | 0 | 0 | 0 | 0 | 0 | 0 | 0 | 0 | 0 | 0 | 0 | 0 | 0 | 0_E6_Stock |  |  |  |  | 0
| E7 | 0 | 0 | 0 | 0 | 0 | 0 | 0 | 0 | 0 | 0 | 0 | 0 | 0 | 0 | 0 | 0 | 0 | 0 | 0 | 0 | 0 | 0 | 0 | 0 | 0 | 0 | 0 | 0 | 0 | 0 | 0 | 0_E7_Stock |  |  |  |  | 0
| E8 | 0 | 0 | 0 | 0 | 0 | 0 | 0 | 0 | 0 | 0 | 0 | 0 | 0 | 0 | 0 | 0 | 0 | 0 | 0 | 0 | 0 | 0 | 0 | 0 | 0 | 0 | 0 | 0 | 0 | 0 | 0 | 0_E8_Stock |  |  |  |  | 0
| E9 | 0 | 0 | 0 | 0 | 0 | 0 | 0 | 0 | 0 | 0 | 0 | 0 | 0 | 0 | 0 | 0 | 0 | 0 | 0 | 0 | 0 | 0 | 0 | 0 | 0 | 0 | 0 | 0 | 0 | 0 | 0 | 0_E9_Stock |  |  |  |  | 0
| E10 | 0 | 0 | 0 | 0 | 0 | 0 | 0 | 0 | 0 | 0 | 0 | 0 | 0 | 0 | 0 | 0 | 0 | 0 | 0 | 0 | 0 | 0 | 0 | 0 | 0 | 0 | 0 | 0 | 0 | 0 | 0 | 0_E10_Stock |  |  |  |  | 0
| Vintage | 0 | 0 | 0 | 0 | 0 | 0 | 0 | 0 | 0 | 0 | 0 | 0 | 0 | 0 | 0 | 0 | 0 | 0 | 0 | 0 | 0 | 0 | 0 | 0 | 0 | 0 | 0 | 0 | 0 | 0 | 0 | 0_Vintage_Stock |  |  |  |  | 288381.2139
S2C4 |  | Year 0: System 2 Technology 4
Technology Variables
| Tech Key | Year 0: 0
| Peak Factor (S) | Year 0: 0
| Peak Factor (W) | Year 0: 0
| Min Vintage Lifetime | Year 0: 0
| Max Vintage Lifetime | Year 0: 0
| Turnover Style | Year 0: 0
Technology Variables
| Equipment | Year 0: Label; Year 1: Min Lifetime; Year 2: Max Lifetime; Year 3: Degradation; Year 4: Usage; Year 5: Available
| E1 | Year 1: 0; Year 2: 0; Year 3: 0%; Year 4: 0; Year 5: FALSE
| E2 | Year 1: 0; Year 2: 0; Year 3: 0%; Year 4: 0; Year 5: FALSE
| E3 | Year 1: 0; Year 2: 0; Year 3: 0%; Year 4: 0; Year 5: FALSE
| E4 | Year 1: 0; Year 2: 0; Year 3: 0%; Year 4: 0; Year 5: FALSE
| E5 | Year 1: 0; Year 2: 0; Year 3: 0%; Year 4: 0; Year 5: FALSE
| E6 | Year 1: 0; Year 2: 0; Year 3: 0%; Year 4: 0; Year 5: FALSE
| E7 | Year 1: 0; Year 2: 0; Year 3: 0%; Year 4: 0; Year 5: FALSE
| E8 | Year 1: 0; Year 2: 0; Year 3: 0%; Year 4: 0; Year 5: FALSE
| E9 | Year 1: 0; Year 2: 0; Year 3: 0%; Year 4: 0; Year 5: FALSE
| E10 | Year 1: 0; Year 2: 0; Year 3: 0%; Year 4: 0; Year 5: FALSE
Original Forecast Results
| Year | Year 0 | Year 1 | Year 2 | Year 3 | Year 4 | Year 5 | Year 6 | Year 7 | Year 8 | Year 9 | Year 10 | Year 11 | Year 12 | Year 13 | Year 14 | Year 15 | Year 16 | Year 17 | Year 18 | Year 19 | Year 20 | Year 21 | Year 22 | Year 23 | Year 24 | Year 25 | Year 26 | Year 27 | Year 28 | Year 29 | Year 30 | Key
| Units | 0 | 0 | 0 | 0 | 0 | 0 | 0 | 0 | 0 | 0 | 0 | 0 | 0 | 0 | 0 | 0 | 0 | 0 | 0 | 0 | 0 | 0 | 0 | 0 | 0 | 0 | 0 | 0 | 0 | 0 | 0 | #REF! |  |  |  |  | 301957.8232
| Usage | 0 | 0 | 0 | 0 | 0 | 0 | 0 | 0 | 0 | 0 | 0 | 0 | 0 | 0 | 0 | 0 | 0 | 0 | 0 | 0 | 0 | 0 | 0 | 0 | 0 | 0 | 0 | 0 | 0 | 0 | 0 | #REF! |  |  |  |  | 1698.6543
| Peak Demand (S) | 0 | 0 | 0 | 0 | 0 | 0 | 0 | 0 | 0 | 0 | 0 | 0 | 0 | 0 | 0 | 0 | 0 | 0 | 0 | 0 | 0 | 0 | 0 | 0 | 0 | 0 | 0 | 0 | 0 | 0 | 0 | #REF! |  |  |  |  | 0
| Peak Demand (W) | 0 | 0 | 0 | 0 | 0 | 0 | 0 | 0 | 0 | 0 | 0 | 0 | 0 | 0 | 0 | 0 | 0 | 0 | 0 | 0 | 0 | 0 | 0 | 0 | 0 | 0 | 0 | 0 | 0 | 0 | 0 | #REF! |  |  |  |  | 884.6119
| Turnover | 0 | 0 | 0 | 0 | 0 | 0 | 0 | 0 | 0 | 0 | 0 | 0 | 0 | 0 | 0 | 0 | 0 | 0 | 0 | 0 | 0 | 0 | 0 | 0 | 0 | 0 | 0 | 0 | 0 | 0 | 0 | #REF! |  |  |  |  | 6885.4476
| Avg. Replacement Usage | 0 | 0 | 0 | 0 | 0 | 0 | 0 | 0 | 0 | 0 | 0 | 0 | 0 | 0 | 0 | 0 | 0 | 0 | 0 | 0 | 0 | 0 | 0 | 0 | 0 | 0 | 0 | 0 | 0 | 0 | 0 | #REF! |  |  |  |  | 5638.8522
| Avg. Replacement Demand (S) | 0 | 0 | 0 | 0 | 0 | 0 | 0 | 0 | 0 | 0 | 0 | 0 | 0 | 0 | 0 | 0 | 0 | 0 | 0 | 0 | 0 | 0 | 0 | 0 | 0 | 0 | 0 | 0 | 0 | 0 | 0 | #REF! |  |  |  |  | 0
| Avg. Replacement Demand (W) | 0 | 0 | 0 | 0 | 0 | 0 | 0 | 0 | 0 | 0 | 0 | 0 | 0 | 0 | 0 | 0 | 0 | 0 | 0 | 0 | 0 | 0 | 0 | 0 | 0 | 0 | 0 | 0 | 0 | 0 | 0 | #REF! |  |  |  |  | 2.9366
Tech Forecast Stock
| Year | Year 0 | Year 1 | Year 2 | Year 3 | Year 4 | Year 5 | Year 6 | Year 7 | Year 8 | Year 9 | Year 10 | Year 11 | Year 12 | Year 13 | Year 14 | Year 15 | Year 16 | Year 17 | Year 18 | Year 19 | Year 20 | Year 21 | Year 22 | Year 23 | Year 24 | Year 25 | Year 26 | Year 27 | Year 28 | Year 29 | Year 30
| E1 | 0 | 0 | 0 | 0 | 0 | 0 | 0 | 0 | 0 | 0 | 0 | 0 | 0 | 0 | 0 | 0 | 0 | 0 | 0 | 0 | 0 | 0 | 0 | 0 | 0 | 0 | 0 | 0 | 0 | 0 | 0
| E2 | 0 | 0 | 0 | 0 | 0 | 0 | 0 | 0 | 0 | 0 | 0 | 0 | 0 | 0 | 0 | 0 | 0 | 0 | 0 | 0 | 0 | 0 | 0 | 0 | 0 | 0 | 0 | 0 | 0 | 0 | 0
| E3 | 0 | 0 | 0 | 0 | 0 | 0 | 0 | 0 | 0 | 0 | 0 | 0 | 0 | 0 | 0 | 0 | 0 | 0 | 0 | 0 | 0 | 0 | 0 | 0 | 0 | 0 | 0 | 0 | 0 | 0 | 0
| E4 | 0 | 0 | 0 | 0 | 0 | 0 | 0 | 0 | 0 | 0 | 0 | 0 | 0 | 0 | 0 | 0 | 0 | 0 | 0 | 0 | 0 | 0 | 0 | 0 | 0 | 0 | 0 | 0 | 0 | 0 | 0
| E5 | 0 | 0 | 0 | 0 | 0 | 0 | 0 | 0 | 0 | 0 | 0 | 0 | 0 | 0 | 0 | 0 | 0 | 0 | 0 | 0 | 0 | 0 | 0 | 0 | 0 | 0 | 0 | 0 | 0 | 0 | 0
| E6 | 0 | 0 | 0 | 0 | 0 | 0 | 0 | 0 | 0 | 0 | 0 | 0 | 0 | 0 | 0 | 0 | 0 | 0 | 0 | 0 | 0 | 0 | 0 | 0 | 0 | 0 | 0 | 0 | 0 | 0 | 0
| E7 | 0 | 0 | 0 | 0 | 0 | 0 | 0 | 0 | 0 | 0 | 0 | 0 | 0 | 0 | 0 | 0 | 0 | 0 | 0 | 0 | 0 | 0 | 0 | 0 | 0 | 0 | 0 | 0 | 0 | 0 | 0
| E8 | 0 | 0 | 0 | 0 | 0 | 0 | 0 | 0 | 0 | 0 | 0 | 0 | 0 | 0 | 0 | 0 | 0 | 0 | 0 | 0 | 0 | 0 | 0 | 0 | 0 | 0 | 0 | 0 | 0 | 0 | 0
| E9 | 0 | 0 | 0 | 0 | 0 | 0 | 0 | 0 | 0 | 0 | 0 | 0 | 0 | 0 | 0 | 0 | 0 | 0 | 0 | 0 | 0 | 0 | 0 | 0 | 0 | 0 | 0 | 0 | 0 | 0 | 0
| E10 | 0 | 0 | 0 | 0 | 0 | 0 | 0 | 0 | 0 | 0 | 0 | 0 | 0 | 0 | 0 | 0 | 0 | 0 | 0 | 0 | 0 | 0 | 0 | 0 | 0 | 0 | 0 | 0 | 0 | 0 | 0
| Vintage | 0 | 0 | 0 | 0 | 0 | 0 | 0 | 0 | 0 | 0 | 0 | 0 | 0 | 0 | 0 | 0 | 0 | 0 | 0 | 0 | 0 | 0 | 0 | 0 | 0 | 0 | 0 | 0 | 0 | 0 | 0
Stock for Switching
| Year | Year 0 | Year 1 | Year 2 | Year 3 | Year 4 | Year 5 | Year 6 | Year 7 | Year 8 | Year 9 | Year 10 | Year 11 | Year 12 | Year 13 | Year 14 | Year 15 | Year 16 | Year 17 | Year 18 | Year 19 | Year 20 | Year 21 | Year 22 | Year 23 | Year 24 | Year 25 | Year 26 | Year 27 | Year 28 | Year 29 | Year 30
| E1 | 0 | 0 | 0 | 0 | 0 | 0 | 0 | 0 | 0 | 0 | 0 | 0 | 0 | 0 | 0 | 0 | 0 | 0 | 0 | 0 | 0 | 0 | 0 | 0 | 0 | 0 | 0 | 0 | 0 | 0 | 0 | 0_E1_SysStock
| E2 | 0 | 0 | 0 | 0 | 0 | 0 | 0 | 0 | 0 | 0 | 0 | 0 | 0 | 0 | 0 | 0 | 0 | 0 | 0 | 0 | 0 | 0 | 0 | 0 | 0 | 0 | 0 | 0 | 0 | 0 | 0 | 0_E2_SysStock
| E3 | 0 | 0 | 0 | 0 | 0 | 0 | 0 | 0 | 0 | 0 | 0 | 0 | 0 | 0 | 0 | 0 | 0 | 0 | 0 | 0 | 0 | 0 | 0 | 0 | 0 | 0 | 0 | 0 | 0 | 0 | 0 | 0_E3_SysStock
| E4 | 0 | 0 | 0 | 0 | 0 | 0 | 0 | 0 | 0 | 0 | 0 | 0 | 0 | 0 | 0 | 0 | 0 | 0 | 0 | 0 | 0 | 0 | 0 | 0 | 0 | 0 | 0 | 0 | 0 | 0 | 0 | 0_E4_SysStock
| E5 | 0 | 0 | 0 | 0 | 0 | 0 | 0 | 0 | 0 | 0 | 0 | 0 | 0 | 0 | 0 | 0 | 0 | 0 | 0 | 0 | 0 | 0 | 0 | 0 | 0 | 0 | 0 | 0 | 0 | 0 | 0 | 0_E5_SysStock
| E6 | 0 | 0 | 0 | 0 | 0 | 0 | 0 | 0 | 0 | 0 | 0 | 0 | 0 | 0 | 0 | 0 | 0 | 0 | 0 | 0 | 0 | 0 | 0 | 0 | 0 | 0 | 0 | 0 | 0 | 0 | 0 | 0_E6_SysStock
| E7 | 0 | 0 | 0 | 0 | 0 | 0 | 0 | 0 | 0 | 0 | 0 | 0 | 0 | 0 | 0 | 0 | 0 | 0 | 0 | 0 | 0 | 0 | 0 | 0 | 0 | 0 | 0 | 0 | 0 | 0 | 0 | 0_E7_SysStock
| E8 | 0 | 0 | 0 | 0 | 0 | 0 | 0 | 0 | 0 | 0 | 0 | 0 | 0 | 0 | 0 | 0 | 0 | 0 | 0 | 0 | 0 | 0 | 0 | 0 | 0 | 0 | 0 | 0 | 0 | 0 | 0 | 0_E8_SysStock
| E9 | 0 | 0 | 0 | 0 | 0 | 0 | 0 | 0 | 0 | 0 | 0 | 0 | 0 | 0 | 0 | 0 | 0 | 0 | 0 | 0 | 0 | 0 | 0 | 0 | 0 | 0 | 0 | 0 | 0 | 0 | 0 | 0_E9_SysStock
| E10 | 0 | 0 | 0 | 0 | 0 | 0 | 0 | 0 | 0 | 0 | 0 | 0 | 0 | 0 | 0 | 0 | 0 | 0 | 0 | 0 | 0 | 0 | 0 | 0 | 0 | 0 | 0 | 0 | 0 | 0 | 0 | 0_E10_SysStock
| Vintage | 0 | 0 | 0 | 0 | 0 | 0 | 0 | 0 | 0 | 0 | 0 | 0 | 0 | 0 | 0 | 0 | 0 | 0 | 0 | 0 | 0 | 0 | 0 | 0 | 0 | 0 | 0 | 0 | 0 | 0 | 0 | 0_Vintage_SysStock
Tech Forecast Purchases
| Year | Year 0 | Year 1 | Year 2 | Year 3 | Year 4 | Year 5 | Year 6 | Year 7 | Year 8 | Year 9 | Year 10 | Year 11 | Year 12 | Year 13 | Year 14 | Year 15 | Year 16 | Year 17 | Year 18 | Year 19 | Year 20 | Year 21 | Year 22 | Year 23 | Year 24 | Year 25 | Year 26 | Year 27 | Year 28 | Year 29 | Year 30
| E1 | 0 | 0 | 0 | 0 | 0 | 0 | 0 | 0 | 0 | 0 | 0 | 0 | 0 | 0 | 0 | 0 | 0 | 0 | 0 | 0 | 0 | 0 | 0 | 0 | 0 | 0 | 0 | 0 | 0 | 0 | 0
| E2 | 0 | 0 | 0 | 0 | 0 | 0 | 0 | 0 | 0 | 0 | 0 | 0 | 0 | 0 | 0 | 0 | 0 | 0 | 0 | 0 | 0 | 0 | 0 | 0 | 0 | 0 | 0 | 0 | 0 | 0 | 0
| E3 | 0 | 0 | 0 | 0 | 0 | 0 | 0 | 0 | 0 | 0 | 0 | 0 | 0 | 0 | 0 | 0 | 0 | 0 | 0 | 0 | 0 | 0 | 0 | 0 | 0 | 0 | 0 | 0 | 0 | 0 | 0
| E4 | 0 | 0 | 0 | 0 | 0 | 0 | 0 | 0 | 0 | 0 | 0 | 0 | 0 | 0 | 0 | 0 | 0 | 0 | 0 | 0 | 0 | 0 | 0 | 0 | 0 | 0 | 0 | 0 | 0 | 0 | 0
| E5 | 0 | 0 | 0 | 0 | 0 | 0 | 0 | 0 | 0 | 0 | 0 | 0 | 0 | 0 | 0 | 0 | 0 | 0 | 0 | 0 | 0 | 0 | 0 | 0 | 0 | 0 | 0 | 0 | 0 | 0 | 0
| E6 | 0 | 0 | 0 | 0 | 0 | 0 | 0 | 0 | 0 | 0 | 0 | 0 | 0 | 0 | 0 | 0 | 0 | 0 | 0 | 0 | 0 | 0 | 0 | 0 | 0 | 0 | 0 | 0 | 0 | 0 | 0
| E7 | 0 | 0 | 0 | 0 | 0 | 0 | 0 | 0 | 0 | 0 | 0 | 0 | 0 | 0 | 0 | 0 | 0 | 0 | 0 | 0 | 0 | 0 | 0 | 0 | 0 | 0 | 0 | 0 | 0 | 0 | 0
| E8 | 0 | 0 | 0 | 0 | 0 | 0 | 0 | 0 | 0 | 0 | 0 | 0 | 0 | 0 | 0 | 0 | 0 | 0 | 0 | 0 | 0 | 0 | 0 | 0 | 0 | 0 | 0 | 0 | 0 | 0 | 0
| E9 | 0 | 0 | 0 | 0 | 0 | 0 | 0 | 0 | 0 | 0 | 0 | 0 | 0 | 0 | 0 | 0 | 0 | 0 | 0 | 0 | 0 | 0 | 0 | 0 | 0 | 0 | 0 | 0 | 0 | 0 | 0
| E10 | 0 | 0 | 0 | 0 | 0 | 0 | 0 | 0 | 0 | 0 | 0 | 0 | 0 | 0 | 0 | 0 | 0 | 0 | 0 | 0 | 0 | 0 | 0 | 0 | 0 | 0 | 0 | 0 | 0 | 0 | 0
Potential to Switch
| Year | Year 0 | Year 1 | Year 2 | Year 3 | Year 4 | Year 5 | Year 6 | Year 7 | Year 8 | Year 9 | Year 10 | Year 11 | Year 12 | Year 13 | Year 14 | Year 15 | Year 16 | Year 17 | Year 18 | Year 19 | Year 20 | Year 21 | Year 22 | Year 23 | Year 24 | Year 25 | Year 26 | Year 27 | Year 28 | Year 29 | Year 30
| E1 | 0 | 0 | 0 | 0 | 0 | 0 | 0 | 0 | 0 | 0 | 0 | 0 | 0 | 0 | 0 | 0 | 0 | 0 | 0 | 0 | 0 | 0 | 0 | 0 | 0 | 0 | 0 | 0 | 0 | 0 | 0 | 0_E1_Switched Out
| E2 | 0 | 0 | 0 | 0 | 0 | 0 | 0 | 0 | 0 | 0 | 0 | 0 | 0 | 0 | 0 | 0 | 0 | 0 | 0 | 0 | 0 | 0 | 0 | 0 | 0 | 0 | 0 | 0 | 0 | 0 | 0 | 0_E2_Switched Out
| E3 | 0 | 0 | 0 | 0 | 0 | 0 | 0 | 0 | 0 | 0 | 0 | 0 | 0 | 0 | 0 | 0 | 0 | 0 | 0 | 0 | 0 | 0 | 0 | 0 | 0 | 0 | 0 | 0 | 0 | 0 | 0 | 0_E3_Switched Out
| E4 | 0 | 0 | 0 | 0 | 0 | 0 | 0 | 0 | 0 | 0 | 0 | 0 | 0 | 0 | 0 | 0 | 0 | 0 | 0 | 0 | 0 | 0 | 0 | 0 | 0 | 0 | 0 | 0 | 0 | 0 | 0 | 0_E4_Switched Out
| E5 | 0 | 0 | 0 | 0 | 0 | 0 | 0 | 0 | 0 | 0 | 0 | 0 | 0 | 0 | 0 | 0 | 0 | 0 | 0 | 0 | 0 | 0 | 0 | 0 | 0 | 0 | 0 | 0 | 0 | 0 | 0 | 0_E5_Switched Out
| E6 | 0 | 0 | 0 | 0 | 0 | 0 | 0 | 0 | 0 | 0 | 0 | 0 | 0 | 0 | 0 | 0 | 0 | 0 | 0 | 0 | 0 | 0 | 0 | 0 | 0 | 0 | 0 | 0 | 0 | 0 | 0 | 0_E6_Switched Out
| E7 | 0 | 0 | 0 | 0 | 0 | 0 | 0 | 0 | 0 | 0 | 0 | 0 | 0 | 0 | 0 | 0 | 0 | 0 | 0 | 0 | 0 | 0 | 0 | 0 | 0 | 0 | 0 | 0 | 0 | 0 | 0 | 0_E7_Switched Out
| E8 | 0 | 0 | 0 | 0 | 0 | 0 | 0 | 0 | 0 | 0 | 0 | 0 | 0 | 0 | 0 | 0 | 0 | 0 | 0 | 0 | 0 | 0 | 0 | 0 | 0 | 0 | 0 | 0 | 0 | 0 | 0 | 0_E8_Switched Out
| E9 | 0 | 0 | 0 | 0 | 0 | 0 | 0 | 0 | 0 | 0 | 0 | 0 | 0 | 0 | 0 | 0 | 0 | 0 | 0 | 0 | 0 | 0 | 0 | 0 | 0 | 0 | 0 | 0 | 0 | 0 | 0 | 0_E9_Switched Out
| E10 | 0 | 0 | 0 | 0 | 0 | 0 | 0 | 0 | 0 | 0 | 0 | 0 | 0 | 0 | 0 | 0 | 0 | 0 | 0 | 0 | 0 | 0 | 0 | 0 | 0 | 0 | 0 | 0 | 0 | 0 | 0 | 0_E10_Switched Out
Units Out
| E1 | 0 | 0 | 0 | 0 | 0 | 0 | 0 | 0 | 0 | 0 | 0 | 0 | 0 | 0 | 0 | 0 | 0 | 0 | 0 | 0 | 0 | 0 | 0 | 0 | 0 | 0 | 0 | 0 | 0 | 0 | 0
| E2 | 0 | 0 | 0 | 0 | 0 | 0 | 0 | 0 | 0 | 0 | 0 | 0 | 0 | 0 | 0 | 0 | 0 | 0 | 0 | 0 | 0 | 0 | 0 | 0 | 0 | 0 | 0 | 0 | 0 | 0 | 0
| E3 | 0 | 0 | 0 | 0 | 0 | 0 | 0 | 0 | 0 | 0 | 0 | 0 | 0 | 0 | 0 | 0 | 0 | 0 | 0 | 0 | 0 | 0 | 0 | 0 | 0 | 0 | 0 | 0 | 0 | 0 | 0
| E4 | 0 | 0 | 0 | 0 | 0 | 0 | 0 | 0 | 0 | 0 | 0 | 0 | 0 | 0 | 0 | 0 | 0 | 0 | 0 | 0 | 0 | 0 | 0 | 0 | 0 | 0 | 0 | 0 | 0 | 0 | 0
| E5 | 0 | 0 | 0 | 0 | 0 | 0 | 0 | 0 | 0 | 0 | 0 | 0 | 0 | 0 | 0 | 0 | 0 | 0 | 0 | 0 | 0 | 0 | 0 | 0 | 0 | 0 | 0 | 0 | 0 | 0 | 0
| E6 | 0 | 0 | 0 | 0 | 0 | 0 | 0 | 0 | 0 | 0 | 0 | 0 | 0 | 0 | 0 | 0 | 0 | 0 | 0 | 0 | 0 | 0 | 0 | 0 | 0 | 0 | 0 | 0 | 0 | 0 | 0
| E7 | 0 | 0 | 0 | 0 | 0 | 0 | 0 | 0 | 0 | 0 | 0 | 0 | 0 | 0 | 0 | 0 | 0 | 0 | 0 | 0 | 0 | 0 | 0 | 0 | 0 | 0 | 0 | 0 | 0 | 0 | 0
| E8 | 0 | 0 | 0 | 0 | 0 | 0 | 0 | 0 | 0 | 0 | 0 | 0 | 0 | 0 | 0 | 0 | 0 | 0 | 0 | 0 | 0 | 0 | 0 | 0 | 0 | 0 | 0 | 0 | 0 | 0 | 0
| E9 | 0 | 0 | 0 | 0 | 0 | 0 | 0 | 0 | 0 | 0 | 0 | 0 | 0 | 0 | 0 | 0 | 0 | 0 | 0 | 0 | 0 | 0 | 0 | 0 | 0 | 0 | 0 | 0 | 0 | 0 | 0
| E10 | 0 | 0 | 0 | 0 | 0 | 0 | 0 | 0 | 0 | 0 | 0 | 0 | 0 | 0 | 0 | 0 | 0 | 0 | 0 | 0 | 0 | 0 | 0 | 0 | 0 | 0 | 0 | 0 | 0 | 0 | 0
| Vintage | 0 | 0 | 0 | 0 | 0 | 0 | 0 | 0 | 0 | 0 | 0 | 0 | 0 | 0 | 0 | 0 | 0 | 0 | 0 | 0 | 0 | 0 | 0 | 0 | 0 | 0 | 0 | 0 | 0 | 0 | 0
Tech Purchase Shares
| Year | Year 0 | Year 1 | Year 2 | Year 3 | Year 4 | Year 5 | Year 6 | Year 7 | Year 8 | Year 9 | Year 10 | Year 11 | Year 12 | Year 13 | Year 14 | Year 15 | Year 16 | Year 17 | Year 18 | Year 19 | Year 20 | Year 21 | Year 22 | Year 23 | Year 24 | Year 25 | Year 26 | Year 27 | Year 28 | Year 29 | Year 30
E1 | bar: Year 0 to Year 30
E2 | bar: Year 0 to Year 30
E3 | bar: Year 0 to Year 30
E4 | bar: Year 0 to Year 30
E5 | bar: Year 0 to Year 30
E6 | bar: Year 0 to Year 30
E7 | bar: Year 0 to Year 30
E8 | bar: Year 0 to Year 30
E9 | bar: Year 0 to Year 30
E10 | bar: Year 0 to Year 30
Units In from Switching
| E1 | 0 | 0 | 0 | 0 | 0 | 0 | 0 | 0 | 0 | 0 | 0 | 0 | 0 | 0 | 0 | 0 | 0 | 0 | 0 | 0 | 0 | 0 | 0 | 0 | 0 | 0 | 0 | 0 | 0 | 0 | 0
| E2 | 0 | 0 | 0 | 0 | 0 | 0 | 0 | 0 | 0 | 0 | 0 | 0 | 0 | 0 | 0 | 0 | 0 | 0 | 0 | 0 | 0 | 0 | 0 | 0 | 0 | 0 | 0 | 0 | 0 | 0 | 0
| E3 | 0 | 0 | 0 | 0 | 0 | 0 | 0 | 0 | 0 | 0 | 0 | 0 | 0 | 0 | 0 | 0 | 0 | 0 | 0 | 0 | 0 | 0 | 0 | 0 | 0 | 0 | 0 | 0 | 0 | 0 | 0
| E4 | 0 | 0 | 0 | 0 | 0 | 0 | 0 | 0 | 0 | 0 | 0 | 0 | 0 | 0 | 0 | 0 | 0 | 0 | 0 | 0 | 0 | 0 | 0 | 0 | 0 | 0 | 0 | 0 | 0 | 0 | 0
| E5 | 0 | 0 | 0 | 0 | 0 | 0 | 0 | 0 | 0 | 0 | 0 | 0 | 0 | 0 | 0 | 0 | 0 | 0 | 0 | 0 | 0 | 0 | 0 | 0 | 0 | 0 | 0 | 0 | 0 | 0 | 0
| E6 | 0 | 0 | 0 | 0 | 0 | 0 | 0 | 0 | 0 | 0 | 0 | 0 | 0 | 0 | 0 | 0 | 0 | 0 | 0 | 0 | 0 | 0 | 0 | 0 | 0 | 0 | 0 | 0 | 0 | 0 | 0
| E7 | 0 | 0 | 0 | 0 | 0 | 0 | 0 | 0 | 0 | 0 | 0 | 0 | 0 | 0 | 0 | 0 | 0 | 0 | 0 | 0 | 0 | 0 | 0 | 0 | 0 | 0 | 0 | 0 | 0 | 0 | 0
| E8 | 0 | 0 | 0 | 0 | 0 | 0 | 0 | 0 | 0 | 0 | 0 | 0 | 0 | 0 | 0 | 0 | 0 | 0 | 0 | 0 | 0 | 0 | 0 | 0 | 0 | 0 | 0 | 0 | 0 | 0 | 0
| E9 | 0 | 0 | 0 | 0 | 0 | 0 | 0 | 0 | 0 | 0 | 0 | 0 | 0 | 0 | 0 | 0 | 0 | 0 | 0 | 0 | 0 | 0 | 0 | 0 | 0 | 0 | 0 | 0 | 0 | 0 | 0
| E10 | 0 | 0 | 0 | 0 | 0 | 0 | 0 | 0 | 0 | 0 | 0 | 0 | 0 | 0 | 0 | 0 | 0 | 0 | 0 | 0 | 0 | 0 | 0 | 0 | 0 | 0 | 0 | 0 | 0 | 0 | 0
| Vintage | 0 | 0 | 0 | 0 | 0 | 0 | 0 | 0 | 0 | 0 | 0 | 0 | 0 | 0 | 0 | 0 | 0 | 0 | 0 | 0 | 0 | 0 | 0 | 0 | 0 | 0 | 0 | 0 | 0 | 0 | 0
Net Change
| Year | Year 0 | Year 1 | Year 2 | Year 3 | Year 4 | Year 5 | Year 6 | Year 7 | Year 8 | Year 9 | Year 10 | Year 11 | Year 12 | Year 13 | Year 14 | Year 15 | Year 16 | Year 17 | Year 18 | Year 19 | Year 20 | Year 21 | Year 22 | Year 23 | Year 24 | Year 25 | Year 26 | Year 27 | Year 28 | Year 29 | Year 30 | Key
| Units | 0 | 0 | 0 | 0 | 0 | 0 | 0 | 0 | 0 | 0 | 0 | 0 | 0 | 0 | 0 | 0 | 0 | 0 | 0 | 0 | 0 | 0 | 0 | 0 | 0 | 0 | 0 | 0 | 0 | 0 | 0 | 0_Units |  |  |  |  | 301957.8232
| Usage | 0 | 0 | 0 | 0 | 0 | 0 | 0 | 0 | 0 | 0 | 0 | 0 | 0 | 0 | 0 | 0 | 0 | 0 | 0 | 0 | 0 | 0 | 0 | 0 | 0 | 0 | 0 | 0 | 0 | 0 | 0 | 0_Usage |  |  |  |  | 1698.6543
| Peak Demand (S) | 0 | 0 | 0 | 0 | 0 | 0 | 0 | 0 | 0 | 0 | 0 | 0 | 0 | 0 | 0 | 0 | 0 | 0 | 0 | 0 | 0 | 0 | 0 | 0 | 0 | 0 | 0 | 0 | 0 | 0 | 0 | 0_Peak Demand (S) |  |  |  |  | 0
| Peak Demand (W) | 0 | 0 | 0 | 0 | 0 | 0 | 0 | 0 | 0 | 0 | 0 | 0 | 0 | 0 | 0 | 0 | 0 | 0 | 0 | 0 | 0 | 0 | 0 | 0 | 0 | 0 | 0 | 0 | 0 | 0 | 0 | 0_Peak Demand (W) |  |  |  |  | 884.6119
| Turnover | 0 | 0 | 0 | 0 | 0 | 0 | 0 | 0 | 0 | 0 | 0 | 0 | 0 | 0 | 0 | 0 | 0 | 0 | 0 | 0 | 0 | 0 | 0 | 0 | 0 | 0 | 0 | 0 | 0 | 0 | 0 | 0_Turnover |  |  |  |  | 6885.4476
| Avg. Replacement Usage | 0 | 0 | 0 | 0 | 0 | 0 | 0 | 0 | 0 | 0 | 0 | 0 | 0 | 0 | 0 | 0 | 0 | 0 | 0 | 0 | 0 | 0 | 0 | 0 | 0 | 0 | 0 | 0 | 0 | 0 | 0 | 0_Avg. Replacement Usage |  |  |  |  | 5638.8522
| Avg. Replacement Demand (S) | 0 | 0 | 0 | 0 | 0 | 0 | 0 | 0 | 0 | 0 | 0 | 0 | 0 | 0 | 0 | 0 | 0 | 0 | 0 | 0 | 0 | 0 | 0 | 0 | 0 | 0 | 0 | 0 | 0 | 0 | 0 | 0_Avg. Replacement Demand (S) |  |  |  |  | 0
| Avg. Replacement Demand (W) | 0 | 0 | 0 | 0 | 0 | 0 | 0 | 0 | 0 | 0 | 0 | 0 | 0 | 0 | 0 | 0 | 0 | 0 | 0 | 0 | 0 | 0 | 0 | 0 | 0 | 0 | 0 | 0 | 0 | 0 | 0 | 0_Avg. Replacement Demand (W) |  |  |  |  | 2.9366
Purchases
| Year | Year 0 | Year 1 | Year 2 | Year 3 | Year 4 | Year 5 | Year 6 | Year 7 | Year 8 | Year 9 | Year 10 | Year 11 | Year 12 | Year 13 | Year 14 | Year 15 | Year 16 | Year 17 | Year 18 | Year 19 | Year 20 | Year 21 | Year 22 | Year 23 | Year 24 | Year 25 | Year 26 | Year 27 | Year 28 | Year 29 | Year 30
| E1 | 0 | 0 | 0 | 0 | 0 | 0 | 0 | 0 | 0 | 0 | 0 | 0 | 0 | 0 | 0 | 0 | 0 | 0 | 0 | 0 | 0 | 0 | 0 | 0 | 0 | 0 | 0 | 0 | 0 | 0 | 0 | 0_E1_Purchases |  |  |  |  | 6885.4476
| E2 | 0 | 0 | 0 | 0 | 0 | 0 | 0 | 0 | 0 | 0 | 0 | 0 | 0 | 0 | 0 | 0 | 0 | 0 | 0 | 0 | 0 | 0 | 0 | 0 | 0 | 0 | 0 | 0 | 0 | 0 | 0 | 0_E2_Purchases |  |  |  |  | 0
| E3 | 0 | 0 | 0 | 0 | 0 | 0 | 0 | 0 | 0 | 0 | 0 | 0 | 0 | 0 | 0 | 0 | 0 | 0 | 0 | 0 | 0 | 0 | 0 | 0 | 0 | 0 | 0 | 0 | 0 | 0 | 0 | 0_E3_Purchases |  |  |  |  | 0
| E4 | 0 | 0 | 0 | 0 | 0 | 0 | 0 | 0 | 0 | 0 | 0 | 0 | 0 | 0 | 0 | 0 | 0 | 0 | 0 | 0 | 0 | 0 | 0 | 0 | 0 | 0 | 0 | 0 | 0 | 0 | 0 | 0_E4_Purchases |  |  |  |  | 0
| E5 | 0 | 0 | 0 | 0 | 0 | 0 | 0 | 0 | 0 | 0 | 0 | 0 | 0 | 0 | 0 | 0 | 0 | 0 | 0 | 0 | 0 | 0 | 0 | 0 | 0 | 0 | 0 | 0 | 0 | 0 | 0 | 0_E5_Purchases |  |  |  |  | 0
| E6 | 0 | 0 | 0 | 0 | 0 | 0 | 0 | 0 | 0 | 0 | 0 | 0 | 0 | 0 | 0 | 0 | 0 | 0 | 0 | 0 | 0 | 0 | 0 | 0 | 0 | 0 | 0 | 0 | 0 | 0 | 0 | 0_E6_Purchases |  |  |  |  | 0
| E7 | 0 | 0 | 0 | 0 | 0 | 0 | 0 | 0 | 0 | 0 | 0 | 0 | 0 | 0 | 0 | 0 | 0 | 0 | 0 | 0 | 0 | 0 | 0 | 0 | 0 | 0 | 0 | 0 | 0 | 0 | 0 | 0_E7_Purchases |  |  |  |  | 0
| E8 | 0 | 0 | 0 | 0 | 0 | 0 | 0 | 0 | 0 | 0 | 0 | 0 | 0 | 0 | 0 | 0 | 0 | 0 | 0 | 0 | 0 | 0 | 0 | 0 | 0 | 0 | 0 | 0 | 0 | 0 | 0 | 0_E8_Purchases |  |  |  |  | 0
| E9 | 0 | 0 | 0 | 0 | 0 | 0 | 0 | 0 | 0 | 0 | 0 | 0 | 0 | 0 | 0 | 0 | 0 | 0 | 0 | 0 | 0 | 0 | 0 | 0 | 0 | 0 | 0 | 0 | 0 | 0 | 0 | 0_E9_Purchases |  |  |  |  | 0
| E10 | 0 | 0 | 0 | 0 | 0 | 0 | 0 | 0 | 0 | 0 | 0 | 0 | 0 | 0 | 0 | 0 | 0 | 0 | 0 | 0 | 0 | 0 | 0 | 0 | 0 | 0 | 0 | 0 | 0 | 0 | 0 | 0_E10_Purchases |  |  |  |  | 0
Stock
| Year | Year 0 | Year 1 | Year 2 | Year 3 | Year 4 | Year 5 | Year 6 | Year 7 | Year 8 | Year 9 | Year 10 | Year 11 | Year 12 | Year 13 | Year 14 | Year 15 | Year 16 | Year 17 | Year 18 | Year 19 | Year 20 | Year 21 | Year 22 | Year 23 | Year 24 | Year 25 | Year 26 | Year 27 | Year 28 | Year 29 | Year 30
| E1 | 0 | 0 | 0 | 0 | 0 | 0 | 0 | 0 | 0 | 0 | 0 | 0 | 0 | 0 | 0 | 0 | 0 | 0 | 0 | 0 | 0 | 0 | 0 | 0 | 0 | 0 | 0 | 0 | 0 | 0 | 0 | 0_E1_Stock |  |  |  |  | 13576.6093
| E2 | 0 | 0 | 0 | 0 | 0 | 0 | 0 | 0 | 0 | 0 | 0 | 0 | 0 | 0 | 0 | 0 | 0 | 0 | 0 | 0 | 0 | 0 | 0 | 0 | 0 | 0 | 0 | 0 | 0 | 0 | 0 | 0_E2_Stock |  |  |  |  | 0
| E3 | 0 | 0 | 0 | 0 | 0 | 0 | 0 | 0 | 0 | 0 | 0 | 0 | 0 | 0 | 0 | 0 | 0 | 0 | 0 | 0 | 0 | 0 | 0 | 0 | 0 | 0 | 0 | 0 | 0 | 0 | 0 | 0_E3_Stock |  |  |  |  | 0
| E4 | 0 | 0 | 0 | 0 | 0 | 0 | 0 | 0 | 0 | 0 | 0 | 0 | 0 | 0 | 0 | 0 | 0 | 0 | 0 | 0 | 0 | 0 | 0 | 0 | 0 | 0 | 0 | 0 | 0 | 0 | 0 | 0_E4_Stock |  |  |  |  | 0
| E5 | 0 | 0 | 0 | 0 | 0 | 0 | 0 | 0 | 0 | 0 | 0 | 0 | 0 | 0 | 0 | 0 | 0 | 0 | 0 | 0 | 0 | 0 | 0 | 0 | 0 | 0 | 0 | 0 | 0 | 0 | 0 | 0_E5_Stock |  |  |  |  | 0
| E6 | 0 | 0 | 0 | 0 | 0 | 0 | 0 | 0 | 0 | 0 | 0 | 0 | 0 | 0 | 0 | 0 | 0 | 0 | 0 | 0 | 0 | 0 | 0 | 0 | 0 | 0 | 0 | 0 | 0 | 0 | 0 | 0_E6_Stock |  |  |  |  | 0
| E7 | 0 | 0 | 0 | 0 | 0 | 0 | 0 | 0 | 0 | 0 | 0 | 0 | 0 | 0 | 0 | 0 | 0 | 0 | 0 | 0 | 0 | 0 | 0 | 0 | 0 | 0 | 0 | 0 | 0 | 0 | 0 | 0_E7_Stock |  |  |  |  | 0
| E8 | 0 | 0 | 0 | 0 | 0 | 0 | 0 | 0 | 0 | 0 | 0 | 0 | 0 | 0 | 0 | 0 | 0 | 0 | 0 | 0 | 0 | 0 | 0 | 0 | 0 | 0 | 0 | 0 | 0 | 0 | 0 | 0_E8_Stock |  |  |  |  | 0
| E9 | 0 | 0 | 0 | 0 | 0 | 0 | 0 | 0 | 0 | 0 | 0 | 0 | 0 | 0 | 0 | 0 | 0 | 0 | 0 | 0 | 0 | 0 | 0 | 0 | 0 | 0 | 0 | 0 | 0 | 0 | 0 | 0_E9_Stock |  |  |  |  | 0
| E10 | 0 | 0 | 0 | 0 | 0 | 0 | 0 | 0 | 0 | 0 | 0 | 0 | 0 | 0 | 0 | 0 | 0 | 0 | 0 | 0 | 0 | 0 | 0 | 0 | 0 | 0 | 0 | 0 | 0 | 0 | 0 | 0_E10_Stock |  |  |  |  | 0
| Vintage | 0 | 0 | 0 | 0 | 0 | 0 | 0 | 0 | 0 | 0 | 0 | 0 | 0 | 0 | 0 | 0 | 0 | 0 | 0 | 0 | 0 | 0 | 0 | 0 | 0 | 0 | 0 | 0 | 0 | 0 | 0 | 0_Vintage_Stock |  |  |  |  | 288381.2139
S2C5 |  | Year 0: System 2 Technology 5
Technology Variables
| Tech Key | Year 0: 0
| Peak Factor (S) | Year 0: 0
| Peak Factor (W) | Year 0: 0
| Min Vintage Lifetime | Year 0: 0
| Max Vintage Lifetime | Year 0: 0
| Turnover Style | Year 0: 0
Technology Variables
| Equipment | Year 0: Label; Year 1: Min Lifetime; Year 2: Max Lifetime; Year 3: Degradation; Year 4: Usage; Year 5: Available
| E1 | Year 1: 0; Year 2: 0; Year 3: 0%; Year 4: 0; Year 5: FALSE
| E2 | Year 1: 0; Year 2: 0; Year 3: 0%; Year 4: 0; Year 5: FALSE
| E3 | Year 1: 0; Year 2: 0; Year 3: 0%; Year 4: 0; Year 5: FALSE
| E4 | Year 1: 0; Year 2: 0; Year 3: 0%; Year 4: 0; Year 5: FALSE
| E5 | Year 1: 0; Year 2: 0; Year 3: 0%; Year 4: 0; Year 5: FALSE
| E6 | Year 1: 0; Year 2: 0; Year 3: 0%; Year 4: 0; Year 5: FALSE
| E7 | Year 1: 0; Year 2: 0; Year 3: 0%; Year 4: 0; Year 5: FALSE
| E8 | Year 1: 0; Year 2: 0; Year 3: 0%; Year 4: 0; Year 5: FALSE
| E9 | Year 1: 0; Year 2: 0; Year 3: 0%; Year 4: 0; Year 5: FALSE
| E10 | Year 1: 0; Year 2: 0; Year 3: 0%; Year 4: 0; Year 5: FALSE
Original Forecast Results
| Year | Year 0 | Year 1 | Year 2 | Year 3 | Year 4 | Year 5 | Year 6 | Year 7 | Year 8 | Year 9 | Year 10 | Year 11 | Year 12 | Year 13 | Year 14 | Year 15 | Year 16 | Year 17 | Year 18 | Year 19 | Year 20 | Year 21 | Year 22 | Year 23 | Year 24 | Year 25 | Year 26 | Year 27 | Year 28 | Year 29 | Year 30 | Key
| Units | 0 | 0 | 0 | 0 | 0 | 0 | 0 | 0 | 0 | 0 | 0 | 0 | 0 | 0 | 0 | 0 | 0 | 0 | 0 | 0 | 0 | 0 | 0 | 0 | 0 | 0 | 0 | 0 | 0 | 0 | 0 | #REF! |  |  |  |  | 301957.8232
| Usage | 0 | 0 | 0 | 0 | 0 | 0 | 0 | 0 | 0 | 0 | 0 | 0 | 0 | 0 | 0 | 0 | 0 | 0 | 0 | 0 | 0 | 0 | 0 | 0 | 0 | 0 | 0 | 0 | 0 | 0 | 0 | #REF! |  |  |  |  | 1698.6543
| Peak Demand (S) | 0 | 0 | 0 | 0 | 0 | 0 | 0 | 0 | 0 | 0 | 0 | 0 | 0 | 0 | 0 | 0 | 0 | 0 | 0 | 0 | 0 | 0 | 0 | 0 | 0 | 0 | 0 | 0 | 0 | 0 | 0 | #REF! |  |  |  |  | 0
| Peak Demand (W) | 0 | 0 | 0 | 0 | 0 | 0 | 0 | 0 | 0 | 0 | 0 | 0 | 0 | 0 | 0 | 0 | 0 | 0 | 0 | 0 | 0 | 0 | 0 | 0 | 0 | 0 | 0 | 0 | 0 | 0 | 0 | #REF! |  |  |  |  | 884.6119
| Turnover | 0 | 0 | 0 | 0 | 0 | 0 | 0 | 0 | 0 | 0 | 0 | 0 | 0 | 0 | 0 | 0 | 0 | 0 | 0 | 0 | 0 | 0 | 0 | 0 | 0 | 0 | 0 | 0 | 0 | 0 | 0 | #REF! |  |  |  |  | 6885.4476
| Avg. Replacement Usage | 0 | 0 | 0 | 0 | 0 | 0 | 0 | 0 | 0 | 0 | 0 | 0 | 0 | 0 | 0 | 0 | 0 | 0 | 0 | 0 | 0 | 0 | 0 | 0 | 0 | 0 | 0 | 0 | 0 | 0 | 0 | #REF! |  |  |  |  | 5638.8522
| Avg. Replacement Demand (S) | 0 | 0 | 0 | 0 | 0 | 0 | 0 | 0 | 0 | 0 | 0 | 0 | 0 | 0 | 0 | 0 | 0 | 0 | 0 | 0 | 0 | 0 | 0 | 0 | 0 | 0 | 0 | 0 | 0 | 0 | 0 | #REF! |  |  |  |  | 0
| Avg. Replacement Demand (W) | 0 | 0 | 0 | 0 | 0 | 0 | 0 | 0 | 0 | 0 | 0 | 0 | 0 | 0 | 0 | 0 | 0 | 0 | 0 | 0 | 0 | 0 | 0 | 0 | 0 | 0 | 0 | 0 | 0 | 0 | 0 | #REF! |  |  |  |  | 2.9366
Tech Forecast Stock
| Year | Year 0 | Year 1 | Year 2 | Year 3 | Year 4 | Year 5 | Year 6 | Year 7 | Year 8 | Year 9 | Year 10 | Year 11 | Year 12 | Year 13 | Year 14 | Year 15 | Year 16 | Year 17 | Year 18 | Year 19 | Year 20 | Year 21 | Year 22 | Year 23 | Year 24 | Year 25 | Year 26 | Year 27 | Year 28 | Year 29 | Year 30
| E1 | 0 | 0 | 0 | 0 | 0 | 0 | 0 | 0 | 0 | 0 | 0 | 0 | 0 | 0 | 0 | 0 | 0 | 0 | 0 | 0 | 0 | 0 | 0 | 0 | 0 | 0 | 0 | 0 | 0 | 0 | 0
| E2 | 0 | 0 | 0 | 0 | 0 | 0 | 0 | 0 | 0 | 0 | 0 | 0 | 0 | 0 | 0 | 0 | 0 | 0 | 0 | 0 | 0 | 0 | 0 | 0 | 0 | 0 | 0 | 0 | 0 | 0 | 0
| E3 | 0 | 0 | 0 | 0 | 0 | 0 | 0 | 0 | 0 | 0 | 0 | 0 | 0 | 0 | 0 | 0 | 0 | 0 | 0 | 0 | 0 | 0 | 0 | 0 | 0 | 0 | 0 | 0 | 0 | 0 | 0
| E4 | 0 | 0 | 0 | 0 | 0 | 0 | 0 | 0 | 0 | 0 | 0 | 0 | 0 | 0 | 0 | 0 | 0 | 0 | 0 | 0 | 0 | 0 | 0 | 0 | 0 | 0 | 0 | 0 | 0 | 0 | 0
| E5 | 0 | 0 | 0 | 0 | 0 | 0 | 0 | 0 | 0 | 0 | 0 | 0 | 0 | 0 | 0 | 0 | 0 | 0 | 0 | 0 | 0 | 0 | 0 | 0 | 0 | 0 | 0 | 0 | 0 | 0 | 0
| E6 | 0 | 0 | 0 | 0 | 0 | 0 | 0 | 0 | 0 | 0 | 0 | 0 | 0 | 0 | 0 | 0 | 0 | 0 | 0 | 0 | 0 | 0 | 0 | 0 | 0 | 0 | 0 | 0 | 0 | 0 | 0
| E7 | 0 | 0 | 0 | 0 | 0 | 0 | 0 | 0 | 0 | 0 | 0 | 0 | 0 | 0 | 0 | 0 | 0 | 0 | 0 | 0 | 0 | 0 | 0 | 0 | 0 | 0 | 0 | 0 | 0 | 0 | 0
| E8 | 0 | 0 | 0 | 0 | 0 | 0 | 0 | 0 | 0 | 0 | 0 | 0 | 0 | 0 | 0 | 0 | 0 | 0 | 0 | 0 | 0 | 0 | 0 | 0 | 0 | 0 | 0 | 0 | 0 | 0 | 0
| E9 | 0 | 0 | 0 | 0 | 0 | 0 | 0 | 0 | 0 | 0 | 0 | 0 | 0 | 0 | 0 | 0 | 0 | 0 | 0 | 0 | 0 | 0 | 0 | 0 | 0 | 0 | 0 | 0 | 0 | 0 | 0
| E10 | 0 | 0 | 0 | 0 | 0 | 0 | 0 | 0 | 0 | 0 | 0 | 0 | 0 | 0 | 0 | 0 | 0 | 0 | 0 | 0 | 0 | 0 | 0 | 0 | 0 | 0 | 0 | 0 | 0 | 0 | 0
| Vintage | 0 | 0 | 0 | 0 | 0 | 0 | 0 | 0 | 0 | 0 | 0 | 0 | 0 | 0 | 0 | 0 | 0 | 0 | 0 | 0 | 0 | 0 | 0 | 0 | 0 | 0 | 0 | 0 | 0 | 0 | 0
Stock for Switching
| Year | Year 0 | Year 1 | Year 2 | Year 3 | Year 4 | Year 5 | Year 6 | Year 7 | Year 8 | Year 9 | Year 10 | Year 11 | Year 12 | Year 13 | Year 14 | Year 15 | Year 16 | Year 17 | Year 18 | Year 19 | Year 20 | Year 21 | Year 22 | Year 23 | Year 24 | Year 25 | Year 26 | Year 27 | Year 28 | Year 29 | Year 30
| E1 | 0 | 0 | 0 | 0 | 0 | 0 | 0 | 0 | 0 | 0 | 0 | 0 | 0 | 0 | 0 | 0 | 0 | 0 | 0 | 0 | 0 | 0 | 0 | 0 | 0 | 0 | 0 | 0 | 0 | 0 | 0 | 0_E1_SysStock
| E2 | 0 | 0 | 0 | 0 | 0 | 0 | 0 | 0 | 0 | 0 | 0 | 0 | 0 | 0 | 0 | 0 | 0 | 0 | 0 | 0 | 0 | 0 | 0 | 0 | 0 | 0 | 0 | 0 | 0 | 0 | 0 | 0_E2_SysStock
| E3 | 0 | 0 | 0 | 0 | 0 | 0 | 0 | 0 | 0 | 0 | 0 | 0 | 0 | 0 | 0 | 0 | 0 | 0 | 0 | 0 | 0 | 0 | 0 | 0 | 0 | 0 | 0 | 0 | 0 | 0 | 0 | 0_E3_SysStock
| E4 | 0 | 0 | 0 | 0 | 0 | 0 | 0 | 0 | 0 | 0 | 0 | 0 | 0 | 0 | 0 | 0 | 0 | 0 | 0 | 0 | 0 | 0 | 0 | 0 | 0 | 0 | 0 | 0 | 0 | 0 | 0 | 0_E4_SysStock
| E5 | 0 | 0 | 0 | 0 | 0 | 0 | 0 | 0 | 0 | 0 | 0 | 0 | 0 | 0 | 0 | 0 | 0 | 0 | 0 | 0 | 0 | 0 | 0 | 0 | 0 | 0 | 0 | 0 | 0 | 0 | 0 | 0_E5_SysStock
| E6 | 0 | 0 | 0 | 0 | 0 | 0 | 0 | 0 | 0 | 0 | 0 | 0 | 0 | 0 | 0 | 0 | 0 | 0 | 0 | 0 | 0 | 0 | 0 | 0 | 0 | 0 | 0 | 0 | 0 | 0 | 0 | 0_E6_SysStock
| E7 | 0 | 0 | 0 | 0 | 0 | 0 | 0 | 0 | 0 | 0 | 0 | 0 | 0 | 0 | 0 | 0 | 0 | 0 | 0 | 0 | 0 | 0 | 0 | 0 | 0 | 0 | 0 | 0 | 0 | 0 | 0 | 0_E7_SysStock
| E8 | 0 | 0 | 0 | 0 | 0 | 0 | 0 | 0 | 0 | 0 | 0 | 0 | 0 | 0 | 0 | 0 | 0 | 0 | 0 | 0 | 0 | 0 | 0 | 0 | 0 | 0 | 0 | 0 | 0 | 0 | 0 | 0_E8_SysStock
| E9 | 0 | 0 | 0 | 0 | 0 | 0 | 0 | 0 | 0 | 0 | 0 | 0 | 0 | 0 | 0 | 0 | 0 | 0 | 0 | 0 | 0 | 0 | 0 | 0 | 0 | 0 | 0 | 0 | 0 | 0 | 0 | 0_E9_SysStock
| E10 | 0 | 0 | 0 | 0 | 0 | 0 | 0 | 0 | 0 | 0 | 0 | 0 | 0 | 0 | 0 | 0 | 0 | 0 | 0 | 0 | 0 | 0 | 0 | 0 | 0 | 0 | 0 | 0 | 0 | 0 | 0 | 0_E10_SysStock
| Vintage | 0 | 0 | 0 | 0 | 0 | 0 | 0 | 0 | 0 | 0 | 0 | 0 | 0 | 0 | 0 | 0 | 0 | 0 | 0 | 0 | 0 | 0 | 0 | 0 | 0 | 0 | 0 | 0 | 0 | 0 | 0 | 0_Vintage_SysStock
Tech Forecast Purchases
| Year | Year 0 | Year 1 | Year 2 | Year 3 | Year 4 | Year 5 | Year 6 | Year 7 | Year 8 | Year 9 | Year 10 | Year 11 | Year 12 | Year 13 | Year 14 | Year 15 | Year 16 | Year 17 | Year 18 | Year 19 | Year 20 | Year 21 | Year 22 | Year 23 | Year 24 | Year 25 | Year 26 | Year 27 | Year 28 | Year 29 | Year 30
| E1 | 0 | 0 | 0 | 0 | 0 | 0 | 0 | 0 | 0 | 0 | 0 | 0 | 0 | 0 | 0 | 0 | 0 | 0 | 0 | 0 | 0 | 0 | 0 | 0 | 0 | 0 | 0 | 0 | 0 | 0 | 0
| E2 | 0 | 0 | 0 | 0 | 0 | 0 | 0 | 0 | 0 | 0 | 0 | 0 | 0 | 0 | 0 | 0 | 0 | 0 | 0 | 0 | 0 | 0 | 0 | 0 | 0 | 0 | 0 | 0 | 0 | 0 | 0
| E3 | 0 | 0 | 0 | 0 | 0 | 0 | 0 | 0 | 0 | 0 | 0 | 0 | 0 | 0 | 0 | 0 | 0 | 0 | 0 | 0 | 0 | 0 | 0 | 0 | 0 | 0 | 0 | 0 | 0 | 0 | 0
| E4 | 0 | 0 | 0 | 0 | 0 | 0 | 0 | 0 | 0 | 0 | 0 | 0 | 0 | 0 | 0 | 0 | 0 | 0 | 0 | 0 | 0 | 0 | 0 | 0 | 0 | 0 | 0 | 0 | 0 | 0 | 0
| E5 | 0 | 0 | 0 | 0 | 0 | 0 | 0 | 0 | 0 | 0 | 0 | 0 | 0 | 0 | 0 | 0 | 0 | 0 | 0 | 0 | 0 | 0 | 0 | 0 | 0 | 0 | 0 | 0 | 0 | 0 | 0
| E6 | 0 | 0 | 0 | 0 | 0 | 0 | 0 | 0 | 0 | 0 | 0 | 0 | 0 | 0 | 0 | 0 | 0 | 0 | 0 | 0 | 0 | 0 | 0 | 0 | 0 | 0 | 0 | 0 | 0 | 0 | 0
| E7 | 0 | 0 | 0 | 0 | 0 | 0 | 0 | 0 | 0 | 0 | 0 | 0 | 0 | 0 | 0 | 0 | 0 | 0 | 0 | 0 | 0 | 0 | 0 | 0 | 0 | 0 | 0 | 0 | 0 | 0 | 0
| E8 | 0 | 0 | 0 | 0 | 0 | 0 | 0 | 0 | 0 | 0 | 0 | 0 | 0 | 0 | 0 | 0 | 0 | 0 | 0 | 0 | 0 | 0 | 0 | 0 | 0 | 0 | 0 | 0 | 0 | 0 | 0
| E9 | 0 | 0 | 0 | 0 | 0 | 0 | 0 | 0 | 0 | 0 | 0 | 0 | 0 | 0 | 0 | 0 | 0 | 0 | 0 | 0 | 0 | 0 | 0 | 0 | 0 | 0 | 0 | 0 | 0 | 0 | 0
| E10 | 0 | 0 | 0 | 0 | 0 | 0 | 0 | 0 | 0 | 0 | 0 | 0 | 0 | 0 | 0 | 0 | 0 | 0 | 0 | 0 | 0 | 0 | 0 | 0 | 0 | 0 | 0 | 0 | 0 | 0 | 0
Potential to Switch
| Year | Year 0 | Year 1 | Year 2 | Year 3 | Year 4 | Year 5 | Year 6 | Year 7 | Year 8 | Year 9 | Year 10 | Year 11 | Year 12 | Year 13 | Year 14 | Year 15 | Year 16 | Year 17 | Year 18 | Year 19 | Year 20 | Year 21 | Year 22 | Year 23 | Year 24 | Year 25 | Year 26 | Year 27 | Year 28 | Year 29 | Year 30
| E1 | 0 | 0 | 0 | 0 | 0 | 0 | 0 | 0 | 0 | 0 | 0 | 0 | 0 | 0 | 0 | 0 | 0 | 0 | 0 | 0 | 0 | 0 | 0 | 0 | 0 | 0 | 0 | 0 | 0 | 0 | 0 | 0_E1_Switched Out
| E2 | 0 | 0 | 0 | 0 | 0 | 0 | 0 | 0 | 0 | 0 | 0 | 0 | 0 | 0 | 0 | 0 | 0 | 0 | 0 | 0 | 0 | 0 | 0 | 0 | 0 | 0 | 0 | 0 | 0 | 0 | 0 | 0_E2_Switched Out
| E3 | 0 | 0 | 0 | 0 | 0 | 0 | 0 | 0 | 0 | 0 | 0 | 0 | 0 | 0 | 0 | 0 | 0 | 0 | 0 | 0 | 0 | 0 | 0 | 0 | 0 | 0 | 0 | 0 | 0 | 0 | 0 | 0_E3_Switched Out
| E4 | 0 | 0 | 0 | 0 | 0 | 0 | 0 | 0 | 0 | 0 | 0 | 0 | 0 | 0 | 0 | 0 | 0 | 0 | 0 | 0 | 0 | 0 | 0 | 0 | 0 | 0 | 0 | 0 | 0 | 0 | 0 | 0_E4_Switched Out
| E5 | 0 | 0 | 0 | 0 | 0 | 0 | 0 | 0 | 0 | 0 | 0 | 0 | 0 | 0 | 0 | 0 | 0 | 0 | 0 | 0 | 0 | 0 | 0 | 0 | 0 | 0 | 0 | 0 | 0 | 0 | 0 | 0_E5_Switched Out
| E6 | 0 | 0 | 0 | 0 | 0 | 0 | 0 | 0 | 0 | 0 | 0 | 0 | 0 | 0 | 0 | 0 | 0 | 0 | 0 | 0 | 0 | 0 | 0 | 0 | 0 | 0 | 0 | 0 | 0 | 0 | 0 | 0_E6_Switched Out
| E7 | 0 | 0 | 0 | 0 | 0 | 0 | 0 | 0 | 0 | 0 | 0 | 0 | 0 | 0 | 0 | 0 | 0 | 0 | 0 | 0 | 0 | 0 | 0 | 0 | 0 | 0 | 0 | 0 | 0 | 0 | 0 | 0_E7_Switched Out
| E8 | 0 | 0 | 0 | 0 | 0 | 0 | 0 | 0 | 0 | 0 | 0 | 0 | 0 | 0 | 0 | 0 | 0 | 0 | 0 | 0 | 0 | 0 | 0 | 0 | 0 | 0 | 0 | 0 | 0 | 0 | 0 | 0_E8_Switched Out
| E9 | 0 | 0 | 0 | 0 | 0 | 0 | 0 | 0 | 0 | 0 | 0 | 0 | 0 | 0 | 0 | 0 | 0 | 0 | 0 | 0 | 0 | 0 | 0 | 0 | 0 | 0 | 0 | 0 | 0 | 0 | 0 | 0_E9_Switched Out
| E10 | 0 | 0 | 0 | 0 | 0 | 0 | 0 | 0 | 0 | 0 | 0 | 0 | 0 | 0 | 0 | 0 | 0 | 0 | 0 | 0 | 0 | 0 | 0 | 0 | 0 | 0 | 0 | 0 | 0 | 0 | 0 | 0_E10_Switched Out
Units Out
| E1 | 0 | 0 | 0 | 0 | 0 | 0 | 0 | 0 | 0 | 0 | 0 | 0 | 0 | 0 | 0 | 0 | 0 | 0 | 0 | 0 | 0 | 0 | 0 | 0 | 0 | 0 | 0 | 0 | 0 | 0 | 0
| E2 | 0 | 0 | 0 | 0 | 0 | 0 | 0 | 0 | 0 | 0 | 0 | 0 | 0 | 0 | 0 | 0 | 0 | 0 | 0 | 0 | 0 | 0 | 0 | 0 | 0 | 0 | 0 | 0 | 0 | 0 | 0
| E3 | 0 | 0 | 0 | 0 | 0 | 0 | 0 | 0 | 0 | 0 | 0 | 0 | 0 | 0 | 0 | 0 | 0 | 0 | 0 | 0 | 0 | 0 | 0 | 0 | 0 | 0 | 0 | 0 | 0 | 0 | 0
| E4 | 0 | 0 | 0 | 0 | 0 | 0 | 0 | 0 | 0 | 0 | 0 | 0 | 0 | 0 | 0 | 0 | 0 | 0 | 0 | 0 | 0 | 0 | 0 | 0 | 0 | 0 | 0 | 0 | 0 | 0 | 0
| E5 | 0 | 0 | 0 | 0 | 0 | 0 | 0 | 0 | 0 | 0 | 0 | 0 | 0 | 0 | 0 | 0 | 0 | 0 | 0 | 0 | 0 | 0 | 0 | 0 | 0 | 0 | 0 | 0 | 0 | 0 | 0
| E6 | 0 | 0 | 0 | 0 | 0 | 0 | 0 | 0 | 0 | 0 | 0 | 0 | 0 | 0 | 0 | 0 | 0 | 0 | 0 | 0 | 0 | 0 | 0 | 0 | 0 | 0 | 0 | 0 | 0 | 0 | 0
| E7 | 0 | 0 | 0 | 0 | 0 | 0 | 0 | 0 | 0 | 0 | 0 | 0 | 0 | 0 | 0 | 0 | 0 | 0 | 0 | 0 | 0 | 0 | 0 | 0 | 0 | 0 | 0 | 0 | 0 | 0 | 0
| E8 | 0 | 0 | 0 | 0 | 0 | 0 | 0 | 0 | 0 | 0 | 0 | 0 | 0 | 0 | 0 | 0 | 0 | 0 | 0 | 0 | 0 | 0 | 0 | 0 | 0 | 0 | 0 | 0 | 0 | 0 | 0
| E9 | 0 | 0 | 0 | 0 | 0 | 0 | 0 | 0 | 0 | 0 | 0 | 0 | 0 | 0 | 0 | 0 | 0 | 0 | 0 | 0 | 0 | 0 | 0 | 0 | 0 | 0 | 0 | 0 | 0 | 0 | 0
| E10 | 0 | 0 | 0 | 0 | 0 | 0 | 0 | 0 | 0 | 0 | 0 | 0 | 0 | 0 | 0 | 0 | 0 | 0 | 0 | 0 | 0 | 0 | 0 | 0 | 0 | 0 | 0 | 0 | 0 | 0 | 0
| Vintage | 0 | 0 | 0 | 0 | 0 | 0 | 0 | 0 | 0 | 0 | 0 | 0 | 0 | 0 | 0 | 0 | 0 | 0 | 0 | 0 | 0 | 0 | 0 | 0 | 0 | 0 | 0 | 0 | 0 | 0 | 0
Tech Purchase Shares
| Year | Year 0 | Year 1 | Year 2 | Year 3 | Year 4 | Year 5 | Year 6 | Year 7 | Year 8 | Year 9 | Year 10 | Year 11 | Year 12 | Year 13 | Year 14 | Year 15 | Year 16 | Year 17 | Year 18 | Year 19 | Year 20 | Year 21 | Year 22 | Year 23 | Year 24 | Year 25 | Year 26 | Year 27 | Year 28 | Year 29 | Year 30
E1 | bar: Year 0 to Year 30
E2 | bar: Year 0 to Year 30
E3 | bar: Year 0 to Year 30
E4 | bar: Year 0 to Year 30
E5 | bar: Year 0 to Year 30
E6 | bar: Year 0 to Year 30
E7 | bar: Year 0 to Year 30
E8 | bar: Year 0 to Year 30
E9 | bar: Year 0 to Year 30
E10 | bar: Year 0 to Year 30
Units In from Switching
| E1 | 0 | 0 | 0 | 0 | 0 | 0 | 0 | 0 | 0 | 0 | 0 | 0 | 0 | 0 | 0 | 0 | 0 | 0 | 0 | 0 | 0 | 0 | 0 | 0 | 0 | 0 | 0 | 0 | 0 | 0 | 0
| E2 | 0 | 0 | 0 | 0 | 0 | 0 | 0 | 0 | 0 | 0 | 0 | 0 | 0 | 0 | 0 | 0 | 0 | 0 | 0 | 0 | 0 | 0 | 0 | 0 | 0 | 0 | 0 | 0 | 0 | 0 | 0
| E3 | 0 | 0 | 0 | 0 | 0 | 0 | 0 | 0 | 0 | 0 | 0 | 0 | 0 | 0 | 0 | 0 | 0 | 0 | 0 | 0 | 0 | 0 | 0 | 0 | 0 | 0 | 0 | 0 | 0 | 0 | 0
| E4 | 0 | 0 | 0 | 0 | 0 | 0 | 0 | 0 | 0 | 0 | 0 | 0 | 0 | 0 | 0 | 0 | 0 | 0 | 0 | 0 | 0 | 0 | 0 | 0 | 0 | 0 | 0 | 0 | 0 | 0 | 0
| E5 | 0 | 0 | 0 | 0 | 0 | 0 | 0 | 0 | 0 | 0 | 0 | 0 | 0 | 0 | 0 | 0 | 0 | 0 | 0 | 0 | 0 | 0 | 0 | 0 | 0 | 0 | 0 | 0 | 0 | 0 | 0
| E6 | 0 | 0 | 0 | 0 | 0 | 0 | 0 | 0 | 0 | 0 | 0 | 0 | 0 | 0 | 0 | 0 | 0 | 0 | 0 | 0 | 0 | 0 | 0 | 0 | 0 | 0 | 0 | 0 | 0 | 0 | 0
| E7 | 0 | 0 | 0 | 0 | 0 | 0 | 0 | 0 | 0 | 0 | 0 | 0 | 0 | 0 | 0 | 0 | 0 | 0 | 0 | 0 | 0 | 0 | 0 | 0 | 0 | 0 | 0 | 0 | 0 | 0 | 0
| E8 | 0 | 0 | 0 | 0 | 0 | 0 | 0 | 0 | 0 | 0 | 0 | 0 | 0 | 0 | 0 | 0 | 0 | 0 | 0 | 0 | 0 | 0 | 0 | 0 | 0 | 0 | 0 | 0 | 0 | 0 | 0
| E9 | 0 | 0 | 0 | 0 | 0 | 0 | 0 | 0 | 0 | 0 | 0 | 0 | 0 | 0 | 0 | 0 | 0 | 0 | 0 | 0 | 0 | 0 | 0 | 0 | 0 | 0 | 0 | 0 | 0 | 0 | 0
| E10 | 0 | 0 | 0 | 0 | 0 | 0 | 0 | 0 | 0 | 0 | 0 | 0 | 0 | 0 | 0 | 0 | 0 | 0 | 0 | 0 | 0 | 0 | 0 | 0 | 0 | 0 | 0 | 0 | 0 | 0 | 0
| Vintage | 0 | 0 | 0 | 0 | 0 | 0 | 0 | 0 | 0 | 0 | 0 | 0 | 0 | 0 | 0 | 0 | 0 | 0 | 0 | 0 | 0 | 0 | 0 | 0 | 0 | 0 | 0 | 0 | 0 | 0 | 0
Net Change
| Year | Year 0 | Year 1 | Year 2 | Year 3 | Year 4 | Year 5 | Year 6 | Year 7 | Year 8 | Year 9 | Year 10 | Year 11 | Year 12 | Year 13 | Year 14 | Year 15 | Year 16 | Year 17 | Year 18 | Year 19 | Year 20 | Year 21 | Year 22 | Year 23 | Year 24 | Year 25 | Year 26 | Year 27 | Year 28 | Year 29 | Year 30 | Key
| Units | 0 | 0 | 0 | 0 | 0 | 0 | 0 | 0 | 0 | 0 | 0 | 0 | 0 | 0 | 0 | 0 | 0 | 0 | 0 | 0 | 0 | 0 | 0 | 0 | 0 | 0 | 0 | 0 | 0 | 0 | 0 | 0_Units |  |  |  |  | 301957.8232
| Usage | 0 | 0 | 0 | 0 | 0 | 0 | 0 | 0 | 0 | 0 | 0 | 0 | 0 | 0 | 0 | 0 | 0 | 0 | 0 | 0 | 0 | 0 | 0 | 0 | 0 | 0 | 0 | 0 | 0 | 0 | 0 | 0_Usage |  |  |  |  | 1698.6543
| Peak Demand (S) | 0 | 0 | 0 | 0 | 0 | 0 | 0 | 0 | 0 | 0 | 0 | 0 | 0 | 0 | 0 | 0 | 0 | 0 | 0 | 0 | 0 | 0 | 0 | 0 | 0 | 0 | 0 | 0 | 0 | 0 | 0 | 0_Peak Demand (S) |  |  |  |  | 0
| Peak Demand (W) | 0 | 0 | 0 | 0 | 0 | 0 | 0 | 0 | 0 | 0 | 0 | 0 | 0 | 0 | 0 | 0 | 0 | 0 | 0 | 0 | 0 | 0 | 0 | 0 | 0 | 0 | 0 | 0 | 0 | 0 | 0 | 0_Peak Demand (W) |  |  |  |  | 884.6119
| Turnover | 0 | 0 | 0 | 0 | 0 | 0 | 0 | 0 | 0 | 0 | 0 | 0 | 0 | 0 | 0 | 0 | 0 | 0 | 0 | 0 | 0 | 0 | 0 | 0 | 0 | 0 | 0 | 0 | 0 | 0 | 0 | 0_Turnover |  |  |  |  | 6885.4476
| Avg. Replacement Usage | 0 | 0 | 0 | 0 | 0 | 0 | 0 | 0 | 0 | 0 | 0 | 0 | 0 | 0 | 0 | 0 | 0 | 0 | 0 | 0 | 0 | 0 | 0 | 0 | 0 | 0 | 0 | 0 | 0 | 0 | 0 | 0_Avg. Replacement Usage |  |  |  |  | 5638.8522
| Avg. Replacement Demand (S) | 0 | 0 | 0 | 0 | 0 | 0 | 0 | 0 | 0 | 0 | 0 | 0 | 0 | 0 | 0 | 0 | 0 | 0 | 0 | 0 | 0 | 0 | 0 | 0 | 0 | 0 | 0 | 0 | 0 | 0 | 0 | 0_Avg. Replacement Demand (S) |  |  |  |  | 0
| Avg. Replacement Demand (W) | 0 | 0 | 0 | 0 | 0 | 0 | 0 | 0 | 0 | 0 | 0 | 0 | 0 | 0 | 0 | 0 | 0 | 0 | 0 | 0 | 0 | 0 | 0 | 0 | 0 | 0 | 0 | 0 | 0 | 0 | 0 | 0_Avg. Replacement Demand (W) |  |  |  |  | 2.9366
Purchases
| Year | Year 0 | Year 1 | Year 2 | Year 3 | Year 4 | Year 5 | Year 6 | Year 7 | Year 8 | Year 9 | Year 10 | Year 11 | Year 12 | Year 13 | Year 14 | Year 15 | Year 16 | Year 17 | Year 18 | Year 19 | Year 20 | Year 21 | Year 22 | Year 23 | Year 24 | Year 25 | Year 26 | Year 27 | Year 28 | Year 29 | Year 30
| E1 | 0 | 0 | 0 | 0 | 0 | 0 | 0 | 0 | 0 | 0 | 0 | 0 | 0 | 0 | 0 | 0 | 0 | 0 | 0 | 0 | 0 | 0 | 0 | 0 | 0 | 0 | 0 | 0 | 0 | 0 | 0 | 0_E1_Purchases |  |  |  |  | 6885.4476
| E2 | 0 | 0 | 0 | 0 | 0 | 0 | 0 | 0 | 0 | 0 | 0 | 0 | 0 | 0 | 0 | 0 | 0 | 0 | 0 | 0 | 0 | 0 | 0 | 0 | 0 | 0 | 0 | 0 | 0 | 0 | 0 | 0_E2_Purchases |  |  |  |  | 0
| E3 | 0 | 0 | 0 | 0 | 0 | 0 | 0 | 0 | 0 | 0 | 0 | 0 | 0 | 0 | 0 | 0 | 0 | 0 | 0 | 0 | 0 | 0 | 0 | 0 | 0 | 0 | 0 | 0 | 0 | 0 | 0 | 0_E3_Purchases |  |  |  |  | 0
| E4 | 0 | 0 | 0 | 0 | 0 | 0 | 0 | 0 | 0 | 0 | 0 | 0 | 0 | 0 | 0 | 0 | 0 | 0 | 0 | 0 | 0 | 0 | 0 | 0 | 0 | 0 | 0 | 0 | 0 | 0 | 0 | 0_E4_Purchases |  |  |  |  | 0
| E5 | 0 | 0 | 0 | 0 | 0 | 0 | 0 | 0 | 0 | 0 | 0 | 0 | 0 | 0 | 0 | 0 | 0 | 0 | 0 | 0 | 0 | 0 | 0 | 0 | 0 | 0 | 0 | 0 | 0 | 0 | 0 | 0_E5_Purchases |  |  |  |  | 0
| E6 | 0 | 0 | 0 | 0 | 0 | 0 | 0 | 0 | 0 | 0 | 0 | 0 | 0 | 0 | 0 | 0 | 0 | 0 | 0 | 0 | 0 | 0 | 0 | 0 | 0 | 0 | 0 | 0 | 0 | 0 | 0 | 0_E6_Purchases |  |  |  |  | 0
| E7 | 0 | 0 | 0 | 0 | 0 | 0 | 0 | 0 | 0 | 0 | 0 | 0 | 0 | 0 | 0 | 0 | 0 | 0 | 0 | 0 | 0 | 0 | 0 | 0 | 0 | 0 | 0 | 0 | 0 | 0 | 0 | 0_E7_Purchases |  |  |  |  | 0
| E8 | 0 | 0 | 0 | 0 | 0 | 0 | 0 | 0 | 0 | 0 | 0 | 0 | 0 | 0 | 0 | 0 | 0 | 0 | 0 | 0 | 0 | 0 | 0 | 0 | 0 | 0 | 0 | 0 | 0 | 0 | 0 | 0_E8_Purchases |  |  |  |  | 0
| E9 | 0 | 0 | 0 | 0 | 0 | 0 | 0 | 0 | 0 | 0 | 0 | 0 | 0 | 0 | 0 | 0 | 0 | 0 | 0 | 0 | 0 | 0 | 0 | 0 | 0 | 0 | 0 | 0 | 0 | 0 | 0 | 0_E9_Purchases |  |  |  |  | 0
| E10 | 0 | 0 | 0 | 0 | 0 | 0 | 0 | 0 | 0 | 0 | 0 | 0 | 0 | 0 | 0 | 0 | 0 | 0 | 0 | 0 | 0 | 0 | 0 | 0 | 0 | 0 | 0 | 0 | 0 | 0 | 0 | 0_E10_Purchases |  |  |  |  | 0
Stock
| Year | Year 0 | Year 1 | Year 2 | Year 3 | Year 4 | Year 5 | Year 6 | Year 7 | Year 8 | Year 9 | Year 10 | Year 11 | Year 12 | Year 13 | Year 14 | Year 15 | Year 16 | Year 17 | Year 18 | Year 19 | Year 20 | Year 21 | Year 22 | Year 23 | Year 24 | Year 25 | Year 26 | Year 27 | Year 28 | Year 29 | Year 30
| E1 | 0 | 0 | 0 | 0 | 0 | 0 | 0 | 0 | 0 | 0 | 0 | 0 | 0 | 0 | 0 | 0 | 0 | 0 | 0 | 0 | 0 | 0 | 0 | 0 | 0 | 0 | 0 | 0 | 0 | 0 | 0 | 0_E1_Stock |  |  |  |  | 13576.6093
| E2 | 0 | 0 | 0 | 0 | 0 | 0 | 0 | 0 | 0 | 0 | 0 | 0 | 0 | 0 | 0 | 0 | 0 | 0 | 0 | 0 | 0 | 0 | 0 | 0 | 0 | 0 | 0 | 0 | 0 | 0 | 0 | 0_E2_Stock |  |  |  |  | 0
| E3 | 0 | 0 | 0 | 0 | 0 | 0 | 0 | 0 | 0 | 0 | 0 | 0 | 0 | 0 | 0 | 0 | 0 | 0 | 0 | 0 | 0 | 0 | 0 | 0 | 0 | 0 | 0 | 0 | 0 | 0 | 0 | 0_E3_Stock |  |  |  |  | 0
| E4 | 0 | 0 | 0 | 0 | 0 | 0 | 0 | 0 | 0 | 0 | 0 | 0 | 0 | 0 | 0 | 0 | 0 | 0 | 0 | 0 | 0 | 0 | 0 | 0 | 0 | 0 | 0 | 0 | 0 | 0 | 0 | 0_E4_Stock |  |  |  |  | 0
| E5 | 0 | 0 | 0 | 0 | 0 | 0 | 0 | 0 | 0 | 0 | 0 | 0 | 0 | 0 | 0 | 0 | 0 | 0 | 0 | 0 | 0 | 0 | 0 | 0 | 0 | 0 | 0 | 0 | 0 | 0 | 0 | 0_E5_Stock |  |  |  |  | 0
| E6 | 0 | 0 | 0 | 0 | 0 | 0 | 0 | 0 | 0 | 0 | 0 | 0 | 0 | 0 | 0 | 0 | 0 | 0 | 0 | 0 | 0 | 0 | 0 | 0 | 0 | 0 | 0 | 0 | 0 | 0 | 0 | 0_E6_Stock |  |  |  |  | 0
| E7 | 0 | 0 | 0 | 0 | 0 | 0 | 0 | 0 | 0 | 0 | 0 | 0 | 0 | 0 | 0 | 0 | 0 | 0 | 0 | 0 | 0 | 0 | 0 | 0 | 0 | 0 | 0 | 0 | 0 | 0 | 0 | 0_E7_Stock |  |  |  |  | 0
| E8 | 0 | 0 | 0 | 0 | 0 | 0 | 0 | 0 | 0 | 0 | 0 | 0 | 0 | 0 | 0 | 0 | 0 | 0 | 0 | 0 | 0 | 0 | 0 | 0 | 0 | 0 | 0 | 0 | 0 | 0 | 0 | 0_E8_Stock |  |  |  |  | 0
| E9 | 0 | 0 | 0 | 0 | 0 | 0 | 0 | 0 | 0 | 0 | 0 | 0 | 0 | 0 | 0 | 0 | 0 | 0 | 0 | 0 | 0 | 0 | 0 | 0 | 0 | 0 | 0 | 0 | 0 | 0 | 0 | 0_E9_Stock |  |  |  |  | 0
| E10 | 0 | 0 | 0 | 0 | 0 | 0 | 0 | 0 | 0 | 0 | 0 | 0 | 0 | 0 | 0 | 0 | 0 | 0 | 0 | 0 | 0 | 0 | 0 | 0 | 0 | 0 | 0 | 0 | 0 | 0 | 0 | 0_E10_Stock |  |  |  |  | 0
| Vintage | 0 | 0 | 0 | 0 | 0 | 0 | 0 | 0 | 0 | 0 | 0 | 0 | 0 | 0 | 0 | 0 | 0 | 0 | 0 | 0 | 0 | 0 | 0 | 0 | 0 | 0 | 0 | 0 | 0 | 0 | 0 | 0_Vintage_Stock |  |  |  |  | 288381.2139
S3C1 |  | Year 0: System 3 Technology 1
Technology Variables
| Tech Key | Year 0: 0
| Peak Factor (S) | Year 0: 0
| Peak Factor (W) | Year 0: 0
| Min Vintage Lifetime | Year 0: 0
| Max Vintage Lifetime | Year 0: 0
| Turnover Style | Year 0: 0
Technology Variables
| Equipment | Year 0: Label; Year 1: Min Lifetime; Year 2: Max Lifetime; Year 3: Degradation; Year 4: Usage; Year 5: Available
| E1 | Year 1: 0; Year 2: 0; Year 3: 0%; Year 4: 0; Year 5: FALSE
| E2 | Year 1: 0; Year 2: 0; Year 3: 0%; Year 4: 0; Year 5: FALSE
| E3 | Year 1: 0; Year 2: 0; Year 3: 0%; Year 4: 0; Year 5: FALSE
| E4 | Year 1: 0; Year 2: 0; Year 3: 0%; Year 4: 0; Year 5: FALSE
| E5 | Year 1: 0; Year 2: 0; Year 3: 0%; Year 4: 0; Year 5: FALSE
| E6 | Year 1: 0; Year 2: 0; Year 3: 0%; Year 4: 0; Year 5: FALSE
| E7 | Year 1: 0; Year 2: 0; Year 3: 0%; Year 4: 0; Year 5: FALSE
| E8 | Year 1: 0; Year 2: 0; Year 3: 0%; Year 4: 0; Year 5: FALSE
| E9 | Year 1: 0; Year 2: 0; Year 3: 0%; Year 4: 0; Year 5: FALSE
| E10 | Year 1: 0; Year 2: 0; Year 3: 0%; Year 4: 0; Year 5: FALSE
Original Forecast Results
| Year | Year 0 | Year 1 | Year 2 | Year 3 | Year 4 | Year 5 | Year 6 | Year 7 | Year 8 | Year 9 | Year 10 | Year 11 | Year 12 | Year 13 | Year 14 | Year 15 | Year 16 | Year 17 | Year 18 | Year 19 | Year 20 | Year 21 | Year 22 | Year 23 | Year 24 | Year 25 | Year 26 | Year 27 | Year 28 | Year 29 | Year 30 | Key
| Units | 0 | 0 | 0 | 0 | 0 | 0 | 0 | 0 | 0 | 0 | 0 | 0 | 0 | 0 | 0 | 0 | 0 | 0 | 0 | 0 | 0 | 0 | 0 | 0 | 0 | 0 | 0 | 0 | 0 | 0 | 0 | #REF! |  |  |  |  | 301957.8232
| Usage | 0 | 0 | 0 | 0 | 0 | 0 | 0 | 0 | 0 | 0 | 0 | 0 | 0 | 0 | 0 | 0 | 0 | 0 | 0 | 0 | 0 | 0 | 0 | 0 | 0 | 0 | 0 | 0 | 0 | 0 | 0 | #REF! |  |  |  |  | 1698.6543
| Peak Demand (S) | 0 | 0 | 0 | 0 | 0 | 0 | 0 | 0 | 0 | 0 | 0 | 0 | 0 | 0 | 0 | 0 | 0 | 0 | 0 | 0 | 0 | 0 | 0 | 0 | 0 | 0 | 0 | 0 | 0 | 0 | 0 | #REF! |  |  |  |  | 0
| Peak Demand (W) | 0 | 0 | 0 | 0 | 0 | 0 | 0 | 0 | 0 | 0 | 0 | 0 | 0 | 0 | 0 | 0 | 0 | 0 | 0 | 0 | 0 | 0 | 0 | 0 | 0 | 0 | 0 | 0 | 0 | 0 | 0 | #REF! |  |  |  |  | 884.6119
| Turnover | 0 | 0 | 0 | 0 | 0 | 0 | 0 | 0 | 0 | 0 | 0 | 0 | 0 | 0 | 0 | 0 | 0 | 0 | 0 | 0 | 0 | 0 | 0 | 0 | 0 | 0 | 0 | 0 | 0 | 0 | 0 | #REF! |  |  |  |  | 6885.4476
| Avg. Replacement Usage | 0 | 0 | 0 | 0 | 0 | 0 | 0 | 0 | 0 | 0 | 0 | 0 | 0 | 0 | 0 | 0 | 0 | 0 | 0 | 0 | 0 | 0 | 0 | 0 | 0 | 0 | 0 | 0 | 0 | 0 | 0 | #REF! |  |  |  |  | 5638.8522
| Avg. Replacement Demand (S) | 0 | 0 | 0 | 0 | 0 | 0 | 0 | 0 | 0 | 0 | 0 | 0 | 0 | 0 | 0 | 0 | 0 | 0 | 0 | 0 | 0 | 0 | 0 | 0 | 0 | 0 | 0 | 0 | 0 | 0 | 0 | #REF! |  |  |  |  | 0
| Avg. Replacement Demand (W) | 0 | 0 | 0 | 0 | 0 | 0 | 0 | 0 | 0 | 0 | 0 | 0 | 0 | 0 | 0 | 0 | 0 | 0 | 0 | 0 | 0 | 0 | 0 | 0 | 0 | 0 | 0 | 0 | 0 | 0 | 0 | #REF! |  |  |  |  | 2.9366
Tech Forecast Stock
| Year | Year 0 | Year 1 | Year 2 | Year 3 | Year 4 | Year 5 | Year 6 | Year 7 | Year 8 | Year 9 | Year 10 | Year 11 | Year 12 | Year 13 | Year 14 | Year 15 | Year 16 | Year 17 | Year 18 | Year 19 | Year 20 | Year 21 | Year 22 | Year 23 | Year 24 | Year 25 | Year 26 | Year 27 | Year 28 | Year 29 | Year 30
| E1 | 0 | 0 | 0 | 0 | 0 | 0 | 0 | 0 | 0 | 0 | 0 | 0 | 0 | 0 | 0 | 0 | 0 | 0 | 0 | 0 | 0 | 0 | 0 | 0 | 0 | 0 | 0 | 0 | 0 | 0 | 0
| E2 | 0 | 0 | 0 | 0 | 0 | 0 | 0 | 0 | 0 | 0 | 0 | 0 | 0 | 0 | 0 | 0 | 0 | 0 | 0 | 0 | 0 | 0 | 0 | 0 | 0 | 0 | 0 | 0 | 0 | 0 | 0
| E3 | 0 | 0 | 0 | 0 | 0 | 0 | 0 | 0 | 0 | 0 | 0 | 0 | 0 | 0 | 0 | 0 | 0 | 0 | 0 | 0 | 0 | 0 | 0 | 0 | 0 | 0 | 0 | 0 | 0 | 0 | 0
| E4 | 0 | 0 | 0 | 0 | 0 | 0 | 0 | 0 | 0 | 0 | 0 | 0 | 0 | 0 | 0 | 0 | 0 | 0 | 0 | 0 | 0 | 0 | 0 | 0 | 0 | 0 | 0 | 0 | 0 | 0 | 0
| E5 | 0 | 0 | 0 | 0 | 0 | 0 | 0 | 0 | 0 | 0 | 0 | 0 | 0 | 0 | 0 | 0 | 0 | 0 | 0 | 0 | 0 | 0 | 0 | 0 | 0 | 0 | 0 | 0 | 0 | 0 | 0
| E6 | 0 | 0 | 0 | 0 | 0 | 0 | 0 | 0 | 0 | 0 | 0 | 0 | 0 | 0 | 0 | 0 | 0 | 0 | 0 | 0 | 0 | 0 | 0 | 0 | 0 | 0 | 0 | 0 | 0 | 0 | 0
| E7 | 0 | 0 | 0 | 0 | 0 | 0 | 0 | 0 | 0 | 0 | 0 | 0 | 0 | 0 | 0 | 0 | 0 | 0 | 0 | 0 | 0 | 0 | 0 | 0 | 0 | 0 | 0 | 0 | 0 | 0 | 0
| E8 | 0 | 0 | 0 | 0 | 0 | 0 | 0 | 0 | 0 | 0 | 0 | 0 | 0 | 0 | 0 | 0 | 0 | 0 | 0 | 0 | 0 | 0 | 0 | 0 | 0 | 0 | 0 | 0 | 0 | 0 | 0
| E9 | 0 | 0 | 0 | 0 | 0 | 0 | 0 | 0 | 0 | 0 | 0 | 0 | 0 | 0 | 0 | 0 | 0 | 0 | 0 | 0 | 0 | 0 | 0 | 0 | 0 | 0 | 0 | 0 | 0 | 0 | 0
| E10 | 0 | 0 | 0 | 0 | 0 | 0 | 0 | 0 | 0 | 0 | 0 | 0 | 0 | 0 | 0 | 0 | 0 | 0 | 0 | 0 | 0 | 0 | 0 | 0 | 0 | 0 | 0 | 0 | 0 | 0 | 0
| Vintage | 0 | 0 | 0 | 0 | 0 | 0 | 0 | 0 | 0 | 0 | 0 | 0 | 0 | 0 | 0 | 0 | 0 | 0 | 0 | 0 | 0 | 0 | 0 | 0 | 0 | 0 | 0 | 0 | 0 | 0 | 0
Stock for Switching
| Year | Year 0 | Year 1 | Year 2 | Year 3 | Year 4 | Year 5 | Year 6 | Year 7 | Year 8 | Year 9 | Year 10 | Year 11 | Year 12 | Year 13 | Year 14 | Year 15 | Year 16 | Year 17 | Year 18 | Year 19 | Year 20 | Year 21 | Year 22 | Year 23 | Year 24 | Year 25 | Year 26 | Year 27 | Year 28 | Year 29 | Year 30
| E1 | 0 | 0 | 0 | 0 | 0 | 0 | 0 | 0 | 0 | 0 | 0 | 0 | 0 | 0 | 0 | 0 | 0 | 0 | 0 | 0 | 0 | 0 | 0 | 0 | 0 | 0 | 0 | 0 | 0 | 0 | 0 | 0_E1_SysStock
| E2 | 0 | 0 | 0 | 0 | 0 | 0 | 0 | 0 | 0 | 0 | 0 | 0 | 0 | 0 | 0 | 0 | 0 | 0 | 0 | 0 | 0 | 0 | 0 | 0 | 0 | 0 | 0 | 0 | 0 | 0 | 0 | 0_E2_SysStock
| E3 | 0 | 0 | 0 | 0 | 0 | 0 | 0 | 0 | 0 | 0 | 0 | 0 | 0 | 0 | 0 | 0 | 0 | 0 | 0 | 0 | 0 | 0 | 0 | 0 | 0 | 0 | 0 | 0 | 0 | 0 | 0 | 0_E3_SysStock
| E4 | 0 | 0 | 0 | 0 | 0 | 0 | 0 | 0 | 0 | 0 | 0 | 0 | 0 | 0 | 0 | 0 | 0 | 0 | 0 | 0 | 0 | 0 | 0 | 0 | 0 | 0 | 0 | 0 | 0 | 0 | 0 | 0_E4_SysStock
| E5 | 0 | 0 | 0 | 0 | 0 | 0 | 0 | 0 | 0 | 0 | 0 | 0 | 0 | 0 | 0 | 0 | 0 | 0 | 0 | 0 | 0 | 0 | 0 | 0 | 0 | 0 | 0 | 0 | 0 | 0 | 0 | 0_E5_SysStock
| E6 | 0 | 0 | 0 | 0 | 0 | 0 | 0 | 0 | 0 | 0 | 0 | 0 | 0 | 0 | 0 | 0 | 0 | 0 | 0 | 0 | 0 | 0 | 0 | 0 | 0 | 0 | 0 | 0 | 0 | 0 | 0 | 0_E6_SysStock
| E7 | 0 | 0 | 0 | 0 | 0 | 0 | 0 | 0 | 0 | 0 | 0 | 0 | 0 | 0 | 0 | 0 | 0 | 0 | 0 | 0 | 0 | 0 | 0 | 0 | 0 | 0 | 0 | 0 | 0 | 0 | 0 | 0_E7_SysStock
| E8 | 0 | 0 | 0 | 0 | 0 | 0 | 0 | 0 | 0 | 0 | 0 | 0 | 0 | 0 | 0 | 0 | 0 | 0 | 0 | 0 | 0 | 0 | 0 | 0 | 0 | 0 | 0 | 0 | 0 | 0 | 0 | 0_E8_SysStock
| E9 | 0 | 0 | 0 | 0 | 0 | 0 | 0 | 0 | 0 | 0 | 0 | 0 | 0 | 0 | 0 | 0 | 0 | 0 | 0 | 0 | 0 | 0 | 0 | 0 | 0 | 0 | 0 | 0 | 0 | 0 | 0 | 0_E9_SysStock
| E10 | 0 | 0 | 0 | 0 | 0 | 0 | 0 | 0 | 0 | 0 | 0 | 0 | 0 | 0 | 0 | 0 | 0 | 0 | 0 | 0 | 0 | 0 | 0 | 0 | 0 | 0 | 0 | 0 | 0 | 0 | 0 | 0_E10_SysStock
| Vintage | 0 | 0 | 0 | 0 | 0 | 0 | 0 | 0 | 0 | 0 | 0 | 0 | 0 | 0 | 0 | 0 | 0 | 0 | 0 | 0 | 0 | 0 | 0 | 0 | 0 | 0 | 0 | 0 | 0 | 0 | 0 | 0_Vintage_SysStock
Tech Forecast Purchases
| Year | Year 0 | Year 1 | Year 2 | Year 3 | Year 4 | Year 5 | Year 6 | Year 7 | Year 8 | Year 9 | Year 10 | Year 11 | Year 12 | Year 13 | Year 14 | Year 15 | Year 16 | Year 17 | Year 18 | Year 19 | Year 20 | Year 21 | Year 22 | Year 23 | Year 24 | Year 25 | Year 26 | Year 27 | Year 28 | Year 29 | Year 30
| E1 | 0 | 0 | 0 | 0 | 0 | 0 | 0 | 0 | 0 | 0 | 0 | 0 | 0 | 0 | 0 | 0 | 0 | 0 | 0 | 0 | 0 | 0 | 0 | 0 | 0 | 0 | 0 | 0 | 0 | 0 | 0
| E2 | 0 | 0 | 0 | 0 | 0 | 0 | 0 | 0 | 0 | 0 | 0 | 0 | 0 | 0 | 0 | 0 | 0 | 0 | 0 | 0 | 0 | 0 | 0 | 0 | 0 | 0 | 0 | 0 | 0 | 0 | 0
| E3 | 0 | 0 | 0 | 0 | 0 | 0 | 0 | 0 | 0 | 0 | 0 | 0 | 0 | 0 | 0 | 0 | 0 | 0 | 0 | 0 | 0 | 0 | 0 | 0 | 0 | 0 | 0 | 0 | 0 | 0 | 0
| E4 | 0 | 0 | 0 | 0 | 0 | 0 | 0 | 0 | 0 | 0 | 0 | 0 | 0 | 0 | 0 | 0 | 0 | 0 | 0 | 0 | 0 | 0 | 0 | 0 | 0 | 0 | 0 | 0 | 0 | 0 | 0
| E5 | 0 | 0 | 0 | 0 | 0 | 0 | 0 | 0 | 0 | 0 | 0 | 0 | 0 | 0 | 0 | 0 | 0 | 0 | 0 | 0 | 0 | 0 | 0 | 0 | 0 | 0 | 0 | 0 | 0 | 0 | 0
| E6 | 0 | 0 | 0 | 0 | 0 | 0 | 0 | 0 | 0 | 0 | 0 | 0 | 0 | 0 | 0 | 0 | 0 | 0 | 0 | 0 | 0 | 0 | 0 | 0 | 0 | 0 | 0 | 0 | 0 | 0 | 0
| E7 | 0 | 0 | 0 | 0 | 0 | 0 | 0 | 0 | 0 | 0 | 0 | 0 | 0 | 0 | 0 | 0 | 0 | 0 | 0 | 0 | 0 | 0 | 0 | 0 | 0 | 0 | 0 | 0 | 0 | 0 | 0
| E8 | 0 | 0 | 0 | 0 | 0 | 0 | 0 | 0 | 0 | 0 | 0 | 0 | 0 | 0 | 0 | 0 | 0 | 0 | 0 | 0 | 0 | 0 | 0 | 0 | 0 | 0 | 0 | 0 | 0 | 0 | 0
| E9 | 0 | 0 | 0 | 0 | 0 | 0 | 0 | 0 | 0 | 0 | 0 | 0 | 0 | 0 | 0 | 0 | 0 | 0 | 0 | 0 | 0 | 0 | 0 | 0 | 0 | 0 | 0 | 0 | 0 | 0 | 0
| E10 | 0 | 0 | 0 | 0 | 0 | 0 | 0 | 0 | 0 | 0 | 0 | 0 | 0 | 0 | 0 | 0 | 0 | 0 | 0 | 0 | 0 | 0 | 0 | 0 | 0 | 0 | 0 | 0 | 0 | 0 | 0
Potential to Switch
| Year | Year 0 | Year 1 | Year 2 | Year 3 | Year 4 | Year 5 | Year 6 | Year 7 | Year 8 | Year 9 | Year 10 | Year 11 | Year 12 | Year 13 | Year 14 | Year 15 | Year 16 | Year 17 | Year 18 | Year 19 | Year 20 | Year 21 | Year 22 | Year 23 | Year 24 | Year 25 | Year 26 | Year 27 | Year 28 | Year 29 | Year 30
| E1 | 0 | 0 | 0 | 0 | 0 | 0 | 0 | 0 | 0 | 0 | 0 | 0 | 0 | 0 | 0 | 0 | 0 | 0 | 0 | 0 | 0 | 0 | 0 | 0 | 0 | 0 | 0 | 0 | 0 | 0 | 0 | 0_E1_Switched Out
| E2 | 0 | 0 | 0 | 0 | 0 | 0 | 0 | 0 | 0 | 0 | 0 | 0 | 0 | 0 | 0 | 0 | 0 | 0 | 0 | 0 | 0 | 0 | 0 | 0 | 0 | 0 | 0 | 0 | 0 | 0 | 0 | 0_E2_Switched Out
| E3 | 0 | 0 | 0 | 0 | 0 | 0 | 0 | 0 | 0 | 0 | 0 | 0 | 0 | 0 | 0 | 0 | 0 | 0 | 0 | 0 | 0 | 0 | 0 | 0 | 0 | 0 | 0 | 0 | 0 | 0 | 0 | 0_E3_Switched Out
| E4 | 0 | 0 | 0 | 0 | 0 | 0 | 0 | 0 | 0 | 0 | 0 | 0 | 0 | 0 | 0 | 0 | 0 | 0 | 0 | 0 | 0 | 0 | 0 | 0 | 0 | 0 | 0 | 0 | 0 | 0 | 0 | 0_E4_Switched Out
| E5 | 0 | 0 | 0 | 0 | 0 | 0 | 0 | 0 | 0 | 0 | 0 | 0 | 0 | 0 | 0 | 0 | 0 | 0 | 0 | 0 | 0 | 0 | 0 | 0 | 0 | 0 | 0 | 0 | 0 | 0 | 0 | 0_E5_Switched Out
| E6 | 0 | 0 | 0 | 0 | 0 | 0 | 0 | 0 | 0 | 0 | 0 | 0 | 0 | 0 | 0 | 0 | 0 | 0 | 0 | 0 | 0 | 0 | 0 | 0 | 0 | 0 | 0 | 0 | 0 | 0 | 0 | 0_E6_Switched Out
| E7 | 0 | 0 | 0 | 0 | 0 | 0 | 0 | 0 | 0 | 0 | 0 | 0 | 0 | 0 | 0 | 0 | 0 | 0 | 0 | 0 | 0 | 0 | 0 | 0 | 0 | 0 | 0 | 0 | 0 | 0 | 0 | 0_E7_Switched Out
| E8 | 0 | 0 | 0 | 0 | 0 | 0 | 0 | 0 | 0 | 0 | 0 | 0 | 0 | 0 | 0 | 0 | 0 | 0 | 0 | 0 | 0 | 0 | 0 | 0 | 0 | 0 | 0 | 0 | 0 | 0 | 0 | 0_E8_Switched Out
| E9 | 0 | 0 | 0 | 0 | 0 | 0 | 0 | 0 | 0 | 0 | 0 | 0 | 0 | 0 | 0 | 0 | 0 | 0 | 0 | 0 | 0 | 0 | 0 | 0 | 0 | 0 | 0 | 0 | 0 | 0 | 0 | 0_E9_Switched Out
| E10 | 0 | 0 | 0 | 0 | 0 | 0 | 0 | 0 | 0 | 0 | 0 | 0 | 0 | 0 | 0 | 0 | 0 | 0 | 0 | 0 | 0 | 0 | 0 | 0 | 0 | 0 | 0 | 0 | 0 | 0 | 0 | 0_E10_Switched Out
Units Out
| E1 | 0 | 0 | 0 | 0 | 0 | 0 | 0 | 0 | 0 | 0 | 0 | 0 | 0 | 0 | 0 | 0 | 0 | 0 | 0 | 0 | 0 | 0 | 0 | 0 | 0 | 0 | 0 | 0 | 0 | 0 | 0
| E2 | 0 | 0 | 0 | 0 | 0 | 0 | 0 | 0 | 0 | 0 | 0 | 0 | 0 | 0 | 0 | 0 | 0 | 0 | 0 | 0 | 0 | 0 | 0 | 0 | 0 | 0 | 0 | 0 | 0 | 0 | 0
| E3 | 0 | 0 | 0 | 0 | 0 | 0 | 0 | 0 | 0 | 0 | 0 | 0 | 0 | 0 | 0 | 0 | 0 | 0 | 0 | 0 | 0 | 0 | 0 | 0 | 0 | 0 | 0 | 0 | 0 | 0 | 0
| E4 | 0 | 0 | 0 | 0 | 0 | 0 | 0 | 0 | 0 | 0 | 0 | 0 | 0 | 0 | 0 | 0 | 0 | 0 | 0 | 0 | 0 | 0 | 0 | 0 | 0 | 0 | 0 | 0 | 0 | 0 | 0
| E5 | 0 | 0 | 0 | 0 | 0 | 0 | 0 | 0 | 0 | 0 | 0 | 0 | 0 | 0 | 0 | 0 | 0 | 0 | 0 | 0 | 0 | 0 | 0 | 0 | 0 | 0 | 0 | 0 | 0 | 0 | 0
| E6 | 0 | 0 | 0 | 0 | 0 | 0 | 0 | 0 | 0 | 0 | 0 | 0 | 0 | 0 | 0 | 0 | 0 | 0 | 0 | 0 | 0 | 0 | 0 | 0 | 0 | 0 | 0 | 0 | 0 | 0 | 0
| E7 | 0 | 0 | 0 | 0 | 0 | 0 | 0 | 0 | 0 | 0 | 0 | 0 | 0 | 0 | 0 | 0 | 0 | 0 | 0 | 0 | 0 | 0 | 0 | 0 | 0 | 0 | 0 | 0 | 0 | 0 | 0
| E8 | 0 | 0 | 0 | 0 | 0 | 0 | 0 | 0 | 0 | 0 | 0 | 0 | 0 | 0 | 0 | 0 | 0 | 0 | 0 | 0 | 0 | 0 | 0 | 0 | 0 | 0 | 0 | 0 | 0 | 0 | 0
| E9 | 0 | 0 | 0 | 0 | 0 | 0 | 0 | 0 | 0 | 0 | 0 | 0 | 0 | 0 | 0 | 0 | 0 | 0 | 0 | 0 | 0 | 0 | 0 | 0 | 0 | 0 | 0 | 0 | 0 | 0 | 0
| E10 | 0 | 0 | 0 | 0 | 0 | 0 | 0 | 0 | 0 | 0 | 0 | 0 | 0 | 0 | 0 | 0 | 0 | 0 | 0 | 0 | 0 | 0 | 0 | 0 | 0 | 0 | 0 | 0 | 0 | 0 | 0
| Vintage | 0 | 0 | 0 | 0 | 0 | 0 | 0 | 0 | 0 | 0 | 0 | 0 | 0 | 0 | 0 | 0 | 0 | 0 | 0 | 0 | 0 | 0 | 0 | 0 | 0 | 0 | 0 | 0 | 0 | 0 | 0
Tech Purchase Shares
| Year | Year 0 | Year 1 | Year 2 | Year 3 | Year 4 | Year 5 | Year 6 | Year 7 | Year 8 | Year 9 | Year 10 | Year 11 | Year 12 | Year 13 | Year 14 | Year 15 | Year 16 | Year 17 | Year 18 | Year 19 | Year 20 | Year 21 | Year 22 | Year 23 | Year 24 | Year 25 | Year 26 | Year 27 | Year 28 | Year 29 | Year 30
E1 | bar: Year 0 to Year 30
E2 | bar: Year 0 to Year 30
E3 | bar: Year 0 to Year 30
E4 | bar: Year 0 to Year 30
E5 | bar: Year 0 to Year 30
E6 | bar: Year 0 to Year 30
E7 | bar: Year 0 to Year 30
E8 | bar: Year 0 to Year 30
E9 | bar: Year 0 to Year 30
E10 | bar: Year 0 to Year 30
Units In from Switching
| E1 | 0 | 0 | 0 | 0 | 0 | 0 | 0 | 0 | 0 | 0 | 0 | 0 | 0 | 0 | 0 | 0 | 0 | 0 | 0 | 0 | 0 | 0 | 0 | 0 | 0 | 0 | 0 | 0 | 0 | 0 | 0
| E2 | 0 | 0 | 0 | 0 | 0 | 0 | 0 | 0 | 0 | 0 | 0 | 0 | 0 | 0 | 0 | 0 | 0 | 0 | 0 | 0 | 0 | 0 | 0 | 0 | 0 | 0 | 0 | 0 | 0 | 0 | 0
| E3 | 0 | 0 | 0 | 0 | 0 | 0 | 0 | 0 | 0 | 0 | 0 | 0 | 0 | 0 | 0 | 0 | 0 | 0 | 0 | 0 | 0 | 0 | 0 | 0 | 0 | 0 | 0 | 0 | 0 | 0 | 0
| E4 | 0 | 0 | 0 | 0 | 0 | 0 | 0 | 0 | 0 | 0 | 0 | 0 | 0 | 0 | 0 | 0 | 0 | 0 | 0 | 0 | 0 | 0 | 0 | 0 | 0 | 0 | 0 | 0 | 0 | 0 | 0
| E5 | 0 | 0 | 0 | 0 | 0 | 0 | 0 | 0 | 0 | 0 | 0 | 0 | 0 | 0 | 0 | 0 | 0 | 0 | 0 | 0 | 0 | 0 | 0 | 0 | 0 | 0 | 0 | 0 | 0 | 0 | 0
| E6 | 0 | 0 | 0 | 0 | 0 | 0 | 0 | 0 | 0 | 0 | 0 | 0 | 0 | 0 | 0 | 0 | 0 | 0 | 0 | 0 | 0 | 0 | 0 | 0 | 0 | 0 | 0 | 0 | 0 | 0 | 0
| E7 | 0 | 0 | 0 | 0 | 0 | 0 | 0 | 0 | 0 | 0 | 0 | 0 | 0 | 0 | 0 | 0 | 0 | 0 | 0 | 0 | 0 | 0 | 0 | 0 | 0 | 0 | 0 | 0 | 0 | 0 | 0
| E8 | 0 | 0 | 0 | 0 | 0 | 0 | 0 | 0 | 0 | 0 | 0 | 0 | 0 | 0 | 0 | 0 | 0 | 0 | 0 | 0 | 0 | 0 | 0 | 0 | 0 | 0 | 0 | 0 | 0 | 0 | 0
| E9 | 0 | 0 | 0 | 0 | 0 | 0 | 0 | 0 | 0 | 0 | 0 | 0 | 0 | 0 | 0 | 0 | 0 | 0 | 0 | 0 | 0 | 0 | 0 | 0 | 0 | 0 | 0 | 0 | 0 | 0 | 0
| E10 | 0 | 0 | 0 | 0 | 0 | 0 | 0 | 0 | 0 | 0 | 0 | 0 | 0 | 0 | 0 | 0 | 0 | 0 | 0 | 0 | 0 | 0 | 0 | 0 | 0 | 0 | 0 | 0 | 0 | 0 | 0
| Vintage | 0 | 0 | 0 | 0 | 0 | 0 | 0 | 0 | 0 | 0 | 0 | 0 | 0 | 0 | 0 | 0 | 0 | 0 | 0 | 0 | 0 | 0 | 0 | 0 | 0 | 0 | 0 | 0 | 0 | 0 | 0
Net Change
| Year | Year 0 | Year 1 | Year 2 | Year 3 | Year 4 | Year 5 | Year 6 | Year 7 | Year 8 | Year 9 | Year 10 | Year 11 | Year 12 | Year 13 | Year 14 | Year 15 | Year 16 | Year 17 | Year 18 | Year 19 | Year 20 | Year 21 | Year 22 | Year 23 | Year 24 | Year 25 | Year 26 | Year 27 | Year 28 | Year 29 | Year 30 | Key
| Units | 0 | 0 | 0 | 0 | 0 | 0 | 0 | 0 | 0 | 0 | 0 | 0 | 0 | 0 | 0 | 0 | 0 | 0 | 0 | 0 | 0 | 0 | 0 | 0 | 0 | 0 | 0 | 0 | 0 | 0 | 0 | 0_Units |  |  |  |  | 301957.8232
| Usage | 0 | 0 | 0 | 0 | 0 | 0 | 0 | 0 | 0 | 0 | 0 | 0 | 0 | 0 | 0 | 0 | 0 | 0 | 0 | 0 | 0 | 0 | 0 | 0 | 0 | 0 | 0 | 0 | 0 | 0 | 0 | 0_Usage |  |  |  |  | 1698.6543
| Peak Demand (S) | 0 | 0 | 0 | 0 | 0 | 0 | 0 | 0 | 0 | 0 | 0 | 0 | 0 | 0 | 0 | 0 | 0 | 0 | 0 | 0 | 0 | 0 | 0 | 0 | 0 | 0 | 0 | 0 | 0 | 0 | 0 | 0_Peak Demand (S) |  |  |  |  | 0
| Peak Demand (W) | 0 | 0 | 0 | 0 | 0 | 0 | 0 | 0 | 0 | 0 | 0 | 0 | 0 | 0 | 0 | 0 | 0 | 0 | 0 | 0 | 0 | 0 | 0 | 0 | 0 | 0 | 0 | 0 | 0 | 0 | 0 | 0_Peak Demand (W) |  |  |  |  | 884.6119
| Turnover | 0 | 0 | 0 | 0 | 0 | 0 | 0 | 0 | 0 | 0 | 0 | 0 | 0 | 0 | 0 | 0 | 0 | 0 | 0 | 0 | 0 | 0 | 0 | 0 | 0 | 0 | 0 | 0 | 0 | 0 | 0 | 0_Turnover |  |  |  |  | 6885.4476
| Avg. Replacement Usage | 0 | 0 | 0 | 0 | 0 | 0 | 0 | 0 | 0 | 0 | 0 | 0 | 0 | 0 | 0 | 0 | 0 | 0 | 0 | 0 | 0 | 0 | 0 | 0 | 0 | 0 | 0 | 0 | 0 | 0 | 0 | 0_Avg. Replacement Usage |  |  |  |  | 5638.8522
| Avg. Replacement Demand (S) | 0 | 0 | 0 | 0 | 0 | 0 | 0 | 0 | 0 | 0 | 0 | 0 | 0 | 0 | 0 | 0 | 0 | 0 | 0 | 0 | 0 | 0 | 0 | 0 | 0 | 0 | 0 | 0 | 0 | 0 | 0 | 0_Avg. Replacement Demand (S) |  |  |  |  | 0
| Avg. Replacement Demand (W) | 0 | 0 | 0 | 0 | 0 | 0 | 0 | 0 | 0 | 0 | 0 | 0 | 0 | 0 | 0 | 0 | 0 | 0 | 0 | 0 | 0 | 0 | 0 | 0 | 0 | 0 | 0 | 0 | 0 | 0 | 0 | 0_Avg. Replacement Demand (W) |  |  |  |  | 2.9366
Purchases
| Year | Year 0 | Year 1 | Year 2 | Year 3 | Year 4 | Year 5 | Year 6 | Year 7 | Year 8 | Year 9 | Year 10 | Year 11 | Year 12 | Year 13 | Year 14 | Year 15 | Year 16 | Year 17 | Year 18 | Year 19 | Year 20 | Year 21 | Year 22 | Year 23 | Year 24 | Year 25 | Year 26 | Year 27 | Year 28 | Year 29 | Year 30
| E1 | 0 | 0 | 0 | 0 | 0 | 0 | 0 | 0 | 0 | 0 | 0 | 0 | 0 | 0 | 0 | 0 | 0 | 0 | 0 | 0 | 0 | 0 | 0 | 0 | 0 | 0 | 0 | 0 | 0 | 0 | 0 | 0_E1_Purchases |  |  |  |  | 6885.4476
| E2 | 0 | 0 | 0 | 0 | 0 | 0 | 0 | 0 | 0 | 0 | 0 | 0 | 0 | 0 | 0 | 0 | 0 | 0 | 0 | 0 | 0 | 0 | 0 | 0 | 0 | 0 | 0 | 0 | 0 | 0 | 0 | 0_E2_Purchases |  |  |  |  | 0
| E3 | 0 | 0 | 0 | 0 | 0 | 0 | 0 | 0 | 0 | 0 | 0 | 0 | 0 | 0 | 0 | 0 | 0 | 0 | 0 | 0 | 0 | 0 | 0 | 0 | 0 | 0 | 0 | 0 | 0 | 0 | 0 | 0_E3_Purchases |  |  |  |  | 0
| E4 | 0 | 0 | 0 | 0 | 0 | 0 | 0 | 0 | 0 | 0 | 0 | 0 | 0 | 0 | 0 | 0 | 0 | 0 | 0 | 0 | 0 | 0 | 0 | 0 | 0 | 0 | 0 | 0 | 0 | 0 | 0 | 0_E4_Purchases |  |  |  |  | 0
| E5 | 0 | 0 | 0 | 0 | 0 | 0 | 0 | 0 | 0 | 0 | 0 | 0 | 0 | 0 | 0 | 0 | 0 | 0 | 0 | 0 | 0 | 0 | 0 | 0 | 0 | 0 | 0 | 0 | 0 | 0 | 0 | 0_E5_Purchases |  |  |  |  | 0
| E6 | 0 | 0 | 0 | 0 | 0 | 0 | 0 | 0 | 0 | 0 | 0 | 0 | 0 | 0 | 0 | 0 | 0 | 0 | 0 | 0 | 0 | 0 | 0 | 0 | 0 | 0 | 0 | 0 | 0 | 0 | 0 | 0_E6_Purchases |  |  |  |  | 0
| E7 | 0 | 0 | 0 | 0 | 0 | 0 | 0 | 0 | 0 | 0 | 0 | 0 | 0 | 0 | 0 | 0 | 0 | 0 | 0 | 0 | 0 | 0 | 0 | 0 | 0 | 0 | 0 | 0 | 0 | 0 | 0 | 0_E7_Purchases |  |  |  |  | 0
| E8 | 0 | 0 | 0 | 0 | 0 | 0 | 0 | 0 | 0 | 0 | 0 | 0 | 0 | 0 | 0 | 0 | 0 | 0 | 0 | 0 | 0 | 0 | 0 | 0 | 0 | 0 | 0 | 0 | 0 | 0 | 0 | 0_E8_Purchases |  |  |  |  | 0
| E9 | 0 | 0 | 0 | 0 | 0 | 0 | 0 | 0 | 0 | 0 | 0 | 0 | 0 | 0 | 0 | 0 | 0 | 0 | 0 | 0 | 0 | 0 | 0 | 0 | 0 | 0 | 0 | 0 | 0 | 0 | 0 | 0_E9_Purchases |  |  |  |  | 0
| E10 | 0 | 0 | 0 | 0 | 0 | 0 | 0 | 0 | 0 | 0 | 0 | 0 | 0 | 0 | 0 | 0 | 0 | 0 | 0 | 0 | 0 | 0 | 0 | 0 | 0 | 0 | 0 | 0 | 0 | 0 | 0 | 0_E10_Purchases |  |  |  |  | 0
Stock
| Year | Year 0 | Year 1 | Year 2 | Year 3 | Year 4 | Year 5 | Year 6 | Year 7 | Year 8 | Year 9 | Year 10 | Year 11 | Year 12 | Year 13 | Year 14 | Year 15 | Year 16 | Year 17 | Year 18 | Year 19 | Year 20 | Year 21 | Year 22 | Year 23 | Year 24 | Year 25 | Year 26 | Year 27 | Year 28 | Year 29 | Year 30
| E1 | 0 | 0 | 0 | 0 | 0 | 0 | 0 | 0 | 0 | 0 | 0 | 0 | 0 | 0 | 0 | 0 | 0 | 0 | 0 | 0 | 0 | 0 | 0 | 0 | 0 | 0 | 0 | 0 | 0 | 0 | 0 | 0_E1_Stock |  |  |  |  | 13576.6093
| E2 | 0 | 0 | 0 | 0 | 0 | 0 | 0 | 0 | 0 | 0 | 0 | 0 | 0 | 0 | 0 | 0 | 0 | 0 | 0 | 0 | 0 | 0 | 0 | 0 | 0 | 0 | 0 | 0 | 0 | 0 | 0 | 0_E2_Stock |  |  |  |  | 0
| E3 | 0 | 0 | 0 | 0 | 0 | 0 | 0 | 0 | 0 | 0 | 0 | 0 | 0 | 0 | 0 | 0 | 0 | 0 | 0 | 0 | 0 | 0 | 0 | 0 | 0 | 0 | 0 | 0 | 0 | 0 | 0 | 0_E3_Stock |  |  |  |  | 0
| E4 | 0 | 0 | 0 | 0 | 0 | 0 | 0 | 0 | 0 | 0 | 0 | 0 | 0 | 0 | 0 | 0 | 0 | 0 | 0 | 0 | 0 | 0 | 0 | 0 | 0 | 0 | 0 | 0 | 0 | 0 | 0 | 0_E4_Stock |  |  |  |  | 0
| E5 | 0 | 0 | 0 | 0 | 0 | 0 | 0 | 0 | 0 | 0 | 0 | 0 | 0 | 0 | 0 | 0 | 0 | 0 | 0 | 0 | 0 | 0 | 0 | 0 | 0 | 0 | 0 | 0 | 0 | 0 | 0 | 0_E5_Stock |  |  |  |  | 0
| E6 | 0 | 0 | 0 | 0 | 0 | 0 | 0 | 0 | 0 | 0 | 0 | 0 | 0 | 0 | 0 | 0 | 0 | 0 | 0 | 0 | 0 | 0 | 0 | 0 | 0 | 0 | 0 | 0 | 0 | 0 | 0 | 0_E6_Stock |  |  |  |  | 0
| E7 | 0 | 0 | 0 | 0 | 0 | 0 | 0 | 0 | 0 | 0 | 0 | 0 | 0 | 0 | 0 | 0 | 0 | 0 | 0 | 0 | 0 | 0 | 0 | 0 | 0 | 0 | 0 | 0 | 0 | 0 | 0 | 0_E7_Stock |  |  |  |  | 0
| E8 | 0 | 0 | 0 | 0 | 0 | 0 | 0 | 0 | 0 | 0 | 0 | 0 | 0 | 0 | 0 | 0 | 0 | 0 | 0 | 0 | 0 | 0 | 0 | 0 | 0 | 0 | 0 | 0 | 0 | 0 | 0 | 0_E8_Stock |  |  |  |  | 0
| E9 | 0 | 0 | 0 | 0 | 0 | 0 | 0 | 0 | 0 | 0 | 0 | 0 | 0 | 0 | 0 | 0 | 0 | 0 | 0 | 0 | 0 | 0 | 0 | 0 | 0 | 0 | 0 | 0 | 0 | 0 | 0 | 0_E9_Stock |  |  |  |  | 0
| E10 | 0 | 0 | 0 | 0 | 0 | 0 | 0 | 0 | 0 | 0 | 0 | 0 | 0 | 0 | 0 | 0 | 0 | 0 | 0 | 0 | 0 | 0 | 0 | 0 | 0 | 0 | 0 | 0 | 0 | 0 | 0 | 0_E10_Stock |  |  |  |  | 0
| Vintage | 0 | 0 | 0 | 0 | 0 | 0 | 0 | 0 | 0 | 0 | 0 | 0 | 0 | 0 | 0 | 0 | 0 | 0 | 0 | 0 | 0 | 0 | 0 | 0 | 0 | 0 | 0 | 0 | 0 | 0 | 0 | 0_Vintage_Stock |  |  |  |  | 288381.2139
S3C2 |  | Year 0: System 3 Technology 2
Technology Variables
| Tech Key | Year 0: 0
| Peak Factor (S) | Year 0: 0
| Peak Factor (W) | Year 0: 0
| Min Vintage Lifetime | Year 0: 0
| Max Vintage Lifetime | Year 0: 0
| Turnover Style | Year 0: 0
Technology Variables
| Equipment | Year 0: Label; Year 1: Min Lifetime; Year 2: Max Lifetime; Year 3: Degradation; Year 4: Usage; Year 5: Available
| E1 | Year 1: 0; Year 2: 0; Year 3: 0%; Year 4: 0; Year 5: FALSE
| E2 | Year 1: 0; Year 2: 0; Year 3: 0%; Year 4: 0; Year 5: FALSE
| E3 | Year 1: 0; Year 2: 0; Year 3: 0%; Year 4: 0; Year 5: FALSE
| E4 | Year 1: 0; Year 2: 0; Year 3: 0%; Year 4: 0; Year 5: FALSE
| E5 | Year 1: 0; Year 2: 0; Year 3: 0%; Year 4: 0; Year 5: FALSE
| E6 | Year 1: 0; Year 2: 0; Year 3: 0%; Year 4: 0; Year 5: FALSE
| E7 | Year 1: 0; Year 2: 0; Year 3: 0%; Year 4: 0; Year 5: FALSE
| E8 | Year 1: 0; Year 2: 0; Year 3: 0%; Year 4: 0; Year 5: FALSE
| E9 | Year 1: 0; Year 2: 0; Year 3: 0%; Year 4: 0; Year 5: FALSE
| E10 | Year 1: 0; Year 2: 0; Year 3: 0%; Year 4: 0; Year 5: FALSE
Original Forecast Results
| Year | Year 0 | Year 1 | Year 2 | Year 3 | Year 4 | Year 5 | Year 6 | Year 7 | Year 8 | Year 9 | Year 10 | Year 11 | Year 12 | Year 13 | Year 14 | Year 15 | Year 16 | Year 17 | Year 18 | Year 19 | Year 20 | Year 21 | Year 22 | Year 23 | Year 24 | Year 25 | Year 26 | Year 27 | Year 28 | Year 29 | Year 30 | Key
| Units | 0 | 0 | 0 | 0 | 0 | 0 | 0 | 0 | 0 | 0 | 0 | 0 | 0 | 0 | 0 | 0 | 0 | 0 | 0 | 0 | 0 | 0 | 0 | 0 | 0 | 0 | 0 | 0 | 0 | 0 | 0 | #REF! |  |  |  |  | 301957.8232
| Usage | 0 | 0 | 0 | 0 | 0 | 0 | 0 | 0 | 0 | 0 | 0 | 0 | 0 | 0 | 0 | 0 | 0 | 0 | 0 | 0 | 0 | 0 | 0 | 0 | 0 | 0 | 0 | 0 | 0 | 0 | 0 | #REF! |  |  |  |  | 1698.6543
| Peak Demand (S) | 0 | 0 | 0 | 0 | 0 | 0 | 0 | 0 | 0 | 0 | 0 | 0 | 0 | 0 | 0 | 0 | 0 | 0 | 0 | 0 | 0 | 0 | 0 | 0 | 0 | 0 | 0 | 0 | 0 | 0 | 0 | #REF! |  |  |  |  | 0
| Peak Demand (W) | 0 | 0 | 0 | 0 | 0 | 0 | 0 | 0 | 0 | 0 | 0 | 0 | 0 | 0 | 0 | 0 | 0 | 0 | 0 | 0 | 0 | 0 | 0 | 0 | 0 | 0 | 0 | 0 | 0 | 0 | 0 | #REF! |  |  |  |  | 884.6119
| Turnover | 0 | 0 | 0 | 0 | 0 | 0 | 0 | 0 | 0 | 0 | 0 | 0 | 0 | 0 | 0 | 0 | 0 | 0 | 0 | 0 | 0 | 0 | 0 | 0 | 0 | 0 | 0 | 0 | 0 | 0 | 0 | #REF! |  |  |  |  | 6885.4476
| Avg. Replacement Usage | 0 | 0 | 0 | 0 | 0 | 0 | 0 | 0 | 0 | 0 | 0 | 0 | 0 | 0 | 0 | 0 | 0 | 0 | 0 | 0 | 0 | 0 | 0 | 0 | 0 | 0 | 0 | 0 | 0 | 0 | 0 | #REF! |  |  |  |  | 5638.8522
| Avg. Replacement Demand (S) | 0 | 0 | 0 | 0 | 0 | 0 | 0 | 0 | 0 | 0 | 0 | 0 | 0 | 0 | 0 | 0 | 0 | 0 | 0 | 0 | 0 | 0 | 0 | 0 | 0 | 0 | 0 | 0 | 0 | 0 | 0 | #REF! |  |  |  |  | 0
| Avg. Replacement Demand (W) | 0 | 0 | 0 | 0 | 0 | 0 | 0 | 0 | 0 | 0 | 0 | 0 | 0 | 0 | 0 | 0 | 0 | 0 | 0 | 0 | 0 | 0 | 0 | 0 | 0 | 0 | 0 | 0 | 0 | 0 | 0 | #REF! |  |  |  |  | 2.9366
Tech Forecast Stock
| Year | Year 0 | Year 1 | Year 2 | Year 3 | Year 4 | Year 5 | Year 6 | Year 7 | Year 8 | Year 9 | Year 10 | Year 11 | Year 12 | Year 13 | Year 14 | Year 15 | Year 16 | Year 17 | Year 18 | Year 19 | Year 20 | Year 21 | Year 22 | Year 23 | Year 24 | Year 25 | Year 26 | Year 27 | Year 28 | Year 29 | Year 30
| E1 | 0 | 0 | 0 | 0 | 0 | 0 | 0 | 0 | 0 | 0 | 0 | 0 | 0 | 0 | 0 | 0 | 0 | 0 | 0 | 0 | 0 | 0 | 0 | 0 | 0 | 0 | 0 | 0 | 0 | 0 | 0
| E2 | 0 | 0 | 0 | 0 | 0 | 0 | 0 | 0 | 0 | 0 | 0 | 0 | 0 | 0 | 0 | 0 | 0 | 0 | 0 | 0 | 0 | 0 | 0 | 0 | 0 | 0 | 0 | 0 | 0 | 0 | 0
| E3 | 0 | 0 | 0 | 0 | 0 | 0 | 0 | 0 | 0 | 0 | 0 | 0 | 0 | 0 | 0 | 0 | 0 | 0 | 0 | 0 | 0 | 0 | 0 | 0 | 0 | 0 | 0 | 0 | 0 | 0 | 0
| E4 | 0 | 0 | 0 | 0 | 0 | 0 | 0 | 0 | 0 | 0 | 0 | 0 | 0 | 0 | 0 | 0 | 0 | 0 | 0 | 0 | 0 | 0 | 0 | 0 | 0 | 0 | 0 | 0 | 0 | 0 | 0
| E5 | 0 | 0 | 0 | 0 | 0 | 0 | 0 | 0 | 0 | 0 | 0 | 0 | 0 | 0 | 0 | 0 | 0 | 0 | 0 | 0 | 0 | 0 | 0 | 0 | 0 | 0 | 0 | 0 | 0 | 0 | 0
| E6 | 0 | 0 | 0 | 0 | 0 | 0 | 0 | 0 | 0 | 0 | 0 | 0 | 0 | 0 | 0 | 0 | 0 | 0 | 0 | 0 | 0 | 0 | 0 | 0 | 0 | 0 | 0 | 0 | 0 | 0 | 0
| E7 | 0 | 0 | 0 | 0 | 0 | 0 | 0 | 0 | 0 | 0 | 0 | 0 | 0 | 0 | 0 | 0 | 0 | 0 | 0 | 0 | 0 | 0 | 0 | 0 | 0 | 0 | 0 | 0 | 0 | 0 | 0
| E8 | 0 | 0 | 0 | 0 | 0 | 0 | 0 | 0 | 0 | 0 | 0 | 0 | 0 | 0 | 0 | 0 | 0 | 0 | 0 | 0 | 0 | 0 | 0 | 0 | 0 | 0 | 0 | 0 | 0 | 0 | 0
| E9 | 0 | 0 | 0 | 0 | 0 | 0 | 0 | 0 | 0 | 0 | 0 | 0 | 0 | 0 | 0 | 0 | 0 | 0 | 0 | 0 | 0 | 0 | 0 | 0 | 0 | 0 | 0 | 0 | 0 | 0 | 0
| E10 | 0 | 0 | 0 | 0 | 0 | 0 | 0 | 0 | 0 | 0 | 0 | 0 | 0 | 0 | 0 | 0 | 0 | 0 | 0 | 0 | 0 | 0 | 0 | 0 | 0 | 0 | 0 | 0 | 0 | 0 | 0
| Vintage | 0 | 0 | 0 | 0 | 0 | 0 | 0 | 0 | 0 | 0 | 0 | 0 | 0 | 0 | 0 | 0 | 0 | 0 | 0 | 0 | 0 | 0 | 0 | 0 | 0 | 0 | 0 | 0 | 0 | 0 | 0
Stock for Switching
| Year | Year 0 | Year 1 | Year 2 | Year 3 | Year 4 | Year 5 | Year 6 | Year 7 | Year 8 | Year 9 | Year 10 | Year 11 | Year 12 | Year 13 | Year 14 | Year 15 | Year 16 | Year 17 | Year 18 | Year 19 | Year 20 | Year 21 | Year 22 | Year 23 | Year 24 | Year 25 | Year 26 | Year 27 | Year 28 | Year 29 | Year 30
| E1 | 0 | 0 | 0 | 0 | 0 | 0 | 0 | 0 | 0 | 0 | 0 | 0 | 0 | 0 | 0 | 0 | 0 | 0 | 0 | 0 | 0 | 0 | 0 | 0 | 0 | 0 | 0 | 0 | 0 | 0 | 0 | 0_E1_SysStock
| E2 | 0 | 0 | 0 | 0 | 0 | 0 | 0 | 0 | 0 | 0 | 0 | 0 | 0 | 0 | 0 | 0 | 0 | 0 | 0 | 0 | 0 | 0 | 0 | 0 | 0 | 0 | 0 | 0 | 0 | 0 | 0 | 0_E2_SysStock
| E3 | 0 | 0 | 0 | 0 | 0 | 0 | 0 | 0 | 0 | 0 | 0 | 0 | 0 | 0 | 0 | 0 | 0 | 0 | 0 | 0 | 0 | 0 | 0 | 0 | 0 | 0 | 0 | 0 | 0 | 0 | 0 | 0_E3_SysStock
| E4 | 0 | 0 | 0 | 0 | 0 | 0 | 0 | 0 | 0 | 0 | 0 | 0 | 0 | 0 | 0 | 0 | 0 | 0 | 0 | 0 | 0 | 0 | 0 | 0 | 0 | 0 | 0 | 0 | 0 | 0 | 0 | 0_E4_SysStock
| E5 | 0 | 0 | 0 | 0 | 0 | 0 | 0 | 0 | 0 | 0 | 0 | 0 | 0 | 0 | 0 | 0 | 0 | 0 | 0 | 0 | 0 | 0 | 0 | 0 | 0 | 0 | 0 | 0 | 0 | 0 | 0 | 0_E5_SysStock
| E6 | 0 | 0 | 0 | 0 | 0 | 0 | 0 | 0 | 0 | 0 | 0 | 0 | 0 | 0 | 0 | 0 | 0 | 0 | 0 | 0 | 0 | 0 | 0 | 0 | 0 | 0 | 0 | 0 | 0 | 0 | 0 | 0_E6_SysStock
| E7 | 0 | 0 | 0 | 0 | 0 | 0 | 0 | 0 | 0 | 0 | 0 | 0 | 0 | 0 | 0 | 0 | 0 | 0 | 0 | 0 | 0 | 0 | 0 | 0 | 0 | 0 | 0 | 0 | 0 | 0 | 0 | 0_E7_SysStock
| E8 | 0 | 0 | 0 | 0 | 0 | 0 | 0 | 0 | 0 | 0 | 0 | 0 | 0 | 0 | 0 | 0 | 0 | 0 | 0 | 0 | 0 | 0 | 0 | 0 | 0 | 0 | 0 | 0 | 0 | 0 | 0 | 0_E8_SysStock
| E9 | 0 | 0 | 0 | 0 | 0 | 0 | 0 | 0 | 0 | 0 | 0 | 0 | 0 | 0 | 0 | 0 | 0 | 0 | 0 | 0 | 0 | 0 | 0 | 0 | 0 | 0 | 0 | 0 | 0 | 0 | 0 | 0_E9_SysStock
| E10 | 0 | 0 | 0 | 0 | 0 | 0 | 0 | 0 | 0 | 0 | 0 | 0 | 0 | 0 | 0 | 0 | 0 | 0 | 0 | 0 | 0 | 0 | 0 | 0 | 0 | 0 | 0 | 0 | 0 | 0 | 0 | 0_E10_SysStock
| Vintage | 0 | 0 | 0 | 0 | 0 | 0 | 0 | 0 | 0 | 0 | 0 | 0 | 0 | 0 | 0 | 0 | 0 | 0 | 0 | 0 | 0 | 0 | 0 | 0 | 0 | 0 | 0 | 0 | 0 | 0 | 0 | 0_Vintage_SysStock
Tech Forecast Purchases
| Year | Year 0 | Year 1 | Year 2 | Year 3 | Year 4 | Year 5 | Year 6 | Year 7 | Year 8 | Year 9 | Year 10 | Year 11 | Year 12 | Year 13 | Year 14 | Year 15 | Year 16 | Year 17 | Year 18 | Year 19 | Year 20 | Year 21 | Year 22 | Year 23 | Year 24 | Year 25 | Year 26 | Year 27 | Year 28 | Year 29 | Year 30
| E1 | 0 | 0 | 0 | 0 | 0 | 0 | 0 | 0 | 0 | 0 | 0 | 0 | 0 | 0 | 0 | 0 | 0 | 0 | 0 | 0 | 0 | 0 | 0 | 0 | 0 | 0 | 0 | 0 | 0 | 0 | 0
| E2 | 0 | 0 | 0 | 0 | 0 | 0 | 0 | 0 | 0 | 0 | 0 | 0 | 0 | 0 | 0 | 0 | 0 | 0 | 0 | 0 | 0 | 0 | 0 | 0 | 0 | 0 | 0 | 0 | 0 | 0 | 0
| E3 | 0 | 0 | 0 | 0 | 0 | 0 | 0 | 0 | 0 | 0 | 0 | 0 | 0 | 0 | 0 | 0 | 0 | 0 | 0 | 0 | 0 | 0 | 0 | 0 | 0 | 0 | 0 | 0 | 0 | 0 | 0
| E4 | 0 | 0 | 0 | 0 | 0 | 0 | 0 | 0 | 0 | 0 | 0 | 0 | 0 | 0 | 0 | 0 | 0 | 0 | 0 | 0 | 0 | 0 | 0 | 0 | 0 | 0 | 0 | 0 | 0 | 0 | 0
| E5 | 0 | 0 | 0 | 0 | 0 | 0 | 0 | 0 | 0 | 0 | 0 | 0 | 0 | 0 | 0 | 0 | 0 | 0 | 0 | 0 | 0 | 0 | 0 | 0 | 0 | 0 | 0 | 0 | 0 | 0 | 0
| E6 | 0 | 0 | 0 | 0 | 0 | 0 | 0 | 0 | 0 | 0 | 0 | 0 | 0 | 0 | 0 | 0 | 0 | 0 | 0 | 0 | 0 | 0 | 0 | 0 | 0 | 0 | 0 | 0 | 0 | 0 | 0
| E7 | 0 | 0 | 0 | 0 | 0 | 0 | 0 | 0 | 0 | 0 | 0 | 0 | 0 | 0 | 0 | 0 | 0 | 0 | 0 | 0 | 0 | 0 | 0 | 0 | 0 | 0 | 0 | 0 | 0 | 0 | 0
| E8 | 0 | 0 | 0 | 0 | 0 | 0 | 0 | 0 | 0 | 0 | 0 | 0 | 0 | 0 | 0 | 0 | 0 | 0 | 0 | 0 | 0 | 0 | 0 | 0 | 0 | 0 | 0 | 0 | 0 | 0 | 0
| E9 | 0 | 0 | 0 | 0 | 0 | 0 | 0 | 0 | 0 | 0 | 0 | 0 | 0 | 0 | 0 | 0 | 0 | 0 | 0 | 0 | 0 | 0 | 0 | 0 | 0 | 0 | 0 | 0 | 0 | 0 | 0
| E10 | 0 | 0 | 0 | 0 | 0 | 0 | 0 | 0 | 0 | 0 | 0 | 0 | 0 | 0 | 0 | 0 | 0 | 0 | 0 | 0 | 0 | 0 | 0 | 0 | 0 | 0 | 0 | 0 | 0 | 0 | 0
Potential to Switch
| Year | Year 0 | Year 1 | Year 2 | Year 3 | Year 4 | Year 5 | Year 6 | Year 7 | Year 8 | Year 9 | Year 10 | Year 11 | Year 12 | Year 13 | Year 14 | Year 15 | Year 16 | Year 17 | Year 18 | Year 19 | Year 20 | Year 21 | Year 22 | Year 23 | Year 24 | Year 25 | Year 26 | Year 27 | Year 28 | Year 29 | Year 30
| E1 | 0 | 0 | 0 | 0 | 0 | 0 | 0 | 0 | 0 | 0 | 0 | 0 | 0 | 0 | 0 | 0 | 0 | 0 | 0 | 0 | 0 | 0 | 0 | 0 | 0 | 0 | 0 | 0 | 0 | 0 | 0 | 0_E1_Switched Out
| E2 | 0 | 0 | 0 | 0 | 0 | 0 | 0 | 0 | 0 | 0 | 0 | 0 | 0 | 0 | 0 | 0 | 0 | 0 | 0 | 0 | 0 | 0 | 0 | 0 | 0 | 0 | 0 | 0 | 0 | 0 | 0 | 0_E2_Switched Out
| E3 | 0 | 0 | 0 | 0 | 0 | 0 | 0 | 0 | 0 | 0 | 0 | 0 | 0 | 0 | 0 | 0 | 0 | 0 | 0 | 0 | 0 | 0 | 0 | 0 | 0 | 0 | 0 | 0 | 0 | 0 | 0 | 0_E3_Switched Out
| E4 | 0 | 0 | 0 | 0 | 0 | 0 | 0 | 0 | 0 | 0 | 0 | 0 | 0 | 0 | 0 | 0 | 0 | 0 | 0 | 0 | 0 | 0 | 0 | 0 | 0 | 0 | 0 | 0 | 0 | 0 | 0 | 0_E4_Switched Out
| E5 | 0 | 0 | 0 | 0 | 0 | 0 | 0 | 0 | 0 | 0 | 0 | 0 | 0 | 0 | 0 | 0 | 0 | 0 | 0 | 0 | 0 | 0 | 0 | 0 | 0 | 0 | 0 | 0 | 0 | 0 | 0 | 0_E5_Switched Out
| E6 | 0 | 0 | 0 | 0 | 0 | 0 | 0 | 0 | 0 | 0 | 0 | 0 | 0 | 0 | 0 | 0 | 0 | 0 | 0 | 0 | 0 | 0 | 0 | 0 | 0 | 0 | 0 | 0 | 0 | 0 | 0 | 0_E6_Switched Out
| E7 | 0 | 0 | 0 | 0 | 0 | 0 | 0 | 0 | 0 | 0 | 0 | 0 | 0 | 0 | 0 | 0 | 0 | 0 | 0 | 0 | 0 | 0 | 0 | 0 | 0 | 0 | 0 | 0 | 0 | 0 | 0 | 0_E7_Switched Out
| E8 | 0 | 0 | 0 | 0 | 0 | 0 | 0 | 0 | 0 | 0 | 0 | 0 | 0 | 0 | 0 | 0 | 0 | 0 | 0 | 0 | 0 | 0 | 0 | 0 | 0 | 0 | 0 | 0 | 0 | 0 | 0 | 0_E8_Switched Out
| E9 | 0 | 0 | 0 | 0 | 0 | 0 | 0 | 0 | 0 | 0 | 0 | 0 | 0 | 0 | 0 | 0 | 0 | 0 | 0 | 0 | 0 | 0 | 0 | 0 | 0 | 0 | 0 | 0 | 0 | 0 | 0 | 0_E9_Switched Out
| E10 | 0 | 0 | 0 | 0 | 0 | 0 | 0 | 0 | 0 | 0 | 0 | 0 | 0 | 0 | 0 | 0 | 0 | 0 | 0 | 0 | 0 | 0 | 0 | 0 | 0 | 0 | 0 | 0 | 0 | 0 | 0 | 0_E10_Switched Out
Units Out
| E1 | 0 | 0 | 0 | 0 | 0 | 0 | 0 | 0 | 0 | 0 | 0 | 0 | 0 | 0 | 0 | 0 | 0 | 0 | 0 | 0 | 0 | 0 | 0 | 0 | 0 | 0 | 0 | 0 | 0 | 0 | 0
| E2 | 0 | 0 | 0 | 0 | 0 | 0 | 0 | 0 | 0 | 0 | 0 | 0 | 0 | 0 | 0 | 0 | 0 | 0 | 0 | 0 | 0 | 0 | 0 | 0 | 0 | 0 | 0 | 0 | 0 | 0 | 0
| E3 | 0 | 0 | 0 | 0 | 0 | 0 | 0 | 0 | 0 | 0 | 0 | 0 | 0 | 0 | 0 | 0 | 0 | 0 | 0 | 0 | 0 | 0 | 0 | 0 | 0 | 0 | 0 | 0 | 0 | 0 | 0
| E4 | 0 | 0 | 0 | 0 | 0 | 0 | 0 | 0 | 0 | 0 | 0 | 0 | 0 | 0 | 0 | 0 | 0 | 0 | 0 | 0 | 0 | 0 | 0 | 0 | 0 | 0 | 0 | 0 | 0 | 0 | 0
| E5 | 0 | 0 | 0 | 0 | 0 | 0 | 0 | 0 | 0 | 0 | 0 | 0 | 0 | 0 | 0 | 0 | 0 | 0 | 0 | 0 | 0 | 0 | 0 | 0 | 0 | 0 | 0 | 0 | 0 | 0 | 0
| E6 | 0 | 0 | 0 | 0 | 0 | 0 | 0 | 0 | 0 | 0 | 0 | 0 | 0 | 0 | 0 | 0 | 0 | 0 | 0 | 0 | 0 | 0 | 0 | 0 | 0 | 0 | 0 | 0 | 0 | 0 | 0
| E7 | 0 | 0 | 0 | 0 | 0 | 0 | 0 | 0 | 0 | 0 | 0 | 0 | 0 | 0 | 0 | 0 | 0 | 0 | 0 | 0 | 0 | 0 | 0 | 0 | 0 | 0 | 0 | 0 | 0 | 0 | 0
| E8 | 0 | 0 | 0 | 0 | 0 | 0 | 0 | 0 | 0 | 0 | 0 | 0 | 0 | 0 | 0 | 0 | 0 | 0 | 0 | 0 | 0 | 0 | 0 | 0 | 0 | 0 | 0 | 0 | 0 | 0 | 0
| E9 | 0 | 0 | 0 | 0 | 0 | 0 | 0 | 0 | 0 | 0 | 0 | 0 | 0 | 0 | 0 | 0 | 0 | 0 | 0 | 0 | 0 | 0 | 0 | 0 | 0 | 0 | 0 | 0 | 0 | 0 | 0
| E10 | 0 | 0 | 0 | 0 | 0 | 0 | 0 | 0 | 0 | 0 | 0 | 0 | 0 | 0 | 0 | 0 | 0 | 0 | 0 | 0 | 0 | 0 | 0 | 0 | 0 | 0 | 0 | 0 | 0 | 0 | 0
| Vintage | 0 | 0 | 0 | 0 | 0 | 0 | 0 | 0 | 0 | 0 | 0 | 0 | 0 | 0 | 0 | 0 | 0 | 0 | 0 | 0 | 0 | 0 | 0 | 0 | 0 | 0 | 0 | 0 | 0 | 0 | 0
Tech Purchase Shares
| Year | Year 0 | Year 1 | Year 2 | Year 3 | Year 4 | Year 5 | Year 6 | Year 7 | Year 8 | Year 9 | Year 10 | Year 11 | Year 12 | Year 13 | Year 14 | Year 15 | Year 16 | Year 17 | Year 18 | Year 19 | Year 20 | Year 21 | Year 22 | Year 23 | Year 24 | Year 25 | Year 26 | Year 27 | Year 28 | Year 29 | Year 30
E1 | bar: Year 0 to Year 30
E2 | bar: Year 0 to Year 30
E3 | bar: Year 0 to Year 30
E4 | bar: Year 0 to Year 30
E5 | bar: Year 0 to Year 30
E6 | bar: Year 0 to Year 30
E7 | bar: Year 0 to Year 30
E8 | bar: Year 0 to Year 30
E9 | bar: Year 0 to Year 30
E10 | bar: Year 0 to Year 30
Units In from Switching
| E1 | 0 | 0 | 0 | 0 | 0 | 0 | 0 | 0 | 0 | 0 | 0 | 0 | 0 | 0 | 0 | 0 | 0 | 0 | 0 | 0 | 0 | 0 | 0 | 0 | 0 | 0 | 0 | 0 | 0 | 0 | 0
| E2 | 0 | 0 | 0 | 0 | 0 | 0 | 0 | 0 | 0 | 0 | 0 | 0 | 0 | 0 | 0 | 0 | 0 | 0 | 0 | 0 | 0 | 0 | 0 | 0 | 0 | 0 | 0 | 0 | 0 | 0 | 0
| E3 | 0 | 0 | 0 | 0 | 0 | 0 | 0 | 0 | 0 | 0 | 0 | 0 | 0 | 0 | 0 | 0 | 0 | 0 | 0 | 0 | 0 | 0 | 0 | 0 | 0 | 0 | 0 | 0 | 0 | 0 | 0
| E4 | 0 | 0 | 0 | 0 | 0 | 0 | 0 | 0 | 0 | 0 | 0 | 0 | 0 | 0 | 0 | 0 | 0 | 0 | 0 | 0 | 0 | 0 | 0 | 0 | 0 | 0 | 0 | 0 | 0 | 0 | 0
| E5 | 0 | 0 | 0 | 0 | 0 | 0 | 0 | 0 | 0 | 0 | 0 | 0 | 0 | 0 | 0 | 0 | 0 | 0 | 0 | 0 | 0 | 0 | 0 | 0 | 0 | 0 | 0 | 0 | 0 | 0 | 0
| E6 | 0 | 0 | 0 | 0 | 0 | 0 | 0 | 0 | 0 | 0 | 0 | 0 | 0 | 0 | 0 | 0 | 0 | 0 | 0 | 0 | 0 | 0 | 0 | 0 | 0 | 0 | 0 | 0 | 0 | 0 | 0
| E7 | 0 | 0 | 0 | 0 | 0 | 0 | 0 | 0 | 0 | 0 | 0 | 0 | 0 | 0 | 0 | 0 | 0 | 0 | 0 | 0 | 0 | 0 | 0 | 0 | 0 | 0 | 0 | 0 | 0 | 0 | 0
| E8 | 0 | 0 | 0 | 0 | 0 | 0 | 0 | 0 | 0 | 0 | 0 | 0 | 0 | 0 | 0 | 0 | 0 | 0 | 0 | 0 | 0 | 0 | 0 | 0 | 0 | 0 | 0 | 0 | 0 | 0 | 0
| E9 | 0 | 0 | 0 | 0 | 0 | 0 | 0 | 0 | 0 | 0 | 0 | 0 | 0 | 0 | 0 | 0 | 0 | 0 | 0 | 0 | 0 | 0 | 0 | 0 | 0 | 0 | 0 | 0 | 0 | 0 | 0
| E10 | 0 | 0 | 0 | 0 | 0 | 0 | 0 | 0 | 0 | 0 | 0 | 0 | 0 | 0 | 0 | 0 | 0 | 0 | 0 | 0 | 0 | 0 | 0 | 0 | 0 | 0 | 0 | 0 | 0 | 0 | 0
| Vintage | 0 | 0 | 0 | 0 | 0 | 0 | 0 | 0 | 0 | 0 | 0 | 0 | 0 | 0 | 0 | 0 | 0 | 0 | 0 | 0 | 0 | 0 | 0 | 0 | 0 | 0 | 0 | 0 | 0 | 0 | 0
Net Change
| Year | Year 0 | Year 1 | Year 2 | Year 3 | Year 4 | Year 5 | Year 6 | Year 7 | Year 8 | Year 9 | Year 10 | Year 11 | Year 12 | Year 13 | Year 14 | Year 15 | Year 16 | Year 17 | Year 18 | Year 19 | Year 20 | Year 21 | Year 22 | Year 23 | Year 24 | Year 25 | Year 26 | Year 27 | Year 28 | Year 29 | Year 30 | Key
| Units | 0 | 0 | 0 | 0 | 0 | 0 | 0 | 0 | 0 | 0 | 0 | 0 | 0 | 0 | 0 | 0 | 0 | 0 | 0 | 0 | 0 | 0 | 0 | 0 | 0 | 0 | 0 | 0 | 0 | 0 | 0 | 0_Units |  |  |  |  | 301957.8232
| Usage | 0 | 0 | 0 | 0 | 0 | 0 | 0 | 0 | 0 | 0 | 0 | 0 | 0 | 0 | 0 | 0 | 0 | 0 | 0 | 0 | 0 | 0 | 0 | 0 | 0 | 0 | 0 | 0 | 0 | 0 | 0 | 0_Usage |  |  |  |  | 1698.6543
| Peak Demand (S) | 0 | 0 | 0 | 0 | 0 | 0 | 0 | 0 | 0 | 0 | 0 | 0 | 0 | 0 | 0 | 0 | 0 | 0 | 0 | 0 | 0 | 0 | 0 | 0 | 0 | 0 | 0 | 0 | 0 | 0 | 0 | 0_Peak Demand (S) |  |  |  |  | 0
| Peak Demand (W) | 0 | 0 | 0 | 0 | 0 | 0 | 0 | 0 | 0 | 0 | 0 | 0 | 0 | 0 | 0 | 0 | 0 | 0 | 0 | 0 | 0 | 0 | 0 | 0 | 0 | 0 | 0 | 0 | 0 | 0 | 0 | 0_Peak Demand (W) |  |  |  |  | 884.6119
| Turnover | 0 | 0 | 0 | 0 | 0 | 0 | 0 | 0 | 0 | 0 | 0 | 0 | 0 | 0 | 0 | 0 | 0 | 0 | 0 | 0 | 0 | 0 | 0 | 0 | 0 | 0 | 0 | 0 | 0 | 0 | 0 | 0_Turnover |  |  |  |  | 6885.4476
| Avg. Replacement Usage | 0 | 0 | 0 | 0 | 0 | 0 | 0 | 0 | 0 | 0 | 0 | 0 | 0 | 0 | 0 | 0 | 0 | 0 | 0 | 0 | 0 | 0 | 0 | 0 | 0 | 0 | 0 | 0 | 0 | 0 | 0 | 0_Avg. Replacement Usage |  |  |  |  | 5638.8522
| Avg. Replacement Demand (S) | 0 | 0 | 0 | 0 | 0 | 0 | 0 | 0 | 0 | 0 | 0 | 0 | 0 | 0 | 0 | 0 | 0 | 0 | 0 | 0 | 0 | 0 | 0 | 0 | 0 | 0 | 0 | 0 | 0 | 0 | 0 | 0_Avg. Replacement Demand (S) |  |  |  |  | 0
| Avg. Replacement Demand (W) | 0 | 0 | 0 | 0 | 0 | 0 | 0 | 0 | 0 | 0 | 0 | 0 | 0 | 0 | 0 | 0 | 0 | 0 | 0 | 0 | 0 | 0 | 0 | 0 | 0 | 0 | 0 | 0 | 0 | 0 | 0 | 0_Avg. Replacement Demand (W) |  |  |  |  | 2.9366
Purchases
| Year | Year 0 | Year 1 | Year 2 | Year 3 | Year 4 | Year 5 | Year 6 | Year 7 | Year 8 | Year 9 | Year 10 | Year 11 | Year 12 | Year 13 | Year 14 | Year 15 | Year 16 | Year 17 | Year 18 | Year 19 | Year 20 | Year 21 | Year 22 | Year 23 | Year 24 | Year 25 | Year 26 | Year 27 | Year 28 | Year 29 | Year 30
| E1 | 0 | 0 | 0 | 0 | 0 | 0 | 0 | 0 | 0 | 0 | 0 | 0 | 0 | 0 | 0 | 0 | 0 | 0 | 0 | 0 | 0 | 0 | 0 | 0 | 0 | 0 | 0 | 0 | 0 | 0 | 0 | 0_E1_Purchases |  |  |  |  | 6885.4476
| E2 | 0 | 0 | 0 | 0 | 0 | 0 | 0 | 0 | 0 | 0 | 0 | 0 | 0 | 0 | 0 | 0 | 0 | 0 | 0 | 0 | 0 | 0 | 0 | 0 | 0 | 0 | 0 | 0 | 0 | 0 | 0 | 0_E2_Purchases |  |  |  |  | 0
| E3 | 0 | 0 | 0 | 0 | 0 | 0 | 0 | 0 | 0 | 0 | 0 | 0 | 0 | 0 | 0 | 0 | 0 | 0 | 0 | 0 | 0 | 0 | 0 | 0 | 0 | 0 | 0 | 0 | 0 | 0 | 0 | 0_E3_Purchases |  |  |  |  | 0
| E4 | 0 | 0 | 0 | 0 | 0 | 0 | 0 | 0 | 0 | 0 | 0 | 0 | 0 | 0 | 0 | 0 | 0 | 0 | 0 | 0 | 0 | 0 | 0 | 0 | 0 | 0 | 0 | 0 | 0 | 0 | 0 | 0_E4_Purchases |  |  |  |  | 0
| E5 | 0 | 0 | 0 | 0 | 0 | 0 | 0 | 0 | 0 | 0 | 0 | 0 | 0 | 0 | 0 | 0 | 0 | 0 | 0 | 0 | 0 | 0 | 0 | 0 | 0 | 0 | 0 | 0 | 0 | 0 | 0 | 0_E5_Purchases |  |  |  |  | 0
| E6 | 0 | 0 | 0 | 0 | 0 | 0 | 0 | 0 | 0 | 0 | 0 | 0 | 0 | 0 | 0 | 0 | 0 | 0 | 0 | 0 | 0 | 0 | 0 | 0 | 0 | 0 | 0 | 0 | 0 | 0 | 0 | 0_E6_Purchases |  |  |  |  | 0
| E7 | 0 | 0 | 0 | 0 | 0 | 0 | 0 | 0 | 0 | 0 | 0 | 0 | 0 | 0 | 0 | 0 | 0 | 0 | 0 | 0 | 0 | 0 | 0 | 0 | 0 | 0 | 0 | 0 | 0 | 0 | 0 | 0_E7_Purchases |  |  |  |  | 0
| E8 | 0 | 0 | 0 | 0 | 0 | 0 | 0 | 0 | 0 | 0 | 0 | 0 | 0 | 0 | 0 | 0 | 0 | 0 | 0 | 0 | 0 | 0 | 0 | 0 | 0 | 0 | 0 | 0 | 0 | 0 | 0 | 0_E8_Purchases |  |  |  |  | 0
| E9 | 0 | 0 | 0 | 0 | 0 | 0 | 0 | 0 | 0 | 0 | 0 | 0 | 0 | 0 | 0 | 0 | 0 | 0 | 0 | 0 | 0 | 0 | 0 | 0 | 0 | 0 | 0 | 0 | 0 | 0 | 0 | 0_E9_Purchases |  |  |  |  | 0
| E10 | 0 | 0 | 0 | 0 | 0 | 0 | 0 | 0 | 0 | 0 | 0 | 0 | 0 | 0 | 0 | 0 | 0 | 0 | 0 | 0 | 0 | 0 | 0 | 0 | 0 | 0 | 0 | 0 | 0 | 0 | 0 | 0_E10_Purchases |  |  |  |  | 0
Stock
| Year | Year 0 | Year 1 | Year 2 | Year 3 | Year 4 | Year 5 | Year 6 | Year 7 | Year 8 | Year 9 | Year 10 | Year 11 | Year 12 | Year 13 | Year 14 | Year 15 | Year 16 | Year 17 | Year 18 | Year 19 | Year 20 | Year 21 | Year 22 | Year 23 | Year 24 | Year 25 | Year 26 | Year 27 | Year 28 | Year 29 | Year 30
| E1 | 0 | 0 | 0 | 0 | 0 | 0 | 0 | 0 | 0 | 0 | 0 | 0 | 0 | 0 | 0 | 0 | 0 | 0 | 0 | 0 | 0 | 0 | 0 | 0 | 0 | 0 | 0 | 0 | 0 | 0 | 0 | 0_E1_Stock |  |  |  |  | 13576.6093
| E2 | 0 | 0 | 0 | 0 | 0 | 0 | 0 | 0 | 0 | 0 | 0 | 0 | 0 | 0 | 0 | 0 | 0 | 0 | 0 | 0 | 0 | 0 | 0 | 0 | 0 | 0 | 0 | 0 | 0 | 0 | 0 | 0_E2_Stock |  |  |  |  | 0
| E3 | 0 | 0 | 0 | 0 | 0 | 0 | 0 | 0 | 0 | 0 | 0 | 0 | 0 | 0 | 0 | 0 | 0 | 0 | 0 | 0 | 0 | 0 | 0 | 0 | 0 | 0 | 0 | 0 | 0 | 0 | 0 | 0_E3_Stock |  |  |  |  | 0
| E4 | 0 | 0 | 0 | 0 | 0 | 0 | 0 | 0 | 0 | 0 | 0 | 0 | 0 | 0 | 0 | 0 | 0 | 0 | 0 | 0 | 0 | 0 | 0 | 0 | 0 | 0 | 0 | 0 | 0 | 0 | 0 | 0_E4_Stock |  |  |  |  | 0
| E5 | 0 | 0 | 0 | 0 | 0 | 0 | 0 | 0 | 0 | 0 | 0 | 0 | 0 | 0 | 0 | 0 | 0 | 0 | 0 | 0 | 0 | 0 | 0 | 0 | 0 | 0 | 0 | 0 | 0 | 0 | 0 | 0_E5_Stock |  |  |  |  | 0
| E6 | 0 | 0 | 0 | 0 | 0 | 0 | 0 | 0 | 0 | 0 | 0 | 0 | 0 | 0 | 0 | 0 | 0 | 0 | 0 | 0 | 0 | 0 | 0 | 0 | 0 | 0 | 0 | 0 | 0 | 0 | 0 | 0_E6_Stock |  |  |  |  | 0
| E7 | 0 | 0 | 0 | 0 | 0 | 0 | 0 | 0 | 0 | 0 | 0 | 0 | 0 | 0 | 0 | 0 | 0 | 0 | 0 | 0 | 0 | 0 | 0 | 0 | 0 | 0 | 0 | 0 | 0 | 0 | 0 | 0_E7_Stock |  |  |  |  | 0
| E8 | 0 | 0 | 0 | 0 | 0 | 0 | 0 | 0 | 0 | 0 | 0 | 0 | 0 | 0 | 0 | 0 | 0 | 0 | 0 | 0 | 0 | 0 | 0 | 0 | 0 | 0 | 0 | 0 | 0 | 0 | 0 | 0_E8_Stock |  |  |  |  | 0
| E9 | 0 | 0 | 0 | 0 | 0 | 0 | 0 | 0 | 0 | 0 | 0 | 0 | 0 | 0 | 0 | 0 | 0 | 0 | 0 | 0 | 0 | 0 | 0 | 0 | 0 | 0 | 0 | 0 | 0 | 0 | 0 | 0_E9_Stock |  |  |  |  | 0
| E10 | 0 | 0 | 0 | 0 | 0 | 0 | 0 | 0 | 0 | 0 | 0 | 0 | 0 | 0 | 0 | 0 | 0 | 0 | 0 | 0 | 0 | 0 | 0 | 0 | 0 | 0 | 0 | 0 | 0 | 0 | 0 | 0_E10_Stock |  |  |  |  | 0
| Vintage | 0 | 0 | 0 | 0 | 0 | 0 | 0 | 0 | 0 | 0 | 0 | 0 | 0 | 0 | 0 | 0 | 0 | 0 | 0 | 0 | 0 | 0 | 0 | 0 | 0 | 0 | 0 | 0 | 0 | 0 | 0 | 0_Vintage_Stock |  |  |  |  | 288381.2139
S3C3 |  | Year 0: System 3 Technology 3
Technology Variables
| Tech Key | Year 0: 0
| Peak Factor (S) | Year 0: 0
| Peak Factor (W) | Year 0: 0
| Min Vintage Lifetime | Year 0: 0
| Max Vintage Lifetime | Year 0: 0
| Turnover Style | Year 0: 0
Technology Variables
| Equipment | Year 0: Label; Year 1: Min Lifetime; Year 2: Max Lifetime; Year 3: Degradation; Year 4: Usage; Year 5: Available
| E1 | Year 1: 0; Year 2: 0; Year 3: 0%; Year 4: 0; Year 5: FALSE
| E2 | Year 1: 0; Year 2: 0; Year 3: 0%; Year 4: 0; Year 5: FALSE
| E3 | Year 1: 0; Year 2: 0; Year 3: 0%; Year 4: 0; Year 5: FALSE
| E4 | Year 1: 0; Year 2: 0; Year 3: 0%; Year 4: 0; Year 5: FALSE
| E5 | Year 1: 0; Year 2: 0; Year 3: 0%; Year 4: 0; Year 5: FALSE
| E6 | Year 1: 0; Year 2: 0; Year 3: 0%; Year 4: 0; Year 5: FALSE
| E7 | Year 1: 0; Year 2: 0; Year 3: 0%; Year 4: 0; Year 5: FALSE
| E8 | Year 1: 0; Year 2: 0; Year 3: 0%; Year 4: 0; Year 5: FALSE
| E9 | Year 1: 0; Year 2: 0; Year 3: 0%; Year 4: 0; Year 5: FALSE
| E10 | Year 1: 0; Year 2: 0; Year 3: 0%; Year 4: 0; Year 5: FALSE
Original Forecast Results
| Year | Year 0 | Year 1 | Year 2 | Year 3 | Year 4 | Year 5 | Year 6 | Year 7 | Year 8 | Year 9 | Year 10 | Year 11 | Year 12 | Year 13 | Year 14 | Year 15 | Year 16 | Year 17 | Year 18 | Year 19 | Year 20 | Year 21 | Year 22 | Year 23 | Year 24 | Year 25 | Year 26 | Year 27 | Year 28 | Year 29 | Year 30 | Key
| Units | 0 | 0 | 0 | 0 | 0 | 0 | 0 | 0 | 0 | 0 | 0 | 0 | 0 | 0 | 0 | 0 | 0 | 0 | 0 | 0 | 0 | 0 | 0 | 0 | 0 | 0 | 0 | 0 | 0 | 0 | 0 | #REF! |  |  |  |  | 301957.8232
| Usage | 0 | 0 | 0 | 0 | 0 | 0 | 0 | 0 | 0 | 0 | 0 | 0 | 0 | 0 | 0 | 0 | 0 | 0 | 0 | 0 | 0 | 0 | 0 | 0 | 0 | 0 | 0 | 0 | 0 | 0 | 0 | #REF! |  |  |  |  | 1698.6543
| Peak Demand (S) | 0 | 0 | 0 | 0 | 0 | 0 | 0 | 0 | 0 | 0 | 0 | 0 | 0 | 0 | 0 | 0 | 0 | 0 | 0 | 0 | 0 | 0 | 0 | 0 | 0 | 0 | 0 | 0 | 0 | 0 | 0 | #REF! |  |  |  |  | 0
| Peak Demand (W) | 0 | 0 | 0 | 0 | 0 | 0 | 0 | 0 | 0 | 0 | 0 | 0 | 0 | 0 | 0 | 0 | 0 | 0 | 0 | 0 | 0 | 0 | 0 | 0 | 0 | 0 | 0 | 0 | 0 | 0 | 0 | #REF! |  |  |  |  | 884.6119
| Turnover | 0 | 0 | 0 | 0 | 0 | 0 | 0 | 0 | 0 | 0 | 0 | 0 | 0 | 0 | 0 | 0 | 0 | 0 | 0 | 0 | 0 | 0 | 0 | 0 | 0 | 0 | 0 | 0 | 0 | 0 | 0 | #REF! |  |  |  |  | 6885.4476
| Avg. Replacement Usage | 0 | 0 | 0 | 0 | 0 | 0 | 0 | 0 | 0 | 0 | 0 | 0 | 0 | 0 | 0 | 0 | 0 | 0 | 0 | 0 | 0 | 0 | 0 | 0 | 0 | 0 | 0 | 0 | 0 | 0 | 0 | #REF! |  |  |  |  | 5638.8522
| Avg. Replacement Demand (S) | 0 | 0 | 0 | 0 | 0 | 0 | 0 | 0 | 0 | 0 | 0 | 0 | 0 | 0 | 0 | 0 | 0 | 0 | 0 | 0 | 0 | 0 | 0 | 0 | 0 | 0 | 0 | 0 | 0 | 0 | 0 | #REF! |  |  |  |  | 0
| Avg. Replacement Demand (W) | 0 | 0 | 0 | 0 | 0 | 0 | 0 | 0 | 0 | 0 | 0 | 0 | 0 | 0 | 0 | 0 | 0 | 0 | 0 | 0 | 0 | 0 | 0 | 0 | 0 | 0 | 0 | 0 | 0 | 0 | 0 | #REF! |  |  |  |  | 2.9366
Tech Forecast Stock
| Year | Year 0 | Year 1 | Year 2 | Year 3 | Year 4 | Year 5 | Year 6 | Year 7 | Year 8 | Year 9 | Year 10 | Year 11 | Year 12 | Year 13 | Year 14 | Year 15 | Year 16 | Year 17 | Year 18 | Year 19 | Year 20 | Year 21 | Year 22 | Year 23 | Year 24 | Year 25 | Year 26 | Year 27 | Year 28 | Year 29 | Year 30
| E1 | 0 | 0 | 0 | 0 | 0 | 0 | 0 | 0 | 0 | 0 | 0 | 0 | 0 | 0 | 0 | 0 | 0 | 0 | 0 | 0 | 0 | 0 | 0 | 0 | 0 | 0 | 0 | 0 | 0 | 0 | 0
| E2 | 0 | 0 | 0 | 0 | 0 | 0 | 0 | 0 | 0 | 0 | 0 | 0 | 0 | 0 | 0 | 0 | 0 | 0 | 0 | 0 | 0 | 0 | 0 | 0 | 0 | 0 | 0 | 0 | 0 | 0 | 0
| E3 | 0 | 0 | 0 | 0 | 0 | 0 | 0 | 0 | 0 | 0 | 0 | 0 | 0 | 0 | 0 | 0 | 0 | 0 | 0 | 0 | 0 | 0 | 0 | 0 | 0 | 0 | 0 | 0 | 0 | 0 | 0
| E4 | 0 | 0 | 0 | 0 | 0 | 0 | 0 | 0 | 0 | 0 | 0 | 0 | 0 | 0 | 0 | 0 | 0 | 0 | 0 | 0 | 0 | 0 | 0 | 0 | 0 | 0 | 0 | 0 | 0 | 0 | 0
| E5 | 0 | 0 | 0 | 0 | 0 | 0 | 0 | 0 | 0 | 0 | 0 | 0 | 0 | 0 | 0 | 0 | 0 | 0 | 0 | 0 | 0 | 0 | 0 | 0 | 0 | 0 | 0 | 0 | 0 | 0 | 0
| E6 | 0 | 0 | 0 | 0 | 0 | 0 | 0 | 0 | 0 | 0 | 0 | 0 | 0 | 0 | 0 | 0 | 0 | 0 | 0 | 0 | 0 | 0 | 0 | 0 | 0 | 0 | 0 | 0 | 0 | 0 | 0
| E7 | 0 | 0 | 0 | 0 | 0 | 0 | 0 | 0 | 0 | 0 | 0 | 0 | 0 | 0 | 0 | 0 | 0 | 0 | 0 | 0 | 0 | 0 | 0 | 0 | 0 | 0 | 0 | 0 | 0 | 0 | 0
| E8 | 0 | 0 | 0 | 0 | 0 | 0 | 0 | 0 | 0 | 0 | 0 | 0 | 0 | 0 | 0 | 0 | 0 | 0 | 0 | 0 | 0 | 0 | 0 | 0 | 0 | 0 | 0 | 0 | 0 | 0 | 0
| E9 | 0 | 0 | 0 | 0 | 0 | 0 | 0 | 0 | 0 | 0 | 0 | 0 | 0 | 0 | 0 | 0 | 0 | 0 | 0 | 0 | 0 | 0 | 0 | 0 | 0 | 0 | 0 | 0 | 0 | 0 | 0
| E10 | 0 | 0 | 0 | 0 | 0 | 0 | 0 | 0 | 0 | 0 | 0 | 0 | 0 | 0 | 0 | 0 | 0 | 0 | 0 | 0 | 0 | 0 | 0 | 0 | 0 | 0 | 0 | 0 | 0 | 0 | 0
| Vintage | 0 | 0 | 0 | 0 | 0 | 0 | 0 | 0 | 0 | 0 | 0 | 0 | 0 | 0 | 0 | 0 | 0 | 0 | 0 | 0 | 0 | 0 | 0 | 0 | 0 | 0 | 0 | 0 | 0 | 0 | 0
Stock for Switching
| Year | Year 0 | Year 1 | Year 2 | Year 3 | Year 4 | Year 5 | Year 6 | Year 7 | Year 8 | Year 9 | Year 10 | Year 11 | Year 12 | Year 13 | Year 14 | Year 15 | Year 16 | Year 17 | Year 18 | Year 19 | Year 20 | Year 21 | Year 22 | Year 23 | Year 24 | Year 25 | Year 26 | Year 27 | Year 28 | Year 29 | Year 30
| E1 | 0 | 0 | 0 | 0 | 0 | 0 | 0 | 0 | 0 | 0 | 0 | 0 | 0 | 0 | 0 | 0 | 0 | 0 | 0 | 0 | 0 | 0 | 0 | 0 | 0 | 0 | 0 | 0 | 0 | 0 | 0 | 0_E1_SysStock
| E2 | 0 | 0 | 0 | 0 | 0 | 0 | 0 | 0 | 0 | 0 | 0 | 0 | 0 | 0 | 0 | 0 | 0 | 0 | 0 | 0 | 0 | 0 | 0 | 0 | 0 | 0 | 0 | 0 | 0 | 0 | 0 | 0_E2_SysStock
| E3 | 0 | 0 | 0 | 0 | 0 | 0 | 0 | 0 | 0 | 0 | 0 | 0 | 0 | 0 | 0 | 0 | 0 | 0 | 0 | 0 | 0 | 0 | 0 | 0 | 0 | 0 | 0 | 0 | 0 | 0 | 0 | 0_E3_SysStock
| E4 | 0 | 0 | 0 | 0 | 0 | 0 | 0 | 0 | 0 | 0 | 0 | 0 | 0 | 0 | 0 | 0 | 0 | 0 | 0 | 0 | 0 | 0 | 0 | 0 | 0 | 0 | 0 | 0 | 0 | 0 | 0 | 0_E4_SysStock
| E5 | 0 | 0 | 0 | 0 | 0 | 0 | 0 | 0 | 0 | 0 | 0 | 0 | 0 | 0 | 0 | 0 | 0 | 0 | 0 | 0 | 0 | 0 | 0 | 0 | 0 | 0 | 0 | 0 | 0 | 0 | 0 | 0_E5_SysStock
| E6 | 0 | 0 | 0 | 0 | 0 | 0 | 0 | 0 | 0 | 0 | 0 | 0 | 0 | 0 | 0 | 0 | 0 | 0 | 0 | 0 | 0 | 0 | 0 | 0 | 0 | 0 | 0 | 0 | 0 | 0 | 0 | 0_E6_SysStock
| E7 | 0 | 0 | 0 | 0 | 0 | 0 | 0 | 0 | 0 | 0 | 0 | 0 | 0 | 0 | 0 | 0 | 0 | 0 | 0 | 0 | 0 | 0 | 0 | 0 | 0 | 0 | 0 | 0 | 0 | 0 | 0 | 0_E7_SysStock
| E8 | 0 | 0 | 0 | 0 | 0 | 0 | 0 | 0 | 0 | 0 | 0 | 0 | 0 | 0 | 0 | 0 | 0 | 0 | 0 | 0 | 0 | 0 | 0 | 0 | 0 | 0 | 0 | 0 | 0 | 0 | 0 | 0_E8_SysStock
| E9 | 0 | 0 | 0 | 0 | 0 | 0 | 0 | 0 | 0 | 0 | 0 | 0 | 0 | 0 | 0 | 0 | 0 | 0 | 0 | 0 | 0 | 0 | 0 | 0 | 0 | 0 | 0 | 0 | 0 | 0 | 0 | 0_E9_SysStock
| E10 | 0 | 0 | 0 | 0 | 0 | 0 | 0 | 0 | 0 | 0 | 0 | 0 | 0 | 0 | 0 | 0 | 0 | 0 | 0 | 0 | 0 | 0 | 0 | 0 | 0 | 0 | 0 | 0 | 0 | 0 | 0 | 0_E10_SysStock
| Vintage | 0 | 0 | 0 | 0 | 0 | 0 | 0 | 0 | 0 | 0 | 0 | 0 | 0 | 0 | 0 | 0 | 0 | 0 | 0 | 0 | 0 | 0 | 0 | 0 | 0 | 0 | 0 | 0 | 0 | 0 | 0 | 0_Vintage_SysStock
Tech Forecast Purchases
| Year | Year 0 | Year 1 | Year 2 | Year 3 | Year 4 | Year 5 | Year 6 | Year 7 | Year 8 | Year 9 | Year 10 | Year 11 | Year 12 | Year 13 | Year 14 | Year 15 | Year 16 | Year 17 | Year 18 | Year 19 | Year 20 | Year 21 | Year 22 | Year 23 | Year 24 | Year 25 | Year 26 | Year 27 | Year 28 | Year 29 | Year 30
| E1 | 0 | 0 | 0 | 0 | 0 | 0 | 0 | 0 | 0 | 0 | 0 | 0 | 0 | 0 | 0 | 0 | 0 | 0 | 0 | 0 | 0 | 0 | 0 | 0 | 0 | 0 | 0 | 0 | 0 | 0 | 0
| E2 | 0 | 0 | 0 | 0 | 0 | 0 | 0 | 0 | 0 | 0 | 0 | 0 | 0 | 0 | 0 | 0 | 0 | 0 | 0 | 0 | 0 | 0 | 0 | 0 | 0 | 0 | 0 | 0 | 0 | 0 | 0
| E3 | 0 | 0 | 0 | 0 | 0 | 0 | 0 | 0 | 0 | 0 | 0 | 0 | 0 | 0 | 0 | 0 | 0 | 0 | 0 | 0 | 0 | 0 | 0 | 0 | 0 | 0 | 0 | 0 | 0 | 0 | 0
| E4 | 0 | 0 | 0 | 0 | 0 | 0 | 0 | 0 | 0 | 0 | 0 | 0 | 0 | 0 | 0 | 0 | 0 | 0 | 0 | 0 | 0 | 0 | 0 | 0 | 0 | 0 | 0 | 0 | 0 | 0 | 0
| E5 | 0 | 0 | 0 | 0 | 0 | 0 | 0 | 0 | 0 | 0 | 0 | 0 | 0 | 0 | 0 | 0 | 0 | 0 | 0 | 0 | 0 | 0 | 0 | 0 | 0 | 0 | 0 | 0 | 0 | 0 | 0
| E6 | 0 | 0 | 0 | 0 | 0 | 0 | 0 | 0 | 0 | 0 | 0 | 0 | 0 | 0 | 0 | 0 | 0 | 0 | 0 | 0 | 0 | 0 | 0 | 0 | 0 | 0 | 0 | 0 | 0 | 0 | 0
| E7 | 0 | 0 | 0 | 0 | 0 | 0 | 0 | 0 | 0 | 0 | 0 | 0 | 0 | 0 | 0 | 0 | 0 | 0 | 0 | 0 | 0 | 0 | 0 | 0 | 0 | 0 | 0 | 0 | 0 | 0 | 0
| E8 | 0 | 0 | 0 | 0 | 0 | 0 | 0 | 0 | 0 | 0 | 0 | 0 | 0 | 0 | 0 | 0 | 0 | 0 | 0 | 0 | 0 | 0 | 0 | 0 | 0 | 0 | 0 | 0 | 0 | 0 | 0
| E9 | 0 | 0 | 0 | 0 | 0 | 0 | 0 | 0 | 0 | 0 | 0 | 0 | 0 | 0 | 0 | 0 | 0 | 0 | 0 | 0 | 0 | 0 | 0 | 0 | 0 | 0 | 0 | 0 | 0 | 0 | 0
| E10 | 0 | 0 | 0 | 0 | 0 | 0 | 0 | 0 | 0 | 0 | 0 | 0 | 0 | 0 | 0 | 0 | 0 | 0 | 0 | 0 | 0 | 0 | 0 | 0 | 0 | 0 | 0 | 0 | 0 | 0 | 0
Potential to Switch
| Year | Year 0 | Year 1 | Year 2 | Year 3 | Year 4 | Year 5 | Year 6 | Year 7 | Year 8 | Year 9 | Year 10 | Year 11 | Year 12 | Year 13 | Year 14 | Year 15 | Year 16 | Year 17 | Year 18 | Year 19 | Year 20 | Year 21 | Year 22 | Year 23 | Year 24 | Year 25 | Year 26 | Year 27 | Year 28 | Year 29 | Year 30
| E1 | 0 | 0 | 0 | 0 | 0 | 0 | 0 | 0 | 0 | 0 | 0 | 0 | 0 | 0 | 0 | 0 | 0 | 0 | 0 | 0 | 0 | 0 | 0 | 0 | 0 | 0 | 0 | 0 | 0 | 0 | 0 | 0_E1_Switched Out
| E2 | 0 | 0 | 0 | 0 | 0 | 0 | 0 | 0 | 0 | 0 | 0 | 0 | 0 | 0 | 0 | 0 | 0 | 0 | 0 | 0 | 0 | 0 | 0 | 0 | 0 | 0 | 0 | 0 | 0 | 0 | 0 | 0_E2_Switched Out
| E3 | 0 | 0 | 0 | 0 | 0 | 0 | 0 | 0 | 0 | 0 | 0 | 0 | 0 | 0 | 0 | 0 | 0 | 0 | 0 | 0 | 0 | 0 | 0 | 0 | 0 | 0 | 0 | 0 | 0 | 0 | 0 | 0_E3_Switched Out
| E4 | 0 | 0 | 0 | 0 | 0 | 0 | 0 | 0 | 0 | 0 | 0 | 0 | 0 | 0 | 0 | 0 | 0 | 0 | 0 | 0 | 0 | 0 | 0 | 0 | 0 | 0 | 0 | 0 | 0 | 0 | 0 | 0_E4_Switched Out
| E5 | 0 | 0 | 0 | 0 | 0 | 0 | 0 | 0 | 0 | 0 | 0 | 0 | 0 | 0 | 0 | 0 | 0 | 0 | 0 | 0 | 0 | 0 | 0 | 0 | 0 | 0 | 0 | 0 | 0 | 0 | 0 | 0_E5_Switched Out
| E6 | 0 | 0 | 0 | 0 | 0 | 0 | 0 | 0 | 0 | 0 | 0 | 0 | 0 | 0 | 0 | 0 | 0 | 0 | 0 | 0 | 0 | 0 | 0 | 0 | 0 | 0 | 0 | 0 | 0 | 0 | 0 | 0_E6_Switched Out
| E7 | 0 | 0 | 0 | 0 | 0 | 0 | 0 | 0 | 0 | 0 | 0 | 0 | 0 | 0 | 0 | 0 | 0 | 0 | 0 | 0 | 0 | 0 | 0 | 0 | 0 | 0 | 0 | 0 | 0 | 0 | 0 | 0_E7_Switched Out
| E8 | 0 | 0 | 0 | 0 | 0 | 0 | 0 | 0 | 0 | 0 | 0 | 0 | 0 | 0 | 0 | 0 | 0 | 0 | 0 | 0 | 0 | 0 | 0 | 0 | 0 | 0 | 0 | 0 | 0 | 0 | 0 | 0_E8_Switched Out
| E9 | 0 | 0 | 0 | 0 | 0 | 0 | 0 | 0 | 0 | 0 | 0 | 0 | 0 | 0 | 0 | 0 | 0 | 0 | 0 | 0 | 0 | 0 | 0 | 0 | 0 | 0 | 0 | 0 | 0 | 0 | 0 | 0_E9_Switched Out
| E10 | 0 | 0 | 0 | 0 | 0 | 0 | 0 | 0 | 0 | 0 | 0 | 0 | 0 | 0 | 0 | 0 | 0 | 0 | 0 | 0 | 0 | 0 | 0 | 0 | 0 | 0 | 0 | 0 | 0 | 0 | 0 | 0_E10_Switched Out
Units Out
| E1 | 0 | 0 | 0 | 0 | 0 | 0 | 0 | 0 | 0 | 0 | 0 | 0 | 0 | 0 | 0 | 0 | 0 | 0 | 0 | 0 | 0 | 0 | 0 | 0 | 0 | 0 | 0 | 0 | 0 | 0 | 0
| E2 | 0 | 0 | 0 | 0 | 0 | 0 | 0 | 0 | 0 | 0 | 0 | 0 | 0 | 0 | 0 | 0 | 0 | 0 | 0 | 0 | 0 | 0 | 0 | 0 | 0 | 0 | 0 | 0 | 0 | 0 | 0
| E3 | 0 | 0 | 0 | 0 | 0 | 0 | 0 | 0 | 0 | 0 | 0 | 0 | 0 | 0 | 0 | 0 | 0 | 0 | 0 | 0 | 0 | 0 | 0 | 0 | 0 | 0 | 0 | 0 | 0 | 0 | 0
| E4 | 0 | 0 | 0 | 0 | 0 | 0 | 0 | 0 | 0 | 0 | 0 | 0 | 0 | 0 | 0 | 0 | 0 | 0 | 0 | 0 | 0 | 0 | 0 | 0 | 0 | 0 | 0 | 0 | 0 | 0 | 0
| E5 | 0 | 0 | 0 | 0 | 0 | 0 | 0 | 0 | 0 | 0 | 0 | 0 | 0 | 0 | 0 | 0 | 0 | 0 | 0 | 0 | 0 | 0 | 0 | 0 | 0 | 0 | 0 | 0 | 0 | 0 | 0
| E6 | 0 | 0 | 0 | 0 | 0 | 0 | 0 | 0 | 0 | 0 | 0 | 0 | 0 | 0 | 0 | 0 | 0 | 0 | 0 | 0 | 0 | 0 | 0 | 0 | 0 | 0 | 0 | 0 | 0 | 0 | 0
| E7 | 0 | 0 | 0 | 0 | 0 | 0 | 0 | 0 | 0 | 0 | 0 | 0 | 0 | 0 | 0 | 0 | 0 | 0 | 0 | 0 | 0 | 0 | 0 | 0 | 0 | 0 | 0 | 0 | 0 | 0 | 0
| E8 | 0 | 0 | 0 | 0 | 0 | 0 | 0 | 0 | 0 | 0 | 0 | 0 | 0 | 0 | 0 | 0 | 0 | 0 | 0 | 0 | 0 | 0 | 0 | 0 | 0 | 0 | 0 | 0 | 0 | 0 | 0
| E9 | 0 | 0 | 0 | 0 | 0 | 0 | 0 | 0 | 0 | 0 | 0 | 0 | 0 | 0 | 0 | 0 | 0 | 0 | 0 | 0 | 0 | 0 | 0 | 0 | 0 | 0 | 0 | 0 | 0 | 0 | 0
| E10 | 0 | 0 | 0 | 0 | 0 | 0 | 0 | 0 | 0 | 0 | 0 | 0 | 0 | 0 | 0 | 0 | 0 | 0 | 0 | 0 | 0 | 0 | 0 | 0 | 0 | 0 | 0 | 0 | 0 | 0 | 0
| Vintage | 0 | 0 | 0 | 0 | 0 | 0 | 0 | 0 | 0 | 0 | 0 | 0 | 0 | 0 | 0 | 0 | 0 | 0 | 0 | 0 | 0 | 0 | 0 | 0 | 0 | 0 | 0 | 0 | 0 | 0 | 0
Tech Purchase Shares
| Year | Year 0 | Year 1 | Year 2 | Year 3 | Year 4 | Year 5 | Year 6 | Year 7 | Year 8 | Year 9 | Year 10 | Year 11 | Year 12 | Year 13 | Year 14 | Year 15 | Year 16 | Year 17 | Year 18 | Year 19 | Year 20 | Year 21 | Year 22 | Year 23 | Year 24 | Year 25 | Year 26 | Year 27 | Year 28 | Year 29 | Year 30
E1 | bar: Year 0 to Year 30
E2 | bar: Year 0 to Year 30
E3 | bar: Year 0 to Year 30
E4 | bar: Year 0 to Year 30
E5 | bar: Year 0 to Year 30
E6 | bar: Year 0 to Year 30
E7 | bar: Year 0 to Year 30
E8 | bar: Year 0 to Year 30
E9 | bar: Year 0 to Year 30
E10 | bar: Year 0 to Year 30
Units In from Switching
| E1 | 0 | 0 | 0 | 0 | 0 | 0 | 0 | 0 | 0 | 0 | 0 | 0 | 0 | 0 | 0 | 0 | 0 | 0 | 0 | 0 | 0 | 0 | 0 | 0 | 0 | 0 | 0 | 0 | 0 | 0 | 0
| E2 | 0 | 0 | 0 | 0 | 0 | 0 | 0 | 0 | 0 | 0 | 0 | 0 | 0 | 0 | 0 | 0 | 0 | 0 | 0 | 0 | 0 | 0 | 0 | 0 | 0 | 0 | 0 | 0 | 0 | 0 | 0
| E3 | 0 | 0 | 0 | 0 | 0 | 0 | 0 | 0 | 0 | 0 | 0 | 0 | 0 | 0 | 0 | 0 | 0 | 0 | 0 | 0 | 0 | 0 | 0 | 0 | 0 | 0 | 0 | 0 | 0 | 0 | 0
| E4 | 0 | 0 | 0 | 0 | 0 | 0 | 0 | 0 | 0 | 0 | 0 | 0 | 0 | 0 | 0 | 0 | 0 | 0 | 0 | 0 | 0 | 0 | 0 | 0 | 0 | 0 | 0 | 0 | 0 | 0 | 0
| E5 | 0 | 0 | 0 | 0 | 0 | 0 | 0 | 0 | 0 | 0 | 0 | 0 | 0 | 0 | 0 | 0 | 0 | 0 | 0 | 0 | 0 | 0 | 0 | 0 | 0 | 0 | 0 | 0 | 0 | 0 | 0
| E6 | 0 | 0 | 0 | 0 | 0 | 0 | 0 | 0 | 0 | 0 | 0 | 0 | 0 | 0 | 0 | 0 | 0 | 0 | 0 | 0 | 0 | 0 | 0 | 0 | 0 | 0 | 0 | 0 | 0 | 0 | 0
| E7 | 0 | 0 | 0 | 0 | 0 | 0 | 0 | 0 | 0 | 0 | 0 | 0 | 0 | 0 | 0 | 0 | 0 | 0 | 0 | 0 | 0 | 0 | 0 | 0 | 0 | 0 | 0 | 0 | 0 | 0 | 0
| E8 | 0 | 0 | 0 | 0 | 0 | 0 | 0 | 0 | 0 | 0 | 0 | 0 | 0 | 0 | 0 | 0 | 0 | 0 | 0 | 0 | 0 | 0 | 0 | 0 | 0 | 0 | 0 | 0 | 0 | 0 | 0
| E9 | 0 | 0 | 0 | 0 | 0 | 0 | 0 | 0 | 0 | 0 | 0 | 0 | 0 | 0 | 0 | 0 | 0 | 0 | 0 | 0 | 0 | 0 | 0 | 0 | 0 | 0 | 0 | 0 | 0 | 0 | 0
| E10 | 0 | 0 | 0 | 0 | 0 | 0 | 0 | 0 | 0 | 0 | 0 | 0 | 0 | 0 | 0 | 0 | 0 | 0 | 0 | 0 | 0 | 0 | 0 | 0 | 0 | 0 | 0 | 0 | 0 | 0 | 0
| Vintage | 0 | 0 | 0 | 0 | 0 | 0 | 0 | 0 | 0 | 0 | 0 | 0 | 0 | 0 | 0 | 0 | 0 | 0 | 0 | 0 | 0 | 0 | 0 | 0 | 0 | 0 | 0 | 0 | 0 | 0 | 0
Net Change
| Year | Year 0 | Year 1 | Year 2 | Year 3 | Year 4 | Year 5 | Year 6 | Year 7 | Year 8 | Year 9 | Year 10 | Year 11 | Year 12 | Year 13 | Year 14 | Year 15 | Year 16 | Year 17 | Year 18 | Year 19 | Year 20 | Year 21 | Year 22 | Year 23 | Year 24 | Year 25 | Year 26 | Year 27 | Year 28 | Year 29 | Year 30 | Key
| Units | 0 | 0 | 0 | 0 | 0 | 0 | 0 | 0 | 0 | 0 | 0 | 0 | 0 | 0 | 0 | 0 | 0 | 0 | 0 | 0 | 0 | 0 | 0 | 0 | 0 | 0 | 0 | 0 | 0 | 0 | 0 | 0_Units |  |  |  |  | 301957.8232
| Usage | 0 | 0 | 0 | 0 | 0 | 0 | 0 | 0 | 0 | 0 | 0 | 0 | 0 | 0 | 0 | 0 | 0 | 0 | 0 | 0 | 0 | 0 | 0 | 0 | 0 | 0 | 0 | 0 | 0 | 0 | 0 | 0_Usage |  |  |  |  | 1698.6543
| Peak Demand (S) | 0 | 0 | 0 | 0 | 0 | 0 | 0 | 0 | 0 | 0 | 0 | 0 | 0 | 0 | 0 | 0 | 0 | 0 | 0 | 0 | 0 | 0 | 0 | 0 | 0 | 0 | 0 | 0 | 0 | 0 | 0 | 0_Peak Demand (S) |  |  |  |  | 0
| Peak Demand (W) | 0 | 0 | 0 | 0 | 0 | 0 | 0 | 0 | 0 | 0 | 0 | 0 | 0 | 0 | 0 | 0 | 0 | 0 | 0 | 0 | 0 | 0 | 0 | 0 | 0 | 0 | 0 | 0 | 0 | 0 | 0 | 0_Peak Demand (W) |  |  |  |  | 884.6119
| Turnover | 0 | 0 | 0 | 0 | 0 | 0 | 0 | 0 | 0 | 0 | 0 | 0 | 0 | 0 | 0 | 0 | 0 | 0 | 0 | 0 | 0 | 0 | 0 | 0 | 0 | 0 | 0 | 0 | 0 | 0 | 0 | 0_Turnover |  |  |  |  | 6885.4476
| Avg. Replacement Usage | 0 | 0 | 0 | 0 | 0 | 0 | 0 | 0 | 0 | 0 | 0 | 0 | 0 | 0 | 0 | 0 | 0 | 0 | 0 | 0 | 0 | 0 | 0 | 0 | 0 | 0 | 0 | 0 | 0 | 0 | 0 | 0_Avg. Replacement Usage |  |  |  |  | 5638.8522
| Avg. Replacement Demand (S) | 0 | 0 | 0 | 0 | 0 | 0 | 0 | 0 | 0 | 0 | 0 | 0 | 0 | 0 | 0 | 0 | 0 | 0 | 0 | 0 | 0 | 0 | 0 | 0 | 0 | 0 | 0 | 0 | 0 | 0 | 0 | 0_Avg. Replacement Demand (S) |  |  |  |  | 0
| Avg. Replacement Demand (W) | 0 | 0 | 0 | 0 | 0 | 0 | 0 | 0 | 0 | 0 | 0 | 0 | 0 | 0 | 0 | 0 | 0 | 0 | 0 | 0 | 0 | 0 | 0 | 0 | 0 | 0 | 0 | 0 | 0 | 0 | 0 | 0_Avg. Replacement Demand (W) |  |  |  |  | 2.9366
Purchases
| Year | Year 0 | Year 1 | Year 2 | Year 3 | Year 4 | Year 5 | Year 6 | Year 7 | Year 8 | Year 9 | Year 10 | Year 11 | Year 12 | Year 13 | Year 14 | Year 15 | Year 16 | Year 17 | Year 18 | Year 19 | Year 20 | Year 21 | Year 22 | Year 23 | Year 24 | Year 25 | Year 26 | Year 27 | Year 28 | Year 29 | Year 30
| E1 | 0 | 0 | 0 | 0 | 0 | 0 | 0 | 0 | 0 | 0 | 0 | 0 | 0 | 0 | 0 | 0 | 0 | 0 | 0 | 0 | 0 | 0 | 0 | 0 | 0 | 0 | 0 | 0 | 0 | 0 | 0 | 0_E1_Purchases |  |  |  |  | 6885.4476
| E2 | 0 | 0 | 0 | 0 | 0 | 0 | 0 | 0 | 0 | 0 | 0 | 0 | 0 | 0 | 0 | 0 | 0 | 0 | 0 | 0 | 0 | 0 | 0 | 0 | 0 | 0 | 0 | 0 | 0 | 0 | 0 | 0_E2_Purchases |  |  |  |  | 0
| E3 | 0 | 0 | 0 | 0 | 0 | 0 | 0 | 0 | 0 | 0 | 0 | 0 | 0 | 0 | 0 | 0 | 0 | 0 | 0 | 0 | 0 | 0 | 0 | 0 | 0 | 0 | 0 | 0 | 0 | 0 | 0 | 0_E3_Purchases |  |  |  |  | 0
| E4 | 0 | 0 | 0 | 0 | 0 | 0 | 0 | 0 | 0 | 0 | 0 | 0 | 0 | 0 | 0 | 0 | 0 | 0 | 0 | 0 | 0 | 0 | 0 | 0 | 0 | 0 | 0 | 0 | 0 | 0 | 0 | 0_E4_Purchases |  |  |  |  | 0
| E5 | 0 | 0 | 0 | 0 | 0 | 0 | 0 | 0 | 0 | 0 | 0 | 0 | 0 | 0 | 0 | 0 | 0 | 0 | 0 | 0 | 0 | 0 | 0 | 0 | 0 | 0 | 0 | 0 | 0 | 0 | 0 | 0_E5_Purchases |  |  |  |  | 0
| E6 | 0 | 0 | 0 | 0 | 0 | 0 | 0 | 0 | 0 | 0 | 0 | 0 | 0 | 0 | 0 | 0 | 0 | 0 | 0 | 0 | 0 | 0 | 0 | 0 | 0 | 0 | 0 | 0 | 0 | 0 | 0 | 0_E6_Purchases |  |  |  |  | 0
| E7 | 0 | 0 | 0 | 0 | 0 | 0 | 0 | 0 | 0 | 0 | 0 | 0 | 0 | 0 | 0 | 0 | 0 | 0 | 0 | 0 | 0 | 0 | 0 | 0 | 0 | 0 | 0 | 0 | 0 | 0 | 0 | 0_E7_Purchases |  |  |  |  | 0
| E8 | 0 | 0 | 0 | 0 | 0 | 0 | 0 | 0 | 0 | 0 | 0 | 0 | 0 | 0 | 0 | 0 | 0 | 0 | 0 | 0 | 0 | 0 | 0 | 0 | 0 | 0 | 0 | 0 | 0 | 0 | 0 | 0_E8_Purchases |  |  |  |  | 0
| E9 | 0 | 0 | 0 | 0 | 0 | 0 | 0 | 0 | 0 | 0 | 0 | 0 | 0 | 0 | 0 | 0 | 0 | 0 | 0 | 0 | 0 | 0 | 0 | 0 | 0 | 0 | 0 | 0 | 0 | 0 | 0 | 0_E9_Purchases |  |  |  |  | 0
| E10 | 0 | 0 | 0 | 0 | 0 | 0 | 0 | 0 | 0 | 0 | 0 | 0 | 0 | 0 | 0 | 0 | 0 | 0 | 0 | 0 | 0 | 0 | 0 | 0 | 0 | 0 | 0 | 0 | 0 | 0 | 0 | 0_E10_Purchases |  |  |  |  | 0
Stock
| Year | Year 0 | Year 1 | Year 2 | Year 3 | Year 4 | Year 5 | Year 6 | Year 7 | Year 8 | Year 9 | Year 10 | Year 11 | Year 12 | Year 13 | Year 14 | Year 15 | Year 16 | Year 17 | Year 18 | Year 19 | Year 20 | Year 21 | Year 22 | Year 23 | Year 24 | Year 25 | Year 26 | Year 27 | Year 28 | Year 29 | Year 30
| E1 | 0 | 0 | 0 | 0 | 0 | 0 | 0 | 0 | 0 | 0 | 0 | 0 | 0 | 0 | 0 | 0 | 0 | 0 | 0 | 0 | 0 | 0 | 0 | 0 | 0 | 0 | 0 | 0 | 0 | 0 | 0 | 0_E1_Stock |  |  |  |  | 13576.6093
| E2 | 0 | 0 | 0 | 0 | 0 | 0 | 0 | 0 | 0 | 0 | 0 | 0 | 0 | 0 | 0 | 0 | 0 | 0 | 0 | 0 | 0 | 0 | 0 | 0 | 0 | 0 | 0 | 0 | 0 | 0 | 0 | 0_E2_Stock |  |  |  |  | 0
| E3 | 0 | 0 | 0 | 0 | 0 | 0 | 0 | 0 | 0 | 0 | 0 | 0 | 0 | 0 | 0 | 0 | 0 | 0 | 0 | 0 | 0 | 0 | 0 | 0 | 0 | 0 | 0 | 0 | 0 | 0 | 0 | 0_E3_Stock |  |  |  |  | 0
| E4 | 0 | 0 | 0 | 0 | 0 | 0 | 0 | 0 | 0 | 0 | 0 | 0 | 0 | 0 | 0 | 0 | 0 | 0 | 0 | 0 | 0 | 0 | 0 | 0 | 0 | 0 | 0 | 0 | 0 | 0 | 0 | 0_E4_Stock |  |  |  |  | 0
| E5 | 0 | 0 | 0 | 0 | 0 | 0 | 0 | 0 | 0 | 0 | 0 | 0 | 0 | 0 | 0 | 0 | 0 | 0 | 0 | 0 | 0 | 0 | 0 | 0 | 0 | 0 | 0 | 0 | 0 | 0 | 0 | 0_E5_Stock |  |  |  |  | 0
| E6 | 0 | 0 | 0 | 0 | 0 | 0 | 0 | 0 | 0 | 0 | 0 | 0 | 0 | 0 | 0 | 0 | 0 | 0 | 0 | 0 | 0 | 0 | 0 | 0 | 0 | 0 | 0 | 0 | 0 | 0 | 0 | 0_E6_Stock |  |  |  |  | 0
| E7 | 0 | 0 | 0 | 0 | 0 | 0 | 0 | 0 | 0 | 0 | 0 | 0 | 0 | 0 | 0 | 0 | 0 | 0 | 0 | 0 | 0 | 0 | 0 | 0 | 0 | 0 | 0 | 0 | 0 | 0 | 0 | 0_E7_Stock |  |  |  |  | 0
| E8 | 0 | 0 | 0 | 0 | 0 | 0 | 0 | 0 | 0 | 0 | 0 | 0 | 0 | 0 | 0 | 0 | 0 | 0 | 0 | 0 | 0 | 0 | 0 | 0 | 0 | 0 | 0 | 0 | 0 | 0 | 0 | 0_E8_Stock |  |  |  |  | 0
| E9 | 0 | 0 | 0 | 0 | 0 | 0 | 0 | 0 | 0 | 0 | 0 | 0 | 0 | 0 | 0 | 0 | 0 | 0 | 0 | 0 | 0 | 0 | 0 | 0 | 0 | 0 | 0 | 0 | 0 | 0 | 0 | 0_E9_Stock |  |  |  |  | 0
| E10 | 0 | 0 | 0 | 0 | 0 | 0 | 0 | 0 | 0 | 0 | 0 | 0 | 0 | 0 | 0 | 0 | 0 | 0 | 0 | 0 | 0 | 0 | 0 | 0 | 0 | 0 | 0 | 0 | 0 | 0 | 0 | 0_E10_Stock |  |  |  |  | 0
| Vintage | 0 | 0 | 0 | 0 | 0 | 0 | 0 | 0 | 0 | 0 | 0 | 0 | 0 | 0 | 0 | 0 | 0 | 0 | 0 | 0 | 0 | 0 | 0 | 0 | 0 | 0 | 0 | 0 | 0 | 0 | 0 | 0_Vintage_Stock |  |  |  |  | 288381.2139
S3C4 |  | Year 0: System 3 Technology 4
Technology Variables
| Tech Key | Year 0: 0
| Peak Factor (S) | Year 0: 0
| Peak Factor (W) | Year 0: 0
| Min Vintage Lifetime | Year 0: 0
| Max Vintage Lifetime | Year 0: 0
| Turnover Style | Year 0: 0
Technology Variables
| Equipment | Year 0: Label; Year 1: Min Lifetime; Year 2: Max Lifetime; Year 3: Degradation; Year 4: Usage; Year 5: Available
| E1 | Year 1: 0; Year 2: 0; Year 3: 0%; Year 4: 0; Year 5: FALSE
| E2 | Year 1: 0; Year 2: 0; Year 3: 0%; Year 4: 0; Year 5: FALSE
| E3 | Year 1: 0; Year 2: 0; Year 3: 0%; Year 4: 0; Year 5: FALSE
| E4 | Year 1: 0; Year 2: 0; Year 3: 0%; Year 4: 0; Year 5: FALSE
| E5 | Year 1: 0; Year 2: 0; Year 3: 0%; Year 4: 0; Year 5: FALSE
| E6 | Year 1: 0; Year 2: 0; Year 3: 0%; Year 4: 0; Year 5: FALSE
| E7 | Year 1: 0; Year 2: 0; Year 3: 0%; Year 4: 0; Year 5: FALSE
| E8 | Year 1: 0; Year 2: 0; Year 3: 0%; Year 4: 0; Year 5: FALSE
| E9 | Year 1: 0; Year 2: 0; Year 3: 0%; Year 4: 0; Year 5: FALSE
| E10 | Year 1: 0; Year 2: 0; Year 3: 0%; Year 4: 0; Year 5: FALSE
Original Forecast Results
| Year | Year 0 | Year 1 | Year 2 | Year 3 | Year 4 | Year 5 | Year 6 | Year 7 | Year 8 | Year 9 | Year 10 | Year 11 | Year 12 | Year 13 | Year 14 | Year 15 | Year 16 | Year 17 | Year 18 | Year 19 | Year 20 | Year 21 | Year 22 | Year 23 | Year 24 | Year 25 | Year 26 | Year 27 | Year 28 | Year 29 | Year 30 | Key
| Units | 0 | 0 | 0 | 0 | 0 | 0 | 0 | 0 | 0 | 0 | 0 | 0 | 0 | 0 | 0 | 0 | 0 | 0 | 0 | 0 | 0 | 0 | 0 | 0 | 0 | 0 | 0 | 0 | 0 | 0 | 0 | #REF! |  |  |  |  | 301957.8232
| Usage | 0 | 0 | 0 | 0 | 0 | 0 | 0 | 0 | 0 | 0 | 0 | 0 | 0 | 0 | 0 | 0 | 0 | 0 | 0 | 0 | 0 | 0 | 0 | 0 | 0 | 0 | 0 | 0 | 0 | 0 | 0 | #REF! |  |  |  |  | 1698.6543
| Peak Demand (S) | 0 | 0 | 0 | 0 | 0 | 0 | 0 | 0 | 0 | 0 | 0 | 0 | 0 | 0 | 0 | 0 | 0 | 0 | 0 | 0 | 0 | 0 | 0 | 0 | 0 | 0 | 0 | 0 | 0 | 0 | 0 | #REF! |  |  |  |  | 0
| Peak Demand (W) | 0 | 0 | 0 | 0 | 0 | 0 | 0 | 0 | 0 | 0 | 0 | 0 | 0 | 0 | 0 | 0 | 0 | 0 | 0 | 0 | 0 | 0 | 0 | 0 | 0 | 0 | 0 | 0 | 0 | 0 | 0 | #REF! |  |  |  |  | 884.6119
| Turnover | 0 | 0 | 0 | 0 | 0 | 0 | 0 | 0 | 0 | 0 | 0 | 0 | 0 | 0 | 0 | 0 | 0 | 0 | 0 | 0 | 0 | 0 | 0 | 0 | 0 | 0 | 0 | 0 | 0 | 0 | 0 | #REF! |  |  |  |  | 6885.4476
| Avg. Replacement Usage | 0 | 0 | 0 | 0 | 0 | 0 | 0 | 0 | 0 | 0 | 0 | 0 | 0 | 0 | 0 | 0 | 0 | 0 | 0 | 0 | 0 | 0 | 0 | 0 | 0 | 0 | 0 | 0 | 0 | 0 | 0 | #REF! |  |  |  |  | 5638.8522
| Avg. Replacement Demand (S) | 0 | 0 | 0 | 0 | 0 | 0 | 0 | 0 | 0 | 0 | 0 | 0 | 0 | 0 | 0 | 0 | 0 | 0 | 0 | 0 | 0 | 0 | 0 | 0 | 0 | 0 | 0 | 0 | 0 | 0 | 0 | #REF! |  |  |  |  | 0
| Avg. Replacement Demand (W) | 0 | 0 | 0 | 0 | 0 | 0 | 0 | 0 | 0 | 0 | 0 | 0 | 0 | 0 | 0 | 0 | 0 | 0 | 0 | 0 | 0 | 0 | 0 | 0 | 0 | 0 | 0 | 0 | 0 | 0 | 0 | #REF! |  |  |  |  | 2.9366
Tech Forecast Stock
| Year | Year 0 | Year 1 | Year 2 | Year 3 | Year 4 | Year 5 | Year 6 | Year 7 | Year 8 | Year 9 | Year 10 | Year 11 | Year 12 | Year 13 | Year 14 | Year 15 | Year 16 | Year 17 | Year 18 | Year 19 | Year 20 | Year 21 | Year 22 | Year 23 | Year 24 | Year 25 | Year 26 | Year 27 | Year 28 | Year 29 | Year 30
| E1 | 0 | 0 | 0 | 0 | 0 | 0 | 0 | 0 | 0 | 0 | 0 | 0 | 0 | 0 | 0 | 0 | 0 | 0 | 0 | 0 | 0 | 0 | 0 | 0 | 0 | 0 | 0 | 0 | 0 | 0 | 0
| E2 | 0 | 0 | 0 | 0 | 0 | 0 | 0 | 0 | 0 | 0 | 0 | 0 | 0 | 0 | 0 | 0 | 0 | 0 | 0 | 0 | 0 | 0 | 0 | 0 | 0 | 0 | 0 | 0 | 0 | 0 | 0
| E3 | 0 | 0 | 0 | 0 | 0 | 0 | 0 | 0 | 0 | 0 | 0 | 0 | 0 | 0 | 0 | 0 | 0 | 0 | 0 | 0 | 0 | 0 | 0 | 0 | 0 | 0 | 0 | 0 | 0 | 0 | 0
| E4 | 0 | 0 | 0 | 0 | 0 | 0 | 0 | 0 | 0 | 0 | 0 | 0 | 0 | 0 | 0 | 0 | 0 | 0 | 0 | 0 | 0 | 0 | 0 | 0 | 0 | 0 | 0 | 0 | 0 | 0 | 0
| E5 | 0 | 0 | 0 | 0 | 0 | 0 | 0 | 0 | 0 | 0 | 0 | 0 | 0 | 0 | 0 | 0 | 0 | 0 | 0 | 0 | 0 | 0 | 0 | 0 | 0 | 0 | 0 | 0 | 0 | 0 | 0
| E6 | 0 | 0 | 0 | 0 | 0 | 0 | 0 | 0 | 0 | 0 | 0 | 0 | 0 | 0 | 0 | 0 | 0 | 0 | 0 | 0 | 0 | 0 | 0 | 0 | 0 | 0 | 0 | 0 | 0 | 0 | 0
| E7 | 0 | 0 | 0 | 0 | 0 | 0 | 0 | 0 | 0 | 0 | 0 | 0 | 0 | 0 | 0 | 0 | 0 | 0 | 0 | 0 | 0 | 0 | 0 | 0 | 0 | 0 | 0 | 0 | 0 | 0 | 0
| E8 | 0 | 0 | 0 | 0 | 0 | 0 | 0 | 0 | 0 | 0 | 0 | 0 | 0 | 0 | 0 | 0 | 0 | 0 | 0 | 0 | 0 | 0 | 0 | 0 | 0 | 0 | 0 | 0 | 0 | 0 | 0
| E9 | 0 | 0 | 0 | 0 | 0 | 0 | 0 | 0 | 0 | 0 | 0 | 0 | 0 | 0 | 0 | 0 | 0 | 0 | 0 | 0 | 0 | 0 | 0 | 0 | 0 | 0 | 0 | 0 | 0 | 0 | 0
| E10 | 0 | 0 | 0 | 0 | 0 | 0 | 0 | 0 | 0 | 0 | 0 | 0 | 0 | 0 | 0 | 0 | 0 | 0 | 0 | 0 | 0 | 0 | 0 | 0 | 0 | 0 | 0 | 0 | 0 | 0 | 0
| Vintage | 0 | 0 | 0 | 0 | 0 | 0 | 0 | 0 | 0 | 0 | 0 | 0 | 0 | 0 | 0 | 0 | 0 | 0 | 0 | 0 | 0 | 0 | 0 | 0 | 0 | 0 | 0 | 0 | 0 | 0 | 0
Stock for Switching
| Year | Year 0 | Year 1 | Year 2 | Year 3 | Year 4 | Year 5 | Year 6 | Year 7 | Year 8 | Year 9 | Year 10 | Year 11 | Year 12 | Year 13 | Year 14 | Year 15 | Year 16 | Year 17 | Year 18 | Year 19 | Year 20 | Year 21 | Year 22 | Year 23 | Year 24 | Year 25 | Year 26 | Year 27 | Year 28 | Year 29 | Year 30
| E1 | 0 | 0 | 0 | 0 | 0 | 0 | 0 | 0 | 0 | 0 | 0 | 0 | 0 | 0 | 0 | 0 | 0 | 0 | 0 | 0 | 0 | 0 | 0 | 0 | 0 | 0 | 0 | 0 | 0 | 0 | 0 | 0_E1_SysStock
| E2 | 0 | 0 | 0 | 0 | 0 | 0 | 0 | 0 | 0 | 0 | 0 | 0 | 0 | 0 | 0 | 0 | 0 | 0 | 0 | 0 | 0 | 0 | 0 | 0 | 0 | 0 | 0 | 0 | 0 | 0 | 0 | 0_E2_SysStock
| E3 | 0 | 0 | 0 | 0 | 0 | 0 | 0 | 0 | 0 | 0 | 0 | 0 | 0 | 0 | 0 | 0 | 0 | 0 | 0 | 0 | 0 | 0 | 0 | 0 | 0 | 0 | 0 | 0 | 0 | 0 | 0 | 0_E3_SysStock
| E4 | 0 | 0 | 0 | 0 | 0 | 0 | 0 | 0 | 0 | 0 | 0 | 0 | 0 | 0 | 0 | 0 | 0 | 0 | 0 | 0 | 0 | 0 | 0 | 0 | 0 | 0 | 0 | 0 | 0 | 0 | 0 | 0_E4_SysStock
| E5 | 0 | 0 | 0 | 0 | 0 | 0 | 0 | 0 | 0 | 0 | 0 | 0 | 0 | 0 | 0 | 0 | 0 | 0 | 0 | 0 | 0 | 0 | 0 | 0 | 0 | 0 | 0 | 0 | 0 | 0 | 0 | 0_E5_SysStock
| E6 | 0 | 0 | 0 | 0 | 0 | 0 | 0 | 0 | 0 | 0 | 0 | 0 | 0 | 0 | 0 | 0 | 0 | 0 | 0 | 0 | 0 | 0 | 0 | 0 | 0 | 0 | 0 | 0 | 0 | 0 | 0 | 0_E6_SysStock
| E7 | 0 | 0 | 0 | 0 | 0 | 0 | 0 | 0 | 0 | 0 | 0 | 0 | 0 | 0 | 0 | 0 | 0 | 0 | 0 | 0 | 0 | 0 | 0 | 0 | 0 | 0 | 0 | 0 | 0 | 0 | 0 | 0_E7_SysStock
| E8 | 0 | 0 | 0 | 0 | 0 | 0 | 0 | 0 | 0 | 0 | 0 | 0 | 0 | 0 | 0 | 0 | 0 | 0 | 0 | 0 | 0 | 0 | 0 | 0 | 0 | 0 | 0 | 0 | 0 | 0 | 0 | 0_E8_SysStock
| E9 | 0 | 0 | 0 | 0 | 0 | 0 | 0 | 0 | 0 | 0 | 0 | 0 | 0 | 0 | 0 | 0 | 0 | 0 | 0 | 0 | 0 | 0 | 0 | 0 | 0 | 0 | 0 | 0 | 0 | 0 | 0 | 0_E9_SysStock
| E10 | 0 | 0 | 0 | 0 | 0 | 0 | 0 | 0 | 0 | 0 | 0 | 0 | 0 | 0 | 0 | 0 | 0 | 0 | 0 | 0 | 0 | 0 | 0 | 0 | 0 | 0 | 0 | 0 | 0 | 0 | 0 | 0_E10_SysStock
| Vintage | 0 | 0 | 0 | 0 | 0 | 0 | 0 | 0 | 0 | 0 | 0 | 0 | 0 | 0 | 0 | 0 | 0 | 0 | 0 | 0 | 0 | 0 | 0 | 0 | 0 | 0 | 0 | 0 | 0 | 0 | 0 | 0_Vintage_SysStock
Tech Forecast Purchases
| Year | Year 0 | Year 1 | Year 2 | Year 3 | Year 4 | Year 5 | Year 6 | Year 7 | Year 8 | Year 9 | Year 10 | Year 11 | Year 12 | Year 13 | Year 14 | Year 15 | Year 16 | Year 17 | Year 18 | Year 19 | Year 20 | Year 21 | Year 22 | Year 23 | Year 24 | Year 25 | Year 26 | Year 27 | Year 28 | Year 29 | Year 30
| E1 | 0 | 0 | 0 | 0 | 0 | 0 | 0 | 0 | 0 | 0 | 0 | 0 | 0 | 0 | 0 | 0 | 0 | 0 | 0 | 0 | 0 | 0 | 0 | 0 | 0 | 0 | 0 | 0 | 0 | 0 | 0
| E2 | 0 | 0 | 0 | 0 | 0 | 0 | 0 | 0 | 0 | 0 | 0 | 0 | 0 | 0 | 0 | 0 | 0 | 0 | 0 | 0 | 0 | 0 | 0 | 0 | 0 | 0 | 0 | 0 | 0 | 0 | 0
| E3 | 0 | 0 | 0 | 0 | 0 | 0 | 0 | 0 | 0 | 0 | 0 | 0 | 0 | 0 | 0 | 0 | 0 | 0 | 0 | 0 | 0 | 0 | 0 | 0 | 0 | 0 | 0 | 0 | 0 | 0 | 0
| E4 | 0 | 0 | 0 | 0 | 0 | 0 | 0 | 0 | 0 | 0 | 0 | 0 | 0 | 0 | 0 | 0 | 0 | 0 | 0 | 0 | 0 | 0 | 0 | 0 | 0 | 0 | 0 | 0 | 0 | 0 | 0
| E5 | 0 | 0 | 0 | 0 | 0 | 0 | 0 | 0 | 0 | 0 | 0 | 0 | 0 | 0 | 0 | 0 | 0 | 0 | 0 | 0 | 0 | 0 | 0 | 0 | 0 | 0 | 0 | 0 | 0 | 0 | 0
| E6 | 0 | 0 | 0 | 0 | 0 | 0 | 0 | 0 | 0 | 0 | 0 | 0 | 0 | 0 | 0 | 0 | 0 | 0 | 0 | 0 | 0 | 0 | 0 | 0 | 0 | 0 | 0 | 0 | 0 | 0 | 0
| E7 | 0 | 0 | 0 | 0 | 0 | 0 | 0 | 0 | 0 | 0 | 0 | 0 | 0 | 0 | 0 | 0 | 0 | 0 | 0 | 0 | 0 | 0 | 0 | 0 | 0 | 0 | 0 | 0 | 0 | 0 | 0
| E8 | 0 | 0 | 0 | 0 | 0 | 0 | 0 | 0 | 0 | 0 | 0 | 0 | 0 | 0 | 0 | 0 | 0 | 0 | 0 | 0 | 0 | 0 | 0 | 0 | 0 | 0 | 0 | 0 | 0 | 0 | 0
| E9 | 0 | 0 | 0 | 0 | 0 | 0 | 0 | 0 | 0 | 0 | 0 | 0 | 0 | 0 | 0 | 0 | 0 | 0 | 0 | 0 | 0 | 0 | 0 | 0 | 0 | 0 | 0 | 0 | 0 | 0 | 0
| E10 | 0 | 0 | 0 | 0 | 0 | 0 | 0 | 0 | 0 | 0 | 0 | 0 | 0 | 0 | 0 | 0 | 0 | 0 | 0 | 0 | 0 | 0 | 0 | 0 | 0 | 0 | 0 | 0 | 0 | 0 | 0
Potential to Switch
| Year | Year 0 | Year 1 | Year 2 | Year 3 | Year 4 | Year 5 | Year 6 | Year 7 | Year 8 | Year 9 | Year 10 | Year 11 | Year 12 | Year 13 | Year 14 | Year 15 | Year 16 | Year 17 | Year 18 | Year 19 | Year 20 | Year 21 | Year 22 | Year 23 | Year 24 | Year 25 | Year 26 | Year 27 | Year 28 | Year 29 | Year 30
| E1 | 0 | 0 | 0 | 0 | 0 | 0 | 0 | 0 | 0 | 0 | 0 | 0 | 0 | 0 | 0 | 0 | 0 | 0 | 0 | 0 | 0 | 0 | 0 | 0 | 0 | 0 | 0 | 0 | 0 | 0 | 0 | 0_E1_Switched Out
| E2 | 0 | 0 | 0 | 0 | 0 | 0 | 0 | 0 | 0 | 0 | 0 | 0 | 0 | 0 | 0 | 0 | 0 | 0 | 0 | 0 | 0 | 0 | 0 | 0 | 0 | 0 | 0 | 0 | 0 | 0 | 0 | 0_E2_Switched Out
| E3 | 0 | 0 | 0 | 0 | 0 | 0 | 0 | 0 | 0 | 0 | 0 | 0 | 0 | 0 | 0 | 0 | 0 | 0 | 0 | 0 | 0 | 0 | 0 | 0 | 0 | 0 | 0 | 0 | 0 | 0 | 0 | 0_E3_Switched Out
| E4 | 0 | 0 | 0 | 0 | 0 | 0 | 0 | 0 | 0 | 0 | 0 | 0 | 0 | 0 | 0 | 0 | 0 | 0 | 0 | 0 | 0 | 0 | 0 | 0 | 0 | 0 | 0 | 0 | 0 | 0 | 0 | 0_E4_Switched Out
| E5 | 0 | 0 | 0 | 0 | 0 | 0 | 0 | 0 | 0 | 0 | 0 | 0 | 0 | 0 | 0 | 0 | 0 | 0 | 0 | 0 | 0 | 0 | 0 | 0 | 0 | 0 | 0 | 0 | 0 | 0 | 0 | 0_E5_Switched Out
| E6 | 0 | 0 | 0 | 0 | 0 | 0 | 0 | 0 | 0 | 0 | 0 | 0 | 0 | 0 | 0 | 0 | 0 | 0 | 0 | 0 | 0 | 0 | 0 | 0 | 0 | 0 | 0 | 0 | 0 | 0 | 0 | 0_E6_Switched Out
| E7 | 0 | 0 | 0 | 0 | 0 | 0 | 0 | 0 | 0 | 0 | 0 | 0 | 0 | 0 | 0 | 0 | 0 | 0 | 0 | 0 | 0 | 0 | 0 | 0 | 0 | 0 | 0 | 0 | 0 | 0 | 0 | 0_E7_Switched Out
| E8 | 0 | 0 | 0 | 0 | 0 | 0 | 0 | 0 | 0 | 0 | 0 | 0 | 0 | 0 | 0 | 0 | 0 | 0 | 0 | 0 | 0 | 0 | 0 | 0 | 0 | 0 | 0 | 0 | 0 | 0 | 0 | 0_E8_Switched Out
| E9 | 0 | 0 | 0 | 0 | 0 | 0 | 0 | 0 | 0 | 0 | 0 | 0 | 0 | 0 | 0 | 0 | 0 | 0 | 0 | 0 | 0 | 0 | 0 | 0 | 0 | 0 | 0 | 0 | 0 | 0 | 0 | 0_E9_Switched Out
| E10 | 0 | 0 | 0 | 0 | 0 | 0 | 0 | 0 | 0 | 0 | 0 | 0 | 0 | 0 | 0 | 0 | 0 | 0 | 0 | 0 | 0 | 0 | 0 | 0 | 0 | 0 | 0 | 0 | 0 | 0 | 0 | 0_E10_Switched Out
Units Out
| E1 | 0 | 0 | 0 | 0 | 0 | 0 | 0 | 0 | 0 | 0 | 0 | 0 | 0 | 0 | 0 | 0 | 0 | 0 | 0 | 0 | 0 | 0 | 0 | 0 | 0 | 0 | 0 | 0 | 0 | 0 | 0
| E2 | 0 | 0 | 0 | 0 | 0 | 0 | 0 | 0 | 0 | 0 | 0 | 0 | 0 | 0 | 0 | 0 | 0 | 0 | 0 | 0 | 0 | 0 | 0 | 0 | 0 | 0 | 0 | 0 | 0 | 0 | 0
| E3 | 0 | 0 | 0 | 0 | 0 | 0 | 0 | 0 | 0 | 0 | 0 | 0 | 0 | 0 | 0 | 0 | 0 | 0 | 0 | 0 | 0 | 0 | 0 | 0 | 0 | 0 | 0 | 0 | 0 | 0 | 0
| E4 | 0 | 0 | 0 | 0 | 0 | 0 | 0 | 0 | 0 | 0 | 0 | 0 | 0 | 0 | 0 | 0 | 0 | 0 | 0 | 0 | 0 | 0 | 0 | 0 | 0 | 0 | 0 | 0 | 0 | 0 | 0
| E5 | 0 | 0 | 0 | 0 | 0 | 0 | 0 | 0 | 0 | 0 | 0 | 0 | 0 | 0 | 0 | 0 | 0 | 0 | 0 | 0 | 0 | 0 | 0 | 0 | 0 | 0 | 0 | 0 | 0 | 0 | 0
| E6 | 0 | 0 | 0 | 0 | 0 | 0 | 0 | 0 | 0 | 0 | 0 | 0 | 0 | 0 | 0 | 0 | 0 | 0 | 0 | 0 | 0 | 0 | 0 | 0 | 0 | 0 | 0 | 0 | 0 | 0 | 0
| E7 | 0 | 0 | 0 | 0 | 0 | 0 | 0 | 0 | 0 | 0 | 0 | 0 | 0 | 0 | 0 | 0 | 0 | 0 | 0 | 0 | 0 | 0 | 0 | 0 | 0 | 0 | 0 | 0 | 0 | 0 | 0
| E8 | 0 | 0 | 0 | 0 | 0 | 0 | 0 | 0 | 0 | 0 | 0 | 0 | 0 | 0 | 0 | 0 | 0 | 0 | 0 | 0 | 0 | 0 | 0 | 0 | 0 | 0 | 0 | 0 | 0 | 0 | 0
| E9 | 0 | 0 | 0 | 0 | 0 | 0 | 0 | 0 | 0 | 0 | 0 | 0 | 0 | 0 | 0 | 0 | 0 | 0 | 0 | 0 | 0 | 0 | 0 | 0 | 0 | 0 | 0 | 0 | 0 | 0 | 0
| E10 | 0 | 0 | 0 | 0 | 0 | 0 | 0 | 0 | 0 | 0 | 0 | 0 | 0 | 0 | 0 | 0 | 0 | 0 | 0 | 0 | 0 | 0 | 0 | 0 | 0 | 0 | 0 | 0 | 0 | 0 | 0
| Vintage | 0 | 0 | 0 | 0 | 0 | 0 | 0 | 0 | 0 | 0 | 0 | 0 | 0 | 0 | 0 | 0 | 0 | 0 | 0 | 0 | 0 | 0 | 0 | 0 | 0 | 0 | 0 | 0 | 0 | 0 | 0
Tech Purchase Shares
| Year | Year 0 | Year 1 | Year 2 | Year 3 | Year 4 | Year 5 | Year 6 | Year 7 | Year 8 | Year 9 | Year 10 | Year 11 | Year 12 | Year 13 | Year 14 | Year 15 | Year 16 | Year 17 | Year 18 | Year 19 | Year 20 | Year 21 | Year 22 | Year 23 | Year 24 | Year 25 | Year 26 | Year 27 | Year 28 | Year 29 | Year 30
E1 | bar: Year 0 to Year 30
E2 | bar: Year 0 to Year 30
E3 | bar: Year 0 to Year 30
E4 | bar: Year 0 to Year 30
E5 | bar: Year 0 to Year 30
E6 | bar: Year 0 to Year 30
E7 | bar: Year 0 to Year 30
E8 | bar: Year 0 to Year 30
E9 | bar: Year 0 to Year 30
E10 | bar: Year 0 to Year 30
Units In from Switching
| E1 | 0 | 0 | 0 | 0 | 0 | 0 | 0 | 0 | 0 | 0 | 0 | 0 | 0 | 0 | 0 | 0 | 0 | 0 | 0 | 0 | 0 | 0 | 0 | 0 | 0 | 0 | 0 | 0 | 0 | 0 | 0
| E2 | 0 | 0 | 0 | 0 | 0 | 0 | 0 | 0 | 0 | 0 | 0 | 0 | 0 | 0 | 0 | 0 | 0 | 0 | 0 | 0 | 0 | 0 | 0 | 0 | 0 | 0 | 0 | 0 | 0 | 0 | 0
| E3 | 0 | 0 | 0 | 0 | 0 | 0 | 0 | 0 | 0 | 0 | 0 | 0 | 0 | 0 | 0 | 0 | 0 | 0 | 0 | 0 | 0 | 0 | 0 | 0 | 0 | 0 | 0 | 0 | 0 | 0 | 0
| E4 | 0 | 0 | 0 | 0 | 0 | 0 | 0 | 0 | 0 | 0 | 0 | 0 | 0 | 0 | 0 | 0 | 0 | 0 | 0 | 0 | 0 | 0 | 0 | 0 | 0 | 0 | 0 | 0 | 0 | 0 | 0
| E5 | 0 | 0 | 0 | 0 | 0 | 0 | 0 | 0 | 0 | 0 | 0 | 0 | 0 | 0 | 0 | 0 | 0 | 0 | 0 | 0 | 0 | 0 | 0 | 0 | 0 | 0 | 0 | 0 | 0 | 0 | 0
| E6 | 0 | 0 | 0 | 0 | 0 | 0 | 0 | 0 | 0 | 0 | 0 | 0 | 0 | 0 | 0 | 0 | 0 | 0 | 0 | 0 | 0 | 0 | 0 | 0 | 0 | 0 | 0 | 0 | 0 | 0 | 0
| E7 | 0 | 0 | 0 | 0 | 0 | 0 | 0 | 0 | 0 | 0 | 0 | 0 | 0 | 0 | 0 | 0 | 0 | 0 | 0 | 0 | 0 | 0 | 0 | 0 | 0 | 0 | 0 | 0 | 0 | 0 | 0
| E8 | 0 | 0 | 0 | 0 | 0 | 0 | 0 | 0 | 0 | 0 | 0 | 0 | 0 | 0 | 0 | 0 | 0 | 0 | 0 | 0 | 0 | 0 | 0 | 0 | 0 | 0 | 0 | 0 | 0 | 0 | 0
| E9 | 0 | 0 | 0 | 0 | 0 | 0 | 0 | 0 | 0 | 0 | 0 | 0 | 0 | 0 | 0 | 0 | 0 | 0 | 0 | 0 | 0 | 0 | 0 | 0 | 0 | 0 | 0 | 0 | 0 | 0 | 0
| E10 | 0 | 0 | 0 | 0 | 0 | 0 | 0 | 0 | 0 | 0 | 0 | 0 | 0 | 0 | 0 | 0 | 0 | 0 | 0 | 0 | 0 | 0 | 0 | 0 | 0 | 0 | 0 | 0 | 0 | 0 | 0
| Vintage | 0 | 0 | 0 | 0 | 0 | 0 | 0 | 0 | 0 | 0 | 0 | 0 | 0 | 0 | 0 | 0 | 0 | 0 | 0 | 0 | 0 | 0 | 0 | 0 | 0 | 0 | 0 | 0 | 0 | 0 | 0
Net Change
| Year | Year 0 | Year 1 | Year 2 | Year 3 | Year 4 | Year 5 | Year 6 | Year 7 | Year 8 | Year 9 | Year 10 | Year 11 | Year 12 | Year 13 | Year 14 | Year 15 | Year 16 | Year 17 | Year 18 | Year 19 | Year 20 | Year 21 | Year 22 | Year 23 | Year 24 | Year 25 | Year 26 | Year 27 | Year 28 | Year 29 | Year 30 | Key
| Units | 0 | 0 | 0 | 0 | 0 | 0 | 0 | 0 | 0 | 0 | 0 | 0 | 0 | 0 | 0 | 0 | 0 | 0 | 0 | 0 | 0 | 0 | 0 | 0 | 0 | 0 | 0 | 0 | 0 | 0 | 0 | 0_Units |  |  |  |  | 301957.8232
| Usage | 0 | 0 | 0 | 0 | 0 | 0 | 0 | 0 | 0 | 0 | 0 | 0 | 0 | 0 | 0 | 0 | 0 | 0 | 0 | 0 | 0 | 0 | 0 | 0 | 0 | 0 | 0 | 0 | 0 | 0 | 0 | 0_Usage |  |  |  |  | 1698.6543
| Peak Demand (S) | 0 | 0 | 0 | 0 | 0 | 0 | 0 | 0 | 0 | 0 | 0 | 0 | 0 | 0 | 0 | 0 | 0 | 0 | 0 | 0 | 0 | 0 | 0 | 0 | 0 | 0 | 0 | 0 | 0 | 0 | 0 | 0_Peak Demand (S) |  |  |  |  | 0
| Peak Demand (W) | 0 | 0 | 0 | 0 | 0 | 0 | 0 | 0 | 0 | 0 | 0 | 0 | 0 | 0 | 0 | 0 | 0 | 0 | 0 | 0 | 0 | 0 | 0 | 0 | 0 | 0 | 0 | 0 | 0 | 0 | 0 | 0_Peak Demand (W) |  |  |  |  | 884.6119
| Turnover | 0 | 0 | 0 | 0 | 0 | 0 | 0 | 0 | 0 | 0 | 0 | 0 | 0 | 0 | 0 | 0 | 0 | 0 | 0 | 0 | 0 | 0 | 0 | 0 | 0 | 0 | 0 | 0 | 0 | 0 | 0 | 0_Turnover |  |  |  |  | 6885.4476
| Avg. Replacement Usage | 0 | 0 | 0 | 0 | 0 | 0 | 0 | 0 | 0 | 0 | 0 | 0 | 0 | 0 | 0 | 0 | 0 | 0 | 0 | 0 | 0 | 0 | 0 | 0 | 0 | 0 | 0 | 0 | 0 | 0 | 0 | 0_Avg. Replacement Usage |  |  |  |  | 5638.8522
| Avg. Replacement Demand (S) | 0 | 0 | 0 | 0 | 0 | 0 | 0 | 0 | 0 | 0 | 0 | 0 | 0 | 0 | 0 | 0 | 0 | 0 | 0 | 0 | 0 | 0 | 0 | 0 | 0 | 0 | 0 | 0 | 0 | 0 | 0 | 0_Avg. Replacement Demand (S) |  |  |  |  | 0
| Avg. Replacement Demand (W) | 0 | 0 | 0 | 0 | 0 | 0 | 0 | 0 | 0 | 0 | 0 | 0 | 0 | 0 | 0 | 0 | 0 | 0 | 0 | 0 | 0 | 0 | 0 | 0 | 0 | 0 | 0 | 0 | 0 | 0 | 0 | 0_Avg. Replacement Demand (W) |  |  |  |  | 2.9366
Purchases
| Year | Year 0 | Year 1 | Year 2 | Year 3 | Year 4 | Year 5 | Year 6 | Year 7 | Year 8 | Year 9 | Year 10 | Year 11 | Year 12 | Year 13 | Year 14 | Year 15 | Year 16 | Year 17 | Year 18 | Year 19 | Year 20 | Year 21 | Year 22 | Year 23 | Year 24 | Year 25 | Year 26 | Year 27 | Year 28 | Year 29 | Year 30
| E1 | 0 | 0 | 0 | 0 | 0 | 0 | 0 | 0 | 0 | 0 | 0 | 0 | 0 | 0 | 0 | 0 | 0 | 0 | 0 | 0 | 0 | 0 | 0 | 0 | 0 | 0 | 0 | 0 | 0 | 0 | 0 | 0_E1_Purchases |  |  |  |  | 6885.4476
| E2 | 0 | 0 | 0 | 0 | 0 | 0 | 0 | 0 | 0 | 0 | 0 | 0 | 0 | 0 | 0 | 0 | 0 | 0 | 0 | 0 | 0 | 0 | 0 | 0 | 0 | 0 | 0 | 0 | 0 | 0 | 0 | 0_E2_Purchases |  |  |  |  | 0
| E3 | 0 | 0 | 0 | 0 | 0 | 0 | 0 | 0 | 0 | 0 | 0 | 0 | 0 | 0 | 0 | 0 | 0 | 0 | 0 | 0 | 0 | 0 | 0 | 0 | 0 | 0 | 0 | 0 | 0 | 0 | 0 | 0_E3_Purchases |  |  |  |  | 0
| E4 | 0 | 0 | 0 | 0 | 0 | 0 | 0 | 0 | 0 | 0 | 0 | 0 | 0 | 0 | 0 | 0 | 0 | 0 | 0 | 0 | 0 | 0 | 0 | 0 | 0 | 0 | 0 | 0 | 0 | 0 | 0 | 0_E4_Purchases |  |  |  |  | 0
| E5 | 0 | 0 | 0 | 0 | 0 | 0 | 0 | 0 | 0 | 0 | 0 | 0 | 0 | 0 | 0 | 0 | 0 | 0 | 0 | 0 | 0 | 0 | 0 | 0 | 0 | 0 | 0 | 0 | 0 | 0 | 0 | 0_E5_Purchases |  |  |  |  | 0
| E6 | 0 | 0 | 0 | 0 | 0 | 0 | 0 | 0 | 0 | 0 | 0 | 0 | 0 | 0 | 0 | 0 | 0 | 0 | 0 | 0 | 0 | 0 | 0 | 0 | 0 | 0 | 0 | 0 | 0 | 0 | 0 | 0_E6_Purchases |  |  |  |  | 0
| E7 | 0 | 0 | 0 | 0 | 0 | 0 | 0 | 0 | 0 | 0 | 0 | 0 | 0 | 0 | 0 | 0 | 0 | 0 | 0 | 0 | 0 | 0 | 0 | 0 | 0 | 0 | 0 | 0 | 0 | 0 | 0 | 0_E7_Purchases |  |  |  |  | 0
| E8 | 0 | 0 | 0 | 0 | 0 | 0 | 0 | 0 | 0 | 0 | 0 | 0 | 0 | 0 | 0 | 0 | 0 | 0 | 0 | 0 | 0 | 0 | 0 | 0 | 0 | 0 | 0 | 0 | 0 | 0 | 0 | 0_E8_Purchases |  |  |  |  | 0
| E9 | 0 | 0 | 0 | 0 | 0 | 0 | 0 | 0 | 0 | 0 | 0 | 0 | 0 | 0 | 0 | 0 | 0 | 0 | 0 | 0 | 0 | 0 | 0 | 0 | 0 | 0 | 0 | 0 | 0 | 0 | 0 | 0_E9_Purchases |  |  |  |  | 0
| E10 | 0 | 0 | 0 | 0 | 0 | 0 | 0 | 0 | 0 | 0 | 0 | 0 | 0 | 0 | 0 | 0 | 0 | 0 | 0 | 0 | 0 | 0 | 0 | 0 | 0 | 0 | 0 | 0 | 0 | 0 | 0 | 0_E10_Purchases |  |  |  |  | 0
Stock
| Year | Year 0 | Year 1 | Year 2 | Year 3 | Year 4 | Year 5 | Year 6 | Year 7 | Year 8 | Year 9 | Year 10 | Year 11 | Year 12 | Year 13 | Year 14 | Year 15 | Year 16 | Year 17 | Year 18 | Year 19 | Year 20 | Year 21 | Year 22 | Year 23 | Year 24 | Year 25 | Year 26 | Year 27 | Year 28 | Year 29 | Year 30
| E1 | 0 | 0 | 0 | 0 | 0 | 0 | 0 | 0 | 0 | 0 | 0 | 0 | 0 | 0 | 0 | 0 | 0 | 0 | 0 | 0 | 0 | 0 | 0 | 0 | 0 | 0 | 0 | 0 | 0 | 0 | 0 | 0_E1_Stock |  |  |  |  | 13576.6093
| E2 | 0 | 0 | 0 | 0 | 0 | 0 | 0 | 0 | 0 | 0 | 0 | 0 | 0 | 0 | 0 | 0 | 0 | 0 | 0 | 0 | 0 | 0 | 0 | 0 | 0 | 0 | 0 | 0 | 0 | 0 | 0 | 0_E2_Stock |  |  |  |  | 0
| E3 | 0 | 0 | 0 | 0 | 0 | 0 | 0 | 0 | 0 | 0 | 0 | 0 | 0 | 0 | 0 | 0 | 0 | 0 | 0 | 0 | 0 | 0 | 0 | 0 | 0 | 0 | 0 | 0 | 0 | 0 | 0 | 0_E3_Stock |  |  |  |  | 0
| E4 | 0 | 0 | 0 | 0 | 0 | 0 | 0 | 0 | 0 | 0 | 0 | 0 | 0 | 0 | 0 | 0 | 0 | 0 | 0 | 0 | 0 | 0 | 0 | 0 | 0 | 0 | 0 | 0 | 0 | 0 | 0 | 0_E4_Stock |  |  |  |  | 0
| E5 | 0 | 0 | 0 | 0 | 0 | 0 | 0 | 0 | 0 | 0 | 0 | 0 | 0 | 0 | 0 | 0 | 0 | 0 | 0 | 0 | 0 | 0 | 0 | 0 | 0 | 0 | 0 | 0 | 0 | 0 | 0 | 0_E5_Stock |  |  |  |  | 0
| E6 | 0 | 0 | 0 | 0 | 0 | 0 | 0 | 0 | 0 | 0 | 0 | 0 | 0 | 0 | 0 | 0 | 0 | 0 | 0 | 0 | 0 | 0 | 0 | 0 | 0 | 0 | 0 | 0 | 0 | 0 | 0 | 0_E6_Stock |  |  |  |  | 0
| E7 | 0 | 0 | 0 | 0 | 0 | 0 | 0 | 0 | 0 | 0 | 0 | 0 | 0 | 0 | 0 | 0 | 0 | 0 | 0 | 0 | 0 | 0 | 0 | 0 | 0 | 0 | 0 | 0 | 0 | 0 | 0 | 0_E7_Stock |  |  |  |  | 0
| E8 | 0 | 0 | 0 | 0 | 0 | 0 | 0 | 0 | 0 | 0 | 0 | 0 | 0 | 0 | 0 | 0 | 0 | 0 | 0 | 0 | 0 | 0 | 0 | 0 | 0 | 0 | 0 | 0 | 0 | 0 | 0 | 0_E8_Stock |  |  |  |  | 0
| E9 | 0 | 0 | 0 | 0 | 0 | 0 | 0 | 0 | 0 | 0 | 0 | 0 | 0 | 0 | 0 | 0 | 0 | 0 | 0 | 0 | 0 | 0 | 0 | 0 | 0 | 0 | 0 | 0 | 0 | 0 | 0 | 0_E9_Stock |  |  |  |  | 0
| E10 | 0 | 0 | 0 | 0 | 0 | 0 | 0 | 0 | 0 | 0 | 0 | 0 | 0 | 0 | 0 | 0 | 0 | 0 | 0 | 0 | 0 | 0 | 0 | 0 | 0 | 0 | 0 | 0 | 0 | 0 | 0 | 0_E10_Stock |  |  |  |  | 0
| Vintage | 0 | 0 | 0 | 0 | 0 | 0 | 0 | 0 | 0 | 0 | 0 | 0 | 0 | 0 | 0 | 0 | 0 | 0 | 0 | 0 | 0 | 0 | 0 | 0 | 0 | 0 | 0 | 0 | 0 | 0 | 0 | 0_Vintage_Stock |  |  |  |  | 288381.2139
S3C5 |  | Year 0: System 3 Technology 5
Technology Variables
| Tech Key | Year 0: 0
| Peak Factor (S) | Year 0: 0
| Peak Factor (W) | Year 0: 0
| Min Vintage Lifetime | Year 0: 0
| Max Vintage Lifetime | Year 0: 0
| Turnover Style | Year 0: 0
Technology Variables
| Equipment | Year 0: Label; Year 1: Min Lifetime; Year 2: Max Lifetime; Year 3: Degradation; Year 4: Usage; Year 5: Available
| E1 | Year 1: 0; Year 2: 0; Year 3: 0%; Year 4: 0; Year 5: FALSE
| E2 | Year 1: 0; Year 2: 0; Year 3: 0%; Year 4: 0; Year 5: FALSE
| E3 | Year 1: 0; Year 2: 0; Year 3: 0%; Year 4: 0; Year 5: FALSE
| E4 | Year 1: 0; Year 2: 0; Year 3: 0%; Year 4: 0; Year 5: FALSE
| E5 | Year 1: 0; Year 2: 0; Year 3: 0%; Year 4: 0; Year 5: FALSE
| E6 | Year 1: 0; Year 2: 0; Year 3: 0%; Year 4: 0; Year 5: FALSE
| E7 | Year 1: 0; Year 2: 0; Year 3: 0%; Year 4: 0; Year 5: FALSE
| E8 | Year 1: 0; Year 2: 0; Year 3: 0%; Year 4: 0; Year 5: FALSE
| E9 | Year 1: 0; Year 2: 0; Year 3: 0%; Year 4: 0; Year 5: FALSE
| E10 | Year 1: 0; Year 2: 0; Year 3: 0%; Year 4: 0; Year 5: FALSE
Original Forecast Results
| Year | Year 0 | Year 1 | Year 2 | Year 3 | Year 4 | Year 5 | Year 6 | Year 7 | Year 8 | Year 9 | Year 10 | Year 11 | Year 12 | Year 13 | Year 14 | Year 15 | Year 16 | Year 17 | Year 18 | Year 19 | Year 20 | Year 21 | Year 22 | Year 23 | Year 24 | Year 25 | Year 26 | Year 27 | Year 28 | Year 29 | Year 30 | Key
| Units | 0 | 0 | 0 | 0 | 0 | 0 | 0 | 0 | 0 | 0 | 0 | 0 | 0 | 0 | 0 | 0 | 0 | 0 | 0 | 0 | 0 | 0 | 0 | 0 | 0 | 0 | 0 | 0 | 0 | 0 | 0 | #REF! |  |  |  |  | 301957.8232
| Usage | 0 | 0 | 0 | 0 | 0 | 0 | 0 | 0 | 0 | 0 | 0 | 0 | 0 | 0 | 0 | 0 | 0 | 0 | 0 | 0 | 0 | 0 | 0 | 0 | 0 | 0 | 0 | 0 | 0 | 0 | 0 | #REF! |  |  |  |  | 1698.6543
| Peak Demand (S) | 0 | 0 | 0 | 0 | 0 | 0 | 0 | 0 | 0 | 0 | 0 | 0 | 0 | 0 | 0 | 0 | 0 | 0 | 0 | 0 | 0 | 0 | 0 | 0 | 0 | 0 | 0 | 0 | 0 | 0 | 0 | #REF! |  |  |  |  | 0
| Peak Demand (W) | 0 | 0 | 0 | 0 | 0 | 0 | 0 | 0 | 0 | 0 | 0 | 0 | 0 | 0 | 0 | 0 | 0 | 0 | 0 | 0 | 0 | 0 | 0 | 0 | 0 | 0 | 0 | 0 | 0 | 0 | 0 | #REF! |  |  |  |  | 884.6119
| Turnover | 0 | 0 | 0 | 0 | 0 | 0 | 0 | 0 | 0 | 0 | 0 | 0 | 0 | 0 | 0 | 0 | 0 | 0 | 0 | 0 | 0 | 0 | 0 | 0 | 0 | 0 | 0 | 0 | 0 | 0 | 0 | #REF! |  |  |  |  | 6885.4476
| Avg. Replacement Usage | 0 | 0 | 0 | 0 | 0 | 0 | 0 | 0 | 0 | 0 | 0 | 0 | 0 | 0 | 0 | 0 | 0 | 0 | 0 | 0 | 0 | 0 | 0 | 0 | 0 | 0 | 0 | 0 | 0 | 0 | 0 | #REF! |  |  |  |  | 5638.8522
| Avg. Replacement Demand (S) | 0 | 0 | 0 | 0 | 0 | 0 | 0 | 0 | 0 | 0 | 0 | 0 | 0 | 0 | 0 | 0 | 0 | 0 | 0 | 0 | 0 | 0 | 0 | 0 | 0 | 0 | 0 | 0 | 0 | 0 | 0 | #REF! |  |  |  |  | 0
| Avg. Replacement Demand (W) | 0 | 0 | 0 | 0 | 0 | 0 | 0 | 0 | 0 | 0 | 0 | 0 | 0 | 0 | 0 | 0 | 0 | 0 | 0 | 0 | 0 | 0 | 0 | 0 | 0 | 0 | 0 | 0 | 0 | 0 | 0 | #REF! |  |  |  |  | 2.9366
Tech Forecast Stock
| Year | Year 0 | Year 1 | Year 2 | Year 3 | Year 4 | Year 5 | Year 6 | Year 7 | Year 8 | Year 9 | Year 10 | Year 11 | Year 12 | Year 13 | Year 14 | Year 15 | Year 16 | Year 17 | Year 18 | Year 19 | Year 20 | Year 21 | Year 22 | Year 23 | Year 24 | Year 25 | Year 26 | Year 27 | Year 28 | Year 29 | Year 30
| E1 | 0 | 0 | 0 | 0 | 0 | 0 | 0 | 0 | 0 | 0 | 0 | 0 | 0 | 0 | 0 | 0 | 0 | 0 | 0 | 0 | 0 | 0 | 0 | 0 | 0 | 0 | 0 | 0 | 0 | 0 | 0
| E2 | 0 | 0 | 0 | 0 | 0 | 0 | 0 | 0 | 0 | 0 | 0 | 0 | 0 | 0 | 0 | 0 | 0 | 0 | 0 | 0 | 0 | 0 | 0 | 0 | 0 | 0 | 0 | 0 | 0 | 0 | 0
| E3 | 0 | 0 | 0 | 0 | 0 | 0 | 0 | 0 | 0 | 0 | 0 | 0 | 0 | 0 | 0 | 0 | 0 | 0 | 0 | 0 | 0 | 0 | 0 | 0 | 0 | 0 | 0 | 0 | 0 | 0 | 0
| E4 | 0 | 0 | 0 | 0 | 0 | 0 | 0 | 0 | 0 | 0 | 0 | 0 | 0 | 0 | 0 | 0 | 0 | 0 | 0 | 0 | 0 | 0 | 0 | 0 | 0 | 0 | 0 | 0 | 0 | 0 | 0
| E5 | 0 | 0 | 0 | 0 | 0 | 0 | 0 | 0 | 0 | 0 | 0 | 0 | 0 | 0 | 0 | 0 | 0 | 0 | 0 | 0 | 0 | 0 | 0 | 0 | 0 | 0 | 0 | 0 | 0 | 0 | 0
| E6 | 0 | 0 | 0 | 0 | 0 | 0 | 0 | 0 | 0 | 0 | 0 | 0 | 0 | 0 | 0 | 0 | 0 | 0 | 0 | 0 | 0 | 0 | 0 | 0 | 0 | 0 | 0 | 0 | 0 | 0 | 0
| E7 | 0 | 0 | 0 | 0 | 0 | 0 | 0 | 0 | 0 | 0 | 0 | 0 | 0 | 0 | 0 | 0 | 0 | 0 | 0 | 0 | 0 | 0 | 0 | 0 | 0 | 0 | 0 | 0 | 0 | 0 | 0
| E8 | 0 | 0 | 0 | 0 | 0 | 0 | 0 | 0 | 0 | 0 | 0 | 0 | 0 | 0 | 0 | 0 | 0 | 0 | 0 | 0 | 0 | 0 | 0 | 0 | 0 | 0 | 0 | 0 | 0 | 0 | 0
| E9 | 0 | 0 | 0 | 0 | 0 | 0 | 0 | 0 | 0 | 0 | 0 | 0 | 0 | 0 | 0 | 0 | 0 | 0 | 0 | 0 | 0 | 0 | 0 | 0 | 0 | 0 | 0 | 0 | 0 | 0 | 0
| E10 | 0 | 0 | 0 | 0 | 0 | 0 | 0 | 0 | 0 | 0 | 0 | 0 | 0 | 0 | 0 | 0 | 0 | 0 | 0 | 0 | 0 | 0 | 0 | 0 | 0 | 0 | 0 | 0 | 0 | 0 | 0
| Vintage | 0 | 0 | 0 | 0 | 0 | 0 | 0 | 0 | 0 | 0 | 0 | 0 | 0 | 0 | 0 | 0 | 0 | 0 | 0 | 0 | 0 | 0 | 0 | 0 | 0 | 0 | 0 | 0 | 0 | 0 | 0
Stock for Switching
| Year | Year 0 | Year 1 | Year 2 | Year 3 | Year 4 | Year 5 | Year 6 | Year 7 | Year 8 | Year 9 | Year 10 | Year 11 | Year 12 | Year 13 | Year 14 | Year 15 | Year 16 | Year 17 | Year 18 | Year 19 | Year 20 | Year 21 | Year 22 | Year 23 | Year 24 | Year 25 | Year 26 | Year 27 | Year 28 | Year 29 | Year 30
| E1 | 0 | 0 | 0 | 0 | 0 | 0 | 0 | 0 | 0 | 0 | 0 | 0 | 0 | 0 | 0 | 0 | 0 | 0 | 0 | 0 | 0 | 0 | 0 | 0 | 0 | 0 | 0 | 0 | 0 | 0 | 0 | 0_E1_SysStock
| E2 | 0 | 0 | 0 | 0 | 0 | 0 | 0 | 0 | 0 | 0 | 0 | 0 | 0 | 0 | 0 | 0 | 0 | 0 | 0 | 0 | 0 | 0 | 0 | 0 | 0 | 0 | 0 | 0 | 0 | 0 | 0 | 0_E2_SysStock
| E3 | 0 | 0 | 0 | 0 | 0 | 0 | 0 | 0 | 0 | 0 | 0 | 0 | 0 | 0 | 0 | 0 | 0 | 0 | 0 | 0 | 0 | 0 | 0 | 0 | 0 | 0 | 0 | 0 | 0 | 0 | 0 | 0_E3_SysStock
| E4 | 0 | 0 | 0 | 0 | 0 | 0 | 0 | 0 | 0 | 0 | 0 | 0 | 0 | 0 | 0 | 0 | 0 | 0 | 0 | 0 | 0 | 0 | 0 | 0 | 0 | 0 | 0 | 0 | 0 | 0 | 0 | 0_E4_SysStock
| E5 | 0 | 0 | 0 | 0 | 0 | 0 | 0 | 0 | 0 | 0 | 0 | 0 | 0 | 0 | 0 | 0 | 0 | 0 | 0 | 0 | 0 | 0 | 0 | 0 | 0 | 0 | 0 | 0 | 0 | 0 | 0 | 0_E5_SysStock
| E6 | 0 | 0 | 0 | 0 | 0 | 0 | 0 | 0 | 0 | 0 | 0 | 0 | 0 | 0 | 0 | 0 | 0 | 0 | 0 | 0 | 0 | 0 | 0 | 0 | 0 | 0 | 0 | 0 | 0 | 0 | 0 | 0_E6_SysStock
| E7 | 0 | 0 | 0 | 0 | 0 | 0 | 0 | 0 | 0 | 0 | 0 | 0 | 0 | 0 | 0 | 0 | 0 | 0 | 0 | 0 | 0 | 0 | 0 | 0 | 0 | 0 | 0 | 0 | 0 | 0 | 0 | 0_E7_SysStock
| E8 | 0 | 0 | 0 | 0 | 0 | 0 | 0 | 0 | 0 | 0 | 0 | 0 | 0 | 0 | 0 | 0 | 0 | 0 | 0 | 0 | 0 | 0 | 0 | 0 | 0 | 0 | 0 | 0 | 0 | 0 | 0 | 0_E8_SysStock
| E9 | 0 | 0 | 0 | 0 | 0 | 0 | 0 | 0 | 0 | 0 | 0 | 0 | 0 | 0 | 0 | 0 | 0 | 0 | 0 | 0 | 0 | 0 | 0 | 0 | 0 | 0 | 0 | 0 | 0 | 0 | 0 | 0_E9_SysStock
| E10 | 0 | 0 | 0 | 0 | 0 | 0 | 0 | 0 | 0 | 0 | 0 | 0 | 0 | 0 | 0 | 0 | 0 | 0 | 0 | 0 | 0 | 0 | 0 | 0 | 0 | 0 | 0 | 0 | 0 | 0 | 0 | 0_E10_SysStock
| Vintage | 0 | 0 | 0 | 0 | 0 | 0 | 0 | 0 | 0 | 0 | 0 | 0 | 0 | 0 | 0 | 0 | 0 | 0 | 0 | 0 | 0 | 0 | 0 | 0 | 0 | 0 | 0 | 0 | 0 | 0 | 0 | 0_Vintage_SysStock
Tech Forecast Purchases
| Year | Year 0 | Year 1 | Year 2 | Year 3 | Year 4 | Year 5 | Year 6 | Year 7 | Year 8 | Year 9 | Year 10 | Year 11 | Year 12 | Year 13 | Year 14 | Year 15 | Year 16 | Year 17 | Year 18 | Year 19 | Year 20 | Year 21 | Year 22 | Year 23 | Year 24 | Year 25 | Year 26 | Year 27 | Year 28 | Year 29 | Year 30
| E1 | 0 | 0 | 0 | 0 | 0 | 0 | 0 | 0 | 0 | 0 | 0 | 0 | 0 | 0 | 0 | 0 | 0 | 0 | 0 | 0 | 0 | 0 | 0 | 0 | 0 | 0 | 0 | 0 | 0 | 0 | 0
| E2 | 0 | 0 | 0 | 0 | 0 | 0 | 0 | 0 | 0 | 0 | 0 | 0 | 0 | 0 | 0 | 0 | 0 | 0 | 0 | 0 | 0 | 0 | 0 | 0 | 0 | 0 | 0 | 0 | 0 | 0 | 0
| E3 | 0 | 0 | 0 | 0 | 0 | 0 | 0 | 0 | 0 | 0 | 0 | 0 | 0 | 0 | 0 | 0 | 0 | 0 | 0 | 0 | 0 | 0 | 0 | 0 | 0 | 0 | 0 | 0 | 0 | 0 | 0
| E4 | 0 | 0 | 0 | 0 | 0 | 0 | 0 | 0 | 0 | 0 | 0 | 0 | 0 | 0 | 0 | 0 | 0 | 0 | 0 | 0 | 0 | 0 | 0 | 0 | 0 | 0 | 0 | 0 | 0 | 0 | 0
| E5 | 0 | 0 | 0 | 0 | 0 | 0 | 0 | 0 | 0 | 0 | 0 | 0 | 0 | 0 | 0 | 0 | 0 | 0 | 0 | 0 | 0 | 0 | 0 | 0 | 0 | 0 | 0 | 0 | 0 | 0 | 0
| E6 | 0 | 0 | 0 | 0 | 0 | 0 | 0 | 0 | 0 | 0 | 0 | 0 | 0 | 0 | 0 | 0 | 0 | 0 | 0 | 0 | 0 | 0 | 0 | 0 | 0 | 0 | 0 | 0 | 0 | 0 | 0
| E7 | 0 | 0 | 0 | 0 | 0 | 0 | 0 | 0 | 0 | 0 | 0 | 0 | 0 | 0 | 0 | 0 | 0 | 0 | 0 | 0 | 0 | 0 | 0 | 0 | 0 | 0 | 0 | 0 | 0 | 0 | 0
| E8 | 0 | 0 | 0 | 0 | 0 | 0 | 0 | 0 | 0 | 0 | 0 | 0 | 0 | 0 | 0 | 0 | 0 | 0 | 0 | 0 | 0 | 0 | 0 | 0 | 0 | 0 | 0 | 0 | 0 | 0 | 0
| E9 | 0 | 0 | 0 | 0 | 0 | 0 | 0 | 0 | 0 | 0 | 0 | 0 | 0 | 0 | 0 | 0 | 0 | 0 | 0 | 0 | 0 | 0 | 0 | 0 | 0 | 0 | 0 | 0 | 0 | 0 | 0
| E10 | 0 | 0 | 0 | 0 | 0 | 0 | 0 | 0 | 0 | 0 | 0 | 0 | 0 | 0 | 0 | 0 | 0 | 0 | 0 | 0 | 0 | 0 | 0 | 0 | 0 | 0 | 0 | 0 | 0 | 0 | 0
Potential to Switch
| Year | Year 0 | Year 1 | Year 2 | Year 3 | Year 4 | Year 5 | Year 6 | Year 7 | Year 8 | Year 9 | Year 10 | Year 11 | Year 12 | Year 13 | Year 14 | Year 15 | Year 16 | Year 17 | Year 18 | Year 19 | Year 20 | Year 21 | Year 22 | Year 23 | Year 24 | Year 25 | Year 26 | Year 27 | Year 28 | Year 29 | Year 30
| E1 | 0 | 0 | 0 | 0 | 0 | 0 | 0 | 0 | 0 | 0 | 0 | 0 | 0 | 0 | 0 | 0 | 0 | 0 | 0 | 0 | 0 | 0 | 0 | 0 | 0 | 0 | 0 | 0 | 0 | 0 | 0 | 0_E1_Switched Out
| E2 | 0 | 0 | 0 | 0 | 0 | 0 | 0 | 0 | 0 | 0 | 0 | 0 | 0 | 0 | 0 | 0 | 0 | 0 | 0 | 0 | 0 | 0 | 0 | 0 | 0 | 0 | 0 | 0 | 0 | 0 | 0 | 0_E2_Switched Out
| E3 | 0 | 0 | 0 | 0 | 0 | 0 | 0 | 0 | 0 | 0 | 0 | 0 | 0 | 0 | 0 | 0 | 0 | 0 | 0 | 0 | 0 | 0 | 0 | 0 | 0 | 0 | 0 | 0 | 0 | 0 | 0 | 0_E3_Switched Out
| E4 | 0 | 0 | 0 | 0 | 0 | 0 | 0 | 0 | 0 | 0 | 0 | 0 | 0 | 0 | 0 | 0 | 0 | 0 | 0 | 0 | 0 | 0 | 0 | 0 | 0 | 0 | 0 | 0 | 0 | 0 | 0 | 0_E4_Switched Out
| E5 | 0 | 0 | 0 | 0 | 0 | 0 | 0 | 0 | 0 | 0 | 0 | 0 | 0 | 0 | 0 | 0 | 0 | 0 | 0 | 0 | 0 | 0 | 0 | 0 | 0 | 0 | 0 | 0 | 0 | 0 | 0 | 0_E5_Switched Out
| E6 | 0 | 0 | 0 | 0 | 0 | 0 | 0 | 0 | 0 | 0 | 0 | 0 | 0 | 0 | 0 | 0 | 0 | 0 | 0 | 0 | 0 | 0 | 0 | 0 | 0 | 0 | 0 | 0 | 0 | 0 | 0 | 0_E6_Switched Out
| E7 | 0 | 0 | 0 | 0 | 0 | 0 | 0 | 0 | 0 | 0 | 0 | 0 | 0 | 0 | 0 | 0 | 0 | 0 | 0 | 0 | 0 | 0 | 0 | 0 | 0 | 0 | 0 | 0 | 0 | 0 | 0 | 0_E7_Switched Out
| E8 | 0 | 0 | 0 | 0 | 0 | 0 | 0 | 0 | 0 | 0 | 0 | 0 | 0 | 0 | 0 | 0 | 0 | 0 | 0 | 0 | 0 | 0 | 0 | 0 | 0 | 0 | 0 | 0 | 0 | 0 | 0 | 0_E8_Switched Out
| E9 | 0 | 0 | 0 | 0 | 0 | 0 | 0 | 0 | 0 | 0 | 0 | 0 | 0 | 0 | 0 | 0 | 0 | 0 | 0 | 0 | 0 | 0 | 0 | 0 | 0 | 0 | 0 | 0 | 0 | 0 | 0 | 0_E9_Switched Out
| E10 | 0 | 0 | 0 | 0 | 0 | 0 | 0 | 0 | 0 | 0 | 0 | 0 | 0 | 0 | 0 | 0 | 0 | 0 | 0 | 0 | 0 | 0 | 0 | 0 | 0 | 0 | 0 | 0 | 0 | 0 | 0 | 0_E10_Switched Out
Units Out
| E1 | 0 | 0 | 0 | 0 | 0 | 0 | 0 | 0 | 0 | 0 | 0 | 0 | 0 | 0 | 0 | 0 | 0 | 0 | 0 | 0 | 0 | 0 | 0 | 0 | 0 | 0 | 0 | 0 | 0 | 0 | 0
| E2 | 0 | 0 | 0 | 0 | 0 | 0 | 0 | 0 | 0 | 0 | 0 | 0 | 0 | 0 | 0 | 0 | 0 | 0 | 0 | 0 | 0 | 0 | 0 | 0 | 0 | 0 | 0 | 0 | 0 | 0 | 0
| E3 | 0 | 0 | 0 | 0 | 0 | 0 | 0 | 0 | 0 | 0 | 0 | 0 | 0 | 0 | 0 | 0 | 0 | 0 | 0 | 0 | 0 | 0 | 0 | 0 | 0 | 0 | 0 | 0 | 0 | 0 | 0
| E4 | 0 | 0 | 0 | 0 | 0 | 0 | 0 | 0 | 0 | 0 | 0 | 0 | 0 | 0 | 0 | 0 | 0 | 0 | 0 | 0 | 0 | 0 | 0 | 0 | 0 | 0 | 0 | 0 | 0 | 0 | 0
| E5 | 0 | 0 | 0 | 0 | 0 | 0 | 0 | 0 | 0 | 0 | 0 | 0 | 0 | 0 | 0 | 0 | 0 | 0 | 0 | 0 | 0 | 0 | 0 | 0 | 0 | 0 | 0 | 0 | 0 | 0 | 0
| E6 | 0 | 0 | 0 | 0 | 0 | 0 | 0 | 0 | 0 | 0 | 0 | 0 | 0 | 0 | 0 | 0 | 0 | 0 | 0 | 0 | 0 | 0 | 0 | 0 | 0 | 0 | 0 | 0 | 0 | 0 | 0
| E7 | 0 | 0 | 0 | 0 | 0 | 0 | 0 | 0 | 0 | 0 | 0 | 0 | 0 | 0 | 0 | 0 | 0 | 0 | 0 | 0 | 0 | 0 | 0 | 0 | 0 | 0 | 0 | 0 | 0 | 0 | 0
| E8 | 0 | 0 | 0 | 0 | 0 | 0 | 0 | 0 | 0 | 0 | 0 | 0 | 0 | 0 | 0 | 0 | 0 | 0 | 0 | 0 | 0 | 0 | 0 | 0 | 0 | 0 | 0 | 0 | 0 | 0 | 0
| E9 | 0 | 0 | 0 | 0 | 0 | 0 | 0 | 0 | 0 | 0 | 0 | 0 | 0 | 0 | 0 | 0 | 0 | 0 | 0 | 0 | 0 | 0 | 0 | 0 | 0 | 0 | 0 | 0 | 0 | 0 | 0
| E10 | 0 | 0 | 0 | 0 | 0 | 0 | 0 | 0 | 0 | 0 | 0 | 0 | 0 | 0 | 0 | 0 | 0 | 0 | 0 | 0 | 0 | 0 | 0 | 0 | 0 | 0 | 0 | 0 | 0 | 0 | 0
| Vintage | 0 | 0 | 0 | 0 | 0 | 0 | 0 | 0 | 0 | 0 | 0 | 0 | 0 | 0 | 0 | 0 | 0 | 0 | 0 | 0 | 0 | 0 | 0 | 0 | 0 | 0 | 0 | 0 | 0 | 0 | 0
Tech Purchase Shares
| Year | Year 0 | Year 1 | Year 2 | Year 3 | Year 4 | Year 5 | Year 6 | Year 7 | Year 8 | Year 9 | Year 10 | Year 11 | Year 12 | Year 13 | Year 14 | Year 15 | Year 16 | Year 17 | Year 18 | Year 19 | Year 20 | Year 21 | Year 22 | Year 23 | Year 24 | Year 25 | Year 26 | Year 27 | Year 28 | Year 29 | Year 30
E1 | bar: Year 0 to Year 30
E2 | bar: Year 0 to Year 30
E3 | bar: Year 0 to Year 30
E4 | bar: Year 0 to Year 30
E5 | bar: Year 0 to Year 30
E6 | bar: Year 0 to Year 30
E7 | bar: Year 0 to Year 30
E8 | bar: Year 0 to Year 30
E9 | bar: Year 0 to Year 30
E10 | bar: Year 0 to Year 30
Units In from Switching
| E1 | 0 | 0 | 0 | 0 | 0 | 0 | 0 | 0 | 0 | 0 | 0 | 0 | 0 | 0 | 0 | 0 | 0 | 0 | 0 | 0 | 0 | 0 | 0 | 0 | 0 | 0 | 0 | 0 | 0 | 0 | 0
| E2 | 0 | 0 | 0 | 0 | 0 | 0 | 0 | 0 | 0 | 0 | 0 | 0 | 0 | 0 | 0 | 0 | 0 | 0 | 0 | 0 | 0 | 0 | 0 | 0 | 0 | 0 | 0 | 0 | 0 | 0 | 0
| E3 | 0 | 0 | 0 | 0 | 0 | 0 | 0 | 0 | 0 | 0 | 0 | 0 | 0 | 0 | 0 | 0 | 0 | 0 | 0 | 0 | 0 | 0 | 0 | 0 | 0 | 0 | 0 | 0 | 0 | 0 | 0
| E4 | 0 | 0 | 0 | 0 | 0 | 0 | 0 | 0 | 0 | 0 | 0 | 0 | 0 | 0 | 0 | 0 | 0 | 0 | 0 | 0 | 0 | 0 | 0 | 0 | 0 | 0 | 0 | 0 | 0 | 0 | 0
| E5 | 0 | 0 | 0 | 0 | 0 | 0 | 0 | 0 | 0 | 0 | 0 | 0 | 0 | 0 | 0 | 0 | 0 | 0 | 0 | 0 | 0 | 0 | 0 | 0 | 0 | 0 | 0 | 0 | 0 | 0 | 0
| E6 | 0 | 0 | 0 | 0 | 0 | 0 | 0 | 0 | 0 | 0 | 0 | 0 | 0 | 0 | 0 | 0 | 0 | 0 | 0 | 0 | 0 | 0 | 0 | 0 | 0 | 0 | 0 | 0 | 0 | 0 | 0
| E7 | 0 | 0 | 0 | 0 | 0 | 0 | 0 | 0 | 0 | 0 | 0 | 0 | 0 | 0 | 0 | 0 | 0 | 0 | 0 | 0 | 0 | 0 | 0 | 0 | 0 | 0 | 0 | 0 | 0 | 0 | 0
| E8 | 0 | 0 | 0 | 0 | 0 | 0 | 0 | 0 | 0 | 0 | 0 | 0 | 0 | 0 | 0 | 0 | 0 | 0 | 0 | 0 | 0 | 0 | 0 | 0 | 0 | 0 | 0 | 0 | 0 | 0 | 0
| E9 | 0 | 0 | 0 | 0 | 0 | 0 | 0 | 0 | 0 | 0 | 0 | 0 | 0 | 0 | 0 | 0 | 0 | 0 | 0 | 0 | 0 | 0 | 0 | 0 | 0 | 0 | 0 | 0 | 0 | 0 | 0
| E10 | 0 | 0 | 0 | 0 | 0 | 0 | 0 | 0 | 0 | 0 | 0 | 0 | 0 | 0 | 0 | 0 | 0 | 0 | 0 | 0 | 0 | 0 | 0 | 0 | 0 | 0 | 0 | 0 | 0 | 0 | 0
| Vintage | 0 | 0 | 0 | 0 | 0 | 0 | 0 | 0 | 0 | 0 | 0 | 0 | 0 | 0 | 0 | 0 | 0 | 0 | 0 | 0 | 0 | 0 | 0 | 0 | 0 | 0 | 0 | 0 | 0 | 0 | 0
Net Change
| Year | Year 0 | Year 1 | Year 2 | Year 3 | Year 4 | Year 5 | Year 6 | Year 7 | Year 8 | Year 9 | Year 10 | Year 11 | Year 12 | Year 13 | Year 14 | Year 15 | Year 16 | Year 17 | Year 18 | Year 19 | Year 20 | Year 21 | Year 22 | Year 23 | Year 24 | Year 25 | Year 26 | Year 27 | Year 28 | Year 29 | Year 30 | Key
| Units | 0 | 0 | 0 | 0 | 0 | 0 | 0 | 0 | 0 | 0 | 0 | 0 | 0 | 0 | 0 | 0 | 0 | 0 | 0 | 0 | 0 | 0 | 0 | 0 | 0 | 0 | 0 | 0 | 0 | 0 | 0 | 0_Units |  |  |  |  | 301957.8232
| Usage | 0 | 0 | 0 | 0 | 0 | 0 | 0 | 0 | 0 | 0 | 0 | 0 | 0 | 0 | 0 | 0 | 0 | 0 | 0 | 0 | 0 | 0 | 0 | 0 | 0 | 0 | 0 | 0 | 0 | 0 | 0 | 0_Usage |  |  |  |  | 1698.6543
| Peak Demand (S) | 0 | 0 | 0 | 0 | 0 | 0 | 0 | 0 | 0 | 0 | 0 | 0 | 0 | 0 | 0 | 0 | 0 | 0 | 0 | 0 | 0 | 0 | 0 | 0 | 0 | 0 | 0 | 0 | 0 | 0 | 0 | 0_Peak Demand (S) |  |  |  |  | 0
| Peak Demand (W) | 0 | 0 | 0 | 0 | 0 | 0 | 0 | 0 | 0 | 0 | 0 | 0 | 0 | 0 | 0 | 0 | 0 | 0 | 0 | 0 | 0 | 0 | 0 | 0 | 0 | 0 | 0 | 0 | 0 | 0 | 0 | 0_Peak Demand (W) |  |  |  |  | 884.6119
| Turnover | 0 | 0 | 0 | 0 | 0 | 0 | 0 | 0 | 0 | 0 | 0 | 0 | 0 | 0 | 0 | 0 | 0 | 0 | 0 | 0 | 0 | 0 | 0 | 0 | 0 | 0 | 0 | 0 | 0 | 0 | 0 | 0_Turnover |  |  |  |  | 6885.4476
| Avg. Replacement Usage | 0 | 0 | 0 | 0 | 0 | 0 | 0 | 0 | 0 | 0 | 0 | 0 | 0 | 0 | 0 | 0 | 0 | 0 | 0 | 0 | 0 | 0 | 0 | 0 | 0 | 0 | 0 | 0 | 0 | 0 | 0 | 0_Avg. Replacement Usage |  |  |  |  | 5638.8522
| Avg. Replacement Demand (S) | 0 | 0 | 0 | 0 | 0 | 0 | 0 | 0 | 0 | 0 | 0 | 0 | 0 | 0 | 0 | 0 | 0 | 0 | 0 | 0 | 0 | 0 | 0 | 0 | 0 | 0 | 0 | 0 | 0 | 0 | 0 | 0_Avg. Replacement Demand (S) |  |  |  |  | 0
| Avg. Replacement Demand (W) | 0 | 0 | 0 | 0 | 0 | 0 | 0 | 0 | 0 | 0 | 0 | 0 | 0 | 0 | 0 | 0 | 0 | 0 | 0 | 0 | 0 | 0 | 0 | 0 | 0 | 0 | 0 | 0 | 0 | 0 | 0 | 0_Avg. Replacement Demand (W) |  |  |  |  | 2.9366
Purchases
| Year | Year 0 | Year 1 | Year 2 | Year 3 | Year 4 | Year 5 | Year 6 | Year 7 | Year 8 | Year 9 | Year 10 | Year 11 | Year 12 | Year 13 | Year 14 | Year 15 | Year 16 | Year 17 | Year 18 | Year 19 | Year 20 | Year 21 | Year 22 | Year 23 | Year 24 | Year 25 | Year 26 | Year 27 | Year 28 | Year 29 | Year 30
| E1 | 0 | 0 | 0 | 0 | 0 | 0 | 0 | 0 | 0 | 0 | 0 | 0 | 0 | 0 | 0 | 0 | 0 | 0 | 0 | 0 | 0 | 0 | 0 | 0 | 0 | 0 | 0 | 0 | 0 | 0 | 0 | 0_E1_Purchases |  |  |  |  | 6885.4476
| E2 | 0 | 0 | 0 | 0 | 0 | 0 | 0 | 0 | 0 | 0 | 0 | 0 | 0 | 0 | 0 | 0 | 0 | 0 | 0 | 0 | 0 | 0 | 0 | 0 | 0 | 0 | 0 | 0 | 0 | 0 | 0 | 0_E2_Purchases |  |  |  |  | 0
| E3 | 0 | 0 | 0 | 0 | 0 | 0 | 0 | 0 | 0 | 0 | 0 | 0 | 0 | 0 | 0 | 0 | 0 | 0 | 0 | 0 | 0 | 0 | 0 | 0 | 0 | 0 | 0 | 0 | 0 | 0 | 0 | 0_E3_Purchases |  |  |  |  | 0
| E4 | 0 | 0 | 0 | 0 | 0 | 0 | 0 | 0 | 0 | 0 | 0 | 0 | 0 | 0 | 0 | 0 | 0 | 0 | 0 | 0 | 0 | 0 | 0 | 0 | 0 | 0 | 0 | 0 | 0 | 0 | 0 | 0_E4_Purchases |  |  |  |  | 0
| E5 | 0 | 0 | 0 | 0 | 0 | 0 | 0 | 0 | 0 | 0 | 0 | 0 | 0 | 0 | 0 | 0 | 0 | 0 | 0 | 0 | 0 | 0 | 0 | 0 | 0 | 0 | 0 | 0 | 0 | 0 | 0 | 0_E5_Purchases |  |  |  |  | 0
| E6 | 0 | 0 | 0 | 0 | 0 | 0 | 0 | 0 | 0 | 0 | 0 | 0 | 0 | 0 | 0 | 0 | 0 | 0 | 0 | 0 | 0 | 0 | 0 | 0 | 0 | 0 | 0 | 0 | 0 | 0 | 0 | 0_E6_Purchases |  |  |  |  | 0
| E7 | 0 | 0 | 0 | 0 | 0 | 0 | 0 | 0 | 0 | 0 | 0 | 0 | 0 | 0 | 0 | 0 | 0 | 0 | 0 | 0 | 0 | 0 | 0 | 0 | 0 | 0 | 0 | 0 | 0 | 0 | 0 | 0_E7_Purchases |  |  |  |  | 0
| E8 | 0 | 0 | 0 | 0 | 0 | 0 | 0 | 0 | 0 | 0 | 0 | 0 | 0 | 0 | 0 | 0 | 0 | 0 | 0 | 0 | 0 | 0 | 0 | 0 | 0 | 0 | 0 | 0 | 0 | 0 | 0 | 0_E8_Purchases |  |  |  |  | 0
| E9 | 0 | 0 | 0 | 0 | 0 | 0 | 0 | 0 | 0 | 0 | 0 | 0 | 0 | 0 | 0 | 0 | 0 | 0 | 0 | 0 | 0 | 0 | 0 | 0 | 0 | 0 | 0 | 0 | 0 | 0 | 0 | 0_E9_Purchases |  |  |  |  | 0
| E10 | 0 | 0 | 0 | 0 | 0 | 0 | 0 | 0 | 0 | 0 | 0 | 0 | 0 | 0 | 0 | 0 | 0 | 0 | 0 | 0 | 0 | 0 | 0 | 0 | 0 | 0 | 0 | 0 | 0 | 0 | 0 | 0_E10_Purchases |  |  |  |  | 0
Stock
| Year | Year 0 | Year 1 | Year 2 | Year 3 | Year 4 | Year 5 | Year 6 | Year 7 | Year 8 | Year 9 | Year 10 | Year 11 | Year 12 | Year 13 | Year 14 | Year 15 | Year 16 | Year 17 | Year 18 | Year 19 | Year 20 | Year 21 | Year 22 | Year 23 | Year 24 | Year 25 | Year 26 | Year 27 | Year 28 | Year 29 | Year 30
| E1 | 0 | 0 | 0 | 0 | 0 | 0 | 0 | 0 | 0 | 0 | 0 | 0 | 0 | 0 | 0 | 0 | 0 | 0 | 0 | 0 | 0 | 0 | 0 | 0 | 0 | 0 | 0 | 0 | 0 | 0 | 0 | 0_E1_Stock |  |  |  |  | 13576.6093
| E2 | 0 | 0 | 0 | 0 | 0 | 0 | 0 | 0 | 0 | 0 | 0 | 0 | 0 | 0 | 0 | 0 | 0 | 0 | 0 | 0 | 0 | 0 | 0 | 0 | 0 | 0 | 0 | 0 | 0 | 0 | 0 | 0_E2_Stock |  |  |  |  | 0
| E3 | 0 | 0 | 0 | 0 | 0 | 0 | 0 | 0 | 0 | 0 | 0 | 0 | 0 | 0 | 0 | 0 | 0 | 0 | 0 | 0 | 0 | 0 | 0 | 0 | 0 | 0 | 0 | 0 | 0 | 0 | 0 | 0_E3_Stock |  |  |  |  | 0
| E4 | 0 | 0 | 0 | 0 | 0 | 0 | 0 | 0 | 0 | 0 | 0 | 0 | 0 | 0 | 0 | 0 | 0 | 0 | 0 | 0 | 0 | 0 | 0 | 0 | 0 | 0 | 0 | 0 | 0 | 0 | 0 | 0_E4_Stock |  |  |  |  | 0
| E5 | 0 | 0 | 0 | 0 | 0 | 0 | 0 | 0 | 0 | 0 | 0 | 0 | 0 | 0 | 0 | 0 | 0 | 0 | 0 | 0 | 0 | 0 | 0 | 0 | 0 | 0 | 0 | 0 | 0 | 0 | 0 | 0_E5_Stock |  |  |  |  | 0
| E6 | 0 | 0 | 0 | 0 | 0 | 0 | 0 | 0 | 0 | 0 | 0 | 0 | 0 | 0 | 0 | 0 | 0 | 0 | 0 | 0 | 0 | 0 | 0 | 0 | 0 | 0 | 0 | 0 | 0 | 0 | 0 | 0_E6_Stock |  |  |  |  | 0
| E7 | 0 | 0 | 0 | 0 | 0 | 0 | 0 | 0 | 0 | 0 | 0 | 0 | 0 | 0 | 0 | 0 | 0 | 0 | 0 | 0 | 0 | 0 | 0 | 0 | 0 | 0 | 0 | 0 | 0 | 0 | 0 | 0_E7_Stock |  |  |  |  | 0
| E8 | 0 | 0 | 0 | 0 | 0 | 0 | 0 | 0 | 0 | 0 | 0 | 0 | 0 | 0 | 0 | 0 | 0 | 0 | 0 | 0 | 0 | 0 | 0 | 0 | 0 | 0 | 0 | 0 | 0 | 0 | 0 | 0_E8_Stock |  |  |  |  | 0
| E9 | 0 | 0 | 0 | 0 | 0 | 0 | 0 | 0 | 0 | 0 | 0 | 0 | 0 | 0 | 0 | 0 | 0 | 0 | 0 | 0 | 0 | 0 | 0 | 0 | 0 | 0 | 0 | 0 | 0 | 0 | 0 | 0_E9_Stock |  |  |  |  | 0
| E10 | 0 | 0 | 0 | 0 | 0 | 0 | 0 | 0 | 0 | 0 | 0 | 0 | 0 | 0 | 0 | 0 | 0 | 0 | 0 | 0 | 0 | 0 | 0 | 0 | 0 | 0 | 0 | 0 | 0 | 0 | 0 | 0_E10_Stock |  |  |  |  | 0
| Vintage | 0 | 0 | 0 | 0 | 0 | 0 | 0 | 0 | 0 | 0 | 0 | 0 | 0 | 0 | 0 | 0 | 0 | 0 | 0 | 0 | 0 | 0 | 0 | 0 | 0 | 0 | 0 | 0 | 0 | 0 | 0 | 0_Vintage_Stock |  |  |  |  | 288381.2139
S4C1 |  | Year 0: System 4 Technology 1
Technology Variables
| Tech Key | Year 0: 0
| Peak Factor (S) | Year 0: 0
| Peak Factor (W) | Year 0: 0
| Min Vintage Lifetime | Year 0: 0
| Max Vintage Lifetime | Year 0: 0
| Turnover Style | Year 0: 0
Technology Variables
| Equipment | Year 0: Label; Year 1: Min Lifetime; Year 2: Max Lifetime; Year 3: Degradation; Year 4: Usage; Year 5: Available
| E1 | Year 1: 0; Year 2: 0; Year 3: 0%; Year 4: 0; Year 5: FALSE
| E2 | Year 1: 0; Year 2: 0; Year 3: 0%; Year 4: 0; Year 5: FALSE
| E3 | Year 1: 0; Year 2: 0; Year 3: 0%; Year 4: 0; Year 5: FALSE
| E4 | Year 1: 0; Year 2: 0; Year 3: 0%; Year 4: 0; Year 5: FALSE
| E5 | Year 1: 0; Year 2: 0; Year 3: 0%; Year 4: 0; Year 5: FALSE
| E6 | Year 1: 0; Year 2: 0; Year 3: 0%; Year 4: 0; Year 5: FALSE
| E7 | Year 1: 0; Year 2: 0; Year 3: 0%; Year 4: 0; Year 5: FALSE
| E8 | Year 1: 0; Year 2: 0; Year 3: 0%; Year 4: 0; Year 5: FALSE
| E9 | Year 1: 0; Year 2: 0; Year 3: 0%; Year 4: 0; Year 5: FALSE
| E10 | Year 1: 0; Year 2: 0; Year 3: 0%; Year 4: 0; Year 5: FALSE
Original Forecast Results
| Year | Year 0 | Year 1 | Year 2 | Year 3 | Year 4 | Year 5 | Year 6 | Year 7 | Year 8 | Year 9 | Year 10 | Year 11 | Year 12 | Year 13 | Year 14 | Year 15 | Year 16 | Year 17 | Year 18 | Year 19 | Year 20 | Year 21 | Year 22 | Year 23 | Year 24 | Year 25 | Year 26 | Year 27 | Year 28 | Year 29 | Year 30 | Key
| Units | 0 | 0 | 0 | 0 | 0 | 0 | 0 | 0 | 0 | 0 | 0 | 0 | 0 | 0 | 0 | 0 | 0 | 0 | 0 | 0 | 0 | 0 | 0 | 0 | 0 | 0 | 0 | 0 | 0 | 0 | 0 | #REF! |  |  |  |  | 301957.8232
| Usage | 0 | 0 | 0 | 0 | 0 | 0 | 0 | 0 | 0 | 0 | 0 | 0 | 0 | 0 | 0 | 0 | 0 | 0 | 0 | 0 | 0 | 0 | 0 | 0 | 0 | 0 | 0 | 0 | 0 | 0 | 0 | #REF! |  |  |  |  | 1698.6543
| Peak Demand (S) | 0 | 0 | 0 | 0 | 0 | 0 | 0 | 0 | 0 | 0 | 0 | 0 | 0 | 0 | 0 | 0 | 0 | 0 | 0 | 0 | 0 | 0 | 0 | 0 | 0 | 0 | 0 | 0 | 0 | 0 | 0 | #REF! |  |  |  |  | 0
| Peak Demand (W) | 0 | 0 | 0 | 0 | 0 | 0 | 0 | 0 | 0 | 0 | 0 | 0 | 0 | 0 | 0 | 0 | 0 | 0 | 0 | 0 | 0 | 0 | 0 | 0 | 0 | 0 | 0 | 0 | 0 | 0 | 0 | #REF! |  |  |  |  | 884.6119
| Turnover | 0 | 0 | 0 | 0 | 0 | 0 | 0 | 0 | 0 | 0 | 0 | 0 | 0 | 0 | 0 | 0 | 0 | 0 | 0 | 0 | 0 | 0 | 0 | 0 | 0 | 0 | 0 | 0 | 0 | 0 | 0 | #REF! |  |  |  |  | 6885.4476
| Avg. Replacement Usage | 0 | 0 | 0 | 0 | 0 | 0 | 0 | 0 | 0 | 0 | 0 | 0 | 0 | 0 | 0 | 0 | 0 | 0 | 0 | 0 | 0 | 0 | 0 | 0 | 0 | 0 | 0 | 0 | 0 | 0 | 0 | #REF! |  |  |  |  | 5638.8522
| Avg. Replacement Demand (S) | 0 | 0 | 0 | 0 | 0 | 0 | 0 | 0 | 0 | 0 | 0 | 0 | 0 | 0 | 0 | 0 | 0 | 0 | 0 | 0 | 0 | 0 | 0 | 0 | 0 | 0 | 0 | 0 | 0 | 0 | 0 | #REF! |  |  |  |  | 0
| Avg. Replacement Demand (W) | 0 | 0 | 0 | 0 | 0 | 0 | 0 | 0 | 0 | 0 | 0 | 0 | 0 | 0 | 0 | 0 | 0 | 0 | 0 | 0 | 0 | 0 | 0 | 0 | 0 | 0 | 0 | 0 | 0 | 0 | 0 | #REF! |  |  |  |  | 2.9366
Tech Forecast Stock
| Year | Year 0 | Year 1 | Year 2 | Year 3 | Year 4 | Year 5 | Year 6 | Year 7 | Year 8 | Year 9 | Year 10 | Year 11 | Year 12 | Year 13 | Year 14 | Year 15 | Year 16 | Year 17 | Year 18 | Year 19 | Year 20 | Year 21 | Year 22 | Year 23 | Year 24 | Year 25 | Year 26 | Year 27 | Year 28 | Year 29 | Year 30
| E1 | 0 | 0 | 0 | 0 | 0 | 0 | 0 | 0 | 0 | 0 | 0 | 0 | 0 | 0 | 0 | 0 | 0 | 0 | 0 | 0 | 0 | 0 | 0 | 0 | 0 | 0 | 0 | 0 | 0 | 0 | 0
| E2 | 0 | 0 | 0 | 0 | 0 | 0 | 0 | 0 | 0 | 0 | 0 | 0 | 0 | 0 | 0 | 0 | 0 | 0 | 0 | 0 | 0 | 0 | 0 | 0 | 0 | 0 | 0 | 0 | 0 | 0 | 0
| E3 | 0 | 0 | 0 | 0 | 0 | 0 | 0 | 0 | 0 | 0 | 0 | 0 | 0 | 0 | 0 | 0 | 0 | 0 | 0 | 0 | 0 | 0 | 0 | 0 | 0 | 0 | 0 | 0 | 0 | 0 | 0
| E4 | 0 | 0 | 0 | 0 | 0 | 0 | 0 | 0 | 0 | 0 | 0 | 0 | 0 | 0 | 0 | 0 | 0 | 0 | 0 | 0 | 0 | 0 | 0 | 0 | 0 | 0 | 0 | 0 | 0 | 0 | 0
| E5 | 0 | 0 | 0 | 0 | 0 | 0 | 0 | 0 | 0 | 0 | 0 | 0 | 0 | 0 | 0 | 0 | 0 | 0 | 0 | 0 | 0 | 0 | 0 | 0 | 0 | 0 | 0 | 0 | 0 | 0 | 0
| E6 | 0 | 0 | 0 | 0 | 0 | 0 | 0 | 0 | 0 | 0 | 0 | 0 | 0 | 0 | 0 | 0 | 0 | 0 | 0 | 0 | 0 | 0 | 0 | 0 | 0 | 0 | 0 | 0 | 0 | 0 | 0
| E7 | 0 | 0 | 0 | 0 | 0 | 0 | 0 | 0 | 0 | 0 | 0 | 0 | 0 | 0 | 0 | 0 | 0 | 0 | 0 | 0 | 0 | 0 | 0 | 0 | 0 | 0 | 0 | 0 | 0 | 0 | 0
| E8 | 0 | 0 | 0 | 0 | 0 | 0 | 0 | 0 | 0 | 0 | 0 | 0 | 0 | 0 | 0 | 0 | 0 | 0 | 0 | 0 | 0 | 0 | 0 | 0 | 0 | 0 | 0 | 0 | 0 | 0 | 0
| E9 | 0 | 0 | 0 | 0 | 0 | 0 | 0 | 0 | 0 | 0 | 0 | 0 | 0 | 0 | 0 | 0 | 0 | 0 | 0 | 0 | 0 | 0 | 0 | 0 | 0 | 0 | 0 | 0 | 0 | 0 | 0
| E10 | 0 | 0 | 0 | 0 | 0 | 0 | 0 | 0 | 0 | 0 | 0 | 0 | 0 | 0 | 0 | 0 | 0 | 0 | 0 | 0 | 0 | 0 | 0 | 0 | 0 | 0 | 0 | 0 | 0 | 0 | 0
| Vintage | 0 | 0 | 0 | 0 | 0 | 0 | 0 | 0 | 0 | 0 | 0 | 0 | 0 | 0 | 0 | 0 | 0 | 0 | 0 | 0 | 0 | 0 | 0 | 0 | 0 | 0 | 0 | 0 | 0 | 0 | 0
Stock for Switching
| Year | Year 0 | Year 1 | Year 2 | Year 3 | Year 4 | Year 5 | Year 6 | Year 7 | Year 8 | Year 9 | Year 10 | Year 11 | Year 12 | Year 13 | Year 14 | Year 15 | Year 16 | Year 17 | Year 18 | Year 19 | Year 20 | Year 21 | Year 22 | Year 23 | Year 24 | Year 25 | Year 26 | Year 27 | Year 28 | Year 29 | Year 30
| E1 | 0 | 0 | 0 | 0 | 0 | 0 | 0 | 0 | 0 | 0 | 0 | 0 | 0 | 0 | 0 | 0 | 0 | 0 | 0 | 0 | 0 | 0 | 0 | 0 | 0 | 0 | 0 | 0 | 0 | 0 | 0 | 0_E1_SysStock
| E2 | 0 | 0 | 0 | 0 | 0 | 0 | 0 | 0 | 0 | 0 | 0 | 0 | 0 | 0 | 0 | 0 | 0 | 0 | 0 | 0 | 0 | 0 | 0 | 0 | 0 | 0 | 0 | 0 | 0 | 0 | 0 | 0_E2_SysStock
| E3 | 0 | 0 | 0 | 0 | 0 | 0 | 0 | 0 | 0 | 0 | 0 | 0 | 0 | 0 | 0 | 0 | 0 | 0 | 0 | 0 | 0 | 0 | 0 | 0 | 0 | 0 | 0 | 0 | 0 | 0 | 0 | 0_E3_SysStock
| E4 | 0 | 0 | 0 | 0 | 0 | 0 | 0 | 0 | 0 | 0 | 0 | 0 | 0 | 0 | 0 | 0 | 0 | 0 | 0 | 0 | 0 | 0 | 0 | 0 | 0 | 0 | 0 | 0 | 0 | 0 | 0 | 0_E4_SysStock
| E5 | 0 | 0 | 0 | 0 | 0 | 0 | 0 | 0 | 0 | 0 | 0 | 0 | 0 | 0 | 0 | 0 | 0 | 0 | 0 | 0 | 0 | 0 | 0 | 0 | 0 | 0 | 0 | 0 | 0 | 0 | 0 | 0_E5_SysStock
| E6 | 0 | 0 | 0 | 0 | 0 | 0 | 0 | 0 | 0 | 0 | 0 | 0 | 0 | 0 | 0 | 0 | 0 | 0 | 0 | 0 | 0 | 0 | 0 | 0 | 0 | 0 | 0 | 0 | 0 | 0 | 0 | 0_E6_SysStock
| E7 | 0 | 0 | 0 | 0 | 0 | 0 | 0 | 0 | 0 | 0 | 0 | 0 | 0 | 0 | 0 | 0 | 0 | 0 | 0 | 0 | 0 | 0 | 0 | 0 | 0 | 0 | 0 | 0 | 0 | 0 | 0 | 0_E7_SysStock
| E8 | 0 | 0 | 0 | 0 | 0 | 0 | 0 | 0 | 0 | 0 | 0 | 0 | 0 | 0 | 0 | 0 | 0 | 0 | 0 | 0 | 0 | 0 | 0 | 0 | 0 | 0 | 0 | 0 | 0 | 0 | 0 | 0_E8_SysStock
| E9 | 0 | 0 | 0 | 0 | 0 | 0 | 0 | 0 | 0 | 0 | 0 | 0 | 0 | 0 | 0 | 0 | 0 | 0 | 0 | 0 | 0 | 0 | 0 | 0 | 0 | 0 | 0 | 0 | 0 | 0 | 0 | 0_E9_SysStock
| E10 | 0 | 0 | 0 | 0 | 0 | 0 | 0 | 0 | 0 | 0 | 0 | 0 | 0 | 0 | 0 | 0 | 0 | 0 | 0 | 0 | 0 | 0 | 0 | 0 | 0 | 0 | 0 | 0 | 0 | 0 | 0 | 0_E10_SysStock
| Vintage | 0 | 0 | 0 | 0 | 0 | 0 | 0 | 0 | 0 | 0 | 0 | 0 | 0 | 0 | 0 | 0 | 0 | 0 | 0 | 0 | 0 | 0 | 0 | 0 | 0 | 0 | 0 | 0 | 0 | 0 | 0 | 0_Vintage_SysStock
Tech Forecast Purchases
| Year | Year 0 | Year 1 | Year 2 | Year 3 | Year 4 | Year 5 | Year 6 | Year 7 | Year 8 | Year 9 | Year 10 | Year 11 | Year 12 | Year 13 | Year 14 | Year 15 | Year 16 | Year 17 | Year 18 | Year 19 | Year 20 | Year 21 | Year 22 | Year 23 | Year 24 | Year 25 | Year 26 | Year 27 | Year 28 | Year 29 | Year 30
| E1 | 0 | 0 | 0 | 0 | 0 | 0 | 0 | 0 | 0 | 0 | 0 | 0 | 0 | 0 | 0 | 0 | 0 | 0 | 0 | 0 | 0 | 0 | 0 | 0 | 0 | 0 | 0 | 0 | 0 | 0 | 0
| E2 | 0 | 0 | 0 | 0 | 0 | 0 | 0 | 0 | 0 | 0 | 0 | 0 | 0 | 0 | 0 | 0 | 0 | 0 | 0 | 0 | 0 | 0 | 0 | 0 | 0 | 0 | 0 | 0 | 0 | 0 | 0
| E3 | 0 | 0 | 0 | 0 | 0 | 0 | 0 | 0 | 0 | 0 | 0 | 0 | 0 | 0 | 0 | 0 | 0 | 0 | 0 | 0 | 0 | 0 | 0 | 0 | 0 | 0 | 0 | 0 | 0 | 0 | 0
| E4 | 0 | 0 | 0 | 0 | 0 | 0 | 0 | 0 | 0 | 0 | 0 | 0 | 0 | 0 | 0 | 0 | 0 | 0 | 0 | 0 | 0 | 0 | 0 | 0 | 0 | 0 | 0 | 0 | 0 | 0 | 0
| E5 | 0 | 0 | 0 | 0 | 0 | 0 | 0 | 0 | 0 | 0 | 0 | 0 | 0 | 0 | 0 | 0 | 0 | 0 | 0 | 0 | 0 | 0 | 0 | 0 | 0 | 0 | 0 | 0 | 0 | 0 | 0
| E6 | 0 | 0 | 0 | 0 | 0 | 0 | 0 | 0 | 0 | 0 | 0 | 0 | 0 | 0 | 0 | 0 | 0 | 0 | 0 | 0 | 0 | 0 | 0 | 0 | 0 | 0 | 0 | 0 | 0 | 0 | 0
| E7 | 0 | 0 | 0 | 0 | 0 | 0 | 0 | 0 | 0 | 0 | 0 | 0 | 0 | 0 | 0 | 0 | 0 | 0 | 0 | 0 | 0 | 0 | 0 | 0 | 0 | 0 | 0 | 0 | 0 | 0 | 0
| E8 | 0 | 0 | 0 | 0 | 0 | 0 | 0 | 0 | 0 | 0 | 0 | 0 | 0 | 0 | 0 | 0 | 0 | 0 | 0 | 0 | 0 | 0 | 0 | 0 | 0 | 0 | 0 | 0 | 0 | 0 | 0
| E9 | 0 | 0 | 0 | 0 | 0 | 0 | 0 | 0 | 0 | 0 | 0 | 0 | 0 | 0 | 0 | 0 | 0 | 0 | 0 | 0 | 0 | 0 | 0 | 0 | 0 | 0 | 0 | 0 | 0 | 0 | 0
| E10 | 0 | 0 | 0 | 0 | 0 | 0 | 0 | 0 | 0 | 0 | 0 | 0 | 0 | 0 | 0 | 0 | 0 | 0 | 0 | 0 | 0 | 0 | 0 | 0 | 0 | 0 | 0 | 0 | 0 | 0 | 0
Potential to Switch
| Year | Year 0 | Year 1 | Year 2 | Year 3 | Year 4 | Year 5 | Year 6 | Year 7 | Year 8 | Year 9 | Year 10 | Year 11 | Year 12 | Year 13 | Year 14 | Year 15 | Year 16 | Year 17 | Year 18 | Year 19 | Year 20 | Year 21 | Year 22 | Year 23 | Year 24 | Year 25 | Year 26 | Year 27 | Year 28 | Year 29 | Year 30
| E1 | 0 | 0 | 0 | 0 | 0 | 0 | 0 | 0 | 0 | 0 | 0 | 0 | 0 | 0 | 0 | 0 | 0 | 0 | 0 | 0 | 0 | 0 | 0 | 0 | 0 | 0 | 0 | 0 | 0 | 0 | 0 | 0_E1_Switched Out
| E2 | 0 | 0 | 0 | 0 | 0 | 0 | 0 | 0 | 0 | 0 | 0 | 0 | 0 | 0 | 0 | 0 | 0 | 0 | 0 | 0 | 0 | 0 | 0 | 0 | 0 | 0 | 0 | 0 | 0 | 0 | 0 | 0_E2_Switched Out
| E3 | 0 | 0 | 0 | 0 | 0 | 0 | 0 | 0 | 0 | 0 | 0 | 0 | 0 | 0 | 0 | 0 | 0 | 0 | 0 | 0 | 0 | 0 | 0 | 0 | 0 | 0 | 0 | 0 | 0 | 0 | 0 | 0_E3_Switched Out
| E4 | 0 | 0 | 0 | 0 | 0 | 0 | 0 | 0 | 0 | 0 | 0 | 0 | 0 | 0 | 0 | 0 | 0 | 0 | 0 | 0 | 0 | 0 | 0 | 0 | 0 | 0 | 0 | 0 | 0 | 0 | 0 | 0_E4_Switched Out
| E5 | 0 | 0 | 0 | 0 | 0 | 0 | 0 | 0 | 0 | 0 | 0 | 0 | 0 | 0 | 0 | 0 | 0 | 0 | 0 | 0 | 0 | 0 | 0 | 0 | 0 | 0 | 0 | 0 | 0 | 0 | 0 | 0_E5_Switched Out
| E6 | 0 | 0 | 0 | 0 | 0 | 0 | 0 | 0 | 0 | 0 | 0 | 0 | 0 | 0 | 0 | 0 | 0 | 0 | 0 | 0 | 0 | 0 | 0 | 0 | 0 | 0 | 0 | 0 | 0 | 0 | 0 | 0_E6_Switched Out
| E7 | 0 | 0 | 0 | 0 | 0 | 0 | 0 | 0 | 0 | 0 | 0 | 0 | 0 | 0 | 0 | 0 | 0 | 0 | 0 | 0 | 0 | 0 | 0 | 0 | 0 | 0 | 0 | 0 | 0 | 0 | 0 | 0_E7_Switched Out
| E8 | 0 | 0 | 0 | 0 | 0 | 0 | 0 | 0 | 0 | 0 | 0 | 0 | 0 | 0 | 0 | 0 | 0 | 0 | 0 | 0 | 0 | 0 | 0 | 0 | 0 | 0 | 0 | 0 | 0 | 0 | 0 | 0_E8_Switched Out
| E9 | 0 | 0 | 0 | 0 | 0 | 0 | 0 | 0 | 0 | 0 | 0 | 0 | 0 | 0 | 0 | 0 | 0 | 0 | 0 | 0 | 0 | 0 | 0 | 0 | 0 | 0 | 0 | 0 | 0 | 0 | 0 | 0_E9_Switched Out
| E10 | 0 | 0 | 0 | 0 | 0 | 0 | 0 | 0 | 0 | 0 | 0 | 0 | 0 | 0 | 0 | 0 | 0 | 0 | 0 | 0 | 0 | 0 | 0 | 0 | 0 | 0 | 0 | 0 | 0 | 0 | 0 | 0_E10_Switched Out
Units Out
| E1 | 0 | 0 | 0 | 0 | 0 | 0 | 0 | 0 | 0 | 0 | 0 | 0 | 0 | 0 | 0 | 0 | 0 | 0 | 0 | 0 | 0 | 0 | 0 | 0 | 0 | 0 | 0 | 0 | 0 | 0 | 0
| E2 | 0 | 0 | 0 | 0 | 0 | 0 | 0 | 0 | 0 | 0 | 0 | 0 | 0 | 0 | 0 | 0 | 0 | 0 | 0 | 0 | 0 | 0 | 0 | 0 | 0 | 0 | 0 | 0 | 0 | 0 | 0
| E3 | 0 | 0 | 0 | 0 | 0 | 0 | 0 | 0 | 0 | 0 | 0 | 0 | 0 | 0 | 0 | 0 | 0 | 0 | 0 | 0 | 0 | 0 | 0 | 0 | 0 | 0 | 0 | 0 | 0 | 0 | 0
| E4 | 0 | 0 | 0 | 0 | 0 | 0 | 0 | 0 | 0 | 0 | 0 | 0 | 0 | 0 | 0 | 0 | 0 | 0 | 0 | 0 | 0 | 0 | 0 | 0 | 0 | 0 | 0 | 0 | 0 | 0 | 0
| E5 | 0 | 0 | 0 | 0 | 0 | 0 | 0 | 0 | 0 | 0 | 0 | 0 | 0 | 0 | 0 | 0 | 0 | 0 | 0 | 0 | 0 | 0 | 0 | 0 | 0 | 0 | 0 | 0 | 0 | 0 | 0
| E6 | 0 | 0 | 0 | 0 | 0 | 0 | 0 | 0 | 0 | 0 | 0 | 0 | 0 | 0 | 0 | 0 | 0 | 0 | 0 | 0 | 0 | 0 | 0 | 0 | 0 | 0 | 0 | 0 | 0 | 0 | 0
| E7 | 0 | 0 | 0 | 0 | 0 | 0 | 0 | 0 | 0 | 0 | 0 | 0 | 0 | 0 | 0 | 0 | 0 | 0 | 0 | 0 | 0 | 0 | 0 | 0 | 0 | 0 | 0 | 0 | 0 | 0 | 0
| E8 | 0 | 0 | 0 | 0 | 0 | 0 | 0 | 0 | 0 | 0 | 0 | 0 | 0 | 0 | 0 | 0 | 0 | 0 | 0 | 0 | 0 | 0 | 0 | 0 | 0 | 0 | 0 | 0 | 0 | 0 | 0
| E9 | 0 | 0 | 0 | 0 | 0 | 0 | 0 | 0 | 0 | 0 | 0 | 0 | 0 | 0 | 0 | 0 | 0 | 0 | 0 | 0 | 0 | 0 | 0 | 0 | 0 | 0 | 0 | 0 | 0 | 0 | 0
| E10 | 0 | 0 | 0 | 0 | 0 | 0 | 0 | 0 | 0 | 0 | 0 | 0 | 0 | 0 | 0 | 0 | 0 | 0 | 0 | 0 | 0 | 0 | 0 | 0 | 0 | 0 | 0 | 0 | 0 | 0 | 0
| Vintage | 0 | 0 | 0 | 0 | 0 | 0 | 0 | 0 | 0 | 0 | 0 | 0 | 0 | 0 | 0 | 0 | 0 | 0 | 0 | 0 | 0 | 0 | 0 | 0 | 0 | 0 | 0 | 0 | 0 | 0 | 0
Tech Purchase Shares
| Year | Year 0 | Year 1 | Year 2 | Year 3 | Year 4 | Year 5 | Year 6 | Year 7 | Year 8 | Year 9 | Year 10 | Year 11 | Year 12 | Year 13 | Year 14 | Year 15 | Year 16 | Year 17 | Year 18 | Year 19 | Year 20 | Year 21 | Year 22 | Year 23 | Year 24 | Year 25 | Year 26 | Year 27 | Year 28 | Year 29 | Year 30
E1 | bar: Year 0 to Year 30
E2 | bar: Year 0 to Year 30
E3 | bar: Year 0 to Year 30
E4 | bar: Year 0 to Year 30
E5 | bar: Year 0 to Year 30
E6 | bar: Year 0 to Year 30
E7 | bar: Year 0 to Year 30
E8 | bar: Year 0 to Year 30
E9 | bar: Year 0 to Year 30
E10 | bar: Year 0 to Year 30
Units In from Switching
| E1 | 0 | 0 | 0 | 0 | 0 | 0 | 0 | 0 | 0 | 0 | 0 | 0 | 0 | 0 | 0 | 0 | 0 | 0 | 0 | 0 | 0 | 0 | 0 | 0 | 0 | 0 | 0 | 0 | 0 | 0 | 0
| E2 | 0 | 0 | 0 | 0 | 0 | 0 | 0 | 0 | 0 | 0 | 0 | 0 | 0 | 0 | 0 | 0 | 0 | 0 | 0 | 0 | 0 | 0 | 0 | 0 | 0 | 0 | 0 | 0 | 0 | 0 | 0
| E3 | 0 | 0 | 0 | 0 | 0 | 0 | 0 | 0 | 0 | 0 | 0 | 0 | 0 | 0 | 0 | 0 | 0 | 0 | 0 | 0 | 0 | 0 | 0 | 0 | 0 | 0 | 0 | 0 | 0 | 0 | 0
| E4 | 0 | 0 | 0 | 0 | 0 | 0 | 0 | 0 | 0 | 0 | 0 | 0 | 0 | 0 | 0 | 0 | 0 | 0 | 0 | 0 | 0 | 0 | 0 | 0 | 0 | 0 | 0 | 0 | 0 | 0 | 0
| E5 | 0 | 0 | 0 | 0 | 0 | 0 | 0 | 0 | 0 | 0 | 0 | 0 | 0 | 0 | 0 | 0 | 0 | 0 | 0 | 0 | 0 | 0 | 0 | 0 | 0 | 0 | 0 | 0 | 0 | 0 | 0
| E6 | 0 | 0 | 0 | 0 | 0 | 0 | 0 | 0 | 0 | 0 | 0 | 0 | 0 | 0 | 0 | 0 | 0 | 0 | 0 | 0 | 0 | 0 | 0 | 0 | 0 | 0 | 0 | 0 | 0 | 0 | 0
| E7 | 0 | 0 | 0 | 0 | 0 | 0 | 0 | 0 | 0 | 0 | 0 | 0 | 0 | 0 | 0 | 0 | 0 | 0 | 0 | 0 | 0 | 0 | 0 | 0 | 0 | 0 | 0 | 0 | 0 | 0 | 0
| E8 | 0 | 0 | 0 | 0 | 0 | 0 | 0 | 0 | 0 | 0 | 0 | 0 | 0 | 0 | 0 | 0 | 0 | 0 | 0 | 0 | 0 | 0 | 0 | 0 | 0 | 0 | 0 | 0 | 0 | 0 | 0
| E9 | 0 | 0 | 0 | 0 | 0 | 0 | 0 | 0 | 0 | 0 | 0 | 0 | 0 | 0 | 0 | 0 | 0 | 0 | 0 | 0 | 0 | 0 | 0 | 0 | 0 | 0 | 0 | 0 | 0 | 0 | 0
| E10 | 0 | 0 | 0 | 0 | 0 | 0 | 0 | 0 | 0 | 0 | 0 | 0 | 0 | 0 | 0 | 0 | 0 | 0 | 0 | 0 | 0 | 0 | 0 | 0 | 0 | 0 | 0 | 0 | 0 | 0 | 0
| Vintage | 0 | 0 | 0 | 0 | 0 | 0 | 0 | 0 | 0 | 0 | 0 | 0 | 0 | 0 | 0 | 0 | 0 | 0 | 0 | 0 | 0 | 0 | 0 | 0 | 0 | 0 | 0 | 0 | 0 | 0 | 0
Net Change
| Year | Year 0 | Year 1 | Year 2 | Year 3 | Year 4 | Year 5 | Year 6 | Year 7 | Year 8 | Year 9 | Year 10 | Year 11 | Year 12 | Year 13 | Year 14 | Year 15 | Year 16 | Year 17 | Year 18 | Year 19 | Year 20 | Year 21 | Year 22 | Year 23 | Year 24 | Year 25 | Year 26 | Year 27 | Year 28 | Year 29 | Year 30 | Key
| Units | 0 | 0 | 0 | 0 | 0 | 0 | 0 | 0 | 0 | 0 | 0 | 0 | 0 | 0 | 0 | 0 | 0 | 0 | 0 | 0 | 0 | 0 | 0 | 0 | 0 | 0 | 0 | 0 | 0 | 0 | 0 | 0_Units |  |  |  |  | 301957.8232
| Usage | 0 | 0 | 0 | 0 | 0 | 0 | 0 | 0 | 0 | 0 | 0 | 0 | 0 | 0 | 0 | 0 | 0 | 0 | 0 | 0 | 0 | 0 | 0 | 0 | 0 | 0 | 0 | 0 | 0 | 0 | 0 | 0_Usage |  |  |  |  | 1698.6543
| Peak Demand (S) | 0 | 0 | 0 | 0 | 0 | 0 | 0 | 0 | 0 | 0 | 0 | 0 | 0 | 0 | 0 | 0 | 0 | 0 | 0 | 0 | 0 | 0 | 0 | 0 | 0 | 0 | 0 | 0 | 0 | 0 | 0 | 0_Peak Demand (S) |  |  |  |  | 0
| Peak Demand (W) | 0 | 0 | 0 | 0 | 0 | 0 | 0 | 0 | 0 | 0 | 0 | 0 | 0 | 0 | 0 | 0 | 0 | 0 | 0 | 0 | 0 | 0 | 0 | 0 | 0 | 0 | 0 | 0 | 0 | 0 | 0 | 0_Peak Demand (W) |  |  |  |  | 884.6119
| Turnover | 0 | 0 | 0 | 0 | 0 | 0 | 0 | 0 | 0 | 0 | 0 | 0 | 0 | 0 | 0 | 0 | 0 | 0 | 0 | 0 | 0 | 0 | 0 | 0 | 0 | 0 | 0 | 0 | 0 | 0 | 0 | 0_Turnover |  |  |  |  | 6885.4476
| Avg. Replacement Usage | 0 | 0 | 0 | 0 | 0 | 0 | 0 | 0 | 0 | 0 | 0 | 0 | 0 | 0 | 0 | 0 | 0 | 0 | 0 | 0 | 0 | 0 | 0 | 0 | 0 | 0 | 0 | 0 | 0 | 0 | 0 | 0_Avg. Replacement Usage |  |  |  |  | 5638.8522
| Avg. Replacement Demand (S) | 0 | 0 | 0 | 0 | 0 | 0 | 0 | 0 | 0 | 0 | 0 | 0 | 0 | 0 | 0 | 0 | 0 | 0 | 0 | 0 | 0 | 0 | 0 | 0 | 0 | 0 | 0 | 0 | 0 | 0 | 0 | 0_Avg. Replacement Demand (S) |  |  |  |  | 0
| Avg. Replacement Demand (W) | 0 | 0 | 0 | 0 | 0 | 0 | 0 | 0 | 0 | 0 | 0 | 0 | 0 | 0 | 0 | 0 | 0 | 0 | 0 | 0 | 0 | 0 | 0 | 0 | 0 | 0 | 0 | 0 | 0 | 0 | 0 | 0_Avg. Replacement Demand (W) |  |  |  |  | 2.9366
Purchases
| Year | Year 0 | Year 1 | Year 2 | Year 3 | Year 4 | Year 5 | Year 6 | Year 7 | Year 8 | Year 9 | Year 10 | Year 11 | Year 12 | Year 13 | Year 14 | Year 15 | Year 16 | Year 17 | Year 18 | Year 19 | Year 20 | Year 21 | Year 22 | Year 23 | Year 24 | Year 25 | Year 26 | Year 27 | Year 28 | Year 29 | Year 30
| E1 | 0 | 0 | 0 | 0 | 0 | 0 | 0 | 0 | 0 | 0 | 0 | 0 | 0 | 0 | 0 | 0 | 0 | 0 | 0 | 0 | 0 | 0 | 0 | 0 | 0 | 0 | 0 | 0 | 0 | 0 | 0 | 0_E1_Purchases |  |  |  |  | 6885.4476
| E2 | 0 | 0 | 0 | 0 | 0 | 0 | 0 | 0 | 0 | 0 | 0 | 0 | 0 | 0 | 0 | 0 | 0 | 0 | 0 | 0 | 0 | 0 | 0 | 0 | 0 | 0 | 0 | 0 | 0 | 0 | 0 | 0_E2_Purchases |  |  |  |  | 0
| E3 | 0 | 0 | 0 | 0 | 0 | 0 | 0 | 0 | 0 | 0 | 0 | 0 | 0 | 0 | 0 | 0 | 0 | 0 | 0 | 0 | 0 | 0 | 0 | 0 | 0 | 0 | 0 | 0 | 0 | 0 | 0 | 0_E3_Purchases |  |  |  |  | 0
| E4 | 0 | 0 | 0 | 0 | 0 | 0 | 0 | 0 | 0 | 0 | 0 | 0 | 0 | 0 | 0 | 0 | 0 | 0 | 0 | 0 | 0 | 0 | 0 | 0 | 0 | 0 | 0 | 0 | 0 | 0 | 0 | 0_E4_Purchases |  |  |  |  | 0
| E5 | 0 | 0 | 0 | 0 | 0 | 0 | 0 | 0 | 0 | 0 | 0 | 0 | 0 | 0 | 0 | 0 | 0 | 0 | 0 | 0 | 0 | 0 | 0 | 0 | 0 | 0 | 0 | 0 | 0 | 0 | 0 | 0_E5_Purchases |  |  |  |  | 0
| E6 | 0 | 0 | 0 | 0 | 0 | 0 | 0 | 0 | 0 | 0 | 0 | 0 | 0 | 0 | 0 | 0 | 0 | 0 | 0 | 0 | 0 | 0 | 0 | 0 | 0 | 0 | 0 | 0 | 0 | 0 | 0 | 0_E6_Purchases |  |  |  |  | 0
| E7 | 0 | 0 | 0 | 0 | 0 | 0 | 0 | 0 | 0 | 0 | 0 | 0 | 0 | 0 | 0 | 0 | 0 | 0 | 0 | 0 | 0 | 0 | 0 | 0 | 0 | 0 | 0 | 0 | 0 | 0 | 0 | 0_E7_Purchases |  |  |  |  | 0
| E8 | 0 | 0 | 0 | 0 | 0 | 0 | 0 | 0 | 0 | 0 | 0 | 0 | 0 | 0 | 0 | 0 | 0 | 0 | 0 | 0 | 0 | 0 | 0 | 0 | 0 | 0 | 0 | 0 | 0 | 0 | 0 | 0_E8_Purchases |  |  |  |  | 0
| E9 | 0 | 0 | 0 | 0 | 0 | 0 | 0 | 0 | 0 | 0 | 0 | 0 | 0 | 0 | 0 | 0 | 0 | 0 | 0 | 0 | 0 | 0 | 0 | 0 | 0 | 0 | 0 | 0 | 0 | 0 | 0 | 0_E9_Purchases |  |  |  |  | 0
| E10 | 0 | 0 | 0 | 0 | 0 | 0 | 0 | 0 | 0 | 0 | 0 | 0 | 0 | 0 | 0 | 0 | 0 | 0 | 0 | 0 | 0 | 0 | 0 | 0 | 0 | 0 | 0 | 0 | 0 | 0 | 0 | 0_E10_Purchases |  |  |  |  | 0
Stock
| Year | Year 0 | Year 1 | Year 2 | Year 3 | Year 4 | Year 5 | Year 6 | Year 7 | Year 8 | Year 9 | Year 10 | Year 11 | Year 12 | Year 13 | Year 14 | Year 15 | Year 16 | Year 17 | Year 18 | Year 19 | Year 20 | Year 21 | Year 22 | Year 23 | Year 24 | Year 25 | Year 26 | Year 27 | Year 28 | Year 29 | Year 30
| E1 | 0 | 0 | 0 | 0 | 0 | 0 | 0 | 0 | 0 | 0 | 0 | 0 | 0 | 0 | 0 | 0 | 0 | 0 | 0 | 0 | 0 | 0 | 0 | 0 | 0 | 0 | 0 | 0 | 0 | 0 | 0 | 0_E1_Stock |  |  |  |  | 13576.6093
| E2 | 0 | 0 | 0 | 0 | 0 | 0 | 0 | 0 | 0 | 0 | 0 | 0 | 0 | 0 | 0 | 0 | 0 | 0 | 0 | 0 | 0 | 0 | 0 | 0 | 0 | 0 | 0 | 0 | 0 | 0 | 0 | 0_E2_Stock |  |  |  |  | 0
| E3 | 0 | 0 | 0 | 0 | 0 | 0 | 0 | 0 | 0 | 0 | 0 | 0 | 0 | 0 | 0 | 0 | 0 | 0 | 0 | 0 | 0 | 0 | 0 | 0 | 0 | 0 | 0 | 0 | 0 | 0 | 0 | 0_E3_Stock |  |  |  |  | 0
| E4 | 0 | 0 | 0 | 0 | 0 | 0 | 0 | 0 | 0 | 0 | 0 | 0 | 0 | 0 | 0 | 0 | 0 | 0 | 0 | 0 | 0 | 0 | 0 | 0 | 0 | 0 | 0 | 0 | 0 | 0 | 0 | 0_E4_Stock |  |  |  |  | 0
| E5 | 0 | 0 | 0 | 0 | 0 | 0 | 0 | 0 | 0 | 0 | 0 | 0 | 0 | 0 | 0 | 0 | 0 | 0 | 0 | 0 | 0 | 0 | 0 | 0 | 0 | 0 | 0 | 0 | 0 | 0 | 0 | 0_E5_Stock |  |  |  |  | 0
| E6 | 0 | 0 | 0 | 0 | 0 | 0 | 0 | 0 | 0 | 0 | 0 | 0 | 0 | 0 | 0 | 0 | 0 | 0 | 0 | 0 | 0 | 0 | 0 | 0 | 0 | 0 | 0 | 0 | 0 | 0 | 0 | 0_E6_Stock |  |  |  |  | 0
| E7 | 0 | 0 | 0 | 0 | 0 | 0 | 0 | 0 | 0 | 0 | 0 | 0 | 0 | 0 | 0 | 0 | 0 | 0 | 0 | 0 | 0 | 0 | 0 | 0 | 0 | 0 | 0 | 0 | 0 | 0 | 0 | 0_E7_Stock |  |  |  |  | 0
| E8 | 0 | 0 | 0 | 0 | 0 | 0 | 0 | 0 | 0 | 0 | 0 | 0 | 0 | 0 | 0 | 0 | 0 | 0 | 0 | 0 | 0 | 0 | 0 | 0 | 0 | 0 | 0 | 0 | 0 | 0 | 0 | 0_E8_Stock |  |  |  |  | 0
| E9 | 0 | 0 | 0 | 0 | 0 | 0 | 0 | 0 | 0 | 0 | 0 | 0 | 0 | 0 | 0 | 0 | 0 | 0 | 0 | 0 | 0 | 0 | 0 | 0 | 0 | 0 | 0 | 0 | 0 | 0 | 0 | 0_E9_Stock |  |  |  |  | 0
| E10 | 0 | 0 | 0 | 0 | 0 | 0 | 0 | 0 | 0 | 0 | 0 | 0 | 0 | 0 | 0 | 0 | 0 | 0 | 0 | 0 | 0 | 0 | 0 | 0 | 0 | 0 | 0 | 0 | 0 | 0 | 0 | 0_E10_Stock |  |  |  |  | 0
| Vintage | 0 | 0 | 0 | 0 | 0 | 0 | 0 | 0 | 0 | 0 | 0 | 0 | 0 | 0 | 0 | 0 | 0 | 0 | 0 | 0 | 0 | 0 | 0 | 0 | 0 | 0 | 0 | 0 | 0 | 0 | 0 | 0_Vintage_Stock |  |  |  |  | 288381.2139
S4C2 |  | Year 0: System 4 Technology 2
Technology Variables
| Tech Key | Year 0: 0
| Peak Factor (S) | Year 0: 0
| Peak Factor (W) | Year 0: 0
| Min Vintage Lifetime | Year 0: 0
| Max Vintage Lifetime | Year 0: 0
| Turnover Style | Year 0: 0
Technology Variables
| Equipment | Year 0: Label; Year 1: Min Lifetime; Year 2: Max Lifetime; Year 3: Degradation; Year 4: Usage; Year 5: Available
| E1 | Year 1: 0; Year 2: 0; Year 3: 0%; Year 4: 0; Year 5: FALSE
| E2 | Year 1: 0; Year 2: 0; Year 3: 0%; Year 4: 0; Year 5: FALSE
| E3 | Year 1: 0; Year 2: 0; Year 3: 0%; Year 4: 0; Year 5: FALSE
| E4 | Year 1: 0; Year 2: 0; Year 3: 0%; Year 4: 0; Year 5: FALSE
| E5 | Year 1: 0; Year 2: 0; Year 3: 0%; Year 4: 0; Year 5: FALSE
| E6 | Year 1: 0; Year 2: 0; Year 3: 0%; Year 4: 0; Year 5: FALSE
| E7 | Year 1: 0; Year 2: 0; Year 3: 0%; Year 4: 0; Year 5: FALSE
| E8 | Year 1: 0; Year 2: 0; Year 3: 0%; Year 4: 0; Year 5: FALSE
| E9 | Year 1: 0; Year 2: 0; Year 3: 0%; Year 4: 0; Year 5: FALSE
| E10 | Year 1: 0; Year 2: 0; Year 3: 0%; Year 4: 0; Year 5: FALSE
Original Forecast Results
| Year | Year 0 | Year 1 | Year 2 | Year 3 | Year 4 | Year 5 | Year 6 | Year 7 | Year 8 | Year 9 | Year 10 | Year 11 | Year 12 | Year 13 | Year 14 | Year 15 | Year 16 | Year 17 | Year 18 | Year 19 | Year 20 | Year 21 | Year 22 | Year 23 | Year 24 | Year 25 | Year 26 | Year 27 | Year 28 | Year 29 | Year 30 | Key
| Units | 0 | 0 | 0 | 0 | 0 | 0 | 0 | 0 | 0 | 0 | 0 | 0 | 0 | 0 | 0 | 0 | 0 | 0 | 0 | 0 | 0 | 0 | 0 | 0 | 0 | 0 | 0 | 0 | 0 | 0 | 0 | #REF! |  |  |  |  | 301957.8232
| Usage | 0 | 0 | 0 | 0 | 0 | 0 | 0 | 0 | 0 | 0 | 0 | 0 | 0 | 0 | 0 | 0 | 0 | 0 | 0 | 0 | 0 | 0 | 0 | 0 | 0 | 0 | 0 | 0 | 0 | 0 | 0 | #REF! |  |  |  |  | 1698.6543
| Peak Demand (S) | 0 | 0 | 0 | 0 | 0 | 0 | 0 | 0 | 0 | 0 | 0 | 0 | 0 | 0 | 0 | 0 | 0 | 0 | 0 | 0 | 0 | 0 | 0 | 0 | 0 | 0 | 0 | 0 | 0 | 0 | 0 | #REF! |  |  |  |  | 0
| Peak Demand (W) | 0 | 0 | 0 | 0 | 0 | 0 | 0 | 0 | 0 | 0 | 0 | 0 | 0 | 0 | 0 | 0 | 0 | 0 | 0 | 0 | 0 | 0 | 0 | 0 | 0 | 0 | 0 | 0 | 0 | 0 | 0 | #REF! |  |  |  |  | 884.6119
| Turnover | 0 | 0 | 0 | 0 | 0 | 0 | 0 | 0 | 0 | 0 | 0 | 0 | 0 | 0 | 0 | 0 | 0 | 0 | 0 | 0 | 0 | 0 | 0 | 0 | 0 | 0 | 0 | 0 | 0 | 0 | 0 | #REF! |  |  |  |  | 6885.4476
| Avg. Replacement Usage | 0 | 0 | 0 | 0 | 0 | 0 | 0 | 0 | 0 | 0 | 0 | 0 | 0 | 0 | 0 | 0 | 0 | 0 | 0 | 0 | 0 | 0 | 0 | 0 | 0 | 0 | 0 | 0 | 0 | 0 | 0 | #REF! |  |  |  |  | 5638.8522
| Avg. Replacement Demand (S) | 0 | 0 | 0 | 0 | 0 | 0 | 0 | 0 | 0 | 0 | 0 | 0 | 0 | 0 | 0 | 0 | 0 | 0 | 0 | 0 | 0 | 0 | 0 | 0 | 0 | 0 | 0 | 0 | 0 | 0 | 0 | #REF! |  |  |  |  | 0
| Avg. Replacement Demand (W) | 0 | 0 | 0 | 0 | 0 | 0 | 0 | 0 | 0 | 0 | 0 | 0 | 0 | 0 | 0 | 0 | 0 | 0 | 0 | 0 | 0 | 0 | 0 | 0 | 0 | 0 | 0 | 0 | 0 | 0 | 0 | #REF! |  |  |  |  | 2.9366
Tech Forecast Stock
| Year | Year 0 | Year 1 | Year 2 | Year 3 | Year 4 | Year 5 | Year 6 | Year 7 | Year 8 | Year 9 | Year 10 | Year 11 | Year 12 | Year 13 | Year 14 | Year 15 | Year 16 | Year 17 | Year 18 | Year 19 | Year 20 | Year 21 | Year 22 | Year 23 | Year 24 | Year 25 | Year 26 | Year 27 | Year 28 | Year 29 | Year 30
| E1 | 0 | 0 | 0 | 0 | 0 | 0 | 0 | 0 | 0 | 0 | 0 | 0 | 0 | 0 | 0 | 0 | 0 | 0 | 0 | 0 | 0 | 0 | 0 | 0 | 0 | 0 | 0 | 0 | 0 | 0 | 0
| E2 | 0 | 0 | 0 | 0 | 0 | 0 | 0 | 0 | 0 | 0 | 0 | 0 | 0 | 0 | 0 | 0 | 0 | 0 | 0 | 0 | 0 | 0 | 0 | 0 | 0 | 0 | 0 | 0 | 0 | 0 | 0
| E3 | 0 | 0 | 0 | 0 | 0 | 0 | 0 | 0 | 0 | 0 | 0 | 0 | 0 | 0 | 0 | 0 | 0 | 0 | 0 | 0 | 0 | 0 | 0 | 0 | 0 | 0 | 0 | 0 | 0 | 0 | 0
| E4 | 0 | 0 | 0 | 0 | 0 | 0 | 0 | 0 | 0 | 0 | 0 | 0 | 0 | 0 | 0 | 0 | 0 | 0 | 0 | 0 | 0 | 0 | 0 | 0 | 0 | 0 | 0 | 0 | 0 | 0 | 0
| E5 | 0 | 0 | 0 | 0 | 0 | 0 | 0 | 0 | 0 | 0 | 0 | 0 | 0 | 0 | 0 | 0 | 0 | 0 | 0 | 0 | 0 | 0 | 0 | 0 | 0 | 0 | 0 | 0 | 0 | 0 | 0
| E6 | 0 | 0 | 0 | 0 | 0 | 0 | 0 | 0 | 0 | 0 | 0 | 0 | 0 | 0 | 0 | 0 | 0 | 0 | 0 | 0 | 0 | 0 | 0 | 0 | 0 | 0 | 0 | 0 | 0 | 0 | 0
| E7 | 0 | 0 | 0 | 0 | 0 | 0 | 0 | 0 | 0 | 0 | 0 | 0 | 0 | 0 | 0 | 0 | 0 | 0 | 0 | 0 | 0 | 0 | 0 | 0 | 0 | 0 | 0 | 0 | 0 | 0 | 0
| E8 | 0 | 0 | 0 | 0 | 0 | 0 | 0 | 0 | 0 | 0 | 0 | 0 | 0 | 0 | 0 | 0 | 0 | 0 | 0 | 0 | 0 | 0 | 0 | 0 | 0 | 0 | 0 | 0 | 0 | 0 | 0
| E9 | 0 | 0 | 0 | 0 | 0 | 0 | 0 | 0 | 0 | 0 | 0 | 0 | 0 | 0 | 0 | 0 | 0 | 0 | 0 | 0 | 0 | 0 | 0 | 0 | 0 | 0 | 0 | 0 | 0 | 0 | 0
| E10 | 0 | 0 | 0 | 0 | 0 | 0 | 0 | 0 | 0 | 0 | 0 | 0 | 0 | 0 | 0 | 0 | 0 | 0 | 0 | 0 | 0 | 0 | 0 | 0 | 0 | 0 | 0 | 0 | 0 | 0 | 0
| Vintage | 0 | 0 | 0 | 0 | 0 | 0 | 0 | 0 | 0 | 0 | 0 | 0 | 0 | 0 | 0 | 0 | 0 | 0 | 0 | 0 | 0 | 0 | 0 | 0 | 0 | 0 | 0 | 0 | 0 | 0 | 0
Stock for Switching
| Year | Year 0 | Year 1 | Year 2 | Year 3 | Year 4 | Year 5 | Year 6 | Year 7 | Year 8 | Year 9 | Year 10 | Year 11 | Year 12 | Year 13 | Year 14 | Year 15 | Year 16 | Year 17 | Year 18 | Year 19 | Year 20 | Year 21 | Year 22 | Year 23 | Year 24 | Year 25 | Year 26 | Year 27 | Year 28 | Year 29 | Year 30
| E1 | 0 | 0 | 0 | 0 | 0 | 0 | 0 | 0 | 0 | 0 | 0 | 0 | 0 | 0 | 0 | 0 | 0 | 0 | 0 | 0 | 0 | 0 | 0 | 0 | 0 | 0 | 0 | 0 | 0 | 0 | 0 | 0_E1_SysStock
| E2 | 0 | 0 | 0 | 0 | 0 | 0 | 0 | 0 | 0 | 0 | 0 | 0 | 0 | 0 | 0 | 0 | 0 | 0 | 0 | 0 | 0 | 0 | 0 | 0 | 0 | 0 | 0 | 0 | 0 | 0 | 0 | 0_E2_SysStock
| E3 | 0 | 0 | 0 | 0 | 0 | 0 | 0 | 0 | 0 | 0 | 0 | 0 | 0 | 0 | 0 | 0 | 0 | 0 | 0 | 0 | 0 | 0 | 0 | 0 | 0 | 0 | 0 | 0 | 0 | 0 | 0 | 0_E3_SysStock
| E4 | 0 | 0 | 0 | 0 | 0 | 0 | 0 | 0 | 0 | 0 | 0 | 0 | 0 | 0 | 0 | 0 | 0 | 0 | 0 | 0 | 0 | 0 | 0 | 0 | 0 | 0 | 0 | 0 | 0 | 0 | 0 | 0_E4_SysStock
| E5 | 0 | 0 | 0 | 0 | 0 | 0 | 0 | 0 | 0 | 0 | 0 | 0 | 0 | 0 | 0 | 0 | 0 | 0 | 0 | 0 | 0 | 0 | 0 | 0 | 0 | 0 | 0 | 0 | 0 | 0 | 0 | 0_E5_SysStock
| E6 | 0 | 0 | 0 | 0 | 0 | 0 | 0 | 0 | 0 | 0 | 0 | 0 | 0 | 0 | 0 | 0 | 0 | 0 | 0 | 0 | 0 | 0 | 0 | 0 | 0 | 0 | 0 | 0 | 0 | 0 | 0 | 0_E6_SysStock
| E7 | 0 | 0 | 0 | 0 | 0 | 0 | 0 | 0 | 0 | 0 | 0 | 0 | 0 | 0 | 0 | 0 | 0 | 0 | 0 | 0 | 0 | 0 | 0 | 0 | 0 | 0 | 0 | 0 | 0 | 0 | 0 | 0_E7_SysStock
| E8 | 0 | 0 | 0 | 0 | 0 | 0 | 0 | 0 | 0 | 0 | 0 | 0 | 0 | 0 | 0 | 0 | 0 | 0 | 0 | 0 | 0 | 0 | 0 | 0 | 0 | 0 | 0 | 0 | 0 | 0 | 0 | 0_E8_SysStock
| E9 | 0 | 0 | 0 | 0 | 0 | 0 | 0 | 0 | 0 | 0 | 0 | 0 | 0 | 0 | 0 | 0 | 0 | 0 | 0 | 0 | 0 | 0 | 0 | 0 | 0 | 0 | 0 | 0 | 0 | 0 | 0 | 0_E9_SysStock
| E10 | 0 | 0 | 0 | 0 | 0 | 0 | 0 | 0 | 0 | 0 | 0 | 0 | 0 | 0 | 0 | 0 | 0 | 0 | 0 | 0 | 0 | 0 | 0 | 0 | 0 | 0 | 0 | 0 | 0 | 0 | 0 | 0_E10_SysStock
| Vintage | 0 | 0 | 0 | 0 | 0 | 0 | 0 | 0 | 0 | 0 | 0 | 0 | 0 | 0 | 0 | 0 | 0 | 0 | 0 | 0 | 0 | 0 | 0 | 0 | 0 | 0 | 0 | 0 | 0 | 0 | 0 | 0_Vintage_SysStock
Tech Forecast Purchases
| Year | Year 0 | Year 1 | Year 2 | Year 3 | Year 4 | Year 5 | Year 6 | Year 7 | Year 8 | Year 9 | Year 10 | Year 11 | Year 12 | Year 13 | Year 14 | Year 15 | Year 16 | Year 17 | Year 18 | Year 19 | Year 20 | Year 21 | Year 22 | Year 23 | Year 24 | Year 25 | Year 26 | Year 27 | Year 28 | Year 29 | Year 30
| E1 | 0 | 0 | 0 | 0 | 0 | 0 | 0 | 0 | 0 | 0 | 0 | 0 | 0 | 0 | 0 | 0 | 0 | 0 | 0 | 0 | 0 | 0 | 0 | 0 | 0 | 0 | 0 | 0 | 0 | 0 | 0
| E2 | 0 | 0 | 0 | 0 | 0 | 0 | 0 | 0 | 0 | 0 | 0 | 0 | 0 | 0 | 0 | 0 | 0 | 0 | 0 | 0 | 0 | 0 | 0 | 0 | 0 | 0 | 0 | 0 | 0 | 0 | 0
| E3 | 0 | 0 | 0 | 0 | 0 | 0 | 0 | 0 | 0 | 0 | 0 | 0 | 0 | 0 | 0 | 0 | 0 | 0 | 0 | 0 | 0 | 0 | 0 | 0 | 0 | 0 | 0 | 0 | 0 | 0 | 0
| E4 | 0 | 0 | 0 | 0 | 0 | 0 | 0 | 0 | 0 | 0 | 0 | 0 | 0 | 0 | 0 | 0 | 0 | 0 | 0 | 0 | 0 | 0 | 0 | 0 | 0 | 0 | 0 | 0 | 0 | 0 | 0
| E5 | 0 | 0 | 0 | 0 | 0 | 0 | 0 | 0 | 0 | 0 | 0 | 0 | 0 | 0 | 0 | 0 | 0 | 0 | 0 | 0 | 0 | 0 | 0 | 0 | 0 | 0 | 0 | 0 | 0 | 0 | 0
| E6 | 0 | 0 | 0 | 0 | 0 | 0 | 0 | 0 | 0 | 0 | 0 | 0 | 0 | 0 | 0 | 0 | 0 | 0 | 0 | 0 | 0 | 0 | 0 | 0 | 0 | 0 | 0 | 0 | 0 | 0 | 0
| E7 | 0 | 0 | 0 | 0 | 0 | 0 | 0 | 0 | 0 | 0 | 0 | 0 | 0 | 0 | 0 | 0 | 0 | 0 | 0 | 0 | 0 | 0 | 0 | 0 | 0 | 0 | 0 | 0 | 0 | 0 | 0
| E8 | 0 | 0 | 0 | 0 | 0 | 0 | 0 | 0 | 0 | 0 | 0 | 0 | 0 | 0 | 0 | 0 | 0 | 0 | 0 | 0 | 0 | 0 | 0 | 0 | 0 | 0 | 0 | 0 | 0 | 0 | 0
| E9 | 0 | 0 | 0 | 0 | 0 | 0 | 0 | 0 | 0 | 0 | 0 | 0 | 0 | 0 | 0 | 0 | 0 | 0 | 0 | 0 | 0 | 0 | 0 | 0 | 0 | 0 | 0 | 0 | 0 | 0 | 0
| E10 | 0 | 0 | 0 | 0 | 0 | 0 | 0 | 0 | 0 | 0 | 0 | 0 | 0 | 0 | 0 | 0 | 0 | 0 | 0 | 0 | 0 | 0 | 0 | 0 | 0 | 0 | 0 | 0 | 0 | 0 | 0
Potential to Switch
| Year | Year 0 | Year 1 | Year 2 | Year 3 | Year 4 | Year 5 | Year 6 | Year 7 | Year 8 | Year 9 | Year 10 | Year 11 | Year 12 | Year 13 | Year 14 | Year 15 | Year 16 | Year 17 | Year 18 | Year 19 | Year 20 | Year 21 | Year 22 | Year 23 | Year 24 | Year 25 | Year 26 | Year 27 | Year 28 | Year 29 | Year 30
| E1 | 0 | 0 | 0 | 0 | 0 | 0 | 0 | 0 | 0 | 0 | 0 | 0 | 0 | 0 | 0 | 0 | 0 | 0 | 0 | 0 | 0 | 0 | 0 | 0 | 0 | 0 | 0 | 0 | 0 | 0 | 0 | 0_E1_Switched Out
| E2 | 0 | 0 | 0 | 0 | 0 | 0 | 0 | 0 | 0 | 0 | 0 | 0 | 0 | 0 | 0 | 0 | 0 | 0 | 0 | 0 | 0 | 0 | 0 | 0 | 0 | 0 | 0 | 0 | 0 | 0 | 0 | 0_E2_Switched Out
| E3 | 0 | 0 | 0 | 0 | 0 | 0 | 0 | 0 | 0 | 0 | 0 | 0 | 0 | 0 | 0 | 0 | 0 | 0 | 0 | 0 | 0 | 0 | 0 | 0 | 0 | 0 | 0 | 0 | 0 | 0 | 0 | 0_E3_Switched Out
| E4 | 0 | 0 | 0 | 0 | 0 | 0 | 0 | 0 | 0 | 0 | 0 | 0 | 0 | 0 | 0 | 0 | 0 | 0 | 0 | 0 | 0 | 0 | 0 | 0 | 0 | 0 | 0 | 0 | 0 | 0 | 0 | 0_E4_Switched Out
| E5 | 0 | 0 | 0 | 0 | 0 | 0 | 0 | 0 | 0 | 0 | 0 | 0 | 0 | 0 | 0 | 0 | 0 | 0 | 0 | 0 | 0 | 0 | 0 | 0 | 0 | 0 | 0 | 0 | 0 | 0 | 0 | 0_E5_Switched Out
| E6 | 0 | 0 | 0 | 0 | 0 | 0 | 0 | 0 | 0 | 0 | 0 | 0 | 0 | 0 | 0 | 0 | 0 | 0 | 0 | 0 | 0 | 0 | 0 | 0 | 0 | 0 | 0 | 0 | 0 | 0 | 0 | 0_E6_Switched Out
| E7 | 0 | 0 | 0 | 0 | 0 | 0 | 0 | 0 | 0 | 0 | 0 | 0 | 0 | 0 | 0 | 0 | 0 | 0 | 0 | 0 | 0 | 0 | 0 | 0 | 0 | 0 | 0 | 0 | 0 | 0 | 0 | 0_E7_Switched Out
| E8 | 0 | 0 | 0 | 0 | 0 | 0 | 0 | 0 | 0 | 0 | 0 | 0 | 0 | 0 | 0 | 0 | 0 | 0 | 0 | 0 | 0 | 0 | 0 | 0 | 0 | 0 | 0 | 0 | 0 | 0 | 0 | 0_E8_Switched Out
| E9 | 0 | 0 | 0 | 0 | 0 | 0 | 0 | 0 | 0 | 0 | 0 | 0 | 0 | 0 | 0 | 0 | 0 | 0 | 0 | 0 | 0 | 0 | 0 | 0 | 0 | 0 | 0 | 0 | 0 | 0 | 0 | 0_E9_Switched Out
| E10 | 0 | 0 | 0 | 0 | 0 | 0 | 0 | 0 | 0 | 0 | 0 | 0 | 0 | 0 | 0 | 0 | 0 | 0 | 0 | 0 | 0 | 0 | 0 | 0 | 0 | 0 | 0 | 0 | 0 | 0 | 0 | 0_E10_Switched Out
Units Out
| E1 | 0 | 0 | 0 | 0 | 0 | 0 | 0 | 0 | 0 | 0 | 0 | 0 | 0 | 0 | 0 | 0 | 0 | 0 | 0 | 0 | 0 | 0 | 0 | 0 | 0 | 0 | 0 | 0 | 0 | 0 | 0
| E2 | 0 | 0 | 0 | 0 | 0 | 0 | 0 | 0 | 0 | 0 | 0 | 0 | 0 | 0 | 0 | 0 | 0 | 0 | 0 | 0 | 0 | 0 | 0 | 0 | 0 | 0 | 0 | 0 | 0 | 0 | 0
| E3 | 0 | 0 | 0 | 0 | 0 | 0 | 0 | 0 | 0 | 0 | 0 | 0 | 0 | 0 | 0 | 0 | 0 | 0 | 0 | 0 | 0 | 0 | 0 | 0 | 0 | 0 | 0 | 0 | 0 | 0 | 0
| E4 | 0 | 0 | 0 | 0 | 0 | 0 | 0 | 0 | 0 | 0 | 0 | 0 | 0 | 0 | 0 | 0 | 0 | 0 | 0 | 0 | 0 | 0 | 0 | 0 | 0 | 0 | 0 | 0 | 0 | 0 | 0
| E5 | 0 | 0 | 0 | 0 | 0 | 0 | 0 | 0 | 0 | 0 | 0 | 0 | 0 | 0 | 0 | 0 | 0 | 0 | 0 | 0 | 0 | 0 | 0 | 0 | 0 | 0 | 0 | 0 | 0 | 0 | 0
| E6 | 0 | 0 | 0 | 0 | 0 | 0 | 0 | 0 | 0 | 0 | 0 | 0 | 0 | 0 | 0 | 0 | 0 | 0 | 0 | 0 | 0 | 0 | 0 | 0 | 0 | 0 | 0 | 0 | 0 | 0 | 0
| E7 | 0 | 0 | 0 | 0 | 0 | 0 | 0 | 0 | 0 | 0 | 0 | 0 | 0 | 0 | 0 | 0 | 0 | 0 | 0 | 0 | 0 | 0 | 0 | 0 | 0 | 0 | 0 | 0 | 0 | 0 | 0
| E8 | 0 | 0 | 0 | 0 | 0 | 0 | 0 | 0 | 0 | 0 | 0 | 0 | 0 | 0 | 0 | 0 | 0 | 0 | 0 | 0 | 0 | 0 | 0 | 0 | 0 | 0 | 0 | 0 | 0 | 0 | 0
| E9 | 0 | 0 | 0 | 0 | 0 | 0 | 0 | 0 | 0 | 0 | 0 | 0 | 0 | 0 | 0 | 0 | 0 | 0 | 0 | 0 | 0 | 0 | 0 | 0 | 0 | 0 | 0 | 0 | 0 | 0 | 0
| E10 | 0 | 0 | 0 | 0 | 0 | 0 | 0 | 0 | 0 | 0 | 0 | 0 | 0 | 0 | 0 | 0 | 0 | 0 | 0 | 0 | 0 | 0 | 0 | 0 | 0 | 0 | 0 | 0 | 0 | 0 | 0
| Vintage | 0 | 0 | 0 | 0 | 0 | 0 | 0 | 0 | 0 | 0 | 0 | 0 | 0 | 0 | 0 | 0 | 0 | 0 | 0 | 0 | 0 | 0 | 0 | 0 | 0 | 0 | 0 | 0 | 0 | 0 | 0
Tech Purchase Shares
| Year | Year 0 | Year 1 | Year 2 | Year 3 | Year 4 | Year 5 | Year 6 | Year 7 | Year 8 | Year 9 | Year 10 | Year 11 | Year 12 | Year 13 | Year 14 | Year 15 | Year 16 | Year 17 | Year 18 | Year 19 | Year 20 | Year 21 | Year 22 | Year 23 | Year 24 | Year 25 | Year 26 | Year 27 | Year 28 | Year 29 | Year 30
E1 | bar: Year 0 to Year 30
E2 | bar: Year 0 to Year 30
E3 | bar: Year 0 to Year 30
E4 | bar: Year 0 to Year 30
E5 | bar: Year 0 to Year 30
E6 | bar: Year 0 to Year 30
E7 | bar: Year 0 to Year 30
E8 | bar: Year 0 to Year 30
E9 | bar: Year 0 to Year 30
E10 | bar: Year 0 to Year 30
Units In from Switching
| E1 | 0 | 0 | 0 | 0 | 0 | 0 | 0 | 0 | 0 | 0 | 0 | 0 | 0 | 0 | 0 | 0 | 0 | 0 | 0 | 0 | 0 | 0 | 0 | 0 | 0 | 0 | 0 | 0 | 0 | 0 | 0
| E2 | 0 | 0 | 0 | 0 | 0 | 0 | 0 | 0 | 0 | 0 | 0 | 0 | 0 | 0 | 0 | 0 | 0 | 0 | 0 | 0 | 0 | 0 | 0 | 0 | 0 | 0 | 0 | 0 | 0 | 0 | 0
| E3 | 0 | 0 | 0 | 0 | 0 | 0 | 0 | 0 | 0 | 0 | 0 | 0 | 0 | 0 | 0 | 0 | 0 | 0 | 0 | 0 | 0 | 0 | 0 | 0 | 0 | 0 | 0 | 0 | 0 | 0 | 0
| E4 | 0 | 0 | 0 | 0 | 0 | 0 | 0 | 0 | 0 | 0 | 0 | 0 | 0 | 0 | 0 | 0 | 0 | 0 | 0 | 0 | 0 | 0 | 0 | 0 | 0 | 0 | 0 | 0 | 0 | 0 | 0
| E5 | 0 | 0 | 0 | 0 | 0 | 0 | 0 | 0 | 0 | 0 | 0 | 0 | 0 | 0 | 0 | 0 | 0 | 0 | 0 | 0 | 0 | 0 | 0 | 0 | 0 | 0 | 0 | 0 | 0 | 0 | 0
| E6 | 0 | 0 | 0 | 0 | 0 | 0 | 0 | 0 | 0 | 0 | 0 | 0 | 0 | 0 | 0 | 0 | 0 | 0 | 0 | 0 | 0 | 0 | 0 | 0 | 0 | 0 | 0 | 0 | 0 | 0 | 0
| E7 | 0 | 0 | 0 | 0 | 0 | 0 | 0 | 0 | 0 | 0 | 0 | 0 | 0 | 0 | 0 | 0 | 0 | 0 | 0 | 0 | 0 | 0 | 0 | 0 | 0 | 0 | 0 | 0 | 0 | 0 | 0
| E8 | 0 | 0 | 0 | 0 | 0 | 0 | 0 | 0 | 0 | 0 | 0 | 0 | 0 | 0 | 0 | 0 | 0 | 0 | 0 | 0 | 0 | 0 | 0 | 0 | 0 | 0 | 0 | 0 | 0 | 0 | 0
| E9 | 0 | 0 | 0 | 0 | 0 | 0 | 0 | 0 | 0 | 0 | 0 | 0 | 0 | 0 | 0 | 0 | 0 | 0 | 0 | 0 | 0 | 0 | 0 | 0 | 0 | 0 | 0 | 0 | 0 | 0 | 0
| E10 | 0 | 0 | 0 | 0 | 0 | 0 | 0 | 0 | 0 | 0 | 0 | 0 | 0 | 0 | 0 | 0 | 0 | 0 | 0 | 0 | 0 | 0 | 0 | 0 | 0 | 0 | 0 | 0 | 0 | 0 | 0
| Vintage | 0 | 0 | 0 | 0 | 0 | 0 | 0 | 0 | 0 | 0 | 0 | 0 | 0 | 0 | 0 | 0 | 0 | 0 | 0 | 0 | 0 | 0 | 0 | 0 | 0 | 0 | 0 | 0 | 0 | 0 | 0
Net Change
| Year | Year 0 | Year 1 | Year 2 | Year 3 | Year 4 | Year 5 | Year 6 | Year 7 | Year 8 | Year 9 | Year 10 | Year 11 | Year 12 | Year 13 | Year 14 | Year 15 | Year 16 | Year 17 | Year 18 | Year 19 | Year 20 | Year 21 | Year 22 | Year 23 | Year 24 | Year 25 | Year 26 | Year 27 | Year 28 | Year 29 | Year 30 | Key
| Units | 0 | 0 | 0 | 0 | 0 | 0 | 0 | 0 | 0 | 0 | 0 | 0 | 0 | 0 | 0 | 0 | 0 | 0 | 0 | 0 | 0 | 0 | 0 | 0 | 0 | 0 | 0 | 0 | 0 | 0 | 0 | 0_Units |  |  |  |  | 301957.8232
| Usage | 0 | 0 | 0 | 0 | 0 | 0 | 0 | 0 | 0 | 0 | 0 | 0 | 0 | 0 | 0 | 0 | 0 | 0 | 0 | 0 | 0 | 0 | 0 | 0 | 0 | 0 | 0 | 0 | 0 | 0 | 0 | 0_Usage |  |  |  |  | 1698.6543
| Peak Demand (S) | 0 | 0 | 0 | 0 | 0 | 0 | 0 | 0 | 0 | 0 | 0 | 0 | 0 | 0 | 0 | 0 | 0 | 0 | 0 | 0 | 0 | 0 | 0 | 0 | 0 | 0 | 0 | 0 | 0 | 0 | 0 | 0_Peak Demand (S) |  |  |  |  | 0
| Peak Demand (W) | 0 | 0 | 0 | 0 | 0 | 0 | 0 | 0 | 0 | 0 | 0 | 0 | 0 | 0 | 0 | 0 | 0 | 0 | 0 | 0 | 0 | 0 | 0 | 0 | 0 | 0 | 0 | 0 | 0 | 0 | 0 | 0_Peak Demand (W) |  |  |  |  | 884.6119
| Turnover | 0 | 0 | 0 | 0 | 0 | 0 | 0 | 0 | 0 | 0 | 0 | 0 | 0 | 0 | 0 | 0 | 0 | 0 | 0 | 0 | 0 | 0 | 0 | 0 | 0 | 0 | 0 | 0 | 0 | 0 | 0 | 0_Turnover |  |  |  |  | 6885.4476
| Avg. Replacement Usage | 0 | 0 | 0 | 0 | 0 | 0 | 0 | 0 | 0 | 0 | 0 | 0 | 0 | 0 | 0 | 0 | 0 | 0 | 0 | 0 | 0 | 0 | 0 | 0 | 0 | 0 | 0 | 0 | 0 | 0 | 0 | 0_Avg. Replacement Usage |  |  |  |  | 5638.8522
| Avg. Replacement Demand (S) | 0 | 0 | 0 | 0 | 0 | 0 | 0 | 0 | 0 | 0 | 0 | 0 | 0 | 0 | 0 | 0 | 0 | 0 | 0 | 0 | 0 | 0 | 0 | 0 | 0 | 0 | 0 | 0 | 0 | 0 | 0 | 0_Avg. Replacement Demand (S) |  |  |  |  | 0
| Avg. Replacement Demand (W) | 0 | 0 | 0 | 0 | 0 | 0 | 0 | 0 | 0 | 0 | 0 | 0 | 0 | 0 | 0 | 0 | 0 | 0 | 0 | 0 | 0 | 0 | 0 | 0 | 0 | 0 | 0 | 0 | 0 | 0 | 0 | 0_Avg. Replacement Demand (W) |  |  |  |  | 2.9366
Purchases
| Year | Year 0 | Year 1 | Year 2 | Year 3 | Year 4 | Year 5 | Year 6 | Year 7 | Year 8 | Year 9 | Year 10 | Year 11 | Year 12 | Year 13 | Year 14 | Year 15 | Year 16 | Year 17 | Year 18 | Year 19 | Year 20 | Year 21 | Year 22 | Year 23 | Year 24 | Year 25 | Year 26 | Year 27 | Year 28 | Year 29 | Year 30
| E1 | 0 | 0 | 0 | 0 | 0 | 0 | 0 | 0 | 0 | 0 | 0 | 0 | 0 | 0 | 0 | 0 | 0 | 0 | 0 | 0 | 0 | 0 | 0 | 0 | 0 | 0 | 0 | 0 | 0 | 0 | 0 | 0_E1_Purchases |  |  |  |  | 6885.4476
| E2 | 0 | 0 | 0 | 0 | 0 | 0 | 0 | 0 | 0 | 0 | 0 | 0 | 0 | 0 | 0 | 0 | 0 | 0 | 0 | 0 | 0 | 0 | 0 | 0 | 0 | 0 | 0 | 0 | 0 | 0 | 0 | 0_E2_Purchases |  |  |  |  | 0
| E3 | 0 | 0 | 0 | 0 | 0 | 0 | 0 | 0 | 0 | 0 | 0 | 0 | 0 | 0 | 0 | 0 | 0 | 0 | 0 | 0 | 0 | 0 | 0 | 0 | 0 | 0 | 0 | 0 | 0 | 0 | 0 | 0_E3_Purchases |  |  |  |  | 0
| E4 | 0 | 0 | 0 | 0 | 0 | 0 | 0 | 0 | 0 | 0 | 0 | 0 | 0 | 0 | 0 | 0 | 0 | 0 | 0 | 0 | 0 | 0 | 0 | 0 | 0 | 0 | 0 | 0 | 0 | 0 | 0 | 0_E4_Purchases |  |  |  |  | 0
| E5 | 0 | 0 | 0 | 0 | 0 | 0 | 0 | 0 | 0 | 0 | 0 | 0 | 0 | 0 | 0 | 0 | 0 | 0 | 0 | 0 | 0 | 0 | 0 | 0 | 0 | 0 | 0 | 0 | 0 | 0 | 0 | 0_E5_Purchases |  |  |  |  | 0
| E6 | 0 | 0 | 0 | 0 | 0 | 0 | 0 | 0 | 0 | 0 | 0 | 0 | 0 | 0 | 0 | 0 | 0 | 0 | 0 | 0 | 0 | 0 | 0 | 0 | 0 | 0 | 0 | 0 | 0 | 0 | 0 | 0_E6_Purchases |  |  |  |  | 0
| E7 | 0 | 0 | 0 | 0 | 0 | 0 | 0 | 0 | 0 | 0 | 0 | 0 | 0 | 0 | 0 | 0 | 0 | 0 | 0 | 0 | 0 | 0 | 0 | 0 | 0 | 0 | 0 | 0 | 0 | 0 | 0 | 0_E7_Purchases |  |  |  |  | 0
| E8 | 0 | 0 | 0 | 0 | 0 | 0 | 0 | 0 | 0 | 0 | 0 | 0 | 0 | 0 | 0 | 0 | 0 | 0 | 0 | 0 | 0 | 0 | 0 | 0 | 0 | 0 | 0 | 0 | 0 | 0 | 0 | 0_E8_Purchases |  |  |  |  | 0
| E9 | 0 | 0 | 0 | 0 | 0 | 0 | 0 | 0 | 0 | 0 | 0 | 0 | 0 | 0 | 0 | 0 | 0 | 0 | 0 | 0 | 0 | 0 | 0 | 0 | 0 | 0 | 0 | 0 | 0 | 0 | 0 | 0_E9_Purchases |  |  |  |  | 0
| E10 | 0 | 0 | 0 | 0 | 0 | 0 | 0 | 0 | 0 | 0 | 0 | 0 | 0 | 0 | 0 | 0 | 0 | 0 | 0 | 0 | 0 | 0 | 0 | 0 | 0 | 0 | 0 | 0 | 0 | 0 | 0 | 0_E10_Purchases |  |  |  |  | 0
Stock
| Year | Year 0 | Year 1 | Year 2 | Year 3 | Year 4 | Year 5 | Year 6 | Year 7 | Year 8 | Year 9 | Year 10 | Year 11 | Year 12 | Year 13 | Year 14 | Year 15 | Year 16 | Year 17 | Year 18 | Year 19 | Year 20 | Year 21 | Year 22 | Year 23 | Year 24 | Year 25 | Year 26 | Year 27 | Year 28 | Year 29 | Year 30
| E1 | 0 | 0 | 0 | 0 | 0 | 0 | 0 | 0 | 0 | 0 | 0 | 0 | 0 | 0 | 0 | 0 | 0 | 0 | 0 | 0 | 0 | 0 | 0 | 0 | 0 | 0 | 0 | 0 | 0 | 0 | 0 | 0_E1_Stock |  |  |  |  | 13576.6093
| E2 | 0 | 0 | 0 | 0 | 0 | 0 | 0 | 0 | 0 | 0 | 0 | 0 | 0 | 0 | 0 | 0 | 0 | 0 | 0 | 0 | 0 | 0 | 0 | 0 | 0 | 0 | 0 | 0 | 0 | 0 | 0 | 0_E2_Stock |  |  |  |  | 0
| E3 | 0 | 0 | 0 | 0 | 0 | 0 | 0 | 0 | 0 | 0 | 0 | 0 | 0 | 0 | 0 | 0 | 0 | 0 | 0 | 0 | 0 | 0 | 0 | 0 | 0 | 0 | 0 | 0 | 0 | 0 | 0 | 0_E3_Stock |  |  |  |  | 0
| E4 | 0 | 0 | 0 | 0 | 0 | 0 | 0 | 0 | 0 | 0 | 0 | 0 | 0 | 0 | 0 | 0 | 0 | 0 | 0 | 0 | 0 | 0 | 0 | 0 | 0 | 0 | 0 | 0 | 0 | 0 | 0 | 0_E4_Stock |  |  |  |  | 0
| E5 | 0 | 0 | 0 | 0 | 0 | 0 | 0 | 0 | 0 | 0 | 0 | 0 | 0 | 0 | 0 | 0 | 0 | 0 | 0 | 0 | 0 | 0 | 0 | 0 | 0 | 0 | 0 | 0 | 0 | 0 | 0 | 0_E5_Stock |  |  |  |  | 0
| E6 | 0 | 0 | 0 | 0 | 0 | 0 | 0 | 0 | 0 | 0 | 0 | 0 | 0 | 0 | 0 | 0 | 0 | 0 | 0 | 0 | 0 | 0 | 0 | 0 | 0 | 0 | 0 | 0 | 0 | 0 | 0 | 0_E6_Stock |  |  |  |  | 0
| E7 | 0 | 0 | 0 | 0 | 0 | 0 | 0 | 0 | 0 | 0 | 0 | 0 | 0 | 0 | 0 | 0 | 0 | 0 | 0 | 0 | 0 | 0 | 0 | 0 | 0 | 0 | 0 | 0 | 0 | 0 | 0 | 0_E7_Stock |  |  |  |  | 0
| E8 | 0 | 0 | 0 | 0 | 0 | 0 | 0 | 0 | 0 | 0 | 0 | 0 | 0 | 0 | 0 | 0 | 0 | 0 | 0 | 0 | 0 | 0 | 0 | 0 | 0 | 0 | 0 | 0 | 0 | 0 | 0 | 0_E8_Stock |  |  |  |  | 0
| E9 | 0 | 0 | 0 | 0 | 0 | 0 | 0 | 0 | 0 | 0 | 0 | 0 | 0 | 0 | 0 | 0 | 0 | 0 | 0 | 0 | 0 | 0 | 0 | 0 | 0 | 0 | 0 | 0 | 0 | 0 | 0 | 0_E9_Stock |  |  |  |  | 0
| E10 | 0 | 0 | 0 | 0 | 0 | 0 | 0 | 0 | 0 | 0 | 0 | 0 | 0 | 0 | 0 | 0 | 0 | 0 | 0 | 0 | 0 | 0 | 0 | 0 | 0 | 0 | 0 | 0 | 0 | 0 | 0 | 0_E10_Stock |  |  |  |  | 0
| Vintage | 0 | 0 | 0 | 0 | 0 | 0 | 0 | 0 | 0 | 0 | 0 | 0 | 0 | 0 | 0 | 0 | 0 | 0 | 0 | 0 | 0 | 0 | 0 | 0 | 0 | 0 | 0 | 0 | 0 | 0 | 0 | 0_Vintage_Stock |  |  |  |  | 288381.2139
S4C3 |  | Year 0: System 4 Technology 3
Technology Variables
| Tech Key | Year 0: 0
| Peak Factor (S) | Year 0: 0
| Peak Factor (W) | Year 0: 0
| Min Vintage Lifetime | Year 0: 0
| Max Vintage Lifetime | Year 0: 0
| Turnover Style | Year 0: 0
Technology Variables
| Equipment | Year 0: Label; Year 1: Min Lifetime; Year 2: Max Lifetime; Year 3: Degradation; Year 4: Usage; Year 5: Available
| E1 | Year 1: 0; Year 2: 0; Year 3: 0%; Year 4: 0; Year 5: FALSE
| E2 | Year 1: 0; Year 2: 0; Year 3: 0%; Year 4: 0; Year 5: FALSE
| E3 | Year 1: 0; Year 2: 0; Year 3: 0%; Year 4: 0; Year 5: FALSE
| E4 | Year 1: 0; Year 2: 0; Year 3: 0%; Year 4: 0; Year 5: FALSE
| E5 | Year 1: 0; Year 2: 0; Year 3: 0%; Year 4: 0; Year 5: FALSE
| E6 | Year 1: 0; Year 2: 0; Year 3: 0%; Year 4: 0; Year 5: FALSE
| E7 | Year 1: 0; Year 2: 0; Year 3: 0%; Year 4: 0; Year 5: FALSE
| E8 | Year 1: 0; Year 2: 0; Year 3: 0%; Year 4: 0; Year 5: FALSE
| E9 | Year 1: 0; Year 2: 0; Year 3: 0%; Year 4: 0; Year 5: FALSE
| E10 | Year 1: 0; Year 2: 0; Year 3: 0%; Year 4: 0; Year 5: FALSE
Original Forecast Results
| Year | Year 0 | Year 1 | Year 2 | Year 3 | Year 4 | Year 5 | Year 6 | Year 7 | Year 8 | Year 9 | Year 10 | Year 11 | Year 12 | Year 13 | Year 14 | Year 15 | Year 16 | Year 17 | Year 18 | Year 19 | Year 20 | Year 21 | Year 22 | Year 23 | Year 24 | Year 25 | Year 26 | Year 27 | Year 28 | Year 29 | Year 30 | Key
| Units | 0 | 0 | 0 | 0 | 0 | 0 | 0 | 0 | 0 | 0 | 0 | 0 | 0 | 0 | 0 | 0 | 0 | 0 | 0 | 0 | 0 | 0 | 0 | 0 | 0 | 0 | 0 | 0 | 0 | 0 | 0 | #REF! |  |  |  |  | 301957.8232
| Usage | 0 | 0 | 0 | 0 | 0 | 0 | 0 | 0 | 0 | 0 | 0 | 0 | 0 | 0 | 0 | 0 | 0 | 0 | 0 | 0 | 0 | 0 | 0 | 0 | 0 | 0 | 0 | 0 | 0 | 0 | 0 | #REF! |  |  |  |  | 1698.6543
| Peak Demand (S) | 0 | 0 | 0 | 0 | 0 | 0 | 0 | 0 | 0 | 0 | 0 | 0 | 0 | 0 | 0 | 0 | 0 | 0 | 0 | 0 | 0 | 0 | 0 | 0 | 0 | 0 | 0 | 0 | 0 | 0 | 0 | #REF! |  |  |  |  | 0
| Peak Demand (W) | 0 | 0 | 0 | 0 | 0 | 0 | 0 | 0 | 0 | 0 | 0 | 0 | 0 | 0 | 0 | 0 | 0 | 0 | 0 | 0 | 0 | 0 | 0 | 0 | 0 | 0 | 0 | 0 | 0 | 0 | 0 | #REF! |  |  |  |  | 884.6119
| Turnover | 0 | 0 | 0 | 0 | 0 | 0 | 0 | 0 | 0 | 0 | 0 | 0 | 0 | 0 | 0 | 0 | 0 | 0 | 0 | 0 | 0 | 0 | 0 | 0 | 0 | 0 | 0 | 0 | 0 | 0 | 0 | #REF! |  |  |  |  | 6885.4476
| Avg. Replacement Usage | 0 | 0 | 0 | 0 | 0 | 0 | 0 | 0 | 0 | 0 | 0 | 0 | 0 | 0 | 0 | 0 | 0 | 0 | 0 | 0 | 0 | 0 | 0 | 0 | 0 | 0 | 0 | 0 | 0 | 0 | 0 | #REF! |  |  |  |  | 5638.8522
| Avg. Replacement Demand (S) | 0 | 0 | 0 | 0 | 0 | 0 | 0 | 0 | 0 | 0 | 0 | 0 | 0 | 0 | 0 | 0 | 0 | 0 | 0 | 0 | 0 | 0 | 0 | 0 | 0 | 0 | 0 | 0 | 0 | 0 | 0 | #REF! |  |  |  |  | 0
| Avg. Replacement Demand (W) | 0 | 0 | 0 | 0 | 0 | 0 | 0 | 0 | 0 | 0 | 0 | 0 | 0 | 0 | 0 | 0 | 0 | 0 | 0 | 0 | 0 | 0 | 0 | 0 | 0 | 0 | 0 | 0 | 0 | 0 | 0 | #REF! |  |  |  |  | 2.9366
Tech Forecast Stock
| Year | Year 0 | Year 1 | Year 2 | Year 3 | Year 4 | Year 5 | Year 6 | Year 7 | Year 8 | Year 9 | Year 10 | Year 11 | Year 12 | Year 13 | Year 14 | Year 15 | Year 16 | Year 17 | Year 18 | Year 19 | Year 20 | Year 21 | Year 22 | Year 23 | Year 24 | Year 25 | Year 26 | Year 27 | Year 28 | Year 29 | Year 30
| E1 | 0 | 0 | 0 | 0 | 0 | 0 | 0 | 0 | 0 | 0 | 0 | 0 | 0 | 0 | 0 | 0 | 0 | 0 | 0 | 0 | 0 | 0 | 0 | 0 | 0 | 0 | 0 | 0 | 0 | 0 | 0
| E2 | 0 | 0 | 0 | 0 | 0 | 0 | 0 | 0 | 0 | 0 | 0 | 0 | 0 | 0 | 0 | 0 | 0 | 0 | 0 | 0 | 0 | 0 | 0 | 0 | 0 | 0 | 0 | 0 | 0 | 0 | 0
| E3 | 0 | 0 | 0 | 0 | 0 | 0 | 0 | 0 | 0 | 0 | 0 | 0 | 0 | 0 | 0 | 0 | 0 | 0 | 0 | 0 | 0 | 0 | 0 | 0 | 0 | 0 | 0 | 0 | 0 | 0 | 0
| E4 | 0 | 0 | 0 | 0 | 0 | 0 | 0 | 0 | 0 | 0 | 0 | 0 | 0 | 0 | 0 | 0 | 0 | 0 | 0 | 0 | 0 | 0 | 0 | 0 | 0 | 0 | 0 | 0 | 0 | 0 | 0
| E5 | 0 | 0 | 0 | 0 | 0 | 0 | 0 | 0 | 0 | 0 | 0 | 0 | 0 | 0 | 0 | 0 | 0 | 0 | 0 | 0 | 0 | 0 | 0 | 0 | 0 | 0 | 0 | 0 | 0 | 0 | 0
| E6 | 0 | 0 | 0 | 0 | 0 | 0 | 0 | 0 | 0 | 0 | 0 | 0 | 0 | 0 | 0 | 0 | 0 | 0 | 0 | 0 | 0 | 0 | 0 | 0 | 0 | 0 | 0 | 0 | 0 | 0 | 0
| E7 | 0 | 0 | 0 | 0 | 0 | 0 | 0 | 0 | 0 | 0 | 0 | 0 | 0 | 0 | 0 | 0 | 0 | 0 | 0 | 0 | 0 | 0 | 0 | 0 | 0 | 0 | 0 | 0 | 0 | 0 | 0
| E8 | 0 | 0 | 0 | 0 | 0 | 0 | 0 | 0 | 0 | 0 | 0 | 0 | 0 | 0 | 0 | 0 | 0 | 0 | 0 | 0 | 0 | 0 | 0 | 0 | 0 | 0 | 0 | 0 | 0 | 0 | 0
| E9 | 0 | 0 | 0 | 0 | 0 | 0 | 0 | 0 | 0 | 0 | 0 | 0 | 0 | 0 | 0 | 0 | 0 | 0 | 0 | 0 | 0 | 0 | 0 | 0 | 0 | 0 | 0 | 0 | 0 | 0 | 0
| E10 | 0 | 0 | 0 | 0 | 0 | 0 | 0 | 0 | 0 | 0 | 0 | 0 | 0 | 0 | 0 | 0 | 0 | 0 | 0 | 0 | 0 | 0 | 0 | 0 | 0 | 0 | 0 | 0 | 0 | 0 | 0
| Vintage | 0 | 0 | 0 | 0 | 0 | 0 | 0 | 0 | 0 | 0 | 0 | 0 | 0 | 0 | 0 | 0 | 0 | 0 | 0 | 0 | 0 | 0 | 0 | 0 | 0 | 0 | 0 | 0 | 0 | 0 | 0
Stock for Switching
| Year | Year 0 | Year 1 | Year 2 | Year 3 | Year 4 | Year 5 | Year 6 | Year 7 | Year 8 | Year 9 | Year 10 | Year 11 | Year 12 | Year 13 | Year 14 | Year 15 | Year 16 | Year 17 | Year 18 | Year 19 | Year 20 | Year 21 | Year 22 | Year 23 | Year 24 | Year 25 | Year 26 | Year 27 | Year 28 | Year 29 | Year 30
| E1 | 0 | 0 | 0 | 0 | 0 | 0 | 0 | 0 | 0 | 0 | 0 | 0 | 0 | 0 | 0 | 0 | 0 | 0 | 0 | 0 | 0 | 0 | 0 | 0 | 0 | 0 | 0 | 0 | 0 | 0 | 0 | 0_E1_SysStock
| E2 | 0 | 0 | 0 | 0 | 0 | 0 | 0 | 0 | 0 | 0 | 0 | 0 | 0 | 0 | 0 | 0 | 0 | 0 | 0 | 0 | 0 | 0 | 0 | 0 | 0 | 0 | 0 | 0 | 0 | 0 | 0 | 0_E2_SysStock
| E3 | 0 | 0 | 0 | 0 | 0 | 0 | 0 | 0 | 0 | 0 | 0 | 0 | 0 | 0 | 0 | 0 | 0 | 0 | 0 | 0 | 0 | 0 | 0 | 0 | 0 | 0 | 0 | 0 | 0 | 0 | 0 | 0_E3_SysStock
| E4 | 0 | 0 | 0 | 0 | 0 | 0 | 0 | 0 | 0 | 0 | 0 | 0 | 0 | 0 | 0 | 0 | 0 | 0 | 0 | 0 | 0 | 0 | 0 | 0 | 0 | 0 | 0 | 0 | 0 | 0 | 0 | 0_E4_SysStock
| E5 | 0 | 0 | 0 | 0 | 0 | 0 | 0 | 0 | 0 | 0 | 0 | 0 | 0 | 0 | 0 | 0 | 0 | 0 | 0 | 0 | 0 | 0 | 0 | 0 | 0 | 0 | 0 | 0 | 0 | 0 | 0 | 0_E5_SysStock
| E6 | 0 | 0 | 0 | 0 | 0 | 0 | 0 | 0 | 0 | 0 | 0 | 0 | 0 | 0 | 0 | 0 | 0 | 0 | 0 | 0 | 0 | 0 | 0 | 0 | 0 | 0 | 0 | 0 | 0 | 0 | 0 | 0_E6_SysStock
| E7 | 0 | 0 | 0 | 0 | 0 | 0 | 0 | 0 | 0 | 0 | 0 | 0 | 0 | 0 | 0 | 0 | 0 | 0 | 0 | 0 | 0 | 0 | 0 | 0 | 0 | 0 | 0 | 0 | 0 | 0 | 0 | 0_E7_SysStock
| E8 | 0 | 0 | 0 | 0 | 0 | 0 | 0 | 0 | 0 | 0 | 0 | 0 | 0 | 0 | 0 | 0 | 0 | 0 | 0 | 0 | 0 | 0 | 0 | 0 | 0 | 0 | 0 | 0 | 0 | 0 | 0 | 0_E8_SysStock
| E9 | 0 | 0 | 0 | 0 | 0 | 0 | 0 | 0 | 0 | 0 | 0 | 0 | 0 | 0 | 0 | 0 | 0 | 0 | 0 | 0 | 0 | 0 | 0 | 0 | 0 | 0 | 0 | 0 | 0 | 0 | 0 | 0_E9_SysStock
| E10 | 0 | 0 | 0 | 0 | 0 | 0 | 0 | 0 | 0 | 0 | 0 | 0 | 0 | 0 | 0 | 0 | 0 | 0 | 0 | 0 | 0 | 0 | 0 | 0 | 0 | 0 | 0 | 0 | 0 | 0 | 0 | 0_E10_SysStock
| Vintage | 0 | 0 | 0 | 0 | 0 | 0 | 0 | 0 | 0 | 0 | 0 | 0 | 0 | 0 | 0 | 0 | 0 | 0 | 0 | 0 | 0 | 0 | 0 | 0 | 0 | 0 | 0 | 0 | 0 | 0 | 0 | 0_Vintage_SysStock
Tech Forecast Purchases
| Year | Year 0 | Year 1 | Year 2 | Year 3 | Year 4 | Year 5 | Year 6 | Year 7 | Year 8 | Year 9 | Year 10 | Year 11 | Year 12 | Year 13 | Year 14 | Year 15 | Year 16 | Year 17 | Year 18 | Year 19 | Year 20 | Year 21 | Year 22 | Year 23 | Year 24 | Year 25 | Year 26 | Year 27 | Year 28 | Year 29 | Year 30
| E1 | 0 | 0 | 0 | 0 | 0 | 0 | 0 | 0 | 0 | 0 | 0 | 0 | 0 | 0 | 0 | 0 | 0 | 0 | 0 | 0 | 0 | 0 | 0 | 0 | 0 | 0 | 0 | 0 | 0 | 0 | 0
| E2 | 0 | 0 | 0 | 0 | 0 | 0 | 0 | 0 | 0 | 0 | 0 | 0 | 0 | 0 | 0 | 0 | 0 | 0 | 0 | 0 | 0 | 0 | 0 | 0 | 0 | 0 | 0 | 0 | 0 | 0 | 0
| E3 | 0 | 0 | 0 | 0 | 0 | 0 | 0 | 0 | 0 | 0 | 0 | 0 | 0 | 0 | 0 | 0 | 0 | 0 | 0 | 0 | 0 | 0 | 0 | 0 | 0 | 0 | 0 | 0 | 0 | 0 | 0
| E4 | 0 | 0 | 0 | 0 | 0 | 0 | 0 | 0 | 0 | 0 | 0 | 0 | 0 | 0 | 0 | 0 | 0 | 0 | 0 | 0 | 0 | 0 | 0 | 0 | 0 | 0 | 0 | 0 | 0 | 0 | 0
| E5 | 0 | 0 | 0 | 0 | 0 | 0 | 0 | 0 | 0 | 0 | 0 | 0 | 0 | 0 | 0 | 0 | 0 | 0 | 0 | 0 | 0 | 0 | 0 | 0 | 0 | 0 | 0 | 0 | 0 | 0 | 0
| E6 | 0 | 0 | 0 | 0 | 0 | 0 | 0 | 0 | 0 | 0 | 0 | 0 | 0 | 0 | 0 | 0 | 0 | 0 | 0 | 0 | 0 | 0 | 0 | 0 | 0 | 0 | 0 | 0 | 0 | 0 | 0
| E7 | 0 | 0 | 0 | 0 | 0 | 0 | 0 | 0 | 0 | 0 | 0 | 0 | 0 | 0 | 0 | 0 | 0 | 0 | 0 | 0 | 0 | 0 | 0 | 0 | 0 | 0 | 0 | 0 | 0 | 0 | 0
| E8 | 0 | 0 | 0 | 0 | 0 | 0 | 0 | 0 | 0 | 0 | 0 | 0 | 0 | 0 | 0 | 0 | 0 | 0 | 0 | 0 | 0 | 0 | 0 | 0 | 0 | 0 | 0 | 0 | 0 | 0 | 0
| E9 | 0 | 0 | 0 | 0 | 0 | 0 | 0 | 0 | 0 | 0 | 0 | 0 | 0 | 0 | 0 | 0 | 0 | 0 | 0 | 0 | 0 | 0 | 0 | 0 | 0 | 0 | 0 | 0 | 0 | 0 | 0
| E10 | 0 | 0 | 0 | 0 | 0 | 0 | 0 | 0 | 0 | 0 | 0 | 0 | 0 | 0 | 0 | 0 | 0 | 0 | 0 | 0 | 0 | 0 | 0 | 0 | 0 | 0 | 0 | 0 | 0 | 0 | 0
Potential to Switch
| Year | Year 0 | Year 1 | Year 2 | Year 3 | Year 4 | Year 5 | Year 6 | Year 7 | Year 8 | Year 9 | Year 10 | Year 11 | Year 12 | Year 13 | Year 14 | Year 15 | Year 16 | Year 17 | Year 18 | Year 19 | Year 20 | Year 21 | Year 22 | Year 23 | Year 24 | Year 25 | Year 26 | Year 27 | Year 28 | Year 29 | Year 30
| E1 | 0 | 0 | 0 | 0 | 0 | 0 | 0 | 0 | 0 | 0 | 0 | 0 | 0 | 0 | 0 | 0 | 0 | 0 | 0 | 0 | 0 | 0 | 0 | 0 | 0 | 0 | 0 | 0 | 0 | 0 | 0 | 0_E1_Switched Out
| E2 | 0 | 0 | 0 | 0 | 0 | 0 | 0 | 0 | 0 | 0 | 0 | 0 | 0 | 0 | 0 | 0 | 0 | 0 | 0 | 0 | 0 | 0 | 0 | 0 | 0 | 0 | 0 | 0 | 0 | 0 | 0 | 0_E2_Switched Out
| E3 | 0 | 0 | 0 | 0 | 0 | 0 | 0 | 0 | 0 | 0 | 0 | 0 | 0 | 0 | 0 | 0 | 0 | 0 | 0 | 0 | 0 | 0 | 0 | 0 | 0 | 0 | 0 | 0 | 0 | 0 | 0 | 0_E3_Switched Out
| E4 | 0 | 0 | 0 | 0 | 0 | 0 | 0 | 0 | 0 | 0 | 0 | 0 | 0 | 0 | 0 | 0 | 0 | 0 | 0 | 0 | 0 | 0 | 0 | 0 | 0 | 0 | 0 | 0 | 0 | 0 | 0 | 0_E4_Switched Out
| E5 | 0 | 0 | 0 | 0 | 0 | 0 | 0 | 0 | 0 | 0 | 0 | 0 | 0 | 0 | 0 | 0 | 0 | 0 | 0 | 0 | 0 | 0 | 0 | 0 | 0 | 0 | 0 | 0 | 0 | 0 | 0 | 0_E5_Switched Out
| E6 | 0 | 0 | 0 | 0 | 0 | 0 | 0 | 0 | 0 | 0 | 0 | 0 | 0 | 0 | 0 | 0 | 0 | 0 | 0 | 0 | 0 | 0 | 0 | 0 | 0 | 0 | 0 | 0 | 0 | 0 | 0 | 0_E6_Switched Out
| E7 | 0 | 0 | 0 | 0 | 0 | 0 | 0 | 0 | 0 | 0 | 0 | 0 | 0 | 0 | 0 | 0 | 0 | 0 | 0 | 0 | 0 | 0 | 0 | 0 | 0 | 0 | 0 | 0 | 0 | 0 | 0 | 0_E7_Switched Out
| E8 | 0 | 0 | 0 | 0 | 0 | 0 | 0 | 0 | 0 | 0 | 0 | 0 | 0 | 0 | 0 | 0 | 0 | 0 | 0 | 0 | 0 | 0 | 0 | 0 | 0 | 0 | 0 | 0 | 0 | 0 | 0 | 0_E8_Switched Out
| E9 | 0 | 0 | 0 | 0 | 0 | 0 | 0 | 0 | 0 | 0 | 0 | 0 | 0 | 0 | 0 | 0 | 0 | 0 | 0 | 0 | 0 | 0 | 0 | 0 | 0 | 0 | 0 | 0 | 0 | 0 | 0 | 0_E9_Switched Out
| E10 | 0 | 0 | 0 | 0 | 0 | 0 | 0 | 0 | 0 | 0 | 0 | 0 | 0 | 0 | 0 | 0 | 0 | 0 | 0 | 0 | 0 | 0 | 0 | 0 | 0 | 0 | 0 | 0 | 0 | 0 | 0 | 0_E10_Switched Out
Units Out
| E1 | 0 | 0 | 0 | 0 | 0 | 0 | 0 | 0 | 0 | 0 | 0 | 0 | 0 | 0 | 0 | 0 | 0 | 0 | 0 | 0 | 0 | 0 | 0 | 0 | 0 | 0 | 0 | 0 | 0 | 0 | 0
| E2 | 0 | 0 | 0 | 0 | 0 | 0 | 0 | 0 | 0 | 0 | 0 | 0 | 0 | 0 | 0 | 0 | 0 | 0 | 0 | 0 | 0 | 0 | 0 | 0 | 0 | 0 | 0 | 0 | 0 | 0 | 0
| E3 | 0 | 0 | 0 | 0 | 0 | 0 | 0 | 0 | 0 | 0 | 0 | 0 | 0 | 0 | 0 | 0 | 0 | 0 | 0 | 0 | 0 | 0 | 0 | 0 | 0 | 0 | 0 | 0 | 0 | 0 | 0
| E4 | 0 | 0 | 0 | 0 | 0 | 0 | 0 | 0 | 0 | 0 | 0 | 0 | 0 | 0 | 0 | 0 | 0 | 0 | 0 | 0 | 0 | 0 | 0 | 0 | 0 | 0 | 0 | 0 | 0 | 0 | 0
| E5 | 0 | 0 | 0 | 0 | 0 | 0 | 0 | 0 | 0 | 0 | 0 | 0 | 0 | 0 | 0 | 0 | 0 | 0 | 0 | 0 | 0 | 0 | 0 | 0 | 0 | 0 | 0 | 0 | 0 | 0 | 0
| E6 | 0 | 0 | 0 | 0 | 0 | 0 | 0 | 0 | 0 | 0 | 0 | 0 | 0 | 0 | 0 | 0 | 0 | 0 | 0 | 0 | 0 | 0 | 0 | 0 | 0 | 0 | 0 | 0 | 0 | 0 | 0
| E7 | 0 | 0 | 0 | 0 | 0 | 0 | 0 | 0 | 0 | 0 | 0 | 0 | 0 | 0 | 0 | 0 | 0 | 0 | 0 | 0 | 0 | 0 | 0 | 0 | 0 | 0 | 0 | 0 | 0 | 0 | 0
| E8 | 0 | 0 | 0 | 0 | 0 | 0 | 0 | 0 | 0 | 0 | 0 | 0 | 0 | 0 | 0 | 0 | 0 | 0 | 0 | 0 | 0 | 0 | 0 | 0 | 0 | 0 | 0 | 0 | 0 | 0 | 0
| E9 | 0 | 0 | 0 | 0 | 0 | 0 | 0 | 0 | 0 | 0 | 0 | 0 | 0 | 0 | 0 | 0 | 0 | 0 | 0 | 0 | 0 | 0 | 0 | 0 | 0 | 0 | 0 | 0 | 0 | 0 | 0
| E10 | 0 | 0 | 0 | 0 | 0 | 0 | 0 | 0 | 0 | 0 | 0 | 0 | 0 | 0 | 0 | 0 | 0 | 0 | 0 | 0 | 0 | 0 | 0 | 0 | 0 | 0 | 0 | 0 | 0 | 0 | 0
| Vintage | 0 | 0 | 0 | 0 | 0 | 0 | 0 | 0 | 0 | 0 | 0 | 0 | 0 | 0 | 0 | 0 | 0 | 0 | 0 | 0 | 0 | 0 | 0 | 0 | 0 | 0 | 0 | 0 | 0 | 0 | 0
Tech Purchase Shares
| Year | Year 0 | Year 1 | Year 2 | Year 3 | Year 4 | Year 5 | Year 6 | Year 7 | Year 8 | Year 9 | Year 10 | Year 11 | Year 12 | Year 13 | Year 14 | Year 15 | Year 16 | Year 17 | Year 18 | Year 19 | Year 20 | Year 21 | Year 22 | Year 23 | Year 24 | Year 25 | Year 26 | Year 27 | Year 28 | Year 29 | Year 30
E1 | bar: Year 0 to Year 30
E2 | bar: Year 0 to Year 30
E3 | bar: Year 0 to Year 30
E4 | bar: Year 0 to Year 30
E5 | bar: Year 0 to Year 30
E6 | bar: Year 0 to Year 30
E7 | bar: Year 0 to Year 30
E8 | bar: Year 0 to Year 30
E9 | bar: Year 0 to Year 30
E10 | bar: Year 0 to Year 30
Units In from Switching
| E1 | 0 | 0 | 0 | 0 | 0 | 0 | 0 | 0 | 0 | 0 | 0 | 0 | 0 | 0 | 0 | 0 | 0 | 0 | 0 | 0 | 0 | 0 | 0 | 0 | 0 | 0 | 0 | 0 | 0 | 0 | 0
| E2 | 0 | 0 | 0 | 0 | 0 | 0 | 0 | 0 | 0 | 0 | 0 | 0 | 0 | 0 | 0 | 0 | 0 | 0 | 0 | 0 | 0 | 0 | 0 | 0 | 0 | 0 | 0 | 0 | 0 | 0 | 0
| E3 | 0 | 0 | 0 | 0 | 0 | 0 | 0 | 0 | 0 | 0 | 0 | 0 | 0 | 0 | 0 | 0 | 0 | 0 | 0 | 0 | 0 | 0 | 0 | 0 | 0 | 0 | 0 | 0 | 0 | 0 | 0
| E4 | 0 | 0 | 0 | 0 | 0 | 0 | 0 | 0 | 0 | 0 | 0 | 0 | 0 | 0 | 0 | 0 | 0 | 0 | 0 | 0 | 0 | 0 | 0 | 0 | 0 | 0 | 0 | 0 | 0 | 0 | 0
| E5 | 0 | 0 | 0 | 0 | 0 | 0 | 0 | 0 | 0 | 0 | 0 | 0 | 0 | 0 | 0 | 0 | 0 | 0 | 0 | 0 | 0 | 0 | 0 | 0 | 0 | 0 | 0 | 0 | 0 | 0 | 0
| E6 | 0 | 0 | 0 | 0 | 0 | 0 | 0 | 0 | 0 | 0 | 0 | 0 | 0 | 0 | 0 | 0 | 0 | 0 | 0 | 0 | 0 | 0 | 0 | 0 | 0 | 0 | 0 | 0 | 0 | 0 | 0
| E7 | 0 | 0 | 0 | 0 | 0 | 0 | 0 | 0 | 0 | 0 | 0 | 0 | 0 | 0 | 0 | 0 | 0 | 0 | 0 | 0 | 0 | 0 | 0 | 0 | 0 | 0 | 0 | 0 | 0 | 0 | 0
| E8 | 0 | 0 | 0 | 0 | 0 | 0 | 0 | 0 | 0 | 0 | 0 | 0 | 0 | 0 | 0 | 0 | 0 | 0 | 0 | 0 | 0 | 0 | 0 | 0 | 0 | 0 | 0 | 0 | 0 | 0 | 0
| E9 | 0 | 0 | 0 | 0 | 0 | 0 | 0 | 0 | 0 | 0 | 0 | 0 | 0 | 0 | 0 | 0 | 0 | 0 | 0 | 0 | 0 | 0 | 0 | 0 | 0 | 0 | 0 | 0 | 0 | 0 | 0
| E10 | 0 | 0 | 0 | 0 | 0 | 0 | 0 | 0 | 0 | 0 | 0 | 0 | 0 | 0 | 0 | 0 | 0 | 0 | 0 | 0 | 0 | 0 | 0 | 0 | 0 | 0 | 0 | 0 | 0 | 0 | 0
| Vintage | 0 | 0 | 0 | 0 | 0 | 0 | 0 | 0 | 0 | 0 | 0 | 0 | 0 | 0 | 0 | 0 | 0 | 0 | 0 | 0 | 0 | 0 | 0 | 0 | 0 | 0 | 0 | 0 | 0 | 0 | 0
Net Change
| Year | Year 0 | Year 1 | Year 2 | Year 3 | Year 4 | Year 5 | Year 6 | Year 7 | Year 8 | Year 9 | Year 10 | Year 11 | Year 12 | Year 13 | Year 14 | Year 15 | Year 16 | Year 17 | Year 18 | Year 19 | Year 20 | Year 21 | Year 22 | Year 23 | Year 24 | Year 25 | Year 26 | Year 27 | Year 28 | Year 29 | Year 30 | Key
| Units | 0 | 0 | 0 | 0 | 0 | 0 | 0 | 0 | 0 | 0 | 0 | 0 | 0 | 0 | 0 | 0 | 0 | 0 | 0 | 0 | 0 | 0 | 0 | 0 | 0 | 0 | 0 | 0 | 0 | 0 | 0 | 0_Units |  |  |  |  | 301957.8232
| Usage | 0 | 0 | 0 | 0 | 0 | 0 | 0 | 0 | 0 | 0 | 0 | 0 | 0 | 0 | 0 | 0 | 0 | 0 | 0 | 0 | 0 | 0 | 0 | 0 | 0 | 0 | 0 | 0 | 0 | 0 | 0 | 0_Usage |  |  |  |  | 1698.6543
| Peak Demand (S) | 0 | 0 | 0 | 0 | 0 | 0 | 0 | 0 | 0 | 0 | 0 | 0 | 0 | 0 | 0 | 0 | 0 | 0 | 0 | 0 | 0 | 0 | 0 | 0 | 0 | 0 | 0 | 0 | 0 | 0 | 0 | 0_Peak Demand (S) |  |  |  |  | 0
| Peak Demand (W) | 0 | 0 | 0 | 0 | 0 | 0 | 0 | 0 | 0 | 0 | 0 | 0 | 0 | 0 | 0 | 0 | 0 | 0 | 0 | 0 | 0 | 0 | 0 | 0 | 0 | 0 | 0 | 0 | 0 | 0 | 0 | 0_Peak Demand (W) |  |  |  |  | 884.6119
| Turnover | 0 | 0 | 0 | 0 | 0 | 0 | 0 | 0 | 0 | 0 | 0 | 0 | 0 | 0 | 0 | 0 | 0 | 0 | 0 | 0 | 0 | 0 | 0 | 0 | 0 | 0 | 0 | 0 | 0 | 0 | 0 | 0_Turnover |  |  |  |  | 6885.4476
| Avg. Replacement Usage | 0 | 0 | 0 | 0 | 0 | 0 | 0 | 0 | 0 | 0 | 0 | 0 | 0 | 0 | 0 | 0 | 0 | 0 | 0 | 0 | 0 | 0 | 0 | 0 | 0 | 0 | 0 | 0 | 0 | 0 | 0 | 0_Avg. Replacement Usage |  |  |  |  | 5638.8522
| Avg. Replacement Demand (S) | 0 | 0 | 0 | 0 | 0 | 0 | 0 | 0 | 0 | 0 | 0 | 0 | 0 | 0 | 0 | 0 | 0 | 0 | 0 | 0 | 0 | 0 | 0 | 0 | 0 | 0 | 0 | 0 | 0 | 0 | 0 | 0_Avg. Replacement Demand (S) |  |  |  |  | 0
| Avg. Replacement Demand (W) | 0 | 0 | 0 | 0 | 0 | 0 | 0 | 0 | 0 | 0 | 0 | 0 | 0 | 0 | 0 | 0 | 0 | 0 | 0 | 0 | 0 | 0 | 0 | 0 | 0 | 0 | 0 | 0 | 0 | 0 | 0 | 0_Avg. Replacement Demand (W) |  |  |  |  | 2.9366
Purchases
| Year | Year 0 | Year 1 | Year 2 | Year 3 | Year 4 | Year 5 | Year 6 | Year 7 | Year 8 | Year 9 | Year 10 | Year 11 | Year 12 | Year 13 | Year 14 | Year 15 | Year 16 | Year 17 | Year 18 | Year 19 | Year 20 | Year 21 | Year 22 | Year 23 | Year 24 | Year 25 | Year 26 | Year 27 | Year 28 | Year 29 | Year 30
| E1 | 0 | 0 | 0 | 0 | 0 | 0 | 0 | 0 | 0 | 0 | 0 | 0 | 0 | 0 | 0 | 0 | 0 | 0 | 0 | 0 | 0 | 0 | 0 | 0 | 0 | 0 | 0 | 0 | 0 | 0 | 0 | 0_E1_Purchases |  |  |  |  | 6885.4476
| E2 | 0 | 0 | 0 | 0 | 0 | 0 | 0 | 0 | 0 | 0 | 0 | 0 | 0 | 0 | 0 | 0 | 0 | 0 | 0 | 0 | 0 | 0 | 0 | 0 | 0 | 0 | 0 | 0 | 0 | 0 | 0 | 0_E2_Purchases |  |  |  |  | 0
| E3 | 0 | 0 | 0 | 0 | 0 | 0 | 0 | 0 | 0 | 0 | 0 | 0 | 0 | 0 | 0 | 0 | 0 | 0 | 0 | 0 | 0 | 0 | 0 | 0 | 0 | 0 | 0 | 0 | 0 | 0 | 0 | 0_E3_Purchases |  |  |  |  | 0
| E4 | 0 | 0 | 0 | 0 | 0 | 0 | 0 | 0 | 0 | 0 | 0 | 0 | 0 | 0 | 0 | 0 | 0 | 0 | 0 | 0 | 0 | 0 | 0 | 0 | 0 | 0 | 0 | 0 | 0 | 0 | 0 | 0_E4_Purchases |  |  |  |  | 0
| E5 | 0 | 0 | 0 | 0 | 0 | 0 | 0 | 0 | 0 | 0 | 0 | 0 | 0 | 0 | 0 | 0 | 0 | 0 | 0 | 0 | 0 | 0 | 0 | 0 | 0 | 0 | 0 | 0 | 0 | 0 | 0 | 0_E5_Purchases |  |  |  |  | 0
| E6 | 0 | 0 | 0 | 0 | 0 | 0 | 0 | 0 | 0 | 0 | 0 | 0 | 0 | 0 | 0 | 0 | 0 | 0 | 0 | 0 | 0 | 0 | 0 | 0 | 0 | 0 | 0 | 0 | 0 | 0 | 0 | 0_E6_Purchases |  |  |  |  | 0
| E7 | 0 | 0 | 0 | 0 | 0 | 0 | 0 | 0 | 0 | 0 | 0 | 0 | 0 | 0 | 0 | 0 | 0 | 0 | 0 | 0 | 0 | 0 | 0 | 0 | 0 | 0 | 0 | 0 | 0 | 0 | 0 | 0_E7_Purchases |  |  |  |  | 0
| E8 | 0 | 0 | 0 | 0 | 0 | 0 | 0 | 0 | 0 | 0 | 0 | 0 | 0 | 0 | 0 | 0 | 0 | 0 | 0 | 0 | 0 | 0 | 0 | 0 | 0 | 0 | 0 | 0 | 0 | 0 | 0 | 0_E8_Purchases |  |  |  |  | 0
| E9 | 0 | 0 | 0 | 0 | 0 | 0 | 0 | 0 | 0 | 0 | 0 | 0 | 0 | 0 | 0 | 0 | 0 | 0 | 0 | 0 | 0 | 0 | 0 | 0 | 0 | 0 | 0 | 0 | 0 | 0 | 0 | 0_E9_Purchases |  |  |  |  | 0
| E10 | 0 | 0 | 0 | 0 | 0 | 0 | 0 | 0 | 0 | 0 | 0 | 0 | 0 | 0 | 0 | 0 | 0 | 0 | 0 | 0 | 0 | 0 | 0 | 0 | 0 | 0 | 0 | 0 | 0 | 0 | 0 | 0_E10_Purchases |  |  |  |  | 0
Stock
| Year | Year 0 | Year 1 | Year 2 | Year 3 | Year 4 | Year 5 | Year 6 | Year 7 | Year 8 | Year 9 | Year 10 | Year 11 | Year 12 | Year 13 | Year 14 | Year 15 | Year 16 | Year 17 | Year 18 | Year 19 | Year 20 | Year 21 | Year 22 | Year 23 | Year 24 | Year 25 | Year 26 | Year 27 | Year 28 | Year 29 | Year 30
| E1 | 0 | 0 | 0 | 0 | 0 | 0 | 0 | 0 | 0 | 0 | 0 | 0 | 0 | 0 | 0 | 0 | 0 | 0 | 0 | 0 | 0 | 0 | 0 | 0 | 0 | 0 | 0 | 0 | 0 | 0 | 0 | 0_E1_Stock |  |  |  |  | 13576.6093
| E2 | 0 | 0 | 0 | 0 | 0 | 0 | 0 | 0 | 0 | 0 | 0 | 0 | 0 | 0 | 0 | 0 | 0 | 0 | 0 | 0 | 0 | 0 | 0 | 0 | 0 | 0 | 0 | 0 | 0 | 0 | 0 | 0_E2_Stock |  |  |  |  | 0
| E3 | 0 | 0 | 0 | 0 | 0 | 0 | 0 | 0 | 0 | 0 | 0 | 0 | 0 | 0 | 0 | 0 | 0 | 0 | 0 | 0 | 0 | 0 | 0 | 0 | 0 | 0 | 0 | 0 | 0 | 0 | 0 | 0_E3_Stock |  |  |  |  | 0
| E4 | 0 | 0 | 0 | 0 | 0 | 0 | 0 | 0 | 0 | 0 | 0 | 0 | 0 | 0 | 0 | 0 | 0 | 0 | 0 | 0 | 0 | 0 | 0 | 0 | 0 | 0 | 0 | 0 | 0 | 0 | 0 | 0_E4_Stock |  |  |  |  | 0
| E5 | 0 | 0 | 0 | 0 | 0 | 0 | 0 | 0 | 0 | 0 | 0 | 0 | 0 | 0 | 0 | 0 | 0 | 0 | 0 | 0 | 0 | 0 | 0 | 0 | 0 | 0 | 0 | 0 | 0 | 0 | 0 | 0_E5_Stock |  |  |  |  | 0
| E6 | 0 | 0 | 0 | 0 | 0 | 0 | 0 | 0 | 0 | 0 | 0 | 0 | 0 | 0 | 0 | 0 | 0 | 0 | 0 | 0 | 0 | 0 | 0 | 0 | 0 | 0 | 0 | 0 | 0 | 0 | 0 | 0_E6_Stock |  |  |  |  | 0
| E7 | 0 | 0 | 0 | 0 | 0 | 0 | 0 | 0 | 0 | 0 | 0 | 0 | 0 | 0 | 0 | 0 | 0 | 0 | 0 | 0 | 0 | 0 | 0 | 0 | 0 | 0 | 0 | 0 | 0 | 0 | 0 | 0_E7_Stock |  |  |  |  | 0
| E8 | 0 | 0 | 0 | 0 | 0 | 0 | 0 | 0 | 0 | 0 | 0 | 0 | 0 | 0 | 0 | 0 | 0 | 0 | 0 | 0 | 0 | 0 | 0 | 0 | 0 | 0 | 0 | 0 | 0 | 0 | 0 | 0_E8_Stock |  |  |  |  | 0
| E9 | 0 | 0 | 0 | 0 | 0 | 0 | 0 | 0 | 0 | 0 | 0 | 0 | 0 | 0 | 0 | 0 | 0 | 0 | 0 | 0 | 0 | 0 | 0 | 0 | 0 | 0 | 0 | 0 | 0 | 0 | 0 | 0_E9_Stock |  |  |  |  | 0
| E10 | 0 | 0 | 0 | 0 | 0 | 0 | 0 | 0 | 0 | 0 | 0 | 0 | 0 | 0 | 0 | 0 | 0 | 0 | 0 | 0 | 0 | 0 | 0 | 0 | 0 | 0 | 0 | 0 | 0 | 0 | 0 | 0_E10_Stock |  |  |  |  | 0
| Vintage | 0 | 0 | 0 | 0 | 0 | 0 | 0 | 0 | 0 | 0 | 0 | 0 | 0 | 0 | 0 | 0 | 0 | 0 | 0 | 0 | 0 | 0 | 0 | 0 | 0 | 0 | 0 | 0 | 0 | 0 | 0 | 0_Vintage_Stock |  |  |  |  | 288381.2139
S4C4 |  | Year 0: System 4 Technology 4
Technology Variables
| Tech Key | Year 0: 0
| Peak Factor (S) | Year 0: 0
| Peak Factor (W) | Year 0: 0
| Min Vintage Lifetime | Year 0: 0
| Max Vintage Lifetime | Year 0: 0
| Turnover Style | Year 0: 0
Technology Variables
| Equipment | Year 0: Label; Year 1: Min Lifetime; Year 2: Max Lifetime; Year 3: Degradation; Year 4: Usage; Year 5: Available
| E1 | Year 1: 0; Year 2: 0; Year 3: 0%; Year 4: 0; Year 5: FALSE
| E2 | Year 1: 0; Year 2: 0; Year 3: 0%; Year 4: 0; Year 5: FALSE
| E3 | Year 1: 0; Year 2: 0; Year 3: 0%; Year 4: 0; Year 5: FALSE
| E4 | Year 1: 0; Year 2: 0; Year 3: 0%; Year 4: 0; Year 5: FALSE
| E5 | Year 1: 0; Year 2: 0; Year 3: 0%; Year 4: 0; Year 5: FALSE
| E6 | Year 1: 0; Year 2: 0; Year 3: 0%; Year 4: 0; Year 5: FALSE
| E7 | Year 1: 0; Year 2: 0; Year 3: 0%; Year 4: 0; Year 5: FALSE
| E8 | Year 1: 0; Year 2: 0; Year 3: 0%; Year 4: 0; Year 5: FALSE
| E9 | Year 1: 0; Year 2: 0; Year 3: 0%; Year 4: 0; Year 5: FALSE
| E10 | Year 1: 0; Year 2: 0; Year 3: 0%; Year 4: 0; Year 5: FALSE
Original Forecast Results
| Year | Year 0 | Year 1 | Year 2 | Year 3 | Year 4 | Year 5 | Year 6 | Year 7 | Year 8 | Year 9 | Year 10 | Year 11 | Year 12 | Year 13 | Year 14 | Year 15 | Year 16 | Year 17 | Year 18 | Year 19 | Year 20 | Year 21 | Year 22 | Year 23 | Year 24 | Year 25 | Year 26 | Year 27 | Year 28 | Year 29 | Year 30 | Key
| Units | 0 | 0 | 0 | 0 | 0 | 0 | 0 | 0 | 0 | 0 | 0 | 0 | 0 | 0 | 0 | 0 | 0 | 0 | 0 | 0 | 0 | 0 | 0 | 0 | 0 | 0 | 0 | 0 | 0 | 0 | 0 | #REF! |  |  |  |  | 301957.8232
| Usage | 0 | 0 | 0 | 0 | 0 | 0 | 0 | 0 | 0 | 0 | 0 | 0 | 0 | 0 | 0 | 0 | 0 | 0 | 0 | 0 | 0 | 0 | 0 | 0 | 0 | 0 | 0 | 0 | 0 | 0 | 0 | #REF! |  |  |  |  | 1698.6543
| Peak Demand (S) | 0 | 0 | 0 | 0 | 0 | 0 | 0 | 0 | 0 | 0 | 0 | 0 | 0 | 0 | 0 | 0 | 0 | 0 | 0 | 0 | 0 | 0 | 0 | 0 | 0 | 0 | 0 | 0 | 0 | 0 | 0 | #REF! |  |  |  |  | 0
| Peak Demand (W) | 0 | 0 | 0 | 0 | 0 | 0 | 0 | 0 | 0 | 0 | 0 | 0 | 0 | 0 | 0 | 0 | 0 | 0 | 0 | 0 | 0 | 0 | 0 | 0 | 0 | 0 | 0 | 0 | 0 | 0 | 0 | #REF! |  |  |  |  | 884.6119
| Turnover | 0 | 0 | 0 | 0 | 0 | 0 | 0 | 0 | 0 | 0 | 0 | 0 | 0 | 0 | 0 | 0 | 0 | 0 | 0 | 0 | 0 | 0 | 0 | 0 | 0 | 0 | 0 | 0 | 0 | 0 | 0 | #REF! |  |  |  |  | 6885.4476
| Avg. Replacement Usage | 0 | 0 | 0 | 0 | 0 | 0 | 0 | 0 | 0 | 0 | 0 | 0 | 0 | 0 | 0 | 0 | 0 | 0 | 0 | 0 | 0 | 0 | 0 | 0 | 0 | 0 | 0 | 0 | 0 | 0 | 0 | #REF! |  |  |  |  | 5638.8522
| Avg. Replacement Demand (S) | 0 | 0 | 0 | 0 | 0 | 0 | 0 | 0 | 0 | 0 | 0 | 0 | 0 | 0 | 0 | 0 | 0 | 0 | 0 | 0 | 0 | 0 | 0 | 0 | 0 | 0 | 0 | 0 | 0 | 0 | 0 | #REF! |  |  |  |  | 0
| Avg. Replacement Demand (W) | 0 | 0 | 0 | 0 | 0 | 0 | 0 | 0 | 0 | 0 | 0 | 0 | 0 | 0 | 0 | 0 | 0 | 0 | 0 | 0 | 0 | 0 | 0 | 0 | 0 | 0 | 0 | 0 | 0 | 0 | 0 | #REF! |  |  |  |  | 2.9366
Tech Forecast Stock
| Year | Year 0 | Year 1 | Year 2 | Year 3 | Year 4 | Year 5 | Year 6 | Year 7 | Year 8 | Year 9 | Year 10 | Year 11 | Year 12 | Year 13 | Year 14 | Year 15 | Year 16 | Year 17 | Year 18 | Year 19 | Year 20 | Year 21 | Year 22 | Year 23 | Year 24 | Year 25 | Year 26 | Year 27 | Year 28 | Year 29 | Year 30
| E1 | 0 | 0 | 0 | 0 | 0 | 0 | 0 | 0 | 0 | 0 | 0 | 0 | 0 | 0 | 0 | 0 | 0 | 0 | 0 | 0 | 0 | 0 | 0 | 0 | 0 | 0 | 0 | 0 | 0 | 0 | 0
| E2 | 0 | 0 | 0 | 0 | 0 | 0 | 0 | 0 | 0 | 0 | 0 | 0 | 0 | 0 | 0 | 0 | 0 | 0 | 0 | 0 | 0 | 0 | 0 | 0 | 0 | 0 | 0 | 0 | 0 | 0 | 0
| E3 | 0 | 0 | 0 | 0 | 0 | 0 | 0 | 0 | 0 | 0 | 0 | 0 | 0 | 0 | 0 | 0 | 0 | 0 | 0 | 0 | 0 | 0 | 0 | 0 | 0 | 0 | 0 | 0 | 0 | 0 | 0
| E4 | 0 | 0 | 0 | 0 | 0 | 0 | 0 | 0 | 0 | 0 | 0 | 0 | 0 | 0 | 0 | 0 | 0 | 0 | 0 | 0 | 0 | 0 | 0 | 0 | 0 | 0 | 0 | 0 | 0 | 0 | 0
| E5 | 0 | 0 | 0 | 0 | 0 | 0 | 0 | 0 | 0 | 0 | 0 | 0 | 0 | 0 | 0 | 0 | 0 | 0 | 0 | 0 | 0 | 0 | 0 | 0 | 0 | 0 | 0 | 0 | 0 | 0 | 0
| E6 | 0 | 0 | 0 | 0 | 0 | 0 | 0 | 0 | 0 | 0 | 0 | 0 | 0 | 0 | 0 | 0 | 0 | 0 | 0 | 0 | 0 | 0 | 0 | 0 | 0 | 0 | 0 | 0 | 0 | 0 | 0
| E7 | 0 | 0 | 0 | 0 | 0 | 0 | 0 | 0 | 0 | 0 | 0 | 0 | 0 | 0 | 0 | 0 | 0 | 0 | 0 | 0 | 0 | 0 | 0 | 0 | 0 | 0 | 0 | 0 | 0 | 0 | 0
| E8 | 0 | 0 | 0 | 0 | 0 | 0 | 0 | 0 | 0 | 0 | 0 | 0 | 0 | 0 | 0 | 0 | 0 | 0 | 0 | 0 | 0 | 0 | 0 | 0 | 0 | 0 | 0 | 0 | 0 | 0 | 0
| E9 | 0 | 0 | 0 | 0 | 0 | 0 | 0 | 0 | 0 | 0 | 0 | 0 | 0 | 0 | 0 | 0 | 0 | 0 | 0 | 0 | 0 | 0 | 0 | 0 | 0 | 0 | 0 | 0 | 0 | 0 | 0
| E10 | 0 | 0 | 0 | 0 | 0 | 0 | 0 | 0 | 0 | 0 | 0 | 0 | 0 | 0 | 0 | 0 | 0 | 0 | 0 | 0 | 0 | 0 | 0 | 0 | 0 | 0 | 0 | 0 | 0 | 0 | 0
| Vintage | 0 | 0 | 0 | 0 | 0 | 0 | 0 | 0 | 0 | 0 | 0 | 0 | 0 | 0 | 0 | 0 | 0 | 0 | 0 | 0 | 0 | 0 | 0 | 0 | 0 | 0 | 0 | 0 | 0 | 0 | 0
Stock for Switching
| Year | Year 0 | Year 1 | Year 2 | Year 3 | Year 4 | Year 5 | Year 6 | Year 7 | Year 8 | Year 9 | Year 10 | Year 11 | Year 12 | Year 13 | Year 14 | Year 15 | Year 16 | Year 17 | Year 18 | Year 19 | Year 20 | Year 21 | Year 22 | Year 23 | Year 24 | Year 25 | Year 26 | Year 27 | Year 28 | Year 29 | Year 30
| E1 | 0 | 0 | 0 | 0 | 0 | 0 | 0 | 0 | 0 | 0 | 0 | 0 | 0 | 0 | 0 | 0 | 0 | 0 | 0 | 0 | 0 | 0 | 0 | 0 | 0 | 0 | 0 | 0 | 0 | 0 | 0 | 0_E1_SysStock
| E2 | 0 | 0 | 0 | 0 | 0 | 0 | 0 | 0 | 0 | 0 | 0 | 0 | 0 | 0 | 0 | 0 | 0 | 0 | 0 | 0 | 0 | 0 | 0 | 0 | 0 | 0 | 0 | 0 | 0 | 0 | 0 | 0_E2_SysStock
| E3 | 0 | 0 | 0 | 0 | 0 | 0 | 0 | 0 | 0 | 0 | 0 | 0 | 0 | 0 | 0 | 0 | 0 | 0 | 0 | 0 | 0 | 0 | 0 | 0 | 0 | 0 | 0 | 0 | 0 | 0 | 0 | 0_E3_SysStock
| E4 | 0 | 0 | 0 | 0 | 0 | 0 | 0 | 0 | 0 | 0 | 0 | 0 | 0 | 0 | 0 | 0 | 0 | 0 | 0 | 0 | 0 | 0 | 0 | 0 | 0 | 0 | 0 | 0 | 0 | 0 | 0 | 0_E4_SysStock
| E5 | 0 | 0 | 0 | 0 | 0 | 0 | 0 | 0 | 0 | 0 | 0 | 0 | 0 | 0 | 0 | 0 | 0 | 0 | 0 | 0 | 0 | 0 | 0 | 0 | 0 | 0 | 0 | 0 | 0 | 0 | 0 | 0_E5_SysStock
| E6 | 0 | 0 | 0 | 0 | 0 | 0 | 0 | 0 | 0 | 0 | 0 | 0 | 0 | 0 | 0 | 0 | 0 | 0 | 0 | 0 | 0 | 0 | 0 | 0 | 0 | 0 | 0 | 0 | 0 | 0 | 0 | 0_E6_SysStock
| E7 | 0 | 0 | 0 | 0 | 0 | 0 | 0 | 0 | 0 | 0 | 0 | 0 | 0 | 0 | 0 | 0 | 0 | 0 | 0 | 0 | 0 | 0 | 0 | 0 | 0 | 0 | 0 | 0 | 0 | 0 | 0 | 0_E7_SysStock
| E8 | 0 | 0 | 0 | 0 | 0 | 0 | 0 | 0 | 0 | 0 | 0 | 0 | 0 | 0 | 0 | 0 | 0 | 0 | 0 | 0 | 0 | 0 | 0 | 0 | 0 | 0 | 0 | 0 | 0 | 0 | 0 | 0_E8_SysStock
| E9 | 0 | 0 | 0 | 0 | 0 | 0 | 0 | 0 | 0 | 0 | 0 | 0 | 0 | 0 | 0 | 0 | 0 | 0 | 0 | 0 | 0 | 0 | 0 | 0 | 0 | 0 | 0 | 0 | 0 | 0 | 0 | 0_E9_SysStock
| E10 | 0 | 0 | 0 | 0 | 0 | 0 | 0 | 0 | 0 | 0 | 0 | 0 | 0 | 0 | 0 | 0 | 0 | 0 | 0 | 0 | 0 | 0 | 0 | 0 | 0 | 0 | 0 | 0 | 0 | 0 | 0 | 0_E10_SysStock
| Vintage | 0 | 0 | 0 | 0 | 0 | 0 | 0 | 0 | 0 | 0 | 0 | 0 | 0 | 0 | 0 | 0 | 0 | 0 | 0 | 0 | 0 | 0 | 0 | 0 | 0 | 0 | 0 | 0 | 0 | 0 | 0 | 0_Vintage_SysStock
Tech Forecast Purchases
| Year | Year 0 | Year 1 | Year 2 | Year 3 | Year 4 | Year 5 | Year 6 | Year 7 | Year 8 | Year 9 | Year 10 | Year 11 | Year 12 | Year 13 | Year 14 | Year 15 | Year 16 | Year 17 | Year 18 | Year 19 | Year 20 | Year 21 | Year 22 | Year 23 | Year 24 | Year 25 | Year 26 | Year 27 | Year 28 | Year 29 | Year 30
| E1 | 0 | 0 | 0 | 0 | 0 | 0 | 0 | 0 | 0 | 0 | 0 | 0 | 0 | 0 | 0 | 0 | 0 | 0 | 0 | 0 | 0 | 0 | 0 | 0 | 0 | 0 | 0 | 0 | 0 | 0 | 0
| E2 | 0 | 0 | 0 | 0 | 0 | 0 | 0 | 0 | 0 | 0 | 0 | 0 | 0 | 0 | 0 | 0 | 0 | 0 | 0 | 0 | 0 | 0 | 0 | 0 | 0 | 0 | 0 | 0 | 0 | 0 | 0
| E3 | 0 | 0 | 0 | 0 | 0 | 0 | 0 | 0 | 0 | 0 | 0 | 0 | 0 | 0 | 0 | 0 | 0 | 0 | 0 | 0 | 0 | 0 | 0 | 0 | 0 | 0 | 0 | 0 | 0 | 0 | 0
| E4 | 0 | 0 | 0 | 0 | 0 | 0 | 0 | 0 | 0 | 0 | 0 | 0 | 0 | 0 | 0 | 0 | 0 | 0 | 0 | 0 | 0 | 0 | 0 | 0 | 0 | 0 | 0 | 0 | 0 | 0 | 0
| E5 | 0 | 0 | 0 | 0 | 0 | 0 | 0 | 0 | 0 | 0 | 0 | 0 | 0 | 0 | 0 | 0 | 0 | 0 | 0 | 0 | 0 | 0 | 0 | 0 | 0 | 0 | 0 | 0 | 0 | 0 | 0
| E6 | 0 | 0 | 0 | 0 | 0 | 0 | 0 | 0 | 0 | 0 | 0 | 0 | 0 | 0 | 0 | 0 | 0 | 0 | 0 | 0 | 0 | 0 | 0 | 0 | 0 | 0 | 0 | 0 | 0 | 0 | 0
| E7 | 0 | 0 | 0 | 0 | 0 | 0 | 0 | 0 | 0 | 0 | 0 | 0 | 0 | 0 | 0 | 0 | 0 | 0 | 0 | 0 | 0 | 0 | 0 | 0 | 0 | 0 | 0 | 0 | 0 | 0 | 0
| E8 | 0 | 0 | 0 | 0 | 0 | 0 | 0 | 0 | 0 | 0 | 0 | 0 | 0 | 0 | 0 | 0 | 0 | 0 | 0 | 0 | 0 | 0 | 0 | 0 | 0 | 0 | 0 | 0 | 0 | 0 | 0
| E9 | 0 | 0 | 0 | 0 | 0 | 0 | 0 | 0 | 0 | 0 | 0 | 0 | 0 | 0 | 0 | 0 | 0 | 0 | 0 | 0 | 0 | 0 | 0 | 0 | 0 | 0 | 0 | 0 | 0 | 0 | 0
| E10 | 0 | 0 | 0 | 0 | 0 | 0 | 0 | 0 | 0 | 0 | 0 | 0 | 0 | 0 | 0 | 0 | 0 | 0 | 0 | 0 | 0 | 0 | 0 | 0 | 0 | 0 | 0 | 0 | 0 | 0 | 0
Potential to Switch
| Year | Year 0 | Year 1 | Year 2 | Year 3 | Year 4 | Year 5 | Year 6 | Year 7 | Year 8 | Year 9 | Year 10 | Year 11 | Year 12 | Year 13 | Year 14 | Year 15 | Year 16 | Year 17 | Year 18 | Year 19 | Year 20 | Year 21 | Year 22 | Year 23 | Year 24 | Year 25 | Year 26 | Year 27 | Year 28 | Year 29 | Year 30
| E1 | 0 | 0 | 0 | 0 | 0 | 0 | 0 | 0 | 0 | 0 | 0 | 0 | 0 | 0 | 0 | 0 | 0 | 0 | 0 | 0 | 0 | 0 | 0 | 0 | 0 | 0 | 0 | 0 | 0 | 0 | 0 | 0_E1_Switched Out
| E2 | 0 | 0 | 0 | 0 | 0 | 0 | 0 | 0 | 0 | 0 | 0 | 0 | 0 | 0 | 0 | 0 | 0 | 0 | 0 | 0 | 0 | 0 | 0 | 0 | 0 | 0 | 0 | 0 | 0 | 0 | 0 | 0_E2_Switched Out
| E3 | 0 | 0 | 0 | 0 | 0 | 0 | 0 | 0 | 0 | 0 | 0 | 0 | 0 | 0 | 0 | 0 | 0 | 0 | 0 | 0 | 0 | 0 | 0 | 0 | 0 | 0 | 0 | 0 | 0 | 0 | 0 | 0_E3_Switched Out
| E4 | 0 | 0 | 0 | 0 | 0 | 0 | 0 | 0 | 0 | 0 | 0 | 0 | 0 | 0 | 0 | 0 | 0 | 0 | 0 | 0 | 0 | 0 | 0 | 0 | 0 | 0 | 0 | 0 | 0 | 0 | 0 | 0_E4_Switched Out
| E5 | 0 | 0 | 0 | 0 | 0 | 0 | 0 | 0 | 0 | 0 | 0 | 0 | 0 | 0 | 0 | 0 | 0 | 0 | 0 | 0 | 0 | 0 | 0 | 0 | 0 | 0 | 0 | 0 | 0 | 0 | 0 | 0_E5_Switched Out
| E6 | 0 | 0 | 0 | 0 | 0 | 0 | 0 | 0 | 0 | 0 | 0 | 0 | 0 | 0 | 0 | 0 | 0 | 0 | 0 | 0 | 0 | 0 | 0 | 0 | 0 | 0 | 0 | 0 | 0 | 0 | 0 | 0_E6_Switched Out
| E7 | 0 | 0 | 0 | 0 | 0 | 0 | 0 | 0 | 0 | 0 | 0 | 0 | 0 | 0 | 0 | 0 | 0 | 0 | 0 | 0 | 0 | 0 | 0 | 0 | 0 | 0 | 0 | 0 | 0 | 0 | 0 | 0_E7_Switched Out
| E8 | 0 | 0 | 0 | 0 | 0 | 0 | 0 | 0 | 0 | 0 | 0 | 0 | 0 | 0 | 0 | 0 | 0 | 0 | 0 | 0 | 0 | 0 | 0 | 0 | 0 | 0 | 0 | 0 | 0 | 0 | 0 | 0_E8_Switched Out
| E9 | 0 | 0 | 0 | 0 | 0 | 0 | 0 | 0 | 0 | 0 | 0 | 0 | 0 | 0 | 0 | 0 | 0 | 0 | 0 | 0 | 0 | 0 | 0 | 0 | 0 | 0 | 0 | 0 | 0 | 0 | 0 | 0_E9_Switched Out
| E10 | 0 | 0 | 0 | 0 | 0 | 0 | 0 | 0 | 0 | 0 | 0 | 0 | 0 | 0 | 0 | 0 | 0 | 0 | 0 | 0 | 0 | 0 | 0 | 0 | 0 | 0 | 0 | 0 | 0 | 0 | 0 | 0_E10_Switched Out
Units Out
| E1 | 0 | 0 | 0 | 0 | 0 | 0 | 0 | 0 | 0 | 0 | 0 | 0 | 0 | 0 | 0 | 0 | 0 | 0 | 0 | 0 | 0 | 0 | 0 | 0 | 0 | 0 | 0 | 0 | 0 | 0 | 0
| E2 | 0 | 0 | 0 | 0 | 0 | 0 | 0 | 0 | 0 | 0 | 0 | 0 | 0 | 0 | 0 | 0 | 0 | 0 | 0 | 0 | 0 | 0 | 0 | 0 | 0 | 0 | 0 | 0 | 0 | 0 | 0
| E3 | 0 | 0 | 0 | 0 | 0 | 0 | 0 | 0 | 0 | 0 | 0 | 0 | 0 | 0 | 0 | 0 | 0 | 0 | 0 | 0 | 0 | 0 | 0 | 0 | 0 | 0 | 0 | 0 | 0 | 0 | 0
| E4 | 0 | 0 | 0 | 0 | 0 | 0 | 0 | 0 | 0 | 0 | 0 | 0 | 0 | 0 | 0 | 0 | 0 | 0 | 0 | 0 | 0 | 0 | 0 | 0 | 0 | 0 | 0 | 0 | 0 | 0 | 0
| E5 | 0 | 0 | 0 | 0 | 0 | 0 | 0 | 0 | 0 | 0 | 0 | 0 | 0 | 0 | 0 | 0 | 0 | 0 | 0 | 0 | 0 | 0 | 0 | 0 | 0 | 0 | 0 | 0 | 0 | 0 | 0
| E6 | 0 | 0 | 0 | 0 | 0 | 0 | 0 | 0 | 0 | 0 | 0 | 0 | 0 | 0 | 0 | 0 | 0 | 0 | 0 | 0 | 0 | 0 | 0 | 0 | 0 | 0 | 0 | 0 | 0 | 0 | 0
| E7 | 0 | 0 | 0 | 0 | 0 | 0 | 0 | 0 | 0 | 0 | 0 | 0 | 0 | 0 | 0 | 0 | 0 | 0 | 0 | 0 | 0 | 0 | 0 | 0 | 0 | 0 | 0 | 0 | 0 | 0 | 0
| E8 | 0 | 0 | 0 | 0 | 0 | 0 | 0 | 0 | 0 | 0 | 0 | 0 | 0 | 0 | 0 | 0 | 0 | 0 | 0 | 0 | 0 | 0 | 0 | 0 | 0 | 0 | 0 | 0 | 0 | 0 | 0
| E9 | 0 | 0 | 0 | 0 | 0 | 0 | 0 | 0 | 0 | 0 | 0 | 0 | 0 | 0 | 0 | 0 | 0 | 0 | 0 | 0 | 0 | 0 | 0 | 0 | 0 | 0 | 0 | 0 | 0 | 0 | 0
| E10 | 0 | 0 | 0 | 0 | 0 | 0 | 0 | 0 | 0 | 0 | 0 | 0 | 0 | 0 | 0 | 0 | 0 | 0 | 0 | 0 | 0 | 0 | 0 | 0 | 0 | 0 | 0 | 0 | 0 | 0 | 0
| Vintage | 0 | 0 | 0 | 0 | 0 | 0 | 0 | 0 | 0 | 0 | 0 | 0 | 0 | 0 | 0 | 0 | 0 | 0 | 0 | 0 | 0 | 0 | 0 | 0 | 0 | 0 | 0 | 0 | 0 | 0 | 0
Tech Purchase Shares
| Year | Year 0 | Year 1 | Year 2 | Year 3 | Year 4 | Year 5 | Year 6 | Year 7 | Year 8 | Year 9 | Year 10 | Year 11 | Year 12 | Year 13 | Year 14 | Year 15 | Year 16 | Year 17 | Year 18 | Year 19 | Year 20 | Year 21 | Year 22 | Year 23 | Year 24 | Year 25 | Year 26 | Year 27 | Year 28 | Year 29 | Year 30
E1 | bar: Year 0 to Year 30
E2 | bar: Year 0 to Year 30
E3 | bar: Year 0 to Year 30
E4 | bar: Year 0 to Year 30
E5 | bar: Year 0 to Year 30
E6 | bar: Year 0 to Year 30
E7 | bar: Year 0 to Year 30
E8 | bar: Year 0 to Year 30
E9 | bar: Year 0 to Year 30
E10 | bar: Year 0 to Year 30
Units In from Switching
| E1 | 0 | 0 | 0 | 0 | 0 | 0 | 0 | 0 | 0 | 0 | 0 | 0 | 0 | 0 | 0 | 0 | 0 | 0 | 0 | 0 | 0 | 0 | 0 | 0 | 0 | 0 | 0 | 0 | 0 | 0 | 0
| E2 | 0 | 0 | 0 | 0 | 0 | 0 | 0 | 0 | 0 | 0 | 0 | 0 | 0 | 0 | 0 | 0 | 0 | 0 | 0 | 0 | 0 | 0 | 0 | 0 | 0 | 0 | 0 | 0 | 0 | 0 | 0
| E3 | 0 | 0 | 0 | 0 | 0 | 0 | 0 | 0 | 0 | 0 | 0 | 0 | 0 | 0 | 0 | 0 | 0 | 0 | 0 | 0 | 0 | 0 | 0 | 0 | 0 | 0 | 0 | 0 | 0 | 0 | 0
| E4 | 0 | 0 | 0 | 0 | 0 | 0 | 0 | 0 | 0 | 0 | 0 | 0 | 0 | 0 | 0 | 0 | 0 | 0 | 0 | 0 | 0 | 0 | 0 | 0 | 0 | 0 | 0 | 0 | 0 | 0 | 0
| E5 | 0 | 0 | 0 | 0 | 0 | 0 | 0 | 0 | 0 | 0 | 0 | 0 | 0 | 0 | 0 | 0 | 0 | 0 | 0 | 0 | 0 | 0 | 0 | 0 | 0 | 0 | 0 | 0 | 0 | 0 | 0
| E6 | 0 | 0 | 0 | 0 | 0 | 0 | 0 | 0 | 0 | 0 | 0 | 0 | 0 | 0 | 0 | 0 | 0 | 0 | 0 | 0 | 0 | 0 | 0 | 0 | 0 | 0 | 0 | 0 | 0 | 0 | 0
| E7 | 0 | 0 | 0 | 0 | 0 | 0 | 0 | 0 | 0 | 0 | 0 | 0 | 0 | 0 | 0 | 0 | 0 | 0 | 0 | 0 | 0 | 0 | 0 | 0 | 0 | 0 | 0 | 0 | 0 | 0 | 0
| E8 | 0 | 0 | 0 | 0 | 0 | 0 | 0 | 0 | 0 | 0 | 0 | 0 | 0 | 0 | 0 | 0 | 0 | 0 | 0 | 0 | 0 | 0 | 0 | 0 | 0 | 0 | 0 | 0 | 0 | 0 | 0
| E9 | 0 | 0 | 0 | 0 | 0 | 0 | 0 | 0 | 0 | 0 | 0 | 0 | 0 | 0 | 0 | 0 | 0 | 0 | 0 | 0 | 0 | 0 | 0 | 0 | 0 | 0 | 0 | 0 | 0 | 0 | 0
| E10 | 0 | 0 | 0 | 0 | 0 | 0 | 0 | 0 | 0 | 0 | 0 | 0 | 0 | 0 | 0 | 0 | 0 | 0 | 0 | 0 | 0 | 0 | 0 | 0 | 0 | 0 | 0 | 0 | 0 | 0 | 0
| Vintage | 0 | 0 | 0 | 0 | 0 | 0 | 0 | 0 | 0 | 0 | 0 | 0 | 0 | 0 | 0 | 0 | 0 | 0 | 0 | 0 | 0 | 0 | 0 | 0 | 0 | 0 | 0 | 0 | 0 | 0 | 0
Net Change
| Year | Year 0 | Year 1 | Year 2 | Year 3 | Year 4 | Year 5 | Year 6 | Year 7 | Year 8 | Year 9 | Year 10 | Year 11 | Year 12 | Year 13 | Year 14 | Year 15 | Year 16 | Year 17 | Year 18 | Year 19 | Year 20 | Year 21 | Year 22 | Year 23 | Year 24 | Year 25 | Year 26 | Year 27 | Year 28 | Year 29 | Year 30 | Key
| Units | 0 | 0 | 0 | 0 | 0 | 0 | 0 | 0 | 0 | 0 | 0 | 0 | 0 | 0 | 0 | 0 | 0 | 0 | 0 | 0 | 0 | 0 | 0 | 0 | 0 | 0 | 0 | 0 | 0 | 0 | 0 | 0_Units |  |  |  |  | 301957.8232
| Usage | 0 | 0 | 0 | 0 | 0 | 0 | 0 | 0 | 0 | 0 | 0 | 0 | 0 | 0 | 0 | 0 | 0 | 0 | 0 | 0 | 0 | 0 | 0 | 0 | 0 | 0 | 0 | 0 | 0 | 0 | 0 | 0_Usage |  |  |  |  | 1698.6543
| Peak Demand (S) | 0 | 0 | 0 | 0 | 0 | 0 | 0 | 0 | 0 | 0 | 0 | 0 | 0 | 0 | 0 | 0 | 0 | 0 | 0 | 0 | 0 | 0 | 0 | 0 | 0 | 0 | 0 | 0 | 0 | 0 | 0 | 0_Peak Demand (S) |  |  |  |  | 0
| Peak Demand (W) | 0 | 0 | 0 | 0 | 0 | 0 | 0 | 0 | 0 | 0 | 0 | 0 | 0 | 0 | 0 | 0 | 0 | 0 | 0 | 0 | 0 | 0 | 0 | 0 | 0 | 0 | 0 | 0 | 0 | 0 | 0 | 0_Peak Demand (W) |  |  |  |  | 884.6119
| Turnover | 0 | 0 | 0 | 0 | 0 | 0 | 0 | 0 | 0 | 0 | 0 | 0 | 0 | 0 | 0 | 0 | 0 | 0 | 0 | 0 | 0 | 0 | 0 | 0 | 0 | 0 | 0 | 0 | 0 | 0 | 0 | 0_Turnover |  |  |  |  | 6885.4476
| Avg. Replacement Usage | 0 | 0 | 0 | 0 | 0 | 0 | 0 | 0 | 0 | 0 | 0 | 0 | 0 | 0 | 0 | 0 | 0 | 0 | 0 | 0 | 0 | 0 | 0 | 0 | 0 | 0 | 0 | 0 | 0 | 0 | 0 | 0_Avg. Replacement Usage |  |  |  |  | 5638.8522
| Avg. Replacement Demand (S) | 0 | 0 | 0 | 0 | 0 | 0 | 0 | 0 | 0 | 0 | 0 | 0 | 0 | 0 | 0 | 0 | 0 | 0 | 0 | 0 | 0 | 0 | 0 | 0 | 0 | 0 | 0 | 0 | 0 | 0 | 0 | 0_Avg. Replacement Demand (S) |  |  |  |  | 0
| Avg. Replacement Demand (W) | 0 | 0 | 0 | 0 | 0 | 0 | 0 | 0 | 0 | 0 | 0 | 0 | 0 | 0 | 0 | 0 | 0 | 0 | 0 | 0 | 0 | 0 | 0 | 0 | 0 | 0 | 0 | 0 | 0 | 0 | 0 | 0_Avg. Replacement Demand (W) |  |  |  |  | 2.9366
Purchases
| Year | Year 0 | Year 1 | Year 2 | Year 3 | Year 4 | Year 5 | Year 6 | Year 7 | Year 8 | Year 9 | Year 10 | Year 11 | Year 12 | Year 13 | Year 14 | Year 15 | Year 16 | Year 17 | Year 18 | Year 19 | Year 20 | Year 21 | Year 22 | Year 23 | Year 24 | Year 25 | Year 26 | Year 27 | Year 28 | Year 29 | Year 30
| E1 | 0 | 0 | 0 | 0 | 0 | 0 | 0 | 0 | 0 | 0 | 0 | 0 | 0 | 0 | 0 | 0 | 0 | 0 | 0 | 0 | 0 | 0 | 0 | 0 | 0 | 0 | 0 | 0 | 0 | 0 | 0 | 0_E1_Purchases |  |  |  |  | 6885.4476
| E2 | 0 | 0 | 0 | 0 | 0 | 0 | 0 | 0 | 0 | 0 | 0 | 0 | 0 | 0 | 0 | 0 | 0 | 0 | 0 | 0 | 0 | 0 | 0 | 0 | 0 | 0 | 0 | 0 | 0 | 0 | 0 | 0_E2_Purchases |  |  |  |  | 0
| E3 | 0 | 0 | 0 | 0 | 0 | 0 | 0 | 0 | 0 | 0 | 0 | 0 | 0 | 0 | 0 | 0 | 0 | 0 | 0 | 0 | 0 | 0 | 0 | 0 | 0 | 0 | 0 | 0 | 0 | 0 | 0 | 0_E3_Purchases |  |  |  |  | 0
| E4 | 0 | 0 | 0 | 0 | 0 | 0 | 0 | 0 | 0 | 0 | 0 | 0 | 0 | 0 | 0 | 0 | 0 | 0 | 0 | 0 | 0 | 0 | 0 | 0 | 0 | 0 | 0 | 0 | 0 | 0 | 0 | 0_E4_Purchases |  |  |  |  | 0
| E5 | 0 | 0 | 0 | 0 | 0 | 0 | 0 | 0 | 0 | 0 | 0 | 0 | 0 | 0 | 0 | 0 | 0 | 0 | 0 | 0 | 0 | 0 | 0 | 0 | 0 | 0 | 0 | 0 | 0 | 0 | 0 | 0_E5_Purchases |  |  |  |  | 0
| E6 | 0 | 0 | 0 | 0 | 0 | 0 | 0 | 0 | 0 | 0 | 0 | 0 | 0 | 0 | 0 | 0 | 0 | 0 | 0 | 0 | 0 | 0 | 0 | 0 | 0 | 0 | 0 | 0 | 0 | 0 | 0 | 0_E6_Purchases |  |  |  |  | 0
| E7 | 0 | 0 | 0 | 0 | 0 | 0 | 0 | 0 | 0 | 0 | 0 | 0 | 0 | 0 | 0 | 0 | 0 | 0 | 0 | 0 | 0 | 0 | 0 | 0 | 0 | 0 | 0 | 0 | 0 | 0 | 0 | 0_E7_Purchases |  |  |  |  | 0
| E8 | 0 | 0 | 0 | 0 | 0 | 0 | 0 | 0 | 0 | 0 | 0 | 0 | 0 | 0 | 0 | 0 | 0 | 0 | 0 | 0 | 0 | 0 | 0 | 0 | 0 | 0 | 0 | 0 | 0 | 0 | 0 | 0_E8_Purchases |  |  |  |  | 0
| E9 | 0 | 0 | 0 | 0 | 0 | 0 | 0 | 0 | 0 | 0 | 0 | 0 | 0 | 0 | 0 | 0 | 0 | 0 | 0 | 0 | 0 | 0 | 0 | 0 | 0 | 0 | 0 | 0 | 0 | 0 | 0 | 0_E9_Purchases |  |  |  |  | 0
| E10 | 0 | 0 | 0 | 0 | 0 | 0 | 0 | 0 | 0 | 0 | 0 | 0 | 0 | 0 | 0 | 0 | 0 | 0 | 0 | 0 | 0 | 0 | 0 | 0 | 0 | 0 | 0 | 0 | 0 | 0 | 0 | 0_E10_Purchases |  |  |  |  | 0
Stock
| Year | Year 0 | Year 1 | Year 2 | Year 3 | Year 4 | Year 5 | Year 6 | Year 7 | Year 8 | Year 9 | Year 10 | Year 11 | Year 12 | Year 13 | Year 14 | Year 15 | Year 16 | Year 17 | Year 18 | Year 19 | Year 20 | Year 21 | Year 22 | Year 23 | Year 24 | Year 25 | Year 26 | Year 27 | Year 28 | Year 29 | Year 30
| E1 | 0 | 0 | 0 | 0 | 0 | 0 | 0 | 0 | 0 | 0 | 0 | 0 | 0 | 0 | 0 | 0 | 0 | 0 | 0 | 0 | 0 | 0 | 0 | 0 | 0 | 0 | 0 | 0 | 0 | 0 | 0 | 0_E1_Stock |  |  |  |  | 13576.6093
| E2 | 0 | 0 | 0 | 0 | 0 | 0 | 0 | 0 | 0 | 0 | 0 | 0 | 0 | 0 | 0 | 0 | 0 | 0 | 0 | 0 | 0 | 0 | 0 | 0 | 0 | 0 | 0 | 0 | 0 | 0 | 0 | 0_E2_Stock |  |  |  |  | 0
| E3 | 0 | 0 | 0 | 0 | 0 | 0 | 0 | 0 | 0 | 0 | 0 | 0 | 0 | 0 | 0 | 0 | 0 | 0 | 0 | 0 | 0 | 0 | 0 | 0 | 0 | 0 | 0 | 0 | 0 | 0 | 0 | 0_E3_Stock |  |  |  |  | 0
| E4 | 0 | 0 | 0 | 0 | 0 | 0 | 0 | 0 | 0 | 0 | 0 | 0 | 0 | 0 | 0 | 0 | 0 | 0 | 0 | 0 | 0 | 0 | 0 | 0 | 0 | 0 | 0 | 0 | 0 | 0 | 0 | 0_E4_Stock |  |  |  |  | 0
| E5 | 0 | 0 | 0 | 0 | 0 | 0 | 0 | 0 | 0 | 0 | 0 | 0 | 0 | 0 | 0 | 0 | 0 | 0 | 0 | 0 | 0 | 0 | 0 | 0 | 0 | 0 | 0 | 0 | 0 | 0 | 0 | 0_E5_Stock |  |  |  |  | 0
| E6 | 0 | 0 | 0 | 0 | 0 | 0 | 0 | 0 | 0 | 0 | 0 | 0 | 0 | 0 | 0 | 0 | 0 | 0 | 0 | 0 | 0 | 0 | 0 | 0 | 0 | 0 | 0 | 0 | 0 | 0 | 0 | 0_E6_Stock |  |  |  |  | 0
| E7 | 0 | 0 | 0 | 0 | 0 | 0 | 0 | 0 | 0 | 0 | 0 | 0 | 0 | 0 | 0 | 0 | 0 | 0 | 0 | 0 | 0 | 0 | 0 | 0 | 0 | 0 | 0 | 0 | 0 | 0 | 0 | 0_E7_Stock |  |  |  |  | 0
| E8 | 0 | 0 | 0 | 0 | 0 | 0 | 0 | 0 | 0 | 0 | 0 | 0 | 0 | 0 | 0 | 0 | 0 | 0 | 0 | 0 | 0 | 0 | 0 | 0 | 0 | 0 | 0 | 0 | 0 | 0 | 0 | 0_E8_Stock |  |  |  |  | 0
| E9 | 0 | 0 | 0 | 0 | 0 | 0 | 0 | 0 | 0 | 0 | 0 | 0 | 0 | 0 | 0 | 0 | 0 | 0 | 0 | 0 | 0 | 0 | 0 | 0 | 0 | 0 | 0 | 0 | 0 | 0 | 0 | 0_E9_Stock |  |  |  |  | 0
| E10 | 0 | 0 | 0 | 0 | 0 | 0 | 0 | 0 | 0 | 0 | 0 | 0 | 0 | 0 | 0 | 0 | 0 | 0 | 0 | 0 | 0 | 0 | 0 | 0 | 0 | 0 | 0 | 0 | 0 | 0 | 0 | 0_E10_Stock |  |  |  |  | 0
| Vintage | 0 | 0 | 0 | 0 | 0 | 0 | 0 | 0 | 0 | 0 | 0 | 0 | 0 | 0 | 0 | 0 | 0 | 0 | 0 | 0 | 0 | 0 | 0 | 0 | 0 | 0 | 0 | 0 | 0 | 0 | 0 | 0_Vintage_Stock |  |  |  |  | 288381.2139
S4C5 |  | Year 0: System 4 Technology 5
Technology Variables
| Tech Key | Year 0: 0
| Peak Factor (S) | Year 0: 0
| Peak Factor (W) | Year 0: 0
| Min Vintage Lifetime | Year 0: 0
| Max Vintage Lifetime | Year 0: 0
| Turnover Style | Year 0: 0
Technology Variables
| Equipment | Year 0: Label; Year 1: Min Lifetime; Year 2: Max Lifetime; Year 3: Degradation; Year 4: Usage; Year 5: Available
| E1 | Year 1: 0; Year 2: 0; Year 3: 0%; Year 4: 0; Year 5: FALSE
| E2 | Year 1: 0; Year 2: 0; Year 3: 0%; Year 4: 0; Year 5: FALSE
| E3 | Year 1: 0; Year 2: 0; Year 3: 0%; Year 4: 0; Year 5: FALSE
| E4 | Year 1: 0; Year 2: 0; Year 3: 0%; Year 4: 0; Year 5: FALSE
| E5 | Year 1: 0; Year 2: 0; Year 3: 0%; Year 4: 0; Year 5: FALSE
| E6 | Year 1: 0; Year 2: 0; Year 3: 0%; Year 4: 0; Year 5: FALSE
| E7 | Year 1: 0; Year 2: 0; Year 3: 0%; Year 4: 0; Year 5: FALSE
| E8 | Year 1: 0; Year 2: 0; Year 3: 0%; Year 4: 0; Year 5: FALSE
| E9 | Year 1: 0; Year 2: 0; Year 3: 0%; Year 4: 0; Year 5: FALSE
| E10 | Year 1: 0; Year 2: 0; Year 3: 0%; Year 4: 0; Year 5: FALSE
Original Forecast Results
| Year | Year 0 | Year 1 | Year 2 | Year 3 | Year 4 | Year 5 | Year 6 | Year 7 | Year 8 | Year 9 | Year 10 | Year 11 | Year 12 | Year 13 | Year 14 | Year 15 | Year 16 | Year 17 | Year 18 | Year 19 | Year 20 | Year 21 | Year 22 | Year 23 | Year 24 | Year 25 | Year 26 | Year 27 | Year 28 | Year 29 | Year 30 | Key
| Units | 0 | 0 | 0 | 0 | 0 | 0 | 0 | 0 | 0 | 0 | 0 | 0 | 0 | 0 | 0 | 0 | 0 | 0 | 0 | 0 | 0 | 0 | 0 | 0 | 0 | 0 | 0 | 0 | 0 | 0 | 0 | #REF! |  |  |  |  | 301957.8232
| Usage | 0 | 0 | 0 | 0 | 0 | 0 | 0 | 0 | 0 | 0 | 0 | 0 | 0 | 0 | 0 | 0 | 0 | 0 | 0 | 0 | 0 | 0 | 0 | 0 | 0 | 0 | 0 | 0 | 0 | 0 | 0 | #REF! |  |  |  |  | 1698.6543
| Peak Demand (S) | 0 | 0 | 0 | 0 | 0 | 0 | 0 | 0 | 0 | 0 | 0 | 0 | 0 | 0 | 0 | 0 | 0 | 0 | 0 | 0 | 0 | 0 | 0 | 0 | 0 | 0 | 0 | 0 | 0 | 0 | 0 | #REF! |  |  |  |  | 0
| Peak Demand (W) | 0 | 0 | 0 | 0 | 0 | 0 | 0 | 0 | 0 | 0 | 0 | 0 | 0 | 0 | 0 | 0 | 0 | 0 | 0 | 0 | 0 | 0 | 0 | 0 | 0 | 0 | 0 | 0 | 0 | 0 | 0 | #REF! |  |  |  |  | 884.6119
| Turnover | 0 | 0 | 0 | 0 | 0 | 0 | 0 | 0 | 0 | 0 | 0 | 0 | 0 | 0 | 0 | 0 | 0 | 0 | 0 | 0 | 0 | 0 | 0 | 0 | 0 | 0 | 0 | 0 | 0 | 0 | 0 | #REF! |  |  |  |  | 6885.4476
| Avg. Replacement Usage | 0 | 0 | 0 | 0 | 0 | 0 | 0 | 0 | 0 | 0 | 0 | 0 | 0 | 0 | 0 | 0 | 0 | 0 | 0 | 0 | 0 | 0 | 0 | 0 | 0 | 0 | 0 | 0 | 0 | 0 | 0 | #REF! |  |  |  |  | 5638.8522
| Avg. Replacement Demand (S) | 0 | 0 | 0 | 0 | 0 | 0 | 0 | 0 | 0 | 0 | 0 | 0 | 0 | 0 | 0 | 0 | 0 | 0 | 0 | 0 | 0 | 0 | 0 | 0 | 0 | 0 | 0 | 0 | 0 | 0 | 0 | #REF! |  |  |  |  | 0
| Avg. Replacement Demand (W) | 0 | 0 | 0 | 0 | 0 | 0 | 0 | 0 | 0 | 0 | 0 | 0 | 0 | 0 | 0 | 0 | 0 | 0 | 0 | 0 | 0 | 0 | 0 | 0 | 0 | 0 | 0 | 0 | 0 | 0 | 0 | #REF! |  |  |  |  | 2.9366
Tech Forecast Stock
| Year | Year 0 | Year 1 | Year 2 | Year 3 | Year 4 | Year 5 | Year 6 | Year 7 | Year 8 | Year 9 | Year 10 | Year 11 | Year 12 | Year 13 | Year 14 | Year 15 | Year 16 | Year 17 | Year 18 | Year 19 | Year 20 | Year 21 | Year 22 | Year 23 | Year 24 | Year 25 | Year 26 | Year 27 | Year 28 | Year 29 | Year 30
| E1 | 0 | 0 | 0 | 0 | 0 | 0 | 0 | 0 | 0 | 0 | 0 | 0 | 0 | 0 | 0 | 0 | 0 | 0 | 0 | 0 | 0 | 0 | 0 | 0 | 0 | 0 | 0 | 0 | 0 | 0 | 0
| E2 | 0 | 0 | 0 | 0 | 0 | 0 | 0 | 0 | 0 | 0 | 0 | 0 | 0 | 0 | 0 | 0 | 0 | 0 | 0 | 0 | 0 | 0 | 0 | 0 | 0 | 0 | 0 | 0 | 0 | 0 | 0
| E3 | 0 | 0 | 0 | 0 | 0 | 0 | 0 | 0 | 0 | 0 | 0 | 0 | 0 | 0 | 0 | 0 | 0 | 0 | 0 | 0 | 0 | 0 | 0 | 0 | 0 | 0 | 0 | 0 | 0 | 0 | 0
| E4 | 0 | 0 | 0 | 0 | 0 | 0 | 0 | 0 | 0 | 0 | 0 | 0 | 0 | 0 | 0 | 0 | 0 | 0 | 0 | 0 | 0 | 0 | 0 | 0 | 0 | 0 | 0 | 0 | 0 | 0 | 0
| E5 | 0 | 0 | 0 | 0 | 0 | 0 | 0 | 0 | 0 | 0 | 0 | 0 | 0 | 0 | 0 | 0 | 0 | 0 | 0 | 0 | 0 | 0 | 0 | 0 | 0 | 0 | 0 | 0 | 0 | 0 | 0
| E6 | 0 | 0 | 0 | 0 | 0 | 0 | 0 | 0 | 0 | 0 | 0 | 0 | 0 | 0 | 0 | 0 | 0 | 0 | 0 | 0 | 0 | 0 | 0 | 0 | 0 | 0 | 0 | 0 | 0 | 0 | 0
| E7 | 0 | 0 | 0 | 0 | 0 | 0 | 0 | 0 | 0 | 0 | 0 | 0 | 0 | 0 | 0 | 0 | 0 | 0 | 0 | 0 | 0 | 0 | 0 | 0 | 0 | 0 | 0 | 0 | 0 | 0 | 0
| E8 | 0 | 0 | 0 | 0 | 0 | 0 | 0 | 0 | 0 | 0 | 0 | 0 | 0 | 0 | 0 | 0 | 0 | 0 | 0 | 0 | 0 | 0 | 0 | 0 | 0 | 0 | 0 | 0 | 0 | 0 | 0
| E9 | 0 | 0 | 0 | 0 | 0 | 0 | 0 | 0 | 0 | 0 | 0 | 0 | 0 | 0 | 0 | 0 | 0 | 0 | 0 | 0 | 0 | 0 | 0 | 0 | 0 | 0 | 0 | 0 | 0 | 0 | 0
| E10 | 0 | 0 | 0 | 0 | 0 | 0 | 0 | 0 | 0 | 0 | 0 | 0 | 0 | 0 | 0 | 0 | 0 | 0 | 0 | 0 | 0 | 0 | 0 | 0 | 0 | 0 | 0 | 0 | 0 | 0 | 0
| Vintage | 0 | 0 | 0 | 0 | 0 | 0 | 0 | 0 | 0 | 0 | 0 | 0 | 0 | 0 | 0 | 0 | 0 | 0 | 0 | 0 | 0 | 0 | 0 | 0 | 0 | 0 | 0 | 0 | 0 | 0 | 0
Stock for Switching
| Year | Year 0 | Year 1 | Year 2 | Year 3 | Year 4 | Year 5 | Year 6 | Year 7 | Year 8 | Year 9 | Year 10 | Year 11 | Year 12 | Year 13 | Year 14 | Year 15 | Year 16 | Year 17 | Year 18 | Year 19 | Year 20 | Year 21 | Year 22 | Year 23 | Year 24 | Year 25 | Year 26 | Year 27 | Year 28 | Year 29 | Year 30
| E1 | 0 | 0 | 0 | 0 | 0 | 0 | 0 | 0 | 0 | 0 | 0 | 0 | 0 | 0 | 0 | 0 | 0 | 0 | 0 | 0 | 0 | 0 | 0 | 0 | 0 | 0 | 0 | 0 | 0 | 0 | 0 | 0_E1_SysStock
| E2 | 0 | 0 | 0 | 0 | 0 | 0 | 0 | 0 | 0 | 0 | 0 | 0 | 0 | 0 | 0 | 0 | 0 | 0 | 0 | 0 | 0 | 0 | 0 | 0 | 0 | 0 | 0 | 0 | 0 | 0 | 0 | 0_E2_SysStock
| E3 | 0 | 0 | 0 | 0 | 0 | 0 | 0 | 0 | 0 | 0 | 0 | 0 | 0 | 0 | 0 | 0 | 0 | 0 | 0 | 0 | 0 | 0 | 0 | 0 | 0 | 0 | 0 | 0 | 0 | 0 | 0 | 0_E3_SysStock
| E4 | 0 | 0 | 0 | 0 | 0 | 0 | 0 | 0 | 0 | 0 | 0 | 0 | 0 | 0 | 0 | 0 | 0 | 0 | 0 | 0 | 0 | 0 | 0 | 0 | 0 | 0 | 0 | 0 | 0 | 0 | 0 | 0_E4_SysStock
| E5 | 0 | 0 | 0 | 0 | 0 | 0 | 0 | 0 | 0 | 0 | 0 | 0 | 0 | 0 | 0 | 0 | 0 | 0 | 0 | 0 | 0 | 0 | 0 | 0 | 0 | 0 | 0 | 0 | 0 | 0 | 0 | 0_E5_SysStock
| E6 | 0 | 0 | 0 | 0 | 0 | 0 | 0 | 0 | 0 | 0 | 0 | 0 | 0 | 0 | 0 | 0 | 0 | 0 | 0 | 0 | 0 | 0 | 0 | 0 | 0 | 0 | 0 | 0 | 0 | 0 | 0 | 0_E6_SysStock
| E7 | 0 | 0 | 0 | 0 | 0 | 0 | 0 | 0 | 0 | 0 | 0 | 0 | 0 | 0 | 0 | 0 | 0 | 0 | 0 | 0 | 0 | 0 | 0 | 0 | 0 | 0 | 0 | 0 | 0 | 0 | 0 | 0_E7_SysStock
| E8 | 0 | 0 | 0 | 0 | 0 | 0 | 0 | 0 | 0 | 0 | 0 | 0 | 0 | 0 | 0 | 0 | 0 | 0 | 0 | 0 | 0 | 0 | 0 | 0 | 0 | 0 | 0 | 0 | 0 | 0 | 0 | 0_E8_SysStock
| E9 | 0 | 0 | 0 | 0 | 0 | 0 | 0 | 0 | 0 | 0 | 0 | 0 | 0 | 0 | 0 | 0 | 0 | 0 | 0 | 0 | 0 | 0 | 0 | 0 | 0 | 0 | 0 | 0 | 0 | 0 | 0 | 0_E9_SysStock
| E10 | 0 | 0 | 0 | 0 | 0 | 0 | 0 | 0 | 0 | 0 | 0 | 0 | 0 | 0 | 0 | 0 | 0 | 0 | 0 | 0 | 0 | 0 | 0 | 0 | 0 | 0 | 0 | 0 | 0 | 0 | 0 | 0_E10_SysStock
| Vintage | 0 | 0 | 0 | 0 | 0 | 0 | 0 | 0 | 0 | 0 | 0 | 0 | 0 | 0 | 0 | 0 | 0 | 0 | 0 | 0 | 0 | 0 | 0 | 0 | 0 | 0 | 0 | 0 | 0 | 0 | 0 | 0_Vintage_SysStock
Tech Forecast Purchases
| Year | Year 0 | Year 1 | Year 2 | Year 3 | Year 4 | Year 5 | Year 6 | Year 7 | Year 8 | Year 9 | Year 10 | Year 11 | Year 12 | Year 13 | Year 14 | Year 15 | Year 16 | Year 17 | Year 18 | Year 19 | Year 20 | Year 21 | Year 22 | Year 23 | Year 24 | Year 25 | Year 26 | Year 27 | Year 28 | Year 29 | Year 30
| E1 | 0 | 0 | 0 | 0 | 0 | 0 | 0 | 0 | 0 | 0 | 0 | 0 | 0 | 0 | 0 | 0 | 0 | 0 | 0 | 0 | 0 | 0 | 0 | 0 | 0 | 0 | 0 | 0 | 0 | 0 | 0
| E2 | 0 | 0 | 0 | 0 | 0 | 0 | 0 | 0 | 0 | 0 | 0 | 0 | 0 | 0 | 0 | 0 | 0 | 0 | 0 | 0 | 0 | 0 | 0 | 0 | 0 | 0 | 0 | 0 | 0 | 0 | 0
| E3 | 0 | 0 | 0 | 0 | 0 | 0 | 0 | 0 | 0 | 0 | 0 | 0 | 0 | 0 | 0 | 0 | 0 | 0 | 0 | 0 | 0 | 0 | 0 | 0 | 0 | 0 | 0 | 0 | 0 | 0 | 0
| E4 | 0 | 0 | 0 | 0 | 0 | 0 | 0 | 0 | 0 | 0 | 0 | 0 | 0 | 0 | 0 | 0 | 0 | 0 | 0 | 0 | 0 | 0 | 0 | 0 | 0 | 0 | 0 | 0 | 0 | 0 | 0
| E5 | 0 | 0 | 0 | 0 | 0 | 0 | 0 | 0 | 0 | 0 | 0 | 0 | 0 | 0 | 0 | 0 | 0 | 0 | 0 | 0 | 0 | 0 | 0 | 0 | 0 | 0 | 0 | 0 | 0 | 0 | 0
| E6 | 0 | 0 | 0 | 0 | 0 | 0 | 0 | 0 | 0 | 0 | 0 | 0 | 0 | 0 | 0 | 0 | 0 | 0 | 0 | 0 | 0 | 0 | 0 | 0 | 0 | 0 | 0 | 0 | 0 | 0 | 0
| E7 | 0 | 0 | 0 | 0 | 0 | 0 | 0 | 0 | 0 | 0 | 0 | 0 | 0 | 0 | 0 | 0 | 0 | 0 | 0 | 0 | 0 | 0 | 0 | 0 | 0 | 0 | 0 | 0 | 0 | 0 | 0
| E8 | 0 | 0 | 0 | 0 | 0 | 0 | 0 | 0 | 0 | 0 | 0 | 0 | 0 | 0 | 0 | 0 | 0 | 0 | 0 | 0 | 0 | 0 | 0 | 0 | 0 | 0 | 0 | 0 | 0 | 0 | 0
| E9 | 0 | 0 | 0 | 0 | 0 | 0 | 0 | 0 | 0 | 0 | 0 | 0 | 0 | 0 | 0 | 0 | 0 | 0 | 0 | 0 | 0 | 0 | 0 | 0 | 0 | 0 | 0 | 0 | 0 | 0 | 0
| E10 | 0 | 0 | 0 | 0 | 0 | 0 | 0 | 0 | 0 | 0 | 0 | 0 | 0 | 0 | 0 | 0 | 0 | 0 | 0 | 0 | 0 | 0 | 0 | 0 | 0 | 0 | 0 | 0 | 0 | 0 | 0
Potential to Switch
| Year | Year 0 | Year 1 | Year 2 | Year 3 | Year 4 | Year 5 | Year 6 | Year 7 | Year 8 | Year 9 | Year 10 | Year 11 | Year 12 | Year 13 | Year 14 | Year 15 | Year 16 | Year 17 | Year 18 | Year 19 | Year 20 | Year 21 | Year 22 | Year 23 | Year 24 | Year 25 | Year 26 | Year 27 | Year 28 | Year 29 | Year 30
| E1 | 0 | 0 | 0 | 0 | 0 | 0 | 0 | 0 | 0 | 0 | 0 | 0 | 0 | 0 | 0 | 0 | 0 | 0 | 0 | 0 | 0 | 0 | 0 | 0 | 0 | 0 | 0 | 0 | 0 | 0 | 0 | 0_E1_Switched Out
| E2 | 0 | 0 | 0 | 0 | 0 | 0 | 0 | 0 | 0 | 0 | 0 | 0 | 0 | 0 | 0 | 0 | 0 | 0 | 0 | 0 | 0 | 0 | 0 | 0 | 0 | 0 | 0 | 0 | 0 | 0 | 0 | 0_E2_Switched Out
| E3 | 0 | 0 | 0 | 0 | 0 | 0 | 0 | 0 | 0 | 0 | 0 | 0 | 0 | 0 | 0 | 0 | 0 | 0 | 0 | 0 | 0 | 0 | 0 | 0 | 0 | 0 | 0 | 0 | 0 | 0 | 0 | 0_E3_Switched Out
| E4 | 0 | 0 | 0 | 0 | 0 | 0 | 0 | 0 | 0 | 0 | 0 | 0 | 0 | 0 | 0 | 0 | 0 | 0 | 0 | 0 | 0 | 0 | 0 | 0 | 0 | 0 | 0 | 0 | 0 | 0 | 0 | 0_E4_Switched Out
| E5 | 0 | 0 | 0 | 0 | 0 | 0 | 0 | 0 | 0 | 0 | 0 | 0 | 0 | 0 | 0 | 0 | 0 | 0 | 0 | 0 | 0 | 0 | 0 | 0 | 0 | 0 | 0 | 0 | 0 | 0 | 0 | 0_E5_Switched Out
| E6 | 0 | 0 | 0 | 0 | 0 | 0 | 0 | 0 | 0 | 0 | 0 | 0 | 0 | 0 | 0 | 0 | 0 | 0 | 0 | 0 | 0 | 0 | 0 | 0 | 0 | 0 | 0 | 0 | 0 | 0 | 0 | 0_E6_Switched Out
| E7 | 0 | 0 | 0 | 0 | 0 | 0 | 0 | 0 | 0 | 0 | 0 | 0 | 0 | 0 | 0 | 0 | 0 | 0 | 0 | 0 | 0 | 0 | 0 | 0 | 0 | 0 | 0 | 0 | 0 | 0 | 0 | 0_E7_Switched Out
| E8 | 0 | 0 | 0 | 0 | 0 | 0 | 0 | 0 | 0 | 0 | 0 | 0 | 0 | 0 | 0 | 0 | 0 | 0 | 0 | 0 | 0 | 0 | 0 | 0 | 0 | 0 | 0 | 0 | 0 | 0 | 0 | 0_E8_Switched Out
| E9 | 0 | 0 | 0 | 0 | 0 | 0 | 0 | 0 | 0 | 0 | 0 | 0 | 0 | 0 | 0 | 0 | 0 | 0 | 0 | 0 | 0 | 0 | 0 | 0 | 0 | 0 | 0 | 0 | 0 | 0 | 0 | 0_E9_Switched Out
| E10 | 0 | 0 | 0 | 0 | 0 | 0 | 0 | 0 | 0 | 0 | 0 | 0 | 0 | 0 | 0 | 0 | 0 | 0 | 0 | 0 | 0 | 0 | 0 | 0 | 0 | 0 | 0 | 0 | 0 | 0 | 0 | 0_E10_Switched Out
Units Out
| E1 | 0 | 0 | 0 | 0 | 0 | 0 | 0 | 0 | 0 | 0 | 0 | 0 | 0 | 0 | 0 | 0 | 0 | 0 | 0 | 0 | 0 | 0 | 0 | 0 | 0 | 0 | 0 | 0 | 0 | 0 | 0
| E2 | 0 | 0 | 0 | 0 | 0 | 0 | 0 | 0 | 0 | 0 | 0 | 0 | 0 | 0 | 0 | 0 | 0 | 0 | 0 | 0 | 0 | 0 | 0 | 0 | 0 | 0 | 0 | 0 | 0 | 0 | 0
| E3 | 0 | 0 | 0 | 0 | 0 | 0 | 0 | 0 | 0 | 0 | 0 | 0 | 0 | 0 | 0 | 0 | 0 | 0 | 0 | 0 | 0 | 0 | 0 | 0 | 0 | 0 | 0 | 0 | 0 | 0 | 0
| E4 | 0 | 0 | 0 | 0 | 0 | 0 | 0 | 0 | 0 | 0 | 0 | 0 | 0 | 0 | 0 | 0 | 0 | 0 | 0 | 0 | 0 | 0 | 0 | 0 | 0 | 0 | 0 | 0 | 0 | 0 | 0
| E5 | 0 | 0 | 0 | 0 | 0 | 0 | 0 | 0 | 0 | 0 | 0 | 0 | 0 | 0 | 0 | 0 | 0 | 0 | 0 | 0 | 0 | 0 | 0 | 0 | 0 | 0 | 0 | 0 | 0 | 0 | 0
| E6 | 0 | 0 | 0 | 0 | 0 | 0 | 0 | 0 | 0 | 0 | 0 | 0 | 0 | 0 | 0 | 0 | 0 | 0 | 0 | 0 | 0 | 0 | 0 | 0 | 0 | 0 | 0 | 0 | 0 | 0 | 0
| E7 | 0 | 0 | 0 | 0 | 0 | 0 | 0 | 0 | 0 | 0 | 0 | 0 | 0 | 0 | 0 | 0 | 0 | 0 | 0 | 0 | 0 | 0 | 0 | 0 | 0 | 0 | 0 | 0 | 0 | 0 | 0
| E8 | 0 | 0 | 0 | 0 | 0 | 0 | 0 | 0 | 0 | 0 | 0 | 0 | 0 | 0 | 0 | 0 | 0 | 0 | 0 | 0 | 0 | 0 | 0 | 0 | 0 | 0 | 0 | 0 | 0 | 0 | 0
| E9 | 0 | 0 | 0 | 0 | 0 | 0 | 0 | 0 | 0 | 0 | 0 | 0 | 0 | 0 | 0 | 0 | 0 | 0 | 0 | 0 | 0 | 0 | 0 | 0 | 0 | 0 | 0 | 0 | 0 | 0 | 0
| E10 | 0 | 0 | 0 | 0 | 0 | 0 | 0 | 0 | 0 | 0 | 0 | 0 | 0 | 0 | 0 | 0 | 0 | 0 | 0 | 0 | 0 | 0 | 0 | 0 | 0 | 0 | 0 | 0 | 0 | 0 | 0
| Vintage | 0 | 0 | 0 | 0 | 0 | 0 | 0 | 0 | 0 | 0 | 0 | 0 | 0 | 0 | 0 | 0 | 0 | 0 | 0 | 0 | 0 | 0 | 0 | 0 | 0 | 0 | 0 | 0 | 0 | 0 | 0
Tech Purchase Shares
| Year | Year 0 | Year 1 | Year 2 | Year 3 | Year 4 | Year 5 | Year 6 | Year 7 | Year 8 | Year 9 | Year 10 | Year 11 | Year 12 | Year 13 | Year 14 | Year 15 | Year 16 | Year 17 | Year 18 | Year 19 | Year 20 | Year 21 | Year 22 | Year 23 | Year 24 | Year 25 | Year 26 | Year 27 | Year 28 | Year 29 | Year 30
E1 | bar: Year 0 to Year 30
E2 | bar: Year 0 to Year 30
E3 | bar: Year 0 to Year 30
E4 | bar: Year 0 to Year 30
E5 | bar: Year 0 to Year 30
E6 | bar: Year 0 to Year 30
E7 | bar: Year 0 to Year 30
E8 | bar: Year 0 to Year 30
E9 | bar: Year 0 to Year 30
E10 | bar: Year 0 to Year 30
Units In from Switching
| E1 | 0 | 0 | 0 | 0 | 0 | 0 | 0 | 0 | 0 | 0 | 0 | 0 | 0 | 0 | 0 | 0 | 0 | 0 | 0 | 0 | 0 | 0 | 0 | 0 | 0 | 0 | 0 | 0 | 0 | 0 | 0
| E2 | 0 | 0 | 0 | 0 | 0 | 0 | 0 | 0 | 0 | 0 | 0 | 0 | 0 | 0 | 0 | 0 | 0 | 0 | 0 | 0 | 0 | 0 | 0 | 0 | 0 | 0 | 0 | 0 | 0 | 0 | 0
| E3 | 0 | 0 | 0 | 0 | 0 | 0 | 0 | 0 | 0 | 0 | 0 | 0 | 0 | 0 | 0 | 0 | 0 | 0 | 0 | 0 | 0 | 0 | 0 | 0 | 0 | 0 | 0 | 0 | 0 | 0 | 0
| E4 | 0 | 0 | 0 | 0 | 0 | 0 | 0 | 0 | 0 | 0 | 0 | 0 | 0 | 0 | 0 | 0 | 0 | 0 | 0 | 0 | 0 | 0 | 0 | 0 | 0 | 0 | 0 | 0 | 0 | 0 | 0
| E5 | 0 | 0 | 0 | 0 | 0 | 0 | 0 | 0 | 0 | 0 | 0 | 0 | 0 | 0 | 0 | 0 | 0 | 0 | 0 | 0 | 0 | 0 | 0 | 0 | 0 | 0 | 0 | 0 | 0 | 0 | 0
| E6 | 0 | 0 | 0 | 0 | 0 | 0 | 0 | 0 | 0 | 0 | 0 | 0 | 0 | 0 | 0 | 0 | 0 | 0 | 0 | 0 | 0 | 0 | 0 | 0 | 0 | 0 | 0 | 0 | 0 | 0 | 0
| E7 | 0 | 0 | 0 | 0 | 0 | 0 | 0 | 0 | 0 | 0 | 0 | 0 | 0 | 0 | 0 | 0 | 0 | 0 | 0 | 0 | 0 | 0 | 0 | 0 | 0 | 0 | 0 | 0 | 0 | 0 | 0
| E8 | 0 | 0 | 0 | 0 | 0 | 0 | 0 | 0 | 0 | 0 | 0 | 0 | 0 | 0 | 0 | 0 | 0 | 0 | 0 | 0 | 0 | 0 | 0 | 0 | 0 | 0 | 0 | 0 | 0 | 0 | 0
| E9 | 0 | 0 | 0 | 0 | 0 | 0 | 0 | 0 | 0 | 0 | 0 | 0 | 0 | 0 | 0 | 0 | 0 | 0 | 0 | 0 | 0 | 0 | 0 | 0 | 0 | 0 | 0 | 0 | 0 | 0 | 0
| E10 | 0 | 0 | 0 | 0 | 0 | 0 | 0 | 0 | 0 | 0 | 0 | 0 | 0 | 0 | 0 | 0 | 0 | 0 | 0 | 0 | 0 | 0 | 0 | 0 | 0 | 0 | 0 | 0 | 0 | 0 | 0
| Vintage | 0 | 0 | 0 | 0 | 0 | 0 | 0 | 0 | 0 | 0 | 0 | 0 | 0 | 0 | 0 | 0 | 0 | 0 | 0 | 0 | 0 | 0 | 0 | 0 | 0 | 0 | 0 | 0 | 0 | 0 | 0
Net Change
| Year | Year 0 | Year 1 | Year 2 | Year 3 | Year 4 | Year 5 | Year 6 | Year 7 | Year 8 | Year 9 | Year 10 | Year 11 | Year 12 | Year 13 | Year 14 | Year 15 | Year 16 | Year 17 | Year 18 | Year 19 | Year 20 | Year 21 | Year 22 | Year 23 | Year 24 | Year 25 | Year 26 | Year 27 | Year 28 | Year 29 | Year 30 | Key
| Units | 0 | 0 | 0 | 0 | 0 | 0 | 0 | 0 | 0 | 0 | 0 | 0 | 0 | 0 | 0 | 0 | 0 | 0 | 0 | 0 | 0 | 0 | 0 | 0 | 0 | 0 | 0 | 0 | 0 | 0 | 0 | 0_Units |  |  |  |  | 301957.8232
| Usage | 0 | 0 | 0 | 0 | 0 | 0 | 0 | 0 | 0 | 0 | 0 | 0 | 0 | 0 | 0 | 0 | 0 | 0 | 0 | 0 | 0 | 0 | 0 | 0 | 0 | 0 | 0 | 0 | 0 | 0 | 0 | 0_Usage |  |  |  |  | 1698.6543
| Peak Demand (S) | 0 | 0 | 0 | 0 | 0 | 0 | 0 | 0 | 0 | 0 | 0 | 0 | 0 | 0 | 0 | 0 | 0 | 0 | 0 | 0 | 0 | 0 | 0 | 0 | 0 | 0 | 0 | 0 | 0 | 0 | 0 | 0_Peak Demand (S) |  |  |  |  | 0
| Peak Demand (W) | 0 | 0 | 0 | 0 | 0 | 0 | 0 | 0 | 0 | 0 | 0 | 0 | 0 | 0 | 0 | 0 | 0 | 0 | 0 | 0 | 0 | 0 | 0 | 0 | 0 | 0 | 0 | 0 | 0 | 0 | 0 | 0_Peak Demand (W) |  |  |  |  | 884.6119
| Turnover | 0 | 0 | 0 | 0 | 0 | 0 | 0 | 0 | 0 | 0 | 0 | 0 | 0 | 0 | 0 | 0 | 0 | 0 | 0 | 0 | 0 | 0 | 0 | 0 | 0 | 0 | 0 | 0 | 0 | 0 | 0 | 0_Turnover |  |  |  |  | 6885.4476
| Avg. Replacement Usage | 0 | 0 | 0 | 0 | 0 | 0 | 0 | 0 | 0 | 0 | 0 | 0 | 0 | 0 | 0 | 0 | 0 | 0 | 0 | 0 | 0 | 0 | 0 | 0 | 0 | 0 | 0 | 0 | 0 | 0 | 0 | 0_Avg. Replacement Usage |  |  |  |  | 5638.8522
| Avg. Replacement Demand (S) | 0 | 0 | 0 | 0 | 0 | 0 | 0 | 0 | 0 | 0 | 0 | 0 | 0 | 0 | 0 | 0 | 0 | 0 | 0 | 0 | 0 | 0 | 0 | 0 | 0 | 0 | 0 | 0 | 0 | 0 | 0 | 0_Avg. Replacement Demand (S) |  |  |  |  | 0
| Avg. Replacement Demand (W) | 0 | 0 | 0 | 0 | 0 | 0 | 0 | 0 | 0 | 0 | 0 | 0 | 0 | 0 | 0 | 0 | 0 | 0 | 0 | 0 | 0 | 0 | 0 | 0 | 0 | 0 | 0 | 0 | 0 | 0 | 0 | 0_Avg. Replacement Demand (W) |  |  |  |  | 2.9366
Purchases
| Year | Year 0 | Year 1 | Year 2 | Year 3 | Year 4 | Year 5 | Year 6 | Year 7 | Year 8 | Year 9 | Year 10 | Year 11 | Year 12 | Year 13 | Year 14 | Year 15 | Year 16 | Year 17 | Year 18 | Year 19 | Year 20 | Year 21 | Year 22 | Year 23 | Year 24 | Year 25 | Year 26 | Year 27 | Year 28 | Year 29 | Year 30
| E1 | 0 | 0 | 0 | 0 | 0 | 0 | 0 | 0 | 0 | 0 | 0 | 0 | 0 | 0 | 0 | 0 | 0 | 0 | 0 | 0 | 0 | 0 | 0 | 0 | 0 | 0 | 0 | 0 | 0 | 0 | 0 | 0_E1_Purchases |  |  |  |  | 6885.4476
| E2 | 0 | 0 | 0 | 0 | 0 | 0 | 0 | 0 | 0 | 0 | 0 | 0 | 0 | 0 | 0 | 0 | 0 | 0 | 0 | 0 | 0 | 0 | 0 | 0 | 0 | 0 | 0 | 0 | 0 | 0 | 0 | 0_E2_Purchases |  |  |  |  | 0
| E3 | 0 | 0 | 0 | 0 | 0 | 0 | 0 | 0 | 0 | 0 | 0 | 0 | 0 | 0 | 0 | 0 | 0 | 0 | 0 | 0 | 0 | 0 | 0 | 0 | 0 | 0 | 0 | 0 | 0 | 0 | 0 | 0_E3_Purchases |  |  |  |  | 0
| E4 | 0 | 0 | 0 | 0 | 0 | 0 | 0 | 0 | 0 | 0 | 0 | 0 | 0 | 0 | 0 | 0 | 0 | 0 | 0 | 0 | 0 | 0 | 0 | 0 | 0 | 0 | 0 | 0 | 0 | 0 | 0 | 0_E4_Purchases |  |  |  |  | 0
| E5 | 0 | 0 | 0 | 0 | 0 | 0 | 0 | 0 | 0 | 0 | 0 | 0 | 0 | 0 | 0 | 0 | 0 | 0 | 0 | 0 | 0 | 0 | 0 | 0 | 0 | 0 | 0 | 0 | 0 | 0 | 0 | 0_E5_Purchases |  |  |  |  | 0
| E6 | 0 | 0 | 0 | 0 | 0 | 0 | 0 | 0 | 0 | 0 | 0 | 0 | 0 | 0 | 0 | 0 | 0 | 0 | 0 | 0 | 0 | 0 | 0 | 0 | 0 | 0 | 0 | 0 | 0 | 0 | 0 | 0_E6_Purchases |  |  |  |  | 0
| E7 | 0 | 0 | 0 | 0 | 0 | 0 | 0 | 0 | 0 | 0 | 0 | 0 | 0 | 0 | 0 | 0 | 0 | 0 | 0 | 0 | 0 | 0 | 0 | 0 | 0 | 0 | 0 | 0 | 0 | 0 | 0 | 0_E7_Purchases |  |  |  |  | 0
| E8 | 0 | 0 | 0 | 0 | 0 | 0 | 0 | 0 | 0 | 0 | 0 | 0 | 0 | 0 | 0 | 0 | 0 | 0 | 0 | 0 | 0 | 0 | 0 | 0 | 0 | 0 | 0 | 0 | 0 | 0 | 0 | 0_E8_Purchases |  |  |  |  | 0
| E9 | 0 | 0 | 0 | 0 | 0 | 0 | 0 | 0 | 0 | 0 | 0 | 0 | 0 | 0 | 0 | 0 | 0 | 0 | 0 | 0 | 0 | 0 | 0 | 0 | 0 | 0 | 0 | 0 | 0 | 0 | 0 | 0_E9_Purchases |  |  |  |  | 0
| E10 | 0 | 0 | 0 | 0 | 0 | 0 | 0 | 0 | 0 | 0 | 0 | 0 | 0 | 0 | 0 | 0 | 0 | 0 | 0 | 0 | 0 | 0 | 0 | 0 | 0 | 0 | 0 | 0 | 0 | 0 | 0 | 0_E10_Purchases |  |  |  |  | 0
Stock
| Year | Year 0 | Year 1 | Year 2 | Year 3 | Year 4 | Year 5 | Year 6 | Year 7 | Year 8 | Year 9 | Year 10 | Year 11 | Year 12 | Year 13 | Year 14 | Year 15 | Year 16 | Year 17 | Year 18 | Year 19 | Year 20 | Year 21 | Year 22 | Year 23 | Year 24 | Year 25 | Year 26 | Year 27 | Year 28 | Year 29 | Year 30
| E1 | 0 | 0 | 0 | 0 | 0 | 0 | 0 | 0 | 0 | 0 | 0 | 0 | 0 | 0 | 0 | 0 | 0 | 0 | 0 | 0 | 0 | 0 | 0 | 0 | 0 | 0 | 0 | 0 | 0 | 0 | 0 | 0_E1_Stock |  |  |  |  | 13576.6093
| E2 | 0 | 0 | 0 | 0 | 0 | 0 | 0 | 0 | 0 | 0 | 0 | 0 | 0 | 0 | 0 | 0 | 0 | 0 | 0 | 0 | 0 | 0 | 0 | 0 | 0 | 0 | 0 | 0 | 0 | 0 | 0 | 0_E2_Stock |  |  |  |  | 0
| E3 | 0 | 0 | 0 | 0 | 0 | 0 | 0 | 0 | 0 | 0 | 0 | 0 | 0 | 0 | 0 | 0 | 0 | 0 | 0 | 0 | 0 | 0 | 0 | 0 | 0 | 0 | 0 | 0 | 0 | 0 | 0 | 0_E3_Stock |  |  |  |  | 0
| E4 | 0 | 0 | 0 | 0 | 0 | 0 | 0 | 0 | 0 | 0 | 0 | 0 | 0 | 0 | 0 | 0 | 0 | 0 | 0 | 0 | 0 | 0 | 0 | 0 | 0 | 0 | 0 | 0 | 0 | 0 | 0 | 0_E4_Stock |  |  |  |  | 0
| E5 | 0 | 0 | 0 | 0 | 0 | 0 | 0 | 0 | 0 | 0 | 0 | 0 | 0 | 0 | 0 | 0 | 0 | 0 | 0 | 0 | 0 | 0 | 0 | 0 | 0 | 0 | 0 | 0 | 0 | 0 | 0 | 0_E5_Stock |  |  |  |  | 0
| E6 | 0 | 0 | 0 | 0 | 0 | 0 | 0 | 0 | 0 | 0 | 0 | 0 | 0 | 0 | 0 | 0 | 0 | 0 | 0 | 0 | 0 | 0 | 0 | 0 | 0 | 0 | 0 | 0 | 0 | 0 | 0 | 0_E6_Stock |  |  |  |  | 0
| E7 | 0 | 0 | 0 | 0 | 0 | 0 | 0 | 0 | 0 | 0 | 0 | 0 | 0 | 0 | 0 | 0 | 0 | 0 | 0 | 0 | 0 | 0 | 0 | 0 | 0 | 0 | 0 | 0 | 0 | 0 | 0 | 0_E7_Stock |  |  |  |  | 0
| E8 | 0 | 0 | 0 | 0 | 0 | 0 | 0 | 0 | 0 | 0 | 0 | 0 | 0 | 0 | 0 | 0 | 0 | 0 | 0 | 0 | 0 | 0 | 0 | 0 | 0 | 0 | 0 | 0 | 0 | 0 | 0 | 0_E8_Stock |  |  |  |  | 0
| E9 | 0 | 0 | 0 | 0 | 0 | 0 | 0 | 0 | 0 | 0 | 0 | 0 | 0 | 0 | 0 | 0 | 0 | 0 | 0 | 0 | 0 | 0 | 0 | 0 | 0 | 0 | 0 | 0 | 0 | 0 | 0 | 0_E9_Stock |  |  |  |  | 0
| E10 | 0 | 0 | 0 | 0 | 0 | 0 | 0 | 0 | 0 | 0 | 0 | 0 | 0 | 0 | 0 | 0 | 0 | 0 | 0 | 0 | 0 | 0 | 0 | 0 | 0 | 0 | 0 | 0 | 0 | 0 | 0 | 0_E10_Stock |  |  |  |  | 0
| Vintage | 0 | 0 | 0 | 0 | 0 | 0 | 0 | 0 | 0 | 0 | 0 | 0 | 0 | 0 | 0 | 0 | 0 | 0 | 0 | 0 | 0 | 0 | 0 | 0 | 0 | 0 | 0 | 0 | 0 | 0 | 0 | 0_Vintage_Stock |  |  |  |  | 288381.2139
S5C1 |  | Year 0: System 5 Technology 1
Technology Variables
| Tech Key | Year 0: 0
| Peak Factor (S) | Year 0: 0
| Peak Factor (W) | Year 0: 0
| Min Vintage Lifetime | Year 0: 0
| Max Vintage Lifetime | Year 0: 0
| Turnover Style | Year 0: 0
Technology Variables
| Equipment | Year 0: Label; Year 1: Min Lifetime; Year 2: Max Lifetime; Year 3: Degradation; Year 4: Usage; Year 5: Available
| E1 | Year 1: 0; Year 2: 0; Year 3: 0%; Year 4: 0; Year 5: FALSE
| E2 | Year 1: 0; Year 2: 0; Year 3: 0%; Year 4: 0; Year 5: FALSE
| E3 | Year 1: 0; Year 2: 0; Year 3: 0%; Year 4: 0; Year 5: FALSE
| E4 | Year 1: 0; Year 2: 0; Year 3: 0%; Year 4: 0; Year 5: FALSE
| E5 | Year 1: 0; Year 2: 0; Year 3: 0%; Year 4: 0; Year 5: FALSE
| E6 | Year 1: 0; Year 2: 0; Year 3: 0%; Year 4: 0; Year 5: FALSE
| E7 | Year 1: 0; Year 2: 0; Year 3: 0%; Year 4: 0; Year 5: FALSE
| E8 | Year 1: 0; Year 2: 0; Year 3: 0%; Year 4: 0; Year 5: FALSE
| E9 | Year 1: 0; Year 2: 0; Year 3: 0%; Year 4: 0; Year 5: FALSE
| E10 | Year 1: 0; Year 2: 0; Year 3: 0%; Year 4: 0; Year 5: FALSE
Original Forecast Results
| Year | Year 0 | Year 1 | Year 2 | Year 3 | Year 4 | Year 5 | Year 6 | Year 7 | Year 8 | Year 9 | Year 10 | Year 11 | Year 12 | Year 13 | Year 14 | Year 15 | Year 16 | Year 17 | Year 18 | Year 19 | Year 20 | Year 21 | Year 22 | Year 23 | Year 24 | Year 25 | Year 26 | Year 27 | Year 28 | Year 29 | Year 30 | Key
| Units | 0 | 0 | 0 | 0 | 0 | 0 | 0 | 0 | 0 | 0 | 0 | 0 | 0 | 0 | 0 | 0 | 0 | 0 | 0 | 0 | 0 | 0 | 0 | 0 | 0 | 0 | 0 | 0 | 0 | 0 | 0 | #REF! |  |  |  |  | 301957.8232
| Usage | 0 | 0 | 0 | 0 | 0 | 0 | 0 | 0 | 0 | 0 | 0 | 0 | 0 | 0 | 0 | 0 | 0 | 0 | 0 | 0 | 0 | 0 | 0 | 0 | 0 | 0 | 0 | 0 | 0 | 0 | 0 | #REF! |  |  |  |  | 1698.6543
| Peak Demand (S) | 0 | 0 | 0 | 0 | 0 | 0 | 0 | 0 | 0 | 0 | 0 | 0 | 0 | 0 | 0 | 0 | 0 | 0 | 0 | 0 | 0 | 0 | 0 | 0 | 0 | 0 | 0 | 0 | 0 | 0 | 0 | #REF! |  |  |  |  | 0
| Peak Demand (W) | 0 | 0 | 0 | 0 | 0 | 0 | 0 | 0 | 0 | 0 | 0 | 0 | 0 | 0 | 0 | 0 | 0 | 0 | 0 | 0 | 0 | 0 | 0 | 0 | 0 | 0 | 0 | 0 | 0 | 0 | 0 | #REF! |  |  |  |  | 884.6119
| Turnover | 0 | 0 | 0 | 0 | 0 | 0 | 0 | 0 | 0 | 0 | 0 | 0 | 0 | 0 | 0 | 0 | 0 | 0 | 0 | 0 | 0 | 0 | 0 | 0 | 0 | 0 | 0 | 0 | 0 | 0 | 0 | #REF! |  |  |  |  | 6885.4476
| Avg. Replacement Usage | 0 | 0 | 0 | 0 | 0 | 0 | 0 | 0 | 0 | 0 | 0 | 0 | 0 | 0 | 0 | 0 | 0 | 0 | 0 | 0 | 0 | 0 | 0 | 0 | 0 | 0 | 0 | 0 | 0 | 0 | 0 | #REF! |  |  |  |  | 5638.8522
| Avg. Replacement Demand (S) | 0 | 0 | 0 | 0 | 0 | 0 | 0 | 0 | 0 | 0 | 0 | 0 | 0 | 0 | 0 | 0 | 0 | 0 | 0 | 0 | 0 | 0 | 0 | 0 | 0 | 0 | 0 | 0 | 0 | 0 | 0 | #REF! |  |  |  |  | 0
| Avg. Replacement Demand (W) | 0 | 0 | 0 | 0 | 0 | 0 | 0 | 0 | 0 | 0 | 0 | 0 | 0 | 0 | 0 | 0 | 0 | 0 | 0 | 0 | 0 | 0 | 0 | 0 | 0 | 0 | 0 | 0 | 0 | 0 | 0 | #REF! |  |  |  |  | 2.9366
Tech Forecast Stock
| Year | Year 0 | Year 1 | Year 2 | Year 3 | Year 4 | Year 5 | Year 6 | Year 7 | Year 8 | Year 9 | Year 10 | Year 11 | Year 12 | Year 13 | Year 14 | Year 15 | Year 16 | Year 17 | Year 18 | Year 19 | Year 20 | Year 21 | Year 22 | Year 23 | Year 24 | Year 25 | Year 26 | Year 27 | Year 28 | Year 29 | Year 30
| E1 | 0 | 0 | 0 | 0 | 0 | 0 | 0 | 0 | 0 | 0 | 0 | 0 | 0 | 0 | 0 | 0 | 0 | 0 | 0 | 0 | 0 | 0 | 0 | 0 | 0 | 0 | 0 | 0 | 0 | 0 | 0
| E2 | 0 | 0 | 0 | 0 | 0 | 0 | 0 | 0 | 0 | 0 | 0 | 0 | 0 | 0 | 0 | 0 | 0 | 0 | 0 | 0 | 0 | 0 | 0 | 0 | 0 | 0 | 0 | 0 | 0 | 0 | 0
| E3 | 0 | 0 | 0 | 0 | 0 | 0 | 0 | 0 | 0 | 0 | 0 | 0 | 0 | 0 | 0 | 0 | 0 | 0 | 0 | 0 | 0 | 0 | 0 | 0 | 0 | 0 | 0 | 0 | 0 | 0 | 0
| E4 | 0 | 0 | 0 | 0 | 0 | 0 | 0 | 0 | 0 | 0 | 0 | 0 | 0 | 0 | 0 | 0 | 0 | 0 | 0 | 0 | 0 | 0 | 0 | 0 | 0 | 0 | 0 | 0 | 0 | 0 | 0
| E5 | 0 | 0 | 0 | 0 | 0 | 0 | 0 | 0 | 0 | 0 | 0 | 0 | 0 | 0 | 0 | 0 | 0 | 0 | 0 | 0 | 0 | 0 | 0 | 0 | 0 | 0 | 0 | 0 | 0 | 0 | 0
| E6 | 0 | 0 | 0 | 0 | 0 | 0 | 0 | 0 | 0 | 0 | 0 | 0 | 0 | 0 | 0 | 0 | 0 | 0 | 0 | 0 | 0 | 0 | 0 | 0 | 0 | 0 | 0 | 0 | 0 | 0 | 0
| E7 | 0 | 0 | 0 | 0 | 0 | 0 | 0 | 0 | 0 | 0 | 0 | 0 | 0 | 0 | 0 | 0 | 0 | 0 | 0 | 0 | 0 | 0 | 0 | 0 | 0 | 0 | 0 | 0 | 0 | 0 | 0
| E8 | 0 | 0 | 0 | 0 | 0 | 0 | 0 | 0 | 0 | 0 | 0 | 0 | 0 | 0 | 0 | 0 | 0 | 0 | 0 | 0 | 0 | 0 | 0 | 0 | 0 | 0 | 0 | 0 | 0 | 0 | 0
| E9 | 0 | 0 | 0 | 0 | 0 | 0 | 0 | 0 | 0 | 0 | 0 | 0 | 0 | 0 | 0 | 0 | 0 | 0 | 0 | 0 | 0 | 0 | 0 | 0 | 0 | 0 | 0 | 0 | 0 | 0 | 0
| E10 | 0 | 0 | 0 | 0 | 0 | 0 | 0 | 0 | 0 | 0 | 0 | 0 | 0 | 0 | 0 | 0 | 0 | 0 | 0 | 0 | 0 | 0 | 0 | 0 | 0 | 0 | 0 | 0 | 0 | 0 | 0
| Vintage | 0 | 0 | 0 | 0 | 0 | 0 | 0 | 0 | 0 | 0 | 0 | 0 | 0 | 0 | 0 | 0 | 0 | 0 | 0 | 0 | 0 | 0 | 0 | 0 | 0 | 0 | 0 | 0 | 0 | 0 | 0
Stock for Switching
| Year | Year 0 | Year 1 | Year 2 | Year 3 | Year 4 | Year 5 | Year 6 | Year 7 | Year 8 | Year 9 | Year 10 | Year 11 | Year 12 | Year 13 | Year 14 | Year 15 | Year 16 | Year 17 | Year 18 | Year 19 | Year 20 | Year 21 | Year 22 | Year 23 | Year 24 | Year 25 | Year 26 | Year 27 | Year 28 | Year 29 | Year 30
| E1 | 0 | 0 | 0 | 0 | 0 | 0 | 0 | 0 | 0 | 0 | 0 | 0 | 0 | 0 | 0 | 0 | 0 | 0 | 0 | 0 | 0 | 0 | 0 | 0 | 0 | 0 | 0 | 0 | 0 | 0 | 0 | 0_E1_SysStock
| E2 | 0 | 0 | 0 | 0 | 0 | 0 | 0 | 0 | 0 | 0 | 0 | 0 | 0 | 0 | 0 | 0 | 0 | 0 | 0 | 0 | 0 | 0 | 0 | 0 | 0 | 0 | 0 | 0 | 0 | 0 | 0 | 0_E2_SysStock
| E3 | 0 | 0 | 0 | 0 | 0 | 0 | 0 | 0 | 0 | 0 | 0 | 0 | 0 | 0 | 0 | 0 | 0 | 0 | 0 | 0 | 0 | 0 | 0 | 0 | 0 | 0 | 0 | 0 | 0 | 0 | 0 | 0_E3_SysStock
| E4 | 0 | 0 | 0 | 0 | 0 | 0 | 0 | 0 | 0 | 0 | 0 | 0 | 0 | 0 | 0 | 0 | 0 | 0 | 0 | 0 | 0 | 0 | 0 | 0 | 0 | 0 | 0 | 0 | 0 | 0 | 0 | 0_E4_SysStock
| E5 | 0 | 0 | 0 | 0 | 0 | 0 | 0 | 0 | 0 | 0 | 0 | 0 | 0 | 0 | 0 | 0 | 0 | 0 | 0 | 0 | 0 | 0 | 0 | 0 | 0 | 0 | 0 | 0 | 0 | 0 | 0 | 0_E5_SysStock
| E6 | 0 | 0 | 0 | 0 | 0 | 0 | 0 | 0 | 0 | 0 | 0 | 0 | 0 | 0 | 0 | 0 | 0 | 0 | 0 | 0 | 0 | 0 | 0 | 0 | 0 | 0 | 0 | 0 | 0 | 0 | 0 | 0_E6_SysStock
| E7 | 0 | 0 | 0 | 0 | 0 | 0 | 0 | 0 | 0 | 0 | 0 | 0 | 0 | 0 | 0 | 0 | 0 | 0 | 0 | 0 | 0 | 0 | 0 | 0 | 0 | 0 | 0 | 0 | 0 | 0 | 0 | 0_E7_SysStock
| E8 | 0 | 0 | 0 | 0 | 0 | 0 | 0 | 0 | 0 | 0 | 0 | 0 | 0 | 0 | 0 | 0 | 0 | 0 | 0 | 0 | 0 | 0 | 0 | 0 | 0 | 0 | 0 | 0 | 0 | 0 | 0 | 0_E8_SysStock
| E9 | 0 | 0 | 0 | 0 | 0 | 0 | 0 | 0 | 0 | 0 | 0 | 0 | 0 | 0 | 0 | 0 | 0 | 0 | 0 | 0 | 0 | 0 | 0 | 0 | 0 | 0 | 0 | 0 | 0 | 0 | 0 | 0_E9_SysStock
| E10 | 0 | 0 | 0 | 0 | 0 | 0 | 0 | 0 | 0 | 0 | 0 | 0 | 0 | 0 | 0 | 0 | 0 | 0 | 0 | 0 | 0 | 0 | 0 | 0 | 0 | 0 | 0 | 0 | 0 | 0 | 0 | 0_E10_SysStock
| Vintage | 0 | 0 | 0 | 0 | 0 | 0 | 0 | 0 | 0 | 0 | 0 | 0 | 0 | 0 | 0 | 0 | 0 | 0 | 0 | 0 | 0 | 0 | 0 | 0 | 0 | 0 | 0 | 0 | 0 | 0 | 0 | 0_Vintage_SysStock
Tech Forecast Purchases
| Year | Year 0 | Year 1 | Year 2 | Year 3 | Year 4 | Year 5 | Year 6 | Year 7 | Year 8 | Year 9 | Year 10 | Year 11 | Year 12 | Year 13 | Year 14 | Year 15 | Year 16 | Year 17 | Year 18 | Year 19 | Year 20 | Year 21 | Year 22 | Year 23 | Year 24 | Year 25 | Year 26 | Year 27 | Year 28 | Year 29 | Year 30
| E1 | 0 | 0 | 0 | 0 | 0 | 0 | 0 | 0 | 0 | 0 | 0 | 0 | 0 | 0 | 0 | 0 | 0 | 0 | 0 | 0 | 0 | 0 | 0 | 0 | 0 | 0 | 0 | 0 | 0 | 0 | 0
| E2 | 0 | 0 | 0 | 0 | 0 | 0 | 0 | 0 | 0 | 0 | 0 | 0 | 0 | 0 | 0 | 0 | 0 | 0 | 0 | 0 | 0 | 0 | 0 | 0 | 0 | 0 | 0 | 0 | 0 | 0 | 0
| E3 | 0 | 0 | 0 | 0 | 0 | 0 | 0 | 0 | 0 | 0 | 0 | 0 | 0 | 0 | 0 | 0 | 0 | 0 | 0 | 0 | 0 | 0 | 0 | 0 | 0 | 0 | 0 | 0 | 0 | 0 | 0
| E4 | 0 | 0 | 0 | 0 | 0 | 0 | 0 | 0 | 0 | 0 | 0 | 0 | 0 | 0 | 0 | 0 | 0 | 0 | 0 | 0 | 0 | 0 | 0 | 0 | 0 | 0 | 0 | 0 | 0 | 0 | 0
| E5 | 0 | 0 | 0 | 0 | 0 | 0 | 0 | 0 | 0 | 0 | 0 | 0 | 0 | 0 | 0 | 0 | 0 | 0 | 0 | 0 | 0 | 0 | 0 | 0 | 0 | 0 | 0 | 0 | 0 | 0 | 0
| E6 | 0 | 0 | 0 | 0 | 0 | 0 | 0 | 0 | 0 | 0 | 0 | 0 | 0 | 0 | 0 | 0 | 0 | 0 | 0 | 0 | 0 | 0 | 0 | 0 | 0 | 0 | 0 | 0 | 0 | 0 | 0
| E7 | 0 | 0 | 0 | 0 | 0 | 0 | 0 | 0 | 0 | 0 | 0 | 0 | 0 | 0 | 0 | 0 | 0 | 0 | 0 | 0 | 0 | 0 | 0 | 0 | 0 | 0 | 0 | 0 | 0 | 0 | 0
| E8 | 0 | 0 | 0 | 0 | 0 | 0 | 0 | 0 | 0 | 0 | 0 | 0 | 0 | 0 | 0 | 0 | 0 | 0 | 0 | 0 | 0 | 0 | 0 | 0 | 0 | 0 | 0 | 0 | 0 | 0 | 0
| E9 | 0 | 0 | 0 | 0 | 0 | 0 | 0 | 0 | 0 | 0 | 0 | 0 | 0 | 0 | 0 | 0 | 0 | 0 | 0 | 0 | 0 | 0 | 0 | 0 | 0 | 0 | 0 | 0 | 0 | 0 | 0
| E10 | 0 | 0 | 0 | 0 | 0 | 0 | 0 | 0 | 0 | 0 | 0 | 0 | 0 | 0 | 0 | 0 | 0 | 0 | 0 | 0 | 0 | 0 | 0 | 0 | 0 | 0 | 0 | 0 | 0 | 0 | 0
Potential to Switch
| Year | Year 0 | Year 1 | Year 2 | Year 3 | Year 4 | Year 5 | Year 6 | Year 7 | Year 8 | Year 9 | Year 10 | Year 11 | Year 12 | Year 13 | Year 14 | Year 15 | Year 16 | Year 17 | Year 18 | Year 19 | Year 20 | Year 21 | Year 22 | Year 23 | Year 24 | Year 25 | Year 26 | Year 27 | Year 28 | Year 29 | Year 30
| E1 | 0 | 0 | 0 | 0 | 0 | 0 | 0 | 0 | 0 | 0 | 0 | 0 | 0 | 0 | 0 | 0 | 0 | 0 | 0 | 0 | 0 | 0 | 0 | 0 | 0 | 0 | 0 | 0 | 0 | 0 | 0 | 0_E1_Switched Out
| E2 | 0 | 0 | 0 | 0 | 0 | 0 | 0 | 0 | 0 | 0 | 0 | 0 | 0 | 0 | 0 | 0 | 0 | 0 | 0 | 0 | 0 | 0 | 0 | 0 | 0 | 0 | 0 | 0 | 0 | 0 | 0 | 0_E2_Switched Out
| E3 | 0 | 0 | 0 | 0 | 0 | 0 | 0 | 0 | 0 | 0 | 0 | 0 | 0 | 0 | 0 | 0 | 0 | 0 | 0 | 0 | 0 | 0 | 0 | 0 | 0 | 0 | 0 | 0 | 0 | 0 | 0 | 0_E3_Switched Out
| E4 | 0 | 0 | 0 | 0 | 0 | 0 | 0 | 0 | 0 | 0 | 0 | 0 | 0 | 0 | 0 | 0 | 0 | 0 | 0 | 0 | 0 | 0 | 0 | 0 | 0 | 0 | 0 | 0 | 0 | 0 | 0 | 0_E4_Switched Out
| E5 | 0 | 0 | 0 | 0 | 0 | 0 | 0 | 0 | 0 | 0 | 0 | 0 | 0 | 0 | 0 | 0 | 0 | 0 | 0 | 0 | 0 | 0 | 0 | 0 | 0 | 0 | 0 | 0 | 0 | 0 | 0 | 0_E5_Switched Out
| E6 | 0 | 0 | 0 | 0 | 0 | 0 | 0 | 0 | 0 | 0 | 0 | 0 | 0 | 0 | 0 | 0 | 0 | 0 | 0 | 0 | 0 | 0 | 0 | 0 | 0 | 0 | 0 | 0 | 0 | 0 | 0 | 0_E6_Switched Out
| E7 | 0 | 0 | 0 | 0 | 0 | 0 | 0 | 0 | 0 | 0 | 0 | 0 | 0 | 0 | 0 | 0 | 0 | 0 | 0 | 0 | 0 | 0 | 0 | 0 | 0 | 0 | 0 | 0 | 0 | 0 | 0 | 0_E7_Switched Out
| E8 | 0 | 0 | 0 | 0 | 0 | 0 | 0 | 0 | 0 | 0 | 0 | 0 | 0 | 0 | 0 | 0 | 0 | 0 | 0 | 0 | 0 | 0 | 0 | 0 | 0 | 0 | 0 | 0 | 0 | 0 | 0 | 0_E8_Switched Out
| E9 | 0 | 0 | 0 | 0 | 0 | 0 | 0 | 0 | 0 | 0 | 0 | 0 | 0 | 0 | 0 | 0 | 0 | 0 | 0 | 0 | 0 | 0 | 0 | 0 | 0 | 0 | 0 | 0 | 0 | 0 | 0 | 0_E9_Switched Out
| E10 | 0 | 0 | 0 | 0 | 0 | 0 | 0 | 0 | 0 | 0 | 0 | 0 | 0 | 0 | 0 | 0 | 0 | 0 | 0 | 0 | 0 | 0 | 0 | 0 | 0 | 0 | 0 | 0 | 0 | 0 | 0 | 0_E10_Switched Out
Units Out
| E1 | 0 | 0 | 0 | 0 | 0 | 0 | 0 | 0 | 0 | 0 | 0 | 0 | 0 | 0 | 0 | 0 | 0 | 0 | 0 | 0 | 0 | 0 | 0 | 0 | 0 | 0 | 0 | 0 | 0 | 0 | 0
| E2 | 0 | 0 | 0 | 0 | 0 | 0 | 0 | 0 | 0 | 0 | 0 | 0 | 0 | 0 | 0 | 0 | 0 | 0 | 0 | 0 | 0 | 0 | 0 | 0 | 0 | 0 | 0 | 0 | 0 | 0 | 0
| E3 | 0 | 0 | 0 | 0 | 0 | 0 | 0 | 0 | 0 | 0 | 0 | 0 | 0 | 0 | 0 | 0 | 0 | 0 | 0 | 0 | 0 | 0 | 0 | 0 | 0 | 0 | 0 | 0 | 0 | 0 | 0
| E4 | 0 | 0 | 0 | 0 | 0 | 0 | 0 | 0 | 0 | 0 | 0 | 0 | 0 | 0 | 0 | 0 | 0 | 0 | 0 | 0 | 0 | 0 | 0 | 0 | 0 | 0 | 0 | 0 | 0 | 0 | 0
| E5 | 0 | 0 | 0 | 0 | 0 | 0 | 0 | 0 | 0 | 0 | 0 | 0 | 0 | 0 | 0 | 0 | 0 | 0 | 0 | 0 | 0 | 0 | 0 | 0 | 0 | 0 | 0 | 0 | 0 | 0 | 0
| E6 | 0 | 0 | 0 | 0 | 0 | 0 | 0 | 0 | 0 | 0 | 0 | 0 | 0 | 0 | 0 | 0 | 0 | 0 | 0 | 0 | 0 | 0 | 0 | 0 | 0 | 0 | 0 | 0 | 0 | 0 | 0
| E7 | 0 | 0 | 0 | 0 | 0 | 0 | 0 | 0 | 0 | 0 | 0 | 0 | 0 | 0 | 0 | 0 | 0 | 0 | 0 | 0 | 0 | 0 | 0 | 0 | 0 | 0 | 0 | 0 | 0 | 0 | 0
| E8 | 0 | 0 | 0 | 0 | 0 | 0 | 0 | 0 | 0 | 0 | 0 | 0 | 0 | 0 | 0 | 0 | 0 | 0 | 0 | 0 | 0 | 0 | 0 | 0 | 0 | 0 | 0 | 0 | 0 | 0 | 0
| E9 | 0 | 0 | 0 | 0 | 0 | 0 | 0 | 0 | 0 | 0 | 0 | 0 | 0 | 0 | 0 | 0 | 0 | 0 | 0 | 0 | 0 | 0 | 0 | 0 | 0 | 0 | 0 | 0 | 0 | 0 | 0
| E10 | 0 | 0 | 0 | 0 | 0 | 0 | 0 | 0 | 0 | 0 | 0 | 0 | 0 | 0 | 0 | 0 | 0 | 0 | 0 | 0 | 0 | 0 | 0 | 0 | 0 | 0 | 0 | 0 | 0 | 0 | 0
| Vintage | 0 | 0 | 0 | 0 | 0 | 0 | 0 | 0 | 0 | 0 | 0 | 0 | 0 | 0 | 0 | 0 | 0 | 0 | 0 | 0 | 0 | 0 | 0 | 0 | 0 | 0 | 0 | 0 | 0 | 0 | 0
Tech Purchase Shares
| Year | Year 0 | Year 1 | Year 2 | Year 3 | Year 4 | Year 5 | Year 6 | Year 7 | Year 8 | Year 9 | Year 10 | Year 11 | Year 12 | Year 13 | Year 14 | Year 15 | Year 16 | Year 17 | Year 18 | Year 19 | Year 20 | Year 21 | Year 22 | Year 23 | Year 24 | Year 25 | Year 26 | Year 27 | Year 28 | Year 29 | Year 30
E1 | bar: Year 0 to Year 30
E2 | bar: Year 0 to Year 30
E3 | bar: Year 0 to Year 30
E4 | bar: Year 0 to Year 30
E5 | bar: Year 0 to Year 30
E6 | bar: Year 0 to Year 30
E7 | bar: Year 0 to Year 30
E8 | bar: Year 0 to Year 30
E9 | bar: Year 0 to Year 30
E10 | bar: Year 0 to Year 30
Units In from Switching
| E1 | 0 | 0 | 0 | 0 | 0 | 0 | 0 | 0 | 0 | 0 | 0 | 0 | 0 | 0 | 0 | 0 | 0 | 0 | 0 | 0 | 0 | 0 | 0 | 0 | 0 | 0 | 0 | 0 | 0 | 0 | 0
| E2 | 0 | 0 | 0 | 0 | 0 | 0 | 0 | 0 | 0 | 0 | 0 | 0 | 0 | 0 | 0 | 0 | 0 | 0 | 0 | 0 | 0 | 0 | 0 | 0 | 0 | 0 | 0 | 0 | 0 | 0 | 0
| E3 | 0 | 0 | 0 | 0 | 0 | 0 | 0 | 0 | 0 | 0 | 0 | 0 | 0 | 0 | 0 | 0 | 0 | 0 | 0 | 0 | 0 | 0 | 0 | 0 | 0 | 0 | 0 | 0 | 0 | 0 | 0
| E4 | 0 | 0 | 0 | 0 | 0 | 0 | 0 | 0 | 0 | 0 | 0 | 0 | 0 | 0 | 0 | 0 | 0 | 0 | 0 | 0 | 0 | 0 | 0 | 0 | 0 | 0 | 0 | 0 | 0 | 0 | 0
| E5 | 0 | 0 | 0 | 0 | 0 | 0 | 0 | 0 | 0 | 0 | 0 | 0 | 0 | 0 | 0 | 0 | 0 | 0 | 0 | 0 | 0 | 0 | 0 | 0 | 0 | 0 | 0 | 0 | 0 | 0 | 0
| E6 | 0 | 0 | 0 | 0 | 0 | 0 | 0 | 0 | 0 | 0 | 0 | 0 | 0 | 0 | 0 | 0 | 0 | 0 | 0 | 0 | 0 | 0 | 0 | 0 | 0 | 0 | 0 | 0 | 0 | 0 | 0
| E7 | 0 | 0 | 0 | 0 | 0 | 0 | 0 | 0 | 0 | 0 | 0 | 0 | 0 | 0 | 0 | 0 | 0 | 0 | 0 | 0 | 0 | 0 | 0 | 0 | 0 | 0 | 0 | 0 | 0 | 0 | 0
| E8 | 0 | 0 | 0 | 0 | 0 | 0 | 0 | 0 | 0 | 0 | 0 | 0 | 0 | 0 | 0 | 0 | 0 | 0 | 0 | 0 | 0 | 0 | 0 | 0 | 0 | 0 | 0 | 0 | 0 | 0 | 0
| E9 | 0 | 0 | 0 | 0 | 0 | 0 | 0 | 0 | 0 | 0 | 0 | 0 | 0 | 0 | 0 | 0 | 0 | 0 | 0 | 0 | 0 | 0 | 0 | 0 | 0 | 0 | 0 | 0 | 0 | 0 | 0
| E10 | 0 | 0 | 0 | 0 | 0 | 0 | 0 | 0 | 0 | 0 | 0 | 0 | 0 | 0 | 0 | 0 | 0 | 0 | 0 | 0 | 0 | 0 | 0 | 0 | 0 | 0 | 0 | 0 | 0 | 0 | 0
| Vintage | 0 | 0 | 0 | 0 | 0 | 0 | 0 | 0 | 0 | 0 | 0 | 0 | 0 | 0 | 0 | 0 | 0 | 0 | 0 | 0 | 0 | 0 | 0 | 0 | 0 | 0 | 0 | 0 | 0 | 0 | 0
Net Change
| Year | Year 0 | Year 1 | Year 2 | Year 3 | Year 4 | Year 5 | Year 6 | Year 7 | Year 8 | Year 9 | Year 10 | Year 11 | Year 12 | Year 13 | Year 14 | Year 15 | Year 16 | Year 17 | Year 18 | Year 19 | Year 20 | Year 21 | Year 22 | Year 23 | Year 24 | Year 25 | Year 26 | Year 27 | Year 28 | Year 29 | Year 30 | Key
| Units | 0 | 0 | 0 | 0 | 0 | 0 | 0 | 0 | 0 | 0 | 0 | 0 | 0 | 0 | 0 | 0 | 0 | 0 | 0 | 0 | 0 | 0 | 0 | 0 | 0 | 0 | 0 | 0 | 0 | 0 | 0 | 0_Units |  |  |  |  | 301957.8232
| Usage | 0 | 0 | 0 | 0 | 0 | 0 | 0 | 0 | 0 | 0 | 0 | 0 | 0 | 0 | 0 | 0 | 0 | 0 | 0 | 0 | 0 | 0 | 0 | 0 | 0 | 0 | 0 | 0 | 0 | 0 | 0 | 0_Usage |  |  |  |  | 1698.6543
| Peak Demand (S) | 0 | 0 | 0 | 0 | 0 | 0 | 0 | 0 | 0 | 0 | 0 | 0 | 0 | 0 | 0 | 0 | 0 | 0 | 0 | 0 | 0 | 0 | 0 | 0 | 0 | 0 | 0 | 0 | 0 | 0 | 0 | 0_Peak Demand (S) |  |  |  |  | 0
| Peak Demand (W) | 0 | 0 | 0 | 0 | 0 | 0 | 0 | 0 | 0 | 0 | 0 | 0 | 0 | 0 | 0 | 0 | 0 | 0 | 0 | 0 | 0 | 0 | 0 | 0 | 0 | 0 | 0 | 0 | 0 | 0 | 0 | 0_Peak Demand (W) |  |  |  |  | 884.6119
| Turnover | 0 | 0 | 0 | 0 | 0 | 0 | 0 | 0 | 0 | 0 | 0 | 0 | 0 | 0 | 0 | 0 | 0 | 0 | 0 | 0 | 0 | 0 | 0 | 0 | 0 | 0 | 0 | 0 | 0 | 0 | 0 | 0_Turnover |  |  |  |  | 6885.4476
| Avg. Replacement Usage | 0 | 0 | 0 | 0 | 0 | 0 | 0 | 0 | 0 | 0 | 0 | 0 | 0 | 0 | 0 | 0 | 0 | 0 | 0 | 0 | 0 | 0 | 0 | 0 | 0 | 0 | 0 | 0 | 0 | 0 | 0 | 0_Avg. Replacement Usage |  |  |  |  | 5638.8522
| Avg. Replacement Demand (S) | 0 | 0 | 0 | 0 | 0 | 0 | 0 | 0 | 0 | 0 | 0 | 0 | 0 | 0 | 0 | 0 | 0 | 0 | 0 | 0 | 0 | 0 | 0 | 0 | 0 | 0 | 0 | 0 | 0 | 0 | 0 | 0_Avg. Replacement Demand (S) |  |  |  |  | 0
| Avg. Replacement Demand (W) | 0 | 0 | 0 | 0 | 0 | 0 | 0 | 0 | 0 | 0 | 0 | 0 | 0 | 0 | 0 | 0 | 0 | 0 | 0 | 0 | 0 | 0 | 0 | 0 | 0 | 0 | 0 | 0 | 0 | 0 | 0 | 0_Avg. Replacement Demand (W) |  |  |  |  | 2.9366
Purchases
| Year | Year 0 | Year 1 | Year 2 | Year 3 | Year 4 | Year 5 | Year 6 | Year 7 | Year 8 | Year 9 | Year 10 | Year 11 | Year 12 | Year 13 | Year 14 | Year 15 | Year 16 | Year 17 | Year 18 | Year 19 | Year 20 | Year 21 | Year 22 | Year 23 | Year 24 | Year 25 | Year 26 | Year 27 | Year 28 | Year 29 | Year 30
| E1 | 0 | 0 | 0 | 0 | 0 | 0 | 0 | 0 | 0 | 0 | 0 | 0 | 0 | 0 | 0 | 0 | 0 | 0 | 0 | 0 | 0 | 0 | 0 | 0 | 0 | 0 | 0 | 0 | 0 | 0 | 0 | 0_E1_Purchases |  |  |  |  | 6885.4476
| E2 | 0 | 0 | 0 | 0 | 0 | 0 | 0 | 0 | 0 | 0 | 0 | 0 | 0 | 0 | 0 | 0 | 0 | 0 | 0 | 0 | 0 | 0 | 0 | 0 | 0 | 0 | 0 | 0 | 0 | 0 | 0 | 0_E2_Purchases |  |  |  |  | 0
| E3 | 0 | 0 | 0 | 0 | 0 | 0 | 0 | 0 | 0 | 0 | 0 | 0 | 0 | 0 | 0 | 0 | 0 | 0 | 0 | 0 | 0 | 0 | 0 | 0 | 0 | 0 | 0 | 0 | 0 | 0 | 0 | 0_E3_Purchases |  |  |  |  | 0
| E4 | 0 | 0 | 0 | 0 | 0 | 0 | 0 | 0 | 0 | 0 | 0 | 0 | 0 | 0 | 0 | 0 | 0 | 0 | 0 | 0 | 0 | 0 | 0 | 0 | 0 | 0 | 0 | 0 | 0 | 0 | 0 | 0_E4_Purchases |  |  |  |  | 0
| E5 | 0 | 0 | 0 | 0 | 0 | 0 | 0 | 0 | 0 | 0 | 0 | 0 | 0 | 0 | 0 | 0 | 0 | 0 | 0 | 0 | 0 | 0 | 0 | 0 | 0 | 0 | 0 | 0 | 0 | 0 | 0 | 0_E5_Purchases |  |  |  |  | 0
| E6 | 0 | 0 | 0 | 0 | 0 | 0 | 0 | 0 | 0 | 0 | 0 | 0 | 0 | 0 | 0 | 0 | 0 | 0 | 0 | 0 | 0 | 0 | 0 | 0 | 0 | 0 | 0 | 0 | 0 | 0 | 0 | 0_E6_Purchases |  |  |  |  | 0
| E7 | 0 | 0 | 0 | 0 | 0 | 0 | 0 | 0 | 0 | 0 | 0 | 0 | 0 | 0 | 0 | 0 | 0 | 0 | 0 | 0 | 0 | 0 | 0 | 0 | 0 | 0 | 0 | 0 | 0 | 0 | 0 | 0_E7_Purchases |  |  |  |  | 0
| E8 | 0 | 0 | 0 | 0 | 0 | 0 | 0 | 0 | 0 | 0 | 0 | 0 | 0 | 0 | 0 | 0 | 0 | 0 | 0 | 0 | 0 | 0 | 0 | 0 | 0 | 0 | 0 | 0 | 0 | 0 | 0 | 0_E8_Purchases |  |  |  |  | 0
| E9 | 0 | 0 | 0 | 0 | 0 | 0 | 0 | 0 | 0 | 0 | 0 | 0 | 0 | 0 | 0 | 0 | 0 | 0 | 0 | 0 | 0 | 0 | 0 | 0 | 0 | 0 | 0 | 0 | 0 | 0 | 0 | 0_E9_Purchases |  |  |  |  | 0
| E10 | 0 | 0 | 0 | 0 | 0 | 0 | 0 | 0 | 0 | 0 | 0 | 0 | 0 | 0 | 0 | 0 | 0 | 0 | 0 | 0 | 0 | 0 | 0 | 0 | 0 | 0 | 0 | 0 | 0 | 0 | 0 | 0_E10_Purchases |  |  |  |  | 0
Stock
| Year | Year 0 | Year 1 | Year 2 | Year 3 | Year 4 | Year 5 | Year 6 | Year 7 | Year 8 | Year 9 | Year 10 | Year 11 | Year 12 | Year 13 | Year 14 | Year 15 | Year 16 | Year 17 | Year 18 | Year 19 | Year 20 | Year 21 | Year 22 | Year 23 | Year 24 | Year 25 | Year 26 | Year 27 | Year 28 | Year 29 | Year 30
| E1 | 0 | 0 | 0 | 0 | 0 | 0 | 0 | 0 | 0 | 0 | 0 | 0 | 0 | 0 | 0 | 0 | 0 | 0 | 0 | 0 | 0 | 0 | 0 | 0 | 0 | 0 | 0 | 0 | 0 | 0 | 0 | 0_E1_Stock |  |  |  |  | 13576.6093
| E2 | 0 | 0 | 0 | 0 | 0 | 0 | 0 | 0 | 0 | 0 | 0 | 0 | 0 | 0 | 0 | 0 | 0 | 0 | 0 | 0 | 0 | 0 | 0 | 0 | 0 | 0 | 0 | 0 | 0 | 0 | 0 | 0_E2_Stock |  |  |  |  | 0
| E3 | 0 | 0 | 0 | 0 | 0 | 0 | 0 | 0 | 0 | 0 | 0 | 0 | 0 | 0 | 0 | 0 | 0 | 0 | 0 | 0 | 0 | 0 | 0 | 0 | 0 | 0 | 0 | 0 | 0 | 0 | 0 | 0_E3_Stock |  |  |  |  | 0
| E4 | 0 | 0 | 0 | 0 | 0 | 0 | 0 | 0 | 0 | 0 | 0 | 0 | 0 | 0 | 0 | 0 | 0 | 0 | 0 | 0 | 0 | 0 | 0 | 0 | 0 | 0 | 0 | 0 | 0 | 0 | 0 | 0_E4_Stock |  |  |  |  | 0
| E5 | 0 | 0 | 0 | 0 | 0 | 0 | 0 | 0 | 0 | 0 | 0 | 0 | 0 | 0 | 0 | 0 | 0 | 0 | 0 | 0 | 0 | 0 | 0 | 0 | 0 | 0 | 0 | 0 | 0 | 0 | 0 | 0_E5_Stock |  |  |  |  | 0
| E6 | 0 | 0 | 0 | 0 | 0 | 0 | 0 | 0 | 0 | 0 | 0 | 0 | 0 | 0 | 0 | 0 | 0 | 0 | 0 | 0 | 0 | 0 | 0 | 0 | 0 | 0 | 0 | 0 | 0 | 0 | 0 | 0_E6_Stock |  |  |  |  | 0
| E7 | 0 | 0 | 0 | 0 | 0 | 0 | 0 | 0 | 0 | 0 | 0 | 0 | 0 | 0 | 0 | 0 | 0 | 0 | 0 | 0 | 0 | 0 | 0 | 0 | 0 | 0 | 0 | 0 | 0 | 0 | 0 | 0_E7_Stock |  |  |  |  | 0
| E8 | 0 | 0 | 0 | 0 | 0 | 0 | 0 | 0 | 0 | 0 | 0 | 0 | 0 | 0 | 0 | 0 | 0 | 0 | 0 | 0 | 0 | 0 | 0 | 0 | 0 | 0 | 0 | 0 | 0 | 0 | 0 | 0_E8_Stock |  |  |  |  | 0
| E9 | 0 | 0 | 0 | 0 | 0 | 0 | 0 | 0 | 0 | 0 | 0 | 0 | 0 | 0 | 0 | 0 | 0 | 0 | 0 | 0 | 0 | 0 | 0 | 0 | 0 | 0 | 0 | 0 | 0 | 0 | 0 | 0_E9_Stock |  |  |  |  | 0
| E10 | 0 | 0 | 0 | 0 | 0 | 0 | 0 | 0 | 0 | 0 | 0 | 0 | 0 | 0 | 0 | 0 | 0 | 0 | 0 | 0 | 0 | 0 | 0 | 0 | 0 | 0 | 0 | 0 | 0 | 0 | 0 | 0_E10_Stock |  |  |  |  | 0
| Vintage | 0 | 0 | 0 | 0 | 0 | 0 | 0 | 0 | 0 | 0 | 0 | 0 | 0 | 0 | 0 | 0 | 0 | 0 | 0 | 0 | 0 | 0 | 0 | 0 | 0 | 0 | 0 | 0 | 0 | 0 | 0 | 0_Vintage_Stock |  |  |  |  | 288381.2139
S5C2 |  | Year 0: System 5 Technology 2
Technology Variables
| Tech Key | Year 0: 0
| Peak Factor (S) | Year 0: 0
| Peak Factor (W) | Year 0: 0
| Min Vintage Lifetime | Year 0: 0
| Max Vintage Lifetime | Year 0: 0
| Turnover Style | Year 0: 0
Technology Variables
| Equipment | Year 0: Label; Year 1: Min Lifetime; Year 2: Max Lifetime; Year 3: Degradation; Year 4: Usage; Year 5: Available
| E1 | Year 1: 0; Year 2: 0; Year 3: 0%; Year 4: 0; Year 5: FALSE
| E2 | Year 1: 0; Year 2: 0; Year 3: 0%; Year 4: 0; Year 5: FALSE
| E3 | Year 1: 0; Year 2: 0; Year 3: 0%; Year 4: 0; Year 5: FALSE
| E4 | Year 1: 0; Year 2: 0; Year 3: 0%; Year 4: 0; Year 5: FALSE
| E5 | Year 1: 0; Year 2: 0; Year 3: 0%; Year 4: 0; Year 5: FALSE
| E6 | Year 1: 0; Year 2: 0; Year 3: 0%; Year 4: 0; Year 5: FALSE
| E7 | Year 1: 0; Year 2: 0; Year 3: 0%; Year 4: 0; Year 5: FALSE
| E8 | Year 1: 0; Year 2: 0; Year 3: 0%; Year 4: 0; Year 5: FALSE
| E9 | Year 1: 0; Year 2: 0; Year 3: 0%; Year 4: 0; Year 5: FALSE
| E10 | Year 1: 0; Year 2: 0; Year 3: 0%; Year 4: 0; Year 5: FALSE
Original Forecast Results
| Year | Year 0 | Year 1 | Year 2 | Year 3 | Year 4 | Year 5 | Year 6 | Year 7 | Year 8 | Year 9 | Year 10 | Year 11 | Year 12 | Year 13 | Year 14 | Year 15 | Year 16 | Year 17 | Year 18 | Year 19 | Year 20 | Year 21 | Year 22 | Year 23 | Year 24 | Year 25 | Year 26 | Year 27 | Year 28 | Year 29 | Year 30 | Key
| Units | 0 | 0 | 0 | 0 | 0 | 0 | 0 | 0 | 0 | 0 | 0 | 0 | 0 | 0 | 0 | 0 | 0 | 0 | 0 | 0 | 0 | 0 | 0 | 0 | 0 | 0 | 0 | 0 | 0 | 0 | 0 | #REF! |  |  |  |  | 301957.8232
| Usage | 0 | 0 | 0 | 0 | 0 | 0 | 0 | 0 | 0 | 0 | 0 | 0 | 0 | 0 | 0 | 0 | 0 | 0 | 0 | 0 | 0 | 0 | 0 | 0 | 0 | 0 | 0 | 0 | 0 | 0 | 0 | #REF! |  |  |  |  | 1698.6543
| Peak Demand (S) | 0 | 0 | 0 | 0 | 0 | 0 | 0 | 0 | 0 | 0 | 0 | 0 | 0 | 0 | 0 | 0 | 0 | 0 | 0 | 0 | 0 | 0 | 0 | 0 | 0 | 0 | 0 | 0 | 0 | 0 | 0 | #REF! |  |  |  |  | 0
| Peak Demand (W) | 0 | 0 | 0 | 0 | 0 | 0 | 0 | 0 | 0 | 0 | 0 | 0 | 0 | 0 | 0 | 0 | 0 | 0 | 0 | 0 | 0 | 0 | 0 | 0 | 0 | 0 | 0 | 0 | 0 | 0 | 0 | #REF! |  |  |  |  | 884.6119
| Turnover | 0 | 0 | 0 | 0 | 0 | 0 | 0 | 0 | 0 | 0 | 0 | 0 | 0 | 0 | 0 | 0 | 0 | 0 | 0 | 0 | 0 | 0 | 0 | 0 | 0 | 0 | 0 | 0 | 0 | 0 | 0 | #REF! |  |  |  |  | 6885.4476
| Avg. Replacement Usage | 0 | 0 | 0 | 0 | 0 | 0 | 0 | 0 | 0 | 0 | 0 | 0 | 0 | 0 | 0 | 0 | 0 | 0 | 0 | 0 | 0 | 0 | 0 | 0 | 0 | 0 | 0 | 0 | 0 | 0 | 0 | #REF! |  |  |  |  | 5638.8522
| Avg. Replacement Demand (S) | 0 | 0 | 0 | 0 | 0 | 0 | 0 | 0 | 0 | 0 | 0 | 0 | 0 | 0 | 0 | 0 | 0 | 0 | 0 | 0 | 0 | 0 | 0 | 0 | 0 | 0 | 0 | 0 | 0 | 0 | 0 | #REF! |  |  |  |  | 0
| Avg. Replacement Demand (W) | 0 | 0 | 0 | 0 | 0 | 0 | 0 | 0 | 0 | 0 | 0 | 0 | 0 | 0 | 0 | 0 | 0 | 0 | 0 | 0 | 0 | 0 | 0 | 0 | 0 | 0 | 0 | 0 | 0 | 0 | 0 | #REF! |  |  |  |  | 2.9366
Tech Forecast Stock
| Year | Year 0 | Year 1 | Year 2 | Year 3 | Year 4 | Year 5 | Year 6 | Year 7 | Year 8 | Year 9 | Year 10 | Year 11 | Year 12 | Year 13 | Year 14 | Year 15 | Year 16 | Year 17 | Year 18 | Year 19 | Year 20 | Year 21 | Year 22 | Year 23 | Year 24 | Year 25 | Year 26 | Year 27 | Year 28 | Year 29 | Year 30
| E1 | 0 | 0 | 0 | 0 | 0 | 0 | 0 | 0 | 0 | 0 | 0 | 0 | 0 | 0 | 0 | 0 | 0 | 0 | 0 | 0 | 0 | 0 | 0 | 0 | 0 | 0 | 0 | 0 | 0 | 0 | 0
| E2 | 0 | 0 | 0 | 0 | 0 | 0 | 0 | 0 | 0 | 0 | 0 | 0 | 0 | 0 | 0 | 0 | 0 | 0 | 0 | 0 | 0 | 0 | 0 | 0 | 0 | 0 | 0 | 0 | 0 | 0 | 0
| E3 | 0 | 0 | 0 | 0 | 0 | 0 | 0 | 0 | 0 | 0 | 0 | 0 | 0 | 0 | 0 | 0 | 0 | 0 | 0 | 0 | 0 | 0 | 0 | 0 | 0 | 0 | 0 | 0 | 0 | 0 | 0
| E4 | 0 | 0 | 0 | 0 | 0 | 0 | 0 | 0 | 0 | 0 | 0 | 0 | 0 | 0 | 0 | 0 | 0 | 0 | 0 | 0 | 0 | 0 | 0 | 0 | 0 | 0 | 0 | 0 | 0 | 0 | 0
| E5 | 0 | 0 | 0 | 0 | 0 | 0 | 0 | 0 | 0 | 0 | 0 | 0 | 0 | 0 | 0 | 0 | 0 | 0 | 0 | 0 | 0 | 0 | 0 | 0 | 0 | 0 | 0 | 0 | 0 | 0 | 0
| E6 | 0 | 0 | 0 | 0 | 0 | 0 | 0 | 0 | 0 | 0 | 0 | 0 | 0 | 0 | 0 | 0 | 0 | 0 | 0 | 0 | 0 | 0 | 0 | 0 | 0 | 0 | 0 | 0 | 0 | 0 | 0
| E7 | 0 | 0 | 0 | 0 | 0 | 0 | 0 | 0 | 0 | 0 | 0 | 0 | 0 | 0 | 0 | 0 | 0 | 0 | 0 | 0 | 0 | 0 | 0 | 0 | 0 | 0 | 0 | 0 | 0 | 0 | 0
| E8 | 0 | 0 | 0 | 0 | 0 | 0 | 0 | 0 | 0 | 0 | 0 | 0 | 0 | 0 | 0 | 0 | 0 | 0 | 0 | 0 | 0 | 0 | 0 | 0 | 0 | 0 | 0 | 0 | 0 | 0 | 0
| E9 | 0 | 0 | 0 | 0 | 0 | 0 | 0 | 0 | 0 | 0 | 0 | 0 | 0 | 0 | 0 | 0 | 0 | 0 | 0 | 0 | 0 | 0 | 0 | 0 | 0 | 0 | 0 | 0 | 0 | 0 | 0
| E10 | 0 | 0 | 0 | 0 | 0 | 0 | 0 | 0 | 0 | 0 | 0 | 0 | 0 | 0 | 0 | 0 | 0 | 0 | 0 | 0 | 0 | 0 | 0 | 0 | 0 | 0 | 0 | 0 | 0 | 0 | 0
| Vintage | 0 | 0 | 0 | 0 | 0 | 0 | 0 | 0 | 0 | 0 | 0 | 0 | 0 | 0 | 0 | 0 | 0 | 0 | 0 | 0 | 0 | 0 | 0 | 0 | 0 | 0 | 0 | 0 | 0 | 0 | 0
Stock for Switching
| Year | Year 0 | Year 1 | Year 2 | Year 3 | Year 4 | Year 5 | Year 6 | Year 7 | Year 8 | Year 9 | Year 10 | Year 11 | Year 12 | Year 13 | Year 14 | Year 15 | Year 16 | Year 17 | Year 18 | Year 19 | Year 20 | Year 21 | Year 22 | Year 23 | Year 24 | Year 25 | Year 26 | Year 27 | Year 28 | Year 29 | Year 30
| E1 | 0 | 0 | 0 | 0 | 0 | 0 | 0 | 0 | 0 | 0 | 0 | 0 | 0 | 0 | 0 | 0 | 0 | 0 | 0 | 0 | 0 | 0 | 0 | 0 | 0 | 0 | 0 | 0 | 0 | 0 | 0 | 0_E1_SysStock
| E2 | 0 | 0 | 0 | 0 | 0 | 0 | 0 | 0 | 0 | 0 | 0 | 0 | 0 | 0 | 0 | 0 | 0 | 0 | 0 | 0 | 0 | 0 | 0 | 0 | 0 | 0 | 0 | 0 | 0 | 0 | 0 | 0_E2_SysStock
| E3 | 0 | 0 | 0 | 0 | 0 | 0 | 0 | 0 | 0 | 0 | 0 | 0 | 0 | 0 | 0 | 0 | 0 | 0 | 0 | 0 | 0 | 0 | 0 | 0 | 0 | 0 | 0 | 0 | 0 | 0 | 0 | 0_E3_SysStock
| E4 | 0 | 0 | 0 | 0 | 0 | 0 | 0 | 0 | 0 | 0 | 0 | 0 | 0 | 0 | 0 | 0 | 0 | 0 | 0 | 0 | 0 | 0 | 0 | 0 | 0 | 0 | 0 | 0 | 0 | 0 | 0 | 0_E4_SysStock
| E5 | 0 | 0 | 0 | 0 | 0 | 0 | 0 | 0 | 0 | 0 | 0 | 0 | 0 | 0 | 0 | 0 | 0 | 0 | 0 | 0 | 0 | 0 | 0 | 0 | 0 | 0 | 0 | 0 | 0 | 0 | 0 | 0_E5_SysStock
| E6 | 0 | 0 | 0 | 0 | 0 | 0 | 0 | 0 | 0 | 0 | 0 | 0 | 0 | 0 | 0 | 0 | 0 | 0 | 0 | 0 | 0 | 0 | 0 | 0 | 0 | 0 | 0 | 0 | 0 | 0 | 0 | 0_E6_SysStock
| E7 | 0 | 0 | 0 | 0 | 0 | 0 | 0 | 0 | 0 | 0 | 0 | 0 | 0 | 0 | 0 | 0 | 0 | 0 | 0 | 0 | 0 | 0 | 0 | 0 | 0 | 0 | 0 | 0 | 0 | 0 | 0 | 0_E7_SysStock
| E8 | 0 | 0 | 0 | 0 | 0 | 0 | 0 | 0 | 0 | 0 | 0 | 0 | 0 | 0 | 0 | 0 | 0 | 0 | 0 | 0 | 0 | 0 | 0 | 0 | 0 | 0 | 0 | 0 | 0 | 0 | 0 | 0_E8_SysStock
| E9 | 0 | 0 | 0 | 0 | 0 | 0 | 0 | 0 | 0 | 0 | 0 | 0 | 0 | 0 | 0 | 0 | 0 | 0 | 0 | 0 | 0 | 0 | 0 | 0 | 0 | 0 | 0 | 0 | 0 | 0 | 0 | 0_E9_SysStock
| E10 | 0 | 0 | 0 | 0 | 0 | 0 | 0 | 0 | 0 | 0 | 0 | 0 | 0 | 0 | 0 | 0 | 0 | 0 | 0 | 0 | 0 | 0 | 0 | 0 | 0 | 0 | 0 | 0 | 0 | 0 | 0 | 0_E10_SysStock
| Vintage | 0 | 0 | 0 | 0 | 0 | 0 | 0 | 0 | 0 | 0 | 0 | 0 | 0 | 0 | 0 | 0 | 0 | 0 | 0 | 0 | 0 | 0 | 0 | 0 | 0 | 0 | 0 | 0 | 0 | 0 | 0 | 0_Vintage_SysStock
Tech Forecast Purchases
| Year | Year 0 | Year 1 | Year 2 | Year 3 | Year 4 | Year 5 | Year 6 | Year 7 | Year 8 | Year 9 | Year 10 | Year 11 | Year 12 | Year 13 | Year 14 | Year 15 | Year 16 | Year 17 | Year 18 | Year 19 | Year 20 | Year 21 | Year 22 | Year 23 | Year 24 | Year 25 | Year 26 | Year 27 | Year 28 | Year 29 | Year 30
| E1 | 0 | 0 | 0 | 0 | 0 | 0 | 0 | 0 | 0 | 0 | 0 | 0 | 0 | 0 | 0 | 0 | 0 | 0 | 0 | 0 | 0 | 0 | 0 | 0 | 0 | 0 | 0 | 0 | 0 | 0 | 0
| E2 | 0 | 0 | 0 | 0 | 0 | 0 | 0 | 0 | 0 | 0 | 0 | 0 | 0 | 0 | 0 | 0 | 0 | 0 | 0 | 0 | 0 | 0 | 0 | 0 | 0 | 0 | 0 | 0 | 0 | 0 | 0
| E3 | 0 | 0 | 0 | 0 | 0 | 0 | 0 | 0 | 0 | 0 | 0 | 0 | 0 | 0 | 0 | 0 | 0 | 0 | 0 | 0 | 0 | 0 | 0 | 0 | 0 | 0 | 0 | 0 | 0 | 0 | 0
| E4 | 0 | 0 | 0 | 0 | 0 | 0 | 0 | 0 | 0 | 0 | 0 | 0 | 0 | 0 | 0 | 0 | 0 | 0 | 0 | 0 | 0 | 0 | 0 | 0 | 0 | 0 | 0 | 0 | 0 | 0 | 0
| E5 | 0 | 0 | 0 | 0 | 0 | 0 | 0 | 0 | 0 | 0 | 0 | 0 | 0 | 0 | 0 | 0 | 0 | 0 | 0 | 0 | 0 | 0 | 0 | 0 | 0 | 0 | 0 | 0 | 0 | 0 | 0
| E6 | 0 | 0 | 0 | 0 | 0 | 0 | 0 | 0 | 0 | 0 | 0 | 0 | 0 | 0 | 0 | 0 | 0 | 0 | 0 | 0 | 0 | 0 | 0 | 0 | 0 | 0 | 0 | 0 | 0 | 0 | 0
| E7 | 0 | 0 | 0 | 0 | 0 | 0 | 0 | 0 | 0 | 0 | 0 | 0 | 0 | 0 | 0 | 0 | 0 | 0 | 0 | 0 | 0 | 0 | 0 | 0 | 0 | 0 | 0 | 0 | 0 | 0 | 0
| E8 | 0 | 0 | 0 | 0 | 0 | 0 | 0 | 0 | 0 | 0 | 0 | 0 | 0 | 0 | 0 | 0 | 0 | 0 | 0 | 0 | 0 | 0 | 0 | 0 | 0 | 0 | 0 | 0 | 0 | 0 | 0
| E9 | 0 | 0 | 0 | 0 | 0 | 0 | 0 | 0 | 0 | 0 | 0 | 0 | 0 | 0 | 0 | 0 | 0 | 0 | 0 | 0 | 0 | 0 | 0 | 0 | 0 | 0 | 0 | 0 | 0 | 0 | 0
| E10 | 0 | 0 | 0 | 0 | 0 | 0 | 0 | 0 | 0 | 0 | 0 | 0 | 0 | 0 | 0 | 0 | 0 | 0 | 0 | 0 | 0 | 0 | 0 | 0 | 0 | 0 | 0 | 0 | 0 | 0 | 0
Potential to Switch
| Year | Year 0 | Year 1 | Year 2 | Year 3 | Year 4 | Year 5 | Year 6 | Year 7 | Year 8 | Year 9 | Year 10 | Year 11 | Year 12 | Year 13 | Year 14 | Year 15 | Year 16 | Year 17 | Year 18 | Year 19 | Year 20 | Year 21 | Year 22 | Year 23 | Year 24 | Year 25 | Year 26 | Year 27 | Year 28 | Year 29 | Year 30
| E1 | 0 | 0 | 0 | 0 | 0 | 0 | 0 | 0 | 0 | 0 | 0 | 0 | 0 | 0 | 0 | 0 | 0 | 0 | 0 | 0 | 0 | 0 | 0 | 0 | 0 | 0 | 0 | 0 | 0 | 0 | 0 | 0_E1_Switched Out
| E2 | 0 | 0 | 0 | 0 | 0 | 0 | 0 | 0 | 0 | 0 | 0 | 0 | 0 | 0 | 0 | 0 | 0 | 0 | 0 | 0 | 0 | 0 | 0 | 0 | 0 | 0 | 0 | 0 | 0 | 0 | 0 | 0_E2_Switched Out
| E3 | 0 | 0 | 0 | 0 | 0 | 0 | 0 | 0 | 0 | 0 | 0 | 0 | 0 | 0 | 0 | 0 | 0 | 0 | 0 | 0 | 0 | 0 | 0 | 0 | 0 | 0 | 0 | 0 | 0 | 0 | 0 | 0_E3_Switched Out
| E4 | 0 | 0 | 0 | 0 | 0 | 0 | 0 | 0 | 0 | 0 | 0 | 0 | 0 | 0 | 0 | 0 | 0 | 0 | 0 | 0 | 0 | 0 | 0 | 0 | 0 | 0 | 0 | 0 | 0 | 0 | 0 | 0_E4_Switched Out
| E5 | 0 | 0 | 0 | 0 | 0 | 0 | 0 | 0 | 0 | 0 | 0 | 0 | 0 | 0 | 0 | 0 | 0 | 0 | 0 | 0 | 0 | 0 | 0 | 0 | 0 | 0 | 0 | 0 | 0 | 0 | 0 | 0_E5_Switched Out
| E6 | 0 | 0 | 0 | 0 | 0 | 0 | 0 | 0 | 0 | 0 | 0 | 0 | 0 | 0 | 0 | 0 | 0 | 0 | 0 | 0 | 0 | 0 | 0 | 0 | 0 | 0 | 0 | 0 | 0 | 0 | 0 | 0_E6_Switched Out
| E7 | 0 | 0 | 0 | 0 | 0 | 0 | 0 | 0 | 0 | 0 | 0 | 0 | 0 | 0 | 0 | 0 | 0 | 0 | 0 | 0 | 0 | 0 | 0 | 0 | 0 | 0 | 0 | 0 | 0 | 0 | 0 | 0_E7_Switched Out
| E8 | 0 | 0 | 0 | 0 | 0 | 0 | 0 | 0 | 0 | 0 | 0 | 0 | 0 | 0 | 0 | 0 | 0 | 0 | 0 | 0 | 0 | 0 | 0 | 0 | 0 | 0 | 0 | 0 | 0 | 0 | 0 | 0_E8_Switched Out
| E9 | 0 | 0 | 0 | 0 | 0 | 0 | 0 | 0 | 0 | 0 | 0 | 0 | 0 | 0 | 0 | 0 | 0 | 0 | 0 | 0 | 0 | 0 | 0 | 0 | 0 | 0 | 0 | 0 | 0 | 0 | 0 | 0_E9_Switched Out
| E10 | 0 | 0 | 0 | 0 | 0 | 0 | 0 | 0 | 0 | 0 | 0 | 0 | 0 | 0 | 0 | 0 | 0 | 0 | 0 | 0 | 0 | 0 | 0 | 0 | 0 | 0 | 0 | 0 | 0 | 0 | 0 | 0_E10_Switched Out
Units Out
| E1 | 0 | 0 | 0 | 0 | 0 | 0 | 0 | 0 | 0 | 0 | 0 | 0 | 0 | 0 | 0 | 0 | 0 | 0 | 0 | 0 | 0 | 0 | 0 | 0 | 0 | 0 | 0 | 0 | 0 | 0 | 0
| E2 | 0 | 0 | 0 | 0 | 0 | 0 | 0 | 0 | 0 | 0 | 0 | 0 | 0 | 0 | 0 | 0 | 0 | 0 | 0 | 0 | 0 | 0 | 0 | 0 | 0 | 0 | 0 | 0 | 0 | 0 | 0
| E3 | 0 | 0 | 0 | 0 | 0 | 0 | 0 | 0 | 0 | 0 | 0 | 0 | 0 | 0 | 0 | 0 | 0 | 0 | 0 | 0 | 0 | 0 | 0 | 0 | 0 | 0 | 0 | 0 | 0 | 0 | 0
| E4 | 0 | 0 | 0 | 0 | 0 | 0 | 0 | 0 | 0 | 0 | 0 | 0 | 0 | 0 | 0 | 0 | 0 | 0 | 0 | 0 | 0 | 0 | 0 | 0 | 0 | 0 | 0 | 0 | 0 | 0 | 0
| E5 | 0 | 0 | 0 | 0 | 0 | 0 | 0 | 0 | 0 | 0 | 0 | 0 | 0 | 0 | 0 | 0 | 0 | 0 | 0 | 0 | 0 | 0 | 0 | 0 | 0 | 0 | 0 | 0 | 0 | 0 | 0
| E6 | 0 | 0 | 0 | 0 | 0 | 0 | 0 | 0 | 0 | 0 | 0 | 0 | 0 | 0 | 0 | 0 | 0 | 0 | 0 | 0 | 0 | 0 | 0 | 0 | 0 | 0 | 0 | 0 | 0 | 0 | 0
| E7 | 0 | 0 | 0 | 0 | 0 | 0 | 0 | 0 | 0 | 0 | 0 | 0 | 0 | 0 | 0 | 0 | 0 | 0 | 0 | 0 | 0 | 0 | 0 | 0 | 0 | 0 | 0 | 0 | 0 | 0 | 0
| E8 | 0 | 0 | 0 | 0 | 0 | 0 | 0 | 0 | 0 | 0 | 0 | 0 | 0 | 0 | 0 | 0 | 0 | 0 | 0 | 0 | 0 | 0 | 0 | 0 | 0 | 0 | 0 | 0 | 0 | 0 | 0
| E9 | 0 | 0 | 0 | 0 | 0 | 0 | 0 | 0 | 0 | 0 | 0 | 0 | 0 | 0 | 0 | 0 | 0 | 0 | 0 | 0 | 0 | 0 | 0 | 0 | 0 | 0 | 0 | 0 | 0 | 0 | 0
| E10 | 0 | 0 | 0 | 0 | 0 | 0 | 0 | 0 | 0 | 0 | 0 | 0 | 0 | 0 | 0 | 0 | 0 | 0 | 0 | 0 | 0 | 0 | 0 | 0 | 0 | 0 | 0 | 0 | 0 | 0 | 0
| Vintage | 0 | 0 | 0 | 0 | 0 | 0 | 0 | 0 | 0 | 0 | 0 | 0 | 0 | 0 | 0 | 0 | 0 | 0 | 0 | 0 | 0 | 0 | 0 | 0 | 0 | 0 | 0 | 0 | 0 | 0 | 0
Tech Purchase Shares
| Year | Year 0 | Year 1 | Year 2 | Year 3 | Year 4 | Year 5 | Year 6 | Year 7 | Year 8 | Year 9 | Year 10 | Year 11 | Year 12 | Year 13 | Year 14 | Year 15 | Year 16 | Year 17 | Year 18 | Year 19 | Year 20 | Year 21 | Year 22 | Year 23 | Year 24 | Year 25 | Year 26 | Year 27 | Year 28 | Year 29 | Year 30
E1 | bar: Year 0 to Year 30
E2 | bar: Year 0 to Year 30
E3 | bar: Year 0 to Year 30
E4 | bar: Year 0 to Year 30
E5 | bar: Year 0 to Year 30
E6 | bar: Year 0 to Year 30
E7 | bar: Year 0 to Year 30
E8 | bar: Year 0 to Year 30
E9 | bar: Year 0 to Year 30
E10 | bar: Year 0 to Year 30
Units In from Switching
| E1 | 0 | 0 | 0 | 0 | 0 | 0 | 0 | 0 | 0 | 0 | 0 | 0 | 0 | 0 | 0 | 0 | 0 | 0 | 0 | 0 | 0 | 0 | 0 | 0 | 0 | 0 | 0 | 0 | 0 | 0 | 0
| E2 | 0 | 0 | 0 | 0 | 0 | 0 | 0 | 0 | 0 | 0 | 0 | 0 | 0 | 0 | 0 | 0 | 0 | 0 | 0 | 0 | 0 | 0 | 0 | 0 | 0 | 0 | 0 | 0 | 0 | 0 | 0
| E3 | 0 | 0 | 0 | 0 | 0 | 0 | 0 | 0 | 0 | 0 | 0 | 0 | 0 | 0 | 0 | 0 | 0 | 0 | 0 | 0 | 0 | 0 | 0 | 0 | 0 | 0 | 0 | 0 | 0 | 0 | 0
| E4 | 0 | 0 | 0 | 0 | 0 | 0 | 0 | 0 | 0 | 0 | 0 | 0 | 0 | 0 | 0 | 0 | 0 | 0 | 0 | 0 | 0 | 0 | 0 | 0 | 0 | 0 | 0 | 0 | 0 | 0 | 0
| E5 | 0 | 0 | 0 | 0 | 0 | 0 | 0 | 0 | 0 | 0 | 0 | 0 | 0 | 0 | 0 | 0 | 0 | 0 | 0 | 0 | 0 | 0 | 0 | 0 | 0 | 0 | 0 | 0 | 0 | 0 | 0
| E6 | 0 | 0 | 0 | 0 | 0 | 0 | 0 | 0 | 0 | 0 | 0 | 0 | 0 | 0 | 0 | 0 | 0 | 0 | 0 | 0 | 0 | 0 | 0 | 0 | 0 | 0 | 0 | 0 | 0 | 0 | 0
| E7 | 0 | 0 | 0 | 0 | 0 | 0 | 0 | 0 | 0 | 0 | 0 | 0 | 0 | 0 | 0 | 0 | 0 | 0 | 0 | 0 | 0 | 0 | 0 | 0 | 0 | 0 | 0 | 0 | 0 | 0 | 0
| E8 | 0 | 0 | 0 | 0 | 0 | 0 | 0 | 0 | 0 | 0 | 0 | 0 | 0 | 0 | 0 | 0 | 0 | 0 | 0 | 0 | 0 | 0 | 0 | 0 | 0 | 0 | 0 | 0 | 0 | 0 | 0
| E9 | 0 | 0 | 0 | 0 | 0 | 0 | 0 | 0 | 0 | 0 | 0 | 0 | 0 | 0 | 0 | 0 | 0 | 0 | 0 | 0 | 0 | 0 | 0 | 0 | 0 | 0 | 0 | 0 | 0 | 0 | 0
| E10 | 0 | 0 | 0 | 0 | 0 | 0 | 0 | 0 | 0 | 0 | 0 | 0 | 0 | 0 | 0 | 0 | 0 | 0 | 0 | 0 | 0 | 0 | 0 | 0 | 0 | 0 | 0 | 0 | 0 | 0 | 0
| Vintage | 0 | 0 | 0 | 0 | 0 | 0 | 0 | 0 | 0 | 0 | 0 | 0 | 0 | 0 | 0 | 0 | 0 | 0 | 0 | 0 | 0 | 0 | 0 | 0 | 0 | 0 | 0 | 0 | 0 | 0 | 0
Net Change
| Year | Year 0 | Year 1 | Year 2 | Year 3 | Year 4 | Year 5 | Year 6 | Year 7 | Year 8 | Year 9 | Year 10 | Year 11 | Year 12 | Year 13 | Year 14 | Year 15 | Year 16 | Year 17 | Year 18 | Year 19 | Year 20 | Year 21 | Year 22 | Year 23 | Year 24 | Year 25 | Year 26 | Year 27 | Year 28 | Year 29 | Year 30 | Key
| Units | 0 | 0 | 0 | 0 | 0 | 0 | 0 | 0 | 0 | 0 | 0 | 0 | 0 | 0 | 0 | 0 | 0 | 0 | 0 | 0 | 0 | 0 | 0 | 0 | 0 | 0 | 0 | 0 | 0 | 0 | 0 | 0_Units |  |  |  |  | 301957.8232
| Usage | 0 | 0 | 0 | 0 | 0 | 0 | 0 | 0 | 0 | 0 | 0 | 0 | 0 | 0 | 0 | 0 | 0 | 0 | 0 | 0 | 0 | 0 | 0 | 0 | 0 | 0 | 0 | 0 | 0 | 0 | 0 | 0_Usage |  |  |  |  | 1698.6543
| Peak Demand (S) | 0 | 0 | 0 | 0 | 0 | 0 | 0 | 0 | 0 | 0 | 0 | 0 | 0 | 0 | 0 | 0 | 0 | 0 | 0 | 0 | 0 | 0 | 0 | 0 | 0 | 0 | 0 | 0 | 0 | 0 | 0 | 0_Peak Demand (S) |  |  |  |  | 0
| Peak Demand (W) | 0 | 0 | 0 | 0 | 0 | 0 | 0 | 0 | 0 | 0 | 0 | 0 | 0 | 0 | 0 | 0 | 0 | 0 | 0 | 0 | 0 | 0 | 0 | 0 | 0 | 0 | 0 | 0 | 0 | 0 | 0 | 0_Peak Demand (W) |  |  |  |  | 884.6119
| Turnover | 0 | 0 | 0 | 0 | 0 | 0 | 0 | 0 | 0 | 0 | 0 | 0 | 0 | 0 | 0 | 0 | 0 | 0 | 0 | 0 | 0 | 0 | 0 | 0 | 0 | 0 | 0 | 0 | 0 | 0 | 0 | 0_Turnover |  |  |  |  | 6885.4476
| Avg. Replacement Usage | 0 | 0 | 0 | 0 | 0 | 0 | 0 | 0 | 0 | 0 | 0 | 0 | 0 | 0 | 0 | 0 | 0 | 0 | 0 | 0 | 0 | 0 | 0 | 0 | 0 | 0 | 0 | 0 | 0 | 0 | 0 | 0_Avg. Replacement Usage |  |  |  |  | 5638.8522
| Avg. Replacement Demand (S) | 0 | 0 | 0 | 0 | 0 | 0 | 0 | 0 | 0 | 0 | 0 | 0 | 0 | 0 | 0 | 0 | 0 | 0 | 0 | 0 | 0 | 0 | 0 | 0 | 0 | 0 | 0 | 0 | 0 | 0 | 0 | 0_Avg. Replacement Demand (S) |  |  |  |  | 0
| Avg. Replacement Demand (W) | 0 | 0 | 0 | 0 | 0 | 0 | 0 | 0 | 0 | 0 | 0 | 0 | 0 | 0 | 0 | 0 | 0 | 0 | 0 | 0 | 0 | 0 | 0 | 0 | 0 | 0 | 0 | 0 | 0 | 0 | 0 | 0_Avg. Replacement Demand (W) |  |  |  |  | 2.9366
Purchases
| Year | Year 0 | Year 1 | Year 2 | Year 3 | Year 4 | Year 5 | Year 6 | Year 7 | Year 8 | Year 9 | Year 10 | Year 11 | Year 12 | Year 13 | Year 14 | Year 15 | Year 16 | Year 17 | Year 18 | Year 19 | Year 20 | Year 21 | Year 22 | Year 23 | Year 24 | Year 25 | Year 26 | Year 27 | Year 28 | Year 29 | Year 30
| E1 | 0 | 0 | 0 | 0 | 0 | 0 | 0 | 0 | 0 | 0 | 0 | 0 | 0 | 0 | 0 | 0 | 0 | 0 | 0 | 0 | 0 | 0 | 0 | 0 | 0 | 0 | 0 | 0 | 0 | 0 | 0 | 0_E1_Purchases |  |  |  |  | 6885.4476
| E2 | 0 | 0 | 0 | 0 | 0 | 0 | 0 | 0 | 0 | 0 | 0 | 0 | 0 | 0 | 0 | 0 | 0 | 0 | 0 | 0 | 0 | 0 | 0 | 0 | 0 | 0 | 0 | 0 | 0 | 0 | 0 | 0_E2_Purchases |  |  |  |  | 0
| E3 | 0 | 0 | 0 | 0 | 0 | 0 | 0 | 0 | 0 | 0 | 0 | 0 | 0 | 0 | 0 | 0 | 0 | 0 | 0 | 0 | 0 | 0 | 0 | 0 | 0 | 0 | 0 | 0 | 0 | 0 | 0 | 0_E3_Purchases |  |  |  |  | 0
| E4 | 0 | 0 | 0 | 0 | 0 | 0 | 0 | 0 | 0 | 0 | 0 | 0 | 0 | 0 | 0 | 0 | 0 | 0 | 0 | 0 | 0 | 0 | 0 | 0 | 0 | 0 | 0 | 0 | 0 | 0 | 0 | 0_E4_Purchases |  |  |  |  | 0
| E5 | 0 | 0 | 0 | 0 | 0 | 0 | 0 | 0 | 0 | 0 | 0 | 0 | 0 | 0 | 0 | 0 | 0 | 0 | 0 | 0 | 0 | 0 | 0 | 0 | 0 | 0 | 0 | 0 | 0 | 0 | 0 | 0_E5_Purchases |  |  |  |  | 0
| E6 | 0 | 0 | 0 | 0 | 0 | 0 | 0 | 0 | 0 | 0 | 0 | 0 | 0 | 0 | 0 | 0 | 0 | 0 | 0 | 0 | 0 | 0 | 0 | 0 | 0 | 0 | 0 | 0 | 0 | 0 | 0 | 0_E6_Purchases |  |  |  |  | 0
| E7 | 0 | 0 | 0 | 0 | 0 | 0 | 0 | 0 | 0 | 0 | 0 | 0 | 0 | 0 | 0 | 0 | 0 | 0 | 0 | 0 | 0 | 0 | 0 | 0 | 0 | 0 | 0 | 0 | 0 | 0 | 0 | 0_E7_Purchases |  |  |  |  | 0
| E8 | 0 | 0 | 0 | 0 | 0 | 0 | 0 | 0 | 0 | 0 | 0 | 0 | 0 | 0 | 0 | 0 | 0 | 0 | 0 | 0 | 0 | 0 | 0 | 0 | 0 | 0 | 0 | 0 | 0 | 0 | 0 | 0_E8_Purchases |  |  |  |  | 0
| E9 | 0 | 0 | 0 | 0 | 0 | 0 | 0 | 0 | 0 | 0 | 0 | 0 | 0 | 0 | 0 | 0 | 0 | 0 | 0 | 0 | 0 | 0 | 0 | 0 | 0 | 0 | 0 | 0 | 0 | 0 | 0 | 0_E9_Purchases |  |  |  |  | 0
| E10 | 0 | 0 | 0 | 0 | 0 | 0 | 0 | 0 | 0 | 0 | 0 | 0 | 0 | 0 | 0 | 0 | 0 | 0 | 0 | 0 | 0 | 0 | 0 | 0 | 0 | 0 | 0 | 0 | 0 | 0 | 0 | 0_E10_Purchases |  |  |  |  | 0
Stock
| Year | Year 0 | Year 1 | Year 2 | Year 3 | Year 4 | Year 5 | Year 6 | Year 7 | Year 8 | Year 9 | Year 10 | Year 11 | Year 12 | Year 13 | Year 14 | Year 15 | Year 16 | Year 17 | Year 18 | Year 19 | Year 20 | Year 21 | Year 22 | Year 23 | Year 24 | Year 25 | Year 26 | Year 27 | Year 28 | Year 29 | Year 30
| E1 | 0 | 0 | 0 | 0 | 0 | 0 | 0 | 0 | 0 | 0 | 0 | 0 | 0 | 0 | 0 | 0 | 0 | 0 | 0 | 0 | 0 | 0 | 0 | 0 | 0 | 0 | 0 | 0 | 0 | 0 | 0 | 0_E1_Stock |  |  |  |  | 13576.6093
| E2 | 0 | 0 | 0 | 0 | 0 | 0 | 0 | 0 | 0 | 0 | 0 | 0 | 0 | 0 | 0 | 0 | 0 | 0 | 0 | 0 | 0 | 0 | 0 | 0 | 0 | 0 | 0 | 0 | 0 | 0 | 0 | 0_E2_Stock |  |  |  |  | 0
| E3 | 0 | 0 | 0 | 0 | 0 | 0 | 0 | 0 | 0 | 0 | 0 | 0 | 0 | 0 | 0 | 0 | 0 | 0 | 0 | 0 | 0 | 0 | 0 | 0 | 0 | 0 | 0 | 0 | 0 | 0 | 0 | 0_E3_Stock |  |  |  |  | 0
| E4 | 0 | 0 | 0 | 0 | 0 | 0 | 0 | 0 | 0 | 0 | 0 | 0 | 0 | 0 | 0 | 0 | 0 | 0 | 0 | 0 | 0 | 0 | 0 | 0 | 0 | 0 | 0 | 0 | 0 | 0 | 0 | 0_E4_Stock |  |  |  |  | 0
| E5 | 0 | 0 | 0 | 0 | 0 | 0 | 0 | 0 | 0 | 0 | 0 | 0 | 0 | 0 | 0 | 0 | 0 | 0 | 0 | 0 | 0 | 0 | 0 | 0 | 0 | 0 | 0 | 0 | 0 | 0 | 0 | 0_E5_Stock |  |  |  |  | 0
| E6 | 0 | 0 | 0 | 0 | 0 | 0 | 0 | 0 | 0 | 0 | 0 | 0 | 0 | 0 | 0 | 0 | 0 | 0 | 0 | 0 | 0 | 0 | 0 | 0 | 0 | 0 | 0 | 0 | 0 | 0 | 0 | 0_E6_Stock |  |  |  |  | 0
| E7 | 0 | 0 | 0 | 0 | 0 | 0 | 0 | 0 | 0 | 0 | 0 | 0 | 0 | 0 | 0 | 0 | 0 | 0 | 0 | 0 | 0 | 0 | 0 | 0 | 0 | 0 | 0 | 0 | 0 | 0 | 0 | 0_E7_Stock |  |  |  |  | 0
| E8 | 0 | 0 | 0 | 0 | 0 | 0 | 0 | 0 | 0 | 0 | 0 | 0 | 0 | 0 | 0 | 0 | 0 | 0 | 0 | 0 | 0 | 0 | 0 | 0 | 0 | 0 | 0 | 0 | 0 | 0 | 0 | 0_E8_Stock |  |  |  |  | 0
| E9 | 0 | 0 | 0 | 0 | 0 | 0 | 0 | 0 | 0 | 0 | 0 | 0 | 0 | 0 | 0 | 0 | 0 | 0 | 0 | 0 | 0 | 0 | 0 | 0 | 0 | 0 | 0 | 0 | 0 | 0 | 0 | 0_E9_Stock |  |  |  |  | 0
| E10 | 0 | 0 | 0 | 0 | 0 | 0 | 0 | 0 | 0 | 0 | 0 | 0 | 0 | 0 | 0 | 0 | 0 | 0 | 0 | 0 | 0 | 0 | 0 | 0 | 0 | 0 | 0 | 0 | 0 | 0 | 0 | 0_E10_Stock |  |  |  |  | 0
| Vintage | 0 | 0 | 0 | 0 | 0 | 0 | 0 | 0 | 0 | 0 | 0 | 0 | 0 | 0 | 0 | 0 | 0 | 0 | 0 | 0 | 0 | 0 | 0 | 0 | 0 | 0 | 0 | 0 | 0 | 0 | 0 | 0_Vintage_Stock |  |  |  |  | 288381.2139
S5C3 |  | Year 0: System 5 Technology 3
Technology Variables
| Tech Key | Year 0: 0
| Peak Factor (S) | Year 0: 0
| Peak Factor (W) | Year 0: 0
| Min Vintage Lifetime | Year 0: 0
| Max Vintage Lifetime | Year 0: 0
| Turnover Style | Year 0: 0
Technology Variables
| Equipment | Year 0: Label; Year 1: Min Lifetime; Year 2: Max Lifetime; Year 3: Degradation; Year 4: Usage; Year 5: Available
| E1 | Year 1: 0; Year 2: 0; Year 3: 0%; Year 4: 0; Year 5: FALSE
| E2 | Year 1: 0; Year 2: 0; Year 3: 0%; Year 4: 0; Year 5: FALSE
| E3 | Year 1: 0; Year 2: 0; Year 3: 0%; Year 4: 0; Year 5: FALSE
| E4 | Year 1: 0; Year 2: 0; Year 3: 0%; Year 4: 0; Year 5: FALSE
| E5 | Year 1: 0; Year 2: 0; Year 3: 0%; Year 4: 0; Year 5: FALSE
| E6 | Year 1: 0; Year 2: 0; Year 3: 0%; Year 4: 0; Year 5: FALSE
| E7 | Year 1: 0; Year 2: 0; Year 3: 0%; Year 4: 0; Year 5: FALSE
| E8 | Year 1: 0; Year 2: 0; Year 3: 0%; Year 4: 0; Year 5: FALSE
| E9 | Year 1: 0; Year 2: 0; Year 3: 0%; Year 4: 0; Year 5: FALSE
| E10 | Year 1: 0; Year 2: 0; Year 3: 0%; Year 4: 0; Year 5: FALSE
Original Forecast Results
| Year | Year 0 | Year 1 | Year 2 | Year 3 | Year 4 | Year 5 | Year 6 | Year 7 | Year 8 | Year 9 | Year 10 | Year 11 | Year 12 | Year 13 | Year 14 | Year 15 | Year 16 | Year 17 | Year 18 | Year 19 | Year 20 | Year 21 | Year 22 | Year 23 | Year 24 | Year 25 | Year 26 | Year 27 | Year 28 | Year 29 | Year 30 | Key
| Units | 0 | 0 | 0 | 0 | 0 | 0 | 0 | 0 | 0 | 0 | 0 | 0 | 0 | 0 | 0 | 0 | 0 | 0 | 0 | 0 | 0 | 0 | 0 | 0 | 0 | 0 | 0 | 0 | 0 | 0 | 0 | #REF! |  |  |  |  | 301957.8232
| Usage | 0 | 0 | 0 | 0 | 0 | 0 | 0 | 0 | 0 | 0 | 0 | 0 | 0 | 0 | 0 | 0 | 0 | 0 | 0 | 0 | 0 | 0 | 0 | 0 | 0 | 0 | 0 | 0 | 0 | 0 | 0 | #REF! |  |  |  |  | 1698.6543
| Peak Demand (S) | 0 | 0 | 0 | 0 | 0 | 0 | 0 | 0 | 0 | 0 | 0 | 0 | 0 | 0 | 0 | 0 | 0 | 0 | 0 | 0 | 0 | 0 | 0 | 0 | 0 | 0 | 0 | 0 | 0 | 0 | 0 | #REF! |  |  |  |  | 0
| Peak Demand (W) | 0 | 0 | 0 | 0 | 0 | 0 | 0 | 0 | 0 | 0 | 0 | 0 | 0 | 0 | 0 | 0 | 0 | 0 | 0 | 0 | 0 | 0 | 0 | 0 | 0 | 0 | 0 | 0 | 0 | 0 | 0 | #REF! |  |  |  |  | 884.6119
| Turnover | 0 | 0 | 0 | 0 | 0 | 0 | 0 | 0 | 0 | 0 | 0 | 0 | 0 | 0 | 0 | 0 | 0 | 0 | 0 | 0 | 0 | 0 | 0 | 0 | 0 | 0 | 0 | 0 | 0 | 0 | 0 | #REF! |  |  |  |  | 6885.4476
| Avg. Replacement Usage | 0 | 0 | 0 | 0 | 0 | 0 | 0 | 0 | 0 | 0 | 0 | 0 | 0 | 0 | 0 | 0 | 0 | 0 | 0 | 0 | 0 | 0 | 0 | 0 | 0 | 0 | 0 | 0 | 0 | 0 | 0 | #REF! |  |  |  |  | 5638.8522
| Avg. Replacement Demand (S) | 0 | 0 | 0 | 0 | 0 | 0 | 0 | 0 | 0 | 0 | 0 | 0 | 0 | 0 | 0 | 0 | 0 | 0 | 0 | 0 | 0 | 0 | 0 | 0 | 0 | 0 | 0 | 0 | 0 | 0 | 0 | #REF! |  |  |  |  | 0
| Avg. Replacement Demand (W) | 0 | 0 | 0 | 0 | 0 | 0 | 0 | 0 | 0 | 0 | 0 | 0 | 0 | 0 | 0 | 0 | 0 | 0 | 0 | 0 | 0 | 0 | 0 | 0 | 0 | 0 | 0 | 0 | 0 | 0 | 0 | #REF! |  |  |  |  | 2.9366
Tech Forecast Stock
| Year | Year 0 | Year 1 | Year 2 | Year 3 | Year 4 | Year 5 | Year 6 | Year 7 | Year 8 | Year 9 | Year 10 | Year 11 | Year 12 | Year 13 | Year 14 | Year 15 | Year 16 | Year 17 | Year 18 | Year 19 | Year 20 | Year 21 | Year 22 | Year 23 | Year 24 | Year 25 | Year 26 | Year 27 | Year 28 | Year 29 | Year 30
| E1 | 0 | 0 | 0 | 0 | 0 | 0 | 0 | 0 | 0 | 0 | 0 | 0 | 0 | 0 | 0 | 0 | 0 | 0 | 0 | 0 | 0 | 0 | 0 | 0 | 0 | 0 | 0 | 0 | 0 | 0 | 0
| E2 | 0 | 0 | 0 | 0 | 0 | 0 | 0 | 0 | 0 | 0 | 0 | 0 | 0 | 0 | 0 | 0 | 0 | 0 | 0 | 0 | 0 | 0 | 0 | 0 | 0 | 0 | 0 | 0 | 0 | 0 | 0
| E3 | 0 | 0 | 0 | 0 | 0 | 0 | 0 | 0 | 0 | 0 | 0 | 0 | 0 | 0 | 0 | 0 | 0 | 0 | 0 | 0 | 0 | 0 | 0 | 0 | 0 | 0 | 0 | 0 | 0 | 0 | 0
| E4 | 0 | 0 | 0 | 0 | 0 | 0 | 0 | 0 | 0 | 0 | 0 | 0 | 0 | 0 | 0 | 0 | 0 | 0 | 0 | 0 | 0 | 0 | 0 | 0 | 0 | 0 | 0 | 0 | 0 | 0 | 0
| E5 | 0 | 0 | 0 | 0 | 0 | 0 | 0 | 0 | 0 | 0 | 0 | 0 | 0 | 0 | 0 | 0 | 0 | 0 | 0 | 0 | 0 | 0 | 0 | 0 | 0 | 0 | 0 | 0 | 0 | 0 | 0
| E6 | 0 | 0 | 0 | 0 | 0 | 0 | 0 | 0 | 0 | 0 | 0 | 0 | 0 | 0 | 0 | 0 | 0 | 0 | 0 | 0 | 0 | 0 | 0 | 0 | 0 | 0 | 0 | 0 | 0 | 0 | 0
| E7 | 0 | 0 | 0 | 0 | 0 | 0 | 0 | 0 | 0 | 0 | 0 | 0 | 0 | 0 | 0 | 0 | 0 | 0 | 0 | 0 | 0 | 0 | 0 | 0 | 0 | 0 | 0 | 0 | 0 | 0 | 0
| E8 | 0 | 0 | 0 | 0 | 0 | 0 | 0 | 0 | 0 | 0 | 0 | 0 | 0 | 0 | 0 | 0 | 0 | 0 | 0 | 0 | 0 | 0 | 0 | 0 | 0 | 0 | 0 | 0 | 0 | 0 | 0
| E9 | 0 | 0 | 0 | 0 | 0 | 0 | 0 | 0 | 0 | 0 | 0 | 0 | 0 | 0 | 0 | 0 | 0 | 0 | 0 | 0 | 0 | 0 | 0 | 0 | 0 | 0 | 0 | 0 | 0 | 0 | 0
| E10 | 0 | 0 | 0 | 0 | 0 | 0 | 0 | 0 | 0 | 0 | 0 | 0 | 0 | 0 | 0 | 0 | 0 | 0 | 0 | 0 | 0 | 0 | 0 | 0 | 0 | 0 | 0 | 0 | 0 | 0 | 0
| Vintage | 0 | 0 | 0 | 0 | 0 | 0 | 0 | 0 | 0 | 0 | 0 | 0 | 0 | 0 | 0 | 0 | 0 | 0 | 0 | 0 | 0 | 0 | 0 | 0 | 0 | 0 | 0 | 0 | 0 | 0 | 0
Stock for Switching
| Year | Year 0 | Year 1 | Year 2 | Year 3 | Year 4 | Year 5 | Year 6 | Year 7 | Year 8 | Year 9 | Year 10 | Year 11 | Year 12 | Year 13 | Year 14 | Year 15 | Year 16 | Year 17 | Year 18 | Year 19 | Year 20 | Year 21 | Year 22 | Year 23 | Year 24 | Year 25 | Year 26 | Year 27 | Year 28 | Year 29 | Year 30
| E1 | 0 | 0 | 0 | 0 | 0 | 0 | 0 | 0 | 0 | 0 | 0 | 0 | 0 | 0 | 0 | 0 | 0 | 0 | 0 | 0 | 0 | 0 | 0 | 0 | 0 | 0 | 0 | 0 | 0 | 0 | 0 | 0_E1_SysStock
| E2 | 0 | 0 | 0 | 0 | 0 | 0 | 0 | 0 | 0 | 0 | 0 | 0 | 0 | 0 | 0 | 0 | 0 | 0 | 0 | 0 | 0 | 0 | 0 | 0 | 0 | 0 | 0 | 0 | 0 | 0 | 0 | 0_E2_SysStock
| E3 | 0 | 0 | 0 | 0 | 0 | 0 | 0 | 0 | 0 | 0 | 0 | 0 | 0 | 0 | 0 | 0 | 0 | 0 | 0 | 0 | 0 | 0 | 0 | 0 | 0 | 0 | 0 | 0 | 0 | 0 | 0 | 0_E3_SysStock
| E4 | 0 | 0 | 0 | 0 | 0 | 0 | 0 | 0 | 0 | 0 | 0 | 0 | 0 | 0 | 0 | 0 | 0 | 0 | 0 | 0 | 0 | 0 | 0 | 0 | 0 | 0 | 0 | 0 | 0 | 0 | 0 | 0_E4_SysStock
| E5 | 0 | 0 | 0 | 0 | 0 | 0 | 0 | 0 | 0 | 0 | 0 | 0 | 0 | 0 | 0 | 0 | 0 | 0 | 0 | 0 | 0 | 0 | 0 | 0 | 0 | 0 | 0 | 0 | 0 | 0 | 0 | 0_E5_SysStock
| E6 | 0 | 0 | 0 | 0 | 0 | 0 | 0 | 0 | 0 | 0 | 0 | 0 | 0 | 0 | 0 | 0 | 0 | 0 | 0 | 0 | 0 | 0 | 0 | 0 | 0 | 0 | 0 | 0 | 0 | 0 | 0 | 0_E6_SysStock
| E7 | 0 | 0 | 0 | 0 | 0 | 0 | 0 | 0 | 0 | 0 | 0 | 0 | 0 | 0 | 0 | 0 | 0 | 0 | 0 | 0 | 0 | 0 | 0 | 0 | 0 | 0 | 0 | 0 | 0 | 0 | 0 | 0_E7_SysStock
| E8 | 0 | 0 | 0 | 0 | 0 | 0 | 0 | 0 | 0 | 0 | 0 | 0 | 0 | 0 | 0 | 0 | 0 | 0 | 0 | 0 | 0 | 0 | 0 | 0 | 0 | 0 | 0 | 0 | 0 | 0 | 0 | 0_E8_SysStock
| E9 | 0 | 0 | 0 | 0 | 0 | 0 | 0 | 0 | 0 | 0 | 0 | 0 | 0 | 0 | 0 | 0 | 0 | 0 | 0 | 0 | 0 | 0 | 0 | 0 | 0 | 0 | 0 | 0 | 0 | 0 | 0 | 0_E9_SysStock
| E10 | 0 | 0 | 0 | 0 | 0 | 0 | 0 | 0 | 0 | 0 | 0 | 0 | 0 | 0 | 0 | 0 | 0 | 0 | 0 | 0 | 0 | 0 | 0 | 0 | 0 | 0 | 0 | 0 | 0 | 0 | 0 | 0_E10_SysStock
| Vintage | 0 | 0 | 0 | 0 | 0 | 0 | 0 | 0 | 0 | 0 | 0 | 0 | 0 | 0 | 0 | 0 | 0 | 0 | 0 | 0 | 0 | 0 | 0 | 0 | 0 | 0 | 0 | 0 | 0 | 0 | 0 | 0_Vintage_SysStock
Tech Forecast Purchases
| Year | Year 0 | Year 1 | Year 2 | Year 3 | Year 4 | Year 5 | Year 6 | Year 7 | Year 8 | Year 9 | Year 10 | Year 11 | Year 12 | Year 13 | Year 14 | Year 15 | Year 16 | Year 17 | Year 18 | Year 19 | Year 20 | Year 21 | Year 22 | Year 23 | Year 24 | Year 25 | Year 26 | Year 27 | Year 28 | Year 29 | Year 30
| E1 | 0 | 0 | 0 | 0 | 0 | 0 | 0 | 0 | 0 | 0 | 0 | 0 | 0 | 0 | 0 | 0 | 0 | 0 | 0 | 0 | 0 | 0 | 0 | 0 | 0 | 0 | 0 | 0 | 0 | 0 | 0
| E2 | 0 | 0 | 0 | 0 | 0 | 0 | 0 | 0 | 0 | 0 | 0 | 0 | 0 | 0 | 0 | 0 | 0 | 0 | 0 | 0 | 0 | 0 | 0 | 0 | 0 | 0 | 0 | 0 | 0 | 0 | 0
| E3 | 0 | 0 | 0 | 0 | 0 | 0 | 0 | 0 | 0 | 0 | 0 | 0 | 0 | 0 | 0 | 0 | 0 | 0 | 0 | 0 | 0 | 0 | 0 | 0 | 0 | 0 | 0 | 0 | 0 | 0 | 0
| E4 | 0 | 0 | 0 | 0 | 0 | 0 | 0 | 0 | 0 | 0 | 0 | 0 | 0 | 0 | 0 | 0 | 0 | 0 | 0 | 0 | 0 | 0 | 0 | 0 | 0 | 0 | 0 | 0 | 0 | 0 | 0
| E5 | 0 | 0 | 0 | 0 | 0 | 0 | 0 | 0 | 0 | 0 | 0 | 0 | 0 | 0 | 0 | 0 | 0 | 0 | 0 | 0 | 0 | 0 | 0 | 0 | 0 | 0 | 0 | 0 | 0 | 0 | 0
| E6 | 0 | 0 | 0 | 0 | 0 | 0 | 0 | 0 | 0 | 0 | 0 | 0 | 0 | 0 | 0 | 0 | 0 | 0 | 0 | 0 | 0 | 0 | 0 | 0 | 0 | 0 | 0 | 0 | 0 | 0 | 0
| E7 | 0 | 0 | 0 | 0 | 0 | 0 | 0 | 0 | 0 | 0 | 0 | 0 | 0 | 0 | 0 | 0 | 0 | 0 | 0 | 0 | 0 | 0 | 0 | 0 | 0 | 0 | 0 | 0 | 0 | 0 | 0
| E8 | 0 | 0 | 0 | 0 | 0 | 0 | 0 | 0 | 0 | 0 | 0 | 0 | 0 | 0 | 0 | 0 | 0 | 0 | 0 | 0 | 0 | 0 | 0 | 0 | 0 | 0 | 0 | 0 | 0 | 0 | 0
| E9 | 0 | 0 | 0 | 0 | 0 | 0 | 0 | 0 | 0 | 0 | 0 | 0 | 0 | 0 | 0 | 0 | 0 | 0 | 0 | 0 | 0 | 0 | 0 | 0 | 0 | 0 | 0 | 0 | 0 | 0 | 0
| E10 | 0 | 0 | 0 | 0 | 0 | 0 | 0 | 0 | 0 | 0 | 0 | 0 | 0 | 0 | 0 | 0 | 0 | 0 | 0 | 0 | 0 | 0 | 0 | 0 | 0 | 0 | 0 | 0 | 0 | 0 | 0
Potential to Switch
| Year | Year 0 | Year 1 | Year 2 | Year 3 | Year 4 | Year 5 | Year 6 | Year 7 | Year 8 | Year 9 | Year 10 | Year 11 | Year 12 | Year 13 | Year 14 | Year 15 | Year 16 | Year 17 | Year 18 | Year 19 | Year 20 | Year 21 | Year 22 | Year 23 | Year 24 | Year 25 | Year 26 | Year 27 | Year 28 | Year 29 | Year 30
| E1 | 0 | 0 | 0 | 0 | 0 | 0 | 0 | 0 | 0 | 0 | 0 | 0 | 0 | 0 | 0 | 0 | 0 | 0 | 0 | 0 | 0 | 0 | 0 | 0 | 0 | 0 | 0 | 0 | 0 | 0 | 0 | 0_E1_Switched Out
| E2 | 0 | 0 | 0 | 0 | 0 | 0 | 0 | 0 | 0 | 0 | 0 | 0 | 0 | 0 | 0 | 0 | 0 | 0 | 0 | 0 | 0 | 0 | 0 | 0 | 0 | 0 | 0 | 0 | 0 | 0 | 0 | 0_E2_Switched Out
| E3 | 0 | 0 | 0 | 0 | 0 | 0 | 0 | 0 | 0 | 0 | 0 | 0 | 0 | 0 | 0 | 0 | 0 | 0 | 0 | 0 | 0 | 0 | 0 | 0 | 0 | 0 | 0 | 0 | 0 | 0 | 0 | 0_E3_Switched Out
| E4 | 0 | 0 | 0 | 0 | 0 | 0 | 0 | 0 | 0 | 0 | 0 | 0 | 0 | 0 | 0 | 0 | 0 | 0 | 0 | 0 | 0 | 0 | 0 | 0 | 0 | 0 | 0 | 0 | 0 | 0 | 0 | 0_E4_Switched Out
| E5 | 0 | 0 | 0 | 0 | 0 | 0 | 0 | 0 | 0 | 0 | 0 | 0 | 0 | 0 | 0 | 0 | 0 | 0 | 0 | 0 | 0 | 0 | 0 | 0 | 0 | 0 | 0 | 0 | 0 | 0 | 0 | 0_E5_Switched Out
| E6 | 0 | 0 | 0 | 0 | 0 | 0 | 0 | 0 | 0 | 0 | 0 | 0 | 0 | 0 | 0 | 0 | 0 | 0 | 0 | 0 | 0 | 0 | 0 | 0 | 0 | 0 | 0 | 0 | 0 | 0 | 0 | 0_E6_Switched Out
| E7 | 0 | 0 | 0 | 0 | 0 | 0 | 0 | 0 | 0 | 0 | 0 | 0 | 0 | 0 | 0 | 0 | 0 | 0 | 0 | 0 | 0 | 0 | 0 | 0 | 0 | 0 | 0 | 0 | 0 | 0 | 0 | 0_E7_Switched Out
| E8 | 0 | 0 | 0 | 0 | 0 | 0 | 0 | 0 | 0 | 0 | 0 | 0 | 0 | 0 | 0 | 0 | 0 | 0 | 0 | 0 | 0 | 0 | 0 | 0 | 0 | 0 | 0 | 0 | 0 | 0 | 0 | 0_E8_Switched Out
| E9 | 0 | 0 | 0 | 0 | 0 | 0 | 0 | 0 | 0 | 0 | 0 | 0 | 0 | 0 | 0 | 0 | 0 | 0 | 0 | 0 | 0 | 0 | 0 | 0 | 0 | 0 | 0 | 0 | 0 | 0 | 0 | 0_E9_Switched Out
| E10 | 0 | 0 | 0 | 0 | 0 | 0 | 0 | 0 | 0 | 0 | 0 | 0 | 0 | 0 | 0 | 0 | 0 | 0 | 0 | 0 | 0 | 0 | 0 | 0 | 0 | 0 | 0 | 0 | 0 | 0 | 0 | 0_E10_Switched Out
Units Out
| E1 | 0 | 0 | 0 | 0 | 0 | 0 | 0 | 0 | 0 | 0 | 0 | 0 | 0 | 0 | 0 | 0 | 0 | 0 | 0 | 0 | 0 | 0 | 0 | 0 | 0 | 0 | 0 | 0 | 0 | 0 | 0
| E2 | 0 | 0 | 0 | 0 | 0 | 0 | 0 | 0 | 0 | 0 | 0 | 0 | 0 | 0 | 0 | 0 | 0 | 0 | 0 | 0 | 0 | 0 | 0 | 0 | 0 | 0 | 0 | 0 | 0 | 0 | 0
| E3 | 0 | 0 | 0 | 0 | 0 | 0 | 0 | 0 | 0 | 0 | 0 | 0 | 0 | 0 | 0 | 0 | 0 | 0 | 0 | 0 | 0 | 0 | 0 | 0 | 0 | 0 | 0 | 0 | 0 | 0 | 0
| E4 | 0 | 0 | 0 | 0 | 0 | 0 | 0 | 0 | 0 | 0 | 0 | 0 | 0 | 0 | 0 | 0 | 0 | 0 | 0 | 0 | 0 | 0 | 0 | 0 | 0 | 0 | 0 | 0 | 0 | 0 | 0
| E5 | 0 | 0 | 0 | 0 | 0 | 0 | 0 | 0 | 0 | 0 | 0 | 0 | 0 | 0 | 0 | 0 | 0 | 0 | 0 | 0 | 0 | 0 | 0 | 0 | 0 | 0 | 0 | 0 | 0 | 0 | 0
| E6 | 0 | 0 | 0 | 0 | 0 | 0 | 0 | 0 | 0 | 0 | 0 | 0 | 0 | 0 | 0 | 0 | 0 | 0 | 0 | 0 | 0 | 0 | 0 | 0 | 0 | 0 | 0 | 0 | 0 | 0 | 0
| E7 | 0 | 0 | 0 | 0 | 0 | 0 | 0 | 0 | 0 | 0 | 0 | 0 | 0 | 0 | 0 | 0 | 0 | 0 | 0 | 0 | 0 | 0 | 0 | 0 | 0 | 0 | 0 | 0 | 0 | 0 | 0
| E8 | 0 | 0 | 0 | 0 | 0 | 0 | 0 | 0 | 0 | 0 | 0 | 0 | 0 | 0 | 0 | 0 | 0 | 0 | 0 | 0 | 0 | 0 | 0 | 0 | 0 | 0 | 0 | 0 | 0 | 0 | 0
| E9 | 0 | 0 | 0 | 0 | 0 | 0 | 0 | 0 | 0 | 0 | 0 | 0 | 0 | 0 | 0 | 0 | 0 | 0 | 0 | 0 | 0 | 0 | 0 | 0 | 0 | 0 | 0 | 0 | 0 | 0 | 0
| E10 | 0 | 0 | 0 | 0 | 0 | 0 | 0 | 0 | 0 | 0 | 0 | 0 | 0 | 0 | 0 | 0 | 0 | 0 | 0 | 0 | 0 | 0 | 0 | 0 | 0 | 0 | 0 | 0 | 0 | 0 | 0
| Vintage | 0 | 0 | 0 | 0 | 0 | 0 | 0 | 0 | 0 | 0 | 0 | 0 | 0 | 0 | 0 | 0 | 0 | 0 | 0 | 0 | 0 | 0 | 0 | 0 | 0 | 0 | 0 | 0 | 0 | 0 | 0
Tech Purchase Shares
| Year | Year 0 | Year 1 | Year 2 | Year 3 | Year 4 | Year 5 | Year 6 | Year 7 | Year 8 | Year 9 | Year 10 | Year 11 | Year 12 | Year 13 | Year 14 | Year 15 | Year 16 | Year 17 | Year 18 | Year 19 | Year 20 | Year 21 | Year 22 | Year 23 | Year 24 | Year 25 | Year 26 | Year 27 | Year 28 | Year 29 | Year 30
E1 | bar: Year 0 to Year 30
E2 | bar: Year 0 to Year 30
E3 | bar: Year 0 to Year 30
E4 | bar: Year 0 to Year 30
E5 | bar: Year 0 to Year 30
E6 | bar: Year 0 to Year 30
E7 | bar: Year 0 to Year 30
E8 | bar: Year 0 to Year 30
E9 | bar: Year 0 to Year 30
E10 | bar: Year 0 to Year 30
Units In from Switching
| E1 | 0 | 0 | 0 | 0 | 0 | 0 | 0 | 0 | 0 | 0 | 0 | 0 | 0 | 0 | 0 | 0 | 0 | 0 | 0 | 0 | 0 | 0 | 0 | 0 | 0 | 0 | 0 | 0 | 0 | 0 | 0
| E2 | 0 | 0 | 0 | 0 | 0 | 0 | 0 | 0 | 0 | 0 | 0 | 0 | 0 | 0 | 0 | 0 | 0 | 0 | 0 | 0 | 0 | 0 | 0 | 0 | 0 | 0 | 0 | 0 | 0 | 0 | 0
| E3 | 0 | 0 | 0 | 0 | 0 | 0 | 0 | 0 | 0 | 0 | 0 | 0 | 0 | 0 | 0 | 0 | 0 | 0 | 0 | 0 | 0 | 0 | 0 | 0 | 0 | 0 | 0 | 0 | 0 | 0 | 0
| E4 | 0 | 0 | 0 | 0 | 0 | 0 | 0 | 0 | 0 | 0 | 0 | 0 | 0 | 0 | 0 | 0 | 0 | 0 | 0 | 0 | 0 | 0 | 0 | 0 | 0 | 0 | 0 | 0 | 0 | 0 | 0
| E5 | 0 | 0 | 0 | 0 | 0 | 0 | 0 | 0 | 0 | 0 | 0 | 0 | 0 | 0 | 0 | 0 | 0 | 0 | 0 | 0 | 0 | 0 | 0 | 0 | 0 | 0 | 0 | 0 | 0 | 0 | 0
| E6 | 0 | 0 | 0 | 0 | 0 | 0 | 0 | 0 | 0 | 0 | 0 | 0 | 0 | 0 | 0 | 0 | 0 | 0 | 0 | 0 | 0 | 0 | 0 | 0 | 0 | 0 | 0 | 0 | 0 | 0 | 0
| E7 | 0 | 0 | 0 | 0 | 0 | 0 | 0 | 0 | 0 | 0 | 0 | 0 | 0 | 0 | 0 | 0 | 0 | 0 | 0 | 0 | 0 | 0 | 0 | 0 | 0 | 0 | 0 | 0 | 0 | 0 | 0
| E8 | 0 | 0 | 0 | 0 | 0 | 0 | 0 | 0 | 0 | 0 | 0 | 0 | 0 | 0 | 0 | 0 | 0 | 0 | 0 | 0 | 0 | 0 | 0 | 0 | 0 | 0 | 0 | 0 | 0 | 0 | 0
| E9 | 0 | 0 | 0 | 0 | 0 | 0 | 0 | 0 | 0 | 0 | 0 | 0 | 0 | 0 | 0 | 0 | 0 | 0 | 0 | 0 | 0 | 0 | 0 | 0 | 0 | 0 | 0 | 0 | 0 | 0 | 0
| E10 | 0 | 0 | 0 | 0 | 0 | 0 | 0 | 0 | 0 | 0 | 0 | 0 | 0 | 0 | 0 | 0 | 0 | 0 | 0 | 0 | 0 | 0 | 0 | 0 | 0 | 0 | 0 | 0 | 0 | 0 | 0
| Vintage | 0 | 0 | 0 | 0 | 0 | 0 | 0 | 0 | 0 | 0 | 0 | 0 | 0 | 0 | 0 | 0 | 0 | 0 | 0 | 0 | 0 | 0 | 0 | 0 | 0 | 0 | 0 | 0 | 0 | 0 | 0
Net Change
| Year | Year 0 | Year 1 | Year 2 | Year 3 | Year 4 | Year 5 | Year 6 | Year 7 | Year 8 | Year 9 | Year 10 | Year 11 | Year 12 | Year 13 | Year 14 | Year 15 | Year 16 | Year 17 | Year 18 | Year 19 | Year 20 | Year 21 | Year 22 | Year 23 | Year 24 | Year 25 | Year 26 | Year 27 | Year 28 | Year 29 | Year 30 | Key
| Units | 0 | 0 | 0 | 0 | 0 | 0 | 0 | 0 | 0 | 0 | 0 | 0 | 0 | 0 | 0 | 0 | 0 | 0 | 0 | 0 | 0 | 0 | 0 | 0 | 0 | 0 | 0 | 0 | 0 | 0 | 0 | 0_Units |  |  |  |  | 301957.8232
| Usage | 0 | 0 | 0 | 0 | 0 | 0 | 0 | 0 | 0 | 0 | 0 | 0 | 0 | 0 | 0 | 0 | 0 | 0 | 0 | 0 | 0 | 0 | 0 | 0 | 0 | 0 | 0 | 0 | 0 | 0 | 0 | 0_Usage |  |  |  |  | 1698.6543
| Peak Demand (S) | 0 | 0 | 0 | 0 | 0 | 0 | 0 | 0 | 0 | 0 | 0 | 0 | 0 | 0 | 0 | 0 | 0 | 0 | 0 | 0 | 0 | 0 | 0 | 0 | 0 | 0 | 0 | 0 | 0 | 0 | 0 | 0_Peak Demand (S) |  |  |  |  | 0
| Peak Demand (W) | 0 | 0 | 0 | 0 | 0 | 0 | 0 | 0 | 0 | 0 | 0 | 0 | 0 | 0 | 0 | 0 | 0 | 0 | 0 | 0 | 0 | 0 | 0 | 0 | 0 | 0 | 0 | 0 | 0 | 0 | 0 | 0_Peak Demand (W) |  |  |  |  | 884.6119
| Turnover | 0 | 0 | 0 | 0 | 0 | 0 | 0 | 0 | 0 | 0 | 0 | 0 | 0 | 0 | 0 | 0 | 0 | 0 | 0 | 0 | 0 | 0 | 0 | 0 | 0 | 0 | 0 | 0 | 0 | 0 | 0 | 0_Turnover |  |  |  |  | 6885.4476
| Avg. Replacement Usage | 0 | 0 | 0 | 0 | 0 | 0 | 0 | 0 | 0 | 0 | 0 | 0 | 0 | 0 | 0 | 0 | 0 | 0 | 0 | 0 | 0 | 0 | 0 | 0 | 0 | 0 | 0 | 0 | 0 | 0 | 0 | 0_Avg. Replacement Usage |  |  |  |  | 5638.8522
| Avg. Replacement Demand (S) | 0 | 0 | 0 | 0 | 0 | 0 | 0 | 0 | 0 | 0 | 0 | 0 | 0 | 0 | 0 | 0 | 0 | 0 | 0 | 0 | 0 | 0 | 0 | 0 | 0 | 0 | 0 | 0 | 0 | 0 | 0 | 0_Avg. Replacement Demand (S) |  |  |  |  | 0
| Avg. Replacement Demand (W) | 0 | 0 | 0 | 0 | 0 | 0 | 0 | 0 | 0 | 0 | 0 | 0 | 0 | 0 | 0 | 0 | 0 | 0 | 0 | 0 | 0 | 0 | 0 | 0 | 0 | 0 | 0 | 0 | 0 | 0 | 0 | 0_Avg. Replacement Demand (W) |  |  |  |  | 2.9366
Purchases
| Year | Year 0 | Year 1 | Year 2 | Year 3 | Year 4 | Year 5 | Year 6 | Year 7 | Year 8 | Year 9 | Year 10 | Year 11 | Year 12 | Year 13 | Year 14 | Year 15 | Year 16 | Year 17 | Year 18 | Year 19 | Year 20 | Year 21 | Year 22 | Year 23 | Year 24 | Year 25 | Year 26 | Year 27 | Year 28 | Year 29 | Year 30
| E1 | 0 | 0 | 0 | 0 | 0 | 0 | 0 | 0 | 0 | 0 | 0 | 0 | 0 | 0 | 0 | 0 | 0 | 0 | 0 | 0 | 0 | 0 | 0 | 0 | 0 | 0 | 0 | 0 | 0 | 0 | 0 | 0_E1_Purchases |  |  |  |  | 6885.4476
| E2 | 0 | 0 | 0 | 0 | 0 | 0 | 0 | 0 | 0 | 0 | 0 | 0 | 0 | 0 | 0 | 0 | 0 | 0 | 0 | 0 | 0 | 0 | 0 | 0 | 0 | 0 | 0 | 0 | 0 | 0 | 0 | 0_E2_Purchases |  |  |  |  | 0
| E3 | 0 | 0 | 0 | 0 | 0 | 0 | 0 | 0 | 0 | 0 | 0 | 0 | 0 | 0 | 0 | 0 | 0 | 0 | 0 | 0 | 0 | 0 | 0 | 0 | 0 | 0 | 0 | 0 | 0 | 0 | 0 | 0_E3_Purchases |  |  |  |  | 0
| E4 | 0 | 0 | 0 | 0 | 0 | 0 | 0 | 0 | 0 | 0 | 0 | 0 | 0 | 0 | 0 | 0 | 0 | 0 | 0 | 0 | 0 | 0 | 0 | 0 | 0 | 0 | 0 | 0 | 0 | 0 | 0 | 0_E4_Purchases |  |  |  |  | 0
| E5 | 0 | 0 | 0 | 0 | 0 | 0 | 0 | 0 | 0 | 0 | 0 | 0 | 0 | 0 | 0 | 0 | 0 | 0 | 0 | 0 | 0 | 0 | 0 | 0 | 0 | 0 | 0 | 0 | 0 | 0 | 0 | 0_E5_Purchases |  |  |  |  | 0
| E6 | 0 | 0 | 0 | 0 | 0 | 0 | 0 | 0 | 0 | 0 | 0 | 0 | 0 | 0 | 0 | 0 | 0 | 0 | 0 | 0 | 0 | 0 | 0 | 0 | 0 | 0 | 0 | 0 | 0 | 0 | 0 | 0_E6_Purchases |  |  |  |  | 0
| E7 | 0 | 0 | 0 | 0 | 0 | 0 | 0 | 0 | 0 | 0 | 0 | 0 | 0 | 0 | 0 | 0 | 0 | 0 | 0 | 0 | 0 | 0 | 0 | 0 | 0 | 0 | 0 | 0 | 0 | 0 | 0 | 0_E7_Purchases |  |  |  |  | 0
| E8 | 0 | 0 | 0 | 0 | 0 | 0 | 0 | 0 | 0 | 0 | 0 | 0 | 0 | 0 | 0 | 0 | 0 | 0 | 0 | 0 | 0 | 0 | 0 | 0 | 0 | 0 | 0 | 0 | 0 | 0 | 0 | 0_E8_Purchases |  |  |  |  | 0
| E9 | 0 | 0 | 0 | 0 | 0 | 0 | 0 | 0 | 0 | 0 | 0 | 0 | 0 | 0 | 0 | 0 | 0 | 0 | 0 | 0 | 0 | 0 | 0 | 0 | 0 | 0 | 0 | 0 | 0 | 0 | 0 | 0_E9_Purchases |  |  |  |  | 0
| E10 | 0 | 0 | 0 | 0 | 0 | 0 | 0 | 0 | 0 | 0 | 0 | 0 | 0 | 0 | 0 | 0 | 0 | 0 | 0 | 0 | 0 | 0 | 0 | 0 | 0 | 0 | 0 | 0 | 0 | 0 | 0 | 0_E10_Purchases |  |  |  |  | 0
Stock
| Year | Year 0 | Year 1 | Year 2 | Year 3 | Year 4 | Year 5 | Year 6 | Year 7 | Year 8 | Year 9 | Year 10 | Year 11 | Year 12 | Year 13 | Year 14 | Year 15 | Year 16 | Year 17 | Year 18 | Year 19 | Year 20 | Year 21 | Year 22 | Year 23 | Year 24 | Year 25 | Year 26 | Year 27 | Year 28 | Year 29 | Year 30
| E1 | 0 | 0 | 0 | 0 | 0 | 0 | 0 | 0 | 0 | 0 | 0 | 0 | 0 | 0 | 0 | 0 | 0 | 0 | 0 | 0 | 0 | 0 | 0 | 0 | 0 | 0 | 0 | 0 | 0 | 0 | 0 | 0_E1_Stock |  |  |  |  | 13576.6093
| E2 | 0 | 0 | 0 | 0 | 0 | 0 | 0 | 0 | 0 | 0 | 0 | 0 | 0 | 0 | 0 | 0 | 0 | 0 | 0 | 0 | 0 | 0 | 0 | 0 | 0 | 0 | 0 | 0 | 0 | 0 | 0 | 0_E2_Stock |  |  |  |  | 0
| E3 | 0 | 0 | 0 | 0 | 0 | 0 | 0 | 0 | 0 | 0 | 0 | 0 | 0 | 0 | 0 | 0 | 0 | 0 | 0 | 0 | 0 | 0 | 0 | 0 | 0 | 0 | 0 | 0 | 0 | 0 | 0 | 0_E3_Stock |  |  |  |  | 0
| E4 | 0 | 0 | 0 | 0 | 0 | 0 | 0 | 0 | 0 | 0 | 0 | 0 | 0 | 0 | 0 | 0 | 0 | 0 | 0 | 0 | 0 | 0 | 0 | 0 | 0 | 0 | 0 | 0 | 0 | 0 | 0 | 0_E4_Stock |  |  |  |  | 0
| E5 | 0 | 0 | 0 | 0 | 0 | 0 | 0 | 0 | 0 | 0 | 0 | 0 | 0 | 0 | 0 | 0 | 0 | 0 | 0 | 0 | 0 | 0 | 0 | 0 | 0 | 0 | 0 | 0 | 0 | 0 | 0 | 0_E5_Stock |  |  |  |  | 0
| E6 | 0 | 0 | 0 | 0 | 0 | 0 | 0 | 0 | 0 | 0 | 0 | 0 | 0 | 0 | 0 | 0 | 0 | 0 | 0 | 0 | 0 | 0 | 0 | 0 | 0 | 0 | 0 | 0 | 0 | 0 | 0 | 0_E6_Stock |  |  |  |  | 0
| E7 | 0 | 0 | 0 | 0 | 0 | 0 | 0 | 0 | 0 | 0 | 0 | 0 | 0 | 0 | 0 | 0 | 0 | 0 | 0 | 0 | 0 | 0 | 0 | 0 | 0 | 0 | 0 | 0 | 0 | 0 | 0 | 0_E7_Stock |  |  |  |  | 0
| E8 | 0 | 0 | 0 | 0 | 0 | 0 | 0 | 0 | 0 | 0 | 0 | 0 | 0 | 0 | 0 | 0 | 0 | 0 | 0 | 0 | 0 | 0 | 0 | 0 | 0 | 0 | 0 | 0 | 0 | 0 | 0 | 0_E8_Stock |  |  |  |  | 0
| E9 | 0 | 0 | 0 | 0 | 0 | 0 | 0 | 0 | 0 | 0 | 0 | 0 | 0 | 0 | 0 | 0 | 0 | 0 | 0 | 0 | 0 | 0 | 0 | 0 | 0 | 0 | 0 | 0 | 0 | 0 | 0 | 0_E9_Stock |  |  |  |  | 0
| E10 | 0 | 0 | 0 | 0 | 0 | 0 | 0 | 0 | 0 | 0 | 0 | 0 | 0 | 0 | 0 | 0 | 0 | 0 | 0 | 0 | 0 | 0 | 0 | 0 | 0 | 0 | 0 | 0 | 0 | 0 | 0 | 0_E10_Stock |  |  |  |  | 0
| Vintage | 0 | 0 | 0 | 0 | 0 | 0 | 0 | 0 | 0 | 0 | 0 | 0 | 0 | 0 | 0 | 0 | 0 | 0 | 0 | 0 | 0 | 0 | 0 | 0 | 0 | 0 | 0 | 0 | 0 | 0 | 0 | 0_Vintage_Stock |  |  |  |  | 288381.2139
S5C4 |  | Year 0: System 5 Technology 4
Technology Variables
| Tech Key | Year 0: 0
| Peak Factor (S) | Year 0: 0
| Peak Factor (W) | Year 0: 0
| Min Vintage Lifetime | Year 0: 0
| Max Vintage Lifetime | Year 0: 0
| Turnover Style | Year 0: 0
Technology Variables
| Equipment | Year 0: Label; Year 1: Min Lifetime; Year 2: Max Lifetime; Year 3: Degradation; Year 4: Usage; Year 5: Available
| E1 | Year 1: 0; Year 2: 0; Year 3: 0%; Year 4: 0; Year 5: FALSE
| E2 | Year 1: 0; Year 2: 0; Year 3: 0%; Year 4: 0; Year 5: FALSE
| E3 | Year 1: 0; Year 2: 0; Year 3: 0%; Year 4: 0; Year 5: FALSE
| E4 | Year 1: 0; Year 2: 0; Year 3: 0%; Year 4: 0; Year 5: FALSE
| E5 | Year 1: 0; Year 2: 0; Year 3: 0%; Year 4: 0; Year 5: FALSE
| E6 | Year 1: 0; Year 2: 0; Year 3: 0%; Year 4: 0; Year 5: FALSE
| E7 | Year 1: 0; Year 2: 0; Year 3: 0%; Year 4: 0; Year 5: FALSE
| E8 | Year 1: 0; Year 2: 0; Year 3: 0%; Year 4: 0; Year 5: FALSE
| E9 | Year 1: 0; Year 2: 0; Year 3: 0%; Year 4: 0; Year 5: FALSE
| E10 | Year 1: 0; Year 2: 0; Year 3: 0%; Year 4: 0; Year 5: FALSE
Original Forecast Results
| Year | Year 0 | Year 1 | Year 2 | Year 3 | Year 4 | Year 5 | Year 6 | Year 7 | Year 8 | Year 9 | Year 10 | Year 11 | Year 12 | Year 13 | Year 14 | Year 15 | Year 16 | Year 17 | Year 18 | Year 19 | Year 20 | Year 21 | Year 22 | Year 23 | Year 24 | Year 25 | Year 26 | Year 27 | Year 28 | Year 29 | Year 30 | Key
| Units | 0 | 0 | 0 | 0 | 0 | 0 | 0 | 0 | 0 | 0 | 0 | 0 | 0 | 0 | 0 | 0 | 0 | 0 | 0 | 0 | 0 | 0 | 0 | 0 | 0 | 0 | 0 | 0 | 0 | 0 | 0 | #REF! |  |  |  |  | 301957.8232
| Usage | 0 | 0 | 0 | 0 | 0 | 0 | 0 | 0 | 0 | 0 | 0 | 0 | 0 | 0 | 0 | 0 | 0 | 0 | 0 | 0 | 0 | 0 | 0 | 0 | 0 | 0 | 0 | 0 | 0 | 0 | 0 | #REF! |  |  |  |  | 1698.6543
| Peak Demand (S) | 0 | 0 | 0 | 0 | 0 | 0 | 0 | 0 | 0 | 0 | 0 | 0 | 0 | 0 | 0 | 0 | 0 | 0 | 0 | 0 | 0 | 0 | 0 | 0 | 0 | 0 | 0 | 0 | 0 | 0 | 0 | #REF! |  |  |  |  | 0
| Peak Demand (W) | 0 | 0 | 0 | 0 | 0 | 0 | 0 | 0 | 0 | 0 | 0 | 0 | 0 | 0 | 0 | 0 | 0 | 0 | 0 | 0 | 0 | 0 | 0 | 0 | 0 | 0 | 0 | 0 | 0 | 0 | 0 | #REF! |  |  |  |  | 884.6119
| Turnover | 0 | 0 | 0 | 0 | 0 | 0 | 0 | 0 | 0 | 0 | 0 | 0 | 0 | 0 | 0 | 0 | 0 | 0 | 0 | 0 | 0 | 0 | 0 | 0 | 0 | 0 | 0 | 0 | 0 | 0 | 0 | #REF! |  |  |  |  | 6885.4476
| Avg. Replacement Usage | 0 | 0 | 0 | 0 | 0 | 0 | 0 | 0 | 0 | 0 | 0 | 0 | 0 | 0 | 0 | 0 | 0 | 0 | 0 | 0 | 0 | 0 | 0 | 0 | 0 | 0 | 0 | 0 | 0 | 0 | 0 | #REF! |  |  |  |  | 5638.8522
| Avg. Replacement Demand (S) | 0 | 0 | 0 | 0 | 0 | 0 | 0 | 0 | 0 | 0 | 0 | 0 | 0 | 0 | 0 | 0 | 0 | 0 | 0 | 0 | 0 | 0 | 0 | 0 | 0 | 0 | 0 | 0 | 0 | 0 | 0 | #REF! |  |  |  |  | 0
| Avg. Replacement Demand (W) | 0 | 0 | 0 | 0 | 0 | 0 | 0 | 0 | 0 | 0 | 0 | 0 | 0 | 0 | 0 | 0 | 0 | 0 | 0 | 0 | 0 | 0 | 0 | 0 | 0 | 0 | 0 | 0 | 0 | 0 | 0 | #REF! |  |  |  |  | 2.9366
Tech Forecast Stock
| Year | Year 0 | Year 1 | Year 2 | Year 3 | Year 4 | Year 5 | Year 6 | Year 7 | Year 8 | Year 9 | Year 10 | Year 11 | Year 12 | Year 13 | Year 14 | Year 15 | Year 16 | Year 17 | Year 18 | Year 19 | Year 20 | Year 21 | Year 22 | Year 23 | Year 24 | Year 25 | Year 26 | Year 27 | Year 28 | Year 29 | Year 30
| E1 | 0 | 0 | 0 | 0 | 0 | 0 | 0 | 0 | 0 | 0 | 0 | 0 | 0 | 0 | 0 | 0 | 0 | 0 | 0 | 0 | 0 | 0 | 0 | 0 | 0 | 0 | 0 | 0 | 0 | 0 | 0
| E2 | 0 | 0 | 0 | 0 | 0 | 0 | 0 | 0 | 0 | 0 | 0 | 0 | 0 | 0 | 0 | 0 | 0 | 0 | 0 | 0 | 0 | 0 | 0 | 0 | 0 | 0 | 0 | 0 | 0 | 0 | 0
| E3 | 0 | 0 | 0 | 0 | 0 | 0 | 0 | 0 | 0 | 0 | 0 | 0 | 0 | 0 | 0 | 0 | 0 | 0 | 0 | 0 | 0 | 0 | 0 | 0 | 0 | 0 | 0 | 0 | 0 | 0 | 0
| E4 | 0 | 0 | 0 | 0 | 0 | 0 | 0 | 0 | 0 | 0 | 0 | 0 | 0 | 0 | 0 | 0 | 0 | 0 | 0 | 0 | 0 | 0 | 0 | 0 | 0 | 0 | 0 | 0 | 0 | 0 | 0
| E5 | 0 | 0 | 0 | 0 | 0 | 0 | 0 | 0 | 0 | 0 | 0 | 0 | 0 | 0 | 0 | 0 | 0 | 0 | 0 | 0 | 0 | 0 | 0 | 0 | 0 | 0 | 0 | 0 | 0 | 0 | 0
| E6 | 0 | 0 | 0 | 0 | 0 | 0 | 0 | 0 | 0 | 0 | 0 | 0 | 0 | 0 | 0 | 0 | 0 | 0 | 0 | 0 | 0 | 0 | 0 | 0 | 0 | 0 | 0 | 0 | 0 | 0 | 0
| E7 | 0 | 0 | 0 | 0 | 0 | 0 | 0 | 0 | 0 | 0 | 0 | 0 | 0 | 0 | 0 | 0 | 0 | 0 | 0 | 0 | 0 | 0 | 0 | 0 | 0 | 0 | 0 | 0 | 0 | 0 | 0
| E8 | 0 | 0 | 0 | 0 | 0 | 0 | 0 | 0 | 0 | 0 | 0 | 0 | 0 | 0 | 0 | 0 | 0 | 0 | 0 | 0 | 0 | 0 | 0 | 0 | 0 | 0 | 0 | 0 | 0 | 0 | 0
| E9 | 0 | 0 | 0 | 0 | 0 | 0 | 0 | 0 | 0 | 0 | 0 | 0 | 0 | 0 | 0 | 0 | 0 | 0 | 0 | 0 | 0 | 0 | 0 | 0 | 0 | 0 | 0 | 0 | 0 | 0 | 0
| E10 | 0 | 0 | 0 | 0 | 0 | 0 | 0 | 0 | 0 | 0 | 0 | 0 | 0 | 0 | 0 | 0 | 0 | 0 | 0 | 0 | 0 | 0 | 0 | 0 | 0 | 0 | 0 | 0 | 0 | 0 | 0
| Vintage | 0 | 0 | 0 | 0 | 0 | 0 | 0 | 0 | 0 | 0 | 0 | 0 | 0 | 0 | 0 | 0 | 0 | 0 | 0 | 0 | 0 | 0 | 0 | 0 | 0 | 0 | 0 | 0 | 0 | 0 | 0
Stock for Switching
| Year | Year 0 | Year 1 | Year 2 | Year 3 | Year 4 | Year 5 | Year 6 | Year 7 | Year 8 | Year 9 | Year 10 | Year 11 | Year 12 | Year 13 | Year 14 | Year 15 | Year 16 | Year 17 | Year 18 | Year 19 | Year 20 | Year 21 | Year 22 | Year 23 | Year 24 | Year 25 | Year 26 | Year 27 | Year 28 | Year 29 | Year 30
| E1 | 0 | 0 | 0 | 0 | 0 | 0 | 0 | 0 | 0 | 0 | 0 | 0 | 0 | 0 | 0 | 0 | 0 | 0 | 0 | 0 | 0 | 0 | 0 | 0 | 0 | 0 | 0 | 0 | 0 | 0 | 0 | 0_E1_SysStock
| E2 | 0 | 0 | 0 | 0 | 0 | 0 | 0 | 0 | 0 | 0 | 0 | 0 | 0 | 0 | 0 | 0 | 0 | 0 | 0 | 0 | 0 | 0 | 0 | 0 | 0 | 0 | 0 | 0 | 0 | 0 | 0 | 0_E2_SysStock
| E3 | 0 | 0 | 0 | 0 | 0 | 0 | 0 | 0 | 0 | 0 | 0 | 0 | 0 | 0 | 0 | 0 | 0 | 0 | 0 | 0 | 0 | 0 | 0 | 0 | 0 | 0 | 0 | 0 | 0 | 0 | 0 | 0_E3_SysStock
| E4 | 0 | 0 | 0 | 0 | 0 | 0 | 0 | 0 | 0 | 0 | 0 | 0 | 0 | 0 | 0 | 0 | 0 | 0 | 0 | 0 | 0 | 0 | 0 | 0 | 0 | 0 | 0 | 0 | 0 | 0 | 0 | 0_E4_SysStock
| E5 | 0 | 0 | 0 | 0 | 0 | 0 | 0 | 0 | 0 | 0 | 0 | 0 | 0 | 0 | 0 | 0 | 0 | 0 | 0 | 0 | 0 | 0 | 0 | 0 | 0 | 0 | 0 | 0 | 0 | 0 | 0 | 0_E5_SysStock
| E6 | 0 | 0 | 0 | 0 | 0 | 0 | 0 | 0 | 0 | 0 | 0 | 0 | 0 | 0 | 0 | 0 | 0 | 0 | 0 | 0 | 0 | 0 | 0 | 0 | 0 | 0 | 0 | 0 | 0 | 0 | 0 | 0_E6_SysStock
| E7 | 0 | 0 | 0 | 0 | 0 | 0 | 0 | 0 | 0 | 0 | 0 | 0 | 0 | 0 | 0 | 0 | 0 | 0 | 0 | 0 | 0 | 0 | 0 | 0 | 0 | 0 | 0 | 0 | 0 | 0 | 0 | 0_E7_SysStock
| E8 | 0 | 0 | 0 | 0 | 0 | 0 | 0 | 0 | 0 | 0 | 0 | 0 | 0 | 0 | 0 | 0 | 0 | 0 | 0 | 0 | 0 | 0 | 0 | 0 | 0 | 0 | 0 | 0 | 0 | 0 | 0 | 0_E8_SysStock
| E9 | 0 | 0 | 0 | 0 | 0 | 0 | 0 | 0 | 0 | 0 | 0 | 0 | 0 | 0 | 0 | 0 | 0 | 0 | 0 | 0 | 0 | 0 | 0 | 0 | 0 | 0 | 0 | 0 | 0 | 0 | 0 | 0_E9_SysStock
| E10 | 0 | 0 | 0 | 0 | 0 | 0 | 0 | 0 | 0 | 0 | 0 | 0 | 0 | 0 | 0 | 0 | 0 | 0 | 0 | 0 | 0 | 0 | 0 | 0 | 0 | 0 | 0 | 0 | 0 | 0 | 0 | 0_E10_SysStock
| Vintage | 0 | 0 | 0 | 0 | 0 | 0 | 0 | 0 | 0 | 0 | 0 | 0 | 0 | 0 | 0 | 0 | 0 | 0 | 0 | 0 | 0 | 0 | 0 | 0 | 0 | 0 | 0 | 0 | 0 | 0 | 0 | 0_Vintage_SysStock
Tech Forecast Purchases
| Year | Year 0 | Year 1 | Year 2 | Year 3 | Year 4 | Year 5 | Year 6 | Year 7 | Year 8 | Year 9 | Year 10 | Year 11 | Year 12 | Year 13 | Year 14 | Year 15 | Year 16 | Year 17 | Year 18 | Year 19 | Year 20 | Year 21 | Year 22 | Year 23 | Year 24 | Year 25 | Year 26 | Year 27 | Year 28 | Year 29 | Year 30
| E1 | 0 | 0 | 0 | 0 | 0 | 0 | 0 | 0 | 0 | 0 | 0 | 0 | 0 | 0 | 0 | 0 | 0 | 0 | 0 | 0 | 0 | 0 | 0 | 0 | 0 | 0 | 0 | 0 | 0 | 0 | 0
| E2 | 0 | 0 | 0 | 0 | 0 | 0 | 0 | 0 | 0 | 0 | 0 | 0 | 0 | 0 | 0 | 0 | 0 | 0 | 0 | 0 | 0 | 0 | 0 | 0 | 0 | 0 | 0 | 0 | 0 | 0 | 0
| E3 | 0 | 0 | 0 | 0 | 0 | 0 | 0 | 0 | 0 | 0 | 0 | 0 | 0 | 0 | 0 | 0 | 0 | 0 | 0 | 0 | 0 | 0 | 0 | 0 | 0 | 0 | 0 | 0 | 0 | 0 | 0
| E4 | 0 | 0 | 0 | 0 | 0 | 0 | 0 | 0 | 0 | 0 | 0 | 0 | 0 | 0 | 0 | 0 | 0 | 0 | 0 | 0 | 0 | 0 | 0 | 0 | 0 | 0 | 0 | 0 | 0 | 0 | 0
| E5 | 0 | 0 | 0 | 0 | 0 | 0 | 0 | 0 | 0 | 0 | 0 | 0 | 0 | 0 | 0 | 0 | 0 | 0 | 0 | 0 | 0 | 0 | 0 | 0 | 0 | 0 | 0 | 0 | 0 | 0 | 0
| E6 | 0 | 0 | 0 | 0 | 0 | 0 | 0 | 0 | 0 | 0 | 0 | 0 | 0 | 0 | 0 | 0 | 0 | 0 | 0 | 0 | 0 | 0 | 0 | 0 | 0 | 0 | 0 | 0 | 0 | 0 | 0
| E7 | 0 | 0 | 0 | 0 | 0 | 0 | 0 | 0 | 0 | 0 | 0 | 0 | 0 | 0 | 0 | 0 | 0 | 0 | 0 | 0 | 0 | 0 | 0 | 0 | 0 | 0 | 0 | 0 | 0 | 0 | 0
| E8 | 0 | 0 | 0 | 0 | 0 | 0 | 0 | 0 | 0 | 0 | 0 | 0 | 0 | 0 | 0 | 0 | 0 | 0 | 0 | 0 | 0 | 0 | 0 | 0 | 0 | 0 | 0 | 0 | 0 | 0 | 0
| E9 | 0 | 0 | 0 | 0 | 0 | 0 | 0 | 0 | 0 | 0 | 0 | 0 | 0 | 0 | 0 | 0 | 0 | 0 | 0 | 0 | 0 | 0 | 0 | 0 | 0 | 0 | 0 | 0 | 0 | 0 | 0
| E10 | 0 | 0 | 0 | 0 | 0 | 0 | 0 | 0 | 0 | 0 | 0 | 0 | 0 | 0 | 0 | 0 | 0 | 0 | 0 | 0 | 0 | 0 | 0 | 0 | 0 | 0 | 0 | 0 | 0 | 0 | 0
Potential to Switch
| Year | Year 0 | Year 1 | Year 2 | Year 3 | Year 4 | Year 5 | Year 6 | Year 7 | Year 8 | Year 9 | Year 10 | Year 11 | Year 12 | Year 13 | Year 14 | Year 15 | Year 16 | Year 17 | Year 18 | Year 19 | Year 20 | Year 21 | Year 22 | Year 23 | Year 24 | Year 25 | Year 26 | Year 27 | Year 28 | Year 29 | Year 30
| E1 | 0 | 0 | 0 | 0 | 0 | 0 | 0 | 0 | 0 | 0 | 0 | 0 | 0 | 0 | 0 | 0 | 0 | 0 | 0 | 0 | 0 | 0 | 0 | 0 | 0 | 0 | 0 | 0 | 0 | 0 | 0 | 0_E1_Switched Out
| E2 | 0 | 0 | 0 | 0 | 0 | 0 | 0 | 0 | 0 | 0 | 0 | 0 | 0 | 0 | 0 | 0 | 0 | 0 | 0 | 0 | 0 | 0 | 0 | 0 | 0 | 0 | 0 | 0 | 0 | 0 | 0 | 0_E2_Switched Out
| E3 | 0 | 0 | 0 | 0 | 0 | 0 | 0 | 0 | 0 | 0 | 0 | 0 | 0 | 0 | 0 | 0 | 0 | 0 | 0 | 0 | 0 | 0 | 0 | 0 | 0 | 0 | 0 | 0 | 0 | 0 | 0 | 0_E3_Switched Out
| E4 | 0 | 0 | 0 | 0 | 0 | 0 | 0 | 0 | 0 | 0 | 0 | 0 | 0 | 0 | 0 | 0 | 0 | 0 | 0 | 0 | 0 | 0 | 0 | 0 | 0 | 0 | 0 | 0 | 0 | 0 | 0 | 0_E4_Switched Out
| E5 | 0 | 0 | 0 | 0 | 0 | 0 | 0 | 0 | 0 | 0 | 0 | 0 | 0 | 0 | 0 | 0 | 0 | 0 | 0 | 0 | 0 | 0 | 0 | 0 | 0 | 0 | 0 | 0 | 0 | 0 | 0 | 0_E5_Switched Out
| E6 | 0 | 0 | 0 | 0 | 0 | 0 | 0 | 0 | 0 | 0 | 0 | 0 | 0 | 0 | 0 | 0 | 0 | 0 | 0 | 0 | 0 | 0 | 0 | 0 | 0 | 0 | 0 | 0 | 0 | 0 | 0 | 0_E6_Switched Out
| E7 | 0 | 0 | 0 | 0 | 0 | 0 | 0 | 0 | 0 | 0 | 0 | 0 | 0 | 0 | 0 | 0 | 0 | 0 | 0 | 0 | 0 | 0 | 0 | 0 | 0 | 0 | 0 | 0 | 0 | 0 | 0 | 0_E7_Switched Out
| E8 | 0 | 0 | 0 | 0 | 0 | 0 | 0 | 0 | 0 | 0 | 0 | 0 | 0 | 0 | 0 | 0 | 0 | 0 | 0 | 0 | 0 | 0 | 0 | 0 | 0 | 0 | 0 | 0 | 0 | 0 | 0 | 0_E8_Switched Out
| E9 | 0 | 0 | 0 | 0 | 0 | 0 | 0 | 0 | 0 | 0 | 0 | 0 | 0 | 0 | 0 | 0 | 0 | 0 | 0 | 0 | 0 | 0 | 0 | 0 | 0 | 0 | 0 | 0 | 0 | 0 | 0 | 0_E9_Switched Out
| E10 | 0 | 0 | 0 | 0 | 0 | 0 | 0 | 0 | 0 | 0 | 0 | 0 | 0 | 0 | 0 | 0 | 0 | 0 | 0 | 0 | 0 | 0 | 0 | 0 | 0 | 0 | 0 | 0 | 0 | 0 | 0 | 0_E10_Switched Out
Units Out
| E1 | 0 | 0 | 0 | 0 | 0 | 0 | 0 | 0 | 0 | 0 | 0 | 0 | 0 | 0 | 0 | 0 | 0 | 0 | 0 | 0 | 0 | 0 | 0 | 0 | 0 | 0 | 0 | 0 | 0 | 0 | 0
| E2 | 0 | 0 | 0 | 0 | 0 | 0 | 0 | 0 | 0 | 0 | 0 | 0 | 0 | 0 | 0 | 0 | 0 | 0 | 0 | 0 | 0 | 0 | 0 | 0 | 0 | 0 | 0 | 0 | 0 | 0 | 0
| E3 | 0 | 0 | 0 | 0 | 0 | 0 | 0 | 0 | 0 | 0 | 0 | 0 | 0 | 0 | 0 | 0 | 0 | 0 | 0 | 0 | 0 | 0 | 0 | 0 | 0 | 0 | 0 | 0 | 0 | 0 | 0
| E4 | 0 | 0 | 0 | 0 | 0 | 0 | 0 | 0 | 0 | 0 | 0 | 0 | 0 | 0 | 0 | 0 | 0 | 0 | 0 | 0 | 0 | 0 | 0 | 0 | 0 | 0 | 0 | 0 | 0 | 0 | 0
| E5 | 0 | 0 | 0 | 0 | 0 | 0 | 0 | 0 | 0 | 0 | 0 | 0 | 0 | 0 | 0 | 0 | 0 | 0 | 0 | 0 | 0 | 0 | 0 | 0 | 0 | 0 | 0 | 0 | 0 | 0 | 0
| E6 | 0 | 0 | 0 | 0 | 0 | 0 | 0 | 0 | 0 | 0 | 0 | 0 | 0 | 0 | 0 | 0 | 0 | 0 | 0 | 0 | 0 | 0 | 0 | 0 | 0 | 0 | 0 | 0 | 0 | 0 | 0
| E7 | 0 | 0 | 0 | 0 | 0 | 0 | 0 | 0 | 0 | 0 | 0 | 0 | 0 | 0 | 0 | 0 | 0 | 0 | 0 | 0 | 0 | 0 | 0 | 0 | 0 | 0 | 0 | 0 | 0 | 0 | 0
| E8 | 0 | 0 | 0 | 0 | 0 | 0 | 0 | 0 | 0 | 0 | 0 | 0 | 0 | 0 | 0 | 0 | 0 | 0 | 0 | 0 | 0 | 0 | 0 | 0 | 0 | 0 | 0 | 0 | 0 | 0 | 0
| E9 | 0 | 0 | 0 | 0 | 0 | 0 | 0 | 0 | 0 | 0 | 0 | 0 | 0 | 0 | 0 | 0 | 0 | 0 | 0 | 0 | 0 | 0 | 0 | 0 | 0 | 0 | 0 | 0 | 0 | 0 | 0
| E10 | 0 | 0 | 0 | 0 | 0 | 0 | 0 | 0 | 0 | 0 | 0 | 0 | 0 | 0 | 0 | 0 | 0 | 0 | 0 | 0 | 0 | 0 | 0 | 0 | 0 | 0 | 0 | 0 | 0 | 0 | 0
| Vintage | 0 | 0 | 0 | 0 | 0 | 0 | 0 | 0 | 0 | 0 | 0 | 0 | 0 | 0 | 0 | 0 | 0 | 0 | 0 | 0 | 0 | 0 | 0 | 0 | 0 | 0 | 0 | 0 | 0 | 0 | 0
Tech Purchase Shares
| Year | Year 0 | Year 1 | Year 2 | Year 3 | Year 4 | Year 5 | Year 6 | Year 7 | Year 8 | Year 9 | Year 10 | Year 11 | Year 12 | Year 13 | Year 14 | Year 15 | Year 16 | Year 17 | Year 18 | Year 19 | Year 20 | Year 21 | Year 22 | Year 23 | Year 24 | Year 25 | Year 26 | Year 27 | Year 28 | Year 29 | Year 30
E1 | bar: Year 0 to Year 30
E2 | bar: Year 0 to Year 30
E3 | bar: Year 0 to Year 30
E4 | bar: Year 0 to Year 30
E5 | bar: Year 0 to Year 30
E6 | bar: Year 0 to Year 30
E7 | bar: Year 0 to Year 30
E8 | bar: Year 0 to Year 30
E9 | bar: Year 0 to Year 30
E10 | bar: Year 0 to Year 30
Units In from Switching
| E1 | 0 | 0 | 0 | 0 | 0 | 0 | 0 | 0 | 0 | 0 | 0 | 0 | 0 | 0 | 0 | 0 | 0 | 0 | 0 | 0 | 0 | 0 | 0 | 0 | 0 | 0 | 0 | 0 | 0 | 0 | 0
| E2 | 0 | 0 | 0 | 0 | 0 | 0 | 0 | 0 | 0 | 0 | 0 | 0 | 0 | 0 | 0 | 0 | 0 | 0 | 0 | 0 | 0 | 0 | 0 | 0 | 0 | 0 | 0 | 0 | 0 | 0 | 0
| E3 | 0 | 0 | 0 | 0 | 0 | 0 | 0 | 0 | 0 | 0 | 0 | 0 | 0 | 0 | 0 | 0 | 0 | 0 | 0 | 0 | 0 | 0 | 0 | 0 | 0 | 0 | 0 | 0 | 0 | 0 | 0
| E4 | 0 | 0 | 0 | 0 | 0 | 0 | 0 | 0 | 0 | 0 | 0 | 0 | 0 | 0 | 0 | 0 | 0 | 0 | 0 | 0 | 0 | 0 | 0 | 0 | 0 | 0 | 0 | 0 | 0 | 0 | 0
| E5 | 0 | 0 | 0 | 0 | 0 | 0 | 0 | 0 | 0 | 0 | 0 | 0 | 0 | 0 | 0 | 0 | 0 | 0 | 0 | 0 | 0 | 0 | 0 | 0 | 0 | 0 | 0 | 0 | 0 | 0 | 0
| E6 | 0 | 0 | 0 | 0 | 0 | 0 | 0 | 0 | 0 | 0 | 0 | 0 | 0 | 0 | 0 | 0 | 0 | 0 | 0 | 0 | 0 | 0 | 0 | 0 | 0 | 0 | 0 | 0 | 0 | 0 | 0
| E7 | 0 | 0 | 0 | 0 | 0 | 0 | 0 | 0 | 0 | 0 | 0 | 0 | 0 | 0 | 0 | 0 | 0 | 0 | 0 | 0 | 0 | 0 | 0 | 0 | 0 | 0 | 0 | 0 | 0 | 0 | 0
| E8 | 0 | 0 | 0 | 0 | 0 | 0 | 0 | 0 | 0 | 0 | 0 | 0 | 0 | 0 | 0 | 0 | 0 | 0 | 0 | 0 | 0 | 0 | 0 | 0 | 0 | 0 | 0 | 0 | 0 | 0 | 0
| E9 | 0 | 0 | 0 | 0 | 0 | 0 | 0 | 0 | 0 | 0 | 0 | 0 | 0 | 0 | 0 | 0 | 0 | 0 | 0 | 0 | 0 | 0 | 0 | 0 | 0 | 0 | 0 | 0 | 0 | 0 | 0
| E10 | 0 | 0 | 0 | 0 | 0 | 0 | 0 | 0 | 0 | 0 | 0 | 0 | 0 | 0 | 0 | 0 | 0 | 0 | 0 | 0 | 0 | 0 | 0 | 0 | 0 | 0 | 0 | 0 | 0 | 0 | 0
| Vintage | 0 | 0 | 0 | 0 | 0 | 0 | 0 | 0 | 0 | 0 | 0 | 0 | 0 | 0 | 0 | 0 | 0 | 0 | 0 | 0 | 0 | 0 | 0 | 0 | 0 | 0 | 0 | 0 | 0 | 0 | 0
Net Change
| Year | Year 0 | Year 1 | Year 2 | Year 3 | Year 4 | Year 5 | Year 6 | Year 7 | Year 8 | Year 9 | Year 10 | Year 11 | Year 12 | Year 13 | Year 14 | Year 15 | Year 16 | Year 17 | Year 18 | Year 19 | Year 20 | Year 21 | Year 22 | Year 23 | Year 24 | Year 25 | Year 26 | Year 27 | Year 28 | Year 29 | Year 30 | Key
| Units | 0 | 0 | 0 | 0 | 0 | 0 | 0 | 0 | 0 | 0 | 0 | 0 | 0 | 0 | 0 | 0 | 0 | 0 | 0 | 0 | 0 | 0 | 0 | 0 | 0 | 0 | 0 | 0 | 0 | 0 | 0 | 0_Units |  |  |  |  | 301957.8232
| Usage | 0 | 0 | 0 | 0 | 0 | 0 | 0 | 0 | 0 | 0 | 0 | 0 | 0 | 0 | 0 | 0 | 0 | 0 | 0 | 0 | 0 | 0 | 0 | 0 | 0 | 0 | 0 | 0 | 0 | 0 | 0 | 0_Usage |  |  |  |  | 1698.6543
| Peak Demand (S) | 0 | 0 | 0 | 0 | 0 | 0 | 0 | 0 | 0 | 0 | 0 | 0 | 0 | 0 | 0 | 0 | 0 | 0 | 0 | 0 | 0 | 0 | 0 | 0 | 0 | 0 | 0 | 0 | 0 | 0 | 0 | 0_Peak Demand (S) |  |  |  |  | 0
| Peak Demand (W) | 0 | 0 | 0 | 0 | 0 | 0 | 0 | 0 | 0 | 0 | 0 | 0 | 0 | 0 | 0 | 0 | 0 | 0 | 0 | 0 | 0 | 0 | 0 | 0 | 0 | 0 | 0 | 0 | 0 | 0 | 0 | 0_Peak Demand (W) |  |  |  |  | 884.6119
| Turnover | 0 | 0 | 0 | 0 | 0 | 0 | 0 | 0 | 0 | 0 | 0 | 0 | 0 | 0 | 0 | 0 | 0 | 0 | 0 | 0 | 0 | 0 | 0 | 0 | 0 | 0 | 0 | 0 | 0 | 0 | 0 | 0_Turnover |  |  |  |  | 6885.4476
| Avg. Replacement Usage | 0 | 0 | 0 | 0 | 0 | 0 | 0 | 0 | 0 | 0 | 0 | 0 | 0 | 0 | 0 | 0 | 0 | 0 | 0 | 0 | 0 | 0 | 0 | 0 | 0 | 0 | 0 | 0 | 0 | 0 | 0 | 0_Avg. Replacement Usage |  |  |  |  | 5638.8522
| Avg. Replacement Demand (S) | 0 | 0 | 0 | 0 | 0 | 0 | 0 | 0 | 0 | 0 | 0 | 0 | 0 | 0 | 0 | 0 | 0 | 0 | 0 | 0 | 0 | 0 | 0 | 0 | 0 | 0 | 0 | 0 | 0 | 0 | 0 | 0_Avg. Replacement Demand (S) |  |  |  |  | 0
| Avg. Replacement Demand (W) | 0 | 0 | 0 | 0 | 0 | 0 | 0 | 0 | 0 | 0 | 0 | 0 | 0 | 0 | 0 | 0 | 0 | 0 | 0 | 0 | 0 | 0 | 0 | 0 | 0 | 0 | 0 | 0 | 0 | 0 | 0 | 0_Avg. Replacement Demand (W) |  |  |  |  | 2.9366
Purchases
| Year | Year 0 | Year 1 | Year 2 | Year 3 | Year 4 | Year 5 | Year 6 | Year 7 | Year 8 | Year 9 | Year 10 | Year 11 | Year 12 | Year 13 | Year 14 | Year 15 | Year 16 | Year 17 | Year 18 | Year 19 | Year 20 | Year 21 | Year 22 | Year 23 | Year 24 | Year 25 | Year 26 | Year 27 | Year 28 | Year 29 | Year 30
| E1 | 0 | 0 | 0 | 0 | 0 | 0 | 0 | 0 | 0 | 0 | 0 | 0 | 0 | 0 | 0 | 0 | 0 | 0 | 0 | 0 | 0 | 0 | 0 | 0 | 0 | 0 | 0 | 0 | 0 | 0 | 0 | 0_E1_Purchases |  |  |  |  | 6885.4476
| E2 | 0 | 0 | 0 | 0 | 0 | 0 | 0 | 0 | 0 | 0 | 0 | 0 | 0 | 0 | 0 | 0 | 0 | 0 | 0 | 0 | 0 | 0 | 0 | 0 | 0 | 0 | 0 | 0 | 0 | 0 | 0 | 0_E2_Purchases |  |  |  |  | 0
| E3 | 0 | 0 | 0 | 0 | 0 | 0 | 0 | 0 | 0 | 0 | 0 | 0 | 0 | 0 | 0 | 0 | 0 | 0 | 0 | 0 | 0 | 0 | 0 | 0 | 0 | 0 | 0 | 0 | 0 | 0 | 0 | 0_E3_Purchases |  |  |  |  | 0
| E4 | 0 | 0 | 0 | 0 | 0 | 0 | 0 | 0 | 0 | 0 | 0 | 0 | 0 | 0 | 0 | 0 | 0 | 0 | 0 | 0 | 0 | 0 | 0 | 0 | 0 | 0 | 0 | 0 | 0 | 0 | 0 | 0_E4_Purchases |  |  |  |  | 0
| E5 | 0 | 0 | 0 | 0 | 0 | 0 | 0 | 0 | 0 | 0 | 0 | 0 | 0 | 0 | 0 | 0 | 0 | 0 | 0 | 0 | 0 | 0 | 0 | 0 | 0 | 0 | 0 | 0 | 0 | 0 | 0 | 0_E5_Purchases |  |  |  |  | 0
| E6 | 0 | 0 | 0 | 0 | 0 | 0 | 0 | 0 | 0 | 0 | 0 | 0 | 0 | 0 | 0 | 0 | 0 | 0 | 0 | 0 | 0 | 0 | 0 | 0 | 0 | 0 | 0 | 0 | 0 | 0 | 0 | 0_E6_Purchases |  |  |  |  | 0
| E7 | 0 | 0 | 0 | 0 | 0 | 0 | 0 | 0 | 0 | 0 | 0 | 0 | 0 | 0 | 0 | 0 | 0 | 0 | 0 | 0 | 0 | 0 | 0 | 0 | 0 | 0 | 0 | 0 | 0 | 0 | 0 | 0_E7_Purchases |  |  |  |  | 0
| E8 | 0 | 0 | 0 | 0 | 0 | 0 | 0 | 0 | 0 | 0 | 0 | 0 | 0 | 0 | 0 | 0 | 0 | 0 | 0 | 0 | 0 | 0 | 0 | 0 | 0 | 0 | 0 | 0 | 0 | 0 | 0 | 0_E8_Purchases |  |  |  |  | 0
| E9 | 0 | 0 | 0 | 0 | 0 | 0 | 0 | 0 | 0 | 0 | 0 | 0 | 0 | 0 | 0 | 0 | 0 | 0 | 0 | 0 | 0 | 0 | 0 | 0 | 0 | 0 | 0 | 0 | 0 | 0 | 0 | 0_E9_Purchases |  |  |  |  | 0
| E10 | 0 | 0 | 0 | 0 | 0 | 0 | 0 | 0 | 0 | 0 | 0 | 0 | 0 | 0 | 0 | 0 | 0 | 0 | 0 | 0 | 0 | 0 | 0 | 0 | 0 | 0 | 0 | 0 | 0 | 0 | 0 | 0_E10_Purchases |  |  |  |  | 0
Stock
| Year | Year 0 | Year 1 | Year 2 | Year 3 | Year 4 | Year 5 | Year 6 | Year 7 | Year 8 | Year 9 | Year 10 | Year 11 | Year 12 | Year 13 | Year 14 | Year 15 | Year 16 | Year 17 | Year 18 | Year 19 | Year 20 | Year 21 | Year 22 | Year 23 | Year 24 | Year 25 | Year 26 | Year 27 | Year 28 | Year 29 | Year 30
| E1 | 0 | 0 | 0 | 0 | 0 | 0 | 0 | 0 | 0 | 0 | 0 | 0 | 0 | 0 | 0 | 0 | 0 | 0 | 0 | 0 | 0 | 0 | 0 | 0 | 0 | 0 | 0 | 0 | 0 | 0 | 0 | 0_E1_Stock |  |  |  |  | 13576.6093
| E2 | 0 | 0 | 0 | 0 | 0 | 0 | 0 | 0 | 0 | 0 | 0 | 0 | 0 | 0 | 0 | 0 | 0 | 0 | 0 | 0 | 0 | 0 | 0 | 0 | 0 | 0 | 0 | 0 | 0 | 0 | 0 | 0_E2_Stock |  |  |  |  | 0
| E3 | 0 | 0 | 0 | 0 | 0 | 0 | 0 | 0 | 0 | 0 | 0 | 0 | 0 | 0 | 0 | 0 | 0 | 0 | 0 | 0 | 0 | 0 | 0 | 0 | 0 | 0 | 0 | 0 | 0 | 0 | 0 | 0_E3_Stock |  |  |  |  | 0
| E4 | 0 | 0 | 0 | 0 | 0 | 0 | 0 | 0 | 0 | 0 | 0 | 0 | 0 | 0 | 0 | 0 | 0 | 0 | 0 | 0 | 0 | 0 | 0 | 0 | 0 | 0 | 0 | 0 | 0 | 0 | 0 | 0_E4_Stock |  |  |  |  | 0
| E5 | 0 | 0 | 0 | 0 | 0 | 0 | 0 | 0 | 0 | 0 | 0 | 0 | 0 | 0 | 0 | 0 | 0 | 0 | 0 | 0 | 0 | 0 | 0 | 0 | 0 | 0 | 0 | 0 | 0 | 0 | 0 | 0_E5_Stock |  |  |  |  | 0
| E6 | 0 | 0 | 0 | 0 | 0 | 0 | 0 | 0 | 0 | 0 | 0 | 0 | 0 | 0 | 0 | 0 | 0 | 0 | 0 | 0 | 0 | 0 | 0 | 0 | 0 | 0 | 0 | 0 | 0 | 0 | 0 | 0_E6_Stock |  |  |  |  | 0
| E7 | 0 | 0 | 0 | 0 | 0 | 0 | 0 | 0 | 0 | 0 | 0 | 0 | 0 | 0 | 0 | 0 | 0 | 0 | 0 | 0 | 0 | 0 | 0 | 0 | 0 | 0 | 0 | 0 | 0 | 0 | 0 | 0_E7_Stock |  |  |  |  | 0
| E8 | 0 | 0 | 0 | 0 | 0 | 0 | 0 | 0 | 0 | 0 | 0 | 0 | 0 | 0 | 0 | 0 | 0 | 0 | 0 | 0 | 0 | 0 | 0 | 0 | 0 | 0 | 0 | 0 | 0 | 0 | 0 | 0_E8_Stock |  |  |  |  | 0
| E9 | 0 | 0 | 0 | 0 | 0 | 0 | 0 | 0 | 0 | 0 | 0 | 0 | 0 | 0 | 0 | 0 | 0 | 0 | 0 | 0 | 0 | 0 | 0 | 0 | 0 | 0 | 0 | 0 | 0 | 0 | 0 | 0_E9_Stock |  |  |  |  | 0
| E10 | 0 | 0 | 0 | 0 | 0 | 0 | 0 | 0 | 0 | 0 | 0 | 0 | 0 | 0 | 0 | 0 | 0 | 0 | 0 | 0 | 0 | 0 | 0 | 0 | 0 | 0 | 0 | 0 | 0 | 0 | 0 | 0_E10_Stock |  |  |  |  | 0
| Vintage | 0 | 0 | 0 | 0 | 0 | 0 | 0 | 0 | 0 | 0 | 0 | 0 | 0 | 0 | 0 | 0 | 0 | 0 | 0 | 0 | 0 | 0 | 0 | 0 | 0 | 0 | 0 | 0 | 0 | 0 | 0 | 0_Vintage_Stock |  |  |  |  | 288381.2139
S5C5 |  | Year 0: System 5 Technology 5
Technology Variables
| Tech Key | Year 0: 0
| Peak Factor (S) | Year 0: 0
| Peak Factor (W) | Year 0: 0
| Min Vintage Lifetime | Year 0: 0
| Max Vintage Lifetime | Year 0: 0
| Turnover Style | Year 0: 0
Technology Variables
| Equipment | Year 0: Label; Year 1: Min Lifetime; Year 2: Max Lifetime; Year 3: Degradation; Year 4: Usage; Year 5: Available
| E1 | Year 1: 0; Year 2: 0; Year 3: 0%; Year 4: 0; Year 5: FALSE
| E2 | Year 1: 0; Year 2: 0; Year 3: 0%; Year 4: 0; Year 5: FALSE
| E3 | Year 1: 0; Year 2: 0; Year 3: 0%; Year 4: 0; Year 5: FALSE
| E4 | Year 1: 0; Year 2: 0; Year 3: 0%; Year 4: 0; Year 5: FALSE
| E5 | Year 1: 0; Year 2: 0; Year 3: 0%; Year 4: 0; Year 5: FALSE
| E6 | Year 1: 0; Year 2: 0; Year 3: 0%; Year 4: 0; Year 5: FALSE
| E7 | Year 1: 0; Year 2: 0; Year 3: 0%; Year 4: 0; Year 5: FALSE
| E8 | Year 1: 0; Year 2: 0; Year 3: 0%; Year 4: 0; Year 5: FALSE
| E9 | Year 1: 0; Year 2: 0; Year 3: 0%; Year 4: 0; Year 5: FALSE
| E10 | Year 1: 0; Year 2: 0; Year 3: 0%; Year 4: 0; Year 5: FALSE
Original Forecast Results
| Year | Year 0 | Year 1 | Year 2 | Year 3 | Year 4 | Year 5 | Year 6 | Year 7 | Year 8 | Year 9 | Year 10 | Year 11 | Year 12 | Year 13 | Year 14 | Year 15 | Year 16 | Year 17 | Year 18 | Year 19 | Year 20 | Year 21 | Year 22 | Year 23 | Year 24 | Year 25 | Year 26 | Year 27 | Year 28 | Year 29 | Year 30 | Key
| Units | 0 | 0 | 0 | 0 | 0 | 0 | 0 | 0 | 0 | 0 | 0 | 0 | 0 | 0 | 0 | 0 | 0 | 0 | 0 | 0 | 0 | 0 | 0 | 0 | 0 | 0 | 0 | 0 | 0 | 0 | 0 | #REF! |  |  |  |  | 301957.8232
| Usage | 0 | 0 | 0 | 0 | 0 | 0 | 0 | 0 | 0 | 0 | 0 | 0 | 0 | 0 | 0 | 0 | 0 | 0 | 0 | 0 | 0 | 0 | 0 | 0 | 0 | 0 | 0 | 0 | 0 | 0 | 0 | #REF! |  |  |  |  | 1698.6543
| Peak Demand (S) | 0 | 0 | 0 | 0 | 0 | 0 | 0 | 0 | 0 | 0 | 0 | 0 | 0 | 0 | 0 | 0 | 0 | 0 | 0 | 0 | 0 | 0 | 0 | 0 | 0 | 0 | 0 | 0 | 0 | 0 | 0 | #REF! |  |  |  |  | 0
| Peak Demand (W) | 0 | 0 | 0 | 0 | 0 | 0 | 0 | 0 | 0 | 0 | 0 | 0 | 0 | 0 | 0 | 0 | 0 | 0 | 0 | 0 | 0 | 0 | 0 | 0 | 0 | 0 | 0 | 0 | 0 | 0 | 0 | #REF! |  |  |  |  | 884.6119
| Turnover | 0 | 0 | 0 | 0 | 0 | 0 | 0 | 0 | 0 | 0 | 0 | 0 | 0 | 0 | 0 | 0 | 0 | 0 | 0 | 0 | 0 | 0 | 0 | 0 | 0 | 0 | 0 | 0 | 0 | 0 | 0 | #REF! |  |  |  |  | 6885.4476
| Avg. Replacement Usage | 0 | 0 | 0 | 0 | 0 | 0 | 0 | 0 | 0 | 0 | 0 | 0 | 0 | 0 | 0 | 0 | 0 | 0 | 0 | 0 | 0 | 0 | 0 | 0 | 0 | 0 | 0 | 0 | 0 | 0 | 0 | #REF! |  |  |  |  | 5638.8522
| Avg. Replacement Demand (S) | 0 | 0 | 0 | 0 | 0 | 0 | 0 | 0 | 0 | 0 | 0 | 0 | 0 | 0 | 0 | 0 | 0 | 0 | 0 | 0 | 0 | 0 | 0 | 0 | 0 | 0 | 0 | 0 | 0 | 0 | 0 | #REF! |  |  |  |  | 0
| Avg. Replacement Demand (W) | 0 | 0 | 0 | 0 | 0 | 0 | 0 | 0 | 0 | 0 | 0 | 0 | 0 | 0 | 0 | 0 | 0 | 0 | 0 | 0 | 0 | 0 | 0 | 0 | 0 | 0 | 0 | 0 | 0 | 0 | 0 | #REF! |  |  |  |  | 2.9366
Tech Forecast Stock
| Year | Year 0 | Year 1 | Year 2 | Year 3 | Year 4 | Year 5 | Year 6 | Year 7 | Year 8 | Year 9 | Year 10 | Year 11 | Year 12 | Year 13 | Year 14 | Year 15 | Year 16 | Year 17 | Year 18 | Year 19 | Year 20 | Year 21 | Year 22 | Year 23 | Year 24 | Year 25 | Year 26 | Year 27 | Year 28 | Year 29 | Year 30
| E1 | 0 | 0 | 0 | 0 | 0 | 0 | 0 | 0 | 0 | 0 | 0 | 0 | 0 | 0 | 0 | 0 | 0 | 0 | 0 | 0 | 0 | 0 | 0 | 0 | 0 | 0 | 0 | 0 | 0 | 0 | 0
| E2 | 0 | 0 | 0 | 0 | 0 | 0 | 0 | 0 | 0 | 0 | 0 | 0 | 0 | 0 | 0 | 0 | 0 | 0 | 0 | 0 | 0 | 0 | 0 | 0 | 0 | 0 | 0 | 0 | 0 | 0 | 0
| E3 | 0 | 0 | 0 | 0 | 0 | 0 | 0 | 0 | 0 | 0 | 0 | 0 | 0 | 0 | 0 | 0 | 0 | 0 | 0 | 0 | 0 | 0 | 0 | 0 | 0 | 0 | 0 | 0 | 0 | 0 | 0
| E4 | 0 | 0 | 0 | 0 | 0 | 0 | 0 | 0 | 0 | 0 | 0 | 0 | 0 | 0 | 0 | 0 | 0 | 0 | 0 | 0 | 0 | 0 | 0 | 0 | 0 | 0 | 0 | 0 | 0 | 0 | 0
| E5 | 0 | 0 | 0 | 0 | 0 | 0 | 0 | 0 | 0 | 0 | 0 | 0 | 0 | 0 | 0 | 0 | 0 | 0 | 0 | 0 | 0 | 0 | 0 | 0 | 0 | 0 | 0 | 0 | 0 | 0 | 0
| E6 | 0 | 0 | 0 | 0 | 0 | 0 | 0 | 0 | 0 | 0 | 0 | 0 | 0 | 0 | 0 | 0 | 0 | 0 | 0 | 0 | 0 | 0 | 0 | 0 | 0 | 0 | 0 | 0 | 0 | 0 | 0
| E7 | 0 | 0 | 0 | 0 | 0 | 0 | 0 | 0 | 0 | 0 | 0 | 0 | 0 | 0 | 0 | 0 | 0 | 0 | 0 | 0 | 0 | 0 | 0 | 0 | 0 | 0 | 0 | 0 | 0 | 0 | 0
| E8 | 0 | 0 | 0 | 0 | 0 | 0 | 0 | 0 | 0 | 0 | 0 | 0 | 0 | 0 | 0 | 0 | 0 | 0 | 0 | 0 | 0 | 0 | 0 | 0 | 0 | 0 | 0 | 0 | 0 | 0 | 0
| E9 | 0 | 0 | 0 | 0 | 0 | 0 | 0 | 0 | 0 | 0 | 0 | 0 | 0 | 0 | 0 | 0 | 0 | 0 | 0 | 0 | 0 | 0 | 0 | 0 | 0 | 0 | 0 | 0 | 0 | 0 | 0
| E10 | 0 | 0 | 0 | 0 | 0 | 0 | 0 | 0 | 0 | 0 | 0 | 0 | 0 | 0 | 0 | 0 | 0 | 0 | 0 | 0 | 0 | 0 | 0 | 0 | 0 | 0 | 0 | 0 | 0 | 0 | 0
| Vintage | 0 | 0 | 0 | 0 | 0 | 0 | 0 | 0 | 0 | 0 | 0 | 0 | 0 | 0 | 0 | 0 | 0 | 0 | 0 | 0 | 0 | 0 | 0 | 0 | 0 | 0 | 0 | 0 | 0 | 0 | 0
Stock for Switching
| Year | Year 0 | Year 1 | Year 2 | Year 3 | Year 4 | Year 5 | Year 6 | Year 7 | Year 8 | Year 9 | Year 10 | Year 11 | Year 12 | Year 13 | Year 14 | Year 15 | Year 16 | Year 17 | Year 18 | Year 19 | Year 20 | Year 21 | Year 22 | Year 23 | Year 24 | Year 25 | Year 26 | Year 27 | Year 28 | Year 29 | Year 30
| E1 | 0 | 0 | 0 | 0 | 0 | 0 | 0 | 0 | 0 | 0 | 0 | 0 | 0 | 0 | 0 | 0 | 0 | 0 | 0 | 0 | 0 | 0 | 0 | 0 | 0 | 0 | 0 | 0 | 0 | 0 | 0 | 0_E1_SysStock
| E2 | 0 | 0 | 0 | 0 | 0 | 0 | 0 | 0 | 0 | 0 | 0 | 0 | 0 | 0 | 0 | 0 | 0 | 0 | 0 | 0 | 0 | 0 | 0 | 0 | 0 | 0 | 0 | 0 | 0 | 0 | 0 | 0_E2_SysStock
| E3 | 0 | 0 | 0 | 0 | 0 | 0 | 0 | 0 | 0 | 0 | 0 | 0 | 0 | 0 | 0 | 0 | 0 | 0 | 0 | 0 | 0 | 0 | 0 | 0 | 0 | 0 | 0 | 0 | 0 | 0 | 0 | 0_E3_SysStock
| E4 | 0 | 0 | 0 | 0 | 0 | 0 | 0 | 0 | 0 | 0 | 0 | 0 | 0 | 0 | 0 | 0 | 0 | 0 | 0 | 0 | 0 | 0 | 0 | 0 | 0 | 0 | 0 | 0 | 0 | 0 | 0 | 0_E4_SysStock
| E5 | 0 | 0 | 0 | 0 | 0 | 0 | 0 | 0 | 0 | 0 | 0 | 0 | 0 | 0 | 0 | 0 | 0 | 0 | 0 | 0 | 0 | 0 | 0 | 0 | 0 | 0 | 0 | 0 | 0 | 0 | 0 | 0_E5_SysStock
| E6 | 0 | 0 | 0 | 0 | 0 | 0 | 0 | 0 | 0 | 0 | 0 | 0 | 0 | 0 | 0 | 0 | 0 | 0 | 0 | 0 | 0 | 0 | 0 | 0 | 0 | 0 | 0 | 0 | 0 | 0 | 0 | 0_E6_SysStock
| E7 | 0 | 0 | 0 | 0 | 0 | 0 | 0 | 0 | 0 | 0 | 0 | 0 | 0 | 0 | 0 | 0 | 0 | 0 | 0 | 0 | 0 | 0 | 0 | 0 | 0 | 0 | 0 | 0 | 0 | 0 | 0 | 0_E7_SysStock
| E8 | 0 | 0 | 0 | 0 | 0 | 0 | 0 | 0 | 0 | 0 | 0 | 0 | 0 | 0 | 0 | 0 | 0 | 0 | 0 | 0 | 0 | 0 | 0 | 0 | 0 | 0 | 0 | 0 | 0 | 0 | 0 | 0_E8_SysStock
| E9 | 0 | 0 | 0 | 0 | 0 | 0 | 0 | 0 | 0 | 0 | 0 | 0 | 0 | 0 | 0 | 0 | 0 | 0 | 0 | 0 | 0 | 0 | 0 | 0 | 0 | 0 | 0 | 0 | 0 | 0 | 0 | 0_E9_SysStock
| E10 | 0 | 0 | 0 | 0 | 0 | 0 | 0 | 0 | 0 | 0 | 0 | 0 | 0 | 0 | 0 | 0 | 0 | 0 | 0 | 0 | 0 | 0 | 0 | 0 | 0 | 0 | 0 | 0 | 0 | 0 | 0 | 0_E10_SysStock
| Vintage | 0 | 0 | 0 | 0 | 0 | 0 | 0 | 0 | 0 | 0 | 0 | 0 | 0 | 0 | 0 | 0 | 0 | 0 | 0 | 0 | 0 | 0 | 0 | 0 | 0 | 0 | 0 | 0 | 0 | 0 | 0 | 0_Vintage_SysStock
Tech Forecast Purchases
| Year | Year 0 | Year 1 | Year 2 | Year 3 | Year 4 | Year 5 | Year 6 | Year 7 | Year 8 | Year 9 | Year 10 | Year 11 | Year 12 | Year 13 | Year 14 | Year 15 | Year 16 | Year 17 | Year 18 | Year 19 | Year 20 | Year 21 | Year 22 | Year 23 | Year 24 | Year 25 | Year 26 | Year 27 | Year 28 | Year 29 | Year 30
| E1 | 0 | 0 | 0 | 0 | 0 | 0 | 0 | 0 | 0 | 0 | 0 | 0 | 0 | 0 | 0 | 0 | 0 | 0 | 0 | 0 | 0 | 0 | 0 | 0 | 0 | 0 | 0 | 0 | 0 | 0 | 0
| E2 | 0 | 0 | 0 | 0 | 0 | 0 | 0 | 0 | 0 | 0 | 0 | 0 | 0 | 0 | 0 | 0 | 0 | 0 | 0 | 0 | 0 | 0 | 0 | 0 | 0 | 0 | 0 | 0 | 0 | 0 | 0
| E3 | 0 | 0 | 0 | 0 | 0 | 0 | 0 | 0 | 0 | 0 | 0 | 0 | 0 | 0 | 0 | 0 | 0 | 0 | 0 | 0 | 0 | 0 | 0 | 0 | 0 | 0 | 0 | 0 | 0 | 0 | 0
| E4 | 0 | 0 | 0 | 0 | 0 | 0 | 0 | 0 | 0 | 0 | 0 | 0 | 0 | 0 | 0 | 0 | 0 | 0 | 0 | 0 | 0 | 0 | 0 | 0 | 0 | 0 | 0 | 0 | 0 | 0 | 0
| E5 | 0 | 0 | 0 | 0 | 0 | 0 | 0 | 0 | 0 | 0 | 0 | 0 | 0 | 0 | 0 | 0 | 0 | 0 | 0 | 0 | 0 | 0 | 0 | 0 | 0 | 0 | 0 | 0 | 0 | 0 | 0
| E6 | 0 | 0 | 0 | 0 | 0 | 0 | 0 | 0 | 0 | 0 | 0 | 0 | 0 | 0 | 0 | 0 | 0 | 0 | 0 | 0 | 0 | 0 | 0 | 0 | 0 | 0 | 0 | 0 | 0 | 0 | 0
| E7 | 0 | 0 | 0 | 0 | 0 | 0 | 0 | 0 | 0 | 0 | 0 | 0 | 0 | 0 | 0 | 0 | 0 | 0 | 0 | 0 | 0 | 0 | 0 | 0 | 0 | 0 | 0 | 0 | 0 | 0 | 0
| E8 | 0 | 0 | 0 | 0 | 0 | 0 | 0 | 0 | 0 | 0 | 0 | 0 | 0 | 0 | 0 | 0 | 0 | 0 | 0 | 0 | 0 | 0 | 0 | 0 | 0 | 0 | 0 | 0 | 0 | 0 | 0
| E9 | 0 | 0 | 0 | 0 | 0 | 0 | 0 | 0 | 0 | 0 | 0 | 0 | 0 | 0 | 0 | 0 | 0 | 0 | 0 | 0 | 0 | 0 | 0 | 0 | 0 | 0 | 0 | 0 | 0 | 0 | 0
| E10 | 0 | 0 | 0 | 0 | 0 | 0 | 0 | 0 | 0 | 0 | 0 | 0 | 0 | 0 | 0 | 0 | 0 | 0 | 0 | 0 | 0 | 0 | 0 | 0 | 0 | 0 | 0 | 0 | 0 | 0 | 0
Potential to Switch
| Year | Year 0 | Year 1 | Year 2 | Year 3 | Year 4 | Year 5 | Year 6 | Year 7 | Year 8 | Year 9 | Year 10 | Year 11 | Year 12 | Year 13 | Year 14 | Year 15 | Year 16 | Year 17 | Year 18 | Year 19 | Year 20 | Year 21 | Year 22 | Year 23 | Year 24 | Year 25 | Year 26 | Year 27 | Year 28 | Year 29 | Year 30
| E1 | 0 | 0 | 0 | 0 | 0 | 0 | 0 | 0 | 0 | 0 | 0 | 0 | 0 | 0 | 0 | 0 | 0 | 0 | 0 | 0 | 0 | 0 | 0 | 0 | 0 | 0 | 0 | 0 | 0 | 0 | 0 | 0_E1_Switched Out
| E2 | 0 | 0 | 0 | 0 | 0 | 0 | 0 | 0 | 0 | 0 | 0 | 0 | 0 | 0 | 0 | 0 | 0 | 0 | 0 | 0 | 0 | 0 | 0 | 0 | 0 | 0 | 0 | 0 | 0 | 0 | 0 | 0_E2_Switched Out
| E3 | 0 | 0 | 0 | 0 | 0 | 0 | 0 | 0 | 0 | 0 | 0 | 0 | 0 | 0 | 0 | 0 | 0 | 0 | 0 | 0 | 0 | 0 | 0 | 0 | 0 | 0 | 0 | 0 | 0 | 0 | 0 | 0_E3_Switched Out
| E4 | 0 | 0 | 0 | 0 | 0 | 0 | 0 | 0 | 0 | 0 | 0 | 0 | 0 | 0 | 0 | 0 | 0 | 0 | 0 | 0 | 0 | 0 | 0 | 0 | 0 | 0 | 0 | 0 | 0 | 0 | 0 | 0_E4_Switched Out
| E5 | 0 | 0 | 0 | 0 | 0 | 0 | 0 | 0 | 0 | 0 | 0 | 0 | 0 | 0 | 0 | 0 | 0 | 0 | 0 | 0 | 0 | 0 | 0 | 0 | 0 | 0 | 0 | 0 | 0 | 0 | 0 | 0_E5_Switched Out
| E6 | 0 | 0 | 0 | 0 | 0 | 0 | 0 | 0 | 0 | 0 | 0 | 0 | 0 | 0 | 0 | 0 | 0 | 0 | 0 | 0 | 0 | 0 | 0 | 0 | 0 | 0 | 0 | 0 | 0 | 0 | 0 | 0_E6_Switched Out
| E7 | 0 | 0 | 0 | 0 | 0 | 0 | 0 | 0 | 0 | 0 | 0 | 0 | 0 | 0 | 0 | 0 | 0 | 0 | 0 | 0 | 0 | 0 | 0 | 0 | 0 | 0 | 0 | 0 | 0 | 0 | 0 | 0_E7_Switched Out
| E8 | 0 | 0 | 0 | 0 | 0 | 0 | 0 | 0 | 0 | 0 | 0 | 0 | 0 | 0 | 0 | 0 | 0 | 0 | 0 | 0 | 0 | 0 | 0 | 0 | 0 | 0 | 0 | 0 | 0 | 0 | 0 | 0_E8_Switched Out
| E9 | 0 | 0 | 0 | 0 | 0 | 0 | 0 | 0 | 0 | 0 | 0 | 0 | 0 | 0 | 0 | 0 | 0 | 0 | 0 | 0 | 0 | 0 | 0 | 0 | 0 | 0 | 0 | 0 | 0 | 0 | 0 | 0_E9_Switched Out
| E10 | 0 | 0 | 0 | 0 | 0 | 0 | 0 | 0 | 0 | 0 | 0 | 0 | 0 | 0 | 0 | 0 | 0 | 0 | 0 | 0 | 0 | 0 | 0 | 0 | 0 | 0 | 0 | 0 | 0 | 0 | 0 | 0_E10_Switched Out
Units Out
| E1 | 0 | 0 | 0 | 0 | 0 | 0 | 0 | 0 | 0 | 0 | 0 | 0 | 0 | 0 | 0 | 0 | 0 | 0 | 0 | 0 | 0 | 0 | 0 | 0 | 0 | 0 | 0 | 0 | 0 | 0 | 0
| E2 | 0 | 0 | 0 | 0 | 0 | 0 | 0 | 0 | 0 | 0 | 0 | 0 | 0 | 0 | 0 | 0 | 0 | 0 | 0 | 0 | 0 | 0 | 0 | 0 | 0 | 0 | 0 | 0 | 0 | 0 | 0
| E3 | 0 | 0 | 0 | 0 | 0 | 0 | 0 | 0 | 0 | 0 | 0 | 0 | 0 | 0 | 0 | 0 | 0 | 0 | 0 | 0 | 0 | 0 | 0 | 0 | 0 | 0 | 0 | 0 | 0 | 0 | 0
| E4 | 0 | 0 | 0 | 0 | 0 | 0 | 0 | 0 | 0 | 0 | 0 | 0 | 0 | 0 | 0 | 0 | 0 | 0 | 0 | 0 | 0 | 0 | 0 | 0 | 0 | 0 | 0 | 0 | 0 | 0 | 0
| E5 | 0 | 0 | 0 | 0 | 0 | 0 | 0 | 0 | 0 | 0 | 0 | 0 | 0 | 0 | 0 | 0 | 0 | 0 | 0 | 0 | 0 | 0 | 0 | 0 | 0 | 0 | 0 | 0 | 0 | 0 | 0
| E6 | 0 | 0 | 0 | 0 | 0 | 0 | 0 | 0 | 0 | 0 | 0 | 0 | 0 | 0 | 0 | 0 | 0 | 0 | 0 | 0 | 0 | 0 | 0 | 0 | 0 | 0 | 0 | 0 | 0 | 0 | 0
| E7 | 0 | 0 | 0 | 0 | 0 | 0 | 0 | 0 | 0 | 0 | 0 | 0 | 0 | 0 | 0 | 0 | 0 | 0 | 0 | 0 | 0 | 0 | 0 | 0 | 0 | 0 | 0 | 0 | 0 | 0 | 0
| E8 | 0 | 0 | 0 | 0 | 0 | 0 | 0 | 0 | 0 | 0 | 0 | 0 | 0 | 0 | 0 | 0 | 0 | 0 | 0 | 0 | 0 | 0 | 0 | 0 | 0 | 0 | 0 | 0 | 0 | 0 | 0
| E9 | 0 | 0 | 0 | 0 | 0 | 0 | 0 | 0 | 0 | 0 | 0 | 0 | 0 | 0 | 0 | 0 | 0 | 0 | 0 | 0 | 0 | 0 | 0 | 0 | 0 | 0 | 0 | 0 | 0 | 0 | 0
| E10 | 0 | 0 | 0 | 0 | 0 | 0 | 0 | 0 | 0 | 0 | 0 | 0 | 0 | 0 | 0 | 0 | 0 | 0 | 0 | 0 | 0 | 0 | 0 | 0 | 0 | 0 | 0 | 0 | 0 | 0 | 0
| Vintage | 0 | 0 | 0 | 0 | 0 | 0 | 0 | 0 | 0 | 0 | 0 | 0 | 0 | 0 | 0 | 0 | 0 | 0 | 0 | 0 | 0 | 0 | 0 | 0 | 0 | 0 | 0 | 0 | 0 | 0 | 0
Tech Purchase Shares
| Year | Year 0 | Year 1 | Year 2 | Year 3 | Year 4 | Year 5 | Year 6 | Year 7 | Year 8 | Year 9 | Year 10 | Year 11 | Year 12 | Year 13 | Year 14 | Year 15 | Year 16 | Year 17 | Year 18 | Year 19 | Year 20 | Year 21 | Year 22 | Year 23 | Year 24 | Year 25 | Year 26 | Year 27 | Year 28 | Year 29 | Year 30
E1 | bar: Year 0 to Year 30
E2 | bar: Year 0 to Year 30
E3 | bar: Year 0 to Year 30
E4 | bar: Year 0 to Year 30
E5 | bar: Year 0 to Year 30
E6 | bar: Year 0 to Year 30
E7 | bar: Year 0 to Year 30
E8 | bar: Year 0 to Year 30
E9 | bar: Year 0 to Year 30
E10 | bar: Year 0 to Year 30
Units In from Switching
| E1 | 0 | 0 | 0 | 0 | 0 | 0 | 0 | 0 | 0 | 0 | 0 | 0 | 0 | 0 | 0 | 0 | 0 | 0 | 0 | 0 | 0 | 0 | 0 | 0 | 0 | 0 | 0 | 0 | 0 | 0 | 0
| E2 | 0 | 0 | 0 | 0 | 0 | 0 | 0 | 0 | 0 | 0 | 0 | 0 | 0 | 0 | 0 | 0 | 0 | 0 | 0 | 0 | 0 | 0 | 0 | 0 | 0 | 0 | 0 | 0 | 0 | 0 | 0
| E3 | 0 | 0 | 0 | 0 | 0 | 0 | 0 | 0 | 0 | 0 | 0 | 0 | 0 | 0 | 0 | 0 | 0 | 0 | 0 | 0 | 0 | 0 | 0 | 0 | 0 | 0 | 0 | 0 | 0 | 0 | 0
| E4 | 0 | 0 | 0 | 0 | 0 | 0 | 0 | 0 | 0 | 0 | 0 | 0 | 0 | 0 | 0 | 0 | 0 | 0 | 0 | 0 | 0 | 0 | 0 | 0 | 0 | 0 | 0 | 0 | 0 | 0 | 0
| E5 | 0 | 0 | 0 | 0 | 0 | 0 | 0 | 0 | 0 | 0 | 0 | 0 | 0 | 0 | 0 | 0 | 0 | 0 | 0 | 0 | 0 | 0 | 0 | 0 | 0 | 0 | 0 | 0 | 0 | 0 | 0
| E6 | 0 | 0 | 0 | 0 | 0 | 0 | 0 | 0 | 0 | 0 | 0 | 0 | 0 | 0 | 0 | 0 | 0 | 0 | 0 | 0 | 0 | 0 | 0 | 0 | 0 | 0 | 0 | 0 | 0 | 0 | 0
| E7 | 0 | 0 | 0 | 0 | 0 | 0 | 0 | 0 | 0 | 0 | 0 | 0 | 0 | 0 | 0 | 0 | 0 | 0 | 0 | 0 | 0 | 0 | 0 | 0 | 0 | 0 | 0 | 0 | 0 | 0 | 0
| E8 | 0 | 0 | 0 | 0 | 0 | 0 | 0 | 0 | 0 | 0 | 0 | 0 | 0 | 0 | 0 | 0 | 0 | 0 | 0 | 0 | 0 | 0 | 0 | 0 | 0 | 0 | 0 | 0 | 0 | 0 | 0
| E9 | 0 | 0 | 0 | 0 | 0 | 0 | 0 | 0 | 0 | 0 | 0 | 0 | 0 | 0 | 0 | 0 | 0 | 0 | 0 | 0 | 0 | 0 | 0 | 0 | 0 | 0 | 0 | 0 | 0 | 0 | 0
| E10 | 0 | 0 | 0 | 0 | 0 | 0 | 0 | 0 | 0 | 0 | 0 | 0 | 0 | 0 | 0 | 0 | 0 | 0 | 0 | 0 | 0 | 0 | 0 | 0 | 0 | 0 | 0 | 0 | 0 | 0 | 0
| Vintage | 0 | 0 | 0 | 0 | 0 | 0 | 0 | 0 | 0 | 0 | 0 | 0 | 0 | 0 | 0 | 0 | 0 | 0 | 0 | 0 | 0 | 0 | 0 | 0 | 0 | 0 | 0 | 0 | 0 | 0 | 0
Net Change
| Year | Year 0 | Year 1 | Year 2 | Year 3 | Year 4 | Year 5 | Year 6 | Year 7 | Year 8 | Year 9 | Year 10 | Year 11 | Year 12 | Year 13 | Year 14 | Year 15 | Year 16 | Year 17 | Year 18 | Year 19 | Year 20 | Year 21 | Year 22 | Year 23 | Year 24 | Year 25 | Year 26 | Year 27 | Year 28 | Year 29 | Year 30 | Key
| Units | 0 | 0 | 0 | 0 | 0 | 0 | 0 | 0 | 0 | 0 | 0 | 0 | 0 | 0 | 0 | 0 | 0 | 0 | 0 | 0 | 0 | 0 | 0 | 0 | 0 | 0 | 0 | 0 | 0 | 0 | 0 | 0_Units |  |  |  |  | 301957.8232
| Usage | 0 | 0 | 0 | 0 | 0 | 0 | 0 | 0 | 0 | 0 | 0 | 0 | 0 | 0 | 0 | 0 | 0 | 0 | 0 | 0 | 0 | 0 | 0 | 0 | 0 | 0 | 0 | 0 | 0 | 0 | 0 | 0_Usage |  |  |  |  | 1698.6543
| Peak Demand (S) | 0 | 0 | 0 | 0 | 0 | 0 | 0 | 0 | 0 | 0 | 0 | 0 | 0 | 0 | 0 | 0 | 0 | 0 | 0 | 0 | 0 | 0 | 0 | 0 | 0 | 0 | 0 | 0 | 0 | 0 | 0 | 0_Peak Demand (S) |  |  |  |  | 0
| Peak Demand (W) | 0 | 0 | 0 | 0 | 0 | 0 | 0 | 0 | 0 | 0 | 0 | 0 | 0 | 0 | 0 | 0 | 0 | 0 | 0 | 0 | 0 | 0 | 0 | 0 | 0 | 0 | 0 | 0 | 0 | 0 | 0 | 0_Peak Demand (W) |  |  |  |  | 884.6119
| Turnover | 0 | 0 | 0 | 0 | 0 | 0 | 0 | 0 | 0 | 0 | 0 | 0 | 0 | 0 | 0 | 0 | 0 | 0 | 0 | 0 | 0 | 0 | 0 | 0 | 0 | 0 | 0 | 0 | 0 | 0 | 0 | 0_Turnover |  |  |  |  | 6885.4476
| Avg. Replacement Usage | 0 | 0 | 0 | 0 | 0 | 0 | 0 | 0 | 0 | 0 | 0 | 0 | 0 | 0 | 0 | 0 | 0 | 0 | 0 | 0 | 0 | 0 | 0 | 0 | 0 | 0 | 0 | 0 | 0 | 0 | 0 | 0_Avg. Replacement Usage |  |  |  |  | 5638.8522
| Avg. Replacement Demand (S) | 0 | 0 | 0 | 0 | 0 | 0 | 0 | 0 | 0 | 0 | 0 | 0 | 0 | 0 | 0 | 0 | 0 | 0 | 0 | 0 | 0 | 0 | 0 | 0 | 0 | 0 | 0 | 0 | 0 | 0 | 0 | 0_Avg. Replacement Demand (S) |  |  |  |  | 0
| Avg. Replacement Demand (W) | 0 | 0 | 0 | 0 | 0 | 0 | 0 | 0 | 0 | 0 | 0 | 0 | 0 | 0 | 0 | 0 | 0 | 0 | 0 | 0 | 0 | 0 | 0 | 0 | 0 | 0 | 0 | 0 | 0 | 0 | 0 | 0_Avg. Replacement Demand (W) |  |  |  |  | 2.9366
Purchases
| Year | Year 0 | Year 1 | Year 2 | Year 3 | Year 4 | Year 5 | Year 6 | Year 7 | Year 8 | Year 9 | Year 10 | Year 11 | Year 12 | Year 13 | Year 14 | Year 15 | Year 16 | Year 17 | Year 18 | Year 19 | Year 20 | Year 21 | Year 22 | Year 23 | Year 24 | Year 25 | Year 26 | Year 27 | Year 28 | Year 29 | Year 30
| E1 | 0 | 0 | 0 | 0 | 0 | 0 | 0 | 0 | 0 | 0 | 0 | 0 | 0 | 0 | 0 | 0 | 0 | 0 | 0 | 0 | 0 | 0 | 0 | 0 | 0 | 0 | 0 | 0 | 0 | 0 | 0 | 0_E1_Purchases |  |  |  |  | 6885.4476
| E2 | 0 | 0 | 0 | 0 | 0 | 0 | 0 | 0 | 0 | 0 | 0 | 0 | 0 | 0 | 0 | 0 | 0 | 0 | 0 | 0 | 0 | 0 | 0 | 0 | 0 | 0 | 0 | 0 | 0 | 0 | 0 | 0_E2_Purchases |  |  |  |  | 0
| E3 | 0 | 0 | 0 | 0 | 0 | 0 | 0 | 0 | 0 | 0 | 0 | 0 | 0 | 0 | 0 | 0 | 0 | 0 | 0 | 0 | 0 | 0 | 0 | 0 | 0 | 0 | 0 | 0 | 0 | 0 | 0 | 0_E3_Purchases |  |  |  |  | 0
| E4 | 0 | 0 | 0 | 0 | 0 | 0 | 0 | 0 | 0 | 0 | 0 | 0 | 0 | 0 | 0 | 0 | 0 | 0 | 0 | 0 | 0 | 0 | 0 | 0 | 0 | 0 | 0 | 0 | 0 | 0 | 0 | 0_E4_Purchases |  |  |  |  | 0
| E5 | 0 | 0 | 0 | 0 | 0 | 0 | 0 | 0 | 0 | 0 | 0 | 0 | 0 | 0 | 0 | 0 | 0 | 0 | 0 | 0 | 0 | 0 | 0 | 0 | 0 | 0 | 0 | 0 | 0 | 0 | 0 | 0_E5_Purchases |  |  |  |  | 0
| E6 | 0 | 0 | 0 | 0 | 0 | 0 | 0 | 0 | 0 | 0 | 0 | 0 | 0 | 0 | 0 | 0 | 0 | 0 | 0 | 0 | 0 | 0 | 0 | 0 | 0 | 0 | 0 | 0 | 0 | 0 | 0 | 0_E6_Purchases |  |  |  |  | 0
| E7 | 0 | 0 | 0 | 0 | 0 | 0 | 0 | 0 | 0 | 0 | 0 | 0 | 0 | 0 | 0 | 0 | 0 | 0 | 0 | 0 | 0 | 0 | 0 | 0 | 0 | 0 | 0 | 0 | 0 | 0 | 0 | 0_E7_Purchases |  |  |  |  | 0
| E8 | 0 | 0 | 0 | 0 | 0 | 0 | 0 | 0 | 0 | 0 | 0 | 0 | 0 | 0 | 0 | 0 | 0 | 0 | 0 | 0 | 0 | 0 | 0 | 0 | 0 | 0 | 0 | 0 | 0 | 0 | 0 | 0_E8_Purchases |  |  |  |  | 0
| E9 | 0 | 0 | 0 | 0 | 0 | 0 | 0 | 0 | 0 | 0 | 0 | 0 | 0 | 0 | 0 | 0 | 0 | 0 | 0 | 0 | 0 | 0 | 0 | 0 | 0 | 0 | 0 | 0 | 0 | 0 | 0 | 0_E9_Purchases |  |  |  |  | 0
| E10 | 0 | 0 | 0 | 0 | 0 | 0 | 0 | 0 | 0 | 0 | 0 | 0 | 0 | 0 | 0 | 0 | 0 | 0 | 0 | 0 | 0 | 0 | 0 | 0 | 0 | 0 | 0 | 0 | 0 | 0 | 0 | 0_E10_Purchases |  |  |  |  | 0
Stock
| Year | Year 0 | Year 1 | Year 2 | Year 3 | Year 4 | Year 5 | Year 6 | Year 7 | Year 8 | Year 9 | Year 10 | Year 11 | Year 12 | Year 13 | Year 14 | Year 15 | Year 16 | Year 17 | Year 18 | Year 19 | Year 20 | Year 21 | Year 22 | Year 23 | Year 24 | Year 25 | Year 26 | Year 27 | Year 28 | Year 29 | Year 30
| E1 | 0 | 0 | 0 | 0 | 0 | 0 | 0 | 0 | 0 | 0 | 0 | 0 | 0 | 0 | 0 | 0 | 0 | 0 | 0 | 0 | 0 | 0 | 0 | 0 | 0 | 0 | 0 | 0 | 0 | 0 | 0 | 0_E1_Stock |  |  |  |  | 13576.6093
| E2 | 0 | 0 | 0 | 0 | 0 | 0 | 0 | 0 | 0 | 0 | 0 | 0 | 0 | 0 | 0 | 0 | 0 | 0 | 0 | 0 | 0 | 0 | 0 | 0 | 0 | 0 | 0 | 0 | 0 | 0 | 0 | 0_E2_Stock |  |  |  |  | 0
| E3 | 0 | 0 | 0 | 0 | 0 | 0 | 0 | 0 | 0 | 0 | 0 | 0 | 0 | 0 | 0 | 0 | 0 | 0 | 0 | 0 | 0 | 0 | 0 | 0 | 0 | 0 | 0 | 0 | 0 | 0 | 0 | 0_E3_Stock |  |  |  |  | 0
| E4 | 0 | 0 | 0 | 0 | 0 | 0 | 0 | 0 | 0 | 0 | 0 | 0 | 0 | 0 | 0 | 0 | 0 | 0 | 0 | 0 | 0 | 0 | 0 | 0 | 0 | 0 | 0 | 0 | 0 | 0 | 0 | 0_E4_Stock |  |  |  |  | 0
| E5 | 0 | 0 | 0 | 0 | 0 | 0 | 0 | 0 | 0 | 0 | 0 | 0 | 0 | 0 | 0 | 0 | 0 | 0 | 0 | 0 | 0 | 0 | 0 | 0 | 0 | 0 | 0 | 0 | 0 | 0 | 0 | 0_E5_Stock |  |  |  |  | 0
| E6 | 0 | 0 | 0 | 0 | 0 | 0 | 0 | 0 | 0 | 0 | 0 | 0 | 0 | 0 | 0 | 0 | 0 | 0 | 0 | 0 | 0 | 0 | 0 | 0 | 0 | 0 | 0 | 0 | 0 | 0 | 0 | 0_E6_Stock |  |  |  |  | 0
| E7 | 0 | 0 | 0 | 0 | 0 | 0 | 0 | 0 | 0 | 0 | 0 | 0 | 0 | 0 | 0 | 0 | 0 | 0 | 0 | 0 | 0 | 0 | 0 | 0 | 0 | 0 | 0 | 0 | 0 | 0 | 0 | 0_E7_Stock |  |  |  |  | 0
| E8 | 0 | 0 | 0 | 0 | 0 | 0 | 0 | 0 | 0 | 0 | 0 | 0 | 0 | 0 | 0 | 0 | 0 | 0 | 0 | 0 | 0 | 0 | 0 | 0 | 0 | 0 | 0 | 0 | 0 | 0 | 0 | 0_E8_Stock |  |  |  |  | 0
| E9 | 0 | 0 | 0 | 0 | 0 | 0 | 0 | 0 | 0 | 0 | 0 | 0 | 0 | 0 | 0 | 0 | 0 | 0 | 0 | 0 | 0 | 0 | 0 | 0 | 0 | 0 | 0 | 0 | 0 | 0 | 0 | 0_E9_Stock |  |  |  |  | 0
| E10 | 0 | 0 | 0 | 0 | 0 | 0 | 0 | 0 | 0 | 0 | 0 | 0 | 0 | 0 | 0 | 0 | 0 | 0 | 0 | 0 | 0 | 0 | 0 | 0 | 0 | 0 | 0 | 0 | 0 | 0 | 0 | 0_E10_Stock |  |  |  |  | 0
| Vintage | 0 | 0 | 0 | 0 | 0 | 0 | 0 | 0 | 0 | 0 | 0 | 0 | 0 | 0 | 0 | 0 | 0 | 0 | 0 | 0 | 0 | 0 | 0 | 0 | 0 | 0 | 0 | 0 | 0 | 0 | 0 | 0_Vintage_Stock |  |  |  |  | 288381.2139
Total Results
System Stock
| Year | Year 0 | Year 1 | Year 2 | Year 3 | Year 4 | Year 5 | Year 6 | Year 7 | Year 8 | Year 9 | Year 10 | Year 11 | Year 12 | Year 13 | Year 14 | Year 15 | Year 16 | Year 17 | Year 18 | Year 19 | Year 20 | Year 21 | Year 22 | Year 23 | Year 24 | Year 25 | Year 26 | Year 27 | Year 28 | Year 29 | Year 30
| System 1 | 0 | 0 | 0 | 0 | 0 | 0 | 0 | 0 | 0 | 0 | 0 | 0 | 0 | 0 | 0 | 0 | 0 | 0 | 0 | 0 | 0 | 0 | 0 | 0 | 0 | 0 | 0 | 0 | 0 | 0 | 0
| System 2 | 0 | 0 | 0 | 0 | 0 | 0 | 0 | 0 | 0 | 0 | 0 | 0 | 0 | 0 | 0 | 0 | 0 | 0 | 0 | 0 | 0 | 0 | 0 | 0 | 0 | 0 | 0 | 0 | 0 | 0 | 0
| System 3 | 0 | 0 | 0 | 0 | 0 | 0 | 0 | 0 | 0 | 0 | 0 | 0 | 0 | 0 | 0 | 0 | 0 | 0 | 0 | 0 | 0 | 0 | 0 | 0 | 0 | 0 | 0 | 0 | 0 | 0 | 0
| System 4 | 0 | 0 | 0 | 0 | 0 | 0 | 0 | 0 | 0 | 0 | 0 | 0 | 0 | 0 | 0 | 0 | 0 | 0 | 0 | 0 | 0 | 0 | 0 | 0 | 0 | 0 | 0 | 0 | 0 | 0 | 0
| System 5 | 0 | 0 | 0 | 0 | 0 | 0 | 0 | 0 | 0 | 0 | 0 | 0 | 0 | 0 | 0 | 0 | 0 | 0 | 0 | 0 | 0 | 0 | 0 | 0 | 0 | 0 | 0 | 0 | 0 | 0 | 0

## System Results (hidden)
Technology |  |  | Forecast Variables
Tech Key | Heating_Electric_Air-Source Heat Pump |  | Base Year | 2013
Vintage | New |  | Forecast Start | 2015
Aggregate Results
Year | 2013 | 2014 | 2015 | 2016 | 2017 | 2018 | 2019 | 2020 | 2021 | 2022 | 2023 | 2024 | 2025 | 2026 | 2027 | 2028 | 2029 | 2030 | 2031 | 2032 | 2033 | 2034 | 2035 | 2036 | 2037 | 2038 | 2039 | 2040 | 2041 | 2042 | 2043 | Key
Units | 0 | 0 | 0 | 0 | 0 | 0 | 0 | 0 | 0 | 0 | 0 | 0 | 0 | 0 | 0 | 0 | 0 | 0 | 0 | 0 | 0 | 0 | 0 | 0 | 0 | 0 | 0 | 0 | 0 | 0 | 0 | Heating_Electric_Air-Source Heat Pump_Units
Usage | 0 | 0 | 0 | 0 | 0 | 0 | 0 | 0 | 0 | 0 | 0 | 0 | 0 | 0 | 0 | 0 | 0 | 0 | 0 | 0 | 0 | 0 | 0 | 0 | 0 | 0 | 0 | 0 | 0 | 0 | 0 | Heating_Electric_Air-Source Heat Pump_Usage
Peak Demand (S) | 0 | 0 | 0 | 0 | 0 | 0 | 0 | 0 | 0 | 0 | 0 | 0 | 0 | 0 | 0 | 0 | 0 | 0 | 0 | 0 | 0 | 0 | 0 | 0 | 0 | 0 | 0 | 0 | 0 | 0 | 0 | Heating_Electric_Air-Source Heat Pump_Peak Demand (S)
Peak Demand (W) | 0 | 0 | 0 | 0 | 0 | 0 | 0 | 0 | 0 | 0 | 0 | 0 | 0 | 0 | 0 | 0 | 0 | 0 | 0 | 0 | 0 | 0 | 0 | 0 | 0 | 0 | 0 | 0 | 0 | 0 | 0 | Heating_Electric_Air-Source Heat Pump_Peak Demand (W)
Turnover | 0 | 0 | 0 | 0 | 0 | 0 | 0 | 0 | 0 | 0 | 0 | 0 | 0 | 0 | 0 | 0 | 0 | 0 | 0 | 0 | 0 | 0 | 0 | 0 | 0 | 0 | 0 | 0 | 0 | 0 | 0 | Heating_Electric_Air-Source Heat Pump_Turnover
Avg. Replacement Usage | 0 | 0 | 0 | 0 | 0 | 0 | 0 | 0 | 0 | 0 | 0 | 0 | 0 | 0 | 0 | 0 | 0 | 0 | 0 | 0 | 0 | 0 | 0 | 0 | 0 | 0 | 0 | 0 | 0 | 0 | 0 | Heating_Electric_Air-Source Heat Pump_Avg. Replacement Usage
Avg. Replacement Demand (S) | 0 | 0 | 0 | 0 | 0 | 0 | 0 | 0 | 0 | 0 | 0 | 0 | 0 | 0 | 0 | 0 | 0 | 0 | 0 | 0 | 0 | 0 | 0 | 0 | 0 | 0 | 0 | 0 | 0 | 0 | 0 | Heating_Electric_Air-Source Heat Pump_Avg. Replacement Demand (S)
Avg. Replacement Demand (W) | 0 | 0 | 0 | 0 | 0 | 0 | 0 | 0 | 0 | 0 | 0 | 0 | 0 | 0 | 0 | 0 | 0 | 0 | 0 | 0 | 0 | 0 | 0 | 0 | 0 | 0 | 0 | 0 | 0 | 0 | 0 | Heating_Electric_Air-Source Heat Pump_Avg. Replacement Demand (W)
Aggregate Purchases
Year | Year 0 | Year 1 | Year 2 | Year 3 | Year 4 | Year 5 | Year 6 | Year 7 | Year 8 | Year 9 | Year 10 | Year 11 | Year 12 | Year 13 | Year 14 | Year 15 | Year 16 | Year 17 | Year 18 | Year 19 | Year 20 | Year 21 | Year 22 | Year 23 | Year 24 | Year 25 | Year 26 | Year 27 | Year 28 | Year 29 | Year 30
E1 | 0 | 0 | 0 | 0 | 0 | 0 | 0 | 0 | 0 | 0 | 0 | 0 | 0 | 0 | 0 | 0 | 0 | 0 | 0 | 0 | 0 | 0 | 0 | 0 | 0 | 0 | 0 | 0 | 0 | 0 | 0 | Heating_Electric_Air-Source Heat Pump_E1_Purchases
E2 | 0 | 0 | 0 | 0 | 0 | 0 | 0 | 0 | 0 | 0 | 0 | 0 | 0 | 0 | 0 | 0 | 0 | 0 | 0 | 0 | 0 | 0 | 0 | 0 | 0 | 0 | 0 | 0 | 0 | 0 | 0 | Heating_Electric_Air-Source Heat Pump_E2_Purchases
E3 | 0 | 0 | 0 | 0 | 0 | 0 | 0 | 0 | 0 | 0 | 0 | 0 | 0 | 0 | 0 | 0 | 0 | 0 | 0 | 0 | 0 | 0 | 0 | 0 | 0 | 0 | 0 | 0 | 0 | 0 | 0 | Heating_Electric_Air-Source Heat Pump_E3_Purchases
E4 | 0 | 0 | 0 | 0 | 0 | 0 | 0 | 0 | 0 | 0 | 0 | 0 | 0 | 0 | 0 | 0 | 0 | 0 | 0 | 0 | 0 | 0 | 0 | 0 | 0 | 0 | 0 | 0 | 0 | 0 | 0 | Heating_Electric_Air-Source Heat Pump_E4_Purchases
E5 | 0 | 0 | 0 | 0 | 0 | 0 | 0 | 0 | 0 | 0 | 0 | 0 | 0 | 0 | 0 | 0 | 0 | 0 | 0 | 0 | 0 | 0 | 0 | 0 | 0 | 0 | 0 | 0 | 0 | 0 | 0 | Heating_Electric_Air-Source Heat Pump_E5_Purchases
E6 | 0 | 0 | 0 | 0 | 0 | 0 | 0 | 0 | 0 | 0 | 0 | 0 | 0 | 0 | 0 | 0 | 0 | 0 | 0 | 0 | 0 | 0 | 0 | 0 | 0 | 0 | 0 | 0 | 0 | 0 | 0 | Heating_Electric_Air-Source Heat Pump_E6_Purchases
E7 | 0 | 0 | 0 | 0 | 0 | 0 | 0 | 0 | 0 | 0 | 0 | 0 | 0 | 0 | 0 | 0 | 0 | 0 | 0 | 0 | 0 | 0 | 0 | 0 | 0 | 0 | 0 | 0 | 0 | 0 | 0 | Heating_Electric_Air-Source Heat Pump_E7_Purchases
E8 | 0 | 0 | 0 | 0 | 0 | 0 | 0 | 0 | 0 | 0 | 0 | 0 | 0 | 0 | 0 | 0 | 0 | 0 | 0 | 0 | 0 | 0 | 0 | 0 | 0 | 0 | 0 | 0 | 0 | 0 | 0 | Heating_Electric_Air-Source Heat Pump_E8_Purchases
E9 | 0 | 0 | 0 | 0 | 0 | 0 | 0 | 0 | 0 | 0 | 0 | 0 | 0 | 0 | 0 | 0 | 0 | 0 | 0 | 0 | 0 | 0 | 0 | 0 | 0 | 0 | 0 | 0 | 0 | 0 | 0 | Heating_Electric_Air-Source Heat Pump_E9_Purchases
E10 | 0 | 0 | 0 | 0 | 0 | 0 | 0 | 0 | 0 | 0 | 0 | 0 | 0 | 0 | 0 | 0 | 0 | 0 | 0 | 0 | 0 | 0 | 0 | 0 | 0 | 0 | 0 | 0 | 0 | 0 | 0 | Heating_Electric_Air-Source Heat Pump_E10_Purchases
Aggregate Stock
Year | Year 0 | Year 1 | Year 2 | Year 3 | Year 4 | Year 5 | Year 6 | Year 7 | Year 8 | Year 9 | Year 10 | Year 11 | Year 12 | Year 13 | Year 14 | Year 15 | Year 16 | Year 17 | Year 18 | Year 19 | Year 20 | Year 21 | Year 22 | Year 23 | Year 24 | Year 25 | Year 26 | Year 27 | Year 28 | Year 29 | Year 30
E1 | 0 | 0 | 0 | 0 | 0 | 0 | 0 | 0 | 0 | 0 | 0 | 0 | 0 | 0 | 0 | 0 | 0 | 0 | 0 | 0 | 0 | 0 | 0 | 0 | 0 | 0 | 0 | 0 | 0 | 0 | 0 | Heating_Electric_Air-Source Heat Pump_E1_Stock
E2 | 0 | 0 | 0 | 0 | 0 | 0 | 0 | 0 | 0 | 0 | 0 | 0 | 0 | 0 | 0 | 0 | 0 | 0 | 0 | 0 | 0 | 0 | 0 | 0 | 0 | 0 | 0 | 0 | 0 | 0 | 0 | Heating_Electric_Air-Source Heat Pump_E2_Stock
E3 | 0 | 0 | 0 | 0 | 0 | 0 | 0 | 0 | 0 | 0 | 0 | 0 | 0 | 0 | 0 | 0 | 0 | 0 | 0 | 0 | 0 | 0 | 0 | 0 | 0 | 0 | 0 | 0 | 0 | 0 | 0 | Heating_Electric_Air-Source Heat Pump_E3_Stock
E4 | 0 | 0 | 0 | 0 | 0 | 0 | 0 | 0 | 0 | 0 | 0 | 0 | 0 | 0 | 0 | 0 | 0 | 0 | 0 | 0 | 0 | 0 | 0 | 0 | 0 | 0 | 0 | 0 | 0 | 0 | 0 | Heating_Electric_Air-Source Heat Pump_E4_Stock
E5 | 0 | 0 | 0 | 0 | 0 | 0 | 0 | 0 | 0 | 0 | 0 | 0 | 0 | 0 | 0 | 0 | 0 | 0 | 0 | 0 | 0 | 0 | 0 | 0 | 0 | 0 | 0 | 0 | 0 | 0 | 0 | Heating_Electric_Air-Source Heat Pump_E5_Stock
E6 | 0 | 0 | 0 | 0 | 0 | 0 | 0 | 0 | 0 | 0 | 0 | 0 | 0 | 0 | 0 | 0 | 0 | 0 | 0 | 0 | 0 | 0 | 0 | 0 | 0 | 0 | 0 | 0 | 0 | 0 | 0 | Heating_Electric_Air-Source Heat Pump_E6_Stock
E7 | 0 | 0 | 0 | 0 | 0 | 0 | 0 | 0 | 0 | 0 | 0 | 0 | 0 | 0 | 0 | 0 | 0 | 0 | 0 | 0 | 0 | 0 | 0 | 0 | 0 | 0 | 0 | 0 | 0 | 0 | 0 | Heating_Electric_Air-Source Heat Pump_E7_Stock
E8 | 0 | 0 | 0 | 0 | 0 | 0 | 0 | 0 | 0 | 0 | 0 | 0 | 0 | 0 | 0 | 0 | 0 | 0 | 0 | 0 | 0 | 0 | 0 | 0 | 0 | 0 | 0 | 0 | 0 | 0 | 0 | Heating_Electric_Air-Source Heat Pump_E8_Stock
E9 | 0 | 0 | 0 | 0 | 0 | 0 | 0 | 0 | 0 | 0 | 0 | 0 | 0 | 0 | 0 | 0 | 0 | 0 | 0 | 0 | 0 | 0 | 0 | 0 | 0 | 0 | 0 | 0 | 0 | 0 | 0 | Heating_Electric_Air-Source Heat Pump_E9_Stock
E10 | 0 | 0 | 0 | 0 | 0 | 0 | 0 | 0 | 0 | 0 | 0 | 0 | 0 | 0 | 0 | 0 | 0 | 0 | 0 | 0 | 0 | 0 | 0 | 0 | 0 | 0 | 0 | 0 | 0 | 0 | 0 | Heating_Electric_Air-Source Heat Pump_E10_Stock
Vintage | 0 | 0 | 0 | 0 | 0 | 0 | 0 | 0 | 0 | 0 | 0 | 0 | 0 | 0 | 0 | 0 | 0 | 0 | 0 | 0 | 0 | 0 | 0 | 0 | 0 | 0 | 0 | 0 | 0 | 0 | 0 | Heating_Electric_Air-Source Heat Pump_Vintage_Stock
Original Forecast Results
Year | Year 0 | Year 1 | Year 2 | Year 3 | Year 4 | Year 5 | Year 6 | Year 7 | Year 8 | Year 9 | Year 10 | Year 11 | Year 12 | Year 13 | Year 14 | Year 15 | Year 16 | Year 17 | Year 18 | Year 19 | Year 20 | Year 21 | Year 22 | Year 23 | Year 24 | Year 25 | Year 26 | Year 27 | Year 28 | Year 29 | Year 30
Units | 0 | 112.8302 | 229.7584 | 353.1488 | 476.2485 | 596.5041 | 711.4829 | 821.2078 | 926.5466 | 1028.9428 | 1129.6085 | 1228.2157 | 1324.8035 | 1419.3936 | 1512.0086 | 1602.4138 | 1690.6778 | 1776.7895 | 1860.6174 | 1942.3725 | 2022.1705 | 2100.3087 | 2176.7413 | 0 | 0 | 0 | 0 | 0 | 0 | 0 | 0
Usage | 0 | 0.63294 | 1.2804 | 1.9544 | 2.5883 | 3.2473 | 3.891 | 4.4692 | 5.0106 | 5.5795 | 6.1638 | 6.7447 | 7.311 | 7.8625 | 8.4299 | 8.9717 | 9.4898 | 9.9702 | 10.4684 | 10.9475 | 11.414 | 11.8721 | 12.2686 | 0 | 0 | 0 | 0 | 0 | 0 | 0 | 0
Peak Demand (S) | 0 | 0 | 0 | 0 | 0 | 0 | 0 | 0 | 0 | 0 | 0 | 0 | 0 | 0 | 0 | 0 | 0 | 0 | 0 | 0 | 0 | 0 | 0 | 0 | 0 | 0 | 0 | 0 | 0 | 0 | 0
Peak Demand (W) | 0 | 0.36516 | 0.73871 | 1.1276 | 1.4933 | 1.8735 | 2.2449 | 2.5784 | 2.8908 | 3.219 | 3.5561 | 3.8913 | 4.218 | 4.5361 | 4.8635 | 5.1761 | 5.475 | 5.7521 | 6.0396 | 6.316 | 6.5851 | 6.8494 | 7.0782 | 0 | 0 | 0 | 0 | 0 | 0 | 0 | 0
Turnover | 0 | 112.8302 | 116.9282 | 123.3904 | 123.0996 | 120.2556 | 114.9789 | 109.7249 | 105.3388 | 102.3962 | 100.6658 | 98.6071 | 96.5878 | 94.5902 | 92.6149 | 90.4052 | 88.264 | 86.1117 | 83.8279 | 81.7551 | 79.798 | 78.1382 | 95.2376 | 0 | 0 | 0 | 0 | 0 | 0 | 0 | 0
Avg. Replacement Usage | 5454.871 | 5609.6679 | 5447.2655 | 5452.4836 | 5374.9208 | 5395.9068 | 5428.4915 | 5407.332 | 5377.0735 | 5394.7916 | 5431.1577 | 5467.8903 | 5496.5911 | 5518.7175 | 5555.8135 | 5580.4498 | 5595.4787 | 5594.6568 | 5610.3287 | 5620.8068 | 5629.6677 | 5638.3533 | 5624.8219 | 0 | 0 | 0 | 0 | 0 | 0 | 0 | 0
Avg. Replacement Demand (S) | 0 | 0 | 0 | 0 | 0 | 0 | 0 | 0 | 0 | 0 | 0 | 0 | 0 | 0 | 0 | 0 | 0 | 0 | 0 | 0 | 0 | 0 | 0 | 0 | 0 | 0 | 0 | 0 | 0 | 0 | 0
Avg. Replacement Demand (W) | 3.1471 | 3.2364 | 3.1427 | 3.1457 | 3.101 | 3.1131 | 3.1319 | 3.1197 | 3.1022 | 3.1124 | 3.1334 | 3.1546 | 3.1712 | 3.1839 | 3.2053 | 3.2196 | 3.2282 | 3.2277 | 3.2368 | 3.2428 | 3.2479 | 3.253 | 3.2452 | 0 | 0 | 0 | 0 | 0 | 0 | 0 | 0
Original Forecast Purchases
Year | Year 0 | Year 1 | Year 2 | Year 3 | Year 4 | Year 5 | Year 6 | Year 7 | Year 8 | Year 9 | Year 10 | Year 11 | Year 12 | Year 13 | Year 14 | Year 15 | Year 16 | Year 17 | Year 18 | Year 19 | Year 20 | Year 21 | Year 22 | Year 23 | Year 24 | Year 25 | Year 26 | Year 27 | Year 28 | Year 29 | Year 30
E1 | 0 | 97.5964 | 3.3103e-15 | 4.6577e-15 | 5.8084e-15 | 6.809e-15 | 7.5953e-15 | 8.2837e-15 | 8.9466e-15 | 9.663e-15 | 9.4997e-15 | 9.3055e-15 | 9.1149e-15 | 8.9264e-15 | 8.74e-15 | 8.5314e-15 | 8.3294e-15 | 8.1263e-15 | 7.9107e-15 | 7.7151e-15 | 7.5305e-15 | 7.3738e-15 | 8.9875e-15 | 0 | 0 | 0 | 0 | 0 | 0 | 0 | 0
E2 | 0 | 0 | 103.4797 | 109.1986 | 108.9413 | 106.4244 | 101.7546 | 97.1049 | 93.2232 | 90.6191 | 89.0877 | 87.2658 | 85.4787 | 83.7109 | 81.9628 | 80.0072 | 78.1123 | 76.2076 | 74.1864 | 72.352 | 70.6201 | 69.1511 | 84.2838 | 0 | 0 | 0 | 0 | 0 | 0 | 0 | 0
E3 | 0 | 9.7743 | 7.2415 | 7.6417 | 7.6237 | 7.4476 | 7.1208 | 6.7954 | 6.5238 | 6.3415 | 6.2344 | 6.1069 | 5.9818 | 5.8581 | 5.7358 | 5.5989 | 5.4663 | 5.333 | 5.1916 | 5.0632 | 4.942 | 4.8392 | 5.8982 | 0 | 0 | 0 | 0 | 0 | 0 | 0 | 0
E4 | 0 | 3.7571 | 4.2562 | 4.4915 | 4.4809 | 4.3774 | 4.1853 | 3.994 | 3.8344 | 3.7273 | 3.6643 | 3.5893 | 3.5158 | 3.4431 | 3.3712 | 3.2908 | 3.2128 | 3.1345 | 3.0514 | 2.9759 | 2.9047 | 2.8443 | 3.4667 | 0 | 0 | 0 | 0 | 0 | 0 | 0 | 0
E5 | 0 | 1.7024 | 1.9508 | 2.0586 | 2.0537 | 2.0063 | 1.9183 | 1.8306 | 1.7574 | 1.7083 | 1.6795 | 1.6451 | 1.6114 | 1.5781 | 1.5451 | 1.5083 | 1.4726 | 1.4366 | 1.3985 | 1.364 | 1.3313 | 1.3036 | 1.5889 | 0 | 0 | 0 | 0 | 0 | 0 | 0 | 0
E6 | 0 | 0 | 0 | 0 | 0 | 0 | 0 | 0 | 0 | 0 | 0 | 0 | 0 | 0 | 0 | 0 | 0 | 0 | 0 | 0 | 0 | 0 | 0 | 0 | 0 | 0 | 0 | 0 | 0 | 0 | 0
E7 | 0 | 0 | 0 | 0 | 0 | 0 | 0 | 0 | 0 | 0 | 0 | 0 | 0 | 0 | 0 | 0 | 0 | 0 | 0 | 0 | 0 | 0 | 0 | 0 | 0 | 0 | 0 | 0 | 0 | 0 | 0
E8 | 0 | 0 | 0 | 0 | 0 | 0 | 0 | 0 | 0 | 0 | 0 | 0 | 0 | 0 | 0 | 0 | 0 | 0 | 0 | 0 | 0 | 0 | 0 | 0 | 0 | 0 | 0 | 0 | 0 | 0 | 0
E9 | 0 | 0 | 0 | 0 | 0 | 0 | 0 | 0 | 0 | 0 | 0 | 0 | 0 | 0 | 0 | 0 | 0 | 0 | 0 | 0 | 0 | 0 | 0 | 0 | 0 | 0 | 0 | 0 | 0 | 0 | 0
E10 | 0 | 0 | 0 | 0 | 0 | 0 | 0 | 0 | 0 | 0 | 0 | 0 | 0 | 0 | 0 | 0 | 0 | 0 | 0 | 0 | 0 | 0 | 0 | 0 | 0 | 0 | 0 | 0 | 0 | 0 | 0
Original Forecast Stock
Year | Year 0 | Year 1 | Year 2 | Year 3 | Year 4 | Year 5 | Year 6 | Year 7 | Year 8 | Year 9 | Year 10 | Year 11 | Year 12 | Year 13 | Year 14 | Year 15 | Year 16 | Year 17 | Year 18 | Year 19 | Year 20 | Year 21 | Year 22 | Year 23 | Year 24 | Year 25 | Year 26 | Year 27 | Year 28 | Year 29 | Year 30
E1 | 0 | 97.5964 | 97.5964 | 97.5964 | 97.5964 | 97.5964 | 97.5964 | 97.5964 | 97.5964 | 97.5964 | 97.5964 | 97.5964 | 97.5964 | 97.5964 | 97.5964 | 97.5964 | 97.5964 | 97.5964 | 97.5964 | 97.5964 | 97.5964 | 97.5964 | 81.3303 | 0 | 0 | 0 | 0 | 0 | 0 | 0 | 0
E2 | 0 | 0 | 103.4797 | 212.6783 | 321.6196 | 428.044 | 529.7986 | 626.9034 | 720.1266 | 810.7457 | 899.8334 | 987.0992 | 1072.5779 | 1156.2888 | 1238.2516 | 1318.2588 | 1396.3711 | 1472.5787 | 1546.7651 | 1619.1171 | 1689.7372 | 1758.8883 | 1843.1722 | 0 | 0 | 0 | 0 | 0 | 0 | 0 | 0
E3 | 0 | 9.7743 | 17.0158 | 24.6575 | 32.2813 | 39.7288 | 46.8496 | 53.645 | 60.1688 | 66.5103 | 72.7447 | 78.8515 | 84.8333 | 90.6914 | 96.4272 | 102.0261 | 107.4924 | 112.8254 | 118.0169 | 123.0801 | 128.0221 | 132.8613 | 137.1305 | 0 | 0 | 0 | 0 | 0 | 0 | 0 | 0
E4 | 0 | 3.7571 | 8.0133 | 12.5048 | 16.9857 | 21.363 | 25.5483 | 29.5423 | 33.3767 | 37.104 | 40.7682 | 44.3576 | 47.8734 | 51.3165 | 54.6878 | 57.9785 | 61.1914 | 64.3259 | 67.3773 | 70.3532 | 73.2579 | 76.1021 | 78.9426 | 0 | 0 | 0 | 0 | 0 | 0 | 0 | 0
E5 | 0 | 1.7024 | 3.6532 | 5.7118 | 7.7655 | 9.7718 | 11.6901 | 13.5207 | 15.2781 | 16.9864 | 18.6659 | 20.311 | 21.9224 | 23.5005 | 25.0457 | 26.5539 | 28.0265 | 29.4631 | 30.8617 | 32.2256 | 33.5569 | 34.8606 | 36.1657 | 0 | 0 | 0 | 0 | 0 | 0 | 0 | 0
E6 | 0 | 0 | 0 | 0 | 0 | 0 | 0 | 0 | 0 | 0 | 0 | 0 | 0 | 0 | 0 | 0 | 0 | 0 | 0 | 0 | 0 | 0 | 0 | 0 | 0 | 0 | 0 | 0 | 0 | 0 | 0
E7 | 0 | 0 | 0 | 0 | 0 | 0 | 0 | 0 | 0 | 0 | 0 | 0 | 0 | 0 | 0 | 0 | 0 | 0 | 0 | 0 | 0 | 0 | 0 | 0 | 0 | 0 | 0 | 0 | 0 | 0 | 0
E8 | 0 | 0 | 0 | 0 | 0 | 0 | 0 | 0 | 0 | 0 | 0 | 0 | 0 | 0 | 0 | 0 | 0 | 0 | 0 | 0 | 0 | 0 | 0 | 0 | 0 | 0 | 0 | 0 | 0 | 0 | 0
E9 | 0 | 0 | 0 | 0 | 0 | 0 | 0 | 0 | 0 | 0 | 0 | 0 | 0 | 0 | 0 | 0 | 0 | 0 | 0 | 0 | 0 | 0 | 0 | 0 | 0 | 0 | 0 | 0 | 0 | 0 | 0
E10 | 0 | 0 | 0 | 0 | 0 | 0 | 0 | 0 | 0 | 0 | 0 | 0 | 0 | 0 | 0 | 0 | 0 | 0 | 0 | 0 | 0 | 0 | 0 | 0 | 0 | 0 | 0 | 0 | 0 | 0 | 0
Vintage | 0 | 0 | 0 | 0 | 0 | 0 | 0 | 0 | 0 | 0 | 0 | 0 | 0 | 0 | 0 | 0 | 0 | 0 | 0 | 0 | 0 | 0 | 0 | 0 | 0 | 0 | 0 | 0 | 0 | 0 | 0
Current Forecast Results (Repeat Techs only)
Year | Year 0 | Year 1 | Year 2 | Year 3 | Year 4 | Year 5 | Year 6 | Year 7 | Year 8 | Year 9 | Year 10 | Year 11 | Year 12 | Year 13 | Year 14 | Year 15 | Year 16 | Year 17 | Year 18 | Year 19 | Year 20 | Year 21 | Year 22 | Year 23 | Year 24 | Year 25 | Year 26 | Year 27 | Year 28 | Year 29 | Year 30
Units | 0 | 0 | 0 | 0 | 0 | 0 | 0 | 0 | 0 | 0 | 0 | 0 | 0 | 0 | 0 | 0 | 0 | 0 | 0 | 0 | 0 | 0 | 0 | 0 | 0 | 0 | 0 | 0 | 0 | 0 | 0
Usage | 0 | 0 | 0 | 0 | 0 | 0 | 0 | 0 | 0 | 0 | 0 | 0 | 0 | 0 | 0 | 0 | 0 | 0 | 0 | 0 | 0 | 0 | 0 | 0 | 0 | 0 | 0 | 0 | 0 | 0 | 0
Peak Demand (S) | 0 | 0 | 0 | 0 | 0 | 0 | 0 | 0 | 0 | 0 | 0 | 0 | 0 | 0 | 0 | 0 | 0 | 0 | 0 | 0 | 0 | 0 | 0 | 0 | 0 | 0 | 0 | 0 | 0 | 0 | 0
Peak Demand (W) | 0 | 0 | 0 | 0 | 0 | 0 | 0 | 0 | 0 | 0 | 0 | 0 | 0 | 0 | 0 | 0 | 0 | 0 | 0 | 0 | 0 | 0 | 0 | 0 | 0 | 0 | 0 | 0 | 0 | 0 | 0
Turnover | 0 | 0 | 0 | 0 | 0 | 0 | 0 | 0 | 0 | 0 | 0 | 0 | 0 | 0 | 0 | 0 | 0 | 0 | 0 | 0 | 0 | 0 | 0 | 0 | 0 | 0 | 0 | 0 | 0 | 0 | 0
Avg. Replacement Usage | 0 | 0 | 0 | 0 | 0 | 0 | 0 | 0 | 0 | 0 | 0 | 0 | 0 | 0 | 0 | 0 | 0 | 0 | 0 | 0 | 0 | 0 | 0 | 0 | 0 | 0 | 0 | 0 | 0 | 0 | 0
Avg. Replacement Demand (S) | 0 | 0 | 0 | 0 | 0 | 0 | 0 | 0 | 0 | 0 | 0 | 0 | 0 | 0 | 0 | 0 | 0 | 0 | 0 | 0 | 0 | 0 | 0 | 0 | 0 | 0 | 0 | 0 | 0 | 0 | 0
Avg. Replacement Demand (W) | 0 | 0 | 0 | 0 | 0 | 0 | 0 | 0 | 0 | 0 | 0 | 0 | 0 | 0 | 0 | 0 | 0 | 0 | 0 | 0 | 0 | 0 | 0 | 0 | 0 | 0 | 0 | 0 | 0 | 0 | 0
Current Forecast Purchases (Repeat Techs only)
Year | Year 0 | Year 1 | Year 2 | Year 3 | Year 4 | Year 5 | Year 6 | Year 7 | Year 8 | Year 9 | Year 10 | Year 11 | Year 12 | Year 13 | Year 14 | Year 15 | Year 16 | Year 17 | Year 18 | Year 19 | Year 20 | Year 21 | Year 22 | Year 23 | Year 24 | Year 25 | Year 26 | Year 27 | Year 28 | Year 29 | Year 30
E1 | 0 | 0 | 0 | 0 | 0 | 0 | 0 | 0 | 0 | 0 | 0 | 0 | 0 | 0 | 0 | 0 | 0 | 0 | 0 | 0 | 0 | 0 | 0 | 0 | 0 | 0 | 0 | 0 | 0 | 0 | 0
E2 | 0 | 0 | 0 | 0 | 0 | 0 | 0 | 0 | 0 | 0 | 0 | 0 | 0 | 0 | 0 | 0 | 0 | 0 | 0 | 0 | 0 | 0 | 0 | 0 | 0 | 0 | 0 | 0 | 0 | 0 | 0
E3 | 0 | 0 | 0 | 0 | 0 | 0 | 0 | 0 | 0 | 0 | 0 | 0 | 0 | 0 | 0 | 0 | 0 | 0 | 0 | 0 | 0 | 0 | 0 | 0 | 0 | 0 | 0 | 0 | 0 | 0 | 0
E4 | 0 | 0 | 0 | 0 | 0 | 0 | 0 | 0 | 0 | 0 | 0 | 0 | 0 | 0 | 0 | 0 | 0 | 0 | 0 | 0 | 0 | 0 | 0 | 0 | 0 | 0 | 0 | 0 | 0 | 0 | 0
E5 | 0 | 0 | 0 | 0 | 0 | 0 | 0 | 0 | 0 | 0 | 0 | 0 | 0 | 0 | 0 | 0 | 0 | 0 | 0 | 0 | 0 | 0 | 0 | 0 | 0 | 0 | 0 | 0 | 0 | 0 | 0
E6 | 0 | 0 | 0 | 0 | 0 | 0 | 0 | 0 | 0 | 0 | 0 | 0 | 0 | 0 | 0 | 0 | 0 | 0 | 0 | 0 | 0 | 0 | 0 | 0 | 0 | 0 | 0 | 0 | 0 | 0 | 0
E7 | 0 | 0 | 0 | 0 | 0 | 0 | 0 | 0 | 0 | 0 | 0 | 0 | 0 | 0 | 0 | 0 | 0 | 0 | 0 | 0 | 0 | 0 | 0 | 0 | 0 | 0 | 0 | 0 | 0 | 0 | 0
E8 | 0 | 0 | 0 | 0 | 0 | 0 | 0 | 0 | 0 | 0 | 0 | 0 | 0 | 0 | 0 | 0 | 0 | 0 | 0 | 0 | 0 | 0 | 0 | 0 | 0 | 0 | 0 | 0 | 0 | 0 | 0
E9 | 0 | 0 | 0 | 0 | 0 | 0 | 0 | 0 | 0 | 0 | 0 | 0 | 0 | 0 | 0 | 0 | 0 | 0 | 0 | 0 | 0 | 0 | 0 | 0 | 0 | 0 | 0 | 0 | 0 | 0 | 0
E10 | 0 | 0 | 0 | 0 | 0 | 0 | 0 | 0 | 0 | 0 | 0 | 0 | 0 | 0 | 0 | 0 | 0 | 0 | 0 | 0 | 0 | 0 | 0 | 0 | 0 | 0 | 0 | 0 | 0 | 0 | 0
Current Forecast Stock (Repeat Techs only)
Year | Year 0 | Year 1 | Year 2 | Year 3 | Year 4 | Year 5 | Year 6 | Year 7 | Year 8 | Year 9 | Year 10 | Year 11 | Year 12 | Year 13 | Year 14 | Year 15 | Year 16 | Year 17 | Year 18 | Year 19 | Year 20 | Year 21 | Year 22 | Year 23 | Year 24 | Year 25 | Year 26 | Year 27 | Year 28 | Year 29 | Year 30
E1 | 0 | 0 | 0 | 0 | 0 | 0 | 0 | 0 | 0 | 0 | 0 | 0 | 0 | 0 | 0 | 0 | 0 | 0 | 0 | 0 | 0 | 0 | 0 | 0 | 0 | 0 | 0 | 0 | 0 | 0 | 0
E2 | 0 | 0 | 0 | 0 | 0 | 0 | 0 | 0 | 0 | 0 | 0 | 0 | 0 | 0 | 0 | 0 | 0 | 0 | 0 | 0 | 0 | 0 | 0 | 0 | 0 | 0 | 0 | 0 | 0 | 0 | 0
E3 | 0 | 0 | 0 | 0 | 0 | 0 | 0 | 0 | 0 | 0 | 0 | 0 | 0 | 0 | 0 | 0 | 0 | 0 | 0 | 0 | 0 | 0 | 0 | 0 | 0 | 0 | 0 | 0 | 0 | 0 | 0
E4 | 0 | 0 | 0 | 0 | 0 | 0 | 0 | 0 | 0 | 0 | 0 | 0 | 0 | 0 | 0 | 0 | 0 | 0 | 0 | 0 | 0 | 0 | 0 | 0 | 0 | 0 | 0 | 0 | 0 | 0 | 0
E5 | 0 | 0 | 0 | 0 | 0 | 0 | 0 | 0 | 0 | 0 | 0 | 0 | 0 | 0 | 0 | 0 | 0 | 0 | 0 | 0 | 0 | 0 | 0 | 0 | 0 | 0 | 0 | 0 | 0 | 0 | 0
E6 | 0 | 0 | 0 | 0 | 0 | 0 | 0 | 0 | 0 | 0 | 0 | 0 | 0 | 0 | 0 | 0 | 0 | 0 | 0 | 0 | 0 | 0 | 0 | 0 | 0 | 0 | 0 | 0 | 0 | 0 | 0
E7 | 0 | 0 | 0 | 0 | 0 | 0 | 0 | 0 | 0 | 0 | 0 | 0 | 0 | 0 | 0 | 0 | 0 | 0 | 0 | 0 | 0 | 0 | 0 | 0 | 0 | 0 | 0 | 0 | 0 | 0 | 0
E8 | 0 | 0 | 0 | 0 | 0 | 0 | 0 | 0 | 0 | 0 | 0 | 0 | 0 | 0 | 0 | 0 | 0 | 0 | 0 | 0 | 0 | 0 | 0 | 0 | 0 | 0 | 0 | 0 | 0 | 0 | 0
E9 | 0 | 0 | 0 | 0 | 0 | 0 | 0 | 0 | 0 | 0 | 0 | 0 | 0 | 0 | 0 | 0 | 0 | 0 | 0 | 0 | 0 | 0 | 0 | 0 | 0 | 0 | 0 | 0 | 0 | 0 | 0
E10 | 0 | 0 | 0 | 0 | 0 | 0 | 0 | 0 | 0 | 0 | 0 | 0 | 0 | 0 | 0 | 0 | 0 | 0 | 0 | 0 | 0 | 0 | 0 | 0 | 0 | 0 | 0 | 0 | 0 | 0 | 0
Vintage | 0 | 0 | 0 | 0 | 0 | 0 | 0 | 0 | 0 | 0 | 0 | 0 | 0 | 0 | 0 | 0 | 0 | 0 | 0 | 0 | 0 | 0 | 0 | 0 | 0 | 0 | 0 | 0 | 0 | 0 | 0
Final Results
Year | Year 0 | Year 1 | Year 2 | Year 3 | Year 4 | Year 5 | Year 6 | Year 7 | Year 8 | Year 9 | Year 10 | Year 11 | Year 12 | Year 13 | Year 14 | Year 15 | Year 16 | Year 17 | Year 18 | Year 19 | Year 20 | Year 21 | Year 22 | Year 23 | Year 24 | Year 25 | Year 26 | Year 27 | Year 28 | Year 29 | Year 30
Units | 0 | 112.8302 | 229.7584 | 353.1488 | 476.2485 | 596.5041 | 711.4829 | 821.2078 | 926.5466 | 1028.9428 | 1129.6085 | 1228.2157 | 1324.8035 | 1419.3936 | 1512.0086 | 1602.4138 | 1690.6778 | 1776.7895 | 1860.6174 | 1942.3725 | 2022.1705 | 2100.3087 | 2176.7413 | 0 | 0 | 0 | 0 | 0 | 0 | 0 | 0
Usage | 0 | 0.63294 | 1.2804 | 1.9544 | 2.5883 | 3.2473 | 3.891 | 4.4692 | 5.0106 | 5.5795 | 6.1638 | 6.7447 | 7.311 | 7.8625 | 8.4299 | 8.9717 | 9.4898 | 9.9702 | 10.4684 | 10.9475 | 11.414 | 11.8721 | 12.2686 | 0 | 0 | 0 | 0 | 0 | 0 | 0 | 0
Peak Demand (S) | 0 | 0 | 0 | 0 | 0 | 0 | 0 | 0 | 0 | 0 | 0 | 0 | 0 | 0 | 0 | 0 | 0 | 0 | 0 | 0 | 0 | 0 | 0 | 0 | 0 | 0 | 0 | 0 | 0 | 0 | 0
Peak Demand (W) | 0 | 0.36516 | 0.73871 | 1.1276 | 1.4933 | 1.8735 | 2.2449 | 2.5784 | 2.8908 | 3.219 | 3.5561 | 3.8913 | 4.218 | 4.5361 | 4.8635 | 5.1761 | 5.475 | 5.7521 | 6.0396 | 6.316 | 6.5851 | 6.8494 | 7.0782 | 0 | 0 | 0 | 0 | 0 | 0 | 0 | 0
Turnover | 0 | 112.8302 | 116.9282 | 123.3904 | 123.0996 | 120.2556 | 114.9789 | 109.7249 | 105.3388 | 102.3962 | 100.6658 | 98.6071 | 96.5878 | 94.5902 | 92.6149 | 90.4052 | 88.264 | 86.1117 | 83.8279 | 81.7551 | 79.798 | 78.1382 | 95.2376 | 0 | 0 | 0 | 0 | 0 | 0 | 0 | 0
Avg. Replacement Usage | 5454.871 | 5609.6679 | 5447.2655 | 5452.4836 | 5374.9208 | 5395.9068 | 5428.4915 | 5407.332 | 5377.0735 | 5394.7916 | 5431.1577 | 5467.8903 | 5496.5911 | 5518.7175 | 5555.8135 | 5580.4498 | 5595.4787 | 5594.6568 | 5610.3287 | 5620.8068 | 5629.6677 | 5638.3533 | 5624.8219 | 0 | 0 | 0 | 0 | 0 | 0 | 0 | 0
Avg. Replacement Demand (S) | 0 | 0 | 0 | 0 | 0 | 0 | 0 | 0 | 0 | 0 | 0 | 0 | 0 | 0 | 0 | 0 | 0 | 0 | 0 | 0 | 0 | 0 | 0 | 0 | 0 | 0 | 0 | 0 | 0 | 0 | 0
Avg. Replacement Demand (W) | 3.1471 | 3.2364 | 3.1427 | 3.1457 | 3.101 | 3.1131 | 3.1319 | 3.1197 | 3.1022 | 3.1124 | 3.1334 | 3.1546 | 3.1712 | 3.1839 | 3.2053 | 3.2196 | 3.2282 | 3.2277 | 3.2368 | 3.2428 | 3.2479 | 3.253 | 3.2452 | 0 | 0 | 0 | 0 | 0 | 0 | 0 | 0
Final Purchases
Year | Year 0 | Year 1 | Year 2 | Year 3 | Year 4 | Year 5 | Year 6 | Year 7 | Year 8 | Year 9 | Year 10 | Year 11 | Year 12 | Year 13 | Year 14 | Year 15 | Year 16 | Year 17 | Year 18 | Year 19 | Year 20 | Year 21 | Year 22 | Year 23 | Year 24 | Year 25 | Year 26 | Year 27 | Year 28 | Year 29 | Year 30
E1 | 0 | 97.5964 | 3.3103e-15 | 4.6577e-15 | 5.8084e-15 | 6.809e-15 | 7.5953e-15 | 8.2837e-15 | 8.9466e-15 | 9.663e-15 | 9.4997e-15 | 9.3055e-15 | 9.1149e-15 | 8.9264e-15 | 8.74e-15 | 8.5314e-15 | 8.3294e-15 | 8.1263e-15 | 7.9107e-15 | 7.7151e-15 | 7.5305e-15 | 7.3738e-15 | 8.9875e-15 | 0 | 0 | 0 | 0 | 0 | 0 | 0 | 0
E2 | 0 | 0 | 103.4797 | 109.1986 | 108.9413 | 106.4244 | 101.7546 | 97.1049 | 93.2232 | 90.6191 | 89.0877 | 87.2658 | 85.4787 | 83.7109 | 81.9628 | 80.0072 | 78.1123 | 76.2076 | 74.1864 | 72.352 | 70.6201 | 69.1511 | 84.2838 | 0 | 0 | 0 | 0 | 0 | 0 | 0 | 0
E3 | 0 | 9.7743 | 7.2415 | 7.6417 | 7.6237 | 7.4476 | 7.1208 | 6.7954 | 6.5238 | 6.3415 | 6.2344 | 6.1069 | 5.9818 | 5.8581 | 5.7358 | 5.5989 | 5.4663 | 5.333 | 5.1916 | 5.0632 | 4.942 | 4.8392 | 5.8982 | 0 | 0 | 0 | 0 | 0 | 0 | 0 | 0
E4 | 0 | 3.7571 | 4.2562 | 4.4915 | 4.4809 | 4.3774 | 4.1853 | 3.994 | 3.8344 | 3.7273 | 3.6643 | 3.5893 | 3.5158 | 3.4431 | 3.3712 | 3.2908 | 3.2128 | 3.1345 | 3.0514 | 2.9759 | 2.9047 | 2.8443 | 3.4667 | 0 | 0 | 0 | 0 | 0 | 0 | 0 | 0
E5 | 0 | 1.7024 | 1.9508 | 2.0586 | 2.0537 | 2.0063 | 1.9183 | 1.8306 | 1.7574 | 1.7083 | 1.6795 | 1.6451 | 1.6114 | 1.5781 | 1.5451 | 1.5083 | 1.4726 | 1.4366 | 1.3985 | 1.364 | 1.3313 | 1.3036 | 1.5889 | 0 | 0 | 0 | 0 | 0 | 0 | 0 | 0
E6 | 0 | 0 | 0 | 0 | 0 | 0 | 0 | 0 | 0 | 0 | 0 | 0 | 0 | 0 | 0 | 0 | 0 | 0 | 0 | 0 | 0 | 0 | 0 | 0 | 0 | 0 | 0 | 0 | 0 | 0 | 0
E7 | 0 | 0 | 0 | 0 | 0 | 0 | 0 | 0 | 0 | 0 | 0 | 0 | 0 | 0 | 0 | 0 | 0 | 0 | 0 | 0 | 0 | 0 | 0 | 0 | 0 | 0 | 0 | 0 | 0 | 0 | 0
E8 | 0 | 0 | 0 | 0 | 0 | 0 | 0 | 0 | 0 | 0 | 0 | 0 | 0 | 0 | 0 | 0 | 0 | 0 | 0 | 0 | 0 | 0 | 0 | 0 | 0 | 0 | 0 | 0 | 0 | 0 | 0
E9 | 0 | 0 | 0 | 0 | 0 | 0 | 0 | 0 | 0 | 0 | 0 | 0 | 0 | 0 | 0 | 0 | 0 | 0 | 0 | 0 | 0 | 0 | 0 | 0 | 0 | 0 | 0 | 0 | 0 | 0 | 0
E10 | 0 | 0 | 0 | 0 | 0 | 0 | 0 | 0 | 0 | 0 | 0 | 0 | 0 | 0 | 0 | 0 | 0 | 0 | 0 | 0 | 0 | 0 | 0 | 0 | 0 | 0 | 0 | 0 | 0 | 0 | 0
Final Stock
Year | Year 0 | Year 1 | Year 2 | Year 3 | Year 4 | Year 5 | Year 6 | Year 7 | Year 8 | Year 9 | Year 10 | Year 11 | Year 12 | Year 13 | Year 14 | Year 15 | Year 16 | Year 17 | Year 18 | Year 19 | Year 20 | Year 21 | Year 22 | Year 23 | Year 24 | Year 25 | Year 26 | Year 27 | Year 28 | Year 29 | Year 30
E1 | 0 | 97.5964 | 97.5964 | 97.5964 | 97.5964 | 97.5964 | 97.5964 | 97.5964 | 97.5964 | 97.5964 | 97.5964 | 97.5964 | 97.5964 | 97.5964 | 97.5964 | 97.5964 | 97.5964 | 97.5964 | 97.5964 | 97.5964 | 97.5964 | 97.5964 | 81.3303 | 0 | 0 | 0 | 0 | 0 | 0 | 0 | 0
E2 | 0 | 0 | 103.4797 | 212.6783 | 321.6196 | 428.044 | 529.7986 | 626.9034 | 720.1266 | 810.7457 | 899.8334 | 987.0992 | 1072.5779 | 1156.2888 | 1238.2516 | 1318.2588 | 1396.3711 | 1472.5787 | 1546.7651 | 1619.1171 | 1689.7372 | 1758.8883 | 1843.1722 | 0 | 0 | 0 | 0 | 0 | 0 | 0 | 0
E3 | 0 | 9.7743 | 17.0158 | 24.6575 | 32.2813 | 39.7288 | 46.8496 | 53.645 | 60.1688 | 66.5103 | 72.7447 | 78.8515 | 84.8333 | 90.6914 | 96.4272 | 102.0261 | 107.4924 | 112.8254 | 118.0169 | 123.0801 | 128.0221 | 132.8613 | 137.1305 | 0 | 0 | 0 | 0 | 0 | 0 | 0 | 0
E4 | 0 | 3.7571 | 8.0133 | 12.5048 | 16.9857 | 21.363 | 25.5483 | 29.5423 | 33.3767 | 37.104 | 40.7682 | 44.3576 | 47.8734 | 51.3165 | 54.6878 | 57.9785 | 61.1914 | 64.3259 | 67.3773 | 70.3532 | 73.2579 | 76.1021 | 78.9426 | 0 | 0 | 0 | 0 | 0 | 0 | 0 | 0
E5 | 0 | 1.7024 | 3.6532 | 5.7118 | 7.7655 | 9.7718 | 11.6901 | 13.5207 | 15.2781 | 16.9864 | 18.6659 | 20.311 | 21.9224 | 23.5005 | 25.0457 | 26.5539 | 28.0265 | 29.4631 | 30.8617 | 32.2256 | 33.5569 | 34.8606 | 36.1657 | 0 | 0 | 0 | 0 | 0 | 0 | 0 | 0
E6 | 0 | 0 | 0 | 0 | 0 | 0 | 0 | 0 | 0 | 0 | 0 | 0 | 0 | 0 | 0 | 0 | 0 | 0 | 0 | 0 | 0 | 0 | 0 | 0 | 0 | 0 | 0 | 0 | 0 | 0 | 0
E7 | 0 | 0 | 0 | 0 | 0 | 0 | 0 | 0 | 0 | 0 | 0 | 0 | 0 | 0 | 0 | 0 | 0 | 0 | 0 | 0 | 0 | 0 | 0 | 0 | 0 | 0 | 0 | 0 | 0 | 0 | 0
E8 | 0 | 0 | 0 | 0 | 0 | 0 | 0 | 0 | 0 | 0 | 0 | 0 | 0 | 0 | 0 | 0 | 0 | 0 | 0 | 0 | 0 | 0 | 0 | 0 | 0 | 0 | 0 | 0 | 0 | 0 | 0
E9 | 0 | 0 | 0 | 0 | 0 | 0 | 0 | 0 | 0 | 0 | 0 | 0 | 0 | 0 | 0 | 0 | 0 | 0 | 0 | 0 | 0 | 0 | 0 | 0 | 0 | 0 | 0 | 0 | 0 | 0 | 0
E10 | 0 | 0 | 0 | 0 | 0 | 0 | 0 | 0 | 0 | 0 | 0 | 0 | 0 | 0 | 0 | 0 | 0 | 0 | 0 | 0 | 0 | 0 | 0 | 0 | 0 | 0 | 0 | 0 | 0 | 0 | 0
Vintage | 0 | 0 | 0 | 0 | 0 | 0 | 0 | 0 | 0 | 0 | 0 | 0 | 0 | 0 | 0 | 0 | 0 | 0 | 0 | 0 | 0 | 0 | 0 | 0 | 0 | 0 | 0 | 0 | 0 | 0 | 0

## System Cache (hidden)
Setup |  |  |  |  | Market Size | Building Systems | BC Ratio Factors |  | Potential Factors |  |  |  | System Data | [14 empty] | System Purchase Shares | [5 empty] | System Costs | [5 empty] | System Stock
Key | Segment | Segment | Vintage | System | Market Size-Row | Building Systems-Row | Incentive Rate-Row | Admin Adder-Row | Potential Factors-MAP-Key | Potential Factors-MAP-Row | Potential Factors-RAP-Key | Potential Factors-RAP-Row | System Data-C1-Row | System Data-C1-Tech-Key | System Data-C1-Tech-Row | System Data-C2-Row | System Data-C2-Tech-Key | System Data-C2-Tech-Row | System Data-C3-Row | System Data-C3-Tech-Key | System Data-C3-Tech-Row | System Data-C4-Row | System Data-C4-Tech-Key | System Data-C4-Tech-Row | System Data-C5-Row | System Data-C5-Tech-Key | System Data-C5-Tech-Row | System Purchase Shares-Baseline Forecast-Row | System Purchase Shares-Codes & Standards Forecast-Row | System Purchase Shares-Realistic Achievable Potential-Row | System Purchase Shares-Maximum Achievable Potential-Row | System Purchase Shares-Economic Potential-Row | System Purchase Shares-Technical Potential-Row | System Costs-F1-Row | System Costs-F2-Row | System Costs-F3-Row | System Costs-F4-Row | System Costs-F5-Row | System Costs-F6-Row | System Stock-BLF-Row | System Stock-CSF-Row | System Stock-RAP-Row | System Stock-MAP-Row | System Stock-EP-Row | System Stock-TP-Row
___S1 |  |  |  | S1 | #VALUE! | 0 | 0 | 0 | __S1_MAP | 0 | __S1_RAP | 0 | 0 | #N/A | 0 | 0 | #N/A | 0 | 0 | #N/A | 0 | 0 | #N/A | 0 | 0 | #N/A | 0 | 0 | 0 | 0 | 0 | 0 | 0 | 0 | 0 | 0 | 0 | 0 | 0 | 0 | 0 | 0 | 0 | 0 | 0

## Technology Costs
Key | Field | Sector | Segment | Vintage | End Use | Fuel | Technology | Equipment | Label | 2019 | 2020 | 2021 | 2022 | 2023 | 2024 | 2025 | 2026 | 2027 | 2028 | 2029 | 2030 | 2031 | 2032 | 2033 | 2034 | 2035 | 2036 | 2037 | 2038 | 2039 | 2040 | 2041 | 2042
F1_Industrial_Industrial - WA_Existing_Space Heating_Natural Gas_Furnace_E1 | F1 | Industrial | Industrial - WA | Existing | Space Heating | Natural Gas | Furnace | E1 | RVT - Cost of Equipment | 322.5993 | 322.5993 | 322.5993 | 322.5993 | 322.5993 | 322.5993 | 322.5993 | 322.5993 | 322.5993 | 322.5993 | 322.5993 | 322.5993 | 322.5993 | 322.5993 | 322.5993 | 322.5993 | 322.5993 | 322.5993 | 322.5993 | 322.5993 | 322.5993 | 322.5993 | 322.5993 | 322.5993 | 322.5993 | 322.5993 | 322.5993
F1_Industrial_Industrial - WA_Existing_Space Heating_Natural Gas_Furnace_E2 | F1 | Industrial | Industrial - WA | Existing | Space Heating | Natural Gas | Furnace | E2 | RVT - Cost of Equipment | 788.3686 | 788.3686 | 788.3686 | 788.3686 | 788.3686 | 788.3686 | 788.3686 | 788.3686 | 788.3686 | 788.3686 | 788.3686 | 788.3686 | 788.3686 | 788.3686 | 788.3686 | 788.3686 | 788.3686 | 788.3686 | 788.3686 | 788.3686 | 788.3686 | 788.3686 | 788.3686 | 788.3686 | 788.3686 | 788.3686 | 788.3686
F1_Industrial_Industrial - WA_Existing_Space Heating_Natural Gas_Furnace_E3 | F1 | Industrial | Industrial - WA | Existing | Space Heating | Natural Gas | Furnace | E3 | RVT - Cost of Equipment | 229.1361 | 229.1361 | 229.1361 | 229.1361 | 229.1361 | 229.1361 | 229.1361 | 229.1361 | 229.1361 | 229.1361 | 229.1361 | 229.1361 | 229.1361 | 229.1361 | 229.1361 | 229.1361 | 229.1361 | 229.1361 | 229.1361 | 229.1361 | 229.1361 | 229.1361 | 229.1361 | 229.1361 | 229.1361 | 229.1361 | 229.1361
F1_Industrial_Industrial - WA_Existing_Space Heating_Natural Gas_Furnace_E4 | F1 | Industrial | Industrial - WA | Existing | Space Heating | Natural Gas | Furnace | E4 | RVT - Cost of Equipment | 0 | 0 | 0 | 0 | 0 | 0 | 0 | 0 | 0 | 0 | 0 | 0 | 0 | 0 | 0 | 0 | 0 | 0 | 0 | 0 | 0 | 0 | 0 | 0 | 0 | 0 | 0
F1_Industrial_Industrial - WA_Existing_Space Heating_Natural Gas_Furnace_E5 | F1 | Industrial | Industrial - WA | Existing | Space Heating | Natural Gas | Furnace | E5 | RVT - Cost of Equipment | 0 | 0 | 0 | 0 | 0 | 0 | 0 | 0 | 0 | 0 | 0 | 0 | 0 | 0 | 0 | 0 | 0 | 0 | 0 | 0 | 0 | 0 | 0 | 0 | 0 | 0 | 0
F1_Industrial_Industrial - WA_Existing_Space Heating_Natural Gas_Furnace_E6 | F1 | Industrial | Industrial - WA | Existing | Space Heating | Natural Gas | Furnace | E6 | RVT - Cost of Equipment | 0 | 0 | 0 | 0 | 0 | 0 | 0 | 0 | 0 | 0 | 0 | 0 | 0 | 0 | 0 | 0 | 0 | 0 | 0 | 0 | 0 | 0 | 0 | 0 | 0 | 0 | 0
F1_Industrial_Industrial - WA_Existing_Space Heating_Natural Gas_Furnace_E7 | F1 | Industrial | Industrial - WA | Existing | Space Heating | Natural Gas | Furnace | E7 | RVT - Cost of Equipment | 0 | 0 | 0 | 0 | 0 | 0 | 0 | 0 | 0 | 0 | 0 | 0 | 0 | 0 | 0 | 0 | 0 | 0 | 0 | 0 | 0 | 0 | 0 | 0 | 0 | 0 | 0
F1_Industrial_Industrial - WA_Existing_Space Heating_Natural Gas_Furnace_E8 | F1 | Industrial | Industrial - WA | Existing | Space Heating | Natural Gas | Furnace | E8 | RVT - Cost of Equipment | 0 | 0 | 0 | 0 | 0 | 0 | 0 | 0 | 0 | 0 | 0 | 0 | 0 | 0 | 0 | 0 | 0 | 0 | 0 | 0 | 0 | 0 | 0 | 0 | 0 | 0 | 0
F1_Industrial_Industrial - WA_Existing_Space Heating_Natural Gas_Furnace_E9 | F1 | Industrial | Industrial - WA | Existing | Space Heating | Natural Gas | Furnace | E9 | RVT - Cost of Equipment | 0 | 0 | 0 | 0 | 0 | 0 | 0 | 0 | 0 | 0 | 0 | 0 | 0 | 0 | 0 | 0 | 0 | 0 | 0 | 0 | 0 | 0 | 0 | 0 | 0 | 0 | 0
F1_Industrial_Industrial - WA_Existing_Space Heating_Natural Gas_Furnace_E10 | F1 | Industrial | Industrial - WA | Existing | Space Heating | Natural Gas | Furnace | E10 | RVT - Cost of Equipment | 0 | 0 | 0 | 0 | 0 | 0 | 0 | 0 | 0 | 0 | 0 | 0 | 0 | 0 | 0 | 0 | 0 | 0 | 0 | 0 | 0 | 0 | 0 | 0 | 0 | 0 | 0
F2_Industrial_Industrial - WA_Existing_Space Heating_Natural Gas_Furnace_E1 | F2 | Industrial | Industrial - WA | Existing | Space Heating | Natural Gas | Furnace | E1 | RVT - Cost of Operation | 29.6669 | 30.7873 | 32.1053 | 33.5497 | 35.0296 | 36.5069 | 37.9208 | 39.2261 | 40.5105 | 41.4212 | 42.5015 | 43.636 | 44.7203 | 45.6524 | 46.4829 | 47.1731 | 47.8062 | 48.4456 | 49.0054 | 49.526 | 50.0129 | 50.6501 | 51.2524 | 51.7826 | 52.2724 | 52.723 | 53.1359
F2_Industrial_Industrial - WA_Existing_Space Heating_Natural Gas_Furnace_E2 | F2 | Industrial | Industrial - WA | Existing | Space Heating | Natural Gas | Furnace | E2 | RVT - Cost of Operation | 26.3705 | 27.3665 | 28.538 | 29.8219 | 31.1374 | 32.4506 | 33.7074 | 34.8676 | 36.0094 | 36.8188 | 37.7791 | 38.7876 | 39.7514 | 40.5799 | 41.3181 | 41.9317 | 42.4944 | 43.0627 | 43.5604 | 44.0232 | 44.4559 | 45.0223 | 45.5577 | 46.029 | 46.4643 | 46.8649 | 47.2319
F2_Industrial_Industrial - WA_Existing_Space Heating_Natural Gas_Furnace_E3 | F2 | Industrial | Industrial - WA | Existing | Space Heating | Natural Gas | Furnace | E3 | RVT - Cost of Operation | 23.8694 | 24.8304 | 25.9783 | 27.2482 | 28.5549 | 29.8624 | 31.1129 | 32.2646 | 33.3988 | 34.1898 | 35.138 | 36.1368 | 37.093 | 37.9126 | 38.6418 | 39.2447 | 39.7979 | 40.3598 | 40.851 | 41.3087 | 41.7378 | 42.3078 | 42.848 | 43.3241 | 43.765 | 44.1719 | 44.5461
F2_Industrial_Industrial - WA_Existing_Space Heating_Natural Gas_Furnace_E4 | F2 | Industrial | Industrial - WA | Existing | Space Heating | Natural Gas | Furnace | E4 | RVT - Cost of Operation | 0 | 0 | 0 | 0 | 0 | 0 | 0 | 0 | 0 | 0 | 0 | 0 | 0 | 0 | 0 | 0 | 0 | 0 | 0 | 0 | 0 | 0 | 0 | 0 | 0 | 0 | 0
F2_Industrial_Industrial - WA_Existing_Space Heating_Natural Gas_Furnace_E5 | F2 | Industrial | Industrial - WA | Existing | Space Heating | Natural Gas | Furnace | E5 | RVT - Cost of Operation | 0 | 0 | 0 | 0 | 0 | 0 | 0 | 0 | 0 | 0 | 0 | 0 | 0 | 0 | 0 | 0 | 0 | 0 | 0 | 0 | 0 | 0 | 0 | 0 | 0 | 0 | 0
F2_Industrial_Industrial - WA_Existing_Space Heating_Natural Gas_Furnace_E6 | F2 | Industrial | Industrial - WA | Existing | Space Heating | Natural Gas | Furnace | E6 | RVT - Cost of Operation | 0 | 0 | 0 | 0 | 0 | 0 | 0 | 0 | 0 | 0 | 0 | 0 | 0 | 0 | 0 | 0 | 0 | 0 | 0 | 0 | 0 | 0 | 0 | 0 | 0 | 0 | 0
F2_Industrial_Industrial - WA_Existing_Space Heating_Natural Gas_Furnace_E7 | F2 | Industrial | Industrial - WA | Existing | Space Heating | Natural Gas | Furnace | E7 | RVT - Cost of Operation | 0 | 0 | 0 | 0 | 0 | 0 | 0 | 0 | 0 | 0 | 0 | 0 | 0 | 0 | 0 | 0 | 0 | 0 | 0 | 0 | 0 | 0 | 0 | 0 | 0 | 0 | 0
F2_Industrial_Industrial - WA_Existing_Space Heating_Natural Gas_Furnace_E8 | F2 | Industrial | Industrial - WA | Existing | Space Heating | Natural Gas | Furnace | E8 | RVT - Cost of Operation | 0 | 0 | 0 | 0 | 0 | 0 | 0 | 0 | 0 | 0 | 0 | 0 | 0 | 0 | 0 | 0 | 0 | 0 | 0 | 0 | 0 | 0 | 0 | 0 | 0 | 0 | 0
F2_Industrial_Industrial - WA_Existing_Space Heating_Natural Gas_Furnace_E9 | F2 | Industrial | Industrial - WA | Existing | Space Heating | Natural Gas | Furnace | E9 | RVT - Cost of Operation | 0 | 0 | 0 | 0 | 0 | 0 | 0 | 0 | 0 | 0 | 0 | 0 | 0 | 0 | 0 | 0 | 0 | 0 | 0 | 0 | 0 | 0 | 0 | 0 | 0 | 0 | 0
F2_Industrial_Industrial - WA_Existing_Space Heating_Natural Gas_Furnace_E10 | F2 | Industrial | Industrial - WA | Existing | Space Heating | Natural Gas | Furnace | E10 | RVT - Cost of Operation | 0 | 0 | 0 | 0 | 0 | 0 | 0 | 0 | 0 | 0 | 0 | 0 | 0 | 0 | 0 | 0 | 0 | 0 | 0 | 0 | 0 | 0 | 0 | 0 | 0 | 0 | 0
F3_Industrial_Industrial - WA_Existing_Space Heating_Natural Gas_Furnace_E1 | F3 | Industrial | Industrial - WA | Existing | Space Heating | Natural Gas | Furnace | E1 | System - kBTUs of Consumption | 10157.0914 | 10135.8294 | 10135.8294 | 10135.8294 | 10135.8294 | 10135.8294 | 10135.8294 | 10135.8294 | 10135.8294 | 10135.8294 | 10135.8294 | 10135.8294 | 10135.8294 | 10135.8294 | 10135.8294 | 10135.8294 | 10135.8294 | 10135.8294 | 10135.8294 | 10135.8294 | 10135.8294 | 10135.8294 | 10135.8294 | 10135.8294 | 10135.8294 | 10135.8294 | 10135.8294
F3_Industrial_Industrial - WA_Existing_Space Heating_Natural Gas_Furnace_E2 | F3 | Industrial | Industrial - WA | Existing | Space Heating | Natural Gas | Furnace | E2 | System - kBTUs of Consumption | 9028.5257 | 9009.6261 | 9009.6261 | 9009.6261 | 9009.6261 | 9009.6261 | 9009.6261 | 9009.6261 | 9009.6261 | 9009.6261 | 9009.6261 | 9009.6261 | 9009.6261 | 9009.6261 | 9009.6261 | 9009.6261 | 9009.6261 | 9009.6261 | 9009.6261 | 9009.6261 | 9009.6261 | 9009.6261 | 9009.6261 | 9009.6261 | 9009.6261 | 9009.6261 | 9009.6261
F3_Industrial_Industrial - WA_Existing_Space Heating_Natural Gas_Furnace_E3 | F3 | Industrial | Industrial - WA | Existing | Space Heating | Natural Gas | Furnace | E3 | System - kBTUs of Consumption | 8467.7865 | 8446.5245 | 8446.5245 | 8446.5245 | 8446.5245 | 8446.5245 | 8446.5245 | 8446.5245 | 8446.5245 | 8446.5245 | 8446.5245 | 8446.5245 | 8446.5245 | 8446.5245 | 8446.5245 | 8446.5245 | 8446.5245 | 8446.5245 | 8446.5245 | 8446.5245 | 8446.5245 | 8446.5245 | 8446.5245 | 8446.5245 | 8446.5245 | 8446.5245 | 8446.5245
F3_Industrial_Industrial - WA_Existing_Space Heating_Natural Gas_Furnace_E4 | F3 | Industrial | Industrial - WA | Existing | Space Heating | Natural Gas | Furnace | E4 | System - kBTUs of Consumption | 0 | 0 | 0 | 0 | 0 | 0 | 0 | 0 | 0 | 0 | 0 | 0 | 0 | 0 | 0 | 0 | 0 | 0 | 0 | 0 | 0 | 0 | 0 | 0 | 0 | 0 | 0
F3_Industrial_Industrial - WA_Existing_Space Heating_Natural Gas_Furnace_E5 | F3 | Industrial | Industrial - WA | Existing | Space Heating | Natural Gas | Furnace | E5 | System - kBTUs of Consumption | 0 | 0 | 0 | 0 | 0 | 0 | 0 | 0 | 0 | 0 | 0 | 0 | 0 | 0 | 0 | 0 | 0 | 0 | 0 | 0 | 0 | 0 | 0 | 0 | 0 | 0 | 0
F3_Industrial_Industrial - WA_Existing_Space Heating_Natural Gas_Furnace_E6 | F3 | Industrial | Industrial - WA | Existing | Space Heating | Natural Gas | Furnace | E6 | System - kBTUs of Consumption | 0 | 0 | 0 | 0 | 0 | 0 | 0 | 0 | 0 | 0 | 0 | 0 | 0 | 0 | 0 | 0 | 0 | 0 | 0 | 0 | 0 | 0 | 0 | 0 | 0 | 0 | 0
F3_Industrial_Industrial - WA_Existing_Space Heating_Natural Gas_Furnace_E7 | F3 | Industrial | Industrial - WA | Existing | Space Heating | Natural Gas | Furnace | E7 | System - kBTUs of Consumption | 0 | 0 | 0 | 0 | 0 | 0 | 0 | 0 | 0 | 0 | 0 | 0 | 0 | 0 | 0 | 0 | 0 | 0 | 0 | 0 | 0 | 0 | 0 | 0 | 0 | 0 | 0
F3_Industrial_Industrial - WA_Existing_Space Heating_Natural Gas_Furnace_E8 | F3 | Industrial | Industrial - WA | Existing | Space Heating | Natural Gas | Furnace | E8 | System - kBTUs of Consumption | 0 | 0 | 0 | 0 | 0 | 0 | 0 | 0 | 0 | 0 | 0 | 0 | 0 | 0 | 0 | 0 | 0 | 0 | 0 | 0 | 0 | 0 | 0 | 0 | 0 | 0 | 0
F3_Industrial_Industrial - WA_Existing_Space Heating_Natural Gas_Furnace_E9 | F3 | Industrial | Industrial - WA | Existing | Space Heating | Natural Gas | Furnace | E9 | System - kBTUs of Consumption | 0 | 0 | 0 | 0 | 0 | 0 | 0 | 0 | 0 | 0 | 0 | 0 | 0 | 0 | 0 | 0 | 0 | 0 | 0 | 0 | 0 | 0 | 0 | 0 | 0 | 0 | 0
F3_Industrial_Industrial - WA_Existing_Space Heating_Natural Gas_Furnace_E10 | F3 | Industrial | Industrial - WA | Existing | Space Heating | Natural Gas | Furnace | E10 | System - kBTUs of Consumption | 0 | 0 | 0 | 0 | 0 | 0 | 0 | 0 | 0 | 0 | 0 | 0 | 0 | 0 | 0 | 0 | 0 | 0 | 0 | 0 | 0 | 0 | 0 | 0 | 0 | 0 | 0
F4_Industrial_Industrial - WA_Existing_Space Heating_Natural Gas_Furnace_E1 | F4 | Industrial | Industrial - WA | Existing | Space Heating | Natural Gas | Furnace | E1 | Utility - Cost of Equipment | 322.5993 | 322.5993 | 322.5993 | 322.5993 | 322.5993 | 322.5993 | 322.5993 | 322.5993 | 322.5993 | 322.5993 | 322.5993 | 322.5993 | 322.5993 | 322.5993 | 322.5993 | 322.5993 | 322.5993 | 322.5993 | 322.5993 | 322.5993 | 322.5993 | 322.5993 | 322.5993 | 322.5993 | 322.5993 | 322.5993 | 322.5993
F4_Industrial_Industrial - WA_Existing_Space Heating_Natural Gas_Furnace_E2 | F4 | Industrial | Industrial - WA | Existing | Space Heating | Natural Gas | Furnace | E2 | Utility - Cost of Equipment | 788.3686 | 788.3686 | 788.3686 | 788.3686 | 788.3686 | 788.3686 | 788.3686 | 788.3686 | 788.3686 | 788.3686 | 788.3686 | 788.3686 | 788.3686 | 788.3686 | 788.3686 | 788.3686 | 788.3686 | 788.3686 | 788.3686 | 788.3686 | 788.3686 | 788.3686 | 788.3686 | 788.3686 | 788.3686 | 788.3686 | 788.3686
F4_Industrial_Industrial - WA_Existing_Space Heating_Natural Gas_Furnace_E3 | F4 | Industrial | Industrial - WA | Existing | Space Heating | Natural Gas | Furnace | E3 | Utility - Cost of Equipment | 229.1361 | 229.1361 | 229.1361 | 229.1361 | 229.1361 | 229.1361 | 229.1361 | 229.1361 | 229.1361 | 229.1361 | 229.1361 | 229.1361 | 229.1361 | 229.1361 | 229.1361 | 229.1361 | 229.1361 | 229.1361 | 229.1361 | 229.1361 | 229.1361 | 229.1361 | 229.1361 | 229.1361 | 229.1361 | 229.1361 | 229.1361
F4_Industrial_Industrial - WA_Existing_Space Heating_Natural Gas_Furnace_E4 | F4 | Industrial | Industrial - WA | Existing | Space Heating | Natural Gas | Furnace | E4 | Utility - Cost of Equipment | 0 | 0 | 0 | 0 | 0 | 0 | 0 | 0 | 0 | 0 | 0 | 0 | 0 | 0 | 0 | 0 | 0 | 0 | 0 | 0 | 0 | 0 | 0 | 0 | 0 | 0 | 0
F4_Industrial_Industrial - WA_Existing_Space Heating_Natural Gas_Furnace_E5 | F4 | Industrial | Industrial - WA | Existing | Space Heating | Natural Gas | Furnace | E5 | Utility - Cost of Equipment | 0 | 0 | 0 | 0 | 0 | 0 | 0 | 0 | 0 | 0 | 0 | 0 | 0 | 0 | 0 | 0 | 0 | 0 | 0 | 0 | 0 | 0 | 0 | 0 | 0 | 0 | 0
F4_Industrial_Industrial - WA_Existing_Space Heating_Natural Gas_Furnace_E6 | F4 | Industrial | Industrial - WA | Existing | Space Heating | Natural Gas | Furnace | E6 | Utility - Cost of Equipment | 0 | 0 | 0 | 0 | 0 | 0 | 0 | 0 | 0 | 0 | 0 | 0 | 0 | 0 | 0 | 0 | 0 | 0 | 0 | 0 | 0 | 0 | 0 | 0 | 0 | 0 | 0
F4_Industrial_Industrial - WA_Existing_Space Heating_Natural Gas_Furnace_E7 | F4 | Industrial | Industrial - WA | Existing | Space Heating | Natural Gas | Furnace | E7 | Utility - Cost of Equipment | 0 | 0 | 0 | 0 | 0 | 0 | 0 | 0 | 0 | 0 | 0 | 0 | 0 | 0 | 0 | 0 | 0 | 0 | 0 | 0 | 0 | 0 | 0 | 0 | 0 | 0 | 0
F4_Industrial_Industrial - WA_Existing_Space Heating_Natural Gas_Furnace_E8 | F4 | Industrial | Industrial - WA | Existing | Space Heating | Natural Gas | Furnace | E8 | Utility - Cost of Equipment | 0 | 0 | 0 | 0 | 0 | 0 | 0 | 0 | 0 | 0 | 0 | 0 | 0 | 0 | 0 | 0 | 0 | 0 | 0 | 0 | 0 | 0 | 0 | 0 | 0 | 0 | 0
F4_Industrial_Industrial - WA_Existing_Space Heating_Natural Gas_Furnace_E9 | F4 | Industrial | Industrial - WA | Existing | Space Heating | Natural Gas | Furnace | E9 | Utility - Cost of Equipment | 0 | 0 | 0 | 0 | 0 | 0 | 0 | 0 | 0 | 0 | 0 | 0 | 0 | 0 | 0 | 0 | 0 | 0 | 0 | 0 | 0 | 0 | 0 | 0 | 0 | 0 | 0
F4_Industrial_Industrial - WA_Existing_Space Heating_Natural Gas_Furnace_E10 | F4 | Industrial | Industrial - WA | Existing | Space Heating | Natural Gas | Furnace | E10 | Utility - Cost of Equipment | 0 | 0 | 0 | 0 | 0 | 0 | 0 | 0 | 0 | 0 | 0 | 0 | 0 | 0 | 0 | 0 | 0 | 0 | 0 | 0 | 0 | 0 | 0 | 0 | 0 | 0 | 0
F5_Industrial_Industrial - WA_Existing_Space Heating_Natural Gas_Furnace_E1 | F5 | Industrial | Industrial - WA | Existing | Space Heating | Natural Gas | Furnace | E1 | Utility - Cost of Operation | 25.7744 | 26.9019 | 28.2137 | 29.6522 | 31.143 | 32.656 | 34.142 | 35.5655 | 37.002 | 38.1597 | 39.239 | 40.3811 | 41.4861 | 42.4618 | 43.3548 | 44.1305 | 44.8651 | 45.6171 | 46.3091 | 46.9786 | 47.6313 | 48.2382 | 48.8118 | 49.3168 | 49.7832 | 50.2124 | 50.6057
F5_Industrial_Industrial - WA_Existing_Space Heating_Natural Gas_Furnace_E2 | F5 | Industrial | Industrial - WA | Existing | Space Heating | Natural Gas | Furnace | E2 | Utility - Cost of Operation | 22.9106 | 23.9128 | 25.0789 | 26.3575 | 27.6827 | 29.0275 | 30.3484 | 31.6138 | 32.8907 | 33.9197 | 34.8791 | 35.8943 | 36.8765 | 37.7438 | 38.5376 | 39.2271 | 39.8801 | 40.5486 | 41.1637 | 41.7587 | 42.3389 | 42.8784 | 43.3883 | 43.8371 | 44.2517 | 44.6332 | 44.9828
F5_Industrial_Industrial - WA_Existing_Space Heating_Natural Gas_Furnace_E3 | F5 | Industrial | Industrial - WA | Existing | Space Heating | Natural Gas | Furnace | E3 | Utility - Cost of Operation | 20.547 | 21.5046 | 22.6368 | 23.8913 | 25.1983 | 26.5296 | 27.8386 | 29.0925 | 30.3618 | 31.3772 | 32.3238 | 33.3318 | 34.3091 | 35.1707 | 35.9592 | 36.6425 | 37.2906 | 37.9575 | 38.5716 | 39.1674 | 39.7502 | 40.2931 | 40.8076 | 41.261 | 41.6809 | 42.0685 | 42.4249
F5_Industrial_Industrial - WA_Existing_Space Heating_Natural Gas_Furnace_E4 | F5 | Industrial | Industrial - WA | Existing | Space Heating | Natural Gas | Furnace | E4 | Utility - Cost of Operation | 0 | 0 | 0 | 0 | 0 | 0 | 0 | 0 | 0 | 0 | 0 | 0 | 0 | 0 | 0 | 0 | 0 | 0 | 0 | 0 | 0 | 0 | 0 | 0 | 0 | 0 | 0
F5_Industrial_Industrial - WA_Existing_Space Heating_Natural Gas_Furnace_E5 | F5 | Industrial | Industrial - WA | Existing | Space Heating | Natural Gas | Furnace | E5 | Utility - Cost of Operation | 0 | 0 | 0 | 0 | 0 | 0 | 0 | 0 | 0 | 0 | 0 | 0 | 0 | 0 | 0 | 0 | 0 | 0 | 0 | 0 | 0 | 0 | 0 | 0 | 0 | 0 | 0
F5_Industrial_Industrial - WA_Existing_Space Heating_Natural Gas_Furnace_E6 | F5 | Industrial | Industrial - WA | Existing | Space Heating | Natural Gas | Furnace | E6 | Utility - Cost of Operation | 0 | 0 | 0 | 0 | 0 | 0 | 0 | 0 | 0 | 0 | 0 | 0 | 0 | 0 | 0 | 0 | 0 | 0 | 0 | 0 | 0 | 0 | 0 | 0 | 0 | 0 | 0
F5_Industrial_Industrial - WA_Existing_Space Heating_Natural Gas_Furnace_E7 | F5 | Industrial | Industrial - WA | Existing | Space Heating | Natural Gas | Furnace | E7 | Utility - Cost of Operation | 0 | 0 | 0 | 0 | 0 | 0 | 0 | 0 | 0 | 0 | 0 | 0 | 0 | 0 | 0 | 0 | 0 | 0 | 0 | 0 | 0 | 0 | 0 | 0 | 0 | 0 | 0
F5_Industrial_Industrial - WA_Existing_Space Heating_Natural Gas_Furnace_E8 | F5 | Industrial | Industrial - WA | Existing | Space Heating | Natural Gas | Furnace | E8 | Utility - Cost of Operation | 0 | 0 | 0 | 0 | 0 | 0 | 0 | 0 | 0 | 0 | 0 | 0 | 0 | 0 | 0 | 0 | 0 | 0 | 0 | 0 | 0 | 0 | 0 | 0 | 0 | 0 | 0
F5_Industrial_Industrial - WA_Existing_Space Heating_Natural Gas_Furnace_E9 | F5 | Industrial | Industrial - WA | Existing | Space Heating | Natural Gas | Furnace | E9 | Utility - Cost of Operation | 0 | 0 | 0 | 0 | 0 | 0 | 0 | 0 | 0 | 0 | 0 | 0 | 0 | 0 | 0 | 0 | 0 | 0 | 0 | 0 | 0 | 0 | 0 | 0 | 0 | 0 | 0
F5_Industrial_Industrial - WA_Existing_Space Heating_Natural Gas_Furnace_E10 | F5 | Industrial | Industrial - WA | Existing | Space Heating | Natural Gas | Furnace | E10 | Utility - Cost of Operation | 0 | 0 | 0 | 0 | 0 | 0 | 0 | 0 | 0 | 0 | 0 | 0 | 0 | 0 | 0 | 0 | 0 | 0 | 0 | 0 | 0 | 0 | 0 | 0 | 0 | 0 | 0
F6_Industrial_Industrial - WA_Existing_Space Heating_Natural Gas_Furnace_E1 | F6 | Industrial | Industrial - WA | Existing | Space Heating | Natural Gas | Furnace | E1 | Utility - Value of Sales | 29.6669 | 30.7873 | 32.1053 | 33.5497 | 35.0296 | 36.5069 | 37.9208 | 39.2261 | 40.5105 | 41.4212 | 42.5015 | 43.636 | 44.7203 | 45.6524 | 46.4829 | 47.1731 | 47.8062 | 48.4456 | 49.0054 | 49.526 | 50.0129 | 50.6501 | 51.2524 | 51.7826 | 52.2724 | 52.723 | 53.1359
F6_Industrial_Industrial - WA_Existing_Space Heating_Natural Gas_Furnace_E2 | F6 | Industrial | Industrial - WA | Existing | Space Heating | Natural Gas | Furnace | E2 | Utility - Value of Sales | 26.3705 | 27.3665 | 28.538 | 29.8219 | 31.1374 | 32.4506 | 33.7074 | 34.8676 | 36.0094 | 36.8188 | 37.7791 | 38.7876 | 39.7514 | 40.5799 | 41.3181 | 41.9317 | 42.4944 | 43.0627 | 43.5604 | 44.0232 | 44.4559 | 45.0223 | 45.5577 | 46.029 | 46.4643 | 46.8649 | 47.2319
F6_Industrial_Industrial - WA_Existing_Space Heating_Natural Gas_Furnace_E3 | F6 | Industrial | Industrial - WA | Existing | Space Heating | Natural Gas | Furnace | E3 | Utility - Value of Sales | 23.8694 | 24.8304 | 25.9783 | 27.2482 | 28.5549 | 29.8624 | 31.1129 | 32.2646 | 33.3988 | 34.1898 | 35.138 | 36.1368 | 37.093 | 37.9126 | 38.6418 | 39.2447 | 39.7979 | 40.3598 | 40.851 | 41.3087 | 41.7378 | 42.3078 | 42.848 | 43.3241 | 43.765 | 44.1719 | 44.5461
F6_Industrial_Industrial - WA_Existing_Space Heating_Natural Gas_Furnace_E4 | F6 | Industrial | Industrial - WA | Existing | Space Heating | Natural Gas | Furnace | E4 | Utility - Value of Sales | 0 | 0 | 0 | 0 | 0 | 0 | 0 | 0 | 0 | 0 | 0 | 0 | 0 | 0 | 0 | 0 | 0 | 0 | 0 | 0 | 0 | 0 | 0 | 0 | 0 | 0 | 0
F6_Industrial_Industrial - WA_Existing_Space Heating_Natural Gas_Furnace_E5 | F6 | Industrial | Industrial - WA | Existing | Space Heating | Natural Gas | Furnace | E5 | Utility - Value of Sales | 0 | 0 | 0 | 0 | 0 | 0 | 0 | 0 | 0 | 0 | 0 | 0 | 0 | 0 | 0 | 0 | 0 | 0 | 0 | 0 | 0 | 0 | 0 | 0 | 0 | 0 | 0
F6_Industrial_Industrial - WA_Existing_Space Heating_Natural Gas_Furnace_E6 | F6 | Industrial | Industrial - WA | Existing | Space Heating | Natural Gas | Furnace | E6 | Utility - Value of Sales | 0 | 0 | 0 | 0 | 0 | 0 | 0 | 0 | 0 | 0 | 0 | 0 | 0 | 0 | 0 | 0 | 0 | 0 | 0 | 0 | 0 | 0 | 0 | 0 | 0 | 0 | 0
F6_Industrial_Industrial - WA_Existing_Space Heating_Natural Gas_Furnace_E7 | F6 | Industrial | Industrial - WA | Existing | Space Heating | Natural Gas | Furnace | E7 | Utility - Value of Sales | 0 | 0 | 0 | 0 | 0 | 0 | 0 | 0 | 0 | 0 | 0 | 0 | 0 | 0 | 0 | 0 | 0 | 0 | 0 | 0 | 0 | 0 | 0 | 0 | 0 | 0 | 0
F6_Industrial_Industrial - WA_Existing_Space Heating_Natural Gas_Furnace_E8 | F6 | Industrial | Industrial - WA | Existing | Space Heating | Natural Gas | Furnace | E8 | Utility - Value of Sales | 0 | 0 | 0 | 0 | 0 | 0 | 0 | 0 | 0 | 0 | 0 | 0 | 0 | 0 | 0 | 0 | 0 | 0 | 0 | 0 | 0 | 0 | 0 | 0 | 0 | 0 | 0
F6_Industrial_Industrial - WA_Existing_Space Heating_Natural Gas_Furnace_E9 | F6 | Industrial | Industrial - WA | Existing | Space Heating | Natural Gas | Furnace | E9 | Utility - Value of Sales | 0 | 0 | 0 | 0 | 0 | 0 | 0 | 0 | 0 | 0 | 0 | 0 | 0 | 0 | 0 | 0 | 0 | 0 | 0 | 0 | 0 | 0 | 0 | 0 | 0 | 0 | 0
F6_Industrial_Industrial - WA_Existing_Space Heating_Natural Gas_Furnace_E10 | F6 | Industrial | Industrial - WA | Existing | Space Heating | Natural Gas | Furnace | E10 | Utility - Value of Sales | 0 | 0 | 0 | 0 | 0 | 0 | 0 | 0 | 0 | 0 | 0 | 0 | 0 | 0 | 0 | 0 | 0 | 0 | 0 | 0 | 0 | 0 | 0 | 0 | 0 | 0 | 0
F1_Industrial_Industrial - WA_Existing_Space Heating_Natural Gas_Boiler_E1 | F1 | Industrial | Industrial - WA | Existing | Space Heating | Natural Gas | Boiler | E1 | RVT - Cost of Equipment | 349.5787 | 349.5787 | 349.5787 | 349.5787 | 349.5787 | 349.5787 | 349.5787 | 349.5787 | 349.5787 | 349.5787 | 349.5787 | 349.5787 | 349.5787 | 349.5787 | 349.5787 | 349.5787 | 349.5787 | 349.5787 | 349.5787 | 349.5787 | 349.5787 | 349.5787 | 349.5787 | 349.5787 | 349.5787 | 349.5787 | 349.5787
F1_Industrial_Industrial - WA_Existing_Space Heating_Natural Gas_Boiler_E2 | F1 | Industrial | Industrial - WA | Existing | Space Heating | Natural Gas | Boiler | E2 | RVT - Cost of Equipment | 364.2353 | 364.2353 | 364.2353 | 364.2353 | 364.2353 | 364.2353 | 364.2353 | 364.2353 | 364.2353 | 364.2353 | 364.2353 | 364.2353 | 364.2353 | 364.2353 | 364.2353 | 364.2353 | 364.2353 | 364.2353 | 364.2353 | 364.2353 | 364.2353 | 364.2353 | 364.2353 | 364.2353 | 364.2353 | 364.2353 | 364.2353
F1_Industrial_Industrial - WA_Existing_Space Heating_Natural Gas_Boiler_E3 | F1 | Industrial | Industrial - WA | Existing | Space Heating | Natural Gas | Boiler | E3 | RVT - Cost of Equipment | 340.0352 | 340.0352 | 340.0352 | 340.0352 | 340.0352 | 340.0352 | 340.0352 | 340.0352 | 340.0352 | 340.0352 | 340.0352 | 340.0352 | 340.0352 | 340.0352 | 340.0352 | 340.0352 | 340.0352 | 340.0352 | 340.0352 | 340.0352 | 340.0352 | 340.0352 | 340.0352 | 340.0352 | 340.0352 | 340.0352 | 340.0352
F1_Industrial_Industrial - WA_Existing_Space Heating_Natural Gas_Boiler_E4 | F1 | Industrial | Industrial - WA | Existing | Space Heating | Natural Gas | Boiler | E4 | RVT - Cost of Equipment | 2804.2629 | 2804.2629 | 2804.2629 | 2804.2629 | 2804.2629 | 2804.2629 | 2804.2629 | 2804.2629 | 2804.2629 | 2804.2629 | 2804.2629 | 2804.2629 | 2804.2629 | 2804.2629 | 2804.2629 | 2804.2629 | 2804.2629 | 2804.2629 | 2804.2629 | 2804.2629 | 2804.2629 | 2804.2629 | 2804.2629 | 2804.2629 | 2804.2629 | 2804.2629 | 2804.2629
F1_Industrial_Industrial - WA_Existing_Space Heating_Natural Gas_Boiler_E5 | F1 | Industrial | Industrial - WA | Existing | Space Heating | Natural Gas | Boiler | E5 | RVT - Cost of Equipment | 0 | 0 | 0 | 0 | 0 | 0 | 0 | 0 | 0 | 0 | 0 | 0 | 0 | 0 | 0 | 0 | 0 | 0 | 0 | 0 | 0 | 0 | 0 | 0 | 0 | 0 | 0
F1_Industrial_Industrial - WA_Existing_Space Heating_Natural Gas_Boiler_E6 | F1 | Industrial | Industrial - WA | Existing | Space Heating | Natural Gas | Boiler | E6 | RVT - Cost of Equipment | 0 | 0 | 0 | 0 | 0 | 0 | 0 | 0 | 0 | 0 | 0 | 0 | 0 | 0 | 0 | 0 | 0 | 0 | 0 | 0 | 0 | 0 | 0 | 0 | 0 | 0 | 0
F1_Industrial_Industrial - WA_Existing_Space Heating_Natural Gas_Boiler_E7 | F1 | Industrial | Industrial - WA | Existing | Space Heating | Natural Gas | Boiler | E7 | RVT - Cost of Equipment | 0 | 0 | 0 | 0 | 0 | 0 | 0 | 0 | 0 | 0 | 0 | 0 | 0 | 0 | 0 | 0 | 0 | 0 | 0 | 0 | 0 | 0 | 0 | 0 | 0 | 0 | 0
F1_Industrial_Industrial - WA_Existing_Space Heating_Natural Gas_Boiler_E8 | F1 | Industrial | Industrial - WA | Existing | Space Heating | Natural Gas | Boiler | E8 | RVT - Cost of Equipment | 0 | 0 | 0 | 0 | 0 | 0 | 0 | 0 | 0 | 0 | 0 | 0 | 0 | 0 | 0 | 0 | 0 | 0 | 0 | 0 | 0 | 0 | 0 | 0 | 0 | 0 | 0
F1_Industrial_Industrial - WA_Existing_Space Heating_Natural Gas_Boiler_E9 | F1 | Industrial | Industrial - WA | Existing | Space Heating | Natural Gas | Boiler | E9 | RVT - Cost of Equipment | 0 | 0 | 0 | 0 | 0 | 0 | 0 | 0 | 0 | 0 | 0 | 0 | 0 | 0 | 0 | 0 | 0 | 0 | 0 | 0 | 0 | 0 | 0 | 0 | 0 | 0 | 0
F1_Industrial_Industrial - WA_Existing_Space Heating_Natural Gas_Boiler_E10 | F1 | Industrial | Industrial - WA | Existing | Space Heating | Natural Gas | Boiler | E10 | RVT - Cost of Equipment | 0 | 0 | 0 | 0 | 0 | 0 | 0 | 0 | 0 | 0 | 0 | 0 | 0 | 0 | 0 | 0 | 0 | 0 | 0 | 0 | 0 | 0 | 0 | 0 | 0 | 0 | 0
F2_Industrial_Industrial - WA_Existing_Space Heating_Natural Gas_Boiler_E1 | F2 | Industrial | Industrial - WA | Existing | Space Heating | Natural Gas | Boiler | E1 | RVT - Cost of Operation | 32.6799 | 33.7254 | 34.9143 | 36.1906 | 37.4853 | 38.77 | 39.9992 | 41.1381 | 42.255 | 43.0732 | 44.021 | 45.0078 | 45.9469 | 46.7579 | 47.4818 | 48.0883 | 48.6432 | 49.1966 | 49.6812 | 50.129 | 50.5447 | 51.0738 | 51.5708 | 52.0067 | 52.407 | 52.5828 | 52.662
F2_Industrial_Industrial - WA_Existing_Space Heating_Natural Gas_Boiler_E2 | F2 | Industrial | Industrial - WA | Existing | Space Heating | Natural Gas | Boiler | E2 | RVT - Cost of Operation | 30.7579 | 31.7419 | 32.8609 | 34.0621 | 35.2807 | 36.4898 | 37.6467 | 38.7187 | 39.7699 | 40.5399 | 41.432 | 42.3607 | 43.2446 | 44.0079 | 44.6893 | 45.2601 | 45.7823 | 46.3033 | 46.7594 | 47.1808 | 47.572 | 48.07 | 48.5378 | 48.9481 | 49.3248 | 49.4902 | 49.5648
F2_Industrial_Industrial - WA_Existing_Space Heating_Natural Gas_Boiler_E3 | F2 | Industrial | Industrial - WA | Existing | Space Heating | Natural Gas | Boiler | E3 | RVT - Cost of Operation | 26.9519 | 27.8141 | 28.7946 | 29.8472 | 30.915 | 31.9745 | 32.9882 | 33.9275 | 34.8487 | 35.5234 | 36.3051 | 37.1189 | 37.8934 | 38.5623 | 39.1593 | 39.6595 | 40.1171 | 40.5736 | 40.9732 | 41.3425 | 41.6853 | 42.1217 | 42.5316 | 42.8911 | 43.2213 | 43.3662 | 43.4315
F2_Industrial_Industrial - WA_Existing_Space Heating_Natural Gas_Boiler_E4 | F2 | Industrial | Industrial - WA | Existing | Space Heating | Natural Gas | Boiler | E4 | RVT - Cost of Operation | 15.9475 | 16.5896 | 17.3565 | 18.2049 | 19.078 | 19.9515 | 20.787 | 21.5565 | 22.3143 | 22.8428 | 23.4762 | 24.1435 | 24.7824 | 25.33 | 25.8172 | 26.22 | 26.5896 | 26.965 | 27.2932 | 27.599 | 27.8856 | 28.2665 | 28.6274 | 28.9455 | 29.24 | 29.5119 | 29.7619
F2_Industrial_Industrial - WA_Existing_Space Heating_Natural Gas_Boiler_E5 | F2 | Industrial | Industrial - WA | Existing | Space Heating | Natural Gas | Boiler | E5 | RVT - Cost of Operation | 0 | 0 | 0 | 0 | 0 | 0 | 0 | 0 | 0 | 0 | 0 | 0 | 0 | 0 | 0 | 0 | 0 | 0 | 0 | 0 | 0 | 0 | 0 | 0 | 0 | 0 | 0
F2_Industrial_Industrial - WA_Existing_Space Heating_Natural Gas_Boiler_E6 | F2 | Industrial | Industrial - WA | Existing | Space Heating | Natural Gas | Boiler | E6 | RVT - Cost of Operation | 0 | 0 | 0 | 0 | 0 | 0 | 0 | 0 | 0 | 0 | 0 | 0 | 0 | 0 | 0 | 0 | 0 | 0 | 0 | 0 | 0 | 0 | 0 | 0 | 0 | 0 | 0
F2_Industrial_Industrial - WA_Existing_Space Heating_Natural Gas_Boiler_E7 | F2 | Industrial | Industrial - WA | Existing | Space Heating | Natural Gas | Boiler | E7 | RVT - Cost of Operation | 0 | 0 | 0 | 0 | 0 | 0 | 0 | 0 | 0 | 0 | 0 | 0 | 0 | 0 | 0 | 0 | 0 | 0 | 0 | 0 | 0 | 0 | 0 | 0 | 0 | 0 | 0
F2_Industrial_Industrial - WA_Existing_Space Heating_Natural Gas_Boiler_E8 | F2 | Industrial | Industrial - WA | Existing | Space Heating | Natural Gas | Boiler | E8 | RVT - Cost of Operation | 0 | 0 | 0 | 0 | 0 | 0 | 0 | 0 | 0 | 0 | 0 | 0 | 0 | 0 | 0 | 0 | 0 | 0 | 0 | 0 | 0 | 0 | 0 | 0 | 0 | 0 | 0
F2_Industrial_Industrial - WA_Existing_Space Heating_Natural Gas_Boiler_E9 | F2 | Industrial | Industrial - WA | Existing | Space Heating | Natural Gas | Boiler | E9 | RVT - Cost of Operation | 0 | 0 | 0 | 0 | 0 | 0 | 0 | 0 | 0 | 0 | 0 | 0 | 0 | 0 | 0 | 0 | 0 | 0 | 0 | 0 | 0 | 0 | 0 | 0 | 0 | 0 | 0
F2_Industrial_Industrial - WA_Existing_Space Heating_Natural Gas_Boiler_E10 | F2 | Industrial | Industrial - WA | Existing | Space Heating | Natural Gas | Boiler | E10 | RVT - Cost of Operation | 0 | 0 | 0 | 0 | 0 | 0 | 0 | 0 | 0 | 0 | 0 | 0 | 0 | 0 | 0 | 0 | 0 | 0 | 0 | 0 | 0 | 0 | 0 | 0 | 0 | 0 | 0
F3_Industrial_Industrial - WA_Existing_Space Heating_Natural Gas_Boiler_E1 | F3 | Industrial | Industrial - WA | Existing | Space Heating | Natural Gas | Boiler | E1 | System - kBTUs of Consumption | 9708.5629 | 9696.1331 | 9696.1331 | 9696.1331 | 9696.1331 | 9696.1331 | 9696.1331 | 9696.1331 | 9696.1331 | 9696.1331 | 9696.1331 | 9696.1331 | 9696.1331 | 9696.1331 | 9696.1331 | 9696.1331 | 9696.1331 | 9696.1331 | 9696.1331 | 9696.1331 | 9696.1331 | 9696.1331 | 9696.1331 | 9696.1331 | 9696.1331 | 9576.4277 | 9426.796
F3_Industrial_Industrial - WA_Existing_Space Heating_Natural Gas_Boiler_E2 | F3 | Industrial | Industrial - WA | Existing | Space Heating | Natural Gas | Boiler | E2 | System - kBTUs of Consumption | 9137.577 | 9125.8782 | 9125.8782 | 9125.8782 | 9125.8782 | 9125.8782 | 9125.8782 | 9125.8782 | 9125.8782 | 9125.8782 | 9125.8782 | 9125.8782 | 9125.8782 | 9125.8782 | 9125.8782 | 9125.8782 | 9125.8782 | 9125.8782 | 9125.8782 | 9125.8782 | 9125.8782 | 9125.8782 | 9125.8782 | 9125.8782 | 9125.8782 | 9013.213 | 8872.3816
F3_Industrial_Industrial - WA_Existing_Space Heating_Natural Gas_Boiler_E3 | F3 | Industrial | Industrial - WA | Existing | Space Heating | Natural Gas | Boiler | E3 | System - kBTUs of Consumption | 8006.8717 | 7996.6205 | 7996.6205 | 7996.6205 | 7996.6205 | 7996.6205 | 7996.6205 | 7996.6205 | 7996.6205 | 7996.6205 | 7996.6205 | 7996.6205 | 7996.6205 | 7996.6205 | 7996.6205 | 7996.6205 | 7996.6205 | 7996.6205 | 7996.6205 | 7996.6205 | 7996.6205 | 7996.6205 | 7996.6205 | 7996.6205 | 7996.6205 | 7897.8968 | 7774.4922
F3_Industrial_Industrial - WA_Existing_Space Heating_Natural Gas_Boiler_E4 | F3 | Industrial | Industrial - WA | Existing | Space Heating | Natural Gas | Boiler | E4 | System - kBTUs of Consumption | 5657.4575 | 5643.2521 | 5643.2521 | 5643.2521 | 5643.2521 | 5643.2521 | 5643.2521 | 5643.2521 | 5643.2521 | 5643.2521 | 5643.2521 | 5643.2521 | 5643.2521 | 5643.2521 | 5643.2521 | 5643.2521 | 5643.2521 | 5643.2521 | 5643.2521 | 5643.2521 | 5643.2521 | 5643.2521 | 5643.2521 | 5643.2521 | 5643.2521 | 5643.2521 | 5643.2521
F3_Industrial_Industrial - WA_Existing_Space Heating_Natural Gas_Boiler_E5 | F3 | Industrial | Industrial - WA | Existing | Space Heating | Natural Gas | Boiler | E5 | System - kBTUs of Consumption | 0 | 0 | 0 | 0 | 0 | 0 | 0 | 0 | 0 | 0 | 0 | 0 | 0 | 0 | 0 | 0 | 0 | 0 | 0 | 0 | 0 | 0 | 0 | 0 | 0 | 0 | 0
F3_Industrial_Industrial - WA_Existing_Space Heating_Natural Gas_Boiler_E6 | F3 | Industrial | Industrial - WA | Existing | Space Heating | Natural Gas | Boiler | E6 | System - kBTUs of Consumption | 0 | 0 | 0 | 0 | 0 | 0 | 0 | 0 | 0 | 0 | 0 | 0 | 0 | 0 | 0 | 0 | 0 | 0 | 0 | 0 | 0 | 0 | 0 | 0 | 0 | 0 | 0
F3_Industrial_Industrial - WA_Existing_Space Heating_Natural Gas_Boiler_E7 | F3 | Industrial | Industrial - WA | Existing | Space Heating | Natural Gas | Boiler | E7 | System - kBTUs of Consumption | 0 | 0 | 0 | 0 | 0 | 0 | 0 | 0 | 0 | 0 | 0 | 0 | 0 | 0 | 0 | 0 | 0 | 0 | 0 | 0 | 0 | 0 | 0 | 0 | 0 | 0 | 0
F3_Industrial_Industrial - WA_Existing_Space Heating_Natural Gas_Boiler_E8 | F3 | Industrial | Industrial - WA | Existing | Space Heating | Natural Gas | Boiler | E8 | System - kBTUs of Consumption | 0 | 0 | 0 | 0 | 0 | 0 | 0 | 0 | 0 | 0 | 0 | 0 | 0 | 0 | 0 | 0 | 0 | 0 | 0 | 0 | 0 | 0 | 0 | 0 | 0 | 0 | 0
F3_Industrial_Industrial - WA_Existing_Space Heating_Natural Gas_Boiler_E9 | F3 | Industrial | Industrial - WA | Existing | Space Heating | Natural Gas | Boiler | E9 | System - kBTUs of Consumption | 0 | 0 | 0 | 0 | 0 | 0 | 0 | 0 | 0 | 0 | 0 | 0 | 0 | 0 | 0 | 0 | 0 | 0 | 0 | 0 | 0 | 0 | 0 | 0 | 0 | 0 | 0
F3_Industrial_Industrial - WA_Existing_Space Heating_Natural Gas_Boiler_E10 | F3 | Industrial | Industrial - WA | Existing | Space Heating | Natural Gas | Boiler | E10 | System - kBTUs of Consumption | 0 | 0 | 0 | 0 | 0 | 0 | 0 | 0 | 0 | 0 | 0 | 0 | 0 | 0 | 0 | 0 | 0 | 0 | 0 | 0 | 0 | 0 | 0 | 0 | 0 | 0 | 0
F4_Industrial_Industrial - WA_Existing_Space Heating_Natural Gas_Boiler_E1 | F4 | Industrial | Industrial - WA | Existing | Space Heating | Natural Gas | Boiler | E1 | Utility - Cost of Equipment | 349.5787 | 349.5787 | 349.5787 | 349.5787 | 349.5787 | 349.5787 | 349.5787 | 349.5787 | 349.5787 | 349.5787 | 349.5787 | 349.5787 | 349.5787 | 349.5787 | 349.5787 | 349.5787 | 349.5787 | 349.5787 | 349.5787 | 349.5787 | 349.5787 | 349.5787 | 349.5787 | 349.5787 | 349.5787 | 349.5787 | 349.5787
F4_Industrial_Industrial - WA_Existing_Space Heating_Natural Gas_Boiler_E2 | F4 | Industrial | Industrial - WA | Existing | Space Heating | Natural Gas | Boiler | E2 | Utility - Cost of Equipment | 364.2353 | 364.2353 | 364.2353 | 364.2353 | 364.2353 | 364.2353 | 364.2353 | 364.2353 | 364.2353 | 364.2353 | 364.2353 | 364.2353 | 364.2353 | 364.2353 | 364.2353 | 364.2353 | 364.2353 | 364.2353 | 364.2353 | 364.2353 | 364.2353 | 364.2353 | 364.2353 | 364.2353 | 364.2353 | 364.2353 | 364.2353
F4_Industrial_Industrial - WA_Existing_Space Heating_Natural Gas_Boiler_E3 | F4 | Industrial | Industrial - WA | Existing | Space Heating | Natural Gas | Boiler | E3 | Utility - Cost of Equipment | 340.0352 | 340.0352 | 340.0352 | 340.0352 | 340.0352 | 340.0352 | 340.0352 | 340.0352 | 340.0352 | 340.0352 | 340.0352 | 340.0352 | 340.0352 | 340.0352 | 340.0352 | 340.0352 | 340.0352 | 340.0352 | 340.0352 | 340.0352 | 340.0352 | 340.0352 | 340.0352 | 340.0352 | 340.0352 | 340.0352 | 340.0352
F4_Industrial_Industrial - WA_Existing_Space Heating_Natural Gas_Boiler_E4 | F4 | Industrial | Industrial - WA | Existing | Space Heating | Natural Gas | Boiler | E4 | Utility - Cost of Equipment | 2804.2629 | 2804.2629 | 2804.2629 | 2804.2629 | 2804.2629 | 2804.2629 | 2804.2629 | 2804.2629 | 2804.2629 | 2804.2629 | 2804.2629 | 2804.2629 | 2804.2629 | 2804.2629 | 2804.2629 | 2804.2629 | 2804.2629 | 2804.2629 | 2804.2629 | 2804.2629 | 2804.2629 | 2804.2629 | 2804.2629 | 2804.2629 | 2804.2629 | 2804.2629 | 2804.2629
F4_Industrial_Industrial - WA_Existing_Space Heating_Natural Gas_Boiler_E5 | F4 | Industrial | Industrial - WA | Existing | Space Heating | Natural Gas | Boiler | E5 | Utility - Cost of Equipment | 0 | 0 | 0 | 0 | 0 | 0 | 0 | 0 | 0 | 0 | 0 | 0 | 0 | 0 | 0 | 0 | 0 | 0 | 0 | 0 | 0 | 0 | 0 | 0 | 0 | 0 | 0
F4_Industrial_Industrial - WA_Existing_Space Heating_Natural Gas_Boiler_E6 | F4 | Industrial | Industrial - WA | Existing | Space Heating | Natural Gas | Boiler | E6 | Utility - Cost of Equipment | 0 | 0 | 0 | 0 | 0 | 0 | 0 | 0 | 0 | 0 | 0 | 0 | 0 | 0 | 0 | 0 | 0 | 0 | 0 | 0 | 0 | 0 | 0 | 0 | 0 | 0 | 0
F4_Industrial_Industrial - WA_Existing_Space Heating_Natural Gas_Boiler_E7 | F4 | Industrial | Industrial - WA | Existing | Space Heating | Natural Gas | Boiler | E7 | Utility - Cost of Equipment | 0 | 0 | 0 | 0 | 0 | 0 | 0 | 0 | 0 | 0 | 0 | 0 | 0 | 0 | 0 | 0 | 0 | 0 | 0 | 0 | 0 | 0 | 0 | 0 | 0 | 0 | 0
F4_Industrial_Industrial - WA_Existing_Space Heating_Natural Gas_Boiler_E8 | F4 | Industrial | Industrial - WA | Existing | Space Heating | Natural Gas | Boiler | E8 | Utility - Cost of Equipment | 0 | 0 | 0 | 0 | 0 | 0 | 0 | 0 | 0 | 0 | 0 | 0 | 0 | 0 | 0 | 0 | 0 | 0 | 0 | 0 | 0 | 0 | 0 | 0 | 0 | 0 | 0
F4_Industrial_Industrial - WA_Existing_Space Heating_Natural Gas_Boiler_E9 | F4 | Industrial | Industrial - WA | Existing | Space Heating | Natural Gas | Boiler | E9 | Utility - Cost of Equipment | 0 | 0 | 0 | 0 | 0 | 0 | 0 | 0 | 0 | 0 | 0 | 0 | 0 | 0 | 0 | 0 | 0 | 0 | 0 | 0 | 0 | 0 | 0 | 0 | 0 | 0 | 0
F4_Industrial_Industrial - WA_Existing_Space Heating_Natural Gas_Boiler_E10 | F4 | Industrial | Industrial - WA | Existing | Space Heating | Natural Gas | Boiler | E10 | Utility - Cost of Equipment | 0 | 0 | 0 | 0 | 0 | 0 | 0 | 0 | 0 | 0 | 0 | 0 | 0 | 0 | 0 | 0 | 0 | 0 | 0 | 0 | 0 | 0 | 0 | 0 | 0 | 0 | 0
F5_Industrial_Industrial - WA_Existing_Space Heating_Natural Gas_Boiler_E1 | F5 | Industrial | Industrial - WA | Existing | Space Heating | Natural Gas | Boiler | E1 | Utility - Cost of Operation | 29.0159 | 30.0799 | 31.2774 | 32.5628 | 33.8793 | 35.2045 | 36.5015 | 37.7426 | 38.9858 | 40.002 | 40.9489 | 41.9373 | 42.8886 | 43.7304 | 44.5002 | 45.1711 | 45.8033 | 46.4431 | 47.0297 | 47.5929 | 48.1378 | 48.6417 | 49.115 | 49.5302 | 49.9115 | 50.0788 | 50.1543
F5_Industrial_Industrial - WA_Existing_Space Heating_Natural Gas_Boiler_E2 | F5 | Industrial | Industrial - WA | Existing | Space Heating | Natural Gas | Boiler | E2 | Utility - Cost of Operation | 27.3094 | 28.3108 | 29.4379 | 30.6477 | 31.8868 | 33.134 | 34.3548 | 35.5228 | 36.693 | 37.6494 | 38.5406 | 39.4708 | 40.3662 | 41.1585 | 41.8831 | 42.5145 | 43.1095 | 43.7117 | 44.2638 | 44.7939 | 45.3067 | 45.781 | 46.2264 | 46.6172 | 46.976 | 47.1336 | 47.2046
F5_Industrial_Industrial - WA_Existing_Space Heating_Natural Gas_Boiler_E3 | F5 | Industrial | Industrial - WA | Existing | Space Heating | Natural Gas | Boiler | E3 | Utility - Cost of Operation | 23.93 | 24.8076 | 25.7952 | 26.8552 | 27.9411 | 29.034 | 30.1036 | 31.1271 | 32.1525 | 32.9906 | 33.7715 | 34.5866 | 35.3712 | 36.0654 | 36.7004 | 37.2536 | 37.775 | 38.3027 | 38.7865 | 39.251 | 39.7003 | 40.1159 | 40.5063 | 40.8487 | 41.1631 | 41.3011 | 41.3633
F5_Industrial_Industrial - WA_Existing_Space Heating_Natural Gas_Boiler_E4 | F5 | Industrial | Industrial - WA | Existing | Space Heating | Natural Gas | Boiler | E4 | Utility - Cost of Operation | 13.7278 | 14.3676 | 15.124 | 15.9622 | 16.8354 | 17.7248 | 18.5994 | 19.4372 | 20.2852 | 20.9636 | 21.596 | 22.2695 | 22.9224 | 23.4981 | 24.0249 | 24.4814 | 24.9145 | 25.36 | 25.7703 | 26.1684 | 26.5577 | 26.9205 | 27.2642 | 27.5671 | 27.8477 | 28.1066 | 28.3447
F5_Industrial_Industrial - WA_Existing_Space Heating_Natural Gas_Boiler_E5 | F5 | Industrial | Industrial - WA | Existing | Space Heating | Natural Gas | Boiler | E5 | Utility - Cost of Operation | 0 | 0 | 0 | 0 | 0 | 0 | 0 | 0 | 0 | 0 | 0 | 0 | 0 | 0 | 0 | 0 | 0 | 0 | 0 | 0 | 0 | 0 | 0 | 0 | 0 | 0 | 0
F5_Industrial_Industrial - WA_Existing_Space Heating_Natural Gas_Boiler_E6 | F5 | Industrial | Industrial - WA | Existing | Space Heating | Natural Gas | Boiler | E6 | Utility - Cost of Operation | 0 | 0 | 0 | 0 | 0 | 0 | 0 | 0 | 0 | 0 | 0 | 0 | 0 | 0 | 0 | 0 | 0 | 0 | 0 | 0 | 0 | 0 | 0 | 0 | 0 | 0 | 0
F5_Industrial_Industrial - WA_Existing_Space Heating_Natural Gas_Boiler_E7 | F5 | Industrial | Industrial - WA | Existing | Space Heating | Natural Gas | Boiler | E7 | Utility - Cost of Operation | 0 | 0 | 0 | 0 | 0 | 0 | 0 | 0 | 0 | 0 | 0 | 0 | 0 | 0 | 0 | 0 | 0 | 0 | 0 | 0 | 0 | 0 | 0 | 0 | 0 | 0 | 0
F5_Industrial_Industrial - WA_Existing_Space Heating_Natural Gas_Boiler_E8 | F5 | Industrial | Industrial - WA | Existing | Space Heating | Natural Gas | Boiler | E8 | Utility - Cost of Operation | 0 | 0 | 0 | 0 | 0 | 0 | 0 | 0 | 0 | 0 | 0 | 0 | 0 | 0 | 0 | 0 | 0 | 0 | 0 | 0 | 0 | 0 | 0 | 0 | 0 | 0 | 0
F5_Industrial_Industrial - WA_Existing_Space Heating_Natural Gas_Boiler_E9 | F5 | Industrial | Industrial - WA | Existing | Space Heating | Natural Gas | Boiler | E9 | Utility - Cost of Operation | 0 | 0 | 0 | 0 | 0 | 0 | 0 | 0 | 0 | 0 | 0 | 0 | 0 | 0 | 0 | 0 | 0 | 0 | 0 | 0 | 0 | 0 | 0 | 0 | 0 | 0 | 0
F5_Industrial_Industrial - WA_Existing_Space Heating_Natural Gas_Boiler_E10 | F5 | Industrial | Industrial - WA | Existing | Space Heating | Natural Gas | Boiler | E10 | Utility - Cost of Operation | 0 | 0 | 0 | 0 | 0 | 0 | 0 | 0 | 0 | 0 | 0 | 0 | 0 | 0 | 0 | 0 | 0 | 0 | 0 | 0 | 0 | 0 | 0 | 0 | 0 | 0 | 0
F6_Industrial_Industrial - WA_Existing_Space Heating_Natural Gas_Boiler_E1 | F6 | Industrial | Industrial - WA | Existing | Space Heating | Natural Gas | Boiler | E1 | Utility - Value of Sales | 32.6799 | 33.7254 | 34.9143 | 36.1906 | 37.4853 | 38.77 | 39.9992 | 41.1381 | 42.255 | 43.0732 | 44.021 | 45.0078 | 45.9469 | 46.7579 | 47.4818 | 48.0883 | 48.6432 | 49.1966 | 49.6812 | 50.129 | 50.5447 | 51.0738 | 51.5708 | 52.0067 | 52.407 | 52.5828 | 52.662
F6_Industrial_Industrial - WA_Existing_Space Heating_Natural Gas_Boiler_E2 | F6 | Industrial | Industrial - WA | Existing | Space Heating | Natural Gas | Boiler | E2 | Utility - Value of Sales | 30.7579 | 31.7419 | 32.8609 | 34.0621 | 35.2807 | 36.4898 | 37.6467 | 38.7187 | 39.7699 | 40.5399 | 41.432 | 42.3607 | 43.2446 | 44.0079 | 44.6893 | 45.2601 | 45.7823 | 46.3033 | 46.7594 | 47.1808 | 47.572 | 48.07 | 48.5378 | 48.9481 | 49.3248 | 49.4902 | 49.5648
F6_Industrial_Industrial - WA_Existing_Space Heating_Natural Gas_Boiler_E3 | F6 | Industrial | Industrial - WA | Existing | Space Heating | Natural Gas | Boiler | E3 | Utility - Value of Sales | 26.9519 | 27.8141 | 28.7946 | 29.8472 | 30.915 | 31.9745 | 32.9882 | 33.9275 | 34.8487 | 35.5234 | 36.3051 | 37.1189 | 37.8934 | 38.5623 | 39.1593 | 39.6595 | 40.1171 | 40.5736 | 40.9732 | 41.3425 | 41.6853 | 42.1217 | 42.5316 | 42.8911 | 43.2213 | 43.3662 | 43.4315
F6_Industrial_Industrial - WA_Existing_Space Heating_Natural Gas_Boiler_E4 | F6 | Industrial | Industrial - WA | Existing | Space Heating | Natural Gas | Boiler | E4 | Utility - Value of Sales | 15.9475 | 16.5896 | 17.3565 | 18.2049 | 19.078 | 19.9515 | 20.787 | 21.5565 | 22.3143 | 22.8428 | 23.4762 | 24.1435 | 24.7824 | 25.33 | 25.8172 | 26.22 | 26.5896 | 26.965 | 27.2932 | 27.599 | 27.8856 | 28.2665 | 28.6274 | 28.9455 | 29.24 | 29.5119 | 29.7619
F6_Industrial_Industrial - WA_Existing_Space Heating_Natural Gas_Boiler_E5 | F6 | Industrial | Industrial - WA | Existing | Space Heating | Natural Gas | Boiler | E5 | Utility - Value of Sales | 0 | 0 | 0 | 0 | 0 | 0 | 0 | 0 | 0 | 0 | 0 | 0 | 0 | 0 | 0 | 0 | 0 | 0 | 0 | 0 | 0 | 0 | 0 | 0 | 0 | 0 | 0
F6_Industrial_Industrial - WA_Existing_Space Heating_Natural Gas_Boiler_E6 | F6 | Industrial | Industrial - WA | Existing | Space Heating | Natural Gas | Boiler | E6 | Utility - Value of Sales | 0 | 0 | 0 | 0 | 0 | 0 | 0 | 0 | 0 | 0 | 0 | 0 | 0 | 0 | 0 | 0 | 0 | 0 | 0 | 0 | 0 | 0 | 0 | 0 | 0 | 0 | 0
F6_Industrial_Industrial - WA_Existing_Space Heating_Natural Gas_Boiler_E7 | F6 | Industrial | Industrial - WA | Existing | Space Heating | Natural Gas | Boiler | E7 | Utility - Value of Sales | 0 | 0 | 0 | 0 | 0 | 0 | 0 | 0 | 0 | 0 | 0 | 0 | 0 | 0 | 0 | 0 | 0 | 0 | 0 | 0 | 0 | 0 | 0 | 0 | 0 | 0 | 0
F6_Industrial_Industrial - WA_Existing_Space Heating_Natural Gas_Boiler_E8 | F6 | Industrial | Industrial - WA | Existing | Space Heating | Natural Gas | Boiler | E8 | Utility - Value of Sales | 0 | 0 | 0 | 0 | 0 | 0 | 0 | 0 | 0 | 0 | 0 | 0 | 0 | 0 | 0 | 0 | 0 | 0 | 0 | 0 | 0 | 0 | 0 | 0 | 0 | 0 | 0
F6_Industrial_Industrial - WA_Existing_Space Heating_Natural Gas_Boiler_E9 | F6 | Industrial | Industrial - WA | Existing | Space Heating | Natural Gas | Boiler | E9 | Utility - Value of Sales | 0 | 0 | 0 | 0 | 0 | 0 | 0 | 0 | 0 | 0 | 0 | 0 | 0 | 0 | 0 | 0 | 0 | 0 | 0 | 0 | 0 | 0 | 0 | 0 | 0 | 0 | 0
F6_Industrial_Industrial - WA_Existing_Space Heating_Natural Gas_Boiler_E10 | F6 | Industrial | Industrial - WA | Existing | Space Heating | Natural Gas | Boiler | E10 | Utility - Value of Sales | 0 | 0 | 0 | 0 | 0 | 0 | 0 | 0 | 0 | 0 | 0 | 0 | 0 | 0 | 0 | 0 | 0 | 0 | 0 | 0 | 0 | 0 | 0 | 0 | 0 | 0 | 0
F1_Industrial_Industrial - WA_Existing_Space Heating_Natural Gas_Unit Heater_E1 | F1 | Industrial | Industrial - WA | Existing | Space Heating | Natural Gas | Unit Heater | E1 | RVT - Cost of Equipment | 0.71376 | 0.71376 | 0.71376 | 0.71376 | 0.71376 | 0.71376 | 0.71376 | 0.71376 | 0.71376 | 0.71376 | 0.71376 | 0.71376 | 0.71376 | 0.71376 | 0.71376 | 0.71376 | 0.71376 | 0.71376 | 0.71376 | 0.71376 | 0.71376 | 0.71376 | 0.71376 | 0.71376 | 0.71376 | 0.71376 | 0.71376
F1_Industrial_Industrial - WA_Existing_Space Heating_Natural Gas_Unit Heater_E2 | F1 | Industrial | Industrial - WA | Existing | Space Heating | Natural Gas | Unit Heater | E2 | RVT - Cost of Equipment | 1.5654 | 1.5654 | 1.5654 | 1.5654 | 1.5654 | 1.5654 | 1.5654 | 1.5654 | 1.5654 | 1.5654 | 1.5654 | 1.5654 | 1.5654 | 1.5654 | 1.5654 | 1.5654 | 1.5654 | 1.5654 | 1.5654 | 1.5654 | 1.5654 | 1.5654 | 1.5654 | 1.5654 | 1.5654 | 1.5654 | 1.5654
F1_Industrial_Industrial - WA_Existing_Space Heating_Natural Gas_Unit Heater_E3 | F1 | Industrial | Industrial - WA | Existing | Space Heating | Natural Gas | Unit Heater | E3 | RVT - Cost of Equipment | 0.99268 | 0.99268 | 0.99268 | 0.99268 | 0.99268 | 0.99268 | 0.99268 | 0.99268 | 0.99268 | 0.99268 | 0.99268 | 0.99268 | 0.99268 | 0.99268 | 0.99268 | 0.99268 | 0.99268 | 0.99268 | 0.99268 | 0.99268 | 0.99268 | 0.99268 | 0.99268 | 0.99268 | 0.99268 | 0.99268 | 0.99268
F1_Industrial_Industrial - WA_Existing_Space Heating_Natural Gas_Unit Heater_E4 | F1 | Industrial | Industrial - WA | Existing | Space Heating | Natural Gas | Unit Heater | E4 | RVT - Cost of Equipment | 0 | 0 | 0 | 0 | 0 | 0 | 0 | 0 | 0 | 0 | 0 | 0 | 0 | 0 | 0 | 0 | 0 | 0 | 0 | 0 | 0 | 0 | 0 | 0 | 0 | 0 | 0
F1_Industrial_Industrial - WA_Existing_Space Heating_Natural Gas_Unit Heater_E5 | F1 | Industrial | Industrial - WA | Existing | Space Heating | Natural Gas | Unit Heater | E5 | RVT - Cost of Equipment | 0 | 0 | 0 | 0 | 0 | 0 | 0 | 0 | 0 | 0 | 0 | 0 | 0 | 0 | 0 | 0 | 0 | 0 | 0 | 0 | 0 | 0 | 0 | 0 | 0 | 0 | 0
F1_Industrial_Industrial - WA_Existing_Space Heating_Natural Gas_Unit Heater_E6 | F1 | Industrial | Industrial - WA | Existing | Space Heating | Natural Gas | Unit Heater | E6 | RVT - Cost of Equipment | 0 | 0 | 0 | 0 | 0 | 0 | 0 | 0 | 0 | 0 | 0 | 0 | 0 | 0 | 0 | 0 | 0 | 0 | 0 | 0 | 0 | 0 | 0 | 0 | 0 | 0 | 0
F1_Industrial_Industrial - WA_Existing_Space Heating_Natural Gas_Unit Heater_E7 | F1 | Industrial | Industrial - WA | Existing | Space Heating | Natural Gas | Unit Heater | E7 | RVT - Cost of Equipment | 0 | 0 | 0 | 0 | 0 | 0 | 0 | 0 | 0 | 0 | 0 | 0 | 0 | 0 | 0 | 0 | 0 | 0 | 0 | 0 | 0 | 0 | 0 | 0 | 0 | 0 | 0
F1_Industrial_Industrial - WA_Existing_Space Heating_Natural Gas_Unit Heater_E8 | F1 | Industrial | Industrial - WA | Existing | Space Heating | Natural Gas | Unit Heater | E8 | RVT - Cost of Equipment | 0 | 0 | 0 | 0 | 0 | 0 | 0 | 0 | 0 | 0 | 0 | 0 | 0 | 0 | 0 | 0 | 0 | 0 | 0 | 0 | 0 | 0 | 0 | 0 | 0 | 0 | 0
F1_Industrial_Industrial - WA_Existing_Space Heating_Natural Gas_Unit Heater_E9 | F1 | Industrial | Industrial - WA | Existing | Space Heating | Natural Gas | Unit Heater | E9 | RVT - Cost of Equipment | 0 | 0 | 0 | 0 | 0 | 0 | 0 | 0 | 0 | 0 | 0 | 0 | 0 | 0 | 0 | 0 | 0 | 0 | 0 | 0 | 0 | 0 | 0 | 0 | 0 | 0 | 0
F1_Industrial_Industrial - WA_Existing_Space Heating_Natural Gas_Unit Heater_E10 | F1 | Industrial | Industrial - WA | Existing | Space Heating | Natural Gas | Unit Heater | E10 | RVT - Cost of Equipment | 0 | 0 | 0 | 0 | 0 | 0 | 0 | 0 | 0 | 0 | 0 | 0 | 0 | 0 | 0 | 0 | 0 | 0 | 0 | 0 | 0 | 0 | 0 | 0 | 0 | 0 | 0
F2_Industrial_Industrial - WA_Existing_Space Heating_Natural Gas_Unit Heater_E1 | F2 | Industrial | Industrial - WA | Existing | Space Heating | Natural Gas | Unit Heater | E1 | RVT - Cost of Operation | 31.6943 | 32.8697 | 34.2252 | 35.693 | 37.1862 | 38.6692 | 40.0856 | 41.3987 | 42.6928 | 43.6248 | 44.7236 | 45.8772 | 46.9781 | 47.9269 | 48.774 | 49.4815 | 50.1307 | 50.7835 | 51.3562 | 51.8882 | 52.3849 | 53.0258 | 53.6304 | 54.1627 | 54.6535 | 55.1042 | 55.5163
F2_Industrial_Industrial - WA_Existing_Space Heating_Natural Gas_Unit Heater_E2 | F2 | Industrial | Industrial - WA | Existing | Space Heating | Natural Gas | Unit Heater | E2 | RVT - Cost of Operation | 28.1896 | 29.2351 | 30.4407 | 31.7462 | 33.0742 | 34.3933 | 35.6531 | 36.821 | 37.972 | 38.8009 | 39.7782 | 40.8043 | 41.7834 | 42.6273 | 43.3807 | 44.01 | 44.5874 | 45.168 | 45.6774 | 46.1506 | 46.5924 | 47.1623 | 47.7001 | 48.1735 | 48.6101 | 49.011 | 49.3774
F2_Industrial_Industrial - WA_Existing_Space Heating_Natural Gas_Unit Heater_E3 | F2 | Industrial | Industrial - WA | Existing | Space Heating | Natural Gas | Unit Heater | E3 | RVT - Cost of Operation | 25.9873 | 27.0336 | 28.2833 | 29.6659 | 31.0886 | 32.5121 | 33.8736 | 35.1274 | 36.3623 | 37.2235 | 38.2558 | 39.3432 | 40.3843 | 41.2765 | 42.0705 | 42.7269 | 43.3292 | 43.9409 | 44.4757 | 44.974 | 45.4412 | 46.0618 | 46.6499 | 47.1682 | 47.6482 | 48.0913 | 48.4987
F2_Industrial_Industrial - WA_Existing_Space Heating_Natural Gas_Unit Heater_E4 | F2 | Industrial | Industrial - WA | Existing | Space Heating | Natural Gas | Unit Heater | E4 | RVT - Cost of Operation | 0 | 0 | 0 | 0 | 0 | 0 | 0 | 0 | 0 | 0 | 0 | 0 | 0 | 0 | 0 | 0 | 0 | 0 | 0 | 0 | 0 | 0 | 0 | 0 | 0 | 0 | 0
F2_Industrial_Industrial - WA_Existing_Space Heating_Natural Gas_Unit Heater_E5 | F2 | Industrial | Industrial - WA | Existing | Space Heating | Natural Gas | Unit Heater | E5 | RVT - Cost of Operation | 0 | 0 | 0 | 0 | 0 | 0 | 0 | 0 | 0 | 0 | 0 | 0 | 0 | 0 | 0 | 0 | 0 | 0 | 0 | 0 | 0 | 0 | 0 | 0 | 0 | 0 | 0
F2_Industrial_Industrial - WA_Existing_Space Heating_Natural Gas_Unit Heater_E6 | F2 | Industrial | Industrial - WA | Existing | Space Heating | Natural Gas | Unit Heater | E6 | RVT - Cost of Operation | 0 | 0 | 0 | 0 | 0 | 0 | 0 | 0 | 0 | 0 | 0 | 0 | 0 | 0 | 0 | 0 | 0 | 0 | 0 | 0 | 0 | 0 | 0 | 0 | 0 | 0 | 0
F2_Industrial_Industrial - WA_Existing_Space Heating_Natural Gas_Unit Heater_E7 | F2 | Industrial | Industrial - WA | Existing | Space Heating | Natural Gas | Unit Heater | E7 | RVT - Cost of Operation | 0 | 0 | 0 | 0 | 0 | 0 | 0 | 0 | 0 | 0 | 0 | 0 | 0 | 0 | 0 | 0 | 0 | 0 | 0 | 0 | 0 | 0 | 0 | 0 | 0 | 0 | 0
F2_Industrial_Industrial - WA_Existing_Space Heating_Natural Gas_Unit Heater_E8 | F2 | Industrial | Industrial - WA | Existing | Space Heating | Natural Gas | Unit Heater | E8 | RVT - Cost of Operation | 0 | 0 | 0 | 0 | 0 | 0 | 0 | 0 | 0 | 0 | 0 | 0 | 0 | 0 | 0 | 0 | 0 | 0 | 0 | 0 | 0 | 0 | 0 | 0 | 0 | 0 | 0
F2_Industrial_Industrial - WA_Existing_Space Heating_Natural Gas_Unit Heater_E9 | F2 | Industrial | Industrial - WA | Existing | Space Heating | Natural Gas | Unit Heater | E9 | RVT - Cost of Operation | 0 | 0 | 0 | 0 | 0 | 0 | 0 | 0 | 0 | 0 | 0 | 0 | 0 | 0 | 0 | 0 | 0 | 0 | 0 | 0 | 0 | 0 | 0 | 0 | 0 | 0 | 0
F2_Industrial_Industrial - WA_Existing_Space Heating_Natural Gas_Unit Heater_E10 | F2 | Industrial | Industrial - WA | Existing | Space Heating | Natural Gas | Unit Heater | E10 | RVT - Cost of Operation | 0 | 0 | 0 | 0 | 0 | 0 | 0 | 0 | 0 | 0 | 0 | 0 | 0 | 0 | 0 | 0 | 0 | 0 | 0 | 0 | 0 | 0 | 0 | 0 | 0 | 0 | 0
F3_Industrial_Industrial - WA_Existing_Space Heating_Natural Gas_Unit Heater_E1 | F3 | Industrial | Industrial - WA | Existing | Space Heating | Natural Gas | Unit Heater | E1 | System - kBTUs of Consumption | 10415.0903 | 10395.4643 | 10395.4643 | 10395.4643 | 10395.4643 | 10395.4643 | 10395.4643 | 10395.4643 | 10395.4643 | 10395.4643 | 10395.4643 | 10395.4643 | 10395.4643 | 10395.4643 | 10395.4643 | 10395.4643 | 10395.4643 | 10395.4643 | 10395.4643 | 10395.4643 | 10395.4643 | 10395.4643 | 10395.4643 | 10395.4643 | 10395.4643 | 10395.4643 | 10395.4643
F3_Industrial_Industrial - WA_Existing_Space Heating_Natural Gas_Unit Heater_E2 | F3 | Industrial | Industrial - WA | Existing | Space Heating | Natural Gas | Unit Heater | E2 | System - kBTUs of Consumption | 9263.4216 | 9245.9659 | 9245.9659 | 9245.9659 | 9245.9659 | 9245.9659 | 9245.9659 | 9245.9659 | 9245.9659 | 9245.9659 | 9245.9659 | 9245.9659 | 9245.9659 | 9245.9659 | 9245.9659 | 9245.9659 | 9245.9659 | 9245.9659 | 9245.9659 | 9245.9659 | 9245.9659 | 9245.9659 | 9245.9659 | 9245.9659 | 9245.9659 | 9245.9659 | 9245.9659
F3_Industrial_Industrial - WA_Existing_Space Heating_Natural Gas_Unit Heater_E3 | F3 | Industrial | Industrial - WA | Existing | Space Heating | Natural Gas | Unit Heater | E3 | System - kBTUs of Consumption | 9219.1362 | 9195.9877 | 9195.9877 | 9195.9877 | 9195.9877 | 9195.9877 | 9195.9877 | 9195.9877 | 9195.9877 | 9195.9877 | 9195.9877 | 9195.9877 | 9195.9877 | 9195.9877 | 9195.9877 | 9195.9877 | 9195.9877 | 9195.9877 | 9195.9877 | 9195.9877 | 9195.9877 | 9195.9877 | 9195.9877 | 9195.9877 | 9195.9877 | 9195.9877 | 9195.9877
F3_Industrial_Industrial - WA_Existing_Space Heating_Natural Gas_Unit Heater_E4 | F3 | Industrial | Industrial - WA | Existing | Space Heating | Natural Gas | Unit Heater | E4 | System - kBTUs of Consumption | 0 | 0 | 0 | 0 | 0 | 0 | 0 | 0 | 0 | 0 | 0 | 0 | 0 | 0 | 0 | 0 | 0 | 0 | 0 | 0 | 0 | 0 | 0 | 0 | 0 | 0 | 0
F3_Industrial_Industrial - WA_Existing_Space Heating_Natural Gas_Unit Heater_E5 | F3 | Industrial | Industrial - WA | Existing | Space Heating | Natural Gas | Unit Heater | E5 | System - kBTUs of Consumption | 0 | 0 | 0 | 0 | 0 | 0 | 0 | 0 | 0 | 0 | 0 | 0 | 0 | 0 | 0 | 0 | 0 | 0 | 0 | 0 | 0 | 0 | 0 | 0 | 0 | 0 | 0
F3_Industrial_Industrial - WA_Existing_Space Heating_Natural Gas_Unit Heater_E6 | F3 | Industrial | Industrial - WA | Existing | Space Heating | Natural Gas | Unit Heater | E6 | System - kBTUs of Consumption | 0 | 0 | 0 | 0 | 0 | 0 | 0 | 0 | 0 | 0 | 0 | 0 | 0 | 0 | 0 | 0 | 0 | 0 | 0 | 0 | 0 | 0 | 0 | 0 | 0 | 0 | 0
F3_Industrial_Industrial - WA_Existing_Space Heating_Natural Gas_Unit Heater_E7 | F3 | Industrial | Industrial - WA | Existing | Space Heating | Natural Gas | Unit Heater | E7 | System - kBTUs of Consumption | 0 | 0 | 0 | 0 | 0 | 0 | 0 | 0 | 0 | 0 | 0 | 0 | 0 | 0 | 0 | 0 | 0 | 0 | 0 | 0 | 0 | 0 | 0 | 0 | 0 | 0 | 0
F3_Industrial_Industrial - WA_Existing_Space Heating_Natural Gas_Unit Heater_E8 | F3 | Industrial | Industrial - WA | Existing | Space Heating | Natural Gas | Unit Heater | E8 | System - kBTUs of Consumption | 0 | 0 | 0 | 0 | 0 | 0 | 0 | 0 | 0 | 0 | 0 | 0 | 0 | 0 | 0 | 0 | 0 | 0 | 0 | 0 | 0 | 0 | 0 | 0 | 0 | 0 | 0
F3_Industrial_Industrial - WA_Existing_Space Heating_Natural Gas_Unit Heater_E9 | F3 | Industrial | Industrial - WA | Existing | Space Heating | Natural Gas | Unit Heater | E9 | System - kBTUs of Consumption | 0 | 0 | 0 | 0 | 0 | 0 | 0 | 0 | 0 | 0 | 0 | 0 | 0 | 0 | 0 | 0 | 0 | 0 | 0 | 0 | 0 | 0 | 0 | 0 | 0 | 0 | 0
F3_Industrial_Industrial - WA_Existing_Space Heating_Natural Gas_Unit Heater_E10 | F3 | Industrial | Industrial - WA | Existing | Space Heating | Natural Gas | Unit Heater | E10 | System - kBTUs of Consumption | 0 | 0 | 0 | 0 | 0 | 0 | 0 | 0 | 0 | 0 | 0 | 0 | 0 | 0 | 0 | 0 | 0 | 0 | 0 | 0 | 0 | 0 | 0 | 0 | 0 | 0 | 0
F4_Industrial_Industrial - WA_Existing_Space Heating_Natural Gas_Unit Heater_E1 | F4 | Industrial | Industrial - WA | Existing | Space Heating | Natural Gas | Unit Heater | E1 | Utility - Cost of Equipment | 0.71376 | 0.71376 | 0.71376 | 0.71376 | 0.71376 | 0.71376 | 0.71376 | 0.71376 | 0.71376 | 0.71376 | 0.71376 | 0.71376 | 0.71376 | 0.71376 | 0.71376 | 0.71376 | 0.71376 | 0.71376 | 0.71376 | 0.71376 | 0.71376 | 0.71376 | 0.71376 | 0.71376 | 0.71376 | 0.71376 | 0.71376
F4_Industrial_Industrial - WA_Existing_Space Heating_Natural Gas_Unit Heater_E2 | F4 | Industrial | Industrial - WA | Existing | Space Heating | Natural Gas | Unit Heater | E2 | Utility - Cost of Equipment | 1.5654 | 1.5654 | 1.5654 | 1.5654 | 1.5654 | 1.5654 | 1.5654 | 1.5654 | 1.5654 | 1.5654 | 1.5654 | 1.5654 | 1.5654 | 1.5654 | 1.5654 | 1.5654 | 1.5654 | 1.5654 | 1.5654 | 1.5654 | 1.5654 | 1.5654 | 1.5654 | 1.5654 | 1.5654 | 1.5654 | 1.5654
F4_Industrial_Industrial - WA_Existing_Space Heating_Natural Gas_Unit Heater_E3 | F4 | Industrial | Industrial - WA | Existing | Space Heating | Natural Gas | Unit Heater | E3 | Utility - Cost of Equipment | 0.99268 | 0.99268 | 0.99268 | 0.99268 | 0.99268 | 0.99268 | 0.99268 | 0.99268 | 0.99268 | 0.99268 | 0.99268 | 0.99268 | 0.99268 | 0.99268 | 0.99268 | 0.99268 | 0.99268 | 0.99268 | 0.99268 | 0.99268 | 0.99268 | 0.99268 | 0.99268 | 0.99268 | 0.99268 | 0.99268 | 0.99268
F4_Industrial_Industrial - WA_Existing_Space Heating_Natural Gas_Unit Heater_E4 | F4 | Industrial | Industrial - WA | Existing | Space Heating | Natural Gas | Unit Heater | E4 | Utility - Cost of Equipment | 0 | 0 | 0 | 0 | 0 | 0 | 0 | 0 | 0 | 0 | 0 | 0 | 0 | 0 | 0 | 0 | 0 | 0 | 0 | 0 | 0 | 0 | 0 | 0 | 0 | 0 | 0
F4_Industrial_Industrial - WA_Existing_Space Heating_Natural Gas_Unit Heater_E5 | F4 | Industrial | Industrial - WA | Existing | Space Heating | Natural Gas | Unit Heater | E5 | Utility - Cost of Equipment | 0 | 0 | 0 | 0 | 0 | 0 | 0 | 0 | 0 | 0 | 0 | 0 | 0 | 0 | 0 | 0 | 0 | 0 | 0 | 0 | 0 | 0 | 0 | 0 | 0 | 0 | 0
F4_Industrial_Industrial - WA_Existing_Space Heating_Natural Gas_Unit Heater_E6 | F4 | Industrial | Industrial - WA | Existing | Space Heating | Natural Gas | Unit Heater | E6 | Utility - Cost of Equipment | 0 | 0 | 0 | 0 | 0 | 0 | 0 | 0 | 0 | 0 | 0 | 0 | 0 | 0 | 0 | 0 | 0 | 0 | 0 | 0 | 0 | 0 | 0 | 0 | 0 | 0 | 0
F4_Industrial_Industrial - WA_Existing_Space Heating_Natural Gas_Unit Heater_E7 | F4 | Industrial | Industrial - WA | Existing | Space Heating | Natural Gas | Unit Heater | E7 | Utility - Cost of Equipment | 0 | 0 | 0 | 0 | 0 | 0 | 0 | 0 | 0 | 0 | 0 | 0 | 0 | 0 | 0 | 0 | 0 | 0 | 0 | 0 | 0 | 0 | 0 | 0 | 0 | 0 | 0
F4_Industrial_Industrial - WA_Existing_Space Heating_Natural Gas_Unit Heater_E8 | F4 | Industrial | Industrial - WA | Existing | Space Heating | Natural Gas | Unit Heater | E8 | Utility - Cost of Equipment | 0 | 0 | 0 | 0 | 0 | 0 | 0 | 0 | 0 | 0 | 0 | 0 | 0 | 0 | 0 | 0 | 0 | 0 | 0 | 0 | 0 | 0 | 0 | 0 | 0 | 0 | 0
F4_Industrial_Industrial - WA_Existing_Space Heating_Natural Gas_Unit Heater_E9 | F4 | Industrial | Industrial - WA | Existing | Space Heating | Natural Gas | Unit Heater | E9 | Utility - Cost of Equipment | 0 | 0 | 0 | 0 | 0 | 0 | 0 | 0 | 0 | 0 | 0 | 0 | 0 | 0 | 0 | 0 | 0 | 0 | 0 | 0 | 0 | 0 | 0 | 0 | 0 | 0 | 0
F4_Industrial_Industrial - WA_Existing_Space Heating_Natural Gas_Unit Heater_E10 | F4 | Industrial | Industrial - WA | Existing | Space Heating | Natural Gas | Unit Heater | E10 | Utility - Cost of Equipment | 0 | 0 | 0 | 0 | 0 | 0 | 0 | 0 | 0 | 0 | 0 | 0 | 0 | 0 | 0 | 0 | 0 | 0 | 0 | 0 | 0 | 0 | 0 | 0 | 0 | 0 | 0
F5_Industrial_Industrial - WA_Existing_Space Heating_Natural Gas_Unit Heater_E1 | F5 | Industrial | Industrial - WA | Existing | Space Heating | Natural Gas | Unit Heater | E1 | Utility - Cost of Operation | 27.6559 | 28.8374 | 30.1896 | 31.6579 | 33.1718 | 34.7036 | 36.2087 | 37.6524 | 39.1067 | 40.2871 | 41.3883 | 42.5469 | 43.6659 | 44.6551 | 45.5612 | 46.3503 | 47.0967 | 47.8576 | 48.5576 | 49.2333 | 49.8904 | 50.5007 | 51.0765 | 51.5835 | 52.0509 | 52.4802 | 52.8726
F5_Industrial_Industrial - WA_Existing_Space Heating_Natural Gas_Unit Heater_E2 | F5 | Industrial | Industrial - WA | Existing | Space Heating | Natural Gas | Unit Heater | E2 | Utility - Cost of Operation | 24.5978 | 25.6486 | 26.8513 | 28.1573 | 29.5037 | 30.8662 | 32.2048 | 33.4889 | 34.7824 | 35.8323 | 36.8117 | 37.8422 | 38.8374 | 39.7173 | 40.5231 | 41.225 | 41.8889 | 42.5657 | 43.1882 | 43.7892 | 44.3737 | 44.9165 | 45.4287 | 45.8795 | 46.2953 | 46.6771 | 47.0261
F5_Industrial_Industrial - WA_Existing_Space Heating_Natural Gas_Unit Heater_E3 | F5 | Industrial | Industrial - WA | Existing | Space Heating | Natural Gas | Unit Heater | E3 | Utility - Cost of Operation | 22.3702 | 23.4128 | 24.6454 | 26.0112 | 27.4342 | 28.8835 | 30.3087 | 31.6739 | 33.0558 | 34.1613 | 35.1919 | 36.2894 | 37.3534 | 38.2915 | 39.1499 | 39.8938 | 40.5995 | 41.3255 | 41.9941 | 42.6428 | 43.2773 | 43.8684 | 44.4285 | 44.9221 | 45.3793 | 45.8013 | 46.1892
F5_Industrial_Industrial - WA_Existing_Space Heating_Natural Gas_Unit Heater_E4 | F5 | Industrial | Industrial - WA | Existing | Space Heating | Natural Gas | Unit Heater | E4 | Utility - Cost of Operation | 0 | 0 | 0 | 0 | 0 | 0 | 0 | 0 | 0 | 0 | 0 | 0 | 0 | 0 | 0 | 0 | 0 | 0 | 0 | 0 | 0 | 0 | 0 | 0 | 0 | 0 | 0
F5_Industrial_Industrial - WA_Existing_Space Heating_Natural Gas_Unit Heater_E5 | F5 | Industrial | Industrial - WA | Existing | Space Heating | Natural Gas | Unit Heater | E5 | Utility - Cost of Operation | 0 | 0 | 0 | 0 | 0 | 0 | 0 | 0 | 0 | 0 | 0 | 0 | 0 | 0 | 0 | 0 | 0 | 0 | 0 | 0 | 0 | 0 | 0 | 0 | 0 | 0 | 0
F5_Industrial_Industrial - WA_Existing_Space Heating_Natural Gas_Unit Heater_E6 | F5 | Industrial | Industrial - WA | Existing | Space Heating | Natural Gas | Unit Heater | E6 | Utility - Cost of Operation | 0 | 0 | 0 | 0 | 0 | 0 | 0 | 0 | 0 | 0 | 0 | 0 | 0 | 0 | 0 | 0 | 0 | 0 | 0 | 0 | 0 | 0 | 0 | 0 | 0 | 0 | 0
F5_Industrial_Industrial - WA_Existing_Space Heating_Natural Gas_Unit Heater_E7 | F5 | Industrial | Industrial - WA | Existing | Space Heating | Natural Gas | Unit Heater | E7 | Utility - Cost of Operation | 0 | 0 | 0 | 0 | 0 | 0 | 0 | 0 | 0 | 0 | 0 | 0 | 0 | 0 | 0 | 0 | 0 | 0 | 0 | 0 | 0 | 0 | 0 | 0 | 0 | 0 | 0
F5_Industrial_Industrial - WA_Existing_Space Heating_Natural Gas_Unit Heater_E8 | F5 | Industrial | Industrial - WA | Existing | Space Heating | Natural Gas | Unit Heater | E8 | Utility - Cost of Operation | 0 | 0 | 0 | 0 | 0 | 0 | 0 | 0 | 0 | 0 | 0 | 0 | 0 | 0 | 0 | 0 | 0 | 0 | 0 | 0 | 0 | 0 | 0 | 0 | 0 | 0 | 0
F5_Industrial_Industrial - WA_Existing_Space Heating_Natural Gas_Unit Heater_E9 | F5 | Industrial | Industrial - WA | Existing | Space Heating | Natural Gas | Unit Heater | E9 | Utility - Cost of Operation | 0 | 0 | 0 | 0 | 0 | 0 | 0 | 0 | 0 | 0 | 0 | 0 | 0 | 0 | 0 | 0 | 0 | 0 | 0 | 0 | 0 | 0 | 0 | 0 | 0 | 0 | 0
F5_Industrial_Industrial - WA_Existing_Space Heating_Natural Gas_Unit Heater_E10 | F5 | Industrial | Industrial - WA | Existing | Space Heating | Natural Gas | Unit Heater | E10 | Utility - Cost of Operation | 0 | 0 | 0 | 0 | 0 | 0 | 0 | 0 | 0 | 0 | 0 | 0 | 0 | 0 | 0 | 0 | 0 | 0 | 0 | 0 | 0 | 0 | 0 | 0 | 0 | 0 | 0
F6_Industrial_Industrial - WA_Existing_Space Heating_Natural Gas_Unit Heater_E1 | F6 | Industrial | Industrial - WA | Existing | Space Heating | Natural Gas | Unit Heater | E1 | Utility - Value of Sales | 31.6943 | 32.8697 | 34.2252 | 35.693 | 37.1862 | 38.6692 | 40.0856 | 41.3987 | 42.6928 | 43.6248 | 44.7236 | 45.8772 | 46.9781 | 47.9269 | 48.774 | 49.4815 | 50.1307 | 50.7835 | 51.3562 | 51.8882 | 52.3849 | 53.0258 | 53.6304 | 54.1627 | 54.6535 | 55.1042 | 55.5163
F6_Industrial_Industrial - WA_Existing_Space Heating_Natural Gas_Unit Heater_E2 | F6 | Industrial | Industrial - WA | Existing | Space Heating | Natural Gas | Unit Heater | E2 | Utility - Value of Sales | 28.1896 | 29.2351 | 30.4407 | 31.7462 | 33.0742 | 34.3933 | 35.6531 | 36.821 | 37.972 | 38.8009 | 39.7782 | 40.8043 | 41.7834 | 42.6273 | 43.3807 | 44.01 | 44.5874 | 45.168 | 45.6774 | 46.1506 | 46.5924 | 47.1623 | 47.7001 | 48.1735 | 48.6101 | 49.011 | 49.3774
F6_Industrial_Industrial - WA_Existing_Space Heating_Natural Gas_Unit Heater_E3 | F6 | Industrial | Industrial - WA | Existing | Space Heating | Natural Gas | Unit Heater | E3 | Utility - Value of Sales | 25.9873 | 27.0336 | 28.2833 | 29.6659 | 31.0886 | 32.5121 | 33.8736 | 35.1274 | 36.3623 | 37.2235 | 38.2558 | 39.3432 | 40.3843 | 41.2765 | 42.0705 | 42.7269 | 43.3292 | 43.9409 | 44.4757 | 44.974 | 45.4412 | 46.0618 | 46.6499 | 47.1682 | 47.6482 | 48.0913 | 48.4987
F6_Industrial_Industrial - WA_Existing_Space Heating_Natural Gas_Unit Heater_E4 | F6 | Industrial | Industrial - WA | Existing | Space Heating | Natural Gas | Unit Heater | E4 | Utility - Value of Sales | 0 | 0 | 0 | 0 | 0 | 0 | 0 | 0 | 0 | 0 | 0 | 0 | 0 | 0 | 0 | 0 | 0 | 0 | 0 | 0 | 0 | 0 | 0 | 0 | 0 | 0 | 0
F6_Industrial_Industrial - WA_Existing_Space Heating_Natural Gas_Unit Heater_E5 | F6 | Industrial | Industrial - WA | Existing | Space Heating | Natural Gas | Unit Heater | E5 | Utility - Value of Sales | 0 | 0 | 0 | 0 | 0 | 0 | 0 | 0 | 0 | 0 | 0 | 0 | 0 | 0 | 0 | 0 | 0 | 0 | 0 | 0 | 0 | 0 | 0 | 0 | 0 | 0 | 0
F6_Industrial_Industrial - WA_Existing_Space Heating_Natural Gas_Unit Heater_E6 | F6 | Industrial | Industrial - WA | Existing | Space Heating | Natural Gas | Unit Heater | E6 | Utility - Value of Sales | 0 | 0 | 0 | 0 | 0 | 0 | 0 | 0 | 0 | 0 | 0 | 0 | 0 | 0 | 0 | 0 | 0 | 0 | 0 | 0 | 0 | 0 | 0 | 0 | 0 | 0 | 0
F6_Industrial_Industrial - WA_Existing_Space Heating_Natural Gas_Unit Heater_E7 | F6 | Industrial | Industrial - WA | Existing | Space Heating | Natural Gas | Unit Heater | E7 | Utility - Value of Sales | 0 | 0 | 0 | 0 | 0 | 0 | 0 | 0 | 0 | 0 | 0 | 0 | 0 | 0 | 0 | 0 | 0 | 0 | 0 | 0 | 0 | 0 | 0 | 0 | 0 | 0 | 0
F6_Industrial_Industrial - WA_Existing_Space Heating_Natural Gas_Unit Heater_E8 | F6 | Industrial | Industrial - WA | Existing | Space Heating | Natural Gas | Unit Heater | E8 | Utility - Value of Sales | 0 | 0 | 0 | 0 | 0 | 0 | 0 | 0 | 0 | 0 | 0 | 0 | 0 | 0 | 0 | 0 | 0 | 0 | 0 | 0 | 0 | 0 | 0 | 0 | 0 | 0 | 0
F6_Industrial_Industrial - WA_Existing_Space Heating_Natural Gas_Unit Heater_E9 | F6 | Industrial | Industrial - WA | Existing | Space Heating | Natural Gas | Unit Heater | E9 | Utility - Value of Sales | 0 | 0 | 0 | 0 | 0 | 0 | 0 | 0 | 0 | 0 | 0 | 0 | 0 | 0 | 0 | 0 | 0 | 0 | 0 | 0 | 0 | 0 | 0 | 0 | 0 | 0 | 0
F6_Industrial_Industrial - WA_Existing_Space Heating_Natural Gas_Unit Heater_E10 | F6 | Industrial | Industrial - WA | Existing | Space Heating | Natural Gas | Unit Heater | E10 | Utility - Value of Sales | 0 | 0 | 0 | 0 | 0 | 0 | 0 | 0 | 0 | 0 | 0 | 0 | 0 | 0 | 0 | 0 | 0 | 0 | 0 | 0 | 0 | 0 | 0 | 0 | 0 | 0 | 0
F1_Industrial_Industrial - WA_Existing_Process_Natural Gas_Process Boiler_E1 | F1 | Industrial | Industrial - WA | Existing | Process | Natural Gas | Process Boiler | E1 | RVT - Cost of Equipment | 187.6555 | 187.6555 | 187.6555 | 187.6555 | 187.6555 | 187.6555 | 187.6555 | 187.6555 | 187.6555 | 187.6555 | 187.6555 | 187.6555 | 187.6555 | 187.6555 | 187.6555 | 187.6555 | 187.6555 | 187.6555 | 187.6555 | 187.6555 | 187.6555 | 187.6555 | 187.6555 | 187.6555 | 187.6555 | 187.6555 | 187.6555
F1_Industrial_Industrial - WA_Existing_Process_Natural Gas_Process Boiler_E2 | F1 | Industrial | Industrial - WA | Existing | Process | Natural Gas | Process Boiler | E2 | RVT - Cost of Equipment | 0 | 0 | 0 | 0 | 0 | 0 | 0 | 0 | 0 | 0 | 0 | 0 | 0 | 0 | 0 | 0 | 0 | 0 | 0 | 0 | 0 | 0 | 0 | 0 | 0 | 0 | 0
F1_Industrial_Industrial - WA_Existing_Process_Natural Gas_Process Boiler_E3 | F1 | Industrial | Industrial - WA | Existing | Process | Natural Gas | Process Boiler | E3 | RVT - Cost of Equipment | 0 | 0 | 0 | 0 | 0 | 0 | 0 | 0 | 0 | 0 | 0 | 0 | 0 | 0 | 0 | 0 | 0 | 0 | 0 | 0 | 0 | 0 | 0 | 0 | 0 | 0 | 0
F1_Industrial_Industrial - WA_Existing_Process_Natural Gas_Process Boiler_E4 | F1 | Industrial | Industrial - WA | Existing | Process | Natural Gas | Process Boiler | E4 | RVT - Cost of Equipment | 0 | 0 | 0 | 0 | 0 | 0 | 0 | 0 | 0 | 0 | 0 | 0 | 0 | 0 | 0 | 0 | 0 | 0 | 0 | 0 | 0 | 0 | 0 | 0 | 0 | 0 | 0
F1_Industrial_Industrial - WA_Existing_Process_Natural Gas_Process Boiler_E5 | F1 | Industrial | Industrial - WA | Existing | Process | Natural Gas | Process Boiler | E5 | RVT - Cost of Equipment | 0 | 0 | 0 | 0 | 0 | 0 | 0 | 0 | 0 | 0 | 0 | 0 | 0 | 0 | 0 | 0 | 0 | 0 | 0 | 0 | 0 | 0 | 0 | 0 | 0 | 0 | 0
F1_Industrial_Industrial - WA_Existing_Process_Natural Gas_Process Boiler_E6 | F1 | Industrial | Industrial - WA | Existing | Process | Natural Gas | Process Boiler | E6 | RVT - Cost of Equipment | 0 | 0 | 0 | 0 | 0 | 0 | 0 | 0 | 0 | 0 | 0 | 0 | 0 | 0 | 0 | 0 | 0 | 0 | 0 | 0 | 0 | 0 | 0 | 0 | 0 | 0 | 0
F1_Industrial_Industrial - WA_Existing_Process_Natural Gas_Process Boiler_E7 | F1 | Industrial | Industrial - WA | Existing | Process | Natural Gas | Process Boiler | E7 | RVT - Cost of Equipment | 0 | 0 | 0 | 0 | 0 | 0 | 0 | 0 | 0 | 0 | 0 | 0 | 0 | 0 | 0 | 0 | 0 | 0 | 0 | 0 | 0 | 0 | 0 | 0 | 0 | 0 | 0
F1_Industrial_Industrial - WA_Existing_Process_Natural Gas_Process Boiler_E8 | F1 | Industrial | Industrial - WA | Existing | Process | Natural Gas | Process Boiler | E8 | RVT - Cost of Equipment | 0 | 0 | 0 | 0 | 0 | 0 | 0 | 0 | 0 | 0 | 0 | 0 | 0 | 0 | 0 | 0 | 0 | 0 | 0 | 0 | 0 | 0 | 0 | 0 | 0 | 0 | 0
F1_Industrial_Industrial - WA_Existing_Process_Natural Gas_Process Boiler_E9 | F1 | Industrial | Industrial - WA | Existing | Process | Natural Gas | Process Boiler | E9 | RVT - Cost of Equipment | 0 | 0 | 0 | 0 | 0 | 0 | 0 | 0 | 0 | 0 | 0 | 0 | 0 | 0 | 0 | 0 | 0 | 0 | 0 | 0 | 0 | 0 | 0 | 0 | 0 | 0 | 0
F1_Industrial_Industrial - WA_Existing_Process_Natural Gas_Process Boiler_E10 | F1 | Industrial | Industrial - WA | Existing | Process | Natural Gas | Process Boiler | E10 | RVT - Cost of Equipment | 0 | 0 | 0 | 0 | 0 | 0 | 0 | 0 | 0 | 0 | 0 | 0 | 0 | 0 | 0 | 0 | 0 | 0 | 0 | 0 | 0 | 0 | 0 | 0 | 0 | 0 | 0
F2_Industrial_Industrial - WA_Existing_Process_Natural Gas_Process Boiler_E1 | F2 | Industrial | Industrial - WA | Existing | Process | Natural Gas | Process Boiler | E1 | RVT - Cost of Operation | 171.0058 | 177.358 | 186.3469 | 198.1295 | 211.2092 | 225.0604 | 238.5815 | 251.1902 | 263.7368 | 270.1879 | 280.8904 | 293.7341 | 306.4404 | 316.7057 | 325.228 | 331.2794 | 336.4885 | 341.9139 | 345.9481 | 349.3217 | 352.5716 | 359.102 | 365.4122 | 370.8028 | 375.8415 | 380.54 | 384.9098
F2_Industrial_Industrial - WA_Existing_Process_Natural Gas_Process Boiler_E2 | F2 | Industrial | Industrial - WA | Existing | Process | Natural Gas | Process Boiler | E2 | RVT - Cost of Operation | 0 | 0 | 0 | 0 | 0 | 0 | 0 | 0 | 0 | 0 | 0 | 0 | 0 | 0 | 0 | 0 | 0 | 0 | 0 | 0 | 0 | 0 | 0 | 0 | 0 | 0 | 0
F2_Industrial_Industrial - WA_Existing_Process_Natural Gas_Process Boiler_E3 | F2 | Industrial | Industrial - WA | Existing | Process | Natural Gas | Process Boiler | E3 | RVT - Cost of Operation | 0 | 0 | 0 | 0 | 0 | 0 | 0 | 0 | 0 | 0 | 0 | 0 | 0 | 0 | 0 | 0 | 0 | 0 | 0 | 0 | 0 | 0 | 0 | 0 | 0 | 0 | 0
F2_Industrial_Industrial - WA_Existing_Process_Natural Gas_Process Boiler_E4 | F2 | Industrial | Industrial - WA | Existing | Process | Natural Gas | Process Boiler | E4 | RVT - Cost of Operation | 0 | 0 | 0 | 0 | 0 | 0 | 0 | 0 | 0 | 0 | 0 | 0 | 0 | 0 | 0 | 0 | 0 | 0 | 0 | 0 | 0 | 0 | 0 | 0 | 0 | 0 | 0
F2_Industrial_Industrial - WA_Existing_Process_Natural Gas_Process Boiler_E5 | F2 | Industrial | Industrial - WA | Existing | Process | Natural Gas | Process Boiler | E5 | RVT - Cost of Operation | 0 | 0 | 0 | 0 | 0 | 0 | 0 | 0 | 0 | 0 | 0 | 0 | 0 | 0 | 0 | 0 | 0 | 0 | 0 | 0 | 0 | 0 | 0 | 0 | 0 | 0 | 0
F2_Industrial_Industrial - WA_Existing_Process_Natural Gas_Process Boiler_E6 | F2 | Industrial | Industrial - WA | Existing | Process | Natural Gas | Process Boiler | E6 | RVT - Cost of Operation | 0 | 0 | 0 | 0 | 0 | 0 | 0 | 0 | 0 | 0 | 0 | 0 | 0 | 0 | 0 | 0 | 0 | 0 | 0 | 0 | 0 | 0 | 0 | 0 | 0 | 0 | 0
F2_Industrial_Industrial - WA_Existing_Process_Natural Gas_Process Boiler_E7 | F2 | Industrial | Industrial - WA | Existing | Process | Natural Gas | Process Boiler | E7 | RVT - Cost of Operation | 0 | 0 | 0 | 0 | 0 | 0 | 0 | 0 | 0 | 0 | 0 | 0 | 0 | 0 | 0 | 0 | 0 | 0 | 0 | 0 | 0 | 0 | 0 | 0 | 0 | 0 | 0
F2_Industrial_Industrial - WA_Existing_Process_Natural Gas_Process Boiler_E8 | F2 | Industrial | Industrial - WA | Existing | Process | Natural Gas | Process Boiler | E8 | RVT - Cost of Operation | 0 | 0 | 0 | 0 | 0 | 0 | 0 | 0 | 0 | 0 | 0 | 0 | 0 | 0 | 0 | 0 | 0 | 0 | 0 | 0 | 0 | 0 | 0 | 0 | 0 | 0 | 0
F2_Industrial_Industrial - WA_Existing_Process_Natural Gas_Process Boiler_E9 | F2 | Industrial | Industrial - WA | Existing | Process | Natural Gas | Process Boiler | E9 | RVT - Cost of Operation | 0 | 0 | 0 | 0 | 0 | 0 | 0 | 0 | 0 | 0 | 0 | 0 | 0 | 0 | 0 | 0 | 0 | 0 | 0 | 0 | 0 | 0 | 0 | 0 | 0 | 0 | 0
F2_Industrial_Industrial - WA_Existing_Process_Natural Gas_Process Boiler_E10 | F2 | Industrial | Industrial - WA | Existing | Process | Natural Gas | Process Boiler | E10 | RVT - Cost of Operation | 0 | 0 | 0 | 0 | 0 | 0 | 0 | 0 | 0 | 0 | 0 | 0 | 0 | 0 | 0 | 0 | 0 | 0 | 0 | 0 | 0 | 0 | 0 | 0 | 0 | 0 | 0
F3_Industrial_Industrial - WA_Existing_Process_Natural Gas_Process Boiler_E1 | F3 | Industrial | Industrial - WA | Existing | Process | Natural Gas | Process Boiler | E1 | System - kBTUs of Consumption | 75847.3613 | 75847.3613 | 75847.3613 | 75847.3613 | 75847.3613 | 75847.3613 | 75847.3613 | 75847.3613 | 75847.3613 | 75847.3613 | 75847.3613 | 75847.3613 | 75847.3613 | 75847.3613 | 75847.3613 | 75847.3613 | 75847.3613 | 75847.3613 | 75847.3613 | 75847.3613 | 75847.3613 | 75847.3613 | 75847.3613 | 75847.3613 | 75847.3613 | 75847.3613 | 75847.3613
F3_Industrial_Industrial - WA_Existing_Process_Natural Gas_Process Boiler_E2 | F3 | Industrial | Industrial - WA | Existing | Process | Natural Gas | Process Boiler | E2 | System - kBTUs of Consumption | 0 | 0 | 0 | 0 | 0 | 0 | 0 | 0 | 0 | 0 | 0 | 0 | 0 | 0 | 0 | 0 | 0 | 0 | 0 | 0 | 0 | 0 | 0 | 0 | 0 | 0 | 0
F3_Industrial_Industrial - WA_Existing_Process_Natural Gas_Process Boiler_E3 | F3 | Industrial | Industrial - WA | Existing | Process | Natural Gas | Process Boiler | E3 | System - kBTUs of Consumption | 0 | 0 | 0 | 0 | 0 | 0 | 0 | 0 | 0 | 0 | 0 | 0 | 0 | 0 | 0 | 0 | 0 | 0 | 0 | 0 | 0 | 0 | 0 | 0 | 0 | 0 | 0
F3_Industrial_Industrial - WA_Existing_Process_Natural Gas_Process Boiler_E4 | F3 | Industrial | Industrial - WA | Existing | Process | Natural Gas | Process Boiler | E4 | System - kBTUs of Consumption | 0 | 0 | 0 | 0 | 0 | 0 | 0 | 0 | 0 | 0 | 0 | 0 | 0 | 0 | 0 | 0 | 0 | 0 | 0 | 0 | 0 | 0 | 0 | 0 | 0 | 0 | 0
F3_Industrial_Industrial - WA_Existing_Process_Natural Gas_Process Boiler_E5 | F3 | Industrial | Industrial - WA | Existing | Process | Natural Gas | Process Boiler | E5 | System - kBTUs of Consumption | 0 | 0 | 0 | 0 | 0 | 0 | 0 | 0 | 0 | 0 | 0 | 0 | 0 | 0 | 0 | 0 | 0 | 0 | 0 | 0 | 0 | 0 | 0 | 0 | 0 | 0 | 0
F3_Industrial_Industrial - WA_Existing_Process_Natural Gas_Process Boiler_E6 | F3 | Industrial | Industrial - WA | Existing | Process | Natural Gas | Process Boiler | E6 | System - kBTUs of Consumption | 0 | 0 | 0 | 0 | 0 | 0 | 0 | 0 | 0 | 0 | 0 | 0 | 0 | 0 | 0 | 0 | 0 | 0 | 0 | 0 | 0 | 0 | 0 | 0 | 0 | 0 | 0
F3_Industrial_Industrial - WA_Existing_Process_Natural Gas_Process Boiler_E7 | F3 | Industrial | Industrial - WA | Existing | Process | Natural Gas | Process Boiler | E7 | System - kBTUs of Consumption | 0 | 0 | 0 | 0 | 0 | 0 | 0 | 0 | 0 | 0 | 0 | 0 | 0 | 0 | 0 | 0 | 0 | 0 | 0 | 0 | 0 | 0 | 0 | 0 | 0 | 0 | 0
F3_Industrial_Industrial - WA_Existing_Process_Natural Gas_Process Boiler_E8 | F3 | Industrial | Industrial - WA | Existing | Process | Natural Gas | Process Boiler | E8 | System - kBTUs of Consumption | 0 | 0 | 0 | 0 | 0 | 0 | 0 | 0 | 0 | 0 | 0 | 0 | 0 | 0 | 0 | 0 | 0 | 0 | 0 | 0 | 0 | 0 | 0 | 0 | 0 | 0 | 0
F3_Industrial_Industrial - WA_Existing_Process_Natural Gas_Process Boiler_E9 | F3 | Industrial | Industrial - WA | Existing | Process | Natural Gas | Process Boiler | E9 | System - kBTUs of Consumption | 0 | 0 | 0 | 0 | 0 | 0 | 0 | 0 | 0 | 0 | 0 | 0 | 0 | 0 | 0 | 0 | 0 | 0 | 0 | 0 | 0 | 0 | 0 | 0 | 0 | 0 | 0
F3_Industrial_Industrial - WA_Existing_Process_Natural Gas_Process Boiler_E10 | F3 | Industrial | Industrial - WA | Existing | Process | Natural Gas | Process Boiler | E10 | System - kBTUs of Consumption | 0 | 0 | 0 | 0 | 0 | 0 | 0 | 0 | 0 | 0 | 0 | 0 | 0 | 0 | 0 | 0 | 0 | 0 | 0 | 0 | 0 | 0 | 0 | 0 | 0 | 0 | 0
F4_Industrial_Industrial - WA_Existing_Process_Natural Gas_Process Boiler_E1 | F4 | Industrial | Industrial - WA | Existing | Process | Natural Gas | Process Boiler | E1 | Utility - Cost of Equipment | 187.6555 | 187.6555 | 187.6555 | 187.6555 | 187.6555 | 187.6555 | 187.6555 | 187.6555 | 187.6555 | 187.6555 | 187.6555 | 187.6555 | 187.6555 | 187.6555 | 187.6555 | 187.6555 | 187.6555 | 187.6555 | 187.6555 | 187.6555 | 187.6555 | 187.6555 | 187.6555 | 187.6555 | 187.6555 | 187.6555 | 187.6555
F4_Industrial_Industrial - WA_Existing_Process_Natural Gas_Process Boiler_E2 | F4 | Industrial | Industrial - WA | Existing | Process | Natural Gas | Process Boiler | E2 | Utility - Cost of Equipment | 0 | 0 | 0 | 0 | 0 | 0 | 0 | 0 | 0 | 0 | 0 | 0 | 0 | 0 | 0 | 0 | 0 | 0 | 0 | 0 | 0 | 0 | 0 | 0 | 0 | 0 | 0
F4_Industrial_Industrial - WA_Existing_Process_Natural Gas_Process Boiler_E3 | F4 | Industrial | Industrial - WA | Existing | Process | Natural Gas | Process Boiler | E3 | Utility - Cost of Equipment | 0 | 0 | 0 | 0 | 0 | 0 | 0 | 0 | 0 | 0 | 0 | 0 | 0 | 0 | 0 | 0 | 0 | 0 | 0 | 0 | 0 | 0 | 0 | 0 | 0 | 0 | 0
F4_Industrial_Industrial - WA_Existing_Process_Natural Gas_Process Boiler_E4 | F4 | Industrial | Industrial - WA | Existing | Process | Natural Gas | Process Boiler | E4 | Utility - Cost of Equipment | 0 | 0 | 0 | 0 | 0 | 0 | 0 | 0 | 0 | 0 | 0 | 0 | 0 | 0 | 0 | 0 | 0 | 0 | 0 | 0 | 0 | 0 | 0 | 0 | 0 | 0 | 0
F4_Industrial_Industrial - WA_Existing_Process_Natural Gas_Process Boiler_E5 | F4 | Industrial | Industrial - WA | Existing | Process | Natural Gas | Process Boiler | E5 | Utility - Cost of Equipment | 0 | 0 | 0 | 0 | 0 | 0 | 0 | 0 | 0 | 0 | 0 | 0 | 0 | 0 | 0 | 0 | 0 | 0 | 0 | 0 | 0 | 0 | 0 | 0 | 0 | 0 | 0
F4_Industrial_Industrial - WA_Existing_Process_Natural Gas_Process Boiler_E6 | F4 | Industrial | Industrial - WA | Existing | Process | Natural Gas | Process Boiler | E6 | Utility - Cost of Equipment | 0 | 0 | 0 | 0 | 0 | 0 | 0 | 0 | 0 | 0 | 0 | 0 | 0 | 0 | 0 | 0 | 0 | 0 | 0 | 0 | 0 | 0 | 0 | 0 | 0 | 0 | 0
F4_Industrial_Industrial - WA_Existing_Process_Natural Gas_Process Boiler_E7 | F4 | Industrial | Industrial - WA | Existing | Process | Natural Gas | Process Boiler | E7 | Utility - Cost of Equipment | 0 | 0 | 0 | 0 | 0 | 0 | 0 | 0 | 0 | 0 | 0 | 0 | 0 | 0 | 0 | 0 | 0 | 0 | 0 | 0 | 0 | 0 | 0 | 0 | 0 | 0 | 0
F4_Industrial_Industrial - WA_Existing_Process_Natural Gas_Process Boiler_E8 | F4 | Industrial | Industrial - WA | Existing | Process | Natural Gas | Process Boiler | E8 | Utility - Cost of Equipment | 0 | 0 | 0 | 0 | 0 | 0 | 0 | 0 | 0 | 0 | 0 | 0 | 0 | 0 | 0 | 0 | 0 | 0 | 0 | 0 | 0 | 0 | 0 | 0 | 0 | 0 | 0
F4_Industrial_Industrial - WA_Existing_Process_Natural Gas_Process Boiler_E9 | F4 | Industrial | Industrial - WA | Existing | Process | Natural Gas | Process Boiler | E9 | Utility - Cost of Equipment | 0 | 0 | 0 | 0 | 0 | 0 | 0 | 0 | 0 | 0 | 0 | 0 | 0 | 0 | 0 | 0 | 0 | 0 | 0 | 0 | 0 | 0 | 0 | 0 | 0 | 0 | 0
F4_Industrial_Industrial - WA_Existing_Process_Natural Gas_Process Boiler_E10 | F4 | Industrial | Industrial - WA | Existing | Process | Natural Gas | Process Boiler | E10 | Utility - Cost of Equipment | 0 | 0 | 0 | 0 | 0 | 0 | 0 | 0 | 0 | 0 | 0 | 0 | 0 | 0 | 0 | 0 | 0 | 0 | 0 | 0 | 0 | 0 | 0 | 0 | 0 | 0 | 0
F5_Industrial_Industrial - WA_Existing_Process_Natural Gas_Process Boiler_E1 | F5 | Industrial | Industrial - WA | Existing | Process | Natural Gas | Process Boiler | E1 | Utility - Cost of Operation | 142.5049 | 147.7983 | 155.6823 | 166.3462 | 178.621 | 192.1664 | 206.1665 | 220.2521 | 235.2495 | 245.6253 | 255.355 | 267.031 | 278.5821 | 288.219 | 296.6239 | 303.1906 | 309.4584 | 316.4543 | 322.788 | 329.2017 | 335.7825 | 342.0019 | 348.0117 | 353.1455 | 357.9443 | 362.419 | 366.5807
F5_Industrial_Industrial - WA_Existing_Process_Natural Gas_Process Boiler_E2 | F5 | Industrial | Industrial - WA | Existing | Process | Natural Gas | Process Boiler | E2 | Utility - Cost of Operation | 0 | 0 | 0 | 0 | 0 | 0 | 0 | 0 | 0 | 0 | 0 | 0 | 0 | 0 | 0 | 0 | 0 | 0 | 0 | 0 | 0 | 0 | 0 | 0 | 0 | 0 | 0
F5_Industrial_Industrial - WA_Existing_Process_Natural Gas_Process Boiler_E3 | F5 | Industrial | Industrial - WA | Existing | Process | Natural Gas | Process Boiler | E3 | Utility - Cost of Operation | 0 | 0 | 0 | 0 | 0 | 0 | 0 | 0 | 0 | 0 | 0 | 0 | 0 | 0 | 0 | 0 | 0 | 0 | 0 | 0 | 0 | 0 | 0 | 0 | 0 | 0 | 0
F5_Industrial_Industrial - WA_Existing_Process_Natural Gas_Process Boiler_E4 | F5 | Industrial | Industrial - WA | Existing | Process | Natural Gas | Process Boiler | E4 | Utility - Cost of Operation | 0 | 0 | 0 | 0 | 0 | 0 | 0 | 0 | 0 | 0 | 0 | 0 | 0 | 0 | 0 | 0 | 0 | 0 | 0 | 0 | 0 | 0 | 0 | 0 | 0 | 0 | 0
F5_Industrial_Industrial - WA_Existing_Process_Natural Gas_Process Boiler_E5 | F5 | Industrial | Industrial - WA | Existing | Process | Natural Gas | Process Boiler | E5 | Utility - Cost of Operation | 0 | 0 | 0 | 0 | 0 | 0 | 0 | 0 | 0 | 0 | 0 | 0 | 0 | 0 | 0 | 0 | 0 | 0 | 0 | 0 | 0 | 0 | 0 | 0 | 0 | 0 | 0
F5_Industrial_Industrial - WA_Existing_Process_Natural Gas_Process Boiler_E6 | F5 | Industrial | Industrial - WA | Existing | Process | Natural Gas | Process Boiler | E6 | Utility - Cost of Operation | 0 | 0 | 0 | 0 | 0 | 0 | 0 | 0 | 0 | 0 | 0 | 0 | 0 | 0 | 0 | 0 | 0 | 0 | 0 | 0 | 0 | 0 | 0 | 0 | 0 | 0 | 0
F5_Industrial_Industrial - WA_Existing_Process_Natural Gas_Process Boiler_E7 | F5 | Industrial | Industrial - WA | Existing | Process | Natural Gas | Process Boiler | E7 | Utility - Cost of Operation | 0 | 0 | 0 | 0 | 0 | 0 | 0 | 0 | 0 | 0 | 0 | 0 | 0 | 0 | 0 | 0 | 0 | 0 | 0 | 0 | 0 | 0 | 0 | 0 | 0 | 0 | 0
F5_Industrial_Industrial - WA_Existing_Process_Natural Gas_Process Boiler_E8 | F5 | Industrial | Industrial - WA | Existing | Process | Natural Gas | Process Boiler | E8 | Utility - Cost of Operation | 0 | 0 | 0 | 0 | 0 | 0 | 0 | 0 | 0 | 0 | 0 | 0 | 0 | 0 | 0 | 0 | 0 | 0 | 0 | 0 | 0 | 0 | 0 | 0 | 0 | 0 | 0
F5_Industrial_Industrial - WA_Existing_Process_Natural Gas_Process Boiler_E9 | F5 | Industrial | Industrial - WA | Existing | Process | Natural Gas | Process Boiler | E9 | Utility - Cost of Operation | 0 | 0 | 0 | 0 | 0 | 0 | 0 | 0 | 0 | 0 | 0 | 0 | 0 | 0 | 0 | 0 | 0 | 0 | 0 | 0 | 0 | 0 | 0 | 0 | 0 | 0 | 0
F5_Industrial_Industrial - WA_Existing_Process_Natural Gas_Process Boiler_E10 | F5 | Industrial | Industrial - WA | Existing | Process | Natural Gas | Process Boiler | E10 | Utility - Cost of Operation | 0 | 0 | 0 | 0 | 0 | 0 | 0 | 0 | 0 | 0 | 0 | 0 | 0 | 0 | 0 | 0 | 0 | 0 | 0 | 0 | 0 | 0 | 0 | 0 | 0 | 0 | 0
F6_Industrial_Industrial - WA_Existing_Process_Natural Gas_Process Boiler_E1 | F6 | Industrial | Industrial - WA | Existing | Process | Natural Gas | Process Boiler | E1 | Utility - Value of Sales | 171.0058 | 177.358 | 186.3469 | 198.1295 | 211.2092 | 225.0604 | 238.5815 | 251.1902 | 263.7368 | 270.1879 | 280.8904 | 293.7341 | 306.4404 | 316.7057 | 325.228 | 331.2794 | 336.4885 | 341.9139 | 345.9481 | 349.3217 | 352.5716 | 359.102 | 365.4122 | 370.8028 | 375.8415 | 380.54 | 384.9098
F6_Industrial_Industrial - WA_Existing_Process_Natural Gas_Process Boiler_E2 | F6 | Industrial | Industrial - WA | Existing | Process | Natural Gas | Process Boiler | E2 | Utility - Value of Sales | 0 | 0 | 0 | 0 | 0 | 0 | 0 | 0 | 0 | 0 | 0 | 0 | 0 | 0 | 0 | 0 | 0 | 0 | 0 | 0 | 0 | 0 | 0 | 0 | 0 | 0 | 0
F6_Industrial_Industrial - WA_Existing_Process_Natural Gas_Process Boiler_E3 | F6 | Industrial | Industrial - WA | Existing | Process | Natural Gas | Process Boiler | E3 | Utility - Value of Sales | 0 | 0 | 0 | 0 | 0 | 0 | 0 | 0 | 0 | 0 | 0 | 0 | 0 | 0 | 0 | 0 | 0 | 0 | 0 | 0 | 0 | 0 | 0 | 0 | 0 | 0 | 0
F6_Industrial_Industrial - WA_Existing_Process_Natural Gas_Process Boiler_E4 | F6 | Industrial | Industrial - WA | Existing | Process | Natural Gas | Process Boiler | E4 | Utility - Value of Sales | 0 | 0 | 0 | 0 | 0 | 0 | 0 | 0 | 0 | 0 | 0 | 0 | 0 | 0 | 0 | 0 | 0 | 0 | 0 | 0 | 0 | 0 | 0 | 0 | 0 | 0 | 0
F6_Industrial_Industrial - WA_Existing_Process_Natural Gas_Process Boiler_E5 | F6 | Industrial | Industrial - WA | Existing | Process | Natural Gas | Process Boiler | E5 | Utility - Value of Sales | 0 | 0 | 0 | 0 | 0 | 0 | 0 | 0 | 0 | 0 | 0 | 0 | 0 | 0 | 0 | 0 | 0 | 0 | 0 | 0 | 0 | 0 | 0 | 0 | 0 | 0 | 0
F6_Industrial_Industrial - WA_Existing_Process_Natural Gas_Process Boiler_E6 | F6 | Industrial | Industrial - WA | Existing | Process | Natural Gas | Process Boiler | E6 | Utility - Value of Sales | 0 | 0 | 0 | 0 | 0 | 0 | 0 | 0 | 0 | 0 | 0 | 0 | 0 | 0 | 0 | 0 | 0 | 0 | 0 | 0 | 0 | 0 | 0 | 0 | 0 | 0 | 0
F6_Industrial_Industrial - WA_Existing_Process_Natural Gas_Process Boiler_E7 | F6 | Industrial | Industrial - WA | Existing | Process | Natural Gas | Process Boiler | E7 | Utility - Value of Sales | 0 | 0 | 0 | 0 | 0 | 0 | 0 | 0 | 0 | 0 | 0 | 0 | 0 | 0 | 0 | 0 | 0 | 0 | 0 | 0 | 0 | 0 | 0 | 0 | 0 | 0 | 0
F6_Industrial_Industrial - WA_Existing_Process_Natural Gas_Process Boiler_E8 | F6 | Industrial | Industrial - WA | Existing | Process | Natural Gas | Process Boiler | E8 | Utility - Value of Sales | 0 | 0 | 0 | 0 | 0 | 0 | 0 | 0 | 0 | 0 | 0 | 0 | 0 | 0 | 0 | 0 | 0 | 0 | 0 | 0 | 0 | 0 | 0 | 0 | 0 | 0 | 0
F6_Industrial_Industrial - WA_Existing_Process_Natural Gas_Process Boiler_E9 | F6 | Industrial | Industrial - WA | Existing | Process | Natural Gas | Process Boiler | E9 | Utility - Value of Sales | 0 | 0 | 0 | 0 | 0 | 0 | 0 | 0 | 0 | 0 | 0 | 0 | 0 | 0 | 0 | 0 | 0 | 0 | 0 | 0 | 0 | 0 | 0 | 0 | 0 | 0 | 0
F6_Industrial_Industrial - WA_Existing_Process_Natural Gas_Process Boiler_E10 | F6 | Industrial | Industrial - WA | Existing | Process | Natural Gas | Process Boiler | E10 | Utility - Value of Sales | 0 | 0 | 0 | 0 | 0 | 0 | 0 | 0 | 0 | 0 | 0 | 0 | 0 | 0 | 0 | 0 | 0 | 0 | 0 | 0 | 0 | 0 | 0 | 0 | 0 | 0 | 0
F1_Industrial_Industrial - WA_Existing_Process_Natural Gas_Process Heating_E1 | F1 | Industrial | Industrial - WA | Existing | Process | Natural Gas | Process Heating | E1 | RVT - Cost of Equipment | 167.0037 | 167.0037 | 167.0037 | 167.0037 | 167.0037 | 167.0037 | 167.0037 | 167.0037 | 167.0037 | 167.0037 | 167.0037 | 167.0037 | 167.0037 | 167.0037 | 167.0037 | 167.0037 | 167.0037 | 167.0037 | 167.0037 | 167.0037 | 167.0037 | 167.0037 | 167.0037 | 167.0037 | 167.0037 | 167.0037 | 167.0037
F1_Industrial_Industrial - WA_Existing_Process_Natural Gas_Process Heating_E2 | F1 | Industrial | Industrial - WA | Existing | Process | Natural Gas | Process Heating | E2 | RVT - Cost of Equipment | 0 | 0 | 0 | 0 | 0 | 0 | 0 | 0 | 0 | 0 | 0 | 0 | 0 | 0 | 0 | 0 | 0 | 0 | 0 | 0 | 0 | 0 | 0 | 0 | 0 | 0 | 0
F1_Industrial_Industrial - WA_Existing_Process_Natural Gas_Process Heating_E3 | F1 | Industrial | Industrial - WA | Existing | Process | Natural Gas | Process Heating | E3 | RVT - Cost of Equipment | 0 | 0 | 0 | 0 | 0 | 0 | 0 | 0 | 0 | 0 | 0 | 0 | 0 | 0 | 0 | 0 | 0 | 0 | 0 | 0 | 0 | 0 | 0 | 0 | 0 | 0 | 0
F1_Industrial_Industrial - WA_Existing_Process_Natural Gas_Process Heating_E4 | F1 | Industrial | Industrial - WA | Existing | Process | Natural Gas | Process Heating | E4 | RVT - Cost of Equipment | 0 | 0 | 0 | 0 | 0 | 0 | 0 | 0 | 0 | 0 | 0 | 0 | 0 | 0 | 0 | 0 | 0 | 0 | 0 | 0 | 0 | 0 | 0 | 0 | 0 | 0 | 0
F1_Industrial_Industrial - WA_Existing_Process_Natural Gas_Process Heating_E5 | F1 | Industrial | Industrial - WA | Existing | Process | Natural Gas | Process Heating | E5 | RVT - Cost of Equipment | 0 | 0 | 0 | 0 | 0 | 0 | 0 | 0 | 0 | 0 | 0 | 0 | 0 | 0 | 0 | 0 | 0 | 0 | 0 | 0 | 0 | 0 | 0 | 0 | 0 | 0 | 0
F1_Industrial_Industrial - WA_Existing_Process_Natural Gas_Process Heating_E6 | F1 | Industrial | Industrial - WA | Existing | Process | Natural Gas | Process Heating | E6 | RVT - Cost of Equipment | 0 | 0 | 0 | 0 | 0 | 0 | 0 | 0 | 0 | 0 | 0 | 0 | 0 | 0 | 0 | 0 | 0 | 0 | 0 | 0 | 0 | 0 | 0 | 0 | 0 | 0 | 0
F1_Industrial_Industrial - WA_Existing_Process_Natural Gas_Process Heating_E7 | F1 | Industrial | Industrial - WA | Existing | Process | Natural Gas | Process Heating | E7 | RVT - Cost of Equipment | 0 | 0 | 0 | 0 | 0 | 0 | 0 | 0 | 0 | 0 | 0 | 0 | 0 | 0 | 0 | 0 | 0 | 0 | 0 | 0 | 0 | 0 | 0 | 0 | 0 | 0 | 0
F1_Industrial_Industrial - WA_Existing_Process_Natural Gas_Process Heating_E8 | F1 | Industrial | Industrial - WA | Existing | Process | Natural Gas | Process Heating | E8 | RVT - Cost of Equipment | 0 | 0 | 0 | 0 | 0 | 0 | 0 | 0 | 0 | 0 | 0 | 0 | 0 | 0 | 0 | 0 | 0 | 0 | 0 | 0 | 0 | 0 | 0 | 0 | 0 | 0 | 0
F1_Industrial_Industrial - WA_Existing_Process_Natural Gas_Process Heating_E9 | F1 | Industrial | Industrial - WA | Existing | Process | Natural Gas | Process Heating | E9 | RVT - Cost of Equipment | 0 | 0 | 0 | 0 | 0 | 0 | 0 | 0 | 0 | 0 | 0 | 0 | 0 | 0 | 0 | 0 | 0 | 0 | 0 | 0 | 0 | 0 | 0 | 0 | 0 | 0 | 0
F1_Industrial_Industrial - WA_Existing_Process_Natural Gas_Process Heating_E10 | F1 | Industrial | Industrial - WA | Existing | Process | Natural Gas | Process Heating | E10 | RVT - Cost of Equipment | 0 | 0 | 0 | 0 | 0 | 0 | 0 | 0 | 0 | 0 | 0 | 0 | 0 | 0 | 0 | 0 | 0 | 0 | 0 | 0 | 0 | 0 | 0 | 0 | 0 | 0 | 0
F2_Industrial_Industrial - WA_Existing_Process_Natural Gas_Process Heating_E1 | F2 | Industrial | Industrial - WA | Existing | Process | Natural Gas | Process Heating | E1 | RVT - Cost of Operation | 152.1864 | 157.8395 | 165.8391 | 176.325 | 187.9653 | 200.2921 | 212.3252 | 223.5463 | 234.7121 | 240.4532 | 249.978 | 261.4082 | 272.7161 | 281.8517 | 289.4361 | 294.8215 | 299.4574 | 304.2857 | 307.8759 | 310.8783 | 313.7705 | 319.5823 | 325.198 | 329.9953 | 334.4795 | 338.6609 | 342.5498
F2_Industrial_Industrial - WA_Existing_Process_Natural Gas_Process Heating_E2 | F2 | Industrial | Industrial - WA | Existing | Process | Natural Gas | Process Heating | E2 | RVT - Cost of Operation | 0 | 0 | 0 | 0 | 0 | 0 | 0 | 0 | 0 | 0 | 0 | 0 | 0 | 0 | 0 | 0 | 0 | 0 | 0 | 0 | 0 | 0 | 0 | 0 | 0 | 0 | 0
F2_Industrial_Industrial - WA_Existing_Process_Natural Gas_Process Heating_E3 | F2 | Industrial | Industrial - WA | Existing | Process | Natural Gas | Process Heating | E3 | RVT - Cost of Operation | 0 | 0 | 0 | 0 | 0 | 0 | 0 | 0 | 0 | 0 | 0 | 0 | 0 | 0 | 0 | 0 | 0 | 0 | 0 | 0 | 0 | 0 | 0 | 0 | 0 | 0 | 0
F2_Industrial_Industrial - WA_Existing_Process_Natural Gas_Process Heating_E4 | F2 | Industrial | Industrial - WA | Existing | Process | Natural Gas | Process Heating | E4 | RVT - Cost of Operation | 0 | 0 | 0 | 0 | 0 | 0 | 0 | 0 | 0 | 0 | 0 | 0 | 0 | 0 | 0 | 0 | 0 | 0 | 0 | 0 | 0 | 0 | 0 | 0 | 0 | 0 | 0
F2_Industrial_Industrial - WA_Existing_Process_Natural Gas_Process Heating_E5 | F2 | Industrial | Industrial - WA | Existing | Process | Natural Gas | Process Heating | E5 | RVT - Cost of Operation | 0 | 0 | 0 | 0 | 0 | 0 | 0 | 0 | 0 | 0 | 0 | 0 | 0 | 0 | 0 | 0 | 0 | 0 | 0 | 0 | 0 | 0 | 0 | 0 | 0 | 0 | 0
F2_Industrial_Industrial - WA_Existing_Process_Natural Gas_Process Heating_E6 | F2 | Industrial | Industrial - WA | Existing | Process | Natural Gas | Process Heating | E6 | RVT - Cost of Operation | 0 | 0 | 0 | 0 | 0 | 0 | 0 | 0 | 0 | 0 | 0 | 0 | 0 | 0 | 0 | 0 | 0 | 0 | 0 | 0 | 0 | 0 | 0 | 0 | 0 | 0 | 0
F2_Industrial_Industrial - WA_Existing_Process_Natural Gas_Process Heating_E7 | F2 | Industrial | Industrial - WA | Existing | Process | Natural Gas | Process Heating | E7 | RVT - Cost of Operation | 0 | 0 | 0 | 0 | 0 | 0 | 0 | 0 | 0 | 0 | 0 | 0 | 0 | 0 | 0 | 0 | 0 | 0 | 0 | 0 | 0 | 0 | 0 | 0 | 0 | 0 | 0
F2_Industrial_Industrial - WA_Existing_Process_Natural Gas_Process Heating_E8 | F2 | Industrial | Industrial - WA | Existing | Process | Natural Gas | Process Heating | E8 | RVT - Cost of Operation | 0 | 0 | 0 | 0 | 0 | 0 | 0 | 0 | 0 | 0 | 0 | 0 | 0 | 0 | 0 | 0 | 0 | 0 | 0 | 0 | 0 | 0 | 0 | 0 | 0 | 0 | 0
F2_Industrial_Industrial - WA_Existing_Process_Natural Gas_Process Heating_E9 | F2 | Industrial | Industrial - WA | Existing | Process | Natural Gas | Process Heating | E9 | RVT - Cost of Operation | 0 | 0 | 0 | 0 | 0 | 0 | 0 | 0 | 0 | 0 | 0 | 0 | 0 | 0 | 0 | 0 | 0 | 0 | 0 | 0 | 0 | 0 | 0 | 0 | 0 | 0 | 0
F2_Industrial_Industrial - WA_Existing_Process_Natural Gas_Process Heating_E10 | F2 | Industrial | Industrial - WA | Existing | Process | Natural Gas | Process Heating | E10 | RVT - Cost of Operation | 0 | 0 | 0 | 0 | 0 | 0 | 0 | 0 | 0 | 0 | 0 | 0 | 0 | 0 | 0 | 0 | 0 | 0 | 0 | 0 | 0 | 0 | 0 | 0 | 0 | 0 | 0
F3_Industrial_Industrial - WA_Existing_Process_Natural Gas_Process Heating_E1 | F3 | Industrial | Industrial - WA | Existing | Process | Natural Gas | Process Heating | E1 | System - kBTUs of Consumption | 67500.2341 | 67500.2341 | 67500.2341 | 67500.2341 | 67500.2341 | 67500.2341 | 67500.2341 | 67500.2341 | 67500.2341 | 67500.2341 | 67500.2341 | 67500.2341 | 67500.2341 | 67500.2341 | 67500.2341 | 67500.2341 | 67500.2341 | 67500.2341 | 67500.2341 | 67500.2341 | 67500.2341 | 67500.2341 | 67500.2341 | 67500.2341 | 67500.2341 | 67500.2341 | 67500.2341
F3_Industrial_Industrial - WA_Existing_Process_Natural Gas_Process Heating_E2 | F3 | Industrial | Industrial - WA | Existing | Process | Natural Gas | Process Heating | E2 | System - kBTUs of Consumption | 0 | 0 | 0 | 0 | 0 | 0 | 0 | 0 | 0 | 0 | 0 | 0 | 0 | 0 | 0 | 0 | 0 | 0 | 0 | 0 | 0 | 0 | 0 | 0 | 0 | 0 | 0
F3_Industrial_Industrial - WA_Existing_Process_Natural Gas_Process Heating_E3 | F3 | Industrial | Industrial - WA | Existing | Process | Natural Gas | Process Heating | E3 | System - kBTUs of Consumption | 0 | 0 | 0 | 0 | 0 | 0 | 0 | 0 | 0 | 0 | 0 | 0 | 0 | 0 | 0 | 0 | 0 | 0 | 0 | 0 | 0 | 0 | 0 | 0 | 0 | 0 | 0
F3_Industrial_Industrial - WA_Existing_Process_Natural Gas_Process Heating_E4 | F3 | Industrial | Industrial - WA | Existing | Process | Natural Gas | Process Heating | E4 | System - kBTUs of Consumption | 0 | 0 | 0 | 0 | 0 | 0 | 0 | 0 | 0 | 0 | 0 | 0 | 0 | 0 | 0 | 0 | 0 | 0 | 0 | 0 | 0 | 0 | 0 | 0 | 0 | 0 | 0
F3_Industrial_Industrial - WA_Existing_Process_Natural Gas_Process Heating_E5 | F3 | Industrial | Industrial - WA | Existing | Process | Natural Gas | Process Heating | E5 | System - kBTUs of Consumption | 0 | 0 | 0 | 0 | 0 | 0 | 0 | 0 | 0 | 0 | 0 | 0 | 0 | 0 | 0 | 0 | 0 | 0 | 0 | 0 | 0 | 0 | 0 | 0 | 0 | 0 | 0
F3_Industrial_Industrial - WA_Existing_Process_Natural Gas_Process Heating_E6 | F3 | Industrial | Industrial - WA | Existing | Process | Natural Gas | Process Heating | E6 | System - kBTUs of Consumption | 0 | 0 | 0 | 0 | 0 | 0 | 0 | 0 | 0 | 0 | 0 | 0 | 0 | 0 | 0 | 0 | 0 | 0 | 0 | 0 | 0 | 0 | 0 | 0 | 0 | 0 | 0
F3_Industrial_Industrial - WA_Existing_Process_Natural Gas_Process Heating_E7 | F3 | Industrial | Industrial - WA | Existing | Process | Natural Gas | Process Heating | E7 | System - kBTUs of Consumption | 0 | 0 | 0 | 0 | 0 | 0 | 0 | 0 | 0 | 0 | 0 | 0 | 0 | 0 | 0 | 0 | 0 | 0 | 0 | 0 | 0 | 0 | 0 | 0 | 0 | 0 | 0
F3_Industrial_Industrial - WA_Existing_Process_Natural Gas_Process Heating_E8 | F3 | Industrial | Industrial - WA | Existing | Process | Natural Gas | Process Heating | E8 | System - kBTUs of Consumption | 0 | 0 | 0 | 0 | 0 | 0 | 0 | 0 | 0 | 0 | 0 | 0 | 0 | 0 | 0 | 0 | 0 | 0 | 0 | 0 | 0 | 0 | 0 | 0 | 0 | 0 | 0
F3_Industrial_Industrial - WA_Existing_Process_Natural Gas_Process Heating_E9 | F3 | Industrial | Industrial - WA | Existing | Process | Natural Gas | Process Heating | E9 | System - kBTUs of Consumption | 0 | 0 | 0 | 0 | 0 | 0 | 0 | 0 | 0 | 0 | 0 | 0 | 0 | 0 | 0 | 0 | 0 | 0 | 0 | 0 | 0 | 0 | 0 | 0 | 0 | 0 | 0
F3_Industrial_Industrial - WA_Existing_Process_Natural Gas_Process Heating_E10 | F3 | Industrial | Industrial - WA | Existing | Process | Natural Gas | Process Heating | E10 | System - kBTUs of Consumption | 0 | 0 | 0 | 0 | 0 | 0 | 0 | 0 | 0 | 0 | 0 | 0 | 0 | 0 | 0 | 0 | 0 | 0 | 0 | 0 | 0 | 0 | 0 | 0 | 0 | 0 | 0
F4_Industrial_Industrial - WA_Existing_Process_Natural Gas_Process Heating_E1 | F4 | Industrial | Industrial - WA | Existing | Process | Natural Gas | Process Heating | E1 | Utility - Cost of Equipment | 167.0037 | 167.0037 | 167.0037 | 167.0037 | 167.0037 | 167.0037 | 167.0037 | 167.0037 | 167.0037 | 167.0037 | 167.0037 | 167.0037 | 167.0037 | 167.0037 | 167.0037 | 167.0037 | 167.0037 | 167.0037 | 167.0037 | 167.0037 | 167.0037 | 167.0037 | 167.0037 | 167.0037 | 167.0037 | 167.0037 | 167.0037
F4_Industrial_Industrial - WA_Existing_Process_Natural Gas_Process Heating_E2 | F4 | Industrial | Industrial - WA | Existing | Process | Natural Gas | Process Heating | E2 | Utility - Cost of Equipment | 0 | 0 | 0 | 0 | 0 | 0 | 0 | 0 | 0 | 0 | 0 | 0 | 0 | 0 | 0 | 0 | 0 | 0 | 0 | 0 | 0 | 0 | 0 | 0 | 0 | 0 | 0
F4_Industrial_Industrial - WA_Existing_Process_Natural Gas_Process Heating_E3 | F4 | Industrial | Industrial - WA | Existing | Process | Natural Gas | Process Heating | E3 | Utility - Cost of Equipment | 0 | 0 | 0 | 0 | 0 | 0 | 0 | 0 | 0 | 0 | 0 | 0 | 0 | 0 | 0 | 0 | 0 | 0 | 0 | 0 | 0 | 0 | 0 | 0 | 0 | 0 | 0
F4_Industrial_Industrial - WA_Existing_Process_Natural Gas_Process Heating_E4 | F4 | Industrial | Industrial - WA | Existing | Process | Natural Gas | Process Heating | E4 | Utility - Cost of Equipment | 0 | 0 | 0 | 0 | 0 | 0 | 0 | 0 | 0 | 0 | 0 | 0 | 0 | 0 | 0 | 0 | 0 | 0 | 0 | 0 | 0 | 0 | 0 | 0 | 0 | 0 | 0
F4_Industrial_Industrial - WA_Existing_Process_Natural Gas_Process Heating_E5 | F4 | Industrial | Industrial - WA | Existing | Process | Natural Gas | Process Heating | E5 | Utility - Cost of Equipment | 0 | 0 | 0 | 0 | 0 | 0 | 0 | 0 | 0 | 0 | 0 | 0 | 0 | 0 | 0 | 0 | 0 | 0 | 0 | 0 | 0 | 0 | 0 | 0 | 0 | 0 | 0
F4_Industrial_Industrial - WA_Existing_Process_Natural Gas_Process Heating_E6 | F4 | Industrial | Industrial - WA | Existing | Process | Natural Gas | Process Heating | E6 | Utility - Cost of Equipment | 0 | 0 | 0 | 0 | 0 | 0 | 0 | 0 | 0 | 0 | 0 | 0 | 0 | 0 | 0 | 0 | 0 | 0 | 0 | 0 | 0 | 0 | 0 | 0 | 0 | 0 | 0
F4_Industrial_Industrial - WA_Existing_Process_Natural Gas_Process Heating_E7 | F4 | Industrial | Industrial - WA | Existing | Process | Natural Gas | Process Heating | E7 | Utility - Cost of Equipment | 0 | 0 | 0 | 0 | 0 | 0 | 0 | 0 | 0 | 0 | 0 | 0 | 0 | 0 | 0 | 0 | 0 | 0 | 0 | 0 | 0 | 0 | 0 | 0 | 0 | 0 | 0
F4_Industrial_Industrial - WA_Existing_Process_Natural Gas_Process Heating_E8 | F4 | Industrial | Industrial - WA | Existing | Process | Natural Gas | Process Heating | E8 | Utility - Cost of Equipment | 0 | 0 | 0 | 0 | 0 | 0 | 0 | 0 | 0 | 0 | 0 | 0 | 0 | 0 | 0 | 0 | 0 | 0 | 0 | 0 | 0 | 0 | 0 | 0 | 0 | 0 | 0
F4_Industrial_Industrial - WA_Existing_Process_Natural Gas_Process Heating_E9 | F4 | Industrial | Industrial - WA | Existing | Process | Natural Gas | Process Heating | E9 | Utility - Cost of Equipment | 0 | 0 | 0 | 0 | 0 | 0 | 0 | 0 | 0 | 0 | 0 | 0 | 0 | 0 | 0 | 0 | 0 | 0 | 0 | 0 | 0 | 0 | 0 | 0 | 0 | 0 | 0
F4_Industrial_Industrial - WA_Existing_Process_Natural Gas_Process Heating_E10 | F4 | Industrial | Industrial - WA | Existing | Process | Natural Gas | Process Heating | E10 | Utility - Cost of Equipment | 0 | 0 | 0 | 0 | 0 | 0 | 0 | 0 | 0 | 0 | 0 | 0 | 0 | 0 | 0 | 0 | 0 | 0 | 0 | 0 | 0 | 0 | 0 | 0 | 0 | 0 | 0
F5_Industrial_Industrial - WA_Existing_Process_Natural Gas_Process Heating_E1 | F5 | Industrial | Industrial - WA | Existing | Process | Natural Gas | Process Heating | E1 | Utility - Cost of Operation | 126.822 | 131.5329 | 138.5492 | 148.0395 | 158.9634 | 171.0182 | 183.4776 | 196.013 | 209.3599 | 218.5939 | 227.2527 | 237.6438 | 247.9237 | 256.5 | 263.98 | 269.824 | 275.402 | 281.628 | 287.2647 | 292.9725 | 298.8291 | 304.364 | 309.7124 | 314.2813 | 318.5519 | 322.5342 | 326.2379
F5_Industrial_Industrial - WA_Existing_Process_Natural Gas_Process Heating_E2 | F5 | Industrial | Industrial - WA | Existing | Process | Natural Gas | Process Heating | E2 | Utility - Cost of Operation | 0 | 0 | 0 | 0 | 0 | 0 | 0 | 0 | 0 | 0 | 0 | 0 | 0 | 0 | 0 | 0 | 0 | 0 | 0 | 0 | 0 | 0 | 0 | 0 | 0 | 0 | 0
F5_Industrial_Industrial - WA_Existing_Process_Natural Gas_Process Heating_E3 | F5 | Industrial | Industrial - WA | Existing | Process | Natural Gas | Process Heating | E3 | Utility - Cost of Operation | 0 | 0 | 0 | 0 | 0 | 0 | 0 | 0 | 0 | 0 | 0 | 0 | 0 | 0 | 0 | 0 | 0 | 0 | 0 | 0 | 0 | 0 | 0 | 0 | 0 | 0 | 0
F5_Industrial_Industrial - WA_Existing_Process_Natural Gas_Process Heating_E4 | F5 | Industrial | Industrial - WA | Existing | Process | Natural Gas | Process Heating | E4 | Utility - Cost of Operation | 0 | 0 | 0 | 0 | 0 | 0 | 0 | 0 | 0 | 0 | 0 | 0 | 0 | 0 | 0 | 0 | 0 | 0 | 0 | 0 | 0 | 0 | 0 | 0 | 0 | 0 | 0
F5_Industrial_Industrial - WA_Existing_Process_Natural Gas_Process Heating_E5 | F5 | Industrial | Industrial - WA | Existing | Process | Natural Gas | Process Heating | E5 | Utility - Cost of Operation | 0 | 0 | 0 | 0 | 0 | 0 | 0 | 0 | 0 | 0 | 0 | 0 | 0 | 0 | 0 | 0 | 0 | 0 | 0 | 0 | 0 | 0 | 0 | 0 | 0 | 0 | 0
F5_Industrial_Industrial - WA_Existing_Process_Natural Gas_Process Heating_E6 | F5 | Industrial | Industrial - WA | Existing | Process | Natural Gas | Process Heating | E6 | Utility - Cost of Operation | 0 | 0 | 0 | 0 | 0 | 0 | 0 | 0 | 0 | 0 | 0 | 0 | 0 | 0 | 0 | 0 | 0 | 0 | 0 | 0 | 0 | 0 | 0 | 0 | 0 | 0 | 0
F5_Industrial_Industrial - WA_Existing_Process_Natural Gas_Process Heating_E7 | F5 | Industrial | Industrial - WA | Existing | Process | Natural Gas | Process Heating | E7 | Utility - Cost of Operation | 0 | 0 | 0 | 0 | 0 | 0 | 0 | 0 | 0 | 0 | 0 | 0 | 0 | 0 | 0 | 0 | 0 | 0 | 0 | 0 | 0 | 0 | 0 | 0 | 0 | 0 | 0
F5_Industrial_Industrial - WA_Existing_Process_Natural Gas_Process Heating_E8 | F5 | Industrial | Industrial - WA | Existing | Process | Natural Gas | Process Heating | E8 | Utility - Cost of Operation | 0 | 0 | 0 | 0 | 0 | 0 | 0 | 0 | 0 | 0 | 0 | 0 | 0 | 0 | 0 | 0 | 0 | 0 | 0 | 0 | 0 | 0 | 0 | 0 | 0 | 0 | 0
F5_Industrial_Industrial - WA_Existing_Process_Natural Gas_Process Heating_E9 | F5 | Industrial | Industrial - WA | Existing | Process | Natural Gas | Process Heating | E9 | Utility - Cost of Operation | 0 | 0 | 0 | 0 | 0 | 0 | 0 | 0 | 0 | 0 | 0 | 0 | 0 | 0 | 0 | 0 | 0 | 0 | 0 | 0 | 0 | 0 | 0 | 0 | 0 | 0 | 0
F5_Industrial_Industrial - WA_Existing_Process_Natural Gas_Process Heating_E10 | F5 | Industrial | Industrial - WA | Existing | Process | Natural Gas | Process Heating | E10 | Utility - Cost of Operation | 0 | 0 | 0 | 0 | 0 | 0 | 0 | 0 | 0 | 0 | 0 | 0 | 0 | 0 | 0 | 0 | 0 | 0 | 0 | 0 | 0 | 0 | 0 | 0 | 0 | 0 | 0
F6_Industrial_Industrial - WA_Existing_Process_Natural Gas_Process Heating_E1 | F6 | Industrial | Industrial - WA | Existing | Process | Natural Gas | Process Heating | E1 | Utility - Value of Sales | 152.1864 | 157.8395 | 165.8391 | 176.325 | 187.9653 | 200.2921 | 212.3252 | 223.5463 | 234.7121 | 240.4532 | 249.978 | 261.4082 | 272.7161 | 281.8517 | 289.4361 | 294.8215 | 299.4574 | 304.2857 | 307.8759 | 310.8783 | 313.7705 | 319.5823 | 325.198 | 329.9953 | 334.4795 | 338.6609 | 342.5498
F6_Industrial_Industrial - WA_Existing_Process_Natural Gas_Process Heating_E2 | F6 | Industrial | Industrial - WA | Existing | Process | Natural Gas | Process Heating | E2 | Utility - Value of Sales | 0 | 0 | 0 | 0 | 0 | 0 | 0 | 0 | 0 | 0 | 0 | 0 | 0 | 0 | 0 | 0 | 0 | 0 | 0 | 0 | 0 | 0 | 0 | 0 | 0 | 0 | 0
F6_Industrial_Industrial - WA_Existing_Process_Natural Gas_Process Heating_E3 | F6 | Industrial | Industrial - WA | Existing | Process | Natural Gas | Process Heating | E3 | Utility - Value of Sales | 0 | 0 | 0 | 0 | 0 | 0 | 0 | 0 | 0 | 0 | 0 | 0 | 0 | 0 | 0 | 0 | 0 | 0 | 0 | 0 | 0 | 0 | 0 | 0 | 0 | 0 | 0
F6_Industrial_Industrial - WA_Existing_Process_Natural Gas_Process Heating_E4 | F6 | Industrial | Industrial - WA | Existing | Process | Natural Gas | Process Heating | E4 | Utility - Value of Sales | 0 | 0 | 0 | 0 | 0 | 0 | 0 | 0 | 0 | 0 | 0 | 0 | 0 | 0 | 0 | 0 | 0 | 0 | 0 | 0 | 0 | 0 | 0 | 0 | 0 | 0 | 0
F6_Industrial_Industrial - WA_Existing_Process_Natural Gas_Process Heating_E5 | F6 | Industrial | Industrial - WA | Existing | Process | Natural Gas | Process Heating | E5 | Utility - Value of Sales | 0 | 0 | 0 | 0 | 0 | 0 | 0 | 0 | 0 | 0 | 0 | 0 | 0 | 0 | 0 | 0 | 0 | 0 | 0 | 0 | 0 | 0 | 0 | 0 | 0 | 0 | 0
F6_Industrial_Industrial - WA_Existing_Process_Natural Gas_Process Heating_E6 | F6 | Industrial | Industrial - WA | Existing | Process | Natural Gas | Process Heating | E6 | Utility - Value of Sales | 0 | 0 | 0 | 0 | 0 | 0 | 0 | 0 | 0 | 0 | 0 | 0 | 0 | 0 | 0 | 0 | 0 | 0 | 0 | 0 | 0 | 0 | 0 | 0 | 0 | 0 | 0
F6_Industrial_Industrial - WA_Existing_Process_Natural Gas_Process Heating_E7 | F6 | Industrial | Industrial - WA | Existing | Process | Natural Gas | Process Heating | E7 | Utility - Value of Sales | 0 | 0 | 0 | 0 | 0 | 0 | 0 | 0 | 0 | 0 | 0 | 0 | 0 | 0 | 0 | 0 | 0 | 0 | 0 | 0 | 0 | 0 | 0 | 0 | 0 | 0 | 0
F6_Industrial_Industrial - WA_Existing_Process_Natural Gas_Process Heating_E8 | F6 | Industrial | Industrial - WA | Existing | Process | Natural Gas | Process Heating | E8 | Utility - Value of Sales | 0 | 0 | 0 | 0 | 0 | 0 | 0 | 0 | 0 | 0 | 0 | 0 | 0 | 0 | 0 | 0 | 0 | 0 | 0 | 0 | 0 | 0 | 0 | 0 | 0 | 0 | 0
F6_Industrial_Industrial - WA_Existing_Process_Natural Gas_Process Heating_E9 | F6 | Industrial | Industrial - WA | Existing | Process | Natural Gas | Process Heating | E9 | Utility - Value of Sales | 0 | 0 | 0 | 0 | 0 | 0 | 0 | 0 | 0 | 0 | 0 | 0 | 0 | 0 | 0 | 0 | 0 | 0 | 0 | 0 | 0 | 0 | 0 | 0 | 0 | 0 | 0
F6_Industrial_Industrial - WA_Existing_Process_Natural Gas_Process Heating_E10 | F6 | Industrial | Industrial - WA | Existing | Process | Natural Gas | Process Heating | E10 | Utility - Value of Sales | 0 | 0 | 0 | 0 | 0 | 0 | 0 | 0 | 0 | 0 | 0 | 0 | 0 | 0 | 0 | 0 | 0 | 0 | 0 | 0 | 0 | 0 | 0 | 0 | 0 | 0 | 0
F1_Industrial_Industrial - WA_Existing_Process_Natural Gas_Process Cooling_E1 | F1 | Industrial | Industrial - WA | Existing | Process | Natural Gas | Process Cooling | E1 | RVT - Cost of Equipment | 1.9384 | 1.9384 | 1.9384 | 1.9384 | 1.9384 | 1.9384 | 1.9384 | 1.9384 | 1.9384 | 1.9384 | 1.9384 | 1.9384 | 1.9384 | 1.9384 | 1.9384 | 1.9384 | 1.9384 | 1.9384 | 1.9384 | 1.9384 | 1.9384 | 1.9384 | 1.9384 | 1.9384 | 1.9384 | 1.9384 | 1.9384
F1_Industrial_Industrial - WA_Existing_Process_Natural Gas_Process Cooling_E2 | F1 | Industrial | Industrial - WA | Existing | Process | Natural Gas | Process Cooling | E2 | RVT - Cost of Equipment | 0 | 0 | 0 | 0 | 0 | 0 | 0 | 0 | 0 | 0 | 0 | 0 | 0 | 0 | 0 | 0 | 0 | 0 | 0 | 0 | 0 | 0 | 0 | 0 | 0 | 0 | 0
F1_Industrial_Industrial - WA_Existing_Process_Natural Gas_Process Cooling_E3 | F1 | Industrial | Industrial - WA | Existing | Process | Natural Gas | Process Cooling | E3 | RVT - Cost of Equipment | 0 | 0 | 0 | 0 | 0 | 0 | 0 | 0 | 0 | 0 | 0 | 0 | 0 | 0 | 0 | 0 | 0 | 0 | 0 | 0 | 0 | 0 | 0 | 0 | 0 | 0 | 0
F1_Industrial_Industrial - WA_Existing_Process_Natural Gas_Process Cooling_E4 | F1 | Industrial | Industrial - WA | Existing | Process | Natural Gas | Process Cooling | E4 | RVT - Cost of Equipment | 0 | 0 | 0 | 0 | 0 | 0 | 0 | 0 | 0 | 0 | 0 | 0 | 0 | 0 | 0 | 0 | 0 | 0 | 0 | 0 | 0 | 0 | 0 | 0 | 0 | 0 | 0
F1_Industrial_Industrial - WA_Existing_Process_Natural Gas_Process Cooling_E5 | F1 | Industrial | Industrial - WA | Existing | Process | Natural Gas | Process Cooling | E5 | RVT - Cost of Equipment | 0 | 0 | 0 | 0 | 0 | 0 | 0 | 0 | 0 | 0 | 0 | 0 | 0 | 0 | 0 | 0 | 0 | 0 | 0 | 0 | 0 | 0 | 0 | 0 | 0 | 0 | 0
F1_Industrial_Industrial - WA_Existing_Process_Natural Gas_Process Cooling_E6 | F1 | Industrial | Industrial - WA | Existing | Process | Natural Gas | Process Cooling | E6 | RVT - Cost of Equipment | 0 | 0 | 0 | 0 | 0 | 0 | 0 | 0 | 0 | 0 | 0 | 0 | 0 | 0 | 0 | 0 | 0 | 0 | 0 | 0 | 0 | 0 | 0 | 0 | 0 | 0 | 0
F1_Industrial_Industrial - WA_Existing_Process_Natural Gas_Process Cooling_E7 | F1 | Industrial | Industrial - WA | Existing | Process | Natural Gas | Process Cooling | E7 | RVT - Cost of Equipment | 0 | 0 | 0 | 0 | 0 | 0 | 0 | 0 | 0 | 0 | 0 | 0 | 0 | 0 | 0 | 0 | 0 | 0 | 0 | 0 | 0 | 0 | 0 | 0 | 0 | 0 | 0
F1_Industrial_Industrial - WA_Existing_Process_Natural Gas_Process Cooling_E8 | F1 | Industrial | Industrial - WA | Existing | Process | Natural Gas | Process Cooling | E8 | RVT - Cost of Equipment | 0 | 0 | 0 | 0 | 0 | 0 | 0 | 0 | 0 | 0 | 0 | 0 | 0 | 0 | 0 | 0 | 0 | 0 | 0 | 0 | 0 | 0 | 0 | 0 | 0 | 0 | 0
F1_Industrial_Industrial - WA_Existing_Process_Natural Gas_Process Cooling_E9 | F1 | Industrial | Industrial - WA | Existing | Process | Natural Gas | Process Cooling | E9 | RVT - Cost of Equipment | 0 | 0 | 0 | 0 | 0 | 0 | 0 | 0 | 0 | 0 | 0 | 0 | 0 | 0 | 0 | 0 | 0 | 0 | 0 | 0 | 0 | 0 | 0 | 0 | 0 | 0 | 0
F1_Industrial_Industrial - WA_Existing_Process_Natural Gas_Process Cooling_E10 | F1 | Industrial | Industrial - WA | Existing | Process | Natural Gas | Process Cooling | E10 | RVT - Cost of Equipment | 0 | 0 | 0 | 0 | 0 | 0 | 0 | 0 | 0 | 0 | 0 | 0 | 0 | 0 | 0 | 0 | 0 | 0 | 0 | 0 | 0 | 0 | 0 | 0 | 0 | 0 | 0
F2_Industrial_Industrial - WA_Existing_Process_Natural Gas_Process Cooling_E1 | F2 | Industrial | Industrial - WA | Existing | Process | Natural Gas | Process Cooling | E1 | RVT - Cost of Operation | 1.7664 | 1.8321 | 1.9249 | 2.0466 | 2.1817 | 2.3248 | 2.4645 | 2.5947 | 2.7243 | 2.791 | 2.9015 | 3.0342 | 3.1655 | 3.2715 | 3.3595 | 3.422 | 3.4758 | 3.5319 | 3.5736 | 3.6084 | 3.642 | 3.7094 | 3.7746 | 3.8303 | 3.8824 | 3.9309 | 3.976
F2_Industrial_Industrial - WA_Existing_Process_Natural Gas_Process Cooling_E2 | F2 | Industrial | Industrial - WA | Existing | Process | Natural Gas | Process Cooling | E2 | RVT - Cost of Operation | 0 | 0 | 0 | 0 | 0 | 0 | 0 | 0 | 0 | 0 | 0 | 0 | 0 | 0 | 0 | 0 | 0 | 0 | 0 | 0 | 0 | 0 | 0 | 0 | 0 | 0 | 0
F2_Industrial_Industrial - WA_Existing_Process_Natural Gas_Process Cooling_E3 | F2 | Industrial | Industrial - WA | Existing | Process | Natural Gas | Process Cooling | E3 | RVT - Cost of Operation | 0 | 0 | 0 | 0 | 0 | 0 | 0 | 0 | 0 | 0 | 0 | 0 | 0 | 0 | 0 | 0 | 0 | 0 | 0 | 0 | 0 | 0 | 0 | 0 | 0 | 0 | 0
F2_Industrial_Industrial - WA_Existing_Process_Natural Gas_Process Cooling_E4 | F2 | Industrial | Industrial - WA | Existing | Process | Natural Gas | Process Cooling | E4 | RVT - Cost of Operation | 0 | 0 | 0 | 0 | 0 | 0 | 0 | 0 | 0 | 0 | 0 | 0 | 0 | 0 | 0 | 0 | 0 | 0 | 0 | 0 | 0 | 0 | 0 | 0 | 0 | 0 | 0
F2_Industrial_Industrial - WA_Existing_Process_Natural Gas_Process Cooling_E5 | F2 | Industrial | Industrial - WA | Existing | Process | Natural Gas | Process Cooling | E5 | RVT - Cost of Operation | 0 | 0 | 0 | 0 | 0 | 0 | 0 | 0 | 0 | 0 | 0 | 0 | 0 | 0 | 0 | 0 | 0 | 0 | 0 | 0 | 0 | 0 | 0 | 0 | 0 | 0 | 0
F2_Industrial_Industrial - WA_Existing_Process_Natural Gas_Process Cooling_E6 | F2 | Industrial | Industrial - WA | Existing | Process | Natural Gas | Process Cooling | E6 | RVT - Cost of Operation | 0 | 0 | 0 | 0 | 0 | 0 | 0 | 0 | 0 | 0 | 0 | 0 | 0 | 0 | 0 | 0 | 0 | 0 | 0 | 0 | 0 | 0 | 0 | 0 | 0 | 0 | 0
F2_Industrial_Industrial - WA_Existing_Process_Natural Gas_Process Cooling_E7 | F2 | Industrial | Industrial - WA | Existing | Process | Natural Gas | Process Cooling | E7 | RVT - Cost of Operation | 0 | 0 | 0 | 0 | 0 | 0 | 0 | 0 | 0 | 0 | 0 | 0 | 0 | 0 | 0 | 0 | 0 | 0 | 0 | 0 | 0 | 0 | 0 | 0 | 0 | 0 | 0
F2_Industrial_Industrial - WA_Existing_Process_Natural Gas_Process Cooling_E8 | F2 | Industrial | Industrial - WA | Existing | Process | Natural Gas | Process Cooling | E8 | RVT - Cost of Operation | 0 | 0 | 0 | 0 | 0 | 0 | 0 | 0 | 0 | 0 | 0 | 0 | 0 | 0 | 0 | 0 | 0 | 0 | 0 | 0 | 0 | 0 | 0 | 0 | 0 | 0 | 0
F2_Industrial_Industrial - WA_Existing_Process_Natural Gas_Process Cooling_E9 | F2 | Industrial | Industrial - WA | Existing | Process | Natural Gas | Process Cooling | E9 | RVT - Cost of Operation | 0 | 0 | 0 | 0 | 0 | 0 | 0 | 0 | 0 | 0 | 0 | 0 | 0 | 0 | 0 | 0 | 0 | 0 | 0 | 0 | 0 | 0 | 0 | 0 | 0 | 0 | 0
F2_Industrial_Industrial - WA_Existing_Process_Natural Gas_Process Cooling_E10 | F2 | Industrial | Industrial - WA | Existing | Process | Natural Gas | Process Cooling | E10 | RVT - Cost of Operation | 0 | 0 | 0 | 0 | 0 | 0 | 0 | 0 | 0 | 0 | 0 | 0 | 0 | 0 | 0 | 0 | 0 | 0 | 0 | 0 | 0 | 0 | 0 | 0 | 0 | 0 | 0
F3_Industrial_Industrial - WA_Existing_Process_Natural Gas_Process Cooling_E1 | F3 | Industrial | Industrial - WA | Existing | Process | Natural Gas | Process Cooling | E1 | System - kBTUs of Consumption | 783.4849 | 783.4849 | 783.4849 | 783.4849 | 783.4849 | 783.4849 | 783.4849 | 783.4849 | 783.4849 | 783.4849 | 783.4849 | 783.4849 | 783.4849 | 783.4849 | 783.4849 | 783.4849 | 783.4849 | 783.4849 | 783.4849 | 783.4849 | 783.4849 | 783.4849 | 783.4849 | 783.4849 | 783.4849 | 783.4849 | 783.4849
F3_Industrial_Industrial - WA_Existing_Process_Natural Gas_Process Cooling_E2 | F3 | Industrial | Industrial - WA | Existing | Process | Natural Gas | Process Cooling | E2 | System - kBTUs of Consumption | 0 | 0 | 0 | 0 | 0 | 0 | 0 | 0 | 0 | 0 | 0 | 0 | 0 | 0 | 0 | 0 | 0 | 0 | 0 | 0 | 0 | 0 | 0 | 0 | 0 | 0 | 0
F3_Industrial_Industrial - WA_Existing_Process_Natural Gas_Process Cooling_E3 | F3 | Industrial | Industrial - WA | Existing | Process | Natural Gas | Process Cooling | E3 | System - kBTUs of Consumption | 0 | 0 | 0 | 0 | 0 | 0 | 0 | 0 | 0 | 0 | 0 | 0 | 0 | 0 | 0 | 0 | 0 | 0 | 0 | 0 | 0 | 0 | 0 | 0 | 0 | 0 | 0
F3_Industrial_Industrial - WA_Existing_Process_Natural Gas_Process Cooling_E4 | F3 | Industrial | Industrial - WA | Existing | Process | Natural Gas | Process Cooling | E4 | System - kBTUs of Consumption | 0 | 0 | 0 | 0 | 0 | 0 | 0 | 0 | 0 | 0 | 0 | 0 | 0 | 0 | 0 | 0 | 0 | 0 | 0 | 0 | 0 | 0 | 0 | 0 | 0 | 0 | 0
F3_Industrial_Industrial - WA_Existing_Process_Natural Gas_Process Cooling_E5 | F3 | Industrial | Industrial - WA | Existing | Process | Natural Gas | Process Cooling | E5 | System - kBTUs of Consumption | 0 | 0 | 0 | 0 | 0 | 0 | 0 | 0 | 0 | 0 | 0 | 0 | 0 | 0 | 0 | 0 | 0 | 0 | 0 | 0 | 0 | 0 | 0 | 0 | 0 | 0 | 0
F3_Industrial_Industrial - WA_Existing_Process_Natural Gas_Process Cooling_E6 | F3 | Industrial | Industrial - WA | Existing | Process | Natural Gas | Process Cooling | E6 | System - kBTUs of Consumption | 0 | 0 | 0 | 0 | 0 | 0 | 0 | 0 | 0 | 0 | 0 | 0 | 0 | 0 | 0 | 0 | 0 | 0 | 0 | 0 | 0 | 0 | 0 | 0 | 0 | 0 | 0
F3_Industrial_Industrial - WA_Existing_Process_Natural Gas_Process Cooling_E7 | F3 | Industrial | Industrial - WA | Existing | Process | Natural Gas | Process Cooling | E7 | System - kBTUs of Consumption | 0 | 0 | 0 | 0 | 0 | 0 | 0 | 0 | 0 | 0 | 0 | 0 | 0 | 0 | 0 | 0 | 0 | 0 | 0 | 0 | 0 | 0 | 0 | 0 | 0 | 0 | 0
F3_Industrial_Industrial - WA_Existing_Process_Natural Gas_Process Cooling_E8 | F3 | Industrial | Industrial - WA | Existing | Process | Natural Gas | Process Cooling | E8 | System - kBTUs of Consumption | 0 | 0 | 0 | 0 | 0 | 0 | 0 | 0 | 0 | 0 | 0 | 0 | 0 | 0 | 0 | 0 | 0 | 0 | 0 | 0 | 0 | 0 | 0 | 0 | 0 | 0 | 0
F3_Industrial_Industrial - WA_Existing_Process_Natural Gas_Process Cooling_E9 | F3 | Industrial | Industrial - WA | Existing | Process | Natural Gas | Process Cooling | E9 | System - kBTUs of Consumption | 0 | 0 | 0 | 0 | 0 | 0 | 0 | 0 | 0 | 0 | 0 | 0 | 0 | 0 | 0 | 0 | 0 | 0 | 0 | 0 | 0 | 0 | 0 | 0 | 0 | 0 | 0
F3_Industrial_Industrial - WA_Existing_Process_Natural Gas_Process Cooling_E10 | F3 | Industrial | Industrial - WA | Existing | Process | Natural Gas | Process Cooling | E10 | System - kBTUs of Consumption | 0 | 0 | 0 | 0 | 0 | 0 | 0 | 0 | 0 | 0 | 0 | 0 | 0 | 0 | 0 | 0 | 0 | 0 | 0 | 0 | 0 | 0 | 0 | 0 | 0 | 0 | 0
F4_Industrial_Industrial - WA_Existing_Process_Natural Gas_Process Cooling_E1 | F4 | Industrial | Industrial - WA | Existing | Process | Natural Gas | Process Cooling | E1 | Utility - Cost of Equipment | 1.9384 | 1.9384 | 1.9384 | 1.9384 | 1.9384 | 1.9384 | 1.9384 | 1.9384 | 1.9384 | 1.9384 | 1.9384 | 1.9384 | 1.9384 | 1.9384 | 1.9384 | 1.9384 | 1.9384 | 1.9384 | 1.9384 | 1.9384 | 1.9384 | 1.9384 | 1.9384 | 1.9384 | 1.9384 | 1.9384 | 1.9384
F4_Industrial_Industrial - WA_Existing_Process_Natural Gas_Process Cooling_E2 | F4 | Industrial | Industrial - WA | Existing | Process | Natural Gas | Process Cooling | E2 | Utility - Cost of Equipment | 0 | 0 | 0 | 0 | 0 | 0 | 0 | 0 | 0 | 0 | 0 | 0 | 0 | 0 | 0 | 0 | 0 | 0 | 0 | 0 | 0 | 0 | 0 | 0 | 0 | 0 | 0
F4_Industrial_Industrial - WA_Existing_Process_Natural Gas_Process Cooling_E3 | F4 | Industrial | Industrial - WA | Existing | Process | Natural Gas | Process Cooling | E3 | Utility - Cost of Equipment | 0 | 0 | 0 | 0 | 0 | 0 | 0 | 0 | 0 | 0 | 0 | 0 | 0 | 0 | 0 | 0 | 0 | 0 | 0 | 0 | 0 | 0 | 0 | 0 | 0 | 0 | 0
F4_Industrial_Industrial - WA_Existing_Process_Natural Gas_Process Cooling_E4 | F4 | Industrial | Industrial - WA | Existing | Process | Natural Gas | Process Cooling | E4 | Utility - Cost of Equipment | 0 | 0 | 0 | 0 | 0 | 0 | 0 | 0 | 0 | 0 | 0 | 0 | 0 | 0 | 0 | 0 | 0 | 0 | 0 | 0 | 0 | 0 | 0 | 0 | 0 | 0 | 0
F4_Industrial_Industrial - WA_Existing_Process_Natural Gas_Process Cooling_E5 | F4 | Industrial | Industrial - WA | Existing | Process | Natural Gas | Process Cooling | E5 | Utility - Cost of Equipment | 0 | 0 | 0 | 0 | 0 | 0 | 0 | 0 | 0 | 0 | 0 | 0 | 0 | 0 | 0 | 0 | 0 | 0 | 0 | 0 | 0 | 0 | 0 | 0 | 0 | 0 | 0
F4_Industrial_Industrial - WA_Existing_Process_Natural Gas_Process Cooling_E6 | F4 | Industrial | Industrial - WA | Existing | Process | Natural Gas | Process Cooling | E6 | Utility - Cost of Equipment | 0 | 0 | 0 | 0 | 0 | 0 | 0 | 0 | 0 | 0 | 0 | 0 | 0 | 0 | 0 | 0 | 0 | 0 | 0 | 0 | 0 | 0 | 0 | 0 | 0 | 0 | 0
F4_Industrial_Industrial - WA_Existing_Process_Natural Gas_Process Cooling_E7 | F4 | Industrial | Industrial - WA | Existing | Process | Natural Gas | Process Cooling | E7 | Utility - Cost of Equipment | 0 | 0 | 0 | 0 | 0 | 0 | 0 | 0 | 0 | 0 | 0 | 0 | 0 | 0 | 0 | 0 | 0 | 0 | 0 | 0 | 0 | 0 | 0 | 0 | 0 | 0 | 0
F4_Industrial_Industrial - WA_Existing_Process_Natural Gas_Process Cooling_E8 | F4 | Industrial | Industrial - WA | Existing | Process | Natural Gas | Process Cooling | E8 | Utility - Cost of Equipment | 0 | 0 | 0 | 0 | 0 | 0 | 0 | 0 | 0 | 0 | 0 | 0 | 0 | 0 | 0 | 0 | 0 | 0 | 0 | 0 | 0 | 0 | 0 | 0 | 0 | 0 | 0
F4_Industrial_Industrial - WA_Existing_Process_Natural Gas_Process Cooling_E9 | F4 | Industrial | Industrial - WA | Existing | Process | Natural Gas | Process Cooling | E9 | Utility - Cost of Equipment | 0 | 0 | 0 | 0 | 0 | 0 | 0 | 0 | 0 | 0 | 0 | 0 | 0 | 0 | 0 | 0 | 0 | 0 | 0 | 0 | 0 | 0 | 0 | 0 | 0 | 0 | 0
F4_Industrial_Industrial - WA_Existing_Process_Natural Gas_Process Cooling_E10 | F4 | Industrial | Industrial - WA | Existing | Process | Natural Gas | Process Cooling | E10 | Utility - Cost of Equipment | 0 | 0 | 0 | 0 | 0 | 0 | 0 | 0 | 0 | 0 | 0 | 0 | 0 | 0 | 0 | 0 | 0 | 0 | 0 | 0 | 0 | 0 | 0 | 0 | 0 | 0 | 0
F5_Industrial_Industrial - WA_Existing_Process_Natural Gas_Process Cooling_E1 | F5 | Industrial | Industrial - WA | Existing | Process | Natural Gas | Process Cooling | E1 | Utility - Cost of Operation | 1.472 | 1.5267 | 1.6082 | 1.7183 | 1.8451 | 1.985 | 2.1297 | 2.2752 | 2.4301 | 2.5373 | 2.6378 | 2.7584 | 2.8777 | 2.9772 | 3.0641 | 3.1319 | 3.1966 | 3.2689 | 3.3343 | 3.4006 | 3.4686 | 3.5328 | 3.5949 | 3.6479 | 3.6975 | 3.7437 | 3.7867
F5_Industrial_Industrial - WA_Existing_Process_Natural Gas_Process Cooling_E2 | F5 | Industrial | Industrial - WA | Existing | Process | Natural Gas | Process Cooling | E2 | Utility - Cost of Operation | 0 | 0 | 0 | 0 | 0 | 0 | 0 | 0 | 0 | 0 | 0 | 0 | 0 | 0 | 0 | 0 | 0 | 0 | 0 | 0 | 0 | 0 | 0 | 0 | 0 | 0 | 0
F5_Industrial_Industrial - WA_Existing_Process_Natural Gas_Process Cooling_E3 | F5 | Industrial | Industrial - WA | Existing | Process | Natural Gas | Process Cooling | E3 | Utility - Cost of Operation | 0 | 0 | 0 | 0 | 0 | 0 | 0 | 0 | 0 | 0 | 0 | 0 | 0 | 0 | 0 | 0 | 0 | 0 | 0 | 0 | 0 | 0 | 0 | 0 | 0 | 0 | 0
F5_Industrial_Industrial - WA_Existing_Process_Natural Gas_Process Cooling_E4 | F5 | Industrial | Industrial - WA | Existing | Process | Natural Gas | Process Cooling | E4 | Utility - Cost of Operation | 0 | 0 | 0 | 0 | 0 | 0 | 0 | 0 | 0 | 0 | 0 | 0 | 0 | 0 | 0 | 0 | 0 | 0 | 0 | 0 | 0 | 0 | 0 | 0 | 0 | 0 | 0
F5_Industrial_Industrial - WA_Existing_Process_Natural Gas_Process Cooling_E5 | F5 | Industrial | Industrial - WA | Existing | Process | Natural Gas | Process Cooling | E5 | Utility - Cost of Operation | 0 | 0 | 0 | 0 | 0 | 0 | 0 | 0 | 0 | 0 | 0 | 0 | 0 | 0 | 0 | 0 | 0 | 0 | 0 | 0 | 0 | 0 | 0 | 0 | 0 | 0 | 0
F5_Industrial_Industrial - WA_Existing_Process_Natural Gas_Process Cooling_E6 | F5 | Industrial | Industrial - WA | Existing | Process | Natural Gas | Process Cooling | E6 | Utility - Cost of Operation | 0 | 0 | 0 | 0 | 0 | 0 | 0 | 0 | 0 | 0 | 0 | 0 | 0 | 0 | 0 | 0 | 0 | 0 | 0 | 0 | 0 | 0 | 0 | 0 | 0 | 0 | 0
F5_Industrial_Industrial - WA_Existing_Process_Natural Gas_Process Cooling_E7 | F5 | Industrial | Industrial - WA | Existing | Process | Natural Gas | Process Cooling | E7 | Utility - Cost of Operation | 0 | 0 | 0 | 0 | 0 | 0 | 0 | 0 | 0 | 0 | 0 | 0 | 0 | 0 | 0 | 0 | 0 | 0 | 0 | 0 | 0 | 0 | 0 | 0 | 0 | 0 | 0
F5_Industrial_Industrial - WA_Existing_Process_Natural Gas_Process Cooling_E8 | F5 | Industrial | Industrial - WA | Existing | Process | Natural Gas | Process Cooling | E8 | Utility - Cost of Operation | 0 | 0 | 0 | 0 | 0 | 0 | 0 | 0 | 0 | 0 | 0 | 0 | 0 | 0 | 0 | 0 | 0 | 0 | 0 | 0 | 0 | 0 | 0 | 0 | 0 | 0 | 0
F5_Industrial_Industrial - WA_Existing_Process_Natural Gas_Process Cooling_E9 | F5 | Industrial | Industrial - WA | Existing | Process | Natural Gas | Process Cooling | E9 | Utility - Cost of Operation | 0 | 0 | 0 | 0 | 0 | 0 | 0 | 0 | 0 | 0 | 0 | 0 | 0 | 0 | 0 | 0 | 0 | 0 | 0 | 0 | 0 | 0 | 0 | 0 | 0 | 0 | 0
F5_Industrial_Industrial - WA_Existing_Process_Natural Gas_Process Cooling_E10 | F5 | Industrial | Industrial - WA | Existing | Process | Natural Gas | Process Cooling | E10 | Utility - Cost of Operation | 0 | 0 | 0 | 0 | 0 | 0 | 0 | 0 | 0 | 0 | 0 | 0 | 0 | 0 | 0 | 0 | 0 | 0 | 0 | 0 | 0 | 0 | 0 | 0 | 0 | 0 | 0
F6_Industrial_Industrial - WA_Existing_Process_Natural Gas_Process Cooling_E1 | F6 | Industrial | Industrial - WA | Existing | Process | Natural Gas | Process Cooling | E1 | Utility - Value of Sales | 1.7664 | 1.8321 | 1.9249 | 2.0466 | 2.1817 | 2.3248 | 2.4645 | 2.5947 | 2.7243 | 2.791 | 2.9015 | 3.0342 | 3.1655 | 3.2715 | 3.3595 | 3.422 | 3.4758 | 3.5319 | 3.5736 | 3.6084 | 3.642 | 3.7094 | 3.7746 | 3.8303 | 3.8824 | 3.9309 | 3.976
F6_Industrial_Industrial - WA_Existing_Process_Natural Gas_Process Cooling_E2 | F6 | Industrial | Industrial - WA | Existing | Process | Natural Gas | Process Cooling | E2 | Utility - Value of Sales | 0 | 0 | 0 | 0 | 0 | 0 | 0 | 0 | 0 | 0 | 0 | 0 | 0 | 0 | 0 | 0 | 0 | 0 | 0 | 0 | 0 | 0 | 0 | 0 | 0 | 0 | 0
F6_Industrial_Industrial - WA_Existing_Process_Natural Gas_Process Cooling_E3 | F6 | Industrial | Industrial - WA | Existing | Process | Natural Gas | Process Cooling | E3 | Utility - Value of Sales | 0 | 0 | 0 | 0 | 0 | 0 | 0 | 0 | 0 | 0 | 0 | 0 | 0 | 0 | 0 | 0 | 0 | 0 | 0 | 0 | 0 | 0 | 0 | 0 | 0 | 0 | 0
F6_Industrial_Industrial - WA_Existing_Process_Natural Gas_Process Cooling_E4 | F6 | Industrial | Industrial - WA | Existing | Process | Natural Gas | Process Cooling | E4 | Utility - Value of Sales | 0 | 0 | 0 | 0 | 0 | 0 | 0 | 0 | 0 | 0 | 0 | 0 | 0 | 0 | 0 | 0 | 0 | 0 | 0 | 0 | 0 | 0 | 0 | 0 | 0 | 0 | 0
F6_Industrial_Industrial - WA_Existing_Process_Natural Gas_Process Cooling_E5 | F6 | Industrial | Industrial - WA | Existing | Process | Natural Gas | Process Cooling | E5 | Utility - Value of Sales | 0 | 0 | 0 | 0 | 0 | 0 | 0 | 0 | 0 | 0 | 0 | 0 | 0 | 0 | 0 | 0 | 0 | 0 | 0 | 0 | 0 | 0 | 0 | 0 | 0 | 0 | 0
F6_Industrial_Industrial - WA_Existing_Process_Natural Gas_Process Cooling_E6 | F6 | Industrial | Industrial - WA | Existing | Process | Natural Gas | Process Cooling | E6 | Utility - Value of Sales | 0 | 0 | 0 | 0 | 0 | 0 | 0 | 0 | 0 | 0 | 0 | 0 | 0 | 0 | 0 | 0 | 0 | 0 | 0 | 0 | 0 | 0 | 0 | 0 | 0 | 0 | 0
F6_Industrial_Industrial - WA_Existing_Process_Natural Gas_Process Cooling_E7 | F6 | Industrial | Industrial - WA | Existing | Process | Natural Gas | Process Cooling | E7 | Utility - Value of Sales | 0 | 0 | 0 | 0 | 0 | 0 | 0 | 0 | 0 | 0 | 0 | 0 | 0 | 0 | 0 | 0 | 0 | 0 | 0 | 0 | 0 | 0 | 0 | 0 | 0 | 0 | 0
F6_Industrial_Industrial - WA_Existing_Process_Natural Gas_Process Cooling_E8 | F6 | Industrial | Industrial - WA | Existing | Process | Natural Gas | Process Cooling | E8 | Utility - Value of Sales | 0 | 0 | 0 | 0 | 0 | 0 | 0 | 0 | 0 | 0 | 0 | 0 | 0 | 0 | 0 | 0 | 0 | 0 | 0 | 0 | 0 | 0 | 0 | 0 | 0 | 0 | 0
F6_Industrial_Industrial - WA_Existing_Process_Natural Gas_Process Cooling_E9 | F6 | Industrial | Industrial - WA | Existing | Process | Natural Gas | Process Cooling | E9 | Utility - Value of Sales | 0 | 0 | 0 | 0 | 0 | 0 | 0 | 0 | 0 | 0 | 0 | 0 | 0 | 0 | 0 | 0 | 0 | 0 | 0 | 0 | 0 | 0 | 0 | 0 | 0 | 0 | 0
F6_Industrial_Industrial - WA_Existing_Process_Natural Gas_Process Cooling_E10 | F6 | Industrial | Industrial - WA | Existing | Process | Natural Gas | Process Cooling | E10 | Utility - Value of Sales | 0 | 0 | 0 | 0 | 0 | 0 | 0 | 0 | 0 | 0 | 0 | 0 | 0 | 0 | 0 | 0 | 0 | 0 | 0 | 0 | 0 | 0 | 0 | 0 | 0 | 0 | 0
F1_Industrial_Industrial - WA_Existing_Process_Natural Gas_Other Process_E1 | F1 | Industrial | Industrial - WA | Existing | Process | Natural Gas | Other Process | E1 | RVT - Cost of Equipment | 12.5998 | 12.5998 | 12.5998 | 12.5998 | 12.5998 | 12.5998 | 12.5998 | 12.5998 | 12.5998 | 12.5998 | 12.5998 | 12.5998 | 12.5998 | 12.5998 | 12.5998 | 12.5998 | 12.5998 | 12.5998 | 12.5998 | 12.5998 | 12.5998 | 12.5998 | 12.5998 | 12.5998 | 12.5998 | 12.5998 | 12.5998
F1_Industrial_Industrial - WA_Existing_Process_Natural Gas_Other Process_E2 | F1 | Industrial | Industrial - WA | Existing | Process | Natural Gas | Other Process | E2 | RVT - Cost of Equipment | 0 | 0 | 0 | 0 | 0 | 0 | 0 | 0 | 0 | 0 | 0 | 0 | 0 | 0 | 0 | 0 | 0 | 0 | 0 | 0 | 0 | 0 | 0 | 0 | 0 | 0 | 0
F1_Industrial_Industrial - WA_Existing_Process_Natural Gas_Other Process_E3 | F1 | Industrial | Industrial - WA | Existing | Process | Natural Gas | Other Process | E3 | RVT - Cost of Equipment | 0 | 0 | 0 | 0 | 0 | 0 | 0 | 0 | 0 | 0 | 0 | 0 | 0 | 0 | 0 | 0 | 0 | 0 | 0 | 0 | 0 | 0 | 0 | 0 | 0 | 0 | 0
F1_Industrial_Industrial - WA_Existing_Process_Natural Gas_Other Process_E4 | F1 | Industrial | Industrial - WA | Existing | Process | Natural Gas | Other Process | E4 | RVT - Cost of Equipment | 0 | 0 | 0 | 0 | 0 | 0 | 0 | 0 | 0 | 0 | 0 | 0 | 0 | 0 | 0 | 0 | 0 | 0 | 0 | 0 | 0 | 0 | 0 | 0 | 0 | 0 | 0
F1_Industrial_Industrial - WA_Existing_Process_Natural Gas_Other Process_E5 | F1 | Industrial | Industrial - WA | Existing | Process | Natural Gas | Other Process | E5 | RVT - Cost of Equipment | 0 | 0 | 0 | 0 | 0 | 0 | 0 | 0 | 0 | 0 | 0 | 0 | 0 | 0 | 0 | 0 | 0 | 0 | 0 | 0 | 0 | 0 | 0 | 0 | 0 | 0 | 0
F1_Industrial_Industrial - WA_Existing_Process_Natural Gas_Other Process_E6 | F1 | Industrial | Industrial - WA | Existing | Process | Natural Gas | Other Process | E6 | RVT - Cost of Equipment | 0 | 0 | 0 | 0 | 0 | 0 | 0 | 0 | 0 | 0 | 0 | 0 | 0 | 0 | 0 | 0 | 0 | 0 | 0 | 0 | 0 | 0 | 0 | 0 | 0 | 0 | 0
F1_Industrial_Industrial - WA_Existing_Process_Natural Gas_Other Process_E7 | F1 | Industrial | Industrial - WA | Existing | Process | Natural Gas | Other Process | E7 | RVT - Cost of Equipment | 0 | 0 | 0 | 0 | 0 | 0 | 0 | 0 | 0 | 0 | 0 | 0 | 0 | 0 | 0 | 0 | 0 | 0 | 0 | 0 | 0 | 0 | 0 | 0 | 0 | 0 | 0
F1_Industrial_Industrial - WA_Existing_Process_Natural Gas_Other Process_E8 | F1 | Industrial | Industrial - WA | Existing | Process | Natural Gas | Other Process | E8 | RVT - Cost of Equipment | 0 | 0 | 0 | 0 | 0 | 0 | 0 | 0 | 0 | 0 | 0 | 0 | 0 | 0 | 0 | 0 | 0 | 0 | 0 | 0 | 0 | 0 | 0 | 0 | 0 | 0 | 0
F1_Industrial_Industrial - WA_Existing_Process_Natural Gas_Other Process_E9 | F1 | Industrial | Industrial - WA | Existing | Process | Natural Gas | Other Process | E9 | RVT - Cost of Equipment | 0 | 0 | 0 | 0 | 0 | 0 | 0 | 0 | 0 | 0 | 0 | 0 | 0 | 0 | 0 | 0 | 0 | 0 | 0 | 0 | 0 | 0 | 0 | 0 | 0 | 0 | 0
F1_Industrial_Industrial - WA_Existing_Process_Natural Gas_Other Process_E10 | F1 | Industrial | Industrial - WA | Existing | Process | Natural Gas | Other Process | E10 | RVT - Cost of Equipment | 0 | 0 | 0 | 0 | 0 | 0 | 0 | 0 | 0 | 0 | 0 | 0 | 0 | 0 | 0 | 0 | 0 | 0 | 0 | 0 | 0 | 0 | 0 | 0 | 0 | 0 | 0
F2_Industrial_Industrial - WA_Existing_Process_Natural Gas_Other Process_E1 | F2 | Industrial | Industrial - WA | Existing | Process | Natural Gas | Other Process | E1 | RVT - Cost of Operation | 11.4819 | 11.9084 | 12.512 | 13.3031 | 14.1813 | 15.1113 | 16.0192 | 16.8658 | 17.7082 | 18.1413 | 18.8599 | 19.7223 | 20.5755 | 21.2647 | 21.8369 | 22.2432 | 22.593 | 22.9573 | 23.2281 | 23.4547 | 23.6729 | 24.1113 | 24.535 | 24.897 | 25.2353 | 25.5508 | 25.8442
F2_Industrial_Industrial - WA_Existing_Process_Natural Gas_Other Process_E2 | F2 | Industrial | Industrial - WA | Existing | Process | Natural Gas | Other Process | E2 | RVT - Cost of Operation | 0 | 0 | 0 | 0 | 0 | 0 | 0 | 0 | 0 | 0 | 0 | 0 | 0 | 0 | 0 | 0 | 0 | 0 | 0 | 0 | 0 | 0 | 0 | 0 | 0 | 0 | 0
F2_Industrial_Industrial - WA_Existing_Process_Natural Gas_Other Process_E3 | F2 | Industrial | Industrial - WA | Existing | Process | Natural Gas | Other Process | E3 | RVT - Cost of Operation | 0 | 0 | 0 | 0 | 0 | 0 | 0 | 0 | 0 | 0 | 0 | 0 | 0 | 0 | 0 | 0 | 0 | 0 | 0 | 0 | 0 | 0 | 0 | 0 | 0 | 0 | 0
F2_Industrial_Industrial - WA_Existing_Process_Natural Gas_Other Process_E4 | F2 | Industrial | Industrial - WA | Existing | Process | Natural Gas | Other Process | E4 | RVT - Cost of Operation | 0 | 0 | 0 | 0 | 0 | 0 | 0 | 0 | 0 | 0 | 0 | 0 | 0 | 0 | 0 | 0 | 0 | 0 | 0 | 0 | 0 | 0 | 0 | 0 | 0 | 0 | 0
F2_Industrial_Industrial - WA_Existing_Process_Natural Gas_Other Process_E5 | F2 | Industrial | Industrial - WA | Existing | Process | Natural Gas | Other Process | E5 | RVT - Cost of Operation | 0 | 0 | 0 | 0 | 0 | 0 | 0 | 0 | 0 | 0 | 0 | 0 | 0 | 0 | 0 | 0 | 0 | 0 | 0 | 0 | 0 | 0 | 0 | 0 | 0 | 0 | 0
F2_Industrial_Industrial - WA_Existing_Process_Natural Gas_Other Process_E6 | F2 | Industrial | Industrial - WA | Existing | Process | Natural Gas | Other Process | E6 | RVT - Cost of Operation | 0 | 0 | 0 | 0 | 0 | 0 | 0 | 0 | 0 | 0 | 0 | 0 | 0 | 0 | 0 | 0 | 0 | 0 | 0 | 0 | 0 | 0 | 0 | 0 | 0 | 0 | 0
F2_Industrial_Industrial - WA_Existing_Process_Natural Gas_Other Process_E7 | F2 | Industrial | Industrial - WA | Existing | Process | Natural Gas | Other Process | E7 | RVT - Cost of Operation | 0 | 0 | 0 | 0 | 0 | 0 | 0 | 0 | 0 | 0 | 0 | 0 | 0 | 0 | 0 | 0 | 0 | 0 | 0 | 0 | 0 | 0 | 0 | 0 | 0 | 0 | 0
F2_Industrial_Industrial - WA_Existing_Process_Natural Gas_Other Process_E8 | F2 | Industrial | Industrial - WA | Existing | Process | Natural Gas | Other Process | E8 | RVT - Cost of Operation | 0 | 0 | 0 | 0 | 0 | 0 | 0 | 0 | 0 | 0 | 0 | 0 | 0 | 0 | 0 | 0 | 0 | 0 | 0 | 0 | 0 | 0 | 0 | 0 | 0 | 0 | 0
F2_Industrial_Industrial - WA_Existing_Process_Natural Gas_Other Process_E9 | F2 | Industrial | Industrial - WA | Existing | Process | Natural Gas | Other Process | E9 | RVT - Cost of Operation | 0 | 0 | 0 | 0 | 0 | 0 | 0 | 0 | 0 | 0 | 0 | 0 | 0 | 0 | 0 | 0 | 0 | 0 | 0 | 0 | 0 | 0 | 0 | 0 | 0 | 0 | 0
F2_Industrial_Industrial - WA_Existing_Process_Natural Gas_Other Process_E10 | F2 | Industrial | Industrial - WA | Existing | Process | Natural Gas | Other Process | E10 | RVT - Cost of Operation | 0 | 0 | 0 | 0 | 0 | 0 | 0 | 0 | 0 | 0 | 0 | 0 | 0 | 0 | 0 | 0 | 0 | 0 | 0 | 0 | 0 | 0 | 0 | 0 | 0 | 0 | 0
F3_Industrial_Industrial - WA_Existing_Process_Natural Gas_Other Process_E1 | F3 | Industrial | Industrial - WA | Existing | Process | Natural Gas | Other Process | E1 | System - kBTUs of Consumption | 5092.6516 | 5092.6516 | 5092.6516 | 5092.6516 | 5092.6516 | 5092.6516 | 5092.6516 | 5092.6516 | 5092.6516 | 5092.6516 | 5092.6516 | 5092.6516 | 5092.6516 | 5092.6516 | 5092.6516 | 5092.6516 | 5092.6516 | 5092.6516 | 5092.6516 | 5092.6516 | 5092.6516 | 5092.6516 | 5092.6516 | 5092.6516 | 5092.6516 | 5092.6516 | 5092.6516
F3_Industrial_Industrial - WA_Existing_Process_Natural Gas_Other Process_E2 | F3 | Industrial | Industrial - WA | Existing | Process | Natural Gas | Other Process | E2 | System - kBTUs of Consumption | 0 | 0 | 0 | 0 | 0 | 0 | 0 | 0 | 0 | 0 | 0 | 0 | 0 | 0 | 0 | 0 | 0 | 0 | 0 | 0 | 0 | 0 | 0 | 0 | 0 | 0 | 0
F3_Industrial_Industrial - WA_Existing_Process_Natural Gas_Other Process_E3 | F3 | Industrial | Industrial - WA | Existing | Process | Natural Gas | Other Process | E3 | System - kBTUs of Consumption | 0 | 0 | 0 | 0 | 0 | 0 | 0 | 0 | 0 | 0 | 0 | 0 | 0 | 0 | 0 | 0 | 0 | 0 | 0 | 0 | 0 | 0 | 0 | 0 | 0 | 0 | 0
F3_Industrial_Industrial - WA_Existing_Process_Natural Gas_Other Process_E4 | F3 | Industrial | Industrial - WA | Existing | Process | Natural Gas | Other Process | E4 | System - kBTUs of Consumption | 0 | 0 | 0 | 0 | 0 | 0 | 0 | 0 | 0 | 0 | 0 | 0 | 0 | 0 | 0 | 0 | 0 | 0 | 0 | 0 | 0 | 0 | 0 | 0 | 0 | 0 | 0
F3_Industrial_Industrial - WA_Existing_Process_Natural Gas_Other Process_E5 | F3 | Industrial | Industrial - WA | Existing | Process | Natural Gas | Other Process | E5 | System - kBTUs of Consumption | 0 | 0 | 0 | 0 | 0 | 0 | 0 | 0 | 0 | 0 | 0 | 0 | 0 | 0 | 0 | 0 | 0 | 0 | 0 | 0 | 0 | 0 | 0 | 0 | 0 | 0 | 0
F3_Industrial_Industrial - WA_Existing_Process_Natural Gas_Other Process_E6 | F3 | Industrial | Industrial - WA | Existing | Process | Natural Gas | Other Process | E6 | System - kBTUs of Consumption | 0 | 0 | 0 | 0 | 0 | 0 | 0 | 0 | 0 | 0 | 0 | 0 | 0 | 0 | 0 | 0 | 0 | 0 | 0 | 0 | 0 | 0 | 0 | 0 | 0 | 0 | 0
F3_Industrial_Industrial - WA_Existing_Process_Natural Gas_Other Process_E7 | F3 | Industrial | Industrial - WA | Existing | Process | Natural Gas | Other Process | E7 | System - kBTUs of Consumption | 0 | 0 | 0 | 0 | 0 | 0 | 0 | 0 | 0 | 0 | 0 | 0 | 0 | 0 | 0 | 0 | 0 | 0 | 0 | 0 | 0 | 0 | 0 | 0 | 0 | 0 | 0
F3_Industrial_Industrial - WA_Existing_Process_Natural Gas_Other Process_E8 | F3 | Industrial | Industrial - WA | Existing | Process | Natural Gas | Other Process | E8 | System - kBTUs of Consumption | 0 | 0 | 0 | 0 | 0 | 0 | 0 | 0 | 0 | 0 | 0 | 0 | 0 | 0 | 0 | 0 | 0 | 0 | 0 | 0 | 0 | 0 | 0 | 0 | 0 | 0 | 0
F3_Industrial_Industrial - WA_Existing_Process_Natural Gas_Other Process_E9 | F3 | Industrial | Industrial - WA | Existing | Process | Natural Gas | Other Process | E9 | System - kBTUs of Consumption | 0 | 0 | 0 | 0 | 0 | 0 | 0 | 0 | 0 | 0 | 0 | 0 | 0 | 0 | 0 | 0 | 0 | 0 | 0 | 0 | 0 | 0 | 0 | 0 | 0 | 0 | 0
F3_Industrial_Industrial - WA_Existing_Process_Natural Gas_Other Process_E10 | F3 | Industrial | Industrial - WA | Existing | Process | Natural Gas | Other Process | E10 | System - kBTUs of Consumption | 0 | 0 | 0 | 0 | 0 | 0 | 0 | 0 | 0 | 0 | 0 | 0 | 0 | 0 | 0 | 0 | 0 | 0 | 0 | 0 | 0 | 0 | 0 | 0 | 0 | 0 | 0
F4_Industrial_Industrial - WA_Existing_Process_Natural Gas_Other Process_E1 | F4 | Industrial | Industrial - WA | Existing | Process | Natural Gas | Other Process | E1 | Utility - Cost of Equipment | 12.5998 | 12.5998 | 12.5998 | 12.5998 | 12.5998 | 12.5998 | 12.5998 | 12.5998 | 12.5998 | 12.5998 | 12.5998 | 12.5998 | 12.5998 | 12.5998 | 12.5998 | 12.5998 | 12.5998 | 12.5998 | 12.5998 | 12.5998 | 12.5998 | 12.5998 | 12.5998 | 12.5998 | 12.5998 | 12.5998 | 12.5998
F4_Industrial_Industrial - WA_Existing_Process_Natural Gas_Other Process_E2 | F4 | Industrial | Industrial - WA | Existing | Process | Natural Gas | Other Process | E2 | Utility - Cost of Equipment | 0 | 0 | 0 | 0 | 0 | 0 | 0 | 0 | 0 | 0 | 0 | 0 | 0 | 0 | 0 | 0 | 0 | 0 | 0 | 0 | 0 | 0 | 0 | 0 | 0 | 0 | 0
F4_Industrial_Industrial - WA_Existing_Process_Natural Gas_Other Process_E3 | F4 | Industrial | Industrial - WA | Existing | Process | Natural Gas | Other Process | E3 | Utility - Cost of Equipment | 0 | 0 | 0 | 0 | 0 | 0 | 0 | 0 | 0 | 0 | 0 | 0 | 0 | 0 | 0 | 0 | 0 | 0 | 0 | 0 | 0 | 0 | 0 | 0 | 0 | 0 | 0
F4_Industrial_Industrial - WA_Existing_Process_Natural Gas_Other Process_E4 | F4 | Industrial | Industrial - WA | Existing | Process | Natural Gas | Other Process | E4 | Utility - Cost of Equipment | 0 | 0 | 0 | 0 | 0 | 0 | 0 | 0 | 0 | 0 | 0 | 0 | 0 | 0 | 0 | 0 | 0 | 0 | 0 | 0 | 0 | 0 | 0 | 0 | 0 | 0 | 0
F4_Industrial_Industrial - WA_Existing_Process_Natural Gas_Other Process_E5 | F4 | Industrial | Industrial - WA | Existing | Process | Natural Gas | Other Process | E5 | Utility - Cost of Equipment | 0 | 0 | 0 | 0 | 0 | 0 | 0 | 0 | 0 | 0 | 0 | 0 | 0 | 0 | 0 | 0 | 0 | 0 | 0 | 0 | 0 | 0 | 0 | 0 | 0 | 0 | 0
F4_Industrial_Industrial - WA_Existing_Process_Natural Gas_Other Process_E6 | F4 | Industrial | Industrial - WA | Existing | Process | Natural Gas | Other Process | E6 | Utility - Cost of Equipment | 0 | 0 | 0 | 0 | 0 | 0 | 0 | 0 | 0 | 0 | 0 | 0 | 0 | 0 | 0 | 0 | 0 | 0 | 0 | 0 | 0 | 0 | 0 | 0 | 0 | 0 | 0
F4_Industrial_Industrial - WA_Existing_Process_Natural Gas_Other Process_E7 | F4 | Industrial | Industrial - WA | Existing | Process | Natural Gas | Other Process | E7 | Utility - Cost of Equipment | 0 | 0 | 0 | 0 | 0 | 0 | 0 | 0 | 0 | 0 | 0 | 0 | 0 | 0 | 0 | 0 | 0 | 0 | 0 | 0 | 0 | 0 | 0 | 0 | 0 | 0 | 0
F4_Industrial_Industrial - WA_Existing_Process_Natural Gas_Other Process_E8 | F4 | Industrial | Industrial - WA | Existing | Process | Natural Gas | Other Process | E8 | Utility - Cost of Equipment | 0 | 0 | 0 | 0 | 0 | 0 | 0 | 0 | 0 | 0 | 0 | 0 | 0 | 0 | 0 | 0 | 0 | 0 | 0 | 0 | 0 | 0 | 0 | 0 | 0 | 0 | 0
F4_Industrial_Industrial - WA_Existing_Process_Natural Gas_Other Process_E9 | F4 | Industrial | Industrial - WA | Existing | Process | Natural Gas | Other Process | E9 | Utility - Cost of Equipment | 0 | 0 | 0 | 0 | 0 | 0 | 0 | 0 | 0 | 0 | 0 | 0 | 0 | 0 | 0 | 0 | 0 | 0 | 0 | 0 | 0 | 0 | 0 | 0 | 0 | 0 | 0
F4_Industrial_Industrial - WA_Existing_Process_Natural Gas_Other Process_E10 | F4 | Industrial | Industrial - WA | Existing | Process | Natural Gas | Other Process | E10 | Utility - Cost of Equipment | 0 | 0 | 0 | 0 | 0 | 0 | 0 | 0 | 0 | 0 | 0 | 0 | 0 | 0 | 0 | 0 | 0 | 0 | 0 | 0 | 0 | 0 | 0 | 0 | 0 | 0 | 0
F5_Industrial_Industrial - WA_Existing_Process_Natural Gas_Other Process_E1 | F5 | Industrial | Industrial - WA | Existing | Process | Natural Gas | Other Process | E1 | Utility - Cost of Operation | 9.5683 | 9.9237 | 10.453 | 11.1691 | 11.9932 | 12.9027 | 13.8427 | 14.7885 | 15.7955 | 16.4921 | 17.1454 | 17.9294 | 18.705 | 19.352 | 19.9163 | 20.3573 | 20.7781 | 21.2478 | 21.6731 | 22.1037 | 22.5456 | 22.9632 | 23.3667 | 23.7114 | 24.0336 | 24.3341 | 24.6135
F5_Industrial_Industrial - WA_Existing_Process_Natural Gas_Other Process_E2 | F5 | Industrial | Industrial - WA | Existing | Process | Natural Gas | Other Process | E2 | Utility - Cost of Operation | 0 | 0 | 0 | 0 | 0 | 0 | 0 | 0 | 0 | 0 | 0 | 0 | 0 | 0 | 0 | 0 | 0 | 0 | 0 | 0 | 0 | 0 | 0 | 0 | 0 | 0 | 0
F5_Industrial_Industrial - WA_Existing_Process_Natural Gas_Other Process_E3 | F5 | Industrial | Industrial - WA | Existing | Process | Natural Gas | Other Process | E3 | Utility - Cost of Operation | 0 | 0 | 0 | 0 | 0 | 0 | 0 | 0 | 0 | 0 | 0 | 0 | 0 | 0 | 0 | 0 | 0 | 0 | 0 | 0 | 0 | 0 | 0 | 0 | 0 | 0 | 0
F5_Industrial_Industrial - WA_Existing_Process_Natural Gas_Other Process_E4 | F5 | Industrial | Industrial - WA | Existing | Process | Natural Gas | Other Process | E4 | Utility - Cost of Operation | 0 | 0 | 0 | 0 | 0 | 0 | 0 | 0 | 0 | 0 | 0 | 0 | 0 | 0 | 0 | 0 | 0 | 0 | 0 | 0 | 0 | 0 | 0 | 0 | 0 | 0 | 0
F5_Industrial_Industrial - WA_Existing_Process_Natural Gas_Other Process_E5 | F5 | Industrial | Industrial - WA | Existing | Process | Natural Gas | Other Process | E5 | Utility - Cost of Operation | 0 | 0 | 0 | 0 | 0 | 0 | 0 | 0 | 0 | 0 | 0 | 0 | 0 | 0 | 0 | 0 | 0 | 0 | 0 | 0 | 0 | 0 | 0 | 0 | 0 | 0 | 0
F5_Industrial_Industrial - WA_Existing_Process_Natural Gas_Other Process_E6 | F5 | Industrial | Industrial - WA | Existing | Process | Natural Gas | Other Process | E6 | Utility - Cost of Operation | 0 | 0 | 0 | 0 | 0 | 0 | 0 | 0 | 0 | 0 | 0 | 0 | 0 | 0 | 0 | 0 | 0 | 0 | 0 | 0 | 0 | 0 | 0 | 0 | 0 | 0 | 0
F5_Industrial_Industrial - WA_Existing_Process_Natural Gas_Other Process_E7 | F5 | Industrial | Industrial - WA | Existing | Process | Natural Gas | Other Process | E7 | Utility - Cost of Operation | 0 | 0 | 0 | 0 | 0 | 0 | 0 | 0 | 0 | 0 | 0 | 0 | 0 | 0 | 0 | 0 | 0 | 0 | 0 | 0 | 0 | 0 | 0 | 0 | 0 | 0 | 0
F5_Industrial_Industrial - WA_Existing_Process_Natural Gas_Other Process_E8 | F5 | Industrial | Industrial - WA | Existing | Process | Natural Gas | Other Process | E8 | Utility - Cost of Operation | 0 | 0 | 0 | 0 | 0 | 0 | 0 | 0 | 0 | 0 | 0 | 0 | 0 | 0 | 0 | 0 | 0 | 0 | 0 | 0 | 0 | 0 | 0 | 0 | 0 | 0 | 0
F5_Industrial_Industrial - WA_Existing_Process_Natural Gas_Other Process_E9 | F5 | Industrial | Industrial - WA | Existing | Process | Natural Gas | Other Process | E9 | Utility - Cost of Operation | 0 | 0 | 0 | 0 | 0 | 0 | 0 | 0 | 0 | 0 | 0 | 0 | 0 | 0 | 0 | 0 | 0 | 0 | 0 | 0 | 0 | 0 | 0 | 0 | 0 | 0 | 0
F5_Industrial_Industrial - WA_Existing_Process_Natural Gas_Other Process_E10 | F5 | Industrial | Industrial - WA | Existing | Process | Natural Gas | Other Process | E10 | Utility - Cost of Operation | 0 | 0 | 0 | 0 | 0 | 0 | 0 | 0 | 0 | 0 | 0 | 0 | 0 | 0 | 0 | 0 | 0 | 0 | 0 | 0 | 0 | 0 | 0 | 0 | 0 | 0 | 0
F6_Industrial_Industrial - WA_Existing_Process_Natural Gas_Other Process_E1 | F6 | Industrial | Industrial - WA | Existing | Process | Natural Gas | Other Process | E1 | Utility - Value of Sales | 11.4819 | 11.9084 | 12.512 | 13.3031 | 14.1813 | 15.1113 | 16.0192 | 16.8658 | 17.7082 | 18.1413 | 18.8599 | 19.7223 | 20.5755 | 21.2647 | 21.8369 | 22.2432 | 22.593 | 22.9573 | 23.2281 | 23.4547 | 23.6729 | 24.1113 | 24.535 | 24.897 | 25.2353 | 25.5508 | 25.8442
F6_Industrial_Industrial - WA_Existing_Process_Natural Gas_Other Process_E2 | F6 | Industrial | Industrial - WA | Existing | Process | Natural Gas | Other Process | E2 | Utility - Value of Sales | 0 | 0 | 0 | 0 | 0 | 0 | 0 | 0 | 0 | 0 | 0 | 0 | 0 | 0 | 0 | 0 | 0 | 0 | 0 | 0 | 0 | 0 | 0 | 0 | 0 | 0 | 0
F6_Industrial_Industrial - WA_Existing_Process_Natural Gas_Other Process_E3 | F6 | Industrial | Industrial - WA | Existing | Process | Natural Gas | Other Process | E3 | Utility - Value of Sales | 0 | 0 | 0 | 0 | 0 | 0 | 0 | 0 | 0 | 0 | 0 | 0 | 0 | 0 | 0 | 0 | 0 | 0 | 0 | 0 | 0 | 0 | 0 | 0 | 0 | 0 | 0
F6_Industrial_Industrial - WA_Existing_Process_Natural Gas_Other Process_E4 | F6 | Industrial | Industrial - WA | Existing | Process | Natural Gas | Other Process | E4 | Utility - Value of Sales | 0 | 0 | 0 | 0 | 0 | 0 | 0 | 0 | 0 | 0 | 0 | 0 | 0 | 0 | 0 | 0 | 0 | 0 | 0 | 0 | 0 | 0 | 0 | 0 | 0 | 0 | 0
F6_Industrial_Industrial - WA_Existing_Process_Natural Gas_Other Process_E5 | F6 | Industrial | Industrial - WA | Existing | Process | Natural Gas | Other Process | E5 | Utility - Value of Sales | 0 | 0 | 0 | 0 | 0 | 0 | 0 | 0 | 0 | 0 | 0 | 0 | 0 | 0 | 0 | 0 | 0 | 0 | 0 | 0 | 0 | 0 | 0 | 0 | 0 | 0 | 0
F6_Industrial_Industrial - WA_Existing_Process_Natural Gas_Other Process_E6 | F6 | Industrial | Industrial - WA | Existing | Process | Natural Gas | Other Process | E6 | Utility - Value of Sales | 0 | 0 | 0 | 0 | 0 | 0 | 0 | 0 | 0 | 0 | 0 | 0 | 0 | 0 | 0 | 0 | 0 | 0 | 0 | 0 | 0 | 0 | 0 | 0 | 0 | 0 | 0
F6_Industrial_Industrial - WA_Existing_Process_Natural Gas_Other Process_E7 | F6 | Industrial | Industrial - WA | Existing | Process | Natural Gas | Other Process | E7 | Utility - Value of Sales | 0 | 0 | 0 | 0 | 0 | 0 | 0 | 0 | 0 | 0 | 0 | 0 | 0 | 0 | 0 | 0 | 0 | 0 | 0 | 0 | 0 | 0 | 0 | 0 | 0 | 0 | 0
F6_Industrial_Industrial - WA_Existing_Process_Natural Gas_Other Process_E8 | F6 | Industrial | Industrial - WA | Existing | Process | Natural Gas | Other Process | E8 | Utility - Value of Sales | 0 | 0 | 0 | 0 | 0 | 0 | 0 | 0 | 0 | 0 | 0 | 0 | 0 | 0 | 0 | 0 | 0 | 0 | 0 | 0 | 0 | 0 | 0 | 0 | 0 | 0 | 0
F6_Industrial_Industrial - WA_Existing_Process_Natural Gas_Other Process_E9 | F6 | Industrial | Industrial - WA | Existing | Process | Natural Gas | Other Process | E9 | Utility - Value of Sales | 0 | 0 | 0 | 0 | 0 | 0 | 0 | 0 | 0 | 0 | 0 | 0 | 0 | 0 | 0 | 0 | 0 | 0 | 0 | 0 | 0 | 0 | 0 | 0 | 0 | 0 | 0
F6_Industrial_Industrial - WA_Existing_Process_Natural Gas_Other Process_E10 | F6 | Industrial | Industrial - WA | Existing | Process | Natural Gas | Other Process | E10 | Utility - Value of Sales | 0 | 0 | 0 | 0 | 0 | 0 | 0 | 0 | 0 | 0 | 0 | 0 | 0 | 0 | 0 | 0 | 0 | 0 | 0 | 0 | 0 | 0 | 0 | 0 | 0 | 0 | 0
F1_Industrial_Industrial - WA_Existing_Miscellaneous_Natural Gas_Miscellaneous_E1 | F1 | Industrial | Industrial - WA | Existing | Miscellaneous | Natural Gas | Miscellaneous | E1 | RVT - Cost of Equipment | 28.5547 | 28.5547 | 28.5547 | 28.5547 | 28.5547 | 28.5547 | 28.5547 | 28.5547 | 28.5547 | 28.5547 | 28.5547 | 28.5547 | 28.5547 | 28.5547 | 28.5547 | 28.5547 | 28.5547 | 28.5547 | 28.5547 | 28.5547 | 28.5547 | 28.5547 | 28.5547 | 28.5547 | 28.5547 | 28.5547 | 28.5547
F1_Industrial_Industrial - WA_Existing_Miscellaneous_Natural Gas_Miscellaneous_E2 | F1 | Industrial | Industrial - WA | Existing | Miscellaneous | Natural Gas | Miscellaneous | E2 | RVT - Cost of Equipment | 0 | 0 | 0 | 0 | 0 | 0 | 0 | 0 | 0 | 0 | 0 | 0 | 0 | 0 | 0 | 0 | 0 | 0 | 0 | 0 | 0 | 0 | 0 | 0 | 0 | 0 | 0
F1_Industrial_Industrial - WA_Existing_Miscellaneous_Natural Gas_Miscellaneous_E3 | F1 | Industrial | Industrial - WA | Existing | Miscellaneous | Natural Gas | Miscellaneous | E3 | RVT - Cost of Equipment | 0 | 0 | 0 | 0 | 0 | 0 | 0 | 0 | 0 | 0 | 0 | 0 | 0 | 0 | 0 | 0 | 0 | 0 | 0 | 0 | 0 | 0 | 0 | 0 | 0 | 0 | 0
F1_Industrial_Industrial - WA_Existing_Miscellaneous_Natural Gas_Miscellaneous_E4 | F1 | Industrial | Industrial - WA | Existing | Miscellaneous | Natural Gas | Miscellaneous | E4 | RVT - Cost of Equipment | 0 | 0 | 0 | 0 | 0 | 0 | 0 | 0 | 0 | 0 | 0 | 0 | 0 | 0 | 0 | 0 | 0 | 0 | 0 | 0 | 0 | 0 | 0 | 0 | 0 | 0 | 0
F1_Industrial_Industrial - WA_Existing_Miscellaneous_Natural Gas_Miscellaneous_E5 | F1 | Industrial | Industrial - WA | Existing | Miscellaneous | Natural Gas | Miscellaneous | E5 | RVT - Cost of Equipment | 0 | 0 | 0 | 0 | 0 | 0 | 0 | 0 | 0 | 0 | 0 | 0 | 0 | 0 | 0 | 0 | 0 | 0 | 0 | 0 | 0 | 0 | 0 | 0 | 0 | 0 | 0
F1_Industrial_Industrial - WA_Existing_Miscellaneous_Natural Gas_Miscellaneous_E6 | F1 | Industrial | Industrial - WA | Existing | Miscellaneous | Natural Gas | Miscellaneous | E6 | RVT - Cost of Equipment | 0 | 0 | 0 | 0 | 0 | 0 | 0 | 0 | 0 | 0 | 0 | 0 | 0 | 0 | 0 | 0 | 0 | 0 | 0 | 0 | 0 | 0 | 0 | 0 | 0 | 0 | 0
F1_Industrial_Industrial - WA_Existing_Miscellaneous_Natural Gas_Miscellaneous_E7 | F1 | Industrial | Industrial - WA | Existing | Miscellaneous | Natural Gas | Miscellaneous | E7 | RVT - Cost of Equipment | 0 | 0 | 0 | 0 | 0 | 0 | 0 | 0 | 0 | 0 | 0 | 0 | 0 | 0 | 0 | 0 | 0 | 0 | 0 | 0 | 0 | 0 | 0 | 0 | 0 | 0 | 0
F1_Industrial_Industrial - WA_Existing_Miscellaneous_Natural Gas_Miscellaneous_E8 | F1 | Industrial | Industrial - WA | Existing | Miscellaneous | Natural Gas | Miscellaneous | E8 | RVT - Cost of Equipment | 0 | 0 | 0 | 0 | 0 | 0 | 0 | 0 | 0 | 0 | 0 | 0 | 0 | 0 | 0 | 0 | 0 | 0 | 0 | 0 | 0 | 0 | 0 | 0 | 0 | 0 | 0
F1_Industrial_Industrial - WA_Existing_Miscellaneous_Natural Gas_Miscellaneous_E9 | F1 | Industrial | Industrial - WA | Existing | Miscellaneous | Natural Gas | Miscellaneous | E9 | RVT - Cost of Equipment | 0 | 0 | 0 | 0 | 0 | 0 | 0 | 0 | 0 | 0 | 0 | 0 | 0 | 0 | 0 | 0 | 0 | 0 | 0 | 0 | 0 | 0 | 0 | 0 | 0 | 0 | 0
F1_Industrial_Industrial - WA_Existing_Miscellaneous_Natural Gas_Miscellaneous_E10 | F1 | Industrial | Industrial - WA | Existing | Miscellaneous | Natural Gas | Miscellaneous | E10 | RVT - Cost of Equipment | 0 | 0 | 0 | 0 | 0 | 0 | 0 | 0 | 0 | 0 | 0 | 0 | 0 | 0 | 0 | 0 | 0 | 0 | 0 | 0 | 0 | 0 | 0 | 0 | 0 | 0 | 0
F2_Industrial_Industrial - WA_Existing_Miscellaneous_Natural Gas_Miscellaneous_E1 | F2 | Industrial | Industrial - WA | Existing | Miscellaneous | Natural Gas | Miscellaneous | E1 | RVT - Cost of Operation | 26.0212 | 26.9877 | 28.3555 | 30.1484 | 32.1387 | 34.2464 | 36.3038 | 38.2224 | 40.1316 | 41.1132 | 42.7418 | 44.6961 | 46.6296 | 48.1916 | 49.4884 | 50.4092 | 51.2019 | 52.0274 | 52.6413 | 53.1546 | 53.6492 | 54.6429 | 55.6031 | 56.4233 | 57.19 | 57.905 | 58.5699
F2_Industrial_Industrial - WA_Existing_Miscellaneous_Natural Gas_Miscellaneous_E2 | F2 | Industrial | Industrial - WA | Existing | Miscellaneous | Natural Gas | Miscellaneous | E2 | RVT - Cost of Operation | 0 | 0 | 0 | 0 | 0 | 0 | 0 | 0 | 0 | 0 | 0 | 0 | 0 | 0 | 0 | 0 | 0 | 0 | 0 | 0 | 0 | 0 | 0 | 0 | 0 | 0 | 0
F2_Industrial_Industrial - WA_Existing_Miscellaneous_Natural Gas_Miscellaneous_E3 | F2 | Industrial | Industrial - WA | Existing | Miscellaneous | Natural Gas | Miscellaneous | E3 | RVT - Cost of Operation | 0 | 0 | 0 | 0 | 0 | 0 | 0 | 0 | 0 | 0 | 0 | 0 | 0 | 0 | 0 | 0 | 0 | 0 | 0 | 0 | 0 | 0 | 0 | 0 | 0 | 0 | 0
F2_Industrial_Industrial - WA_Existing_Miscellaneous_Natural Gas_Miscellaneous_E4 | F2 | Industrial | Industrial - WA | Existing | Miscellaneous | Natural Gas | Miscellaneous | E4 | RVT - Cost of Operation | 0 | 0 | 0 | 0 | 0 | 0 | 0 | 0 | 0 | 0 | 0 | 0 | 0 | 0 | 0 | 0 | 0 | 0 | 0 | 0 | 0 | 0 | 0 | 0 | 0 | 0 | 0
F2_Industrial_Industrial - WA_Existing_Miscellaneous_Natural Gas_Miscellaneous_E5 | F2 | Industrial | Industrial - WA | Existing | Miscellaneous | Natural Gas | Miscellaneous | E5 | RVT - Cost of Operation | 0 | 0 | 0 | 0 | 0 | 0 | 0 | 0 | 0 | 0 | 0 | 0 | 0 | 0 | 0 | 0 | 0 | 0 | 0 | 0 | 0 | 0 | 0 | 0 | 0 | 0 | 0
F2_Industrial_Industrial - WA_Existing_Miscellaneous_Natural Gas_Miscellaneous_E6 | F2 | Industrial | Industrial - WA | Existing | Miscellaneous | Natural Gas | Miscellaneous | E6 | RVT - Cost of Operation | 0 | 0 | 0 | 0 | 0 | 0 | 0 | 0 | 0 | 0 | 0 | 0 | 0 | 0 | 0 | 0 | 0 | 0 | 0 | 0 | 0 | 0 | 0 | 0 | 0 | 0 | 0
F2_Industrial_Industrial - WA_Existing_Miscellaneous_Natural Gas_Miscellaneous_E7 | F2 | Industrial | Industrial - WA | Existing | Miscellaneous | Natural Gas | Miscellaneous | E7 | RVT - Cost of Operation | 0 | 0 | 0 | 0 | 0 | 0 | 0 | 0 | 0 | 0 | 0 | 0 | 0 | 0 | 0 | 0 | 0 | 0 | 0 | 0 | 0 | 0 | 0 | 0 | 0 | 0 | 0
F2_Industrial_Industrial - WA_Existing_Miscellaneous_Natural Gas_Miscellaneous_E8 | F2 | Industrial | Industrial - WA | Existing | Miscellaneous | Natural Gas | Miscellaneous | E8 | RVT - Cost of Operation | 0 | 0 | 0 | 0 | 0 | 0 | 0 | 0 | 0 | 0 | 0 | 0 | 0 | 0 | 0 | 0 | 0 | 0 | 0 | 0 | 0 | 0 | 0 | 0 | 0 | 0 | 0
F2_Industrial_Industrial - WA_Existing_Miscellaneous_Natural Gas_Miscellaneous_E9 | F2 | Industrial | Industrial - WA | Existing | Miscellaneous | Natural Gas | Miscellaneous | E9 | RVT - Cost of Operation | 0 | 0 | 0 | 0 | 0 | 0 | 0 | 0 | 0 | 0 | 0 | 0 | 0 | 0 | 0 | 0 | 0 | 0 | 0 | 0 | 0 | 0 | 0 | 0 | 0 | 0 | 0
F2_Industrial_Industrial - WA_Existing_Miscellaneous_Natural Gas_Miscellaneous_E10 | F2 | Industrial | Industrial - WA | Existing | Miscellaneous | Natural Gas | Miscellaneous | E10 | RVT - Cost of Operation | 0 | 0 | 0 | 0 | 0 | 0 | 0 | 0 | 0 | 0 | 0 | 0 | 0 | 0 | 0 | 0 | 0 | 0 | 0 | 0 | 0 | 0 | 0 | 0 | 0 | 0 | 0
F3_Industrial_Industrial - WA_Existing_Miscellaneous_Natural Gas_Miscellaneous_E1 | F3 | Industrial | Industrial - WA | Existing | Miscellaneous | Natural Gas | Miscellaneous | E1 | System - kBTUs of Consumption | 11541.3347 | 11541.3347 | 11541.3347 | 11541.3347 | 11541.3347 | 11541.3347 | 11541.3347 | 11541.3347 | 11541.3347 | 11541.3347 | 11541.3347 | 11541.3347 | 11541.3347 | 11541.3347 | 11541.3347 | 11541.3347 | 11541.3347 | 11541.3347 | 11541.3347 | 11541.3347 | 11541.3347 | 11541.3347 | 11541.3347 | 11541.3347 | 11541.3347 | 11541.3347 | 11541.3347
F3_Industrial_Industrial - WA_Existing_Miscellaneous_Natural Gas_Miscellaneous_E2 | F3 | Industrial | Industrial - WA | Existing | Miscellaneous | Natural Gas | Miscellaneous | E2 | System - kBTUs of Consumption | 0 | 0 | 0 | 0 | 0 | 0 | 0 | 0 | 0 | 0 | 0 | 0 | 0 | 0 | 0 | 0 | 0 | 0 | 0 | 0 | 0 | 0 | 0 | 0 | 0 | 0 | 0
F3_Industrial_Industrial - WA_Existing_Miscellaneous_Natural Gas_Miscellaneous_E3 | F3 | Industrial | Industrial - WA | Existing | Miscellaneous | Natural Gas | Miscellaneous | E3 | System - kBTUs of Consumption | 0 | 0 | 0 | 0 | 0 | 0 | 0 | 0 | 0 | 0 | 0 | 0 | 0 | 0 | 0 | 0 | 0 | 0 | 0 | 0 | 0 | 0 | 0 | 0 | 0 | 0 | 0
F3_Industrial_Industrial - WA_Existing_Miscellaneous_Natural Gas_Miscellaneous_E4 | F3 | Industrial | Industrial - WA | Existing | Miscellaneous | Natural Gas | Miscellaneous | E4 | System - kBTUs of Consumption | 0 | 0 | 0 | 0 | 0 | 0 | 0 | 0 | 0 | 0 | 0 | 0 | 0 | 0 | 0 | 0 | 0 | 0 | 0 | 0 | 0 | 0 | 0 | 0 | 0 | 0 | 0
F3_Industrial_Industrial - WA_Existing_Miscellaneous_Natural Gas_Miscellaneous_E5 | F3 | Industrial | Industrial - WA | Existing | Miscellaneous | Natural Gas | Miscellaneous | E5 | System - kBTUs of Consumption | 0 | 0 | 0 | 0 | 0 | 0 | 0 | 0 | 0 | 0 | 0 | 0 | 0 | 0 | 0 | 0 | 0 | 0 | 0 | 0 | 0 | 0 | 0 | 0 | 0 | 0 | 0
F3_Industrial_Industrial - WA_Existing_Miscellaneous_Natural Gas_Miscellaneous_E6 | F3 | Industrial | Industrial - WA | Existing | Miscellaneous | Natural Gas | Miscellaneous | E6 | System - kBTUs of Consumption | 0 | 0 | 0 | 0 | 0 | 0 | 0 | 0 | 0 | 0 | 0 | 0 | 0 | 0 | 0 | 0 | 0 | 0 | 0 | 0 | 0 | 0 | 0 | 0 | 0 | 0 | 0
F3_Industrial_Industrial - WA_Existing_Miscellaneous_Natural Gas_Miscellaneous_E7 | F3 | Industrial | Industrial - WA | Existing | Miscellaneous | Natural Gas | Miscellaneous | E7 | System - kBTUs of Consumption | 0 | 0 | 0 | 0 | 0 | 0 | 0 | 0 | 0 | 0 | 0 | 0 | 0 | 0 | 0 | 0 | 0 | 0 | 0 | 0 | 0 | 0 | 0 | 0 | 0 | 0 | 0
F3_Industrial_Industrial - WA_Existing_Miscellaneous_Natural Gas_Miscellaneous_E8 | F3 | Industrial | Industrial - WA | Existing | Miscellaneous | Natural Gas | Miscellaneous | E8 | System - kBTUs of Consumption | 0 | 0 | 0 | 0 | 0 | 0 | 0 | 0 | 0 | 0 | 0 | 0 | 0 | 0 | 0 | 0 | 0 | 0 | 0 | 0 | 0 | 0 | 0 | 0 | 0 | 0 | 0
F3_Industrial_Industrial - WA_Existing_Miscellaneous_Natural Gas_Miscellaneous_E9 | F3 | Industrial | Industrial - WA | Existing | Miscellaneous | Natural Gas | Miscellaneous | E9 | System - kBTUs of Consumption | 0 | 0 | 0 | 0 | 0 | 0 | 0 | 0 | 0 | 0 | 0 | 0 | 0 | 0 | 0 | 0 | 0 | 0 | 0 | 0 | 0 | 0 | 0 | 0 | 0 | 0 | 0
F3_Industrial_Industrial - WA_Existing_Miscellaneous_Natural Gas_Miscellaneous_E10 | F3 | Industrial | Industrial - WA | Existing | Miscellaneous | Natural Gas | Miscellaneous | E10 | System - kBTUs of Consumption | 0 | 0 | 0 | 0 | 0 | 0 | 0 | 0 | 0 | 0 | 0 | 0 | 0 | 0 | 0 | 0 | 0 | 0 | 0 | 0 | 0 | 0 | 0 | 0 | 0 | 0 | 0
F4_Industrial_Industrial - WA_Existing_Miscellaneous_Natural Gas_Miscellaneous_E1 | F4 | Industrial | Industrial - WA | Existing | Miscellaneous | Natural Gas | Miscellaneous | E1 | Utility - Cost of Equipment | 28.5547 | 28.5547 | 28.5547 | 28.5547 | 28.5547 | 28.5547 | 28.5547 | 28.5547 | 28.5547 | 28.5547 | 28.5547 | 28.5547 | 28.5547 | 28.5547 | 28.5547 | 28.5547 | 28.5547 | 28.5547 | 28.5547 | 28.5547 | 28.5547 | 28.5547 | 28.5547 | 28.5547 | 28.5547 | 28.5547 | 28.5547
F4_Industrial_Industrial - WA_Existing_Miscellaneous_Natural Gas_Miscellaneous_E2 | F4 | Industrial | Industrial - WA | Existing | Miscellaneous | Natural Gas | Miscellaneous | E2 | Utility - Cost of Equipment | 0 | 0 | 0 | 0 | 0 | 0 | 0 | 0 | 0 | 0 | 0 | 0 | 0 | 0 | 0 | 0 | 0 | 0 | 0 | 0 | 0 | 0 | 0 | 0 | 0 | 0 | 0
F4_Industrial_Industrial - WA_Existing_Miscellaneous_Natural Gas_Miscellaneous_E3 | F4 | Industrial | Industrial - WA | Existing | Miscellaneous | Natural Gas | Miscellaneous | E3 | Utility - Cost of Equipment | 0 | 0 | 0 | 0 | 0 | 0 | 0 | 0 | 0 | 0 | 0 | 0 | 0 | 0 | 0 | 0 | 0 | 0 | 0 | 0 | 0 | 0 | 0 | 0 | 0 | 0 | 0
F4_Industrial_Industrial - WA_Existing_Miscellaneous_Natural Gas_Miscellaneous_E4 | F4 | Industrial | Industrial - WA | Existing | Miscellaneous | Natural Gas | Miscellaneous | E4 | Utility - Cost of Equipment | 0 | 0 | 0 | 0 | 0 | 0 | 0 | 0 | 0 | 0 | 0 | 0 | 0 | 0 | 0 | 0 | 0 | 0 | 0 | 0 | 0 | 0 | 0 | 0 | 0 | 0 | 0
F4_Industrial_Industrial - WA_Existing_Miscellaneous_Natural Gas_Miscellaneous_E5 | F4 | Industrial | Industrial - WA | Existing | Miscellaneous | Natural Gas | Miscellaneous | E5 | Utility - Cost of Equipment | 0 | 0 | 0 | 0 | 0 | 0 | 0 | 0 | 0 | 0 | 0 | 0 | 0 | 0 | 0 | 0 | 0 | 0 | 0 | 0 | 0 | 0 | 0 | 0 | 0 | 0 | 0
F4_Industrial_Industrial - WA_Existing_Miscellaneous_Natural Gas_Miscellaneous_E6 | F4 | Industrial | Industrial - WA | Existing | Miscellaneous | Natural Gas | Miscellaneous | E6 | Utility - Cost of Equipment | 0 | 0 | 0 | 0 | 0 | 0 | 0 | 0 | 0 | 0 | 0 | 0 | 0 | 0 | 0 | 0 | 0 | 0 | 0 | 0 | 0 | 0 | 0 | 0 | 0 | 0 | 0
F4_Industrial_Industrial - WA_Existing_Miscellaneous_Natural Gas_Miscellaneous_E7 | F4 | Industrial | Industrial - WA | Existing | Miscellaneous | Natural Gas | Miscellaneous | E7 | Utility - Cost of Equipment | 0 | 0 | 0 | 0 | 0 | 0 | 0 | 0 | 0 | 0 | 0 | 0 | 0 | 0 | 0 | 0 | 0 | 0 | 0 | 0 | 0 | 0 | 0 | 0 | 0 | 0 | 0
F4_Industrial_Industrial - WA_Existing_Miscellaneous_Natural Gas_Miscellaneous_E8 | F4 | Industrial | Industrial - WA | Existing | Miscellaneous | Natural Gas | Miscellaneous | E8 | Utility - Cost of Equipment | 0 | 0 | 0 | 0 | 0 | 0 | 0 | 0 | 0 | 0 | 0 | 0 | 0 | 0 | 0 | 0 | 0 | 0 | 0 | 0 | 0 | 0 | 0 | 0 | 0 | 0 | 0
F4_Industrial_Industrial - WA_Existing_Miscellaneous_Natural Gas_Miscellaneous_E9 | F4 | Industrial | Industrial - WA | Existing | Miscellaneous | Natural Gas | Miscellaneous | E9 | Utility - Cost of Equipment | 0 | 0 | 0 | 0 | 0 | 0 | 0 | 0 | 0 | 0 | 0 | 0 | 0 | 0 | 0 | 0 | 0 | 0 | 0 | 0 | 0 | 0 | 0 | 0 | 0 | 0 | 0
F4_Industrial_Industrial - WA_Existing_Miscellaneous_Natural Gas_Miscellaneous_E10 | F4 | Industrial | Industrial - WA | Existing | Miscellaneous | Natural Gas | Miscellaneous | E10 | Utility - Cost of Equipment | 0 | 0 | 0 | 0 | 0 | 0 | 0 | 0 | 0 | 0 | 0 | 0 | 0 | 0 | 0 | 0 | 0 | 0 | 0 | 0 | 0 | 0 | 0 | 0 | 0 | 0 | 0
F5_Industrial_Industrial - WA_Existing_Miscellaneous_Natural Gas_Miscellaneous_E1 | F5 | Industrial | Industrial - WA | Existing | Miscellaneous | Natural Gas | Miscellaneous | E1 | Utility - Cost of Operation | 21.6843 | 22.4898 | 23.6894 | 25.3121 | 27.1799 | 29.2411 | 31.3714 | 33.5147 | 35.7968 | 37.3756 | 38.8562 | 40.6329 | 42.3905 | 43.8569 | 45.1359 | 46.1351 | 47.0888 | 48.1534 | 49.1171 | 50.0931 | 51.0944 | 52.0408 | 52.9553 | 53.7365 | 54.4667 | 55.1476 | 55.7809
F5_Industrial_Industrial - WA_Existing_Miscellaneous_Natural Gas_Miscellaneous_E2 | F5 | Industrial | Industrial - WA | Existing | Miscellaneous | Natural Gas | Miscellaneous | E2 | Utility - Cost of Operation | 0 | 0 | 0 | 0 | 0 | 0 | 0 | 0 | 0 | 0 | 0 | 0 | 0 | 0 | 0 | 0 | 0 | 0 | 0 | 0 | 0 | 0 | 0 | 0 | 0 | 0 | 0
F5_Industrial_Industrial - WA_Existing_Miscellaneous_Natural Gas_Miscellaneous_E3 | F5 | Industrial | Industrial - WA | Existing | Miscellaneous | Natural Gas | Miscellaneous | E3 | Utility - Cost of Operation | 0 | 0 | 0 | 0 | 0 | 0 | 0 | 0 | 0 | 0 | 0 | 0 | 0 | 0 | 0 | 0 | 0 | 0 | 0 | 0 | 0 | 0 | 0 | 0 | 0 | 0 | 0
F5_Industrial_Industrial - WA_Existing_Miscellaneous_Natural Gas_Miscellaneous_E4 | F5 | Industrial | Industrial - WA | Existing | Miscellaneous | Natural Gas | Miscellaneous | E4 | Utility - Cost of Operation | 0 | 0 | 0 | 0 | 0 | 0 | 0 | 0 | 0 | 0 | 0 | 0 | 0 | 0 | 0 | 0 | 0 | 0 | 0 | 0 | 0 | 0 | 0 | 0 | 0 | 0 | 0
F5_Industrial_Industrial - WA_Existing_Miscellaneous_Natural Gas_Miscellaneous_E5 | F5 | Industrial | Industrial - WA | Existing | Miscellaneous | Natural Gas | Miscellaneous | E5 | Utility - Cost of Operation | 0 | 0 | 0 | 0 | 0 | 0 | 0 | 0 | 0 | 0 | 0 | 0 | 0 | 0 | 0 | 0 | 0 | 0 | 0 | 0 | 0 | 0 | 0 | 0 | 0 | 0 | 0
F5_Industrial_Industrial - WA_Existing_Miscellaneous_Natural Gas_Miscellaneous_E6 | F5 | Industrial | Industrial - WA | Existing | Miscellaneous | Natural Gas | Miscellaneous | E6 | Utility - Cost of Operation | 0 | 0 | 0 | 0 | 0 | 0 | 0 | 0 | 0 | 0 | 0 | 0 | 0 | 0 | 0 | 0 | 0 | 0 | 0 | 0 | 0 | 0 | 0 | 0 | 0 | 0 | 0
F5_Industrial_Industrial - WA_Existing_Miscellaneous_Natural Gas_Miscellaneous_E7 | F5 | Industrial | Industrial - WA | Existing | Miscellaneous | Natural Gas | Miscellaneous | E7 | Utility - Cost of Operation | 0 | 0 | 0 | 0 | 0 | 0 | 0 | 0 | 0 | 0 | 0 | 0 | 0 | 0 | 0 | 0 | 0 | 0 | 0 | 0 | 0 | 0 | 0 | 0 | 0 | 0 | 0
F5_Industrial_Industrial - WA_Existing_Miscellaneous_Natural Gas_Miscellaneous_E8 | F5 | Industrial | Industrial - WA | Existing | Miscellaneous | Natural Gas | Miscellaneous | E8 | Utility - Cost of Operation | 0 | 0 | 0 | 0 | 0 | 0 | 0 | 0 | 0 | 0 | 0 | 0 | 0 | 0 | 0 | 0 | 0 | 0 | 0 | 0 | 0 | 0 | 0 | 0 | 0 | 0 | 0
F5_Industrial_Industrial - WA_Existing_Miscellaneous_Natural Gas_Miscellaneous_E9 | F5 | Industrial | Industrial - WA | Existing | Miscellaneous | Natural Gas | Miscellaneous | E9 | Utility - Cost of Operation | 0 | 0 | 0 | 0 | 0 | 0 | 0 | 0 | 0 | 0 | 0 | 0 | 0 | 0 | 0 | 0 | 0 | 0 | 0 | 0 | 0 | 0 | 0 | 0 | 0 | 0 | 0
F5_Industrial_Industrial - WA_Existing_Miscellaneous_Natural Gas_Miscellaneous_E10 | F5 | Industrial | Industrial - WA | Existing | Miscellaneous | Natural Gas | Miscellaneous | E10 | Utility - Cost of Operation | 0 | 0 | 0 | 0 | 0 | 0 | 0 | 0 | 0 | 0 | 0 | 0 | 0 | 0 | 0 | 0 | 0 | 0 | 0 | 0 | 0 | 0 | 0 | 0 | 0 | 0 | 0
F6_Industrial_Industrial - WA_Existing_Miscellaneous_Natural Gas_Miscellaneous_E1 | F6 | Industrial | Industrial - WA | Existing | Miscellaneous | Natural Gas | Miscellaneous | E1 | Utility - Value of Sales | 26.0212 | 26.9877 | 28.3555 | 30.1484 | 32.1387 | 34.2464 | 36.3038 | 38.2224 | 40.1316 | 41.1132 | 42.7418 | 44.6961 | 46.6296 | 48.1916 | 49.4884 | 50.4092 | 51.2019 | 52.0274 | 52.6413 | 53.1546 | 53.6492 | 54.6429 | 55.6031 | 56.4233 | 57.19 | 57.905 | 58.5699
F6_Industrial_Industrial - WA_Existing_Miscellaneous_Natural Gas_Miscellaneous_E2 | F6 | Industrial | Industrial - WA | Existing | Miscellaneous | Natural Gas | Miscellaneous | E2 | Utility - Value of Sales | 0 | 0 | 0 | 0 | 0 | 0 | 0 | 0 | 0 | 0 | 0 | 0 | 0 | 0 | 0 | 0 | 0 | 0 | 0 | 0 | 0 | 0 | 0 | 0 | 0 | 0 | 0
F6_Industrial_Industrial - WA_Existing_Miscellaneous_Natural Gas_Miscellaneous_E3 | F6 | Industrial | Industrial - WA | Existing | Miscellaneous | Natural Gas | Miscellaneous | E3 | Utility - Value of Sales | 0 | 0 | 0 | 0 | 0 | 0 | 0 | 0 | 0 | 0 | 0 | 0 | 0 | 0 | 0 | 0 | 0 | 0 | 0 | 0 | 0 | 0 | 0 | 0 | 0 | 0 | 0
F6_Industrial_Industrial - WA_Existing_Miscellaneous_Natural Gas_Miscellaneous_E4 | F6 | Industrial | Industrial - WA | Existing | Miscellaneous | Natural Gas | Miscellaneous | E4 | Utility - Value of Sales | 0 | 0 | 0 | 0 | 0 | 0 | 0 | 0 | 0 | 0 | 0 | 0 | 0 | 0 | 0 | 0 | 0 | 0 | 0 | 0 | 0 | 0 | 0 | 0 | 0 | 0 | 0
F6_Industrial_Industrial - WA_Existing_Miscellaneous_Natural Gas_Miscellaneous_E5 | F6 | Industrial | Industrial - WA | Existing | Miscellaneous | Natural Gas | Miscellaneous | E5 | Utility - Value of Sales | 0 | 0 | 0 | 0 | 0 | 0 | 0 | 0 | 0 | 0 | 0 | 0 | 0 | 0 | 0 | 0 | 0 | 0 | 0 | 0 | 0 | 0 | 0 | 0 | 0 | 0 | 0
F6_Industrial_Industrial - WA_Existing_Miscellaneous_Natural Gas_Miscellaneous_E6 | F6 | Industrial | Industrial - WA | Existing | Miscellaneous | Natural Gas | Miscellaneous | E6 | Utility - Value of Sales | 0 | 0 | 0 | 0 | 0 | 0 | 0 | 0 | 0 | 0 | 0 | 0 | 0 | 0 | 0 | 0 | 0 | 0 | 0 | 0 | 0 | 0 | 0 | 0 | 0 | 0 | 0
F6_Industrial_Industrial - WA_Existing_Miscellaneous_Natural Gas_Miscellaneous_E7 | F6 | Industrial | Industrial - WA | Existing | Miscellaneous | Natural Gas | Miscellaneous | E7 | Utility - Value of Sales | 0 | 0 | 0 | 0 | 0 | 0 | 0 | 0 | 0 | 0 | 0 | 0 | 0 | 0 | 0 | 0 | 0 | 0 | 0 | 0 | 0 | 0 | 0 | 0 | 0 | 0 | 0
F6_Industrial_Industrial - WA_Existing_Miscellaneous_Natural Gas_Miscellaneous_E8 | F6 | Industrial | Industrial - WA | Existing | Miscellaneous | Natural Gas | Miscellaneous | E8 | Utility - Value of Sales | 0 | 0 | 0 | 0 | 0 | 0 | 0 | 0 | 0 | 0 | 0 | 0 | 0 | 0 | 0 | 0 | 0 | 0 | 0 | 0 | 0 | 0 | 0 | 0 | 0 | 0 | 0
F6_Industrial_Industrial - WA_Existing_Miscellaneous_Natural Gas_Miscellaneous_E9 | F6 | Industrial | Industrial - WA | Existing | Miscellaneous | Natural Gas | Miscellaneous | E9 | Utility - Value of Sales | 0 | 0 | 0 | 0 | 0 | 0 | 0 | 0 | 0 | 0 | 0 | 0 | 0 | 0 | 0 | 0 | 0 | 0 | 0 | 0 | 0 | 0 | 0 | 0 | 0 | 0 | 0
F6_Industrial_Industrial - WA_Existing_Miscellaneous_Natural Gas_Miscellaneous_E10 | F6 | Industrial | Industrial - WA | Existing | Miscellaneous | Natural Gas | Miscellaneous | E10 | Utility - Value of Sales | 0 | 0 | 0 | 0 | 0 | 0 | 0 | 0 | 0 | 0 | 0 | 0 | 0 | 0 | 0 | 0 | 0 | 0 | 0 | 0 | 0 | 0 | 0 | 0 | 0 | 0 | 0
F1_Industrial_Industrial - WA_New_Space Heating_Natural Gas_Furnace_E1 | F1 | Industrial | Industrial - WA | New | Space Heating | Natural Gas | Furnace | E1 | RVT - Cost of Equipment | 322.5993 | 322.5993 | 322.5993 | 322.5993 | 322.5993 | 322.5993 | 322.5993 | 322.5993 | 322.5993 | 322.5993 | 322.5993 | 322.5993 | 322.5993 | 322.5993 | 322.5993 | 322.5993 | 322.5993 | 322.5993 | 322.5993 | 322.5993 | 322.5993 | 322.5993 | 322.5993 | 322.5993 | 322.5993 | 322.5993 | 322.5993
F1_Industrial_Industrial - WA_New_Space Heating_Natural Gas_Furnace_E2 | F1 | Industrial | Industrial - WA | New | Space Heating | Natural Gas | Furnace | E2 | RVT - Cost of Equipment | 788.3686 | 788.3686 | 788.3686 | 788.3686 | 788.3686 | 788.3686 | 788.3686 | 788.3686 | 788.3686 | 788.3686 | 788.3686 | 788.3686 | 788.3686 | 788.3686 | 788.3686 | 788.3686 | 788.3686 | 788.3686 | 788.3686 | 788.3686 | 788.3686 | 788.3686 | 788.3686 | 788.3686 | 788.3686 | 788.3686 | 788.3686
F1_Industrial_Industrial - WA_New_Space Heating_Natural Gas_Furnace_E3 | F1 | Industrial | Industrial - WA | New | Space Heating | Natural Gas | Furnace | E3 | RVT - Cost of Equipment | 229.1361 | 229.1361 | 229.1361 | 229.1361 | 229.1361 | 229.1361 | 229.1361 | 229.1361 | 229.1361 | 229.1361 | 229.1361 | 229.1361 | 229.1361 | 229.1361 | 229.1361 | 229.1361 | 229.1361 | 229.1361 | 229.1361 | 229.1361 | 229.1361 | 229.1361 | 229.1361 | 229.1361 | 229.1361 | 229.1361 | 229.1361
F1_Industrial_Industrial - WA_New_Space Heating_Natural Gas_Furnace_E4 | F1 | Industrial | Industrial - WA | New | Space Heating | Natural Gas | Furnace | E4 | RVT - Cost of Equipment | 0 | 0 | 0 | 0 | 0 | 0 | 0 | 0 | 0 | 0 | 0 | 0 | 0 | 0 | 0 | 0 | 0 | 0 | 0 | 0 | 0 | 0 | 0 | 0 | 0 | 0 | 0
F1_Industrial_Industrial - WA_New_Space Heating_Natural Gas_Furnace_E5 | F1 | Industrial | Industrial - WA | New | Space Heating | Natural Gas | Furnace | E5 | RVT - Cost of Equipment | 0 | 0 | 0 | 0 | 0 | 0 | 0 | 0 | 0 | 0 | 0 | 0 | 0 | 0 | 0 | 0 | 0 | 0 | 0 | 0 | 0 | 0 | 0 | 0 | 0 | 0 | 0
F1_Industrial_Industrial - WA_New_Space Heating_Natural Gas_Furnace_E6 | F1 | Industrial | Industrial - WA | New | Space Heating | Natural Gas | Furnace | E6 | RVT - Cost of Equipment | 0 | 0 | 0 | 0 | 0 | 0 | 0 | 0 | 0 | 0 | 0 | 0 | 0 | 0 | 0 | 0 | 0 | 0 | 0 | 0 | 0 | 0 | 0 | 0 | 0 | 0 | 0
F1_Industrial_Industrial - WA_New_Space Heating_Natural Gas_Furnace_E7 | F1 | Industrial | Industrial - WA | New | Space Heating | Natural Gas | Furnace | E7 | RVT - Cost of Equipment | 0 | 0 | 0 | 0 | 0 | 0 | 0 | 0 | 0 | 0 | 0 | 0 | 0 | 0 | 0 | 0 | 0 | 0 | 0 | 0 | 0 | 0 | 0 | 0 | 0 | 0 | 0
F1_Industrial_Industrial - WA_New_Space Heating_Natural Gas_Furnace_E8 | F1 | Industrial | Industrial - WA | New | Space Heating | Natural Gas | Furnace | E8 | RVT - Cost of Equipment | 0 | 0 | 0 | 0 | 0 | 0 | 0 | 0 | 0 | 0 | 0 | 0 | 0 | 0 | 0 | 0 | 0 | 0 | 0 | 0 | 0 | 0 | 0 | 0 | 0 | 0 | 0
F1_Industrial_Industrial - WA_New_Space Heating_Natural Gas_Furnace_E9 | F1 | Industrial | Industrial - WA | New | Space Heating | Natural Gas | Furnace | E9 | RVT - Cost of Equipment | 0 | 0 | 0 | 0 | 0 | 0 | 0 | 0 | 0 | 0 | 0 | 0 | 0 | 0 | 0 | 0 | 0 | 0 | 0 | 0 | 0 | 0 | 0 | 0 | 0 | 0 | 0
F1_Industrial_Industrial - WA_New_Space Heating_Natural Gas_Furnace_E10 | F1 | Industrial | Industrial - WA | New | Space Heating | Natural Gas | Furnace | E10 | RVT - Cost of Equipment | 0 | 0 | 0 | 0 | 0 | 0 | 0 | 0 | 0 | 0 | 0 | 0 | 0 | 0 | 0 | 0 | 0 | 0 | 0 | 0 | 0 | 0 | 0 | 0 | 0 | 0 | 0
F2_Industrial_Industrial - WA_New_Space Heating_Natural Gas_Furnace_E1 | F2 | Industrial | Industrial - WA | New | Space Heating | Natural Gas | Furnace | E1 | RVT - Cost of Operation | 22.7452 | 23.6042 | 24.6147 | 25.7221 | 26.8567 | 27.9894 | 29.0734 | 30.0741 | 31.0589 | 31.7571 | 32.5853 | 33.4552 | 34.2865 | 35.0011 | 35.6378 | 36.167 | 36.6523 | 37.1426 | 37.5718 | 37.971 | 38.3442 | 38.8327 | 39.2945 | 39.701 | 40.0765 | 40.422 | 40.7386
F2_Industrial_Industrial - WA_New_Space Heating_Natural Gas_Furnace_E2 | F2 | Industrial | Industrial - WA | New | Space Heating | Natural Gas | Furnace | E2 | RVT - Cost of Operation | 20.217 | 20.9805 | 21.8787 | 22.863 | 23.8715 | 24.8782 | 25.8417 | 26.7312 | 27.6065 | 28.2271 | 28.9633 | 29.7365 | 30.4754 | 31.1105 | 31.6765 | 32.1469 | 32.5783 | 33.014 | 33.3955 | 33.7503 | 34.0821 | 34.5163 | 34.9268 | 35.2881 | 35.6218 | 35.9289 | 36.2103
F2_Industrial_Industrial - WA_New_Space Heating_Natural Gas_Furnace_E3 | F2 | Industrial | Industrial - WA | New | Space Heating | Natural Gas | Furnace | E3 | RVT - Cost of Operation | 18.2989 | 19.0357 | 19.9156 | 20.8892 | 21.891 | 22.8933 | 23.852 | 24.7349 | 25.6045 | 26.2109 | 26.9377 | 27.7034 | 28.4365 | 29.0648 | 29.6238 | 30.0861 | 30.5101 | 30.9409 | 31.3175 | 31.6684 | 31.9973 | 32.4343 | 32.8484 | 33.2134 | 33.5514 | 33.8634 | 34.1503
F2_Industrial_Industrial - WA_New_Space Heating_Natural Gas_Furnace_E4 | F2 | Industrial | Industrial - WA | New | Space Heating | Natural Gas | Furnace | E4 | RVT - Cost of Operation | 0 | 0 | 0 | 0 | 0 | 0 | 0 | 0 | 0 | 0 | 0 | 0 | 0 | 0 | 0 | 0 | 0 | 0 | 0 | 0 | 0 | 0 | 0 | 0 | 0 | 0 | 0
F2_Industrial_Industrial - WA_New_Space Heating_Natural Gas_Furnace_E5 | F2 | Industrial | Industrial - WA | New | Space Heating | Natural Gas | Furnace | E5 | RVT - Cost of Operation | 0 | 0 | 0 | 0 | 0 | 0 | 0 | 0 | 0 | 0 | 0 | 0 | 0 | 0 | 0 | 0 | 0 | 0 | 0 | 0 | 0 | 0 | 0 | 0 | 0 | 0 | 0
F2_Industrial_Industrial - WA_New_Space Heating_Natural Gas_Furnace_E6 | F2 | Industrial | Industrial - WA | New | Space Heating | Natural Gas | Furnace | E6 | RVT - Cost of Operation | 0 | 0 | 0 | 0 | 0 | 0 | 0 | 0 | 0 | 0 | 0 | 0 | 0 | 0 | 0 | 0 | 0 | 0 | 0 | 0 | 0 | 0 | 0 | 0 | 0 | 0 | 0
F2_Industrial_Industrial - WA_New_Space Heating_Natural Gas_Furnace_E7 | F2 | Industrial | Industrial - WA | New | Space Heating | Natural Gas | Furnace | E7 | RVT - Cost of Operation | 0 | 0 | 0 | 0 | 0 | 0 | 0 | 0 | 0 | 0 | 0 | 0 | 0 | 0 | 0 | 0 | 0 | 0 | 0 | 0 | 0 | 0 | 0 | 0 | 0 | 0 | 0
F2_Industrial_Industrial - WA_New_Space Heating_Natural Gas_Furnace_E8 | F2 | Industrial | Industrial - WA | New | Space Heating | Natural Gas | Furnace | E8 | RVT - Cost of Operation | 0 | 0 | 0 | 0 | 0 | 0 | 0 | 0 | 0 | 0 | 0 | 0 | 0 | 0 | 0 | 0 | 0 | 0 | 0 | 0 | 0 | 0 | 0 | 0 | 0 | 0 | 0
F2_Industrial_Industrial - WA_New_Space Heating_Natural Gas_Furnace_E9 | F2 | Industrial | Industrial - WA | New | Space Heating | Natural Gas | Furnace | E9 | RVT - Cost of Operation | 0 | 0 | 0 | 0 | 0 | 0 | 0 | 0 | 0 | 0 | 0 | 0 | 0 | 0 | 0 | 0 | 0 | 0 | 0 | 0 | 0 | 0 | 0 | 0 | 0 | 0 | 0
F2_Industrial_Industrial - WA_New_Space Heating_Natural Gas_Furnace_E10 | F2 | Industrial | Industrial - WA | New | Space Heating | Natural Gas | Furnace | E10 | RVT - Cost of Operation | 0 | 0 | 0 | 0 | 0 | 0 | 0 | 0 | 0 | 0 | 0 | 0 | 0 | 0 | 0 | 0 | 0 | 0 | 0 | 0 | 0 | 0 | 0 | 0 | 0 | 0 | 0
F3_Industrial_Industrial - WA_New_Space Heating_Natural Gas_Furnace_E1 | F3 | Industrial | Industrial - WA | New | Space Heating | Natural Gas | Furnace | E1 | System - kBTUs of Consumption | 7787.3052 | 7771.0039 | 7771.0039 | 7771.0039 | 7771.0039 | 7771.0039 | 7771.0039 | 7771.0039 | 7771.0039 | 7771.0039 | 7771.0039 | 7771.0039 | 7771.0039 | 7771.0039 | 7771.0039 | 7771.0039 | 7771.0039 | 7771.0039 | 7771.0039 | 7771.0039 | 7771.0039 | 7771.0039 | 7771.0039 | 7771.0039 | 7771.0039 | 7771.0039 | 7771.0039
F3_Industrial_Industrial - WA_New_Space Heating_Natural Gas_Furnace_E2 | F3 | Industrial | Industrial - WA | New | Space Heating | Natural Gas | Furnace | E2 | System - kBTUs of Consumption | 6921.7128 | 6907.2234 | 6907.2234 | 6907.2234 | 6907.2234 | 6907.2234 | 6907.2234 | 6907.2234 | 6907.2234 | 6907.2234 | 6907.2234 | 6907.2234 | 6907.2234 | 6907.2234 | 6907.2234 | 6907.2234 | 6907.2234 | 6907.2234 | 6907.2234 | 6907.2234 | 6907.2234 | 6907.2234 | 6907.2234 | 6907.2234 | 6907.2234 | 6907.2234 | 6907.2234
F3_Industrial_Industrial - WA_New_Space Heating_Natural Gas_Furnace_E3 | F3 | Industrial | Industrial - WA | New | Space Heating | Natural Gas | Furnace | E3 | System - kBTUs of Consumption | 6491.6332 | 6475.3332 | 6475.3332 | 6475.3332 | 6475.3332 | 6475.3332 | 6475.3332 | 6475.3332 | 6475.3332 | 6475.3332 | 6475.3332 | 6475.3332 | 6475.3332 | 6475.3332 | 6475.3332 | 6475.3332 | 6475.3332 | 6475.3332 | 6475.3332 | 6475.3332 | 6475.3332 | 6475.3332 | 6475.3332 | 6475.3332 | 6475.3332 | 6475.3332 | 6475.3332
F3_Industrial_Industrial - WA_New_Space Heating_Natural Gas_Furnace_E4 | F3 | Industrial | Industrial - WA | New | Space Heating | Natural Gas | Furnace | E4 | System - kBTUs of Consumption | 0 | 0 | 0 | 0 | 0 | 0 | 0 | 0 | 0 | 0 | 0 | 0 | 0 | 0 | 0 | 0 | 0 | 0 | 0 | 0 | 0 | 0 | 0 | 0 | 0 | 0 | 0
F3_Industrial_Industrial - WA_New_Space Heating_Natural Gas_Furnace_E5 | F3 | Industrial | Industrial - WA | New | Space Heating | Natural Gas | Furnace | E5 | System - kBTUs of Consumption | 0 | 0 | 0 | 0 | 0 | 0 | 0 | 0 | 0 | 0 | 0 | 0 | 0 | 0 | 0 | 0 | 0 | 0 | 0 | 0 | 0 | 0 | 0 | 0 | 0 | 0 | 0
F3_Industrial_Industrial - WA_New_Space Heating_Natural Gas_Furnace_E6 | F3 | Industrial | Industrial - WA | New | Space Heating | Natural Gas | Furnace | E6 | System - kBTUs of Consumption | 0 | 0 | 0 | 0 | 0 | 0 | 0 | 0 | 0 | 0 | 0 | 0 | 0 | 0 | 0 | 0 | 0 | 0 | 0 | 0 | 0 | 0 | 0 | 0 | 0 | 0 | 0
F3_Industrial_Industrial - WA_New_Space Heating_Natural Gas_Furnace_E7 | F3 | Industrial | Industrial - WA | New | Space Heating | Natural Gas | Furnace | E7 | System - kBTUs of Consumption | 0 | 0 | 0 | 0 | 0 | 0 | 0 | 0 | 0 | 0 | 0 | 0 | 0 | 0 | 0 | 0 | 0 | 0 | 0 | 0 | 0 | 0 | 0 | 0 | 0 | 0 | 0
F3_Industrial_Industrial - WA_New_Space Heating_Natural Gas_Furnace_E8 | F3 | Industrial | Industrial - WA | New | Space Heating | Natural Gas | Furnace | E8 | System - kBTUs of Consumption | 0 | 0 | 0 | 0 | 0 | 0 | 0 | 0 | 0 | 0 | 0 | 0 | 0 | 0 | 0 | 0 | 0 | 0 | 0 | 0 | 0 | 0 | 0 | 0 | 0 | 0 | 0
F3_Industrial_Industrial - WA_New_Space Heating_Natural Gas_Furnace_E9 | F3 | Industrial | Industrial - WA | New | Space Heating | Natural Gas | Furnace | E9 | System - kBTUs of Consumption | 0 | 0 | 0 | 0 | 0 | 0 | 0 | 0 | 0 | 0 | 0 | 0 | 0 | 0 | 0 | 0 | 0 | 0 | 0 | 0 | 0 | 0 | 0 | 0 | 0 | 0 | 0
F3_Industrial_Industrial - WA_New_Space Heating_Natural Gas_Furnace_E10 | F3 | Industrial | Industrial - WA | New | Space Heating | Natural Gas | Furnace | E10 | System - kBTUs of Consumption | 0 | 0 | 0 | 0 | 0 | 0 | 0 | 0 | 0 | 0 | 0 | 0 | 0 | 0 | 0 | 0 | 0 | 0 | 0 | 0 | 0 | 0 | 0 | 0 | 0 | 0 | 0
F4_Industrial_Industrial - WA_New_Space Heating_Natural Gas_Furnace_E1 | F4 | Industrial | Industrial - WA | New | Space Heating | Natural Gas | Furnace | E1 | Utility - Cost of Equipment | 322.5993 | 322.5993 | 322.5993 | 322.5993 | 322.5993 | 322.5993 | 322.5993 | 322.5993 | 322.5993 | 322.5993 | 322.5993 | 322.5993 | 322.5993 | 322.5993 | 322.5993 | 322.5993 | 322.5993 | 322.5993 | 322.5993 | 322.5993 | 322.5993 | 322.5993 | 322.5993 | 322.5993 | 322.5993 | 322.5993 | 322.5993
F4_Industrial_Industrial - WA_New_Space Heating_Natural Gas_Furnace_E2 | F4 | Industrial | Industrial - WA | New | Space Heating | Natural Gas | Furnace | E2 | Utility - Cost of Equipment | 788.3686 | 788.3686 | 788.3686 | 788.3686 | 788.3686 | 788.3686 | 788.3686 | 788.3686 | 788.3686 | 788.3686 | 788.3686 | 788.3686 | 788.3686 | 788.3686 | 788.3686 | 788.3686 | 788.3686 | 788.3686 | 788.3686 | 788.3686 | 788.3686 | 788.3686 | 788.3686 | 788.3686 | 788.3686 | 788.3686 | 788.3686
F4_Industrial_Industrial - WA_New_Space Heating_Natural Gas_Furnace_E3 | F4 | Industrial | Industrial - WA | New | Space Heating | Natural Gas | Furnace | E3 | Utility - Cost of Equipment | 229.1361 | 229.1361 | 229.1361 | 229.1361 | 229.1361 | 229.1361 | 229.1361 | 229.1361 | 229.1361 | 229.1361 | 229.1361 | 229.1361 | 229.1361 | 229.1361 | 229.1361 | 229.1361 | 229.1361 | 229.1361 | 229.1361 | 229.1361 | 229.1361 | 229.1361 | 229.1361 | 229.1361 | 229.1361 | 229.1361 | 229.1361
F4_Industrial_Industrial - WA_New_Space Heating_Natural Gas_Furnace_E4 | F4 | Industrial | Industrial - WA | New | Space Heating | Natural Gas | Furnace | E4 | Utility - Cost of Equipment | 0 | 0 | 0 | 0 | 0 | 0 | 0 | 0 | 0 | 0 | 0 | 0 | 0 | 0 | 0 | 0 | 0 | 0 | 0 | 0 | 0 | 0 | 0 | 0 | 0 | 0 | 0
F4_Industrial_Industrial - WA_New_Space Heating_Natural Gas_Furnace_E5 | F4 | Industrial | Industrial - WA | New | Space Heating | Natural Gas | Furnace | E5 | Utility - Cost of Equipment | 0 | 0 | 0 | 0 | 0 | 0 | 0 | 0 | 0 | 0 | 0 | 0 | 0 | 0 | 0 | 0 | 0 | 0 | 0 | 0 | 0 | 0 | 0 | 0 | 0 | 0 | 0
F4_Industrial_Industrial - WA_New_Space Heating_Natural Gas_Furnace_E6 | F4 | Industrial | Industrial - WA | New | Space Heating | Natural Gas | Furnace | E6 | Utility - Cost of Equipment | 0 | 0 | 0 | 0 | 0 | 0 | 0 | 0 | 0 | 0 | 0 | 0 | 0 | 0 | 0 | 0 | 0 | 0 | 0 | 0 | 0 | 0 | 0 | 0 | 0 | 0 | 0
F4_Industrial_Industrial - WA_New_Space Heating_Natural Gas_Furnace_E7 | F4 | Industrial | Industrial - WA | New | Space Heating | Natural Gas | Furnace | E7 | Utility - Cost of Equipment | 0 | 0 | 0 | 0 | 0 | 0 | 0 | 0 | 0 | 0 | 0 | 0 | 0 | 0 | 0 | 0 | 0 | 0 | 0 | 0 | 0 | 0 | 0 | 0 | 0 | 0 | 0
F4_Industrial_Industrial - WA_New_Space Heating_Natural Gas_Furnace_E8 | F4 | Industrial | Industrial - WA | New | Space Heating | Natural Gas | Furnace | E8 | Utility - Cost of Equipment | 0 | 0 | 0 | 0 | 0 | 0 | 0 | 0 | 0 | 0 | 0 | 0 | 0 | 0 | 0 | 0 | 0 | 0 | 0 | 0 | 0 | 0 | 0 | 0 | 0 | 0 | 0
F4_Industrial_Industrial - WA_New_Space Heating_Natural Gas_Furnace_E9 | F4 | Industrial | Industrial - WA | New | Space Heating | Natural Gas | Furnace | E9 | Utility - Cost of Equipment | 0 | 0 | 0 | 0 | 0 | 0 | 0 | 0 | 0 | 0 | 0 | 0 | 0 | 0 | 0 | 0 | 0 | 0 | 0 | 0 | 0 | 0 | 0 | 0 | 0 | 0 | 0
F4_Industrial_Industrial - WA_New_Space Heating_Natural Gas_Furnace_E10 | F4 | Industrial | Industrial - WA | New | Space Heating | Natural Gas | Furnace | E10 | Utility - Cost of Equipment | 0 | 0 | 0 | 0 | 0 | 0 | 0 | 0 | 0 | 0 | 0 | 0 | 0 | 0 | 0 | 0 | 0 | 0 | 0 | 0 | 0 | 0 | 0 | 0 | 0 | 0 | 0
F5_Industrial_Industrial - WA_New_Space Heating_Natural Gas_Furnace_E1 | F5 | Industrial | Industrial - WA | New | Space Heating | Natural Gas | Furnace | E1 | Utility - Cost of Operation | 19.7609 | 20.6253 | 21.6311 | 22.7339 | 23.8769 | 25.0369 | 26.1762 | 27.2676 | 28.369 | 29.2565 | 30.084 | 30.9597 | 31.8068 | 32.5549 | 33.2396 | 33.8343 | 34.3975 | 34.974 | 35.5046 | 36.0178 | 36.5183 | 36.9836 | 37.4233 | 37.8105 | 38.1681 | 38.4972 | 38.7987
F5_Industrial_Industrial - WA_New_Space Heating_Natural Gas_Furnace_E2 | F5 | Industrial | Industrial - WA | New | Space Heating | Natural Gas | Furnace | E2 | Utility - Cost of Operation | 17.5644 | 18.3327 | 19.2267 | 20.207 | 21.2229 | 22.2539 | 23.2666 | 24.2367 | 25.2156 | 26.0045 | 26.74 | 27.5184 | 28.2714 | 28.9363 | 29.5448 | 30.0734 | 30.5741 | 31.0865 | 31.5581 | 32.0143 | 32.4591 | 32.8727 | 33.2636 | 33.6077 | 33.9256 | 34.218 | 34.486
F5_Industrial_Industrial - WA_New_Space Heating_Natural Gas_Furnace_E3 | F5 | Industrial | Industrial - WA | New | Space Heating | Natural Gas | Furnace | E3 | Utility - Cost of Operation | 15.7519 | 16.486 | 17.354 | 18.3157 | 19.3177 | 20.3383 | 21.3418 | 22.3031 | 23.2762 | 24.0546 | 24.7803 | 25.5531 | 26.3023 | 26.9628 | 27.5673 | 28.0911 | 28.588 | 29.0992 | 29.57 | 30.0268 | 30.4736 | 30.8898 | 31.2842 | 31.6318 | 31.9537 | 32.2509 | 32.5241
F5_Industrial_Industrial - WA_New_Space Heating_Natural Gas_Furnace_E4 | F5 | Industrial | Industrial - WA | New | Space Heating | Natural Gas | Furnace | E4 | Utility - Cost of Operation | 0 | 0 | 0 | 0 | 0 | 0 | 0 | 0 | 0 | 0 | 0 | 0 | 0 | 0 | 0 | 0 | 0 | 0 | 0 | 0 | 0 | 0 | 0 | 0 | 0 | 0 | 0
F5_Industrial_Industrial - WA_New_Space Heating_Natural Gas_Furnace_E5 | F5 | Industrial | Industrial - WA | New | Space Heating | Natural Gas | Furnace | E5 | Utility - Cost of Operation | 0 | 0 | 0 | 0 | 0 | 0 | 0 | 0 | 0 | 0 | 0 | 0 | 0 | 0 | 0 | 0 | 0 | 0 | 0 | 0 | 0 | 0 | 0 | 0 | 0 | 0 | 0
F5_Industrial_Industrial - WA_New_Space Heating_Natural Gas_Furnace_E6 | F5 | Industrial | Industrial - WA | New | Space Heating | Natural Gas | Furnace | E6 | Utility - Cost of Operation | 0 | 0 | 0 | 0 | 0 | 0 | 0 | 0 | 0 | 0 | 0 | 0 | 0 | 0 | 0 | 0 | 0 | 0 | 0 | 0 | 0 | 0 | 0 | 0 | 0 | 0 | 0
F5_Industrial_Industrial - WA_New_Space Heating_Natural Gas_Furnace_E7 | F5 | Industrial | Industrial - WA | New | Space Heating | Natural Gas | Furnace | E7 | Utility - Cost of Operation | 0 | 0 | 0 | 0 | 0 | 0 | 0 | 0 | 0 | 0 | 0 | 0 | 0 | 0 | 0 | 0 | 0 | 0 | 0 | 0 | 0 | 0 | 0 | 0 | 0 | 0 | 0
F5_Industrial_Industrial - WA_New_Space Heating_Natural Gas_Furnace_E8 | F5 | Industrial | Industrial - WA | New | Space Heating | Natural Gas | Furnace | E8 | Utility - Cost of Operation | 0 | 0 | 0 | 0 | 0 | 0 | 0 | 0 | 0 | 0 | 0 | 0 | 0 | 0 | 0 | 0 | 0 | 0 | 0 | 0 | 0 | 0 | 0 | 0 | 0 | 0 | 0
F5_Industrial_Industrial - WA_New_Space Heating_Natural Gas_Furnace_E9 | F5 | Industrial | Industrial - WA | New | Space Heating | Natural Gas | Furnace | E9 | Utility - Cost of Operation | 0 | 0 | 0 | 0 | 0 | 0 | 0 | 0 | 0 | 0 | 0 | 0 | 0 | 0 | 0 | 0 | 0 | 0 | 0 | 0 | 0 | 0 | 0 | 0 | 0 | 0 | 0
F5_Industrial_Industrial - WA_New_Space Heating_Natural Gas_Furnace_E10 | F5 | Industrial | Industrial - WA | New | Space Heating | Natural Gas | Furnace | E10 | Utility - Cost of Operation | 0 | 0 | 0 | 0 | 0 | 0 | 0 | 0 | 0 | 0 | 0 | 0 | 0 | 0 | 0 | 0 | 0 | 0 | 0 | 0 | 0 | 0 | 0 | 0 | 0 | 0 | 0
F6_Industrial_Industrial - WA_New_Space Heating_Natural Gas_Furnace_E1 | F6 | Industrial | Industrial - WA | New | Space Heating | Natural Gas | Furnace | E1 | Utility - Value of Sales | 22.7452 | 23.6042 | 24.6147 | 25.7221 | 26.8567 | 27.9894 | 29.0734 | 30.0741 | 31.0589 | 31.7571 | 32.5853 | 33.4552 | 34.2865 | 35.0011 | 35.6378 | 36.167 | 36.6523 | 37.1426 | 37.5718 | 37.971 | 38.3442 | 38.8327 | 39.2945 | 39.701 | 40.0765 | 40.422 | 40.7386
F6_Industrial_Industrial - WA_New_Space Heating_Natural Gas_Furnace_E2 | F6 | Industrial | Industrial - WA | New | Space Heating | Natural Gas | Furnace | E2 | Utility - Value of Sales | 20.217 | 20.9805 | 21.8787 | 22.863 | 23.8715 | 24.8782 | 25.8417 | 26.7312 | 27.6065 | 28.2271 | 28.9633 | 29.7365 | 30.4754 | 31.1105 | 31.6765 | 32.1469 | 32.5783 | 33.014 | 33.3955 | 33.7503 | 34.0821 | 34.5163 | 34.9268 | 35.2881 | 35.6218 | 35.9289 | 36.2103
F6_Industrial_Industrial - WA_New_Space Heating_Natural Gas_Furnace_E3 | F6 | Industrial | Industrial - WA | New | Space Heating | Natural Gas | Furnace | E3 | Utility - Value of Sales | 18.2989 | 19.0357 | 19.9156 | 20.8892 | 21.891 | 22.8933 | 23.852 | 24.7349 | 25.6045 | 26.2109 | 26.9377 | 27.7034 | 28.4365 | 29.0648 | 29.6238 | 30.0861 | 30.5101 | 30.9409 | 31.3175 | 31.6684 | 31.9973 | 32.4343 | 32.8484 | 33.2134 | 33.5514 | 33.8634 | 34.1503
F6_Industrial_Industrial - WA_New_Space Heating_Natural Gas_Furnace_E4 | F6 | Industrial | Industrial - WA | New | Space Heating | Natural Gas | Furnace | E4 | Utility - Value of Sales | 0 | 0 | 0 | 0 | 0 | 0 | 0 | 0 | 0 | 0 | 0 | 0 | 0 | 0 | 0 | 0 | 0 | 0 | 0 | 0 | 0 | 0 | 0 | 0 | 0 | 0 | 0
F6_Industrial_Industrial - WA_New_Space Heating_Natural Gas_Furnace_E5 | F6 | Industrial | Industrial - WA | New | Space Heating | Natural Gas | Furnace | E5 | Utility - Value of Sales | 0 | 0 | 0 | 0 | 0 | 0 | 0 | 0 | 0 | 0 | 0 | 0 | 0 | 0 | 0 | 0 | 0 | 0 | 0 | 0 | 0 | 0 | 0 | 0 | 0 | 0 | 0
F6_Industrial_Industrial - WA_New_Space Heating_Natural Gas_Furnace_E6 | F6 | Industrial | Industrial - WA | New | Space Heating | Natural Gas | Furnace | E6 | Utility - Value of Sales | 0 | 0 | 0 | 0 | 0 | 0 | 0 | 0 | 0 | 0 | 0 | 0 | 0 | 0 | 0 | 0 | 0 | 0 | 0 | 0 | 0 | 0 | 0 | 0 | 0 | 0 | 0
F6_Industrial_Industrial - WA_New_Space Heating_Natural Gas_Furnace_E7 | F6 | Industrial | Industrial - WA | New | Space Heating | Natural Gas | Furnace | E7 | Utility - Value of Sales | 0 | 0 | 0 | 0 | 0 | 0 | 0 | 0 | 0 | 0 | 0 | 0 | 0 | 0 | 0 | 0 | 0 | 0 | 0 | 0 | 0 | 0 | 0 | 0 | 0 | 0 | 0
F6_Industrial_Industrial - WA_New_Space Heating_Natural Gas_Furnace_E8 | F6 | Industrial | Industrial - WA | New | Space Heating | Natural Gas | Furnace | E8 | Utility - Value of Sales | 0 | 0 | 0 | 0 | 0 | 0 | 0 | 0 | 0 | 0 | 0 | 0 | 0 | 0 | 0 | 0 | 0 | 0 | 0 | 0 | 0 | 0 | 0 | 0 | 0 | 0 | 0
F6_Industrial_Industrial - WA_New_Space Heating_Natural Gas_Furnace_E9 | F6 | Industrial | Industrial - WA | New | Space Heating | Natural Gas | Furnace | E9 | Utility - Value of Sales | 0 | 0 | 0 | 0 | 0 | 0 | 0 | 0 | 0 | 0 | 0 | 0 | 0 | 0 | 0 | 0 | 0 | 0 | 0 | 0 | 0 | 0 | 0 | 0 | 0 | 0 | 0
F6_Industrial_Industrial - WA_New_Space Heating_Natural Gas_Furnace_E10 | F6 | Industrial | Industrial - WA | New | Space Heating | Natural Gas | Furnace | E10 | Utility - Value of Sales | 0 | 0 | 0 | 0 | 0 | 0 | 0 | 0 | 0 | 0 | 0 | 0 | 0 | 0 | 0 | 0 | 0 | 0 | 0 | 0 | 0 | 0 | 0 | 0 | 0 | 0 | 0
F1_Industrial_Industrial - WA_New_Space Heating_Natural Gas_Boiler_E1 | F1 | Industrial | Industrial - WA | New | Space Heating | Natural Gas | Boiler | E1 | RVT - Cost of Equipment | 349.5787 | 349.5787 | 349.5787 | 349.5787 | 349.5787 | 349.5787 | 349.5787 | 349.5787 | 349.5787 | 349.5787 | 349.5787 | 349.5787 | 349.5787 | 349.5787 | 349.5787 | 349.5787 | 349.5787 | 349.5787 | 349.5787 | 349.5787 | 349.5787 | 349.5787 | 349.5787 | 349.5787 | 349.5787 | 349.5787 | 349.5787
F1_Industrial_Industrial - WA_New_Space Heating_Natural Gas_Boiler_E2 | F1 | Industrial | Industrial - WA | New | Space Heating | Natural Gas | Boiler | E2 | RVT - Cost of Equipment | 364.2353 | 364.2353 | 364.2353 | 364.2353 | 364.2353 | 364.2353 | 364.2353 | 364.2353 | 364.2353 | 364.2353 | 364.2353 | 364.2353 | 364.2353 | 364.2353 | 364.2353 | 364.2353 | 364.2353 | 364.2353 | 364.2353 | 364.2353 | 364.2353 | 364.2353 | 364.2353 | 364.2353 | 364.2353 | 364.2353 | 364.2353
F1_Industrial_Industrial - WA_New_Space Heating_Natural Gas_Boiler_E3 | F1 | Industrial | Industrial - WA | New | Space Heating | Natural Gas | Boiler | E3 | RVT - Cost of Equipment | 340.0352 | 340.0352 | 340.0352 | 340.0352 | 340.0352 | 340.0352 | 340.0352 | 340.0352 | 340.0352 | 340.0352 | 340.0352 | 340.0352 | 340.0352 | 340.0352 | 340.0352 | 340.0352 | 340.0352 | 340.0352 | 340.0352 | 340.0352 | 340.0352 | 340.0352 | 340.0352 | 340.0352 | 340.0352 | 340.0352 | 340.0352
F1_Industrial_Industrial - WA_New_Space Heating_Natural Gas_Boiler_E4 | F1 | Industrial | Industrial - WA | New | Space Heating | Natural Gas | Boiler | E4 | RVT - Cost of Equipment | 2804.2629 | 2804.2629 | 2804.2629 | 2804.2629 | 2804.2629 | 2804.2629 | 2804.2629 | 2804.2629 | 2804.2629 | 2804.2629 | 2804.2629 | 2804.2629 | 2804.2629 | 2804.2629 | 2804.2629 | 2804.2629 | 2804.2629 | 2804.2629 | 2804.2629 | 2804.2629 | 2804.2629 | 2804.2629 | 2804.2629 | 2804.2629 | 2804.2629 | 2804.2629 | 2804.2629
F1_Industrial_Industrial - WA_New_Space Heating_Natural Gas_Boiler_E5 | F1 | Industrial | Industrial - WA | New | Space Heating | Natural Gas | Boiler | E5 | RVT - Cost of Equipment | 0 | 0 | 0 | 0 | 0 | 0 | 0 | 0 | 0 | 0 | 0 | 0 | 0 | 0 | 0 | 0 | 0 | 0 | 0 | 0 | 0 | 0 | 0 | 0 | 0 | 0 | 0
F1_Industrial_Industrial - WA_New_Space Heating_Natural Gas_Boiler_E6 | F1 | Industrial | Industrial - WA | New | Space Heating | Natural Gas | Boiler | E6 | RVT - Cost of Equipment | 0 | 0 | 0 | 0 | 0 | 0 | 0 | 0 | 0 | 0 | 0 | 0 | 0 | 0 | 0 | 0 | 0 | 0 | 0 | 0 | 0 | 0 | 0 | 0 | 0 | 0 | 0
F1_Industrial_Industrial - WA_New_Space Heating_Natural Gas_Boiler_E7 | F1 | Industrial | Industrial - WA | New | Space Heating | Natural Gas | Boiler | E7 | RVT - Cost of Equipment | 0 | 0 | 0 | 0 | 0 | 0 | 0 | 0 | 0 | 0 | 0 | 0 | 0 | 0 | 0 | 0 | 0 | 0 | 0 | 0 | 0 | 0 | 0 | 0 | 0 | 0 | 0
F1_Industrial_Industrial - WA_New_Space Heating_Natural Gas_Boiler_E8 | F1 | Industrial | Industrial - WA | New | Space Heating | Natural Gas | Boiler | E8 | RVT - Cost of Equipment | 0 | 0 | 0 | 0 | 0 | 0 | 0 | 0 | 0 | 0 | 0 | 0 | 0 | 0 | 0 | 0 | 0 | 0 | 0 | 0 | 0 | 0 | 0 | 0 | 0 | 0 | 0
F1_Industrial_Industrial - WA_New_Space Heating_Natural Gas_Boiler_E9 | F1 | Industrial | Industrial - WA | New | Space Heating | Natural Gas | Boiler | E9 | RVT - Cost of Equipment | 0 | 0 | 0 | 0 | 0 | 0 | 0 | 0 | 0 | 0 | 0 | 0 | 0 | 0 | 0 | 0 | 0 | 0 | 0 | 0 | 0 | 0 | 0 | 0 | 0 | 0 | 0
F1_Industrial_Industrial - WA_New_Space Heating_Natural Gas_Boiler_E10 | F1 | Industrial | Industrial - WA | New | Space Heating | Natural Gas | Boiler | E10 | RVT - Cost of Equipment | 0 | 0 | 0 | 0 | 0 | 0 | 0 | 0 | 0 | 0 | 0 | 0 | 0 | 0 | 0 | 0 | 0 | 0 | 0 | 0 | 0 | 0 | 0 | 0 | 0 | 0 | 0
F2_Industrial_Industrial - WA_New_Space Heating_Natural Gas_Boiler_E1 | F2 | Industrial | Industrial - WA | New | Space Heating | Natural Gas | Boiler | E1 | RVT - Cost of Operation | 29.2804 | 30.2171 | 31.2823 | 32.4258 | 33.5859 | 34.7369 | 35.8383 | 36.8587 | 37.8595 | 38.5925 | 39.4417 | 40.3258 | 41.1673 | 41.8939 | 42.5425 | 43.086 | 43.5831 | 44.079 | 44.5132 | 44.9143 | 45.2868 | 45.7609 | 46.2061 | 46.5968 | 46.9554 | 47.1129 | 47.1838
F2_Industrial_Industrial - WA_New_Space Heating_Natural Gas_Boiler_E2 | F2 | Industrial | Industrial - WA | New | Space Heating | Natural Gas | Boiler | E2 | RVT - Cost of Operation | 27.5579 | 28.4395 | 29.442 | 30.5183 | 31.6101 | 32.6934 | 33.73 | 34.6904 | 35.6323 | 36.3222 | 37.1214 | 37.9536 | 38.7455 | 39.4294 | 40.0398 | 40.5513 | 41.0192 | 41.4859 | 41.8945 | 42.2721 | 42.6227 | 43.0688 | 43.4879 | 43.8556 | 44.1931 | 44.3413 | 44.4081
F2_Industrial_Industrial - WA_New_Space Heating_Natural Gas_Boiler_E3 | F2 | Industrial | Industrial - WA | New | Space Heating | Natural Gas | Boiler | E3 | RVT - Cost of Operation | 24.1493 | 24.9219 | 25.8004 | 26.7435 | 27.7003 | 28.6496 | 29.558 | 30.3996 | 31.225 | 31.8295 | 32.5299 | 33.2591 | 33.9531 | 34.5524 | 35.0874 | 35.5355 | 35.9456 | 36.3545 | 36.7126 | 37.0435 | 37.3507 | 37.7417 | 38.1089 | 38.4311 | 38.7269 | 38.8568 | 38.9153
F2_Industrial_Industrial - WA_New_Space Heating_Natural Gas_Boiler_E4 | F2 | Industrial | Industrial - WA | New | Space Heating | Natural Gas | Boiler | E4 | RVT - Cost of Operation | 14.2886 | 14.8639 | 15.551 | 16.3112 | 17.0934 | 17.8761 | 18.6246 | 19.3141 | 19.993 | 20.4666 | 21.0341 | 21.632 | 22.2044 | 22.695 | 23.1315 | 23.4925 | 23.8236 | 24.1599 | 24.454 | 24.728 | 24.9848 | 25.3261 | 25.6494 | 25.9344 | 26.1984 | 26.442 | 26.666
F2_Industrial_Industrial - WA_New_Space Heating_Natural Gas_Boiler_E5 | F2 | Industrial | Industrial - WA | New | Space Heating | Natural Gas | Boiler | E5 | RVT - Cost of Operation | 0 | 0 | 0 | 0 | 0 | 0 | 0 | 0 | 0 | 0 | 0 | 0 | 0 | 0 | 0 | 0 | 0 | 0 | 0 | 0 | 0 | 0 | 0 | 0 | 0 | 0 | 0
F2_Industrial_Industrial - WA_New_Space Heating_Natural Gas_Boiler_E6 | F2 | Industrial | Industrial - WA | New | Space Heating | Natural Gas | Boiler | E6 | RVT - Cost of Operation | 0 | 0 | 0 | 0 | 0 | 0 | 0 | 0 | 0 | 0 | 0 | 0 | 0 | 0 | 0 | 0 | 0 | 0 | 0 | 0 | 0 | 0 | 0 | 0 | 0 | 0 | 0
F2_Industrial_Industrial - WA_New_Space Heating_Natural Gas_Boiler_E7 | F2 | Industrial | Industrial - WA | New | Space Heating | Natural Gas | Boiler | E7 | RVT - Cost of Operation | 0 | 0 | 0 | 0 | 0 | 0 | 0 | 0 | 0 | 0 | 0 | 0 | 0 | 0 | 0 | 0 | 0 | 0 | 0 | 0 | 0 | 0 | 0 | 0 | 0 | 0 | 0
F2_Industrial_Industrial - WA_New_Space Heating_Natural Gas_Boiler_E8 | F2 | Industrial | Industrial - WA | New | Space Heating | Natural Gas | Boiler | E8 | RVT - Cost of Operation | 0 | 0 | 0 | 0 | 0 | 0 | 0 | 0 | 0 | 0 | 0 | 0 | 0 | 0 | 0 | 0 | 0 | 0 | 0 | 0 | 0 | 0 | 0 | 0 | 0 | 0 | 0
F2_Industrial_Industrial - WA_New_Space Heating_Natural Gas_Boiler_E9 | F2 | Industrial | Industrial - WA | New | Space Heating | Natural Gas | Boiler | E9 | RVT - Cost of Operation | 0 | 0 | 0 | 0 | 0 | 0 | 0 | 0 | 0 | 0 | 0 | 0 | 0 | 0 | 0 | 0 | 0 | 0 | 0 | 0 | 0 | 0 | 0 | 0 | 0 | 0 | 0
F2_Industrial_Industrial - WA_New_Space Heating_Natural Gas_Boiler_E10 | F2 | Industrial | Industrial - WA | New | Space Heating | Natural Gas | Boiler | E10 | RVT - Cost of Operation | 0 | 0 | 0 | 0 | 0 | 0 | 0 | 0 | 0 | 0 | 0 | 0 | 0 | 0 | 0 | 0 | 0 | 0 | 0 | 0 | 0 | 0 | 0 | 0 | 0 | 0 | 0
F3_Industrial_Industrial - WA_New_Space Heating_Natural Gas_Boiler_E1 | F3 | Industrial | Industrial - WA | New | Space Heating | Natural Gas | Boiler | E1 | System - kBTUs of Consumption | 8698.6344 | 8687.4976 | 8687.4976 | 8687.4976 | 8687.4976 | 8687.4976 | 8687.4976 | 8687.4976 | 8687.4976 | 8687.4976 | 8687.4976 | 8687.4976 | 8687.4976 | 8687.4976 | 8687.4976 | 8687.4976 | 8687.4976 | 8687.4976 | 8687.4976 | 8687.4976 | 8687.4976 | 8687.4976 | 8687.4976 | 8687.4976 | 8687.4976 | 8580.2445 | 8446.1782
F3_Industrial_Industrial - WA_New_Space Heating_Natural Gas_Boiler_E2 | F3 | Industrial | Industrial - WA | New | Space Heating | Natural Gas | Boiler | E2 | System - kBTUs of Consumption | 8186.9102 | 8176.4286 | 8176.4286 | 8176.4286 | 8176.4286 | 8176.4286 | 8176.4286 | 8176.4286 | 8176.4286 | 8176.4286 | 8176.4286 | 8176.4286 | 8176.4286 | 8176.4286 | 8176.4286 | 8176.4286 | 8176.4286 | 8176.4286 | 8176.4286 | 8176.4286 | 8176.4286 | 8176.4286 | 8176.4286 | 8176.4286 | 8176.4286 | 8075.485 | 7949.3056
F3_Industrial_Industrial - WA_New_Space Heating_Natural Gas_Boiler_E3 | F3 | Industrial | Industrial - WA | New | Space Heating | Natural Gas | Boiler | E3 | System - kBTUs of Consumption | 7174.2778 | 7165.0926 | 7165.0926 | 7165.0926 | 7165.0926 | 7165.0926 | 7165.0926 | 7165.0926 | 7165.0926 | 7165.0926 | 7165.0926 | 7165.0926 | 7165.0926 | 7165.0926 | 7165.0926 | 7165.0926 | 7165.0926 | 7165.0926 | 7165.0926 | 7165.0926 | 7165.0926 | 7165.0926 | 7165.0926 | 7165.0926 | 7165.0926 | 7076.6347 | 6966.0623
F3_Industrial_Industrial - WA_New_Space Heating_Natural Gas_Boiler_E4 | F3 | Industrial | Industrial - WA | New | Space Heating | Natural Gas | Boiler | E4 | System - kBTUs of Consumption | 5068.9433 | 5056.2155 | 5056.2155 | 5056.2155 | 5056.2155 | 5056.2155 | 5056.2155 | 5056.2155 | 5056.2155 | 5056.2155 | 5056.2155 | 5056.2155 | 5056.2155 | 5056.2155 | 5056.2155 | 5056.2155 | 5056.2155 | 5056.2155 | 5056.2155 | 5056.2155 | 5056.2155 | 5056.2155 | 5056.2155 | 5056.2155 | 5056.2155 | 5056.2155 | 5056.2155
F3_Industrial_Industrial - WA_New_Space Heating_Natural Gas_Boiler_E5 | F3 | Industrial | Industrial - WA | New | Space Heating | Natural Gas | Boiler | E5 | System - kBTUs of Consumption | 0 | 0 | 0 | 0 | 0 | 0 | 0 | 0 | 0 | 0 | 0 | 0 | 0 | 0 | 0 | 0 | 0 | 0 | 0 | 0 | 0 | 0 | 0 | 0 | 0 | 0 | 0
F3_Industrial_Industrial - WA_New_Space Heating_Natural Gas_Boiler_E6 | F3 | Industrial | Industrial - WA | New | Space Heating | Natural Gas | Boiler | E6 | System - kBTUs of Consumption | 0 | 0 | 0 | 0 | 0 | 0 | 0 | 0 | 0 | 0 | 0 | 0 | 0 | 0 | 0 | 0 | 0 | 0 | 0 | 0 | 0 | 0 | 0 | 0 | 0 | 0 | 0
F3_Industrial_Industrial - WA_New_Space Heating_Natural Gas_Boiler_E7 | F3 | Industrial | Industrial - WA | New | Space Heating | Natural Gas | Boiler | E7 | System - kBTUs of Consumption | 0 | 0 | 0 | 0 | 0 | 0 | 0 | 0 | 0 | 0 | 0 | 0 | 0 | 0 | 0 | 0 | 0 | 0 | 0 | 0 | 0 | 0 | 0 | 0 | 0 | 0 | 0
F3_Industrial_Industrial - WA_New_Space Heating_Natural Gas_Boiler_E8 | F3 | Industrial | Industrial - WA | New | Space Heating | Natural Gas | Boiler | E8 | System - kBTUs of Consumption | 0 | 0 | 0 | 0 | 0 | 0 | 0 | 0 | 0 | 0 | 0 | 0 | 0 | 0 | 0 | 0 | 0 | 0 | 0 | 0 | 0 | 0 | 0 | 0 | 0 | 0 | 0
F3_Industrial_Industrial - WA_New_Space Heating_Natural Gas_Boiler_E9 | F3 | Industrial | Industrial - WA | New | Space Heating | Natural Gas | Boiler | E9 | System - kBTUs of Consumption | 0 | 0 | 0 | 0 | 0 | 0 | 0 | 0 | 0 | 0 | 0 | 0 | 0 | 0 | 0 | 0 | 0 | 0 | 0 | 0 | 0 | 0 | 0 | 0 | 0 | 0 | 0
F3_Industrial_Industrial - WA_New_Space Heating_Natural Gas_Boiler_E10 | F3 | Industrial | Industrial - WA | New | Space Heating | Natural Gas | Boiler | E10 | System - kBTUs of Consumption | 0 | 0 | 0 | 0 | 0 | 0 | 0 | 0 | 0 | 0 | 0 | 0 | 0 | 0 | 0 | 0 | 0 | 0 | 0 | 0 | 0 | 0 | 0 | 0 | 0 | 0 | 0
F4_Industrial_Industrial - WA_New_Space Heating_Natural Gas_Boiler_E1 | F4 | Industrial | Industrial - WA | New | Space Heating | Natural Gas | Boiler | E1 | Utility - Cost of Equipment | 349.5787 | 349.5787 | 349.5787 | 349.5787 | 349.5787 | 349.5787 | 349.5787 | 349.5787 | 349.5787 | 349.5787 | 349.5787 | 349.5787 | 349.5787 | 349.5787 | 349.5787 | 349.5787 | 349.5787 | 349.5787 | 349.5787 | 349.5787 | 349.5787 | 349.5787 | 349.5787 | 349.5787 | 349.5787 | 349.5787 | 349.5787
F4_Industrial_Industrial - WA_New_Space Heating_Natural Gas_Boiler_E2 | F4 | Industrial | Industrial - WA | New | Space Heating | Natural Gas | Boiler | E2 | Utility - Cost of Equipment | 364.2353 | 364.2353 | 364.2353 | 364.2353 | 364.2353 | 364.2353 | 364.2353 | 364.2353 | 364.2353 | 364.2353 | 364.2353 | 364.2353 | 364.2353 | 364.2353 | 364.2353 | 364.2353 | 364.2353 | 364.2353 | 364.2353 | 364.2353 | 364.2353 | 364.2353 | 364.2353 | 364.2353 | 364.2353 | 364.2353 | 364.2353
F4_Industrial_Industrial - WA_New_Space Heating_Natural Gas_Boiler_E3 | F4 | Industrial | Industrial - WA | New | Space Heating | Natural Gas | Boiler | E3 | Utility - Cost of Equipment | 340.0352 | 340.0352 | 340.0352 | 340.0352 | 340.0352 | 340.0352 | 340.0352 | 340.0352 | 340.0352 | 340.0352 | 340.0352 | 340.0352 | 340.0352 | 340.0352 | 340.0352 | 340.0352 | 340.0352 | 340.0352 | 340.0352 | 340.0352 | 340.0352 | 340.0352 | 340.0352 | 340.0352 | 340.0352 | 340.0352 | 340.0352
F4_Industrial_Industrial - WA_New_Space Heating_Natural Gas_Boiler_E4 | F4 | Industrial | Industrial - WA | New | Space Heating | Natural Gas | Boiler | E4 | Utility - Cost of Equipment | 2804.2629 | 2804.2629 | 2804.2629 | 2804.2629 | 2804.2629 | 2804.2629 | 2804.2629 | 2804.2629 | 2804.2629 | 2804.2629 | 2804.2629 | 2804.2629 | 2804.2629 | 2804.2629 | 2804.2629 | 2804.2629 | 2804.2629 | 2804.2629 | 2804.2629 | 2804.2629 | 2804.2629 | 2804.2629 | 2804.2629 | 2804.2629 | 2804.2629 | 2804.2629 | 2804.2629
F4_Industrial_Industrial - WA_New_Space Heating_Natural Gas_Boiler_E5 | F4 | Industrial | Industrial - WA | New | Space Heating | Natural Gas | Boiler | E5 | Utility - Cost of Equipment | 0 | 0 | 0 | 0 | 0 | 0 | 0 | 0 | 0 | 0 | 0 | 0 | 0 | 0 | 0 | 0 | 0 | 0 | 0 | 0 | 0 | 0 | 0 | 0 | 0 | 0 | 0
F4_Industrial_Industrial - WA_New_Space Heating_Natural Gas_Boiler_E6 | F4 | Industrial | Industrial - WA | New | Space Heating | Natural Gas | Boiler | E6 | Utility - Cost of Equipment | 0 | 0 | 0 | 0 | 0 | 0 | 0 | 0 | 0 | 0 | 0 | 0 | 0 | 0 | 0 | 0 | 0 | 0 | 0 | 0 | 0 | 0 | 0 | 0 | 0 | 0 | 0
F4_Industrial_Industrial - WA_New_Space Heating_Natural Gas_Boiler_E7 | F4 | Industrial | Industrial - WA | New | Space Heating | Natural Gas | Boiler | E7 | Utility - Cost of Equipment | 0 | 0 | 0 | 0 | 0 | 0 | 0 | 0 | 0 | 0 | 0 | 0 | 0 | 0 | 0 | 0 | 0 | 0 | 0 | 0 | 0 | 0 | 0 | 0 | 0 | 0 | 0
F4_Industrial_Industrial - WA_New_Space Heating_Natural Gas_Boiler_E8 | F4 | Industrial | Industrial - WA | New | Space Heating | Natural Gas | Boiler | E8 | Utility - Cost of Equipment | 0 | 0 | 0 | 0 | 0 | 0 | 0 | 0 | 0 | 0 | 0 | 0 | 0 | 0 | 0 | 0 | 0 | 0 | 0 | 0 | 0 | 0 | 0 | 0 | 0 | 0 | 0
F4_Industrial_Industrial - WA_New_Space Heating_Natural Gas_Boiler_E9 | F4 | Industrial | Industrial - WA | New | Space Heating | Natural Gas | Boiler | E9 | Utility - Cost of Equipment | 0 | 0 | 0 | 0 | 0 | 0 | 0 | 0 | 0 | 0 | 0 | 0 | 0 | 0 | 0 | 0 | 0 | 0 | 0 | 0 | 0 | 0 | 0 | 0 | 0 | 0 | 0
F4_Industrial_Industrial - WA_New_Space Heating_Natural Gas_Boiler_E10 | F4 | Industrial | Industrial - WA | New | Space Heating | Natural Gas | Boiler | E10 | Utility - Cost of Equipment | 0 | 0 | 0 | 0 | 0 | 0 | 0 | 0 | 0 | 0 | 0 | 0 | 0 | 0 | 0 | 0 | 0 | 0 | 0 | 0 | 0 | 0 | 0 | 0 | 0 | 0 | 0
F5_Industrial_Industrial - WA_New_Space Heating_Natural Gas_Boiler_E1 | F5 | Industrial | Industrial - WA | New | Space Heating | Natural Gas | Boiler | E1 | Utility - Cost of Operation | 25.9975 | 26.9509 | 28.0238 | 29.1754 | 30.3551 | 31.5424 | 32.7045 | 33.8164 | 34.9303 | 35.8408 | 36.6892 | 37.5748 | 38.4272 | 39.1813 | 39.8711 | 40.4722 | 41.0386 | 41.6119 | 42.1375 | 42.6421 | 43.1303 | 43.5818 | 44.0059 | 44.3779 | 44.7194 | 44.8694 | 44.937
F5_Industrial_Industrial - WA_New_Space Heating_Natural Gas_Boiler_E2 | F5 | Industrial | Industrial - WA | New | Space Heating | Natural Gas | Boiler | E2 | Utility - Cost of Operation | 24.4681 | 25.3654 | 26.3752 | 27.4591 | 28.5693 | 29.6868 | 30.7805 | 31.827 | 32.8754 | 33.7324 | 34.5309 | 35.3643 | 36.1666 | 36.8764 | 37.5256 | 38.0913 | 38.6244 | 39.1639 | 39.6586 | 40.1335 | 40.593 | 41.018 | 41.4171 | 41.7672 | 42.0887 | 42.2298 | 42.2934
F5_Industrial_Industrial - WA_New_Space Heating_Natural Gas_Boiler_E3 | F5 | Industrial | Industrial - WA | New | Space Heating | Natural Gas | Boiler | E3 | Utility - Cost of Operation | 21.4417 | 22.228 | 23.1129 | 24.0627 | 25.0356 | 26.0149 | 26.9733 | 27.8904 | 28.8091 | 29.5601 | 30.2598 | 30.9901 | 31.6932 | 32.3152 | 32.8841 | 33.3798 | 33.847 | 34.3198 | 34.7533 | 35.1695 | 35.5721 | 35.9445 | 36.2942 | 36.601 | 36.8828 | 37.0065 | 37.0622
F5_Industrial_Industrial - WA_New_Space Heating_Natural Gas_Boiler_E4 | F5 | Industrial | Industrial - WA | New | Space Heating | Natural Gas | Boiler | E4 | Utility - Cost of Operation | 12.2998 | 12.873 | 13.5507 | 14.3017 | 15.0841 | 15.881 | 16.6646 | 17.4152 | 18.175 | 18.7829 | 19.3495 | 19.9529 | 20.5379 | 21.0537 | 21.5257 | 21.9347 | 22.3227 | 22.7219 | 23.0895 | 23.4462 | 23.7951 | 24.1201 | 24.428 | 24.6995 | 24.9508 | 25.1828 | 25.3962
F5_Industrial_Industrial - WA_New_Space Heating_Natural Gas_Boiler_E5 | F5 | Industrial | Industrial - WA | New | Space Heating | Natural Gas | Boiler | E5 | Utility - Cost of Operation | 0 | 0 | 0 | 0 | 0 | 0 | 0 | 0 | 0 | 0 | 0 | 0 | 0 | 0 | 0 | 0 | 0 | 0 | 0 | 0 | 0 | 0 | 0 | 0 | 0 | 0 | 0
F5_Industrial_Industrial - WA_New_Space Heating_Natural Gas_Boiler_E6 | F5 | Industrial | Industrial - WA | New | Space Heating | Natural Gas | Boiler | E6 | Utility - Cost of Operation | 0 | 0 | 0 | 0 | 0 | 0 | 0 | 0 | 0 | 0 | 0 | 0 | 0 | 0 | 0 | 0 | 0 | 0 | 0 | 0 | 0 | 0 | 0 | 0 | 0 | 0 | 0
F5_Industrial_Industrial - WA_New_Space Heating_Natural Gas_Boiler_E7 | F5 | Industrial | Industrial - WA | New | Space Heating | Natural Gas | Boiler | E7 | Utility - Cost of Operation | 0 | 0 | 0 | 0 | 0 | 0 | 0 | 0 | 0 | 0 | 0 | 0 | 0 | 0 | 0 | 0 | 0 | 0 | 0 | 0 | 0 | 0 | 0 | 0 | 0 | 0 | 0
F5_Industrial_Industrial - WA_New_Space Heating_Natural Gas_Boiler_E8 | F5 | Industrial | Industrial - WA | New | Space Heating | Natural Gas | Boiler | E8 | Utility - Cost of Operation | 0 | 0 | 0 | 0 | 0 | 0 | 0 | 0 | 0 | 0 | 0 | 0 | 0 | 0 | 0 | 0 | 0 | 0 | 0 | 0 | 0 | 0 | 0 | 0 | 0 | 0 | 0
F5_Industrial_Industrial - WA_New_Space Heating_Natural Gas_Boiler_E9 | F5 | Industrial | Industrial - WA | New | Space Heating | Natural Gas | Boiler | E9 | Utility - Cost of Operation | 0 | 0 | 0 | 0 | 0 | 0 | 0 | 0 | 0 | 0 | 0 | 0 | 0 | 0 | 0 | 0 | 0 | 0 | 0 | 0 | 0 | 0 | 0 | 0 | 0 | 0 | 0
F5_Industrial_Industrial - WA_New_Space Heating_Natural Gas_Boiler_E10 | F5 | Industrial | Industrial - WA | New | Space Heating | Natural Gas | Boiler | E10 | Utility - Cost of Operation | 0 | 0 | 0 | 0 | 0 | 0 | 0 | 0 | 0 | 0 | 0 | 0 | 0 | 0 | 0 | 0 | 0 | 0 | 0 | 0 | 0 | 0 | 0 | 0 | 0 | 0 | 0
F6_Industrial_Industrial - WA_New_Space Heating_Natural Gas_Boiler_E1 | F6 | Industrial | Industrial - WA | New | Space Heating | Natural Gas | Boiler | E1 | Utility - Value of Sales | 29.2804 | 30.2171 | 31.2823 | 32.4258 | 33.5859 | 34.7369 | 35.8383 | 36.8587 | 37.8595 | 38.5925 | 39.4417 | 40.3258 | 41.1673 | 41.8939 | 42.5425 | 43.086 | 43.5831 | 44.079 | 44.5132 | 44.9143 | 45.2868 | 45.7609 | 46.2061 | 46.5968 | 46.9554 | 47.1129 | 47.1838
F6_Industrial_Industrial - WA_New_Space Heating_Natural Gas_Boiler_E2 | F6 | Industrial | Industrial - WA | New | Space Heating | Natural Gas | Boiler | E2 | Utility - Value of Sales | 27.5579 | 28.4395 | 29.442 | 30.5183 | 31.6101 | 32.6934 | 33.73 | 34.6904 | 35.6323 | 36.3222 | 37.1214 | 37.9536 | 38.7455 | 39.4294 | 40.0398 | 40.5513 | 41.0192 | 41.4859 | 41.8945 | 42.2721 | 42.6227 | 43.0688 | 43.4879 | 43.8556 | 44.1931 | 44.3413 | 44.4081
F6_Industrial_Industrial - WA_New_Space Heating_Natural Gas_Boiler_E3 | F6 | Industrial | Industrial - WA | New | Space Heating | Natural Gas | Boiler | E3 | Utility - Value of Sales | 24.1493 | 24.9219 | 25.8004 | 26.7435 | 27.7003 | 28.6496 | 29.558 | 30.3996 | 31.225 | 31.8295 | 32.5299 | 33.2591 | 33.9531 | 34.5524 | 35.0874 | 35.5355 | 35.9456 | 36.3545 | 36.7126 | 37.0435 | 37.3507 | 37.7417 | 38.1089 | 38.4311 | 38.7269 | 38.8568 | 38.9153
F6_Industrial_Industrial - WA_New_Space Heating_Natural Gas_Boiler_E4 | F6 | Industrial | Industrial - WA | New | Space Heating | Natural Gas | Boiler | E4 | Utility - Value of Sales | 14.2886 | 14.8639 | 15.551 | 16.3112 | 17.0934 | 17.8761 | 18.6246 | 19.3141 | 19.993 | 20.4666 | 21.0341 | 21.632 | 22.2044 | 22.695 | 23.1315 | 23.4925 | 23.8236 | 24.1599 | 24.454 | 24.728 | 24.9848 | 25.3261 | 25.6494 | 25.9344 | 26.1984 | 26.442 | 26.666
F6_Industrial_Industrial - WA_New_Space Heating_Natural Gas_Boiler_E5 | F6 | Industrial | Industrial - WA | New | Space Heating | Natural Gas | Boiler | E5 | Utility - Value of Sales | 0 | 0 | 0 | 0 | 0 | 0 | 0 | 0 | 0 | 0 | 0 | 0 | 0 | 0 | 0 | 0 | 0 | 0 | 0 | 0 | 0 | 0 | 0 | 0 | 0 | 0 | 0
F6_Industrial_Industrial - WA_New_Space Heating_Natural Gas_Boiler_E6 | F6 | Industrial | Industrial - WA | New | Space Heating | Natural Gas | Boiler | E6 | Utility - Value of Sales | 0 | 0 | 0 | 0 | 0 | 0 | 0 | 0 | 0 | 0 | 0 | 0 | 0 | 0 | 0 | 0 | 0 | 0 | 0 | 0 | 0 | 0 | 0 | 0 | 0 | 0 | 0
F6_Industrial_Industrial - WA_New_Space Heating_Natural Gas_Boiler_E7 | F6 | Industrial | Industrial - WA | New | Space Heating | Natural Gas | Boiler | E7 | Utility - Value of Sales | 0 | 0 | 0 | 0 | 0 | 0 | 0 | 0 | 0 | 0 | 0 | 0 | 0 | 0 | 0 | 0 | 0 | 0 | 0 | 0 | 0 | 0 | 0 | 0 | 0 | 0 | 0
F6_Industrial_Industrial - WA_New_Space Heating_Natural Gas_Boiler_E8 | F6 | Industrial | Industrial - WA | New | Space Heating | Natural Gas | Boiler | E8 | Utility - Value of Sales | 0 | 0 | 0 | 0 | 0 | 0 | 0 | 0 | 0 | 0 | 0 | 0 | 0 | 0 | 0 | 0 | 0 | 0 | 0 | 0 | 0 | 0 | 0 | 0 | 0 | 0 | 0
F6_Industrial_Industrial - WA_New_Space Heating_Natural Gas_Boiler_E9 | F6 | Industrial | Industrial - WA | New | Space Heating | Natural Gas | Boiler | E9 | Utility - Value of Sales | 0 | 0 | 0 | 0 | 0 | 0 | 0 | 0 | 0 | 0 | 0 | 0 | 0 | 0 | 0 | 0 | 0 | 0 | 0 | 0 | 0 | 0 | 0 | 0 | 0 | 0 | 0
F6_Industrial_Industrial - WA_New_Space Heating_Natural Gas_Boiler_E10 | F6 | Industrial | Industrial - WA | New | Space Heating | Natural Gas | Boiler | E10 | Utility - Value of Sales | 0 | 0 | 0 | 0 | 0 | 0 | 0 | 0 | 0 | 0 | 0 | 0 | 0 | 0 | 0 | 0 | 0 | 0 | 0 | 0 | 0 | 0 | 0 | 0 | 0 | 0 | 0
F1_Industrial_Industrial - WA_New_Space Heating_Natural Gas_Unit Heater_E1 | F1 | Industrial | Industrial - WA | New | Space Heating | Natural Gas | Unit Heater | E1 | RVT - Cost of Equipment | 0.71376 | 0.71376 | 0.71376 | 0.71376 | 0.71376 | 0.71376 | 0.71376 | 0.71376 | 0.71376 | 0.71376 | 0.71376 | 0.71376 | 0.71376 | 0.71376 | 0.71376 | 0.71376 | 0.71376 | 0.71376 | 0.71376 | 0.71376 | 0.71376 | 0.71376 | 0.71376 | 0.71376 | 0.71376 | 0.71376 | 0.71376
F1_Industrial_Industrial - WA_New_Space Heating_Natural Gas_Unit Heater_E2 | F1 | Industrial | Industrial - WA | New | Space Heating | Natural Gas | Unit Heater | E2 | RVT - Cost of Equipment | 1.5654 | 1.5654 | 1.5654 | 1.5654 | 1.5654 | 1.5654 | 1.5654 | 1.5654 | 1.5654 | 1.5654 | 1.5654 | 1.5654 | 1.5654 | 1.5654 | 1.5654 | 1.5654 | 1.5654 | 1.5654 | 1.5654 | 1.5654 | 1.5654 | 1.5654 | 1.5654 | 1.5654 | 1.5654 | 1.5654 | 1.5654
F1_Industrial_Industrial - WA_New_Space Heating_Natural Gas_Unit Heater_E3 | F1 | Industrial | Industrial - WA | New | Space Heating | Natural Gas | Unit Heater | E3 | RVT - Cost of Equipment | 0.99268 | 0.99268 | 0.99268 | 0.99268 | 0.99268 | 0.99268 | 0.99268 | 0.99268 | 0.99268 | 0.99268 | 0.99268 | 0.99268 | 0.99268 | 0.99268 | 0.99268 | 0.99268 | 0.99268 | 0.99268 | 0.99268 | 0.99268 | 0.99268 | 0.99268 | 0.99268 | 0.99268 | 0.99268 | 0.99268 | 0.99268
F1_Industrial_Industrial - WA_New_Space Heating_Natural Gas_Unit Heater_E4 | F1 | Industrial | Industrial - WA | New | Space Heating | Natural Gas | Unit Heater | E4 | RVT - Cost of Equipment | 0 | 0 | 0 | 0 | 0 | 0 | 0 | 0 | 0 | 0 | 0 | 0 | 0 | 0 | 0 | 0 | 0 | 0 | 0 | 0 | 0 | 0 | 0 | 0 | 0 | 0 | 0
F1_Industrial_Industrial - WA_New_Space Heating_Natural Gas_Unit Heater_E5 | F1 | Industrial | Industrial - WA | New | Space Heating | Natural Gas | Unit Heater | E5 | RVT - Cost of Equipment | 0 | 0 | 0 | 0 | 0 | 0 | 0 | 0 | 0 | 0 | 0 | 0 | 0 | 0 | 0 | 0 | 0 | 0 | 0 | 0 | 0 | 0 | 0 | 0 | 0 | 0 | 0
F1_Industrial_Industrial - WA_New_Space Heating_Natural Gas_Unit Heater_E6 | F1 | Industrial | Industrial - WA | New | Space Heating | Natural Gas | Unit Heater | E6 | RVT - Cost of Equipment | 0 | 0 | 0 | 0 | 0 | 0 | 0 | 0 | 0 | 0 | 0 | 0 | 0 | 0 | 0 | 0 | 0 | 0 | 0 | 0 | 0 | 0 | 0 | 0 | 0 | 0 | 0
F1_Industrial_Industrial - WA_New_Space Heating_Natural Gas_Unit Heater_E7 | F1 | Industrial | Industrial - WA | New | Space Heating | Natural Gas | Unit Heater | E7 | RVT - Cost of Equipment | 0 | 0 | 0 | 0 | 0 | 0 | 0 | 0 | 0 | 0 | 0 | 0 | 0 | 0 | 0 | 0 | 0 | 0 | 0 | 0 | 0 | 0 | 0 | 0 | 0 | 0 | 0
F1_Industrial_Industrial - WA_New_Space Heating_Natural Gas_Unit Heater_E8 | F1 | Industrial | Industrial - WA | New | Space Heating | Natural Gas | Unit Heater | E8 | RVT - Cost of Equipment | 0 | 0 | 0 | 0 | 0 | 0 | 0 | 0 | 0 | 0 | 0 | 0 | 0 | 0 | 0 | 0 | 0 | 0 | 0 | 0 | 0 | 0 | 0 | 0 | 0 | 0 | 0
F1_Industrial_Industrial - WA_New_Space Heating_Natural Gas_Unit Heater_E9 | F1 | Industrial | Industrial - WA | New | Space Heating | Natural Gas | Unit Heater | E9 | RVT - Cost of Equipment | 0 | 0 | 0 | 0 | 0 | 0 | 0 | 0 | 0 | 0 | 0 | 0 | 0 | 0 | 0 | 0 | 0 | 0 | 0 | 0 | 0 | 0 | 0 | 0 | 0 | 0 | 0
F1_Industrial_Industrial - WA_New_Space Heating_Natural Gas_Unit Heater_E10 | F1 | Industrial | Industrial - WA | New | Space Heating | Natural Gas | Unit Heater | E10 | RVT - Cost of Equipment | 0 | 0 | 0 | 0 | 0 | 0 | 0 | 0 | 0 | 0 | 0 | 0 | 0 | 0 | 0 | 0 | 0 | 0 | 0 | 0 | 0 | 0 | 0 | 0 | 0 | 0 | 0
F2_Industrial_Industrial - WA_New_Space Heating_Natural Gas_Unit Heater_E1 | F2 | Industrial | Industrial - WA | New | Space Heating | Natural Gas | Unit Heater | E1 | RVT - Cost of Operation | 31.6943 | 32.8697 | 34.2252 | 35.693 | 37.1862 | 38.6692 | 40.0856 | 41.3987 | 42.6928 | 43.6248 | 44.7236 | 45.8772 | 46.9781 | 47.9269 | 48.774 | 49.4815 | 50.1307 | 50.7835 | 51.3562 | 51.8882 | 52.3849 | 53.0258 | 53.6304 | 54.1627 | 54.6535 | 55.1042 | 55.5163
F2_Industrial_Industrial - WA_New_Space Heating_Natural Gas_Unit Heater_E2 | F2 | Industrial | Industrial - WA | New | Space Heating | Natural Gas | Unit Heater | E2 | RVT - Cost of Operation | 28.1896 | 29.2351 | 30.4407 | 31.7462 | 33.0742 | 34.3933 | 35.6531 | 36.821 | 37.972 | 38.8009 | 39.7782 | 40.8043 | 41.7834 | 42.6273 | 43.3807 | 44.01 | 44.5874 | 45.168 | 45.6774 | 46.1506 | 46.5924 | 47.1623 | 47.7001 | 48.1735 | 48.6101 | 49.011 | 49.3774
F2_Industrial_Industrial - WA_New_Space Heating_Natural Gas_Unit Heater_E3 | F2 | Industrial | Industrial - WA | New | Space Heating | Natural Gas | Unit Heater | E3 | RVT - Cost of Operation | 25.9873 | 27.0336 | 28.2833 | 29.6659 | 31.0886 | 32.5121 | 33.8736 | 35.1274 | 36.3623 | 37.2235 | 38.2558 | 39.3432 | 40.3843 | 41.2765 | 42.0705 | 42.7269 | 43.3292 | 43.9409 | 44.4757 | 44.974 | 45.4412 | 46.0618 | 46.6499 | 47.1682 | 47.6482 | 48.0913 | 48.4987
F2_Industrial_Industrial - WA_New_Space Heating_Natural Gas_Unit Heater_E4 | F2 | Industrial | Industrial - WA | New | Space Heating | Natural Gas | Unit Heater | E4 | RVT - Cost of Operation | 0 | 0 | 0 | 0 | 0 | 0 | 0 | 0 | 0 | 0 | 0 | 0 | 0 | 0 | 0 | 0 | 0 | 0 | 0 | 0 | 0 | 0 | 0 | 0 | 0 | 0 | 0
F2_Industrial_Industrial - WA_New_Space Heating_Natural Gas_Unit Heater_E5 | F2 | Industrial | Industrial - WA | New | Space Heating | Natural Gas | Unit Heater | E5 | RVT - Cost of Operation | 0 | 0 | 0 | 0 | 0 | 0 | 0 | 0 | 0 | 0 | 0 | 0 | 0 | 0 | 0 | 0 | 0 | 0 | 0 | 0 | 0 | 0 | 0 | 0 | 0 | 0 | 0
F2_Industrial_Industrial - WA_New_Space Heating_Natural Gas_Unit Heater_E6 | F2 | Industrial | Industrial - WA | New | Space Heating | Natural Gas | Unit Heater | E6 | RVT - Cost of Operation | 0 | 0 | 0 | 0 | 0 | 0 | 0 | 0 | 0 | 0 | 0 | 0 | 0 | 0 | 0 | 0 | 0 | 0 | 0 | 0 | 0 | 0 | 0 | 0 | 0 | 0 | 0
F2_Industrial_Industrial - WA_New_Space Heating_Natural Gas_Unit Heater_E7 | F2 | Industrial | Industrial - WA | New | Space Heating | Natural Gas | Unit Heater | E7 | RVT - Cost of Operation | 0 | 0 | 0 | 0 | 0 | 0 | 0 | 0 | 0 | 0 | 0 | 0 | 0 | 0 | 0 | 0 | 0 | 0 | 0 | 0 | 0 | 0 | 0 | 0 | 0 | 0 | 0
F2_Industrial_Industrial - WA_New_Space Heating_Natural Gas_Unit Heater_E8 | F2 | Industrial | Industrial - WA | New | Space Heating | Natural Gas | Unit Heater | E8 | RVT - Cost of Operation | 0 | 0 | 0 | 0 | 0 | 0 | 0 | 0 | 0 | 0 | 0 | 0 | 0 | 0 | 0 | 0 | 0 | 0 | 0 | 0 | 0 | 0 | 0 | 0 | 0 | 0 | 0
F2_Industrial_Industrial - WA_New_Space Heating_Natural Gas_Unit Heater_E9 | F2 | Industrial | Industrial - WA | New | Space Heating | Natural Gas | Unit Heater | E9 | RVT - Cost of Operation | 0 | 0 | 0 | 0 | 0 | 0 | 0 | 0 | 0 | 0 | 0 | 0 | 0 | 0 | 0 | 0 | 0 | 0 | 0 | 0 | 0 | 0 | 0 | 0 | 0 | 0 | 0
F2_Industrial_Industrial - WA_New_Space Heating_Natural Gas_Unit Heater_E10 | F2 | Industrial | Industrial - WA | New | Space Heating | Natural Gas | Unit Heater | E10 | RVT - Cost of Operation | 0 | 0 | 0 | 0 | 0 | 0 | 0 | 0 | 0 | 0 | 0 | 0 | 0 | 0 | 0 | 0 | 0 | 0 | 0 | 0 | 0 | 0 | 0 | 0 | 0 | 0 | 0
F3_Industrial_Industrial - WA_New_Space Heating_Natural Gas_Unit Heater_E1 | F3 | Industrial | Industrial - WA | New | Space Heating | Natural Gas | Unit Heater | E1 | System - kBTUs of Consumption | 10415.0903 | 10395.4643 | 10395.4643 | 10395.4643 | 10395.4643 | 10395.4643 | 10395.4643 | 10395.4643 | 10395.4643 | 10395.4643 | 10395.4643 | 10395.4643 | 10395.4643 | 10395.4643 | 10395.4643 | 10395.4643 | 10395.4643 | 10395.4643 | 10395.4643 | 10395.4643 | 10395.4643 | 10395.4643 | 10395.4643 | 10395.4643 | 10395.4643 | 10395.4643 | 10395.4643
F3_Industrial_Industrial - WA_New_Space Heating_Natural Gas_Unit Heater_E2 | F3 | Industrial | Industrial - WA | New | Space Heating | Natural Gas | Unit Heater | E2 | System - kBTUs of Consumption | 9263.4216 | 9245.9659 | 9245.9659 | 9245.9659 | 9245.9659 | 9245.9659 | 9245.9659 | 9245.9659 | 9245.9659 | 9245.9659 | 9245.9659 | 9245.9659 | 9245.9659 | 9245.9659 | 9245.9659 | 9245.9659 | 9245.9659 | 9245.9659 | 9245.9659 | 9245.9659 | 9245.9659 | 9245.9659 | 9245.9659 | 9245.9659 | 9245.9659 | 9245.9659 | 9245.9659
F3_Industrial_Industrial - WA_New_Space Heating_Natural Gas_Unit Heater_E3 | F3 | Industrial | Industrial - WA | New | Space Heating | Natural Gas | Unit Heater | E3 | System - kBTUs of Consumption | 9219.1362 | 9195.9877 | 9195.9877 | 9195.9877 | 9195.9877 | 9195.9877 | 9195.9877 | 9195.9877 | 9195.9877 | 9195.9877 | 9195.9877 | 9195.9877 | 9195.9877 | 9195.9877 | 9195.9877 | 9195.9877 | 9195.9877 | 9195.9877 | 9195.9877 | 9195.9877 | 9195.9877 | 9195.9877 | 9195.9877 | 9195.9877 | 9195.9877 | 9195.9877 | 9195.9877
F3_Industrial_Industrial - WA_New_Space Heating_Natural Gas_Unit Heater_E4 | F3 | Industrial | Industrial - WA | New | Space Heating | Natural Gas | Unit Heater | E4 | System - kBTUs of Consumption | 0 | 0 | 0 | 0 | 0 | 0 | 0 | 0 | 0 | 0 | 0 | 0 | 0 | 0 | 0 | 0 | 0 | 0 | 0 | 0 | 0 | 0 | 0 | 0 | 0 | 0 | 0
F3_Industrial_Industrial - WA_New_Space Heating_Natural Gas_Unit Heater_E5 | F3 | Industrial | Industrial - WA | New | Space Heating | Natural Gas | Unit Heater | E5 | System - kBTUs of Consumption | 0 | 0 | 0 | 0 | 0 | 0 | 0 | 0 | 0 | 0 | 0 | 0 | 0 | 0 | 0 | 0 | 0 | 0 | 0 | 0 | 0 | 0 | 0 | 0 | 0 | 0 | 0
F3_Industrial_Industrial - WA_New_Space Heating_Natural Gas_Unit Heater_E6 | F3 | Industrial | Industrial - WA | New | Space Heating | Natural Gas | Unit Heater | E6 | System - kBTUs of Consumption | 0 | 0 | 0 | 0 | 0 | 0 | 0 | 0 | 0 | 0 | 0 | 0 | 0 | 0 | 0 | 0 | 0 | 0 | 0 | 0 | 0 | 0 | 0 | 0 | 0 | 0 | 0
F3_Industrial_Industrial - WA_New_Space Heating_Natural Gas_Unit Heater_E7 | F3 | Industrial | Industrial - WA | New | Space Heating | Natural Gas | Unit Heater | E7 | System - kBTUs of Consumption | 0 | 0 | 0 | 0 | 0 | 0 | 0 | 0 | 0 | 0 | 0 | 0 | 0 | 0 | 0 | 0 | 0 | 0 | 0 | 0 | 0 | 0 | 0 | 0 | 0 | 0 | 0
F3_Industrial_Industrial - WA_New_Space Heating_Natural Gas_Unit Heater_E8 | F3 | Industrial | Industrial - WA | New | Space Heating | Natural Gas | Unit Heater | E8 | System - kBTUs of Consumption | 0 | 0 | 0 | 0 | 0 | 0 | 0 | 0 | 0 | 0 | 0 | 0 | 0 | 0 | 0 | 0 | 0 | 0 | 0 | 0 | 0 | 0 | 0 | 0 | 0 | 0 | 0
F3_Industrial_Industrial - WA_New_Space Heating_Natural Gas_Unit Heater_E9 | F3 | Industrial | Industrial - WA | New | Space Heating | Natural Gas | Unit Heater | E9 | System - kBTUs of Consumption | 0 | 0 | 0 | 0 | 0 | 0 | 0 | 0 | 0 | 0 | 0 | 0 | 0 | 0 | 0 | 0 | 0 | 0 | 0 | 0 | 0 | 0 | 0 | 0 | 0 | 0 | 0
F3_Industrial_Industrial - WA_New_Space Heating_Natural Gas_Unit Heater_E10 | F3 | Industrial | Industrial - WA | New | Space Heating | Natural Gas | Unit Heater | E10 | System - kBTUs of Consumption | 0 | 0 | 0 | 0 | 0 | 0 | 0 | 0 | 0 | 0 | 0 | 0 | 0 | 0 | 0 | 0 | 0 | 0 | 0 | 0 | 0 | 0 | 0 | 0 | 0 | 0 | 0
F4_Industrial_Industrial - WA_New_Space Heating_Natural Gas_Unit Heater_E1 | F4 | Industrial | Industrial - WA | New | Space Heating | Natural Gas | Unit Heater | E1 | Utility - Cost of Equipment | 0.71376 | 0.71376 | 0.71376 | 0.71376 | 0.71376 | 0.71376 | 0.71376 | 0.71376 | 0.71376 | 0.71376 | 0.71376 | 0.71376 | 0.71376 | 0.71376 | 0.71376 | 0.71376 | 0.71376 | 0.71376 | 0.71376 | 0.71376 | 0.71376 | 0.71376 | 0.71376 | 0.71376 | 0.71376 | 0.71376 | 0.71376
F4_Industrial_Industrial - WA_New_Space Heating_Natural Gas_Unit Heater_E2 | F4 | Industrial | Industrial - WA | New | Space Heating | Natural Gas | Unit Heater | E2 | Utility - Cost of Equipment | 1.5654 | 1.5654 | 1.5654 | 1.5654 | 1.5654 | 1.5654 | 1.5654 | 1.5654 | 1.5654 | 1.5654 | 1.5654 | 1.5654 | 1.5654 | 1.5654 | 1.5654 | 1.5654 | 1.5654 | 1.5654 | 1.5654 | 1.5654 | 1.5654 | 1.5654 | 1.5654 | 1.5654 | 1.5654 | 1.5654 | 1.5654
F4_Industrial_Industrial - WA_New_Space Heating_Natural Gas_Unit Heater_E3 | F4 | Industrial | Industrial - WA | New | Space Heating | Natural Gas | Unit Heater | E3 | Utility - Cost of Equipment | 0.99268 | 0.99268 | 0.99268 | 0.99268 | 0.99268 | 0.99268 | 0.99268 | 0.99268 | 0.99268 | 0.99268 | 0.99268 | 0.99268 | 0.99268 | 0.99268 | 0.99268 | 0.99268 | 0.99268 | 0.99268 | 0.99268 | 0.99268 | 0.99268 | 0.99268 | 0.99268 | 0.99268 | 0.99268 | 0.99268 | 0.99268
F4_Industrial_Industrial - WA_New_Space Heating_Natural Gas_Unit Heater_E4 | F4 | Industrial | Industrial - WA | New | Space Heating | Natural Gas | Unit Heater | E4 | Utility - Cost of Equipment | 0 | 0 | 0 | 0 | 0 | 0 | 0 | 0 | 0 | 0 | 0 | 0 | 0 | 0 | 0 | 0 | 0 | 0 | 0 | 0 | 0 | 0 | 0 | 0 | 0 | 0 | 0
F4_Industrial_Industrial - WA_New_Space Heating_Natural Gas_Unit Heater_E5 | F4 | Industrial | Industrial - WA | New | Space Heating | Natural Gas | Unit Heater | E5 | Utility - Cost of Equipment | 0 | 0 | 0 | 0 | 0 | 0 | 0 | 0 | 0 | 0 | 0 | 0 | 0 | 0 | 0 | 0 | 0 | 0 | 0 | 0 | 0 | 0 | 0 | 0 | 0 | 0 | 0
F4_Industrial_Industrial - WA_New_Space Heating_Natural Gas_Unit Heater_E6 | F4 | Industrial | Industrial - WA | New | Space Heating | Natural Gas | Unit Heater | E6 | Utility - Cost of Equipment | 0 | 0 | 0 | 0 | 0 | 0 | 0 | 0 | 0 | 0 | 0 | 0 | 0 | 0 | 0 | 0 | 0 | 0 | 0 | 0 | 0 | 0 | 0 | 0 | 0 | 0 | 0
F4_Industrial_Industrial - WA_New_Space Heating_Natural Gas_Unit Heater_E7 | F4 | Industrial | Industrial - WA | New | Space Heating | Natural Gas | Unit Heater | E7 | Utility - Cost of Equipment | 0 | 0 | 0 | 0 | 0 | 0 | 0 | 0 | 0 | 0 | 0 | 0 | 0 | 0 | 0 | 0 | 0 | 0 | 0 | 0 | 0 | 0 | 0 | 0 | 0 | 0 | 0
F4_Industrial_Industrial - WA_New_Space Heating_Natural Gas_Unit Heater_E8 | F4 | Industrial | Industrial - WA | New | Space Heating | Natural Gas | Unit Heater | E8 | Utility - Cost of Equipment | 0 | 0 | 0 | 0 | 0 | 0 | 0 | 0 | 0 | 0 | 0 | 0 | 0 | 0 | 0 | 0 | 0 | 0 | 0 | 0 | 0 | 0 | 0 | 0 | 0 | 0 | 0
F4_Industrial_Industrial - WA_New_Space Heating_Natural Gas_Unit Heater_E9 | F4 | Industrial | Industrial - WA | New | Space Heating | Natural Gas | Unit Heater | E9 | Utility - Cost of Equipment | 0 | 0 | 0 | 0 | 0 | 0 | 0 | 0 | 0 | 0 | 0 | 0 | 0 | 0 | 0 | 0 | 0 | 0 | 0 | 0 | 0 | 0 | 0 | 0 | 0 | 0 | 0
F4_Industrial_Industrial - WA_New_Space Heating_Natural Gas_Unit Heater_E10 | F4 | Industrial | Industrial - WA | New | Space Heating | Natural Gas | Unit Heater | E10 | Utility - Cost of Equipment | 0 | 0 | 0 | 0 | 0 | 0 | 0 | 0 | 0 | 0 | 0 | 0 | 0 | 0 | 0 | 0 | 0 | 0 | 0 | 0 | 0 | 0 | 0 | 0 | 0 | 0 | 0
F5_Industrial_Industrial - WA_New_Space Heating_Natural Gas_Unit Heater_E1 | F5 | Industrial | Industrial - WA | New | Space Heating | Natural Gas | Unit Heater | E1 | Utility - Cost of Operation | 27.6559 | 28.8374 | 30.1896 | 31.6579 | 33.1718 | 34.7036 | 36.2087 | 37.6524 | 39.1067 | 40.2871 | 41.3883 | 42.5469 | 43.6659 | 44.6551 | 45.5612 | 46.3503 | 47.0967 | 47.8576 | 48.5576 | 49.2333 | 49.8904 | 50.5007 | 51.0765 | 51.5835 | 52.0509 | 52.4802 | 52.8726
F5_Industrial_Industrial - WA_New_Space Heating_Natural Gas_Unit Heater_E2 | F5 | Industrial | Industrial - WA | New | Space Heating | Natural Gas | Unit Heater | E2 | Utility - Cost of Operation | 24.5978 | 25.6486 | 26.8513 | 28.1573 | 29.5037 | 30.8662 | 32.2048 | 33.4889 | 34.7824 | 35.8323 | 36.8117 | 37.8422 | 38.8374 | 39.7173 | 40.5231 | 41.225 | 41.8889 | 42.5657 | 43.1882 | 43.7892 | 44.3737 | 44.9165 | 45.4287 | 45.8795 | 46.2953 | 46.6771 | 47.0261
F5_Industrial_Industrial - WA_New_Space Heating_Natural Gas_Unit Heater_E3 | F5 | Industrial | Industrial - WA | New | Space Heating | Natural Gas | Unit Heater | E3 | Utility - Cost of Operation | 22.3702 | 23.4128 | 24.6454 | 26.0112 | 27.4342 | 28.8835 | 30.3087 | 31.6739 | 33.0558 | 34.1613 | 35.1919 | 36.2894 | 37.3534 | 38.2915 | 39.1499 | 39.8938 | 40.5995 | 41.3255 | 41.9941 | 42.6428 | 43.2773 | 43.8684 | 44.4285 | 44.9221 | 45.3793 | 45.8013 | 46.1892
F5_Industrial_Industrial - WA_New_Space Heating_Natural Gas_Unit Heater_E4 | F5 | Industrial | Industrial - WA | New | Space Heating | Natural Gas | Unit Heater | E4 | Utility - Cost of Operation | 0 | 0 | 0 | 0 | 0 | 0 | 0 | 0 | 0 | 0 | 0 | 0 | 0 | 0 | 0 | 0 | 0 | 0 | 0 | 0 | 0 | 0 | 0 | 0 | 0 | 0 | 0
F5_Industrial_Industrial - WA_New_Space Heating_Natural Gas_Unit Heater_E5 | F5 | Industrial | Industrial - WA | New | Space Heating | Natural Gas | Unit Heater | E5 | Utility - Cost of Operation | 0 | 0 | 0 | 0 | 0 | 0 | 0 | 0 | 0 | 0 | 0 | 0 | 0 | 0 | 0 | 0 | 0 | 0 | 0 | 0 | 0 | 0 | 0 | 0 | 0 | 0 | 0
F5_Industrial_Industrial - WA_New_Space Heating_Natural Gas_Unit Heater_E6 | F5 | Industrial | Industrial - WA | New | Space Heating | Natural Gas | Unit Heater | E6 | Utility - Cost of Operation | 0 | 0 | 0 | 0 | 0 | 0 | 0 | 0 | 0 | 0 | 0 | 0 | 0 | 0 | 0 | 0 | 0 | 0 | 0 | 0 | 0 | 0 | 0 | 0 | 0 | 0 | 0
F5_Industrial_Industrial - WA_New_Space Heating_Natural Gas_Unit Heater_E7 | F5 | Industrial | Industrial - WA | New | Space Heating | Natural Gas | Unit Heater | E7 | Utility - Cost of Operation | 0 | 0 | 0 | 0 | 0 | 0 | 0 | 0 | 0 | 0 | 0 | 0 | 0 | 0 | 0 | 0 | 0 | 0 | 0 | 0 | 0 | 0 | 0 | 0 | 0 | 0 | 0
F5_Industrial_Industrial - WA_New_Space Heating_Natural Gas_Unit Heater_E8 | F5 | Industrial | Industrial - WA | New | Space Heating | Natural Gas | Unit Heater | E8 | Utility - Cost of Operation | 0 | 0 | 0 | 0 | 0 | 0 | 0 | 0 | 0 | 0 | 0 | 0 | 0 | 0 | 0 | 0 | 0 | 0 | 0 | 0 | 0 | 0 | 0 | 0 | 0 | 0 | 0
F5_Industrial_Industrial - WA_New_Space Heating_Natural Gas_Unit Heater_E9 | F5 | Industrial | Industrial - WA | New | Space Heating | Natural Gas | Unit Heater | E9 | Utility - Cost of Operation | 0 | 0 | 0 | 0 | 0 | 0 | 0 | 0 | 0 | 0 | 0 | 0 | 0 | 0 | 0 | 0 | 0 | 0 | 0 | 0 | 0 | 0 | 0 | 0 | 0 | 0 | 0
F5_Industrial_Industrial - WA_New_Space Heating_Natural Gas_Unit Heater_E10 | F5 | Industrial | Industrial - WA | New | Space Heating | Natural Gas | Unit Heater | E10 | Utility - Cost of Operation | 0 | 0 | 0 | 0 | 0 | 0 | 0 | 0 | 0 | 0 | 0 | 0 | 0 | 0 | 0 | 0 | 0 | 0 | 0 | 0 | 0 | 0 | 0 | 0 | 0 | 0 | 0
F6_Industrial_Industrial - WA_New_Space Heating_Natural Gas_Unit Heater_E1 | F6 | Industrial | Industrial - WA | New | Space Heating | Natural Gas | Unit Heater | E1 | Utility - Value of Sales | 31.6943 | 32.8697 | 34.2252 | 35.693 | 37.1862 | 38.6692 | 40.0856 | 41.3987 | 42.6928 | 43.6248 | 44.7236 | 45.8772 | 46.9781 | 47.9269 | 48.774 | 49.4815 | 50.1307 | 50.7835 | 51.3562 | 51.8882 | 52.3849 | 53.0258 | 53.6304 | 54.1627 | 54.6535 | 55.1042 | 55.5163
F6_Industrial_Industrial - WA_New_Space Heating_Natural Gas_Unit Heater_E2 | F6 | Industrial | Industrial - WA | New | Space Heating | Natural Gas | Unit Heater | E2 | Utility - Value of Sales | 28.1896 | 29.2351 | 30.4407 | 31.7462 | 33.0742 | 34.3933 | 35.6531 | 36.821 | 37.972 | 38.8009 | 39.7782 | 40.8043 | 41.7834 | 42.6273 | 43.3807 | 44.01 | 44.5874 | 45.168 | 45.6774 | 46.1506 | 46.5924 | 47.1623 | 47.7001 | 48.1735 | 48.6101 | 49.011 | 49.3774
F6_Industrial_Industrial - WA_New_Space Heating_Natural Gas_Unit Heater_E3 | F6 | Industrial | Industrial - WA | New | Space Heating | Natural Gas | Unit Heater | E3 | Utility - Value of Sales | 25.9873 | 27.0336 | 28.2833 | 29.6659 | 31.0886 | 32.5121 | 33.8736 | 35.1274 | 36.3623 | 37.2235 | 38.2558 | 39.3432 | 40.3843 | 41.2765 | 42.0705 | 42.7269 | 43.3292 | 43.9409 | 44.4757 | 44.974 | 45.4412 | 46.0618 | 46.6499 | 47.1682 | 47.6482 | 48.0913 | 48.4987
F6_Industrial_Industrial - WA_New_Space Heating_Natural Gas_Unit Heater_E4 | F6 | Industrial | Industrial - WA | New | Space Heating | Natural Gas | Unit Heater | E4 | Utility - Value of Sales | 0 | 0 | 0 | 0 | 0 | 0 | 0 | 0 | 0 | 0 | 0 | 0 | 0 | 0 | 0 | 0 | 0 | 0 | 0 | 0 | 0 | 0 | 0 | 0 | 0 | 0 | 0
F6_Industrial_Industrial - WA_New_Space Heating_Natural Gas_Unit Heater_E5 | F6 | Industrial | Industrial - WA | New | Space Heating | Natural Gas | Unit Heater | E5 | Utility - Value of Sales | 0 | 0 | 0 | 0 | 0 | 0 | 0 | 0 | 0 | 0 | 0 | 0 | 0 | 0 | 0 | 0 | 0 | 0 | 0 | 0 | 0 | 0 | 0 | 0 | 0 | 0 | 0
F6_Industrial_Industrial - WA_New_Space Heating_Natural Gas_Unit Heater_E6 | F6 | Industrial | Industrial - WA | New | Space Heating | Natural Gas | Unit Heater | E6 | Utility - Value of Sales | 0 | 0 | 0 | 0 | 0 | 0 | 0 | 0 | 0 | 0 | 0 | 0 | 0 | 0 | 0 | 0 | 0 | 0 | 0 | 0 | 0 | 0 | 0 | 0 | 0 | 0 | 0
F6_Industrial_Industrial - WA_New_Space Heating_Natural Gas_Unit Heater_E7 | F6 | Industrial | Industrial - WA | New | Space Heating | Natural Gas | Unit Heater | E7 | Utility - Value of Sales | 0 | 0 | 0 | 0 | 0 | 0 | 0 | 0 | 0 | 0 | 0 | 0 | 0 | 0 | 0 | 0 | 0 | 0 | 0 | 0 | 0 | 0 | 0 | 0 | 0 | 0 | 0
F6_Industrial_Industrial - WA_New_Space Heating_Natural Gas_Unit Heater_E8 | F6 | Industrial | Industrial - WA | New | Space Heating | Natural Gas | Unit Heater | E8 | Utility - Value of Sales | 0 | 0 | 0 | 0 | 0 | 0 | 0 | 0 | 0 | 0 | 0 | 0 | 0 | 0 | 0 | 0 | 0 | 0 | 0 | 0 | 0 | 0 | 0 | 0 | 0 | 0 | 0
F6_Industrial_Industrial - WA_New_Space Heating_Natural Gas_Unit Heater_E9 | F6 | Industrial | Industrial - WA | New | Space Heating | Natural Gas | Unit Heater | E9 | Utility - Value of Sales | 0 | 0 | 0 | 0 | 0 | 0 | 0 | 0 | 0 | 0 | 0 | 0 | 0 | 0 | 0 | 0 | 0 | 0 | 0 | 0 | 0 | 0 | 0 | 0 | 0 | 0 | 0
F6_Industrial_Industrial - WA_New_Space Heating_Natural Gas_Unit Heater_E10 | F6 | Industrial | Industrial - WA | New | Space Heating | Natural Gas | Unit Heater | E10 | Utility - Value of Sales | 0 | 0 | 0 | 0 | 0 | 0 | 0 | 0 | 0 | 0 | 0 | 0 | 0 | 0 | 0 | 0 | 0 | 0 | 0 | 0 | 0 | 0 | 0 | 0 | 0 | 0 | 0
F1_Industrial_Industrial - WA_New_Process_Natural Gas_Process Boiler_E1 | F1 | Industrial | Industrial - WA | New | Process | Natural Gas | Process Boiler | E1 | RVT - Cost of Equipment | 0.24741 | 0.24741 | 0.24741 | 0.24741 | 0.24741 | 0.24741 | 0.24741 | 0.24741 | 0.24741 | 0.24741 | 0.24741 | 0.24741 | 0.24741 | 0.24741 | 0.24741 | 0.24741 | 0.24741 | 0.24741 | 0.24741 | 0.24741 | 0.24741 | 0.24741 | 0.24741 | 0.24741 | 0.24741 | 0.24741 | 0.24741
F1_Industrial_Industrial - WA_New_Process_Natural Gas_Process Boiler_E2 | F1 | Industrial | Industrial - WA | New | Process | Natural Gas | Process Boiler | E2 | RVT - Cost of Equipment | 0 | 0 | 0 | 0 | 0 | 0 | 0 | 0 | 0 | 0 | 0 | 0 | 0 | 0 | 0 | 0 | 0 | 0 | 0 | 0 | 0 | 0 | 0 | 0 | 0 | 0 | 0
F1_Industrial_Industrial - WA_New_Process_Natural Gas_Process Boiler_E3 | F1 | Industrial | Industrial - WA | New | Process | Natural Gas | Process Boiler | E3 | RVT - Cost of Equipment | 0 | 0 | 0 | 0 | 0 | 0 | 0 | 0 | 0 | 0 | 0 | 0 | 0 | 0 | 0 | 0 | 0 | 0 | 0 | 0 | 0 | 0 | 0 | 0 | 0 | 0 | 0
F1_Industrial_Industrial - WA_New_Process_Natural Gas_Process Boiler_E4 | F1 | Industrial | Industrial - WA | New | Process | Natural Gas | Process Boiler | E4 | RVT - Cost of Equipment | 0 | 0 | 0 | 0 | 0 | 0 | 0 | 0 | 0 | 0 | 0 | 0 | 0 | 0 | 0 | 0 | 0 | 0 | 0 | 0 | 0 | 0 | 0 | 0 | 0 | 0 | 0
F1_Industrial_Industrial - WA_New_Process_Natural Gas_Process Boiler_E5 | F1 | Industrial | Industrial - WA | New | Process | Natural Gas | Process Boiler | E5 | RVT - Cost of Equipment | 0 | 0 | 0 | 0 | 0 | 0 | 0 | 0 | 0 | 0 | 0 | 0 | 0 | 0 | 0 | 0 | 0 | 0 | 0 | 0 | 0 | 0 | 0 | 0 | 0 | 0 | 0
F1_Industrial_Industrial - WA_New_Process_Natural Gas_Process Boiler_E6 | F1 | Industrial | Industrial - WA | New | Process | Natural Gas | Process Boiler | E6 | RVT - Cost of Equipment | 0 | 0 | 0 | 0 | 0 | 0 | 0 | 0 | 0 | 0 | 0 | 0 | 0 | 0 | 0 | 0 | 0 | 0 | 0 | 0 | 0 | 0 | 0 | 0 | 0 | 0 | 0
F1_Industrial_Industrial - WA_New_Process_Natural Gas_Process Boiler_E7 | F1 | Industrial | Industrial - WA | New | Process | Natural Gas | Process Boiler | E7 | RVT - Cost of Equipment | 0 | 0 | 0 | 0 | 0 | 0 | 0 | 0 | 0 | 0 | 0 | 0 | 0 | 0 | 0 | 0 | 0 | 0 | 0 | 0 | 0 | 0 | 0 | 0 | 0 | 0 | 0
F1_Industrial_Industrial - WA_New_Process_Natural Gas_Process Boiler_E8 | F1 | Industrial | Industrial - WA | New | Process | Natural Gas | Process Boiler | E8 | RVT - Cost of Equipment | 0 | 0 | 0 | 0 | 0 | 0 | 0 | 0 | 0 | 0 | 0 | 0 | 0 | 0 | 0 | 0 | 0 | 0 | 0 | 0 | 0 | 0 | 0 | 0 | 0 | 0 | 0
F1_Industrial_Industrial - WA_New_Process_Natural Gas_Process Boiler_E9 | F1 | Industrial | Industrial - WA | New | Process | Natural Gas | Process Boiler | E9 | RVT - Cost of Equipment | 0 | 0 | 0 | 0 | 0 | 0 | 0 | 0 | 0 | 0 | 0 | 0 | 0 | 0 | 0 | 0 | 0 | 0 | 0 | 0 | 0 | 0 | 0 | 0 | 0 | 0 | 0
F1_Industrial_Industrial - WA_New_Process_Natural Gas_Process Boiler_E10 | F1 | Industrial | Industrial - WA | New | Process | Natural Gas | Process Boiler | E10 | RVT - Cost of Equipment | 0 | 0 | 0 | 0 | 0 | 0 | 0 | 0 | 0 | 0 | 0 | 0 | 0 | 0 | 0 | 0 | 0 | 0 | 0 | 0 | 0 | 0 | 0 | 0 | 0 | 0 | 0
F2_Industrial_Industrial - WA_New_Process_Natural Gas_Process Boiler_E1 | F2 | Industrial | Industrial - WA | New | Process | Natural Gas | Process Boiler | E1 | RVT - Cost of Operation | 171.0058 | 177.358 | 186.3469 | 198.1295 | 211.2092 | 225.0604 | 238.5815 | 251.1902 | 263.7368 | 270.1879 | 280.8904 | 293.7341 | 306.4404 | 316.7057 | 325.228 | 331.2794 | 336.4885 | 341.9139 | 345.9481 | 349.3217 | 352.5716 | 359.102 | 365.4122 | 370.8028 | 375.8415 | 380.54 | 384.9098
F2_Industrial_Industrial - WA_New_Process_Natural Gas_Process Boiler_E2 | F2 | Industrial | Industrial - WA | New | Process | Natural Gas | Process Boiler | E2 | RVT - Cost of Operation | 0 | 0 | 0 | 0 | 0 | 0 | 0 | 0 | 0 | 0 | 0 | 0 | 0 | 0 | 0 | 0 | 0 | 0 | 0 | 0 | 0 | 0 | 0 | 0 | 0 | 0 | 0
F2_Industrial_Industrial - WA_New_Process_Natural Gas_Process Boiler_E3 | F2 | Industrial | Industrial - WA | New | Process | Natural Gas | Process Boiler | E3 | RVT - Cost of Operation | 0 | 0 | 0 | 0 | 0 | 0 | 0 | 0 | 0 | 0 | 0 | 0 | 0 | 0 | 0 | 0 | 0 | 0 | 0 | 0 | 0 | 0 | 0 | 0 | 0 | 0 | 0
F2_Industrial_Industrial - WA_New_Process_Natural Gas_Process Boiler_E4 | F2 | Industrial | Industrial - WA | New | Process | Natural Gas | Process Boiler | E4 | RVT - Cost of Operation | 0 | 0 | 0 | 0 | 0 | 0 | 0 | 0 | 0 | 0 | 0 | 0 | 0 | 0 | 0 | 0 | 0 | 0 | 0 | 0 | 0 | 0 | 0 | 0 | 0 | 0 | 0
F2_Industrial_Industrial - WA_New_Process_Natural Gas_Process Boiler_E5 | F2 | Industrial | Industrial - WA | New | Process | Natural Gas | Process Boiler | E5 | RVT - Cost of Operation | 0 | 0 | 0 | 0 | 0 | 0 | 0 | 0 | 0 | 0 | 0 | 0 | 0 | 0 | 0 | 0 | 0 | 0 | 0 | 0 | 0 | 0 | 0 | 0 | 0 | 0 | 0
F2_Industrial_Industrial - WA_New_Process_Natural Gas_Process Boiler_E6 | F2 | Industrial | Industrial - WA | New | Process | Natural Gas | Process Boiler | E6 | RVT - Cost of Operation | 0 | 0 | 0 | 0 | 0 | 0 | 0 | 0 | 0 | 0 | 0 | 0 | 0 | 0 | 0 | 0 | 0 | 0 | 0 | 0 | 0 | 0 | 0 | 0 | 0 | 0 | 0
F2_Industrial_Industrial - WA_New_Process_Natural Gas_Process Boiler_E7 | F2 | Industrial | Industrial - WA | New | Process | Natural Gas | Process Boiler | E7 | RVT - Cost of Operation | 0 | 0 | 0 | 0 | 0 | 0 | 0 | 0 | 0 | 0 | 0 | 0 | 0 | 0 | 0 | 0 | 0 | 0 | 0 | 0 | 0 | 0 | 0 | 0 | 0 | 0 | 0
F2_Industrial_Industrial - WA_New_Process_Natural Gas_Process Boiler_E8 | F2 | Industrial | Industrial - WA | New | Process | Natural Gas | Process Boiler | E8 | RVT - Cost of Operation | 0 | 0 | 0 | 0 | 0 | 0 | 0 | 0 | 0 | 0 | 0 | 0 | 0 | 0 | 0 | 0 | 0 | 0 | 0 | 0 | 0 | 0 | 0 | 0 | 0 | 0 | 0
F2_Industrial_Industrial - WA_New_Process_Natural Gas_Process Boiler_E9 | F2 | Industrial | Industrial - WA | New | Process | Natural Gas | Process Boiler | E9 | RVT - Cost of Operation | 0 | 0 | 0 | 0 | 0 | 0 | 0 | 0 | 0 | 0 | 0 | 0 | 0 | 0 | 0 | 0 | 0 | 0 | 0 | 0 | 0 | 0 | 0 | 0 | 0 | 0 | 0
F2_Industrial_Industrial - WA_New_Process_Natural Gas_Process Boiler_E10 | F2 | Industrial | Industrial - WA | New | Process | Natural Gas | Process Boiler | E10 | RVT - Cost of Operation | 0 | 0 | 0 | 0 | 0 | 0 | 0 | 0 | 0 | 0 | 0 | 0 | 0 | 0 | 0 | 0 | 0 | 0 | 0 | 0 | 0 | 0 | 0 | 0 | 0 | 0 | 0
F3_Industrial_Industrial - WA_New_Process_Natural Gas_Process Boiler_E1 | F3 | Industrial | Industrial - WA | New | Process | Natural Gas | Process Boiler | E1 | System - kBTUs of Consumption | 75847.3613 | 75847.3613 | 75847.3613 | 75847.3613 | 75847.3613 | 75847.3613 | 75847.3613 | 75847.3613 | 75847.3613 | 75847.3613 | 75847.3613 | 75847.3613 | 75847.3613 | 75847.3613 | 75847.3613 | 75847.3613 | 75847.3613 | 75847.3613 | 75847.3613 | 75847.3613 | 75847.3613 | 75847.3613 | 75847.3613 | 75847.3613 | 75847.3613 | 75847.3613 | 75847.3613
F3_Industrial_Industrial - WA_New_Process_Natural Gas_Process Boiler_E2 | F3 | Industrial | Industrial - WA | New | Process | Natural Gas | Process Boiler | E2 | System - kBTUs of Consumption | 0 | 0 | 0 | 0 | 0 | 0 | 0 | 0 | 0 | 0 | 0 | 0 | 0 | 0 | 0 | 0 | 0 | 0 | 0 | 0 | 0 | 0 | 0 | 0 | 0 | 0 | 0
F3_Industrial_Industrial - WA_New_Process_Natural Gas_Process Boiler_E3 | F3 | Industrial | Industrial - WA | New | Process | Natural Gas | Process Boiler | E3 | System - kBTUs of Consumption | 0 | 0 | 0 | 0 | 0 | 0 | 0 | 0 | 0 | 0 | 0 | 0 | 0 | 0 | 0 | 0 | 0 | 0 | 0 | 0 | 0 | 0 | 0 | 0 | 0 | 0 | 0
F3_Industrial_Industrial - WA_New_Process_Natural Gas_Process Boiler_E4 | F3 | Industrial | Industrial - WA | New | Process | Natural Gas | Process Boiler | E4 | System - kBTUs of Consumption | 0 | 0 | 0 | 0 | 0 | 0 | 0 | 0 | 0 | 0 | 0 | 0 | 0 | 0 | 0 | 0 | 0 | 0 | 0 | 0 | 0 | 0 | 0 | 0 | 0 | 0 | 0
F3_Industrial_Industrial - WA_New_Process_Natural Gas_Process Boiler_E5 | F3 | Industrial | Industrial - WA | New | Process | Natural Gas | Process Boiler | E5 | System - kBTUs of Consumption | 0 | 0 | 0 | 0 | 0 | 0 | 0 | 0 | 0 | 0 | 0 | 0 | 0 | 0 | 0 | 0 | 0 | 0 | 0 | 0 | 0 | 0 | 0 | 0 | 0 | 0 | 0
F3_Industrial_Industrial - WA_New_Process_Natural Gas_Process Boiler_E6 | F3 | Industrial | Industrial - WA | New | Process | Natural Gas | Process Boiler | E6 | System - kBTUs of Consumption | 0 | 0 | 0 | 0 | 0 | 0 | 0 | 0 | 0 | 0 | 0 | 0 | 0 | 0 | 0 | 0 | 0 | 0 | 0 | 0 | 0 | 0 | 0 | 0 | 0 | 0 | 0
F3_Industrial_Industrial - WA_New_Process_Natural Gas_Process Boiler_E7 | F3 | Industrial | Industrial - WA | New | Process | Natural Gas | Process Boiler | E7 | System - kBTUs of Consumption | 0 | 0 | 0 | 0 | 0 | 0 | 0 | 0 | 0 | 0 | 0 | 0 | 0 | 0 | 0 | 0 | 0 | 0 | 0 | 0 | 0 | 0 | 0 | 0 | 0 | 0 | 0
F3_Industrial_Industrial - WA_New_Process_Natural Gas_Process Boiler_E8 | F3 | Industrial | Industrial - WA | New | Process | Natural Gas | Process Boiler | E8 | System - kBTUs of Consumption | 0 | 0 | 0 | 0 | 0 | 0 | 0 | 0 | 0 | 0 | 0 | 0 | 0 | 0 | 0 | 0 | 0 | 0 | 0 | 0 | 0 | 0 | 0 | 0 | 0 | 0 | 0
F3_Industrial_Industrial - WA_New_Process_Natural Gas_Process Boiler_E9 | F3 | Industrial | Industrial - WA | New | Process | Natural Gas | Process Boiler | E9 | System - kBTUs of Consumption | 0 | 0 | 0 | 0 | 0 | 0 | 0 | 0 | 0 | 0 | 0 | 0 | 0 | 0 | 0 | 0 | 0 | 0 | 0 | 0 | 0 | 0 | 0 | 0 | 0 | 0 | 0
F3_Industrial_Industrial - WA_New_Process_Natural Gas_Process Boiler_E10 | F3 | Industrial | Industrial - WA | New | Process | Natural Gas | Process Boiler | E10 | System - kBTUs of Consumption | 0 | 0 | 0 | 0 | 0 | 0 | 0 | 0 | 0 | 0 | 0 | 0 | 0 | 0 | 0 | 0 | 0 | 0 | 0 | 0 | 0 | 0 | 0 | 0 | 0 | 0 | 0
F4_Industrial_Industrial - WA_New_Process_Natural Gas_Process Boiler_E1 | F4 | Industrial | Industrial - WA | New | Process | Natural Gas | Process Boiler | E1 | Utility - Cost of Equipment | 0.24741 | 0.24741 | 0.24741 | 0.24741 | 0.24741 | 0.24741 | 0.24741 | 0.24741 | 0.24741 | 0.24741 | 0.24741 | 0.24741 | 0.24741 | 0.24741 | 0.24741 | 0.24741 | 0.24741 | 0.24741 | 0.24741 | 0.24741 | 0.24741 | 0.24741 | 0.24741 | 0.24741 | 0.24741 | 0.24741 | 0.24741
F4_Industrial_Industrial - WA_New_Process_Natural Gas_Process Boiler_E2 | F4 | Industrial | Industrial - WA | New | Process | Natural Gas | Process Boiler | E2 | Utility - Cost of Equipment | 0 | 0 | 0 | 0 | 0 | 0 | 0 | 0 | 0 | 0 | 0 | 0 | 0 | 0 | 0 | 0 | 0 | 0 | 0 | 0 | 0 | 0 | 0 | 0 | 0 | 0 | 0
F4_Industrial_Industrial - WA_New_Process_Natural Gas_Process Boiler_E3 | F4 | Industrial | Industrial - WA | New | Process | Natural Gas | Process Boiler | E3 | Utility - Cost of Equipment | 0 | 0 | 0 | 0 | 0 | 0 | 0 | 0 | 0 | 0 | 0 | 0 | 0 | 0 | 0 | 0 | 0 | 0 | 0 | 0 | 0 | 0 | 0 | 0 | 0 | 0 | 0
F4_Industrial_Industrial - WA_New_Process_Natural Gas_Process Boiler_E4 | F4 | Industrial | Industrial - WA | New | Process | Natural Gas | Process Boiler | E4 | Utility - Cost of Equipment | 0 | 0 | 0 | 0 | 0 | 0 | 0 | 0 | 0 | 0 | 0 | 0 | 0 | 0 | 0 | 0 | 0 | 0 | 0 | 0 | 0 | 0 | 0 | 0 | 0 | 0 | 0
F4_Industrial_Industrial - WA_New_Process_Natural Gas_Process Boiler_E5 | F4 | Industrial | Industrial - WA | New | Process | Natural Gas | Process Boiler | E5 | Utility - Cost of Equipment | 0 | 0 | 0 | 0 | 0 | 0 | 0 | 0 | 0 | 0 | 0 | 0 | 0 | 0 | 0 | 0 | 0 | 0 | 0 | 0 | 0 | 0 | 0 | 0 | 0 | 0 | 0
F4_Industrial_Industrial - WA_New_Process_Natural Gas_Process Boiler_E6 | F4 | Industrial | Industrial - WA | New | Process | Natural Gas | Process Boiler | E6 | Utility - Cost of Equipment | 0 | 0 | 0 | 0 | 0 | 0 | 0 | 0 | 0 | 0 | 0 | 0 | 0 | 0 | 0 | 0 | 0 | 0 | 0 | 0 | 0 | 0 | 0 | 0 | 0 | 0 | 0
F4_Industrial_Industrial - WA_New_Process_Natural Gas_Process Boiler_E7 | F4 | Industrial | Industrial - WA | New | Process | Natural Gas | Process Boiler | E7 | Utility - Cost of Equipment | 0 | 0 | 0 | 0 | 0 | 0 | 0 | 0 | 0 | 0 | 0 | 0 | 0 | 0 | 0 | 0 | 0 | 0 | 0 | 0 | 0 | 0 | 0 | 0 | 0 | 0 | 0
F4_Industrial_Industrial - WA_New_Process_Natural Gas_Process Boiler_E8 | F4 | Industrial | Industrial - WA | New | Process | Natural Gas | Process Boiler | E8 | Utility - Cost of Equipment | 0 | 0 | 0 | 0 | 0 | 0 | 0 | 0 | 0 | 0 | 0 | 0 | 0 | 0 | 0 | 0 | 0 | 0 | 0 | 0 | 0 | 0 | 0 | 0 | 0 | 0 | 0
F4_Industrial_Industrial - WA_New_Process_Natural Gas_Process Boiler_E9 | F4 | Industrial | Industrial - WA | New | Process | Natural Gas | Process Boiler | E9 | Utility - Cost of Equipment | 0 | 0 | 0 | 0 | 0 | 0 | 0 | 0 | 0 | 0 | 0 | 0 | 0 | 0 | 0 | 0 | 0 | 0 | 0 | 0 | 0 | 0 | 0 | 0 | 0 | 0 | 0
F4_Industrial_Industrial - WA_New_Process_Natural Gas_Process Boiler_E10 | F4 | Industrial | Industrial - WA | New | Process | Natural Gas | Process Boiler | E10 | Utility - Cost of Equipment | 0 | 0 | 0 | 0 | 0 | 0 | 0 | 0 | 0 | 0 | 0 | 0 | 0 | 0 | 0 | 0 | 0 | 0 | 0 | 0 | 0 | 0 | 0 | 0 | 0 | 0 | 0
F5_Industrial_Industrial - WA_New_Process_Natural Gas_Process Boiler_E1 | F5 | Industrial | Industrial - WA | New | Process | Natural Gas | Process Boiler | E1 | Utility - Cost of Operation | 142.5049 | 147.7983 | 155.6823 | 166.3462 | 178.621 | 192.1664 | 206.1665 | 220.2521 | 235.2495 | 245.6253 | 255.355 | 267.031 | 278.5821 | 288.219 | 296.6239 | 303.1906 | 309.4584 | 316.4543 | 322.788 | 329.2017 | 335.7825 | 342.0019 | 348.0117 | 353.1455 | 357.9443 | 362.419 | 366.5807
F5_Industrial_Industrial - WA_New_Process_Natural Gas_Process Boiler_E2 | F5 | Industrial | Industrial - WA | New | Process | Natural Gas | Process Boiler | E2 | Utility - Cost of Operation | 0 | 0 | 0 | 0 | 0 | 0 | 0 | 0 | 0 | 0 | 0 | 0 | 0 | 0 | 0 | 0 | 0 | 0 | 0 | 0 | 0 | 0 | 0 | 0 | 0 | 0 | 0
F5_Industrial_Industrial - WA_New_Process_Natural Gas_Process Boiler_E3 | F5 | Industrial | Industrial - WA | New | Process | Natural Gas | Process Boiler | E3 | Utility - Cost of Operation | 0 | 0 | 0 | 0 | 0 | 0 | 0 | 0 | 0 | 0 | 0 | 0 | 0 | 0 | 0 | 0 | 0 | 0 | 0 | 0 | 0 | 0 | 0 | 0 | 0 | 0 | 0
F5_Industrial_Industrial - WA_New_Process_Natural Gas_Process Boiler_E4 | F5 | Industrial | Industrial - WA | New | Process | Natural Gas | Process Boiler | E4 | Utility - Cost of Operation | 0 | 0 | 0 | 0 | 0 | 0 | 0 | 0 | 0 | 0 | 0 | 0 | 0 | 0 | 0 | 0 | 0 | 0 | 0 | 0 | 0 | 0 | 0 | 0 | 0 | 0 | 0
F5_Industrial_Industrial - WA_New_Process_Natural Gas_Process Boiler_E5 | F5 | Industrial | Industrial - WA | New | Process | Natural Gas | Process Boiler | E5 | Utility - Cost of Operation | 0 | 0 | 0 | 0 | 0 | 0 | 0 | 0 | 0 | 0 | 0 | 0 | 0 | 0 | 0 | 0 | 0 | 0 | 0 | 0 | 0 | 0 | 0 | 0 | 0 | 0 | 0
F5_Industrial_Industrial - WA_New_Process_Natural Gas_Process Boiler_E6 | F5 | Industrial | Industrial - WA | New | Process | Natural Gas | Process Boiler | E6 | Utility - Cost of Operation | 0 | 0 | 0 | 0 | 0 | 0 | 0 | 0 | 0 | 0 | 0 | 0 | 0 | 0 | 0 | 0 | 0 | 0 | 0 | 0 | 0 | 0 | 0 | 0 | 0 | 0 | 0
F5_Industrial_Industrial - WA_New_Process_Natural Gas_Process Boiler_E7 | F5 | Industrial | Industrial - WA | New | Process | Natural Gas | Process Boiler | E7 | Utility - Cost of Operation | 0 | 0 | 0 | 0 | 0 | 0 | 0 | 0 | 0 | 0 | 0 | 0 | 0 | 0 | 0 | 0 | 0 | 0 | 0 | 0 | 0 | 0 | 0 | 0 | 0 | 0 | 0
F5_Industrial_Industrial - WA_New_Process_Natural Gas_Process Boiler_E8 | F5 | Industrial | Industrial - WA | New | Process | Natural Gas | Process Boiler | E8 | Utility - Cost of Operation | 0 | 0 | 0 | 0 | 0 | 0 | 0 | 0 | 0 | 0 | 0 | 0 | 0 | 0 | 0 | 0 | 0 | 0 | 0 | 0 | 0 | 0 | 0 | 0 | 0 | 0 | 0
F5_Industrial_Industrial - WA_New_Process_Natural Gas_Process Boiler_E9 | F5 | Industrial | Industrial - WA | New | Process | Natural Gas | Process Boiler | E9 | Utility - Cost of Operation | 0 | 0 | 0 | 0 | 0 | 0 | 0 | 0 | 0 | 0 | 0 | 0 | 0 | 0 | 0 | 0 | 0 | 0 | 0 | 0 | 0 | 0 | 0 | 0 | 0 | 0 | 0
F5_Industrial_Industrial - WA_New_Process_Natural Gas_Process Boiler_E10 | F5 | Industrial | Industrial - WA | New | Process | Natural Gas | Process Boiler | E10 | Utility - Cost of Operation | 0 | 0 | 0 | 0 | 0 | 0 | 0 | 0 | 0 | 0 | 0 | 0 | 0 | 0 | 0 | 0 | 0 | 0 | 0 | 0 | 0 | 0 | 0 | 0 | 0 | 0 | 0
F6_Industrial_Industrial - WA_New_Process_Natural Gas_Process Boiler_E1 | F6 | Industrial | Industrial - WA | New | Process | Natural Gas | Process Boiler | E1 | Utility - Value of Sales | 171.0058 | 177.358 | 186.3469 | 198.1295 | 211.2092 | 225.0604 | 238.5815 | 251.1902 | 263.7368 | 270.1879 | 280.8904 | 293.7341 | 306.4404 | 316.7057 | 325.228 | 331.2794 | 336.4885 | 341.9139 | 345.9481 | 349.3217 | 352.5716 | 359.102 | 365.4122 | 370.8028 | 375.8415 | 380.54 | 384.9098
F6_Industrial_Industrial - WA_New_Process_Natural Gas_Process Boiler_E2 | F6 | Industrial | Industrial - WA | New | Process | Natural Gas | Process Boiler | E2 | Utility - Value of Sales | 0 | 0 | 0 | 0 | 0 | 0 | 0 | 0 | 0 | 0 | 0 | 0 | 0 | 0 | 0 | 0 | 0 | 0 | 0 | 0 | 0 | 0 | 0 | 0 | 0 | 0 | 0
F6_Industrial_Industrial - WA_New_Process_Natural Gas_Process Boiler_E3 | F6 | Industrial | Industrial - WA | New | Process | Natural Gas | Process Boiler | E3 | Utility - Value of Sales | 0 | 0 | 0 | 0 | 0 | 0 | 0 | 0 | 0 | 0 | 0 | 0 | 0 | 0 | 0 | 0 | 0 | 0 | 0 | 0 | 0 | 0 | 0 | 0 | 0 | 0 | 0
F6_Industrial_Industrial - WA_New_Process_Natural Gas_Process Boiler_E4 | F6 | Industrial | Industrial - WA | New | Process | Natural Gas | Process Boiler | E4 | Utility - Value of Sales | 0 | 0 | 0 | 0 | 0 | 0 | 0 | 0 | 0 | 0 | 0 | 0 | 0 | 0 | 0 | 0 | 0 | 0 | 0 | 0 | 0 | 0 | 0 | 0 | 0 | 0 | 0
F6_Industrial_Industrial - WA_New_Process_Natural Gas_Process Boiler_E5 | F6 | Industrial | Industrial - WA | New | Process | Natural Gas | Process Boiler | E5 | Utility - Value of Sales | 0 | 0 | 0 | 0 | 0 | 0 | 0 | 0 | 0 | 0 | 0 | 0 | 0 | 0 | 0 | 0 | 0 | 0 | 0 | 0 | 0 | 0 | 0 | 0 | 0 | 0 | 0
F6_Industrial_Industrial - WA_New_Process_Natural Gas_Process Boiler_E6 | F6 | Industrial | Industrial - WA | New | Process | Natural Gas | Process Boiler | E6 | Utility - Value of Sales | 0 | 0 | 0 | 0 | 0 | 0 | 0 | 0 | 0 | 0 | 0 | 0 | 0 | 0 | 0 | 0 | 0 | 0 | 0 | 0 | 0 | 0 | 0 | 0 | 0 | 0 | 0
F6_Industrial_Industrial - WA_New_Process_Natural Gas_Process Boiler_E7 | F6 | Industrial | Industrial - WA | New | Process | Natural Gas | Process Boiler | E7 | Utility - Value of Sales | 0 | 0 | 0 | 0 | 0 | 0 | 0 | 0 | 0 | 0 | 0 | 0 | 0 | 0 | 0 | 0 | 0 | 0 | 0 | 0 | 0 | 0 | 0 | 0 | 0 | 0 | 0
F6_Industrial_Industrial - WA_New_Process_Natural Gas_Process Boiler_E8 | F6 | Industrial | Industrial - WA | New | Process | Natural Gas | Process Boiler | E8 | Utility - Value of Sales | 0 | 0 | 0 | 0 | 0 | 0 | 0 | 0 | 0 | 0 | 0 | 0 | 0 | 0 | 0 | 0 | 0 | 0 | 0 | 0 | 0 | 0 | 0 | 0 | 0 | 0 | 0
F6_Industrial_Industrial - WA_New_Process_Natural Gas_Process Boiler_E9 | F6 | Industrial | Industrial - WA | New | Process | Natural Gas | Process Boiler | E9 | Utility - Value of Sales | 0 | 0 | 0 | 0 | 0 | 0 | 0 | 0 | 0 | 0 | 0 | 0 | 0 | 0 | 0 | 0 | 0 | 0 | 0 | 0 | 0 | 0 | 0 | 0 | 0 | 0 | 0
F6_Industrial_Industrial - WA_New_Process_Natural Gas_Process Boiler_E10 | F6 | Industrial | Industrial - WA | New | Process | Natural Gas | Process Boiler | E10 | Utility - Value of Sales | 0 | 0 | 0 | 0 | 0 | 0 | 0 | 0 | 0 | 0 | 0 | 0 | 0 | 0 | 0 | 0 | 0 | 0 | 0 | 0 | 0 | 0 | 0 | 0 | 0 | 0 | 0
F1_Industrial_Industrial - WA_New_Process_Natural Gas_Process Heating_E1 | F1 | Industrial | Industrial - WA | New | Process | Natural Gas | Process Heating | E1 | RVT - Cost of Equipment | 0.24741 | 0.24741 | 0.24741 | 0.24741 | 0.24741 | 0.24741 | 0.24741 | 0.24741 | 0.24741 | 0.24741 | 0.24741 | 0.24741 | 0.24741 | 0.24741 | 0.24741 | 0.24741 | 0.24741 | 0.24741 | 0.24741 | 0.24741 | 0.24741 | 0.24741 | 0.24741 | 0.24741 | 0.24741 | 0.24741 | 0.24741
F1_Industrial_Industrial - WA_New_Process_Natural Gas_Process Heating_E2 | F1 | Industrial | Industrial - WA | New | Process | Natural Gas | Process Heating | E2 | RVT - Cost of Equipment | 0 | 0 | 0 | 0 | 0 | 0 | 0 | 0 | 0 | 0 | 0 | 0 | 0 | 0 | 0 | 0 | 0 | 0 | 0 | 0 | 0 | 0 | 0 | 0 | 0 | 0 | 0
F1_Industrial_Industrial - WA_New_Process_Natural Gas_Process Heating_E3 | F1 | Industrial | Industrial - WA | New | Process | Natural Gas | Process Heating | E3 | RVT - Cost of Equipment | 0 | 0 | 0 | 0 | 0 | 0 | 0 | 0 | 0 | 0 | 0 | 0 | 0 | 0 | 0 | 0 | 0 | 0 | 0 | 0 | 0 | 0 | 0 | 0 | 0 | 0 | 0
F1_Industrial_Industrial - WA_New_Process_Natural Gas_Process Heating_E4 | F1 | Industrial | Industrial - WA | New | Process | Natural Gas | Process Heating | E4 | RVT - Cost of Equipment | 0 | 0 | 0 | 0 | 0 | 0 | 0 | 0 | 0 | 0 | 0 | 0 | 0 | 0 | 0 | 0 | 0 | 0 | 0 | 0 | 0 | 0 | 0 | 0 | 0 | 0 | 0
F1_Industrial_Industrial - WA_New_Process_Natural Gas_Process Heating_E5 | F1 | Industrial | Industrial - WA | New | Process | Natural Gas | Process Heating | E5 | RVT - Cost of Equipment | 0 | 0 | 0 | 0 | 0 | 0 | 0 | 0 | 0 | 0 | 0 | 0 | 0 | 0 | 0 | 0 | 0 | 0 | 0 | 0 | 0 | 0 | 0 | 0 | 0 | 0 | 0
F1_Industrial_Industrial - WA_New_Process_Natural Gas_Process Heating_E6 | F1 | Industrial | Industrial - WA | New | Process | Natural Gas | Process Heating | E6 | RVT - Cost of Equipment | 0 | 0 | 0 | 0 | 0 | 0 | 0 | 0 | 0 | 0 | 0 | 0 | 0 | 0 | 0 | 0 | 0 | 0 | 0 | 0 | 0 | 0 | 0 | 0 | 0 | 0 | 0
F1_Industrial_Industrial - WA_New_Process_Natural Gas_Process Heating_E7 | F1 | Industrial | Industrial - WA | New | Process | Natural Gas | Process Heating | E7 | RVT - Cost of Equipment | 0 | 0 | 0 | 0 | 0 | 0 | 0 | 0 | 0 | 0 | 0 | 0 | 0 | 0 | 0 | 0 | 0 | 0 | 0 | 0 | 0 | 0 | 0 | 0 | 0 | 0 | 0
F1_Industrial_Industrial - WA_New_Process_Natural Gas_Process Heating_E8 | F1 | Industrial | Industrial - WA | New | Process | Natural Gas | Process Heating | E8 | RVT - Cost of Equipment | 0 | 0 | 0 | 0 | 0 | 0 | 0 | 0 | 0 | 0 | 0 | 0 | 0 | 0 | 0 | 0 | 0 | 0 | 0 | 0 | 0 | 0 | 0 | 0 | 0 | 0 | 0
F1_Industrial_Industrial - WA_New_Process_Natural Gas_Process Heating_E9 | F1 | Industrial | Industrial - WA | New | Process | Natural Gas | Process Heating | E9 | RVT - Cost of Equipment | 0 | 0 | 0 | 0 | 0 | 0 | 0 | 0 | 0 | 0 | 0 | 0 | 0 | 0 | 0 | 0 | 0 | 0 | 0 | 0 | 0 | 0 | 0 | 0 | 0 | 0 | 0
F1_Industrial_Industrial - WA_New_Process_Natural Gas_Process Heating_E10 | F1 | Industrial | Industrial - WA | New | Process | Natural Gas | Process Heating | E10 | RVT - Cost of Equipment | 0 | 0 | 0 | 0 | 0 | 0 | 0 | 0 | 0 | 0 | 0 | 0 | 0 | 0 | 0 | 0 | 0 | 0 | 0 | 0 | 0 | 0 | 0 | 0 | 0 | 0 | 0
F2_Industrial_Industrial - WA_New_Process_Natural Gas_Process Heating_E1 | F2 | Industrial | Industrial - WA | New | Process | Natural Gas | Process Heating | E1 | RVT - Cost of Operation | 152.1864 | 157.8395 | 165.8391 | 176.325 | 187.9653 | 200.2921 | 212.3252 | 223.5463 | 234.7121 | 240.4532 | 249.978 | 261.4082 | 272.7161 | 281.8517 | 289.4361 | 294.8215 | 299.4574 | 304.2857 | 307.8759 | 310.8783 | 313.7705 | 319.5823 | 325.198 | 329.9953 | 334.4795 | 338.6609 | 342.5498
F2_Industrial_Industrial - WA_New_Process_Natural Gas_Process Heating_E2 | F2 | Industrial | Industrial - WA | New | Process | Natural Gas | Process Heating | E2 | RVT - Cost of Operation | 0 | 0 | 0 | 0 | 0 | 0 | 0 | 0 | 0 | 0 | 0 | 0 | 0 | 0 | 0 | 0 | 0 | 0 | 0 | 0 | 0 | 0 | 0 | 0 | 0 | 0 | 0
F2_Industrial_Industrial - WA_New_Process_Natural Gas_Process Heating_E3 | F2 | Industrial | Industrial - WA | New | Process | Natural Gas | Process Heating | E3 | RVT - Cost of Operation | 0 | 0 | 0 | 0 | 0 | 0 | 0 | 0 | 0 | 0 | 0 | 0 | 0 | 0 | 0 | 0 | 0 | 0 | 0 | 0 | 0 | 0 | 0 | 0 | 0 | 0 | 0
F2_Industrial_Industrial - WA_New_Process_Natural Gas_Process Heating_E4 | F2 | Industrial | Industrial - WA | New | Process | Natural Gas | Process Heating | E4 | RVT - Cost of Operation | 0 | 0 | 0 | 0 | 0 | 0 | 0 | 0 | 0 | 0 | 0 | 0 | 0 | 0 | 0 | 0 | 0 | 0 | 0 | 0 | 0 | 0 | 0 | 0 | 0 | 0 | 0
F2_Industrial_Industrial - WA_New_Process_Natural Gas_Process Heating_E5 | F2 | Industrial | Industrial - WA | New | Process | Natural Gas | Process Heating | E5 | RVT - Cost of Operation | 0 | 0 | 0 | 0 | 0 | 0 | 0 | 0 | 0 | 0 | 0 | 0 | 0 | 0 | 0 | 0 | 0 | 0 | 0 | 0 | 0 | 0 | 0 | 0 | 0 | 0 | 0
F2_Industrial_Industrial - WA_New_Process_Natural Gas_Process Heating_E6 | F2 | Industrial | Industrial - WA | New | Process | Natural Gas | Process Heating | E6 | RVT - Cost of Operation | 0 | 0 | 0 | 0 | 0 | 0 | 0 | 0 | 0 | 0 | 0 | 0 | 0 | 0 | 0 | 0 | 0 | 0 | 0 | 0 | 0 | 0 | 0 | 0 | 0 | 0 | 0
F2_Industrial_Industrial - WA_New_Process_Natural Gas_Process Heating_E7 | F2 | Industrial | Industrial - WA | New | Process | Natural Gas | Process Heating | E7 | RVT - Cost of Operation | 0 | 0 | 0 | 0 | 0 | 0 | 0 | 0 | 0 | 0 | 0 | 0 | 0 | 0 | 0 | 0 | 0 | 0 | 0 | 0 | 0 | 0 | 0 | 0 | 0 | 0 | 0
F2_Industrial_Industrial - WA_New_Process_Natural Gas_Process Heating_E8 | F2 | Industrial | Industrial - WA | New | Process | Natural Gas | Process Heating | E8 | RVT - Cost of Operation | 0 | 0 | 0 | 0 | 0 | 0 | 0 | 0 | 0 | 0 | 0 | 0 | 0 | 0 | 0 | 0 | 0 | 0 | 0 | 0 | 0 | 0 | 0 | 0 | 0 | 0 | 0
F2_Industrial_Industrial - WA_New_Process_Natural Gas_Process Heating_E9 | F2 | Industrial | Industrial - WA | New | Process | Natural Gas | Process Heating | E9 | RVT - Cost of Operation | 0 | 0 | 0 | 0 | 0 | 0 | 0 | 0 | 0 | 0 | 0 | 0 | 0 | 0 | 0 | 0 | 0 | 0 | 0 | 0 | 0 | 0 | 0 | 0 | 0 | 0 | 0
F2_Industrial_Industrial - WA_New_Process_Natural Gas_Process Heating_E10 | F2 | Industrial | Industrial - WA | New | Process | Natural Gas | Process Heating | E10 | RVT - Cost of Operation | 0 | 0 | 0 | 0 | 0 | 0 | 0 | 0 | 0 | 0 | 0 | 0 | 0 | 0 | 0 | 0 | 0 | 0 | 0 | 0 | 0 | 0 | 0 | 0 | 0 | 0 | 0
F3_Industrial_Industrial - WA_New_Process_Natural Gas_Process Heating_E1 | F3 | Industrial | Industrial - WA | New | Process | Natural Gas | Process Heating | E1 | System - kBTUs of Consumption | 67500.2341 | 67500.2341 | 67500.2341 | 67500.2341 | 67500.2341 | 67500.2341 | 67500.2341 | 67500.2341 | 67500.2341 | 67500.2341 | 67500.2341 | 67500.2341 | 67500.2341 | 67500.2341 | 67500.2341 | 67500.2341 | 67500.2341 | 67500.2341 | 67500.2341 | 67500.2341 | 67500.2341 | 67500.2341 | 67500.2341 | 67500.2341 | 67500.2341 | 67500.2341 | 67500.2341
F3_Industrial_Industrial - WA_New_Process_Natural Gas_Process Heating_E2 | F3 | Industrial | Industrial - WA | New | Process | Natural Gas | Process Heating | E2 | System - kBTUs of Consumption | 0 | 0 | 0 | 0 | 0 | 0 | 0 | 0 | 0 | 0 | 0 | 0 | 0 | 0 | 0 | 0 | 0 | 0 | 0 | 0 | 0 | 0 | 0 | 0 | 0 | 0 | 0
F3_Industrial_Industrial - WA_New_Process_Natural Gas_Process Heating_E3 | F3 | Industrial | Industrial - WA | New | Process | Natural Gas | Process Heating | E3 | System - kBTUs of Consumption | 0 | 0 | 0 | 0 | 0 | 0 | 0 | 0 | 0 | 0 | 0 | 0 | 0 | 0 | 0 | 0 | 0 | 0 | 0 | 0 | 0 | 0 | 0 | 0 | 0 | 0 | 0
F3_Industrial_Industrial - WA_New_Process_Natural Gas_Process Heating_E4 | F3 | Industrial | Industrial - WA | New | Process | Natural Gas | Process Heating | E4 | System - kBTUs of Consumption | 0 | 0 | 0 | 0 | 0 | 0 | 0 | 0 | 0 | 0 | 0 | 0 | 0 | 0 | 0 | 0 | 0 | 0 | 0 | 0 | 0 | 0 | 0 | 0 | 0 | 0 | 0
F3_Industrial_Industrial - WA_New_Process_Natural Gas_Process Heating_E5 | F3 | Industrial | Industrial - WA | New | Process | Natural Gas | Process Heating | E5 | System - kBTUs of Consumption | 0 | 0 | 0 | 0 | 0 | 0 | 0 | 0 | 0 | 0 | 0 | 0 | 0 | 0 | 0 | 0 | 0 | 0 | 0 | 0 | 0 | 0 | 0 | 0 | 0 | 0 | 0
F3_Industrial_Industrial - WA_New_Process_Natural Gas_Process Heating_E6 | F3 | Industrial | Industrial - WA | New | Process | Natural Gas | Process Heating | E6 | System - kBTUs of Consumption | 0 | 0 | 0 | 0 | 0 | 0 | 0 | 0 | 0 | 0 | 0 | 0 | 0 | 0 | 0 | 0 | 0 | 0 | 0 | 0 | 0 | 0 | 0 | 0 | 0 | 0 | 0
F3_Industrial_Industrial - WA_New_Process_Natural Gas_Process Heating_E7 | F3 | Industrial | Industrial - WA | New | Process | Natural Gas | Process Heating | E7 | System - kBTUs of Consumption | 0 | 0 | 0 | 0 | 0 | 0 | 0 | 0 | 0 | 0 | 0 | 0 | 0 | 0 | 0 | 0 | 0 | 0 | 0 | 0 | 0 | 0 | 0 | 0 | 0 | 0 | 0
F3_Industrial_Industrial - WA_New_Process_Natural Gas_Process Heating_E8 | F3 | Industrial | Industrial - WA | New | Process | Natural Gas | Process Heating | E8 | System - kBTUs of Consumption | 0 | 0 | 0 | 0 | 0 | 0 | 0 | 0 | 0 | 0 | 0 | 0 | 0 | 0 | 0 | 0 | 0 | 0 | 0 | 0 | 0 | 0 | 0 | 0 | 0 | 0 | 0
F3_Industrial_Industrial - WA_New_Process_Natural Gas_Process Heating_E9 | F3 | Industrial | Industrial - WA | New | Process | Natural Gas | Process Heating | E9 | System - kBTUs of Consumption | 0 | 0 | 0 | 0 | 0 | 0 | 0 | 0 | 0 | 0 | 0 | 0 | 0 | 0 | 0 | 0 | 0 | 0 | 0 | 0 | 0 | 0 | 0 | 0 | 0 | 0 | 0
F3_Industrial_Industrial - WA_New_Process_Natural Gas_Process Heating_E10 | F3 | Industrial | Industrial - WA | New | Process | Natural Gas | Process Heating | E10 | System - kBTUs of Consumption | 0 | 0 | 0 | 0 | 0 | 0 | 0 | 0 | 0 | 0 | 0 | 0 | 0 | 0 | 0 | 0 | 0 | 0 | 0 | 0 | 0 | 0 | 0 | 0 | 0 | 0 | 0
F4_Industrial_Industrial - WA_New_Process_Natural Gas_Process Heating_E1 | F4 | Industrial | Industrial - WA | New | Process | Natural Gas | Process Heating | E1 | Utility - Cost of Equipment | 0.24741 | 0.24741 | 0.24741 | 0.24741 | 0.24741 | 0.24741 | 0.24741 | 0.24741 | 0.24741 | 0.24741 | 0.24741 | 0.24741 | 0.24741 | 0.24741 | 0.24741 | 0.24741 | 0.24741 | 0.24741 | 0.24741 | 0.24741 | 0.24741 | 0.24741 | 0.24741 | 0.24741 | 0.24741 | 0.24741 | 0.24741
F4_Industrial_Industrial - WA_New_Process_Natural Gas_Process Heating_E2 | F4 | Industrial | Industrial - WA | New | Process | Natural Gas | Process Heating | E2 | Utility - Cost of Equipment | 0 | 0 | 0 | 0 | 0 | 0 | 0 | 0 | 0 | 0 | 0 | 0 | 0 | 0 | 0 | 0 | 0 | 0 | 0 | 0 | 0 | 0 | 0 | 0 | 0 | 0 | 0
F4_Industrial_Industrial - WA_New_Process_Natural Gas_Process Heating_E3 | F4 | Industrial | Industrial - WA | New | Process | Natural Gas | Process Heating | E3 | Utility - Cost of Equipment | 0 | 0 | 0 | 0 | 0 | 0 | 0 | 0 | 0 | 0 | 0 | 0 | 0 | 0 | 0 | 0 | 0 | 0 | 0 | 0 | 0 | 0 | 0 | 0 | 0 | 0 | 0
F4_Industrial_Industrial - WA_New_Process_Natural Gas_Process Heating_E4 | F4 | Industrial | Industrial - WA | New | Process | Natural Gas | Process Heating | E4 | Utility - Cost of Equipment | 0 | 0 | 0 | 0 | 0 | 0 | 0 | 0 | 0 | 0 | 0 | 0 | 0 | 0 | 0 | 0 | 0 | 0 | 0 | 0 | 0 | 0 | 0 | 0 | 0 | 0 | 0
F4_Industrial_Industrial - WA_New_Process_Natural Gas_Process Heating_E5 | F4 | Industrial | Industrial - WA | New | Process | Natural Gas | Process Heating | E5 | Utility - Cost of Equipment | 0 | 0 | 0 | 0 | 0 | 0 | 0 | 0 | 0 | 0 | 0 | 0 | 0 | 0 | 0 | 0 | 0 | 0 | 0 | 0 | 0 | 0 | 0 | 0 | 0 | 0 | 0
F4_Industrial_Industrial - WA_New_Process_Natural Gas_Process Heating_E6 | F4 | Industrial | Industrial - WA | New | Process | Natural Gas | Process Heating | E6 | Utility - Cost of Equipment | 0 | 0 | 0 | 0 | 0 | 0 | 0 | 0 | 0 | 0 | 0 | 0 | 0 | 0 | 0 | 0 | 0 | 0 | 0 | 0 | 0 | 0 | 0 | 0 | 0 | 0 | 0
F4_Industrial_Industrial - WA_New_Process_Natural Gas_Process Heating_E7 | F4 | Industrial | Industrial - WA | New | Process | Natural Gas | Process Heating | E7 | Utility - Cost of Equipment | 0 | 0 | 0 | 0 | 0 | 0 | 0 | 0 | 0 | 0 | 0 | 0 | 0 | 0 | 0 | 0 | 0 | 0 | 0 | 0 | 0 | 0 | 0 | 0 | 0 | 0 | 0
F4_Industrial_Industrial - WA_New_Process_Natural Gas_Process Heating_E8 | F4 | Industrial | Industrial - WA | New | Process | Natural Gas | Process Heating | E8 | Utility - Cost of Equipment | 0 | 0 | 0 | 0 | 0 | 0 | 0 | 0 | 0 | 0 | 0 | 0 | 0 | 0 | 0 | 0 | 0 | 0 | 0 | 0 | 0 | 0 | 0 | 0 | 0 | 0 | 0
F4_Industrial_Industrial - WA_New_Process_Natural Gas_Process Heating_E9 | F4 | Industrial | Industrial - WA | New | Process | Natural Gas | Process Heating | E9 | Utility - Cost of Equipment | 0 | 0 | 0 | 0 | 0 | 0 | 0 | 0 | 0 | 0 | 0 | 0 | 0 | 0 | 0 | 0 | 0 | 0 | 0 | 0 | 0 | 0 | 0 | 0 | 0 | 0 | 0
F4_Industrial_Industrial - WA_New_Process_Natural Gas_Process Heating_E10 | F4 | Industrial | Industrial - WA | New | Process | Natural Gas | Process Heating | E10 | Utility - Cost of Equipment | 0 | 0 | 0 | 0 | 0 | 0 | 0 | 0 | 0 | 0 | 0 | 0 | 0 | 0 | 0 | 0 | 0 | 0 | 0 | 0 | 0 | 0 | 0 | 0 | 0 | 0 | 0
F5_Industrial_Industrial - WA_New_Process_Natural Gas_Process Heating_E1 | F5 | Industrial | Industrial - WA | New | Process | Natural Gas | Process Heating | E1 | Utility - Cost of Operation | 126.822 | 131.5329 | 138.5492 | 148.0395 | 158.9634 | 171.0182 | 183.4776 | 196.013 | 209.3599 | 218.5939 | 227.2527 | 237.6438 | 247.9237 | 256.5 | 263.98 | 269.824 | 275.402 | 281.628 | 287.2647 | 292.9725 | 298.8291 | 304.364 | 309.7124 | 314.2813 | 318.5519 | 322.5342 | 326.2379
F5_Industrial_Industrial - WA_New_Process_Natural Gas_Process Heating_E2 | F5 | Industrial | Industrial - WA | New | Process | Natural Gas | Process Heating | E2 | Utility - Cost of Operation | 0 | 0 | 0 | 0 | 0 | 0 | 0 | 0 | 0 | 0 | 0 | 0 | 0 | 0 | 0 | 0 | 0 | 0 | 0 | 0 | 0 | 0 | 0 | 0 | 0 | 0 | 0
F5_Industrial_Industrial - WA_New_Process_Natural Gas_Process Heating_E3 | F5 | Industrial | Industrial - WA | New | Process | Natural Gas | Process Heating | E3 | Utility - Cost of Operation | 0 | 0 | 0 | 0 | 0 | 0 | 0 | 0 | 0 | 0 | 0 | 0 | 0 | 0 | 0 | 0 | 0 | 0 | 0 | 0 | 0 | 0 | 0 | 0 | 0 | 0 | 0
F5_Industrial_Industrial - WA_New_Process_Natural Gas_Process Heating_E4 | F5 | Industrial | Industrial - WA | New | Process | Natural Gas | Process Heating | E4 | Utility - Cost of Operation | 0 | 0 | 0 | 0 | 0 | 0 | 0 | 0 | 0 | 0 | 0 | 0 | 0 | 0 | 0 | 0 | 0 | 0 | 0 | 0 | 0 | 0 | 0 | 0 | 0 | 0 | 0
F5_Industrial_Industrial - WA_New_Process_Natural Gas_Process Heating_E5 | F5 | Industrial | Industrial - WA | New | Process | Natural Gas | Process Heating | E5 | Utility - Cost of Operation | 0 | 0 | 0 | 0 | 0 | 0 | 0 | 0 | 0 | 0 | 0 | 0 | 0 | 0 | 0 | 0 | 0 | 0 | 0 | 0 | 0 | 0 | 0 | 0 | 0 | 0 | 0
F5_Industrial_Industrial - WA_New_Process_Natural Gas_Process Heating_E6 | F5 | Industrial | Industrial - WA | New | Process | Natural Gas | Process Heating | E6 | Utility - Cost of Operation | 0 | 0 | 0 | 0 | 0 | 0 | 0 | 0 | 0 | 0 | 0 | 0 | 0 | 0 | 0 | 0 | 0 | 0 | 0 | 0 | 0 | 0 | 0 | 0 | 0 | 0 | 0
F5_Industrial_Industrial - WA_New_Process_Natural Gas_Process Heating_E7 | F5 | Industrial | Industrial - WA | New | Process | Natural Gas | Process Heating | E7 | Utility - Cost of Operation | 0 | 0 | 0 | 0 | 0 | 0 | 0 | 0 | 0 | 0 | 0 | 0 | 0 | 0 | 0 | 0 | 0 | 0 | 0 | 0 | 0 | 0 | 0 | 0 | 0 | 0 | 0
F5_Industrial_Industrial - WA_New_Process_Natural Gas_Process Heating_E8 | F5 | Industrial | Industrial - WA | New | Process | Natural Gas | Process Heating | E8 | Utility - Cost of Operation | 0 | 0 | 0 | 0 | 0 | 0 | 0 | 0 | 0 | 0 | 0 | 0 | 0 | 0 | 0 | 0 | 0 | 0 | 0 | 0 | 0 | 0 | 0 | 0 | 0 | 0 | 0
F5_Industrial_Industrial - WA_New_Process_Natural Gas_Process Heating_E9 | F5 | Industrial | Industrial - WA | New | Process | Natural Gas | Process Heating | E9 | Utility - Cost of Operation | 0 | 0 | 0 | 0 | 0 | 0 | 0 | 0 | 0 | 0 | 0 | 0 | 0 | 0 | 0 | 0 | 0 | 0 | 0 | 0 | 0 | 0 | 0 | 0 | 0 | 0 | 0
F5_Industrial_Industrial - WA_New_Process_Natural Gas_Process Heating_E10 | F5 | Industrial | Industrial - WA | New | Process | Natural Gas | Process Heating | E10 | Utility - Cost of Operation | 0 | 0 | 0 | 0 | 0 | 0 | 0 | 0 | 0 | 0 | 0 | 0 | 0 | 0 | 0 | 0 | 0 | 0 | 0 | 0 | 0 | 0 | 0 | 0 | 0 | 0 | 0
F6_Industrial_Industrial - WA_New_Process_Natural Gas_Process Heating_E1 | F6 | Industrial | Industrial - WA | New | Process | Natural Gas | Process Heating | E1 | Utility - Value of Sales | 152.1864 | 157.8395 | 165.8391 | 176.325 | 187.9653 | 200.2921 | 212.3252 | 223.5463 | 234.7121 | 240.4532 | 249.978 | 261.4082 | 272.7161 | 281.8517 | 289.4361 | 294.8215 | 299.4574 | 304.2857 | 307.8759 | 310.8783 | 313.7705 | 319.5823 | 325.198 | 329.9953 | 334.4795 | 338.6609 | 342.5498
F6_Industrial_Industrial - WA_New_Process_Natural Gas_Process Heating_E2 | F6 | Industrial | Industrial - WA | New | Process | Natural Gas | Process Heating | E2 | Utility - Value of Sales | 0 | 0 | 0 | 0 | 0 | 0 | 0 | 0 | 0 | 0 | 0 | 0 | 0 | 0 | 0 | 0 | 0 | 0 | 0 | 0 | 0 | 0 | 0 | 0 | 0 | 0 | 0
F6_Industrial_Industrial - WA_New_Process_Natural Gas_Process Heating_E3 | F6 | Industrial | Industrial - WA | New | Process | Natural Gas | Process Heating | E3 | Utility - Value of Sales | 0 | 0 | 0 | 0 | 0 | 0 | 0 | 0 | 0 | 0 | 0 | 0 | 0 | 0 | 0 | 0 | 0 | 0 | 0 | 0 | 0 | 0 | 0 | 0 | 0 | 0 | 0
F6_Industrial_Industrial - WA_New_Process_Natural Gas_Process Heating_E4 | F6 | Industrial | Industrial - WA | New | Process | Natural Gas | Process Heating | E4 | Utility - Value of Sales | 0 | 0 | 0 | 0 | 0 | 0 | 0 | 0 | 0 | 0 | 0 | 0 | 0 | 0 | 0 | 0 | 0 | 0 | 0 | 0 | 0 | 0 | 0 | 0 | 0 | 0 | 0
F6_Industrial_Industrial - WA_New_Process_Natural Gas_Process Heating_E5 | F6 | Industrial | Industrial - WA | New | Process | Natural Gas | Process Heating | E5 | Utility - Value of Sales | 0 | 0 | 0 | 0 | 0 | 0 | 0 | 0 | 0 | 0 | 0 | 0 | 0 | 0 | 0 | 0 | 0 | 0 | 0 | 0 | 0 | 0 | 0 | 0 | 0 | 0 | 0
F6_Industrial_Industrial - WA_New_Process_Natural Gas_Process Heating_E6 | F6 | Industrial | Industrial - WA | New | Process | Natural Gas | Process Heating | E6 | Utility - Value of Sales | 0 | 0 | 0 | 0 | 0 | 0 | 0 | 0 | 0 | 0 | 0 | 0 | 0 | 0 | 0 | 0 | 0 | 0 | 0 | 0 | 0 | 0 | 0 | 0 | 0 | 0 | 0
F6_Industrial_Industrial - WA_New_Process_Natural Gas_Process Heating_E7 | F6 | Industrial | Industrial - WA | New | Process | Natural Gas | Process Heating | E7 | Utility - Value of Sales | 0 | 0 | 0 | 0 | 0 | 0 | 0 | 0 | 0 | 0 | 0 | 0 | 0 | 0 | 0 | 0 | 0 | 0 | 0 | 0 | 0 | 0 | 0 | 0 | 0 | 0 | 0
F6_Industrial_Industrial - WA_New_Process_Natural Gas_Process Heating_E8 | F6 | Industrial | Industrial - WA | New | Process | Natural Gas | Process Heating | E8 | Utility - Value of Sales | 0 | 0 | 0 | 0 | 0 | 0 | 0 | 0 | 0 | 0 | 0 | 0 | 0 | 0 | 0 | 0 | 0 | 0 | 0 | 0 | 0 | 0 | 0 | 0 | 0 | 0 | 0
F6_Industrial_Industrial - WA_New_Process_Natural Gas_Process Heating_E9 | F6 | Industrial | Industrial - WA | New | Process | Natural Gas | Process Heating | E9 | Utility - Value of Sales | 0 | 0 | 0 | 0 | 0 | 0 | 0 | 0 | 0 | 0 | 0 | 0 | 0 | 0 | 0 | 0 | 0 | 0 | 0 | 0 | 0 | 0 | 0 | 0 | 0 | 0 | 0
F6_Industrial_Industrial - WA_New_Process_Natural Gas_Process Heating_E10 | F6 | Industrial | Industrial - WA | New | Process | Natural Gas | Process Heating | E10 | Utility - Value of Sales | 0 | 0 | 0 | 0 | 0 | 0 | 0 | 0 | 0 | 0 | 0 | 0 | 0 | 0 | 0 | 0 | 0 | 0 | 0 | 0 | 0 | 0 | 0 | 0 | 0 | 0 | 0
F1_Industrial_Industrial - WA_New_Process_Natural Gas_Process Cooling_E1 | F1 | Industrial | Industrial - WA | New | Process | Natural Gas | Process Cooling | E1 | RVT - Cost of Equipment | 0.24741 | 0.24741 | 0.24741 | 0.24741 | 0.24741 | 0.24741 | 0.24741 | 0.24741 | 0.24741 | 0.24741 | 0.24741 | 0.24741 | 0.24741 | 0.24741 | 0.24741 | 0.24741 | 0.24741 | 0.24741 | 0.24741 | 0.24741 | 0.24741 | 0.24741 | 0.24741 | 0.24741 | 0.24741 | 0.24741 | 0.24741
F1_Industrial_Industrial - WA_New_Process_Natural Gas_Process Cooling_E2 | F1 | Industrial | Industrial - WA | New | Process | Natural Gas | Process Cooling | E2 | RVT - Cost of Equipment | 0 | 0 | 0 | 0 | 0 | 0 | 0 | 0 | 0 | 0 | 0 | 0 | 0 | 0 | 0 | 0 | 0 | 0 | 0 | 0 | 0 | 0 | 0 | 0 | 0 | 0 | 0
F1_Industrial_Industrial - WA_New_Process_Natural Gas_Process Cooling_E3 | F1 | Industrial | Industrial - WA | New | Process | Natural Gas | Process Cooling | E3 | RVT - Cost of Equipment | 0 | 0 | 0 | 0 | 0 | 0 | 0 | 0 | 0 | 0 | 0 | 0 | 0 | 0 | 0 | 0 | 0 | 0 | 0 | 0 | 0 | 0 | 0 | 0 | 0 | 0 | 0
F1_Industrial_Industrial - WA_New_Process_Natural Gas_Process Cooling_E4 | F1 | Industrial | Industrial - WA | New | Process | Natural Gas | Process Cooling | E4 | RVT - Cost of Equipment | 0 | 0 | 0 | 0 | 0 | 0 | 0 | 0 | 0 | 0 | 0 | 0 | 0 | 0 | 0 | 0 | 0 | 0 | 0 | 0 | 0 | 0 | 0 | 0 | 0 | 0 | 0
F1_Industrial_Industrial - WA_New_Process_Natural Gas_Process Cooling_E5 | F1 | Industrial | Industrial - WA | New | Process | Natural Gas | Process Cooling | E5 | RVT - Cost of Equipment | 0 | 0 | 0 | 0 | 0 | 0 | 0 | 0 | 0 | 0 | 0 | 0 | 0 | 0 | 0 | 0 | 0 | 0 | 0 | 0 | 0 | 0 | 0 | 0 | 0 | 0 | 0
F1_Industrial_Industrial - WA_New_Process_Natural Gas_Process Cooling_E6 | F1 | Industrial | Industrial - WA | New | Process | Natural Gas | Process Cooling | E6 | RVT - Cost of Equipment | 0 | 0 | 0 | 0 | 0 | 0 | 0 | 0 | 0 | 0 | 0 | 0 | 0 | 0 | 0 | 0 | 0 | 0 | 0 | 0 | 0 | 0 | 0 | 0 | 0 | 0 | 0
F1_Industrial_Industrial - WA_New_Process_Natural Gas_Process Cooling_E7 | F1 | Industrial | Industrial - WA | New | Process | Natural Gas | Process Cooling | E7 | RVT - Cost of Equipment | 0 | 0 | 0 | 0 | 0 | 0 | 0 | 0 | 0 | 0 | 0 | 0 | 0 | 0 | 0 | 0 | 0 | 0 | 0 | 0 | 0 | 0 | 0 | 0 | 0 | 0 | 0
F1_Industrial_Industrial - WA_New_Process_Natural Gas_Process Cooling_E8 | F1 | Industrial | Industrial - WA | New | Process | Natural Gas | Process Cooling | E8 | RVT - Cost of Equipment | 0 | 0 | 0 | 0 | 0 | 0 | 0 | 0 | 0 | 0 | 0 | 0 | 0 | 0 | 0 | 0 | 0 | 0 | 0 | 0 | 0 | 0 | 0 | 0 | 0 | 0 | 0
F1_Industrial_Industrial - WA_New_Process_Natural Gas_Process Cooling_E9 | F1 | Industrial | Industrial - WA | New | Process | Natural Gas | Process Cooling | E9 | RVT - Cost of Equipment | 0 | 0 | 0 | 0 | 0 | 0 | 0 | 0 | 0 | 0 | 0 | 0 | 0 | 0 | 0 | 0 | 0 | 0 | 0 | 0 | 0 | 0 | 0 | 0 | 0 | 0 | 0
F1_Industrial_Industrial - WA_New_Process_Natural Gas_Process Cooling_E10 | F1 | Industrial | Industrial - WA | New | Process | Natural Gas | Process Cooling | E10 | RVT - Cost of Equipment | 0 | 0 | 0 | 0 | 0 | 0 | 0 | 0 | 0 | 0 | 0 | 0 | 0 | 0 | 0 | 0 | 0 | 0 | 0 | 0 | 0 | 0 | 0 | 0 | 0 | 0 | 0
F2_Industrial_Industrial - WA_New_Process_Natural Gas_Process Cooling_E1 | F2 | Industrial | Industrial - WA | New | Process | Natural Gas | Process Cooling | E1 | RVT - Cost of Operation | 1.7664 | 1.8321 | 1.9249 | 2.0466 | 2.1817 | 2.3248 | 2.4645 | 2.5947 | 2.7243 | 2.791 | 2.9015 | 3.0342 | 3.1655 | 3.2715 | 3.3595 | 3.422 | 3.4758 | 3.5319 | 3.5736 | 3.6084 | 3.642 | 3.7094 | 3.7746 | 3.8303 | 3.8824 | 3.9309 | 3.976
F2_Industrial_Industrial - WA_New_Process_Natural Gas_Process Cooling_E2 | F2 | Industrial | Industrial - WA | New | Process | Natural Gas | Process Cooling | E2 | RVT - Cost of Operation | 0 | 0 | 0 | 0 | 0 | 0 | 0 | 0 | 0 | 0 | 0 | 0 | 0 | 0 | 0 | 0 | 0 | 0 | 0 | 0 | 0 | 0 | 0 | 0 | 0 | 0 | 0
F2_Industrial_Industrial - WA_New_Process_Natural Gas_Process Cooling_E3 | F2 | Industrial | Industrial - WA | New | Process | Natural Gas | Process Cooling | E3 | RVT - Cost of Operation | 0 | 0 | 0 | 0 | 0 | 0 | 0 | 0 | 0 | 0 | 0 | 0 | 0 | 0 | 0 | 0 | 0 | 0 | 0 | 0 | 0 | 0 | 0 | 0 | 0 | 0 | 0
F2_Industrial_Industrial - WA_New_Process_Natural Gas_Process Cooling_E4 | F2 | Industrial | Industrial - WA | New | Process | Natural Gas | Process Cooling | E4 | RVT - Cost of Operation | 0 | 0 | 0 | 0 | 0 | 0 | 0 | 0 | 0 | 0 | 0 | 0 | 0 | 0 | 0 | 0 | 0 | 0 | 0 | 0 | 0 | 0 | 0 | 0 | 0 | 0 | 0
F2_Industrial_Industrial - WA_New_Process_Natural Gas_Process Cooling_E5 | F2 | Industrial | Industrial - WA | New | Process | Natural Gas | Process Cooling | E5 | RVT - Cost of Operation | 0 | 0 | 0 | 0 | 0 | 0 | 0 | 0 | 0 | 0 | 0 | 0 | 0 | 0 | 0 | 0 | 0 | 0 | 0 | 0 | 0 | 0 | 0 | 0 | 0 | 0 | 0
F2_Industrial_Industrial - WA_New_Process_Natural Gas_Process Cooling_E6 | F2 | Industrial | Industrial - WA | New | Process | Natural Gas | Process Cooling | E6 | RVT - Cost of Operation | 0 | 0 | 0 | 0 | 0 | 0 | 0 | 0 | 0 | 0 | 0 | 0 | 0 | 0 | 0 | 0 | 0 | 0 | 0 | 0 | 0 | 0 | 0 | 0 | 0 | 0 | 0
F2_Industrial_Industrial - WA_New_Process_Natural Gas_Process Cooling_E7 | F2 | Industrial | Industrial - WA | New | Process | Natural Gas | Process Cooling | E7 | RVT - Cost of Operation | 0 | 0 | 0 | 0 | 0 | 0 | 0 | 0 | 0 | 0 | 0 | 0 | 0 | 0 | 0 | 0 | 0 | 0 | 0 | 0 | 0 | 0 | 0 | 0 | 0 | 0 | 0
F2_Industrial_Industrial - WA_New_Process_Natural Gas_Process Cooling_E8 | F2 | Industrial | Industrial - WA | New | Process | Natural Gas | Process Cooling | E8 | RVT - Cost of Operation | 0 | 0 | 0 | 0 | 0 | 0 | 0 | 0 | 0 | 0 | 0 | 0 | 0 | 0 | 0 | 0 | 0 | 0 | 0 | 0 | 0 | 0 | 0 | 0 | 0 | 0 | 0
F2_Industrial_Industrial - WA_New_Process_Natural Gas_Process Cooling_E9 | F2 | Industrial | Industrial - WA | New | Process | Natural Gas | Process Cooling | E9 | RVT - Cost of Operation | 0 | 0 | 0 | 0 | 0 | 0 | 0 | 0 | 0 | 0 | 0 | 0 | 0 | 0 | 0 | 0 | 0 | 0 | 0 | 0 | 0 | 0 | 0 | 0 | 0 | 0 | 0
F2_Industrial_Industrial - WA_New_Process_Natural Gas_Process Cooling_E10 | F2 | Industrial | Industrial - WA | New | Process | Natural Gas | Process Cooling | E10 | RVT - Cost of Operation | 0 | 0 | 0 | 0 | 0 | 0 | 0 | 0 | 0 | 0 | 0 | 0 | 0 | 0 | 0 | 0 | 0 | 0 | 0 | 0 | 0 | 0 | 0 | 0 | 0 | 0 | 0
F3_Industrial_Industrial - WA_New_Process_Natural Gas_Process Cooling_E1 | F3 | Industrial | Industrial - WA | New | Process | Natural Gas | Process Cooling | E1 | System - kBTUs of Consumption | 783.4849 | 783.4849 | 783.4849 | 783.4849 | 783.4849 | 783.4849 | 783.4849 | 783.4849 | 783.4849 | 783.4849 | 783.4849 | 783.4849 | 783.4849 | 783.4849 | 783.4849 | 783.4849 | 783.4849 | 783.4849 | 783.4849 | 783.4849 | 783.4849 | 783.4849 | 783.4849 | 783.4849 | 783.4849 | 783.4849 | 783.4849
F3_Industrial_Industrial - WA_New_Process_Natural Gas_Process Cooling_E2 | F3 | Industrial | Industrial - WA | New | Process | Natural Gas | Process Cooling | E2 | System - kBTUs of Consumption | 0 | 0 | 0 | 0 | 0 | 0 | 0 | 0 | 0 | 0 | 0 | 0 | 0 | 0 | 0 | 0 | 0 | 0 | 0 | 0 | 0 | 0 | 0 | 0 | 0 | 0 | 0
F3_Industrial_Industrial - WA_New_Process_Natural Gas_Process Cooling_E3 | F3 | Industrial | Industrial - WA | New | Process | Natural Gas | Process Cooling | E3 | System - kBTUs of Consumption | 0 | 0 | 0 | 0 | 0 | 0 | 0 | 0 | 0 | 0 | 0 | 0 | 0 | 0 | 0 | 0 | 0 | 0 | 0 | 0 | 0 | 0 | 0 | 0 | 0 | 0 | 0
F3_Industrial_Industrial - WA_New_Process_Natural Gas_Process Cooling_E4 | F3 | Industrial | Industrial - WA | New | Process | Natural Gas | Process Cooling | E4 | System - kBTUs of Consumption | 0 | 0 | 0 | 0 | 0 | 0 | 0 | 0 | 0 | 0 | 0 | 0 | 0 | 0 | 0 | 0 | 0 | 0 | 0 | 0 | 0 | 0 | 0 | 0 | 0 | 0 | 0
F3_Industrial_Industrial - WA_New_Process_Natural Gas_Process Cooling_E5 | F3 | Industrial | Industrial - WA | New | Process | Natural Gas | Process Cooling | E5 | System - kBTUs of Consumption | 0 | 0 | 0 | 0 | 0 | 0 | 0 | 0 | 0 | 0 | 0 | 0 | 0 | 0 | 0 | 0 | 0 | 0 | 0 | 0 | 0 | 0 | 0 | 0 | 0 | 0 | 0
F3_Industrial_Industrial - WA_New_Process_Natural Gas_Process Cooling_E6 | F3 | Industrial | Industrial - WA | New | Process | Natural Gas | Process Cooling | E6 | System - kBTUs of Consumption | 0 | 0 | 0 | 0 | 0 | 0 | 0 | 0 | 0 | 0 | 0 | 0 | 0 | 0 | 0 | 0 | 0 | 0 | 0 | 0 | 0 | 0 | 0 | 0 | 0 | 0 | 0
F3_Industrial_Industrial - WA_New_Process_Natural Gas_Process Cooling_E7 | F3 | Industrial | Industrial - WA | New | Process | Natural Gas | Process Cooling | E7 | System - kBTUs of Consumption | 0 | 0 | 0 | 0 | 0 | 0 | 0 | 0 | 0 | 0 | 0 | 0 | 0 | 0 | 0 | 0 | 0 | 0 | 0 | 0 | 0 | 0 | 0 | 0 | 0 | 0 | 0
F3_Industrial_Industrial - WA_New_Process_Natural Gas_Process Cooling_E8 | F3 | Industrial | Industrial - WA | New | Process | Natural Gas | Process Cooling | E8 | System - kBTUs of Consumption | 0 | 0 | 0 | 0 | 0 | 0 | 0 | 0 | 0 | 0 | 0 | 0 | 0 | 0 | 0 | 0 | 0 | 0 | 0 | 0 | 0 | 0 | 0 | 0 | 0 | 0 | 0
F3_Industrial_Industrial - WA_New_Process_Natural Gas_Process Cooling_E9 | F3 | Industrial | Industrial - WA | New | Process | Natural Gas | Process Cooling | E9 | System - kBTUs of Consumption | 0 | 0 | 0 | 0 | 0 | 0 | 0 | 0 | 0 | 0 | 0 | 0 | 0 | 0 | 0 | 0 | 0 | 0 | 0 | 0 | 0 | 0 | 0 | 0 | 0 | 0 | 0
F3_Industrial_Industrial - WA_New_Process_Natural Gas_Process Cooling_E10 | F3 | Industrial | Industrial - WA | New | Process | Natural Gas | Process Cooling | E10 | System - kBTUs of Consumption | 0 | 0 | 0 | 0 | 0 | 0 | 0 | 0 | 0 | 0 | 0 | 0 | 0 | 0 | 0 | 0 | 0 | 0 | 0 | 0 | 0 | 0 | 0 | 0 | 0 | 0 | 0
F4_Industrial_Industrial - WA_New_Process_Natural Gas_Process Cooling_E1 | F4 | Industrial | Industrial - WA | New | Process | Natural Gas | Process Cooling | E1 | Utility - Cost of Equipment | 0.24741 | 0.24741 | 0.24741 | 0.24741 | 0.24741 | 0.24741 | 0.24741 | 0.24741 | 0.24741 | 0.24741 | 0.24741 | 0.24741 | 0.24741 | 0.24741 | 0.24741 | 0.24741 | 0.24741 | 0.24741 | 0.24741 | 0.24741 | 0.24741 | 0.24741 | 0.24741 | 0.24741 | 0.24741 | 0.24741 | 0.24741
F4_Industrial_Industrial - WA_New_Process_Natural Gas_Process Cooling_E2 | F4 | Industrial | Industrial - WA | New | Process | Natural Gas | Process Cooling | E2 | Utility - Cost of Equipment | 0 | 0 | 0 | 0 | 0 | 0 | 0 | 0 | 0 | 0 | 0 | 0 | 0 | 0 | 0 | 0 | 0 | 0 | 0 | 0 | 0 | 0 | 0 | 0 | 0 | 0 | 0
F4_Industrial_Industrial - WA_New_Process_Natural Gas_Process Cooling_E3 | F4 | Industrial | Industrial - WA | New | Process | Natural Gas | Process Cooling | E3 | Utility - Cost of Equipment | 0 | 0 | 0 | 0 | 0 | 0 | 0 | 0 | 0 | 0 | 0 | 0 | 0 | 0 | 0 | 0 | 0 | 0 | 0 | 0 | 0 | 0 | 0 | 0 | 0 | 0 | 0
F4_Industrial_Industrial - WA_New_Process_Natural Gas_Process Cooling_E4 | F4 | Industrial | Industrial - WA | New | Process | Natural Gas | Process Cooling | E4 | Utility - Cost of Equipment | 0 | 0 | 0 | 0 | 0 | 0 | 0 | 0 | 0 | 0 | 0 | 0 | 0 | 0 | 0 | 0 | 0 | 0 | 0 | 0 | 0 | 0 | 0 | 0 | 0 | 0 | 0
F4_Industrial_Industrial - WA_New_Process_Natural Gas_Process Cooling_E5 | F4 | Industrial | Industrial - WA | New | Process | Natural Gas | Process Cooling | E5 | Utility - Cost of Equipment | 0 | 0 | 0 | 0 | 0 | 0 | 0 | 0 | 0 | 0 | 0 | 0 | 0 | 0 | 0 | 0 | 0 | 0 | 0 | 0 | 0 | 0 | 0 | 0 | 0 | 0 | 0
F4_Industrial_Industrial - WA_New_Process_Natural Gas_Process Cooling_E6 | F4 | Industrial | Industrial - WA | New | Process | Natural Gas | Process Cooling | E6 | Utility - Cost of Equipment | 0 | 0 | 0 | 0 | 0 | 0 | 0 | 0 | 0 | 0 | 0 | 0 | 0 | 0 | 0 | 0 | 0 | 0 | 0 | 0 | 0 | 0 | 0 | 0 | 0 | 0 | 0
F4_Industrial_Industrial - WA_New_Process_Natural Gas_Process Cooling_E7 | F4 | Industrial | Industrial - WA | New | Process | Natural Gas | Process Cooling | E7 | Utility - Cost of Equipment | 0 | 0 | 0 | 0 | 0 | 0 | 0 | 0 | 0 | 0 | 0 | 0 | 0 | 0 | 0 | 0 | 0 | 0 | 0 | 0 | 0 | 0 | 0 | 0 | 0 | 0 | 0
F4_Industrial_Industrial - WA_New_Process_Natural Gas_Process Cooling_E8 | F4 | Industrial | Industrial - WA | New | Process | Natural Gas | Process Cooling | E8 | Utility - Cost of Equipment | 0 | 0 | 0 | 0 | 0 | 0 | 0 | 0 | 0 | 0 | 0 | 0 | 0 | 0 | 0 | 0 | 0 | 0 | 0 | 0 | 0 | 0 | 0 | 0 | 0 | 0 | 0
F4_Industrial_Industrial - WA_New_Process_Natural Gas_Process Cooling_E9 | F4 | Industrial | Industrial - WA | New | Process | Natural Gas | Process Cooling | E9 | Utility - Cost of Equipment | 0 | 0 | 0 | 0 | 0 | 0 | 0 | 0 | 0 | 0 | 0 | 0 | 0 | 0 | 0 | 0 | 0 | 0 | 0 | 0 | 0 | 0 | 0 | 0 | 0 | 0 | 0
F4_Industrial_Industrial - WA_New_Process_Natural Gas_Process Cooling_E10 | F4 | Industrial | Industrial - WA | New | Process | Natural Gas | Process Cooling | E10 | Utility - Cost of Equipment | 0 | 0 | 0 | 0 | 0 | 0 | 0 | 0 | 0 | 0 | 0 | 0 | 0 | 0 | 0 | 0 | 0 | 0 | 0 | 0 | 0 | 0 | 0 | 0 | 0 | 0 | 0
F5_Industrial_Industrial - WA_New_Process_Natural Gas_Process Cooling_E1 | F5 | Industrial | Industrial - WA | New | Process | Natural Gas | Process Cooling | E1 | Utility - Cost of Operation | 1.472 | 1.5267 | 1.6082 | 1.7183 | 1.8451 | 1.985 | 2.1297 | 2.2752 | 2.4301 | 2.5373 | 2.6378 | 2.7584 | 2.8777 | 2.9772 | 3.0641 | 3.1319 | 3.1966 | 3.2689 | 3.3343 | 3.4006 | 3.4686 | 3.5328 | 3.5949 | 3.6479 | 3.6975 | 3.7437 | 3.7867
F5_Industrial_Industrial - WA_New_Process_Natural Gas_Process Cooling_E2 | F5 | Industrial | Industrial - WA | New | Process | Natural Gas | Process Cooling | E2 | Utility - Cost of Operation | 0 | 0 | 0 | 0 | 0 | 0 | 0 | 0 | 0 | 0 | 0 | 0 | 0 | 0 | 0 | 0 | 0 | 0 | 0 | 0 | 0 | 0 | 0 | 0 | 0 | 0 | 0
F5_Industrial_Industrial - WA_New_Process_Natural Gas_Process Cooling_E3 | F5 | Industrial | Industrial - WA | New | Process | Natural Gas | Process Cooling | E3 | Utility - Cost of Operation | 0 | 0 | 0 | 0 | 0 | 0 | 0 | 0 | 0 | 0 | 0 | 0 | 0 | 0 | 0 | 0 | 0 | 0 | 0 | 0 | 0 | 0 | 0 | 0 | 0 | 0 | 0
F5_Industrial_Industrial - WA_New_Process_Natural Gas_Process Cooling_E4 | F5 | Industrial | Industrial - WA | New | Process | Natural Gas | Process Cooling | E4 | Utility - Cost of Operation | 0 | 0 | 0 | 0 | 0 | 0 | 0 | 0 | 0 | 0 | 0 | 0 | 0 | 0 | 0 | 0 | 0 | 0 | 0 | 0 | 0 | 0 | 0 | 0 | 0 | 0 | 0
F5_Industrial_Industrial - WA_New_Process_Natural Gas_Process Cooling_E5 | F5 | Industrial | Industrial - WA | New | Process | Natural Gas | Process Cooling | E5 | Utility - Cost of Operation | 0 | 0 | 0 | 0 | 0 | 0 | 0 | 0 | 0 | 0 | 0 | 0 | 0 | 0 | 0 | 0 | 0 | 0 | 0 | 0 | 0 | 0 | 0 | 0 | 0 | 0 | 0
F5_Industrial_Industrial - WA_New_Process_Natural Gas_Process Cooling_E6 | F5 | Industrial | Industrial - WA | New | Process | Natural Gas | Process Cooling | E6 | Utility - Cost of Operation | 0 | 0 | 0 | 0 | 0 | 0 | 0 | 0 | 0 | 0 | 0 | 0 | 0 | 0 | 0 | 0 | 0 | 0 | 0 | 0 | 0 | 0 | 0 | 0 | 0 | 0 | 0
F5_Industrial_Industrial - WA_New_Process_Natural Gas_Process Cooling_E7 | F5 | Industrial | Industrial - WA | New | Process | Natural Gas | Process Cooling | E7 | Utility - Cost of Operation | 0 | 0 | 0 | 0 | 0 | 0 | 0 | 0 | 0 | 0 | 0 | 0 | 0 | 0 | 0 | 0 | 0 | 0 | 0 | 0 | 0 | 0 | 0 | 0 | 0 | 0 | 0
F5_Industrial_Industrial - WA_New_Process_Natural Gas_Process Cooling_E8 | F5 | Industrial | Industrial - WA | New | Process | Natural Gas | Process Cooling | E8 | Utility - Cost of Operation | 0 | 0 | 0 | 0 | 0 | 0 | 0 | 0 | 0 | 0 | 0 | 0 | 0 | 0 | 0 | 0 | 0 | 0 | 0 | 0 | 0 | 0 | 0 | 0 | 0 | 0 | 0
F5_Industrial_Industrial - WA_New_Process_Natural Gas_Process Cooling_E9 | F5 | Industrial | Industrial - WA | New | Process | Natural Gas | Process Cooling | E9 | Utility - Cost of Operation | 0 | 0 | 0 | 0 | 0 | 0 | 0 | 0 | 0 | 0 | 0 | 0 | 0 | 0 | 0 | 0 | 0 | 0 | 0 | 0 | 0 | 0 | 0 | 0 | 0 | 0 | 0
F5_Industrial_Industrial - WA_New_Process_Natural Gas_Process Cooling_E10 | F5 | Industrial | Industrial - WA | New | Process | Natural Gas | Process Cooling | E10 | Utility - Cost of Operation | 0 | 0 | 0 | 0 | 0 | 0 | 0 | 0 | 0 | 0 | 0 | 0 | 0 | 0 | 0 | 0 | 0 | 0 | 0 | 0 | 0 | 0 | 0 | 0 | 0 | 0 | 0
F6_Industrial_Industrial - WA_New_Process_Natural Gas_Process Cooling_E1 | F6 | Industrial | Industrial - WA | New | Process | Natural Gas | Process Cooling | E1 | Utility - Value of Sales | 1.7664 | 1.8321 | 1.9249 | 2.0466 | 2.1817 | 2.3248 | 2.4645 | 2.5947 | 2.7243 | 2.791 | 2.9015 | 3.0342 | 3.1655 | 3.2715 | 3.3595 | 3.422 | 3.4758 | 3.5319 | 3.5736 | 3.6084 | 3.642 | 3.7094 | 3.7746 | 3.8303 | 3.8824 | 3.9309 | 3.976
F6_Industrial_Industrial - WA_New_Process_Natural Gas_Process Cooling_E2 | F6 | Industrial | Industrial - WA | New | Process | Natural Gas | Process Cooling | E2 | Utility - Value of Sales | 0 | 0 | 0 | 0 | 0 | 0 | 0 | 0 | 0 | 0 | 0 | 0 | 0 | 0 | 0 | 0 | 0 | 0 | 0 | 0 | 0 | 0 | 0 | 0 | 0 | 0 | 0
F6_Industrial_Industrial - WA_New_Process_Natural Gas_Process Cooling_E3 | F6 | Industrial | Industrial - WA | New | Process | Natural Gas | Process Cooling | E3 | Utility - Value of Sales | 0 | 0 | 0 | 0 | 0 | 0 | 0 | 0 | 0 | 0 | 0 | 0 | 0 | 0 | 0 | 0 | 0 | 0 | 0 | 0 | 0 | 0 | 0 | 0 | 0 | 0 | 0
F6_Industrial_Industrial - WA_New_Process_Natural Gas_Process Cooling_E4 | F6 | Industrial | Industrial - WA | New | Process | Natural Gas | Process Cooling | E4 | Utility - Value of Sales | 0 | 0 | 0 | 0 | 0 | 0 | 0 | 0 | 0 | 0 | 0 | 0 | 0 | 0 | 0 | 0 | 0 | 0 | 0 | 0 | 0 | 0 | 0 | 0 | 0 | 0 | 0
F6_Industrial_Industrial - WA_New_Process_Natural Gas_Process Cooling_E5 | F6 | Industrial | Industrial - WA | New | Process | Natural Gas | Process Cooling | E5 | Utility - Value of Sales | 0 | 0 | 0 | 0 | 0 | 0 | 0 | 0 | 0 | 0 | 0 | 0 | 0 | 0 | 0 | 0 | 0 | 0 | 0 | 0 | 0 | 0 | 0 | 0 | 0 | 0 | 0
F6_Industrial_Industrial - WA_New_Process_Natural Gas_Process Cooling_E6 | F6 | Industrial | Industrial - WA | New | Process | Natural Gas | Process Cooling | E6 | Utility - Value of Sales | 0 | 0 | 0 | 0 | 0 | 0 | 0 | 0 | 0 | 0 | 0 | 0 | 0 | 0 | 0 | 0 | 0 | 0 | 0 | 0 | 0 | 0 | 0 | 0 | 0 | 0 | 0
F6_Industrial_Industrial - WA_New_Process_Natural Gas_Process Cooling_E7 | F6 | Industrial | Industrial - WA | New | Process | Natural Gas | Process Cooling | E7 | Utility - Value of Sales | 0 | 0 | 0 | 0 | 0 | 0 | 0 | 0 | 0 | 0 | 0 | 0 | 0 | 0 | 0 | 0 | 0 | 0 | 0 | 0 | 0 | 0 | 0 | 0 | 0 | 0 | 0
F6_Industrial_Industrial - WA_New_Process_Natural Gas_Process Cooling_E8 | F6 | Industrial | Industrial - WA | New | Process | Natural Gas | Process Cooling | E8 | Utility - Value of Sales | 0 | 0 | 0 | 0 | 0 | 0 | 0 | 0 | 0 | 0 | 0 | 0 | 0 | 0 | 0 | 0 | 0 | 0 | 0 | 0 | 0 | 0 | 0 | 0 | 0 | 0 | 0
F6_Industrial_Industrial - WA_New_Process_Natural Gas_Process Cooling_E9 | F6 | Industrial | Industrial - WA | New | Process | Natural Gas | Process Cooling | E9 | Utility - Value of Sales | 0 | 0 | 0 | 0 | 0 | 0 | 0 | 0 | 0 | 0 | 0 | 0 | 0 | 0 | 0 | 0 | 0 | 0 | 0 | 0 | 0 | 0 | 0 | 0 | 0 | 0 | 0
F6_Industrial_Industrial - WA_New_Process_Natural Gas_Process Cooling_E10 | F6 | Industrial | Industrial - WA | New | Process | Natural Gas | Process Cooling | E10 | Utility - Value of Sales | 0 | 0 | 0 | 0 | 0 | 0 | 0 | 0 | 0 | 0 | 0 | 0 | 0 | 0 | 0 | 0 | 0 | 0 | 0 | 0 | 0 | 0 | 0 | 0 | 0 | 0 | 0
F1_Industrial_Industrial - WA_New_Process_Natural Gas_Other Process_E1 | F1 | Industrial | Industrial - WA | New | Process | Natural Gas | Other Process | E1 | RVT - Cost of Equipment | 0.24741 | 0.24741 | 0.24741 | 0.24741 | 0.24741 | 0.24741 | 0.24741 | 0.24741 | 0.24741 | 0.24741 | 0.24741 | 0.24741 | 0.24741 | 0.24741 | 0.24741 | 0.24741 | 0.24741 | 0.24741 | 0.24741 | 0.24741 | 0.24741 | 0.24741 | 0.24741 | 0.24741 | 0.24741 | 0.24741 | 0.24741
F1_Industrial_Industrial - WA_New_Process_Natural Gas_Other Process_E2 | F1 | Industrial | Industrial - WA | New | Process | Natural Gas | Other Process | E2 | RVT - Cost of Equipment | 0 | 0 | 0 | 0 | 0 | 0 | 0 | 0 | 0 | 0 | 0 | 0 | 0 | 0 | 0 | 0 | 0 | 0 | 0 | 0 | 0 | 0 | 0 | 0 | 0 | 0 | 0
F1_Industrial_Industrial - WA_New_Process_Natural Gas_Other Process_E3 | F1 | Industrial | Industrial - WA | New | Process | Natural Gas | Other Process | E3 | RVT - Cost of Equipment | 0 | 0 | 0 | 0 | 0 | 0 | 0 | 0 | 0 | 0 | 0 | 0 | 0 | 0 | 0 | 0 | 0 | 0 | 0 | 0 | 0 | 0 | 0 | 0 | 0 | 0 | 0
F1_Industrial_Industrial - WA_New_Process_Natural Gas_Other Process_E4 | F1 | Industrial | Industrial - WA | New | Process | Natural Gas | Other Process | E4 | RVT - Cost of Equipment | 0 | 0 | 0 | 0 | 0 | 0 | 0 | 0 | 0 | 0 | 0 | 0 | 0 | 0 | 0 | 0 | 0 | 0 | 0 | 0 | 0 | 0 | 0 | 0 | 0 | 0 | 0
F1_Industrial_Industrial - WA_New_Process_Natural Gas_Other Process_E5 | F1 | Industrial | Industrial - WA | New | Process | Natural Gas | Other Process | E5 | RVT - Cost of Equipment | 0 | 0 | 0 | 0 | 0 | 0 | 0 | 0 | 0 | 0 | 0 | 0 | 0 | 0 | 0 | 0 | 0 | 0 | 0 | 0 | 0 | 0 | 0 | 0 | 0 | 0 | 0
F1_Industrial_Industrial - WA_New_Process_Natural Gas_Other Process_E6 | F1 | Industrial | Industrial - WA | New | Process | Natural Gas | Other Process | E6 | RVT - Cost of Equipment | 0 | 0 | 0 | 0 | 0 | 0 | 0 | 0 | 0 | 0 | 0 | 0 | 0 | 0 | 0 | 0 | 0 | 0 | 0 | 0 | 0 | 0 | 0 | 0 | 0 | 0 | 0
F1_Industrial_Industrial - WA_New_Process_Natural Gas_Other Process_E7 | F1 | Industrial | Industrial - WA | New | Process | Natural Gas | Other Process | E7 | RVT - Cost of Equipment | 0 | 0 | 0 | 0 | 0 | 0 | 0 | 0 | 0 | 0 | 0 | 0 | 0 | 0 | 0 | 0 | 0 | 0 | 0 | 0 | 0 | 0 | 0 | 0 | 0 | 0 | 0
F1_Industrial_Industrial - WA_New_Process_Natural Gas_Other Process_E8 | F1 | Industrial | Industrial - WA | New | Process | Natural Gas | Other Process | E8 | RVT - Cost of Equipment | 0 | 0 | 0 | 0 | 0 | 0 | 0 | 0 | 0 | 0 | 0 | 0 | 0 | 0 | 0 | 0 | 0 | 0 | 0 | 0 | 0 | 0 | 0 | 0 | 0 | 0 | 0
F1_Industrial_Industrial - WA_New_Process_Natural Gas_Other Process_E9 | F1 | Industrial | Industrial - WA | New | Process | Natural Gas | Other Process | E9 | RVT - Cost of Equipment | 0 | 0 | 0 | 0 | 0 | 0 | 0 | 0 | 0 | 0 | 0 | 0 | 0 | 0 | 0 | 0 | 0 | 0 | 0 | 0 | 0 | 0 | 0 | 0 | 0 | 0 | 0
F1_Industrial_Industrial - WA_New_Process_Natural Gas_Other Process_E10 | F1 | Industrial | Industrial - WA | New | Process | Natural Gas | Other Process | E10 | RVT - Cost of Equipment | 0 | 0 | 0 | 0 | 0 | 0 | 0 | 0 | 0 | 0 | 0 | 0 | 0 | 0 | 0 | 0 | 0 | 0 | 0 | 0 | 0 | 0 | 0 | 0 | 0 | 0 | 0
F2_Industrial_Industrial - WA_New_Process_Natural Gas_Other Process_E1 | F2 | Industrial | Industrial - WA | New | Process | Natural Gas | Other Process | E1 | RVT - Cost of Operation | 11.4819 | 11.9084 | 12.512 | 13.3031 | 14.1813 | 15.1113 | 16.0192 | 16.8658 | 17.7082 | 18.1413 | 18.8599 | 19.7223 | 20.5755 | 21.2647 | 21.8369 | 22.2432 | 22.593 | 22.9573 | 23.2281 | 23.4547 | 23.6729 | 24.1113 | 24.535 | 24.897 | 25.2353 | 25.5508 | 25.8442
F2_Industrial_Industrial - WA_New_Process_Natural Gas_Other Process_E2 | F2 | Industrial | Industrial - WA | New | Process | Natural Gas | Other Process | E2 | RVT - Cost of Operation | 0 | 0 | 0 | 0 | 0 | 0 | 0 | 0 | 0 | 0 | 0 | 0 | 0 | 0 | 0 | 0 | 0 | 0 | 0 | 0 | 0 | 0 | 0 | 0 | 0 | 0 | 0
F2_Industrial_Industrial - WA_New_Process_Natural Gas_Other Process_E3 | F2 | Industrial | Industrial - WA | New | Process | Natural Gas | Other Process | E3 | RVT - Cost of Operation | 0 | 0 | 0 | 0 | 0 | 0 | 0 | 0 | 0 | 0 | 0 | 0 | 0 | 0 | 0 | 0 | 0 | 0 | 0 | 0 | 0 | 0 | 0 | 0 | 0 | 0 | 0
F2_Industrial_Industrial - WA_New_Process_Natural Gas_Other Process_E4 | F2 | Industrial | Industrial - WA | New | Process | Natural Gas | Other Process | E4 | RVT - Cost of Operation | 0 | 0 | 0 | 0 | 0 | 0 | 0 | 0 | 0 | 0 | 0 | 0 | 0 | 0 | 0 | 0 | 0 | 0 | 0 | 0 | 0 | 0 | 0 | 0 | 0 | 0 | 0
F2_Industrial_Industrial - WA_New_Process_Natural Gas_Other Process_E5 | F2 | Industrial | Industrial - WA | New | Process | Natural Gas | Other Process | E5 | RVT - Cost of Operation | 0 | 0 | 0 | 0 | 0 | 0 | 0 | 0 | 0 | 0 | 0 | 0 | 0 | 0 | 0 | 0 | 0 | 0 | 0 | 0 | 0 | 0 | 0 | 0 | 0 | 0 | 0
F2_Industrial_Industrial - WA_New_Process_Natural Gas_Other Process_E6 | F2 | Industrial | Industrial - WA | New | Process | Natural Gas | Other Process | E6 | RVT - Cost of Operation | 0 | 0 | 0 | 0 | 0 | 0 | 0 | 0 | 0 | 0 | 0 | 0 | 0 | 0 | 0 | 0 | 0 | 0 | 0 | 0 | 0 | 0 | 0 | 0 | 0 | 0 | 0
F2_Industrial_Industrial - WA_New_Process_Natural Gas_Other Process_E7 | F2 | Industrial | Industrial - WA | New | Process | Natural Gas | Other Process | E7 | RVT - Cost of Operation | 0 | 0 | 0 | 0 | 0 | 0 | 0 | 0 | 0 | 0 | 0 | 0 | 0 | 0 | 0 | 0 | 0 | 0 | 0 | 0 | 0 | 0 | 0 | 0 | 0 | 0 | 0
F2_Industrial_Industrial - WA_New_Process_Natural Gas_Other Process_E8 | F2 | Industrial | Industrial - WA | New | Process | Natural Gas | Other Process | E8 | RVT - Cost of Operation | 0 | 0 | 0 | 0 | 0 | 0 | 0 | 0 | 0 | 0 | 0 | 0 | 0 | 0 | 0 | 0 | 0 | 0 | 0 | 0 | 0 | 0 | 0 | 0 | 0 | 0 | 0
F2_Industrial_Industrial - WA_New_Process_Natural Gas_Other Process_E9 | F2 | Industrial | Industrial - WA | New | Process | Natural Gas | Other Process | E9 | RVT - Cost of Operation | 0 | 0 | 0 | 0 | 0 | 0 | 0 | 0 | 0 | 0 | 0 | 0 | 0 | 0 | 0 | 0 | 0 | 0 | 0 | 0 | 0 | 0 | 0 | 0 | 0 | 0 | 0
F2_Industrial_Industrial - WA_New_Process_Natural Gas_Other Process_E10 | F2 | Industrial | Industrial - WA | New | Process | Natural Gas | Other Process | E10 | RVT - Cost of Operation | 0 | 0 | 0 | 0 | 0 | 0 | 0 | 0 | 0 | 0 | 0 | 0 | 0 | 0 | 0 | 0 | 0 | 0 | 0 | 0 | 0 | 0 | 0 | 0 | 0 | 0 | 0
F3_Industrial_Industrial - WA_New_Process_Natural Gas_Other Process_E1 | F3 | Industrial | Industrial - WA | New | Process | Natural Gas | Other Process | E1 | System - kBTUs of Consumption | 5092.6516 | 5092.6516 | 5092.6516 | 5092.6516 | 5092.6516 | 5092.6516 | 5092.6516 | 5092.6516 | 5092.6516 | 5092.6516 | 5092.6516 | 5092.6516 | 5092.6516 | 5092.6516 | 5092.6516 | 5092.6516 | 5092.6516 | 5092.6516 | 5092.6516 | 5092.6516 | 5092.6516 | 5092.6516 | 5092.6516 | 5092.6516 | 5092.6516 | 5092.6516 | 5092.6516
F3_Industrial_Industrial - WA_New_Process_Natural Gas_Other Process_E2 | F3 | Industrial | Industrial - WA | New | Process | Natural Gas | Other Process | E2 | System - kBTUs of Consumption | 0 | 0 | 0 | 0 | 0 | 0 | 0 | 0 | 0 | 0 | 0 | 0 | 0 | 0 | 0 | 0 | 0 | 0 | 0 | 0 | 0 | 0 | 0 | 0 | 0 | 0 | 0
F3_Industrial_Industrial - WA_New_Process_Natural Gas_Other Process_E3 | F3 | Industrial | Industrial - WA | New | Process | Natural Gas | Other Process | E3 | System - kBTUs of Consumption | 0 | 0 | 0 | 0 | 0 | 0 | 0 | 0 | 0 | 0 | 0 | 0 | 0 | 0 | 0 | 0 | 0 | 0 | 0 | 0 | 0 | 0 | 0 | 0 | 0 | 0 | 0
F3_Industrial_Industrial - WA_New_Process_Natural Gas_Other Process_E4 | F3 | Industrial | Industrial - WA | New | Process | Natural Gas | Other Process | E4 | System - kBTUs of Consumption | 0 | 0 | 0 | 0 | 0 | 0 | 0 | 0 | 0 | 0 | 0 | 0 | 0 | 0 | 0 | 0 | 0 | 0 | 0 | 0 | 0 | 0 | 0 | 0 | 0 | 0 | 0
F3_Industrial_Industrial - WA_New_Process_Natural Gas_Other Process_E5 | F3 | Industrial | Industrial - WA | New | Process | Natural Gas | Other Process | E5 | System - kBTUs of Consumption | 0 | 0 | 0 | 0 | 0 | 0 | 0 | 0 | 0 | 0 | 0 | 0 | 0 | 0 | 0 | 0 | 0 | 0 | 0 | 0 | 0 | 0 | 0 | 0 | 0 | 0 | 0
F3_Industrial_Industrial - WA_New_Process_Natural Gas_Other Process_E6 | F3 | Industrial | Industrial - WA | New | Process | Natural Gas | Other Process | E6 | System - kBTUs of Consumption | 0 | 0 | 0 | 0 | 0 | 0 | 0 | 0 | 0 | 0 | 0 | 0 | 0 | 0 | 0 | 0 | 0 | 0 | 0 | 0 | 0 | 0 | 0 | 0 | 0 | 0 | 0
F3_Industrial_Industrial - WA_New_Process_Natural Gas_Other Process_E7 | F3 | Industrial | Industrial - WA | New | Process | Natural Gas | Other Process | E7 | System - kBTUs of Consumption | 0 | 0 | 0 | 0 | 0 | 0 | 0 | 0 | 0 | 0 | 0 | 0 | 0 | 0 | 0 | 0 | 0 | 0 | 0 | 0 | 0 | 0 | 0 | 0 | 0 | 0 | 0
F3_Industrial_Industrial - WA_New_Process_Natural Gas_Other Process_E8 | F3 | Industrial | Industrial - WA | New | Process | Natural Gas | Other Process | E8 | System - kBTUs of Consumption | 0 | 0 | 0 | 0 | 0 | 0 | 0 | 0 | 0 | 0 | 0 | 0 | 0 | 0 | 0 | 0 | 0 | 0 | 0 | 0 | 0 | 0 | 0 | 0 | 0 | 0 | 0
F3_Industrial_Industrial - WA_New_Process_Natural Gas_Other Process_E9 | F3 | Industrial | Industrial - WA | New | Process | Natural Gas | Other Process | E9 | System - kBTUs of Consumption | 0 | 0 | 0 | 0 | 0 | 0 | 0 | 0 | 0 | 0 | 0 | 0 | 0 | 0 | 0 | 0 | 0 | 0 | 0 | 0 | 0 | 0 | 0 | 0 | 0 | 0 | 0
F3_Industrial_Industrial - WA_New_Process_Natural Gas_Other Process_E10 | F3 | Industrial | Industrial - WA | New | Process | Natural Gas | Other Process | E10 | System - kBTUs of Consumption | 0 | 0 | 0 | 0 | 0 | 0 | 0 | 0 | 0 | 0 | 0 | 0 | 0 | 0 | 0 | 0 | 0 | 0 | 0 | 0 | 0 | 0 | 0 | 0 | 0 | 0 | 0
F4_Industrial_Industrial - WA_New_Process_Natural Gas_Other Process_E1 | F4 | Industrial | Industrial - WA | New | Process | Natural Gas | Other Process | E1 | Utility - Cost of Equipment | 0.24741 | 0.24741 | 0.24741 | 0.24741 | 0.24741 | 0.24741 | 0.24741 | 0.24741 | 0.24741 | 0.24741 | 0.24741 | 0.24741 | 0.24741 | 0.24741 | 0.24741 | 0.24741 | 0.24741 | 0.24741 | 0.24741 | 0.24741 | 0.24741 | 0.24741 | 0.24741 | 0.24741 | 0.24741 | 0.24741 | 0.24741
F4_Industrial_Industrial - WA_New_Process_Natural Gas_Other Process_E2 | F4 | Industrial | Industrial - WA | New | Process | Natural Gas | Other Process | E2 | Utility - Cost of Equipment | 0 | 0 | 0 | 0 | 0 | 0 | 0 | 0 | 0 | 0 | 0 | 0 | 0 | 0 | 0 | 0 | 0 | 0 | 0 | 0 | 0 | 0 | 0 | 0 | 0 | 0 | 0
F4_Industrial_Industrial - WA_New_Process_Natural Gas_Other Process_E3 | F4 | Industrial | Industrial - WA | New | Process | Natural Gas | Other Process | E3 | Utility - Cost of Equipment | 0 | 0 | 0 | 0 | 0 | 0 | 0 | 0 | 0 | 0 | 0 | 0 | 0 | 0 | 0 | 0 | 0 | 0 | 0 | 0 | 0 | 0 | 0 | 0 | 0 | 0 | 0
F4_Industrial_Industrial - WA_New_Process_Natural Gas_Other Process_E4 | F4 | Industrial | Industrial - WA | New | Process | Natural Gas | Other Process | E4 | Utility - Cost of Equipment | 0 | 0 | 0 | 0 | 0 | 0 | 0 | 0 | 0 | 0 | 0 | 0 | 0 | 0 | 0 | 0 | 0 | 0 | 0 | 0 | 0 | 0 | 0 | 0 | 0 | 0 | 0
F4_Industrial_Industrial - WA_New_Process_Natural Gas_Other Process_E5 | F4 | Industrial | Industrial - WA | New | Process | Natural Gas | Other Process | E5 | Utility - Cost of Equipment | 0 | 0 | 0 | 0 | 0 | 0 | 0 | 0 | 0 | 0 | 0 | 0 | 0 | 0 | 0 | 0 | 0 | 0 | 0 | 0 | 0 | 0 | 0 | 0 | 0 | 0 | 0
F4_Industrial_Industrial - WA_New_Process_Natural Gas_Other Process_E6 | F4 | Industrial | Industrial - WA | New | Process | Natural Gas | Other Process | E6 | Utility - Cost of Equipment | 0 | 0 | 0 | 0 | 0 | 0 | 0 | 0 | 0 | 0 | 0 | 0 | 0 | 0 | 0 | 0 | 0 | 0 | 0 | 0 | 0 | 0 | 0 | 0 | 0 | 0 | 0
F4_Industrial_Industrial - WA_New_Process_Natural Gas_Other Process_E7 | F4 | Industrial | Industrial - WA | New | Process | Natural Gas | Other Process | E7 | Utility - Cost of Equipment | 0 | 0 | 0 | 0 | 0 | 0 | 0 | 0 | 0 | 0 | 0 | 0 | 0 | 0 | 0 | 0 | 0 | 0 | 0 | 0 | 0 | 0 | 0 | 0 | 0 | 0 | 0
F4_Industrial_Industrial - WA_New_Process_Natural Gas_Other Process_E8 | F4 | Industrial | Industrial - WA | New | Process | Natural Gas | Other Process | E8 | Utility - Cost of Equipment | 0 | 0 | 0 | 0 | 0 | 0 | 0 | 0 | 0 | 0 | 0 | 0 | 0 | 0 | 0 | 0 | 0 | 0 | 0 | 0 | 0 | 0 | 0 | 0 | 0 | 0 | 0
F4_Industrial_Industrial - WA_New_Process_Natural Gas_Other Process_E9 | F4 | Industrial | Industrial - WA | New | Process | Natural Gas | Other Process | E9 | Utility - Cost of Equipment | 0 | 0 | 0 | 0 | 0 | 0 | 0 | 0 | 0 | 0 | 0 | 0 | 0 | 0 | 0 | 0 | 0 | 0 | 0 | 0 | 0 | 0 | 0 | 0 | 0 | 0 | 0
F4_Industrial_Industrial - WA_New_Process_Natural Gas_Other Process_E10 | F4 | Industrial | Industrial - WA | New | Process | Natural Gas | Other Process | E10 | Utility - Cost of Equipment | 0 | 0 | 0 | 0 | 0 | 0 | 0 | 0 | 0 | 0 | 0 | 0 | 0 | 0 | 0 | 0 | 0 | 0 | 0 | 0 | 0 | 0 | 0 | 0 | 0 | 0 | 0
F5_Industrial_Industrial - WA_New_Process_Natural Gas_Other Process_E1 | F5 | Industrial | Industrial - WA | New | Process | Natural Gas | Other Process | E1 | Utility - Cost of Operation | 9.5683 | 9.9237 | 10.453 | 11.1691 | 11.9932 | 12.9027 | 13.8427 | 14.7885 | 15.7955 | 16.4921 | 17.1454 | 17.9294 | 18.705 | 19.352 | 19.9163 | 20.3573 | 20.7781 | 21.2478 | 21.6731 | 22.1037 | 22.5456 | 22.9632 | 23.3667 | 23.7114 | 24.0336 | 24.3341 | 24.6135
F5_Industrial_Industrial - WA_New_Process_Natural Gas_Other Process_E2 | F5 | Industrial | Industrial - WA | New | Process | Natural Gas | Other Process | E2 | Utility - Cost of Operation | 0 | 0 | 0 | 0 | 0 | 0 | 0 | 0 | 0 | 0 | 0 | 0 | 0 | 0 | 0 | 0 | 0 | 0 | 0 | 0 | 0 | 0 | 0 | 0 | 0 | 0 | 0
F5_Industrial_Industrial - WA_New_Process_Natural Gas_Other Process_E3 | F5 | Industrial | Industrial - WA | New | Process | Natural Gas | Other Process | E3 | Utility - Cost of Operation | 0 | 0 | 0 | 0 | 0 | 0 | 0 | 0 | 0 | 0 | 0 | 0 | 0 | 0 | 0 | 0 | 0 | 0 | 0 | 0 | 0 | 0 | 0 | 0 | 0 | 0 | 0
F5_Industrial_Industrial - WA_New_Process_Natural Gas_Other Process_E4 | F5 | Industrial | Industrial - WA | New | Process | Natural Gas | Other Process | E4 | Utility - Cost of Operation | 0 | 0 | 0 | 0 | 0 | 0 | 0 | 0 | 0 | 0 | 0 | 0 | 0 | 0 | 0 | 0 | 0 | 0 | 0 | 0 | 0 | 0 | 0 | 0 | 0 | 0 | 0
F5_Industrial_Industrial - WA_New_Process_Natural Gas_Other Process_E5 | F5 | Industrial | Industrial - WA | New | Process | Natural Gas | Other Process | E5 | Utility - Cost of Operation | 0 | 0 | 0 | 0 | 0 | 0 | 0 | 0 | 0 | 0 | 0 | 0 | 0 | 0 | 0 | 0 | 0 | 0 | 0 | 0 | 0 | 0 | 0 | 0 | 0 | 0 | 0
F5_Industrial_Industrial - WA_New_Process_Natural Gas_Other Process_E6 | F5 | Industrial | Industrial - WA | New | Process | Natural Gas | Other Process | E6 | Utility - Cost of Operation | 0 | 0 | 0 | 0 | 0 | 0 | 0 | 0 | 0 | 0 | 0 | 0 | 0 | 0 | 0 | 0 | 0 | 0 | 0 | 0 | 0 | 0 | 0 | 0 | 0 | 0 | 0
F5_Industrial_Industrial - WA_New_Process_Natural Gas_Other Process_E7 | F5 | Industrial | Industrial - WA | New | Process | Natural Gas | Other Process | E7 | Utility - Cost of Operation | 0 | 0 | 0 | 0 | 0 | 0 | 0 | 0 | 0 | 0 | 0 | 0 | 0 | 0 | 0 | 0 | 0 | 0 | 0 | 0 | 0 | 0 | 0 | 0 | 0 | 0 | 0
F5_Industrial_Industrial - WA_New_Process_Natural Gas_Other Process_E8 | F5 | Industrial | Industrial - WA | New | Process | Natural Gas | Other Process | E8 | Utility - Cost of Operation | 0 | 0 | 0 | 0 | 0 | 0 | 0 | 0 | 0 | 0 | 0 | 0 | 0 | 0 | 0 | 0 | 0 | 0 | 0 | 0 | 0 | 0 | 0 | 0 | 0 | 0 | 0
F5_Industrial_Industrial - WA_New_Process_Natural Gas_Other Process_E9 | F5 | Industrial | Industrial - WA | New | Process | Natural Gas | Other Process | E9 | Utility - Cost of Operation | 0 | 0 | 0 | 0 | 0 | 0 | 0 | 0 | 0 | 0 | 0 | 0 | 0 | 0 | 0 | 0 | 0 | 0 | 0 | 0 | 0 | 0 | 0 | 0 | 0 | 0 | 0
F5_Industrial_Industrial - WA_New_Process_Natural Gas_Other Process_E10 | F5 | Industrial | Industrial - WA | New | Process | Natural Gas | Other Process | E10 | Utility - Cost of Operation | 0 | 0 | 0 | 0 | 0 | 0 | 0 | 0 | 0 | 0 | 0 | 0 | 0 | 0 | 0 | 0 | 0 | 0 | 0 | 0 | 0 | 0 | 0 | 0 | 0 | 0 | 0
F6_Industrial_Industrial - WA_New_Process_Natural Gas_Other Process_E1 | F6 | Industrial | Industrial - WA | New | Process | Natural Gas | Other Process | E1 | Utility - Value of Sales | 11.4819 | 11.9084 | 12.512 | 13.3031 | 14.1813 | 15.1113 | 16.0192 | 16.8658 | 17.7082 | 18.1413 | 18.8599 | 19.7223 | 20.5755 | 21.2647 | 21.8369 | 22.2432 | 22.593 | 22.9573 | 23.2281 | 23.4547 | 23.6729 | 24.1113 | 24.535 | 24.897 | 25.2353 | 25.5508 | 25.8442
F6_Industrial_Industrial - WA_New_Process_Natural Gas_Other Process_E2 | F6 | Industrial | Industrial - WA | New | Process | Natural Gas | Other Process | E2 | Utility - Value of Sales | 0 | 0 | 0 | 0 | 0 | 0 | 0 | 0 | 0 | 0 | 0 | 0 | 0 | 0 | 0 | 0 | 0 | 0 | 0 | 0 | 0 | 0 | 0 | 0 | 0 | 0 | 0
F6_Industrial_Industrial - WA_New_Process_Natural Gas_Other Process_E3 | F6 | Industrial | Industrial - WA | New | Process | Natural Gas | Other Process | E3 | Utility - Value of Sales | 0 | 0 | 0 | 0 | 0 | 0 | 0 | 0 | 0 | 0 | 0 | 0 | 0 | 0 | 0 | 0 | 0 | 0 | 0 | 0 | 0 | 0 | 0 | 0 | 0 | 0 | 0
F6_Industrial_Industrial - WA_New_Process_Natural Gas_Other Process_E4 | F6 | Industrial | Industrial - WA | New | Process | Natural Gas | Other Process | E4 | Utility - Value of Sales | 0 | 0 | 0 | 0 | 0 | 0 | 0 | 0 | 0 | 0 | 0 | 0 | 0 | 0 | 0 | 0 | 0 | 0 | 0 | 0 | 0 | 0 | 0 | 0 | 0 | 0 | 0
F6_Industrial_Industrial - WA_New_Process_Natural Gas_Other Process_E5 | F6 | Industrial | Industrial - WA | New | Process | Natural Gas | Other Process | E5 | Utility - Value of Sales | 0 | 0 | 0 | 0 | 0 | 0 | 0 | 0 | 0 | 0 | 0 | 0 | 0 | 0 | 0 | 0 | 0 | 0 | 0 | 0 | 0 | 0 | 0 | 0 | 0 | 0 | 0
F6_Industrial_Industrial - WA_New_Process_Natural Gas_Other Process_E6 | F6 | Industrial | Industrial - WA | New | Process | Natural Gas | Other Process | E6 | Utility - Value of Sales | 0 | 0 | 0 | 0 | 0 | 0 | 0 | 0 | 0 | 0 | 0 | 0 | 0 | 0 | 0 | 0 | 0 | 0 | 0 | 0 | 0 | 0 | 0 | 0 | 0 | 0 | 0
F6_Industrial_Industrial - WA_New_Process_Natural Gas_Other Process_E7 | F6 | Industrial | Industrial - WA | New | Process | Natural Gas | Other Process | E7 | Utility - Value of Sales | 0 | 0 | 0 | 0 | 0 | 0 | 0 | 0 | 0 | 0 | 0 | 0 | 0 | 0 | 0 | 0 | 0 | 0 | 0 | 0 | 0 | 0 | 0 | 0 | 0 | 0 | 0
F6_Industrial_Industrial - WA_New_Process_Natural Gas_Other Process_E8 | F6 | Industrial | Industrial - WA | New | Process | Natural Gas | Other Process | E8 | Utility - Value of Sales | 0 | 0 | 0 | 0 | 0 | 0 | 0 | 0 | 0 | 0 | 0 | 0 | 0 | 0 | 0 | 0 | 0 | 0 | 0 | 0 | 0 | 0 | 0 | 0 | 0 | 0 | 0
F6_Industrial_Industrial - WA_New_Process_Natural Gas_Other Process_E9 | F6 | Industrial | Industrial - WA | New | Process | Natural Gas | Other Process | E9 | Utility - Value of Sales | 0 | 0 | 0 | 0 | 0 | 0 | 0 | 0 | 0 | 0 | 0 | 0 | 0 | 0 | 0 | 0 | 0 | 0 | 0 | 0 | 0 | 0 | 0 | 0 | 0 | 0 | 0
F6_Industrial_Industrial - WA_New_Process_Natural Gas_Other Process_E10 | F6 | Industrial | Industrial - WA | New | Process | Natural Gas | Other Process | E10 | Utility - Value of Sales | 0 | 0 | 0 | 0 | 0 | 0 | 0 | 0 | 0 | 0 | 0 | 0 | 0 | 0 | 0 | 0 | 0 | 0 | 0 | 0 | 0 | 0 | 0 | 0 | 0 | 0 | 0
F1_Industrial_Industrial - WA_New_Miscellaneous_Natural Gas_Miscellaneous_E1 | F1 | Industrial | Industrial - WA | New | Miscellaneous | Natural Gas | Miscellaneous | E1 | RVT - Cost of Equipment | 0.24741 | 0.24741 | 0.24741 | 0.24741 | 0.24741 | 0.24741 | 0.24741 | 0.24741 | 0.24741 | 0.24741 | 0.24741 | 0.24741 | 0.24741 | 0.24741 | 0.24741 | 0.24741 | 0.24741 | 0.24741 | 0.24741 | 0.24741 | 0.24741 | 0.24741 | 0.24741 | 0.24741 | 0.24741 | 0.24741 | 0.24741
F1_Industrial_Industrial - WA_New_Miscellaneous_Natural Gas_Miscellaneous_E2 | F1 | Industrial | Industrial - WA | New | Miscellaneous | Natural Gas | Miscellaneous | E2 | RVT - Cost of Equipment | 0 | 0 | 0 | 0 | 0 | 0 | 0 | 0 | 0 | 0 | 0 | 0 | 0 | 0 | 0 | 0 | 0 | 0 | 0 | 0 | 0 | 0 | 0 | 0 | 0 | 0 | 0
F1_Industrial_Industrial - WA_New_Miscellaneous_Natural Gas_Miscellaneous_E3 | F1 | Industrial | Industrial - WA | New | Miscellaneous | Natural Gas | Miscellaneous | E3 | RVT - Cost of Equipment | 0 | 0 | 0 | 0 | 0 | 0 | 0 | 0 | 0 | 0 | 0 | 0 | 0 | 0 | 0 | 0 | 0 | 0 | 0 | 0 | 0 | 0 | 0 | 0 | 0 | 0 | 0
F1_Industrial_Industrial - WA_New_Miscellaneous_Natural Gas_Miscellaneous_E4 | F1 | Industrial | Industrial - WA | New | Miscellaneous | Natural Gas | Miscellaneous | E4 | RVT - Cost of Equipment | 0 | 0 | 0 | 0 | 0 | 0 | 0 | 0 | 0 | 0 | 0 | 0 | 0 | 0 | 0 | 0 | 0 | 0 | 0 | 0 | 0 | 0 | 0 | 0 | 0 | 0 | 0
F1_Industrial_Industrial - WA_New_Miscellaneous_Natural Gas_Miscellaneous_E5 | F1 | Industrial | Industrial - WA | New | Miscellaneous | Natural Gas | Miscellaneous | E5 | RVT - Cost of Equipment | 0 | 0 | 0 | 0 | 0 | 0 | 0 | 0 | 0 | 0 | 0 | 0 | 0 | 0 | 0 | 0 | 0 | 0 | 0 | 0 | 0 | 0 | 0 | 0 | 0 | 0 | 0
F1_Industrial_Industrial - WA_New_Miscellaneous_Natural Gas_Miscellaneous_E6 | F1 | Industrial | Industrial - WA | New | Miscellaneous | Natural Gas | Miscellaneous | E6 | RVT - Cost of Equipment | 0 | 0 | 0 | 0 | 0 | 0 | 0 | 0 | 0 | 0 | 0 | 0 | 0 | 0 | 0 | 0 | 0 | 0 | 0 | 0 | 0 | 0 | 0 | 0 | 0 | 0 | 0
F1_Industrial_Industrial - WA_New_Miscellaneous_Natural Gas_Miscellaneous_E7 | F1 | Industrial | Industrial - WA | New | Miscellaneous | Natural Gas | Miscellaneous | E7 | RVT - Cost of Equipment | 0 | 0 | 0 | 0 | 0 | 0 | 0 | 0 | 0 | 0 | 0 | 0 | 0 | 0 | 0 | 0 | 0 | 0 | 0 | 0 | 0 | 0 | 0 | 0 | 0 | 0 | 0
F1_Industrial_Industrial - WA_New_Miscellaneous_Natural Gas_Miscellaneous_E8 | F1 | Industrial | Industrial - WA | New | Miscellaneous | Natural Gas | Miscellaneous | E8 | RVT - Cost of Equipment | 0 | 0 | 0 | 0 | 0 | 0 | 0 | 0 | 0 | 0 | 0 | 0 | 0 | 0 | 0 | 0 | 0 | 0 | 0 | 0 | 0 | 0 | 0 | 0 | 0 | 0 | 0
F1_Industrial_Industrial - WA_New_Miscellaneous_Natural Gas_Miscellaneous_E9 | F1 | Industrial | Industrial - WA | New | Miscellaneous | Natural Gas | Miscellaneous | E9 | RVT - Cost of Equipment | 0 | 0 | 0 | 0 | 0 | 0 | 0 | 0 | 0 | 0 | 0 | 0 | 0 | 0 | 0 | 0 | 0 | 0 | 0 | 0 | 0 | 0 | 0 | 0 | 0 | 0 | 0
F1_Industrial_Industrial - WA_New_Miscellaneous_Natural Gas_Miscellaneous_E10 | F1 | Industrial | Industrial - WA | New | Miscellaneous | Natural Gas | Miscellaneous | E10 | RVT - Cost of Equipment | 0 | 0 | 0 | 0 | 0 | 0 | 0 | 0 | 0 | 0 | 0 | 0 | 0 | 0 | 0 | 0 | 0 | 0 | 0 | 0 | 0 | 0 | 0 | 0 | 0 | 0 | 0
F2_Industrial_Industrial - WA_New_Miscellaneous_Natural Gas_Miscellaneous_E1 | F2 | Industrial | Industrial - WA | New | Miscellaneous | Natural Gas | Miscellaneous | E1 | RVT - Cost of Operation | 26.0212 | 26.9877 | 28.3555 | 30.1484 | 32.1387 | 34.2464 | 36.3038 | 38.2224 | 40.1316 | 41.1132 | 42.7418 | 44.6961 | 46.6296 | 48.1916 | 49.4884 | 50.4092 | 51.2019 | 52.0274 | 52.6413 | 53.1546 | 53.6492 | 54.6429 | 55.6031 | 56.4233 | 57.19 | 57.905 | 58.5699
F2_Industrial_Industrial - WA_New_Miscellaneous_Natural Gas_Miscellaneous_E2 | F2 | Industrial | Industrial - WA | New | Miscellaneous | Natural Gas | Miscellaneous | E2 | RVT - Cost of Operation | 0 | 0 | 0 | 0 | 0 | 0 | 0 | 0 | 0 | 0 | 0 | 0 | 0 | 0 | 0 | 0 | 0 | 0 | 0 | 0 | 0 | 0 | 0 | 0 | 0 | 0 | 0
F2_Industrial_Industrial - WA_New_Miscellaneous_Natural Gas_Miscellaneous_E3 | F2 | Industrial | Industrial - WA | New | Miscellaneous | Natural Gas | Miscellaneous | E3 | RVT - Cost of Operation | 0 | 0 | 0 | 0 | 0 | 0 | 0 | 0 | 0 | 0 | 0 | 0 | 0 | 0 | 0 | 0 | 0 | 0 | 0 | 0 | 0 | 0 | 0 | 0 | 0 | 0 | 0
F2_Industrial_Industrial - WA_New_Miscellaneous_Natural Gas_Miscellaneous_E4 | F2 | Industrial | Industrial - WA | New | Miscellaneous | Natural Gas | Miscellaneous | E4 | RVT - Cost of Operation | 0 | 0 | 0 | 0 | 0 | 0 | 0 | 0 | 0 | 0 | 0 | 0 | 0 | 0 | 0 | 0 | 0 | 0 | 0 | 0 | 0 | 0 | 0 | 0 | 0 | 0 | 0
F2_Industrial_Industrial - WA_New_Miscellaneous_Natural Gas_Miscellaneous_E5 | F2 | Industrial | Industrial - WA | New | Miscellaneous | Natural Gas | Miscellaneous | E5 | RVT - Cost of Operation | 0 | 0 | 0 | 0 | 0 | 0 | 0 | 0 | 0 | 0 | 0 | 0 | 0 | 0 | 0 | 0 | 0 | 0 | 0 | 0 | 0 | 0 | 0 | 0 | 0 | 0 | 0
F2_Industrial_Industrial - WA_New_Miscellaneous_Natural Gas_Miscellaneous_E6 | F2 | Industrial | Industrial - WA | New | Miscellaneous | Natural Gas | Miscellaneous | E6 | RVT - Cost of Operation | 0 | 0 | 0 | 0 | 0 | 0 | 0 | 0 | 0 | 0 | 0 | 0 | 0 | 0 | 0 | 0 | 0 | 0 | 0 | 0 | 0 | 0 | 0 | 0 | 0 | 0 | 0
F2_Industrial_Industrial - WA_New_Miscellaneous_Natural Gas_Miscellaneous_E7 | F2 | Industrial | Industrial - WA | New | Miscellaneous | Natural Gas | Miscellaneous | E7 | RVT - Cost of Operation | 0 | 0 | 0 | 0 | 0 | 0 | 0 | 0 | 0 | 0 | 0 | 0 | 0 | 0 | 0 | 0 | 0 | 0 | 0 | 0 | 0 | 0 | 0 | 0 | 0 | 0 | 0
F2_Industrial_Industrial - WA_New_Miscellaneous_Natural Gas_Miscellaneous_E8 | F2 | Industrial | Industrial - WA | New | Miscellaneous | Natural Gas | Miscellaneous | E8 | RVT - Cost of Operation | 0 | 0 | 0 | 0 | 0 | 0 | 0 | 0 | 0 | 0 | 0 | 0 | 0 | 0 | 0 | 0 | 0 | 0 | 0 | 0 | 0 | 0 | 0 | 0 | 0 | 0 | 0
F2_Industrial_Industrial - WA_New_Miscellaneous_Natural Gas_Miscellaneous_E9 | F2 | Industrial | Industrial - WA | New | Miscellaneous | Natural Gas | Miscellaneous | E9 | RVT - Cost of Operation | 0 | 0 | 0 | 0 | 0 | 0 | 0 | 0 | 0 | 0 | 0 | 0 | 0 | 0 | 0 | 0 | 0 | 0 | 0 | 0 | 0 | 0 | 0 | 0 | 0 | 0 | 0
F2_Industrial_Industrial - WA_New_Miscellaneous_Natural Gas_Miscellaneous_E10 | F2 | Industrial | Industrial - WA | New | Miscellaneous | Natural Gas | Miscellaneous | E10 | RVT - Cost of Operation | 0 | 0 | 0 | 0 | 0 | 0 | 0 | 0 | 0 | 0 | 0 | 0 | 0 | 0 | 0 | 0 | 0 | 0 | 0 | 0 | 0 | 0 | 0 | 0 | 0 | 0 | 0
F3_Industrial_Industrial - WA_New_Miscellaneous_Natural Gas_Miscellaneous_E1 | F3 | Industrial | Industrial - WA | New | Miscellaneous | Natural Gas | Miscellaneous | E1 | System - kBTUs of Consumption | 11541.3347 | 11541.3347 | 11541.3347 | 11541.3347 | 11541.3347 | 11541.3347 | 11541.3347 | 11541.3347 | 11541.3347 | 11541.3347 | 11541.3347 | 11541.3347 | 11541.3347 | 11541.3347 | 11541.3347 | 11541.3347 | 11541.3347 | 11541.3347 | 11541.3347 | 11541.3347 | 11541.3347 | 11541.3347 | 11541.3347 | 11541.3347 | 11541.3347 | 11541.3347 | 11541.3347
F3_Industrial_Industrial - WA_New_Miscellaneous_Natural Gas_Miscellaneous_E2 | F3 | Industrial | Industrial - WA | New | Miscellaneous | Natural Gas | Miscellaneous | E2 | System - kBTUs of Consumption | 0 | 0 | 0 | 0 | 0 | 0 | 0 | 0 | 0 | 0 | 0 | 0 | 0 | 0 | 0 | 0 | 0 | 0 | 0 | 0 | 0 | 0 | 0 | 0 | 0 | 0 | 0
F3_Industrial_Industrial - WA_New_Miscellaneous_Natural Gas_Miscellaneous_E3 | F3 | Industrial | Industrial - WA | New | Miscellaneous | Natural Gas | Miscellaneous | E3 | System - kBTUs of Consumption | 0 | 0 | 0 | 0 | 0 | 0 | 0 | 0 | 0 | 0 | 0 | 0 | 0 | 0 | 0 | 0 | 0 | 0 | 0 | 0 | 0 | 0 | 0 | 0 | 0 | 0 | 0
F3_Industrial_Industrial - WA_New_Miscellaneous_Natural Gas_Miscellaneous_E4 | F3 | Industrial | Industrial - WA | New | Miscellaneous | Natural Gas | Miscellaneous | E4 | System - kBTUs of Consumption | 0 | 0 | 0 | 0 | 0 | 0 | 0 | 0 | 0 | 0 | 0 | 0 | 0 | 0 | 0 | 0 | 0 | 0 | 0 | 0 | 0 | 0 | 0 | 0 | 0 | 0 | 0
F3_Industrial_Industrial - WA_New_Miscellaneous_Natural Gas_Miscellaneous_E5 | F3 | Industrial | Industrial - WA | New | Miscellaneous | Natural Gas | Miscellaneous | E5 | System - kBTUs of Consumption | 0 | 0 | 0 | 0 | 0 | 0 | 0 | 0 | 0 | 0 | 0 | 0 | 0 | 0 | 0 | 0 | 0 | 0 | 0 | 0 | 0 | 0 | 0 | 0 | 0 | 0 | 0
F3_Industrial_Industrial - WA_New_Miscellaneous_Natural Gas_Miscellaneous_E6 | F3 | Industrial | Industrial - WA | New | Miscellaneous | Natural Gas | Miscellaneous | E6 | System - kBTUs of Consumption | 0 | 0 | 0 | 0 | 0 | 0 | 0 | 0 | 0 | 0 | 0 | 0 | 0 | 0 | 0 | 0 | 0 | 0 | 0 | 0 | 0 | 0 | 0 | 0 | 0 | 0 | 0
F3_Industrial_Industrial - WA_New_Miscellaneous_Natural Gas_Miscellaneous_E7 | F3 | Industrial | Industrial - WA | New | Miscellaneous | Natural Gas | Miscellaneous | E7 | System - kBTUs of Consumption | 0 | 0 | 0 | 0 | 0 | 0 | 0 | 0 | 0 | 0 | 0 | 0 | 0 | 0 | 0 | 0 | 0 | 0 | 0 | 0 | 0 | 0 | 0 | 0 | 0 | 0 | 0
F3_Industrial_Industrial - WA_New_Miscellaneous_Natural Gas_Miscellaneous_E8 | F3 | Industrial | Industrial - WA | New | Miscellaneous | Natural Gas | Miscellaneous | E8 | System - kBTUs of Consumption | 0 | 0 | 0 | 0 | 0 | 0 | 0 | 0 | 0 | 0 | 0 | 0 | 0 | 0 | 0 | 0 | 0 | 0 | 0 | 0 | 0 | 0 | 0 | 0 | 0 | 0 | 0
F3_Industrial_Industrial - WA_New_Miscellaneous_Natural Gas_Miscellaneous_E9 | F3 | Industrial | Industrial - WA | New | Miscellaneous | Natural Gas | Miscellaneous | E9 | System - kBTUs of Consumption | 0 | 0 | 0 | 0 | 0 | 0 | 0 | 0 | 0 | 0 | 0 | 0 | 0 | 0 | 0 | 0 | 0 | 0 | 0 | 0 | 0 | 0 | 0 | 0 | 0 | 0 | 0
F3_Industrial_Industrial - WA_New_Miscellaneous_Natural Gas_Miscellaneous_E10 | F3 | Industrial | Industrial - WA | New | Miscellaneous | Natural Gas | Miscellaneous | E10 | System - kBTUs of Consumption | 0 | 0 | 0 | 0 | 0 | 0 | 0 | 0 | 0 | 0 | 0 | 0 | 0 | 0 | 0 | 0 | 0 | 0 | 0 | 0 | 0 | 0 | 0 | 0 | 0 | 0 | 0
F4_Industrial_Industrial - WA_New_Miscellaneous_Natural Gas_Miscellaneous_E1 | F4 | Industrial | Industrial - WA | New | Miscellaneous | Natural Gas | Miscellaneous | E1 | Utility - Cost of Equipment | 0.24741 | 0.24741 | 0.24741 | 0.24741 | 0.24741 | 0.24741 | 0.24741 | 0.24741 | 0.24741 | 0.24741 | 0.24741 | 0.24741 | 0.24741 | 0.24741 | 0.24741 | 0.24741 | 0.24741 | 0.24741 | 0.24741 | 0.24741 | 0.24741 | 0.24741 | 0.24741 | 0.24741 | 0.24741 | 0.24741 | 0.24741
F4_Industrial_Industrial - WA_New_Miscellaneous_Natural Gas_Miscellaneous_E2 | F4 | Industrial | Industrial - WA | New | Miscellaneous | Natural Gas | Miscellaneous | E2 | Utility - Cost of Equipment | 0 | 0 | 0 | 0 | 0 | 0 | 0 | 0 | 0 | 0 | 0 | 0 | 0 | 0 | 0 | 0 | 0 | 0 | 0 | 0 | 0 | 0 | 0 | 0 | 0 | 0 | 0
F4_Industrial_Industrial - WA_New_Miscellaneous_Natural Gas_Miscellaneous_E3 | F4 | Industrial | Industrial - WA | New | Miscellaneous | Natural Gas | Miscellaneous | E3 | Utility - Cost of Equipment | 0 | 0 | 0 | 0 | 0 | 0 | 0 | 0 | 0 | 0 | 0 | 0 | 0 | 0 | 0 | 0 | 0 | 0 | 0 | 0 | 0 | 0 | 0 | 0 | 0 | 0 | 0
F4_Industrial_Industrial - WA_New_Miscellaneous_Natural Gas_Miscellaneous_E4 | F4 | Industrial | Industrial - WA | New | Miscellaneous | Natural Gas | Miscellaneous | E4 | Utility - Cost of Equipment | 0 | 0 | 0 | 0 | 0 | 0 | 0 | 0 | 0 | 0 | 0 | 0 | 0 | 0 | 0 | 0 | 0 | 0 | 0 | 0 | 0 | 0 | 0 | 0 | 0 | 0 | 0
F4_Industrial_Industrial - WA_New_Miscellaneous_Natural Gas_Miscellaneous_E5 | F4 | Industrial | Industrial - WA | New | Miscellaneous | Natural Gas | Miscellaneous | E5 | Utility - Cost of Equipment | 0 | 0 | 0 | 0 | 0 | 0 | 0 | 0 | 0 | 0 | 0 | 0 | 0 | 0 | 0 | 0 | 0 | 0 | 0 | 0 | 0 | 0 | 0 | 0 | 0 | 0 | 0
F4_Industrial_Industrial - WA_New_Miscellaneous_Natural Gas_Miscellaneous_E6 | F4 | Industrial | Industrial - WA | New | Miscellaneous | Natural Gas | Miscellaneous | E6 | Utility - Cost of Equipment | 0 | 0 | 0 | 0 | 0 | 0 | 0 | 0 | 0 | 0 | 0 | 0 | 0 | 0 | 0 | 0 | 0 | 0 | 0 | 0 | 0 | 0 | 0 | 0 | 0 | 0 | 0
F4_Industrial_Industrial - WA_New_Miscellaneous_Natural Gas_Miscellaneous_E7 | F4 | Industrial | Industrial - WA | New | Miscellaneous | Natural Gas | Miscellaneous | E7 | Utility - Cost of Equipment | 0 | 0 | 0 | 0 | 0 | 0 | 0 | 0 | 0 | 0 | 0 | 0 | 0 | 0 | 0 | 0 | 0 | 0 | 0 | 0 | 0 | 0 | 0 | 0 | 0 | 0 | 0
F4_Industrial_Industrial - WA_New_Miscellaneous_Natural Gas_Miscellaneous_E8 | F4 | Industrial | Industrial - WA | New | Miscellaneous | Natural Gas | Miscellaneous | E8 | Utility - Cost of Equipment | 0 | 0 | 0 | 0 | 0 | 0 | 0 | 0 | 0 | 0 | 0 | 0 | 0 | 0 | 0 | 0 | 0 | 0 | 0 | 0 | 0 | 0 | 0 | 0 | 0 | 0 | 0
F4_Industrial_Industrial - WA_New_Miscellaneous_Natural Gas_Miscellaneous_E9 | F4 | Industrial | Industrial - WA | New | Miscellaneous | Natural Gas | Miscellaneous | E9 | Utility - Cost of Equipment | 0 | 0 | 0 | 0 | 0 | 0 | 0 | 0 | 0 | 0 | 0 | 0 | 0 | 0 | 0 | 0 | 0 | 0 | 0 | 0 | 0 | 0 | 0 | 0 | 0 | 0 | 0
F4_Industrial_Industrial - WA_New_Miscellaneous_Natural Gas_Miscellaneous_E10 | F4 | Industrial | Industrial - WA | New | Miscellaneous | Natural Gas | Miscellaneous | E10 | Utility - Cost of Equipment | 0 | 0 | 0 | 0 | 0 | 0 | 0 | 0 | 0 | 0 | 0 | 0 | 0 | 0 | 0 | 0 | 0 | 0 | 0 | 0 | 0 | 0 | 0 | 0 | 0 | 0 | 0
F5_Industrial_Industrial - WA_New_Miscellaneous_Natural Gas_Miscellaneous_E1 | F5 | Industrial | Industrial - WA | New | Miscellaneous | Natural Gas | Miscellaneous | E1 | Utility - Cost of Operation | 21.6843 | 22.4898 | 23.6894 | 25.3121 | 27.1799 | 29.2411 | 31.3714 | 33.5147 | 35.7968 | 37.3756 | 38.8562 | 40.6329 | 42.3905 | 43.8569 | 45.1359 | 46.1351 | 47.0888 | 48.1534 | 49.1171 | 50.0931 | 51.0944 | 52.0408 | 52.9553 | 53.7365 | 54.4667 | 55.1476 | 55.7809
F5_Industrial_Industrial - WA_New_Miscellaneous_Natural Gas_Miscellaneous_E2 | F5 | Industrial | Industrial - WA | New | Miscellaneous | Natural Gas | Miscellaneous | E2 | Utility - Cost of Operation | 0 | 0 | 0 | 0 | 0 | 0 | 0 | 0 | 0 | 0 | 0 | 0 | 0 | 0 | 0 | 0 | 0 | 0 | 0 | 0 | 0 | 0 | 0 | 0 | 0 | 0 | 0
F5_Industrial_Industrial - WA_New_Miscellaneous_Natural Gas_Miscellaneous_E3 | F5 | Industrial | Industrial - WA | New | Miscellaneous | Natural Gas | Miscellaneous | E3 | Utility - Cost of Operation | 0 | 0 | 0 | 0 | 0 | 0 | 0 | 0 | 0 | 0 | 0 | 0 | 0 | 0 | 0 | 0 | 0 | 0 | 0 | 0 | 0 | 0 | 0 | 0 | 0 | 0 | 0
F5_Industrial_Industrial - WA_New_Miscellaneous_Natural Gas_Miscellaneous_E4 | F5 | Industrial | Industrial - WA | New | Miscellaneous | Natural Gas | Miscellaneous | E4 | Utility - Cost of Operation | 0 | 0 | 0 | 0 | 0 | 0 | 0 | 0 | 0 | 0 | 0 | 0 | 0 | 0 | 0 | 0 | 0 | 0 | 0 | 0 | 0 | 0 | 0 | 0 | 0 | 0 | 0
F5_Industrial_Industrial - WA_New_Miscellaneous_Natural Gas_Miscellaneous_E5 | F5 | Industrial | Industrial - WA | New | Miscellaneous | Natural Gas | Miscellaneous | E5 | Utility - Cost of Operation | 0 | 0 | 0 | 0 | 0 | 0 | 0 | 0 | 0 | 0 | 0 | 0 | 0 | 0 | 0 | 0 | 0 | 0 | 0 | 0 | 0 | 0 | 0 | 0 | 0 | 0 | 0
F5_Industrial_Industrial - WA_New_Miscellaneous_Natural Gas_Miscellaneous_E6 | F5 | Industrial | Industrial - WA | New | Miscellaneous | Natural Gas | Miscellaneous | E6 | Utility - Cost of Operation | 0 | 0 | 0 | 0 | 0 | 0 | 0 | 0 | 0 | 0 | 0 | 0 | 0 | 0 | 0 | 0 | 0 | 0 | 0 | 0 | 0 | 0 | 0 | 0 | 0 | 0 | 0
F5_Industrial_Industrial - WA_New_Miscellaneous_Natural Gas_Miscellaneous_E7 | F5 | Industrial | Industrial - WA | New | Miscellaneous | Natural Gas | Miscellaneous | E7 | Utility - Cost of Operation | 0 | 0 | 0 | 0 | 0 | 0 | 0 | 0 | 0 | 0 | 0 | 0 | 0 | 0 | 0 | 0 | 0 | 0 | 0 | 0 | 0 | 0 | 0 | 0 | 0 | 0 | 0
F5_Industrial_Industrial - WA_New_Miscellaneous_Natural Gas_Miscellaneous_E8 | F5 | Industrial | Industrial - WA | New | Miscellaneous | Natural Gas | Miscellaneous | E8 | Utility - Cost of Operation | 0 | 0 | 0 | 0 | 0 | 0 | 0 | 0 | 0 | 0 | 0 | 0 | 0 | 0 | 0 | 0 | 0 | 0 | 0 | 0 | 0 | 0 | 0 | 0 | 0 | 0 | 0
F5_Industrial_Industrial - WA_New_Miscellaneous_Natural Gas_Miscellaneous_E9 | F5 | Industrial | Industrial - WA | New | Miscellaneous | Natural Gas | Miscellaneous | E9 | Utility - Cost of Operation | 0 | 0 | 0 | 0 | 0 | 0 | 0 | 0 | 0 | 0 | 0 | 0 | 0 | 0 | 0 | 0 | 0 | 0 | 0 | 0 | 0 | 0 | 0 | 0 | 0 | 0 | 0
F5_Industrial_Industrial - WA_New_Miscellaneous_Natural Gas_Miscellaneous_E10 | F5 | Industrial | Industrial - WA | New | Miscellaneous | Natural Gas | Miscellaneous | E10 | Utility - Cost of Operation | 0 | 0 | 0 | 0 | 0 | 0 | 0 | 0 | 0 | 0 | 0 | 0 | 0 | 0 | 0 | 0 | 0 | 0 | 0 | 0 | 0 | 0 | 0 | 0 | 0 | 0 | 0
F6_Industrial_Industrial - WA_New_Miscellaneous_Natural Gas_Miscellaneous_E1 | F6 | Industrial | Industrial - WA | New | Miscellaneous | Natural Gas | Miscellaneous | E1 | Utility - Value of Sales | 26.0212 | 26.9877 | 28.3555 | 30.1484 | 32.1387 | 34.2464 | 36.3038 | 38.2224 | 40.1316 | 41.1132 | 42.7418 | 44.6961 | 46.6296 | 48.1916 | 49.4884 | 50.4092 | 51.2019 | 52.0274 | 52.6413 | 53.1546 | 53.6492 | 54.6429 | 55.6031 | 56.4233 | 57.19 | 57.905 | 58.5699
F6_Industrial_Industrial - WA_New_Miscellaneous_Natural Gas_Miscellaneous_E2 | F6 | Industrial | Industrial - WA | New | Miscellaneous | Natural Gas | Miscellaneous | E2 | Utility - Value of Sales | 0 | 0 | 0 | 0 | 0 | 0 | 0 | 0 | 0 | 0 | 0 | 0 | 0 | 0 | 0 | 0 | 0 | 0 | 0 | 0 | 0 | 0 | 0 | 0 | 0 | 0 | 0
F6_Industrial_Industrial - WA_New_Miscellaneous_Natural Gas_Miscellaneous_E3 | F6 | Industrial | Industrial - WA | New | Miscellaneous | Natural Gas | Miscellaneous | E3 | Utility - Value of Sales | 0 | 0 | 0 | 0 | 0 | 0 | 0 | 0 | 0 | 0 | 0 | 0 | 0 | 0 | 0 | 0 | 0 | 0 | 0 | 0 | 0 | 0 | 0 | 0 | 0 | 0 | 0
F6_Industrial_Industrial - WA_New_Miscellaneous_Natural Gas_Miscellaneous_E4 | F6 | Industrial | Industrial - WA | New | Miscellaneous | Natural Gas | Miscellaneous | E4 | Utility - Value of Sales | 0 | 0 | 0 | 0 | 0 | 0 | 0 | 0 | 0 | 0 | 0 | 0 | 0 | 0 | 0 | 0 | 0 | 0 | 0 | 0 | 0 | 0 | 0 | 0 | 0 | 0 | 0
F6_Industrial_Industrial - WA_New_Miscellaneous_Natural Gas_Miscellaneous_E5 | F6 | Industrial | Industrial - WA | New | Miscellaneous | Natural Gas | Miscellaneous | E5 | Utility - Value of Sales | 0 | 0 | 0 | 0 | 0 | 0 | 0 | 0 | 0 | 0 | 0 | 0 | 0 | 0 | 0 | 0 | 0 | 0 | 0 | 0 | 0 | 0 | 0 | 0 | 0 | 0 | 0
F6_Industrial_Industrial - WA_New_Miscellaneous_Natural Gas_Miscellaneous_E6 | F6 | Industrial | Industrial - WA | New | Miscellaneous | Natural Gas | Miscellaneous | E6 | Utility - Value of Sales | 0 | 0 | 0 | 0 | 0 | 0 | 0 | 0 | 0 | 0 | 0 | 0 | 0 | 0 | 0 | 0 | 0 | 0 | 0 | 0 | 0 | 0 | 0 | 0 | 0 | 0 | 0
F6_Industrial_Industrial - WA_New_Miscellaneous_Natural Gas_Miscellaneous_E7 | F6 | Industrial | Industrial - WA | New | Miscellaneous | Natural Gas | Miscellaneous | E7 | Utility - Value of Sales | 0 | 0 | 0 | 0 | 0 | 0 | 0 | 0 | 0 | 0 | 0 | 0 | 0 | 0 | 0 | 0 | 0 | 0 | 0 | 0 | 0 | 0 | 0 | 0 | 0 | 0 | 0
F6_Industrial_Industrial - WA_New_Miscellaneous_Natural Gas_Miscellaneous_E8 | F6 | Industrial | Industrial - WA | New | Miscellaneous | Natural Gas | Miscellaneous | E8 | Utility - Value of Sales | 0 | 0 | 0 | 0 | 0 | 0 | 0 | 0 | 0 | 0 | 0 | 0 | 0 | 0 | 0 | 0 | 0 | 0 | 0 | 0 | 0 | 0 | 0 | 0 | 0 | 0 | 0
F6_Industrial_Industrial - WA_New_Miscellaneous_Natural Gas_Miscellaneous_E9 | F6 | Industrial | Industrial - WA | New | Miscellaneous | Natural Gas | Miscellaneous | E9 | Utility - Value of Sales | 0 | 0 | 0 | 0 | 0 | 0 | 0 | 0 | 0 | 0 | 0 | 0 | 0 | 0 | 0 | 0 | 0 | 0 | 0 | 0 | 0 | 0 | 0 | 0 | 0 | 0 | 0
F6_Industrial_Industrial - WA_New_Miscellaneous_Natural Gas_Miscellaneous_E10 | F6 | Industrial | Industrial - WA | New | Miscellaneous | Natural Gas | Miscellaneous | E10 | Utility - Value of Sales | 0 | 0 | 0 | 0 | 0 | 0 | 0 | 0 | 0 | 0 | 0 | 0 | 0 | 0 | 0 | 0 | 0 | 0 | 0 | 0 | 0 | 0 | 0 | 0 | 0 | 0 | 0
F1_Industrial_Industrial - ID_Existing_Space Heating_Natural Gas_Furnace_E1 | F1 | Industrial | Industrial - ID | Existing | Space Heating | Natural Gas | Furnace | E1 | RVT - Cost of Equipment | 377.6584 | 377.6584 | 377.6584 | 377.6584 | 377.6584 | 377.6584 | 377.6584 | 377.6584 | 377.6584 | 377.6584 | 377.6584 | 377.6584 | 377.6584 | 377.6584 | 377.6584 | 377.6584 | 377.6584 | 377.6584 | 377.6584 | 377.6584 | 377.6584 | 377.6584 | 377.6584 | 377.6584 | 377.6584 | 377.6584 | 377.6584
F1_Industrial_Industrial - ID_Existing_Space Heating_Natural Gas_Furnace_E2 | F1 | Industrial | Industrial - ID | Existing | Space Heating | Natural Gas | Furnace | E2 | RVT - Cost of Equipment | 922.9221 | 922.9221 | 922.9221 | 922.9221 | 922.9221 | 922.9221 | 922.9221 | 922.9221 | 922.9221 | 922.9221 | 922.9221 | 922.9221 | 922.9221 | 922.9221 | 922.9221 | 922.9221 | 922.9221 | 922.9221 | 922.9221 | 922.9221 | 922.9221 | 922.9221 | 922.9221 | 922.9221 | 922.9221 | 922.9221 | 922.9221
F1_Industrial_Industrial - ID_Existing_Space Heating_Natural Gas_Furnace_E3 | F1 | Industrial | Industrial - ID | Existing | Space Heating | Natural Gas | Furnace | E3 | RVT - Cost of Equipment | 268.2435 | 268.2435 | 268.2435 | 268.2435 | 268.2435 | 268.2435 | 268.2435 | 268.2435 | 268.2435 | 268.2435 | 268.2435 | 268.2435 | 268.2435 | 268.2435 | 268.2435 | 268.2435 | 268.2435 | 268.2435 | 268.2435 | 268.2435 | 268.2435 | 268.2435 | 268.2435 | 268.2435 | 268.2435 | 268.2435 | 268.2435
F1_Industrial_Industrial - ID_Existing_Space Heating_Natural Gas_Furnace_E4 | F1 | Industrial | Industrial - ID | Existing | Space Heating | Natural Gas | Furnace | E4 | RVT - Cost of Equipment | 0 | 0 | 0 | 0 | 0 | 0 | 0 | 0 | 0 | 0 | 0 | 0 | 0 | 0 | 0 | 0 | 0 | 0 | 0 | 0 | 0 | 0 | 0 | 0 | 0 | 0 | 0
F1_Industrial_Industrial - ID_Existing_Space Heating_Natural Gas_Furnace_E5 | F1 | Industrial | Industrial - ID | Existing | Space Heating | Natural Gas | Furnace | E5 | RVT - Cost of Equipment | 0 | 0 | 0 | 0 | 0 | 0 | 0 | 0 | 0 | 0 | 0 | 0 | 0 | 0 | 0 | 0 | 0 | 0 | 0 | 0 | 0 | 0 | 0 | 0 | 0 | 0 | 0
F1_Industrial_Industrial - ID_Existing_Space Heating_Natural Gas_Furnace_E6 | F1 | Industrial | Industrial - ID | Existing | Space Heating | Natural Gas | Furnace | E6 | RVT - Cost of Equipment | 0 | 0 | 0 | 0 | 0 | 0 | 0 | 0 | 0 | 0 | 0 | 0 | 0 | 0 | 0 | 0 | 0 | 0 | 0 | 0 | 0 | 0 | 0 | 0 | 0 | 0 | 0
F1_Industrial_Industrial - ID_Existing_Space Heating_Natural Gas_Furnace_E7 | F1 | Industrial | Industrial - ID | Existing | Space Heating | Natural Gas | Furnace | E7 | RVT - Cost of Equipment | 0 | 0 | 0 | 0 | 0 | 0 | 0 | 0 | 0 | 0 | 0 | 0 | 0 | 0 | 0 | 0 | 0 | 0 | 0 | 0 | 0 | 0 | 0 | 0 | 0 | 0 | 0
F1_Industrial_Industrial - ID_Existing_Space Heating_Natural Gas_Furnace_E8 | F1 | Industrial | Industrial - ID | Existing | Space Heating | Natural Gas | Furnace | E8 | RVT - Cost of Equipment | 0 | 0 | 0 | 0 | 0 | 0 | 0 | 0 | 0 | 0 | 0 | 0 | 0 | 0 | 0 | 0 | 0 | 0 | 0 | 0 | 0 | 0 | 0 | 0 | 0 | 0 | 0
F1_Industrial_Industrial - ID_Existing_Space Heating_Natural Gas_Furnace_E9 | F1 | Industrial | Industrial - ID | Existing | Space Heating | Natural Gas | Furnace | E9 | RVT - Cost of Equipment | 0 | 0 | 0 | 0 | 0 | 0 | 0 | 0 | 0 | 0 | 0 | 0 | 0 | 0 | 0 | 0 | 0 | 0 | 0 | 0 | 0 | 0 | 0 | 0 | 0 | 0 | 0
F1_Industrial_Industrial - ID_Existing_Space Heating_Natural Gas_Furnace_E10 | F1 | Industrial | Industrial - ID | Existing | Space Heating | Natural Gas | Furnace | E10 | RVT - Cost of Equipment | 0 | 0 | 0 | 0 | 0 | 0 | 0 | 0 | 0 | 0 | 0 | 0 | 0 | 0 | 0 | 0 | 0 | 0 | 0 | 0 | 0 | 0 | 0 | 0 | 0 | 0 | 0
F2_Industrial_Industrial - ID_Existing_Space Heating_Natural Gas_Furnace_E1 | F2 | Industrial | Industrial - ID | Existing | Space Heating | Natural Gas | Furnace | E1 | RVT - Cost of Operation | 34.7302 | 36.0419 | 37.5848 | 39.2757 | 41.0082 | 42.7377 | 44.3929 | 45.9209 | 47.4246 | 48.4907 | 49.7554 | 51.0836 | 52.3529 | 53.444 | 54.4163 | 55.2243 | 55.9654 | 56.714 | 57.3693 | 57.9788 | 58.5487 | 59.2947 | 59.9998 | 60.6205 | 61.1939 | 61.7214 | 62.2048
F2_Industrial_Industrial - ID_Existing_Space Heating_Natural Gas_Furnace_E2 | F2 | Industrial | Industrial - ID | Existing | Space Heating | Natural Gas | Furnace | E2 | RVT - Cost of Operation | 30.8713 | 32.0373 | 33.4087 | 34.9117 | 36.4517 | 37.9891 | 39.4603 | 40.8186 | 42.1552 | 43.1028 | 44.227 | 45.4076 | 46.5359 | 47.5058 | 48.37 | 49.0883 | 49.747 | 50.4124 | 50.995 | 51.5367 | 52.0433 | 52.7064 | 53.3332 | 53.8849 | 54.3945 | 54.8635 | 55.2932
F2_Industrial_Industrial - ID_Existing_Space Heating_Natural Gas_Furnace_E3 | F2 | Industrial | Industrial - ID | Existing | Space Heating | Natural Gas | Furnace | E3 | RVT - Cost of Operation | 27.9432 | 29.0683 | 30.4121 | 31.8987 | 33.4285 | 34.9591 | 36.423 | 37.7713 | 39.0991 | 40.0251 | 41.1351 | 42.3044 | 43.4238 | 44.3832 | 45.2369 | 45.9427 | 46.5903 | 47.2481 | 47.8232 | 48.359 | 48.8613 | 49.5286 | 50.161 | 50.7183 | 51.2345 | 51.7109 | 52.149
F2_Industrial_Industrial - ID_Existing_Space Heating_Natural Gas_Furnace_E4 | F2 | Industrial | Industrial - ID | Existing | Space Heating | Natural Gas | Furnace | E4 | RVT - Cost of Operation | 0 | 0 | 0 | 0 | 0 | 0 | 0 | 0 | 0 | 0 | 0 | 0 | 0 | 0 | 0 | 0 | 0 | 0 | 0 | 0 | 0 | 0 | 0 | 0 | 0 | 0 | 0
F2_Industrial_Industrial - ID_Existing_Space Heating_Natural Gas_Furnace_E5 | F2 | Industrial | Industrial - ID | Existing | Space Heating | Natural Gas | Furnace | E5 | RVT - Cost of Operation | 0 | 0 | 0 | 0 | 0 | 0 | 0 | 0 | 0 | 0 | 0 | 0 | 0 | 0 | 0 | 0 | 0 | 0 | 0 | 0 | 0 | 0 | 0 | 0 | 0 | 0 | 0
F2_Industrial_Industrial - ID_Existing_Space Heating_Natural Gas_Furnace_E6 | F2 | Industrial | Industrial - ID | Existing | Space Heating | Natural Gas | Furnace | E6 | RVT - Cost of Operation | 0 | 0 | 0 | 0 | 0 | 0 | 0 | 0 | 0 | 0 | 0 | 0 | 0 | 0 | 0 | 0 | 0 | 0 | 0 | 0 | 0 | 0 | 0 | 0 | 0 | 0 | 0
F2_Industrial_Industrial - ID_Existing_Space Heating_Natural Gas_Furnace_E7 | F2 | Industrial | Industrial - ID | Existing | Space Heating | Natural Gas | Furnace | E7 | RVT - Cost of Operation | 0 | 0 | 0 | 0 | 0 | 0 | 0 | 0 | 0 | 0 | 0 | 0 | 0 | 0 | 0 | 0 | 0 | 0 | 0 | 0 | 0 | 0 | 0 | 0 | 0 | 0 | 0
F2_Industrial_Industrial - ID_Existing_Space Heating_Natural Gas_Furnace_E8 | F2 | Industrial | Industrial - ID | Existing | Space Heating | Natural Gas | Furnace | E8 | RVT - Cost of Operation | 0 | 0 | 0 | 0 | 0 | 0 | 0 | 0 | 0 | 0 | 0 | 0 | 0 | 0 | 0 | 0 | 0 | 0 | 0 | 0 | 0 | 0 | 0 | 0 | 0 | 0 | 0
F2_Industrial_Industrial - ID_Existing_Space Heating_Natural Gas_Furnace_E9 | F2 | Industrial | Industrial - ID | Existing | Space Heating | Natural Gas | Furnace | E9 | RVT - Cost of Operation | 0 | 0 | 0 | 0 | 0 | 0 | 0 | 0 | 0 | 0 | 0 | 0 | 0 | 0 | 0 | 0 | 0 | 0 | 0 | 0 | 0 | 0 | 0 | 0 | 0 | 0 | 0
F2_Industrial_Industrial - ID_Existing_Space Heating_Natural Gas_Furnace_E10 | F2 | Industrial | Industrial - ID | Existing | Space Heating | Natural Gas | Furnace | E10 | RVT - Cost of Operation | 0 | 0 | 0 | 0 | 0 | 0 | 0 | 0 | 0 | 0 | 0 | 0 | 0 | 0 | 0 | 0 | 0 | 0 | 0 | 0 | 0 | 0 | 0 | 0 | 0 | 0 | 0
F3_Industrial_Industrial - ID_Existing_Space Heating_Natural Gas_Furnace_E1 | F3 | Industrial | Industrial - ID | Existing | Space Heating | Natural Gas | Furnace | E1 | System - kBTUs of Consumption | 11890.6355 | 11865.7446 | 11865.7446 | 11865.7446 | 11865.7446 | 11865.7446 | 11865.7446 | 11865.7446 | 11865.7446 | 11865.7446 | 11865.7446 | 11865.7446 | 11865.7446 | 11865.7446 | 11865.7446 | 11865.7446 | 11865.7446 | 11865.7446 | 11865.7446 | 11865.7446 | 11865.7446 | 11865.7446 | 11865.7446 | 11865.7446 | 11865.7446 | 11865.7446 | 11865.7446
F3_Industrial_Industrial - ID_Existing_Space Heating_Natural Gas_Furnace_E2 | F3 | Industrial | Industrial - ID | Existing | Space Heating | Natural Gas | Furnace | E2 | System - kBTUs of Consumption | 10569.4538 | 10547.3286 | 10547.3286 | 10547.3286 | 10547.3286 | 10547.3286 | 10547.3286 | 10547.3286 | 10547.3286 | 10547.3286 | 10547.3286 | 10547.3286 | 10547.3286 | 10547.3286 | 10547.3286 | 10547.3286 | 10547.3286 | 10547.3286 | 10547.3286 | 10547.3286 | 10547.3286 | 10547.3286 | 10547.3286 | 10547.3286 | 10547.3286 | 10547.3286 | 10547.3286
F3_Industrial_Industrial - ID_Existing_Space Heating_Natural Gas_Furnace_E3 | F3 | Industrial | Industrial - ID | Existing | Space Heating | Natural Gas | Furnace | E3 | System - kBTUs of Consumption | 9913.0114 | 9888.1205 | 9888.1205 | 9888.1205 | 9888.1205 | 9888.1205 | 9888.1205 | 9888.1205 | 9888.1205 | 9888.1205 | 9888.1205 | 9888.1205 | 9888.1205 | 9888.1205 | 9888.1205 | 9888.1205 | 9888.1205 | 9888.1205 | 9888.1205 | 9888.1205 | 9888.1205 | 9888.1205 | 9888.1205 | 9888.1205 | 9888.1205 | 9888.1205 | 9888.1205
F3_Industrial_Industrial - ID_Existing_Space Heating_Natural Gas_Furnace_E4 | F3 | Industrial | Industrial - ID | Existing | Space Heating | Natural Gas | Furnace | E4 | System - kBTUs of Consumption | 0 | 0 | 0 | 0 | 0 | 0 | 0 | 0 | 0 | 0 | 0 | 0 | 0 | 0 | 0 | 0 | 0 | 0 | 0 | 0 | 0 | 0 | 0 | 0 | 0 | 0 | 0
F3_Industrial_Industrial - ID_Existing_Space Heating_Natural Gas_Furnace_E5 | F3 | Industrial | Industrial - ID | Existing | Space Heating | Natural Gas | Furnace | E5 | System - kBTUs of Consumption | 0 | 0 | 0 | 0 | 0 | 0 | 0 | 0 | 0 | 0 | 0 | 0 | 0 | 0 | 0 | 0 | 0 | 0 | 0 | 0 | 0 | 0 | 0 | 0 | 0 | 0 | 0
F3_Industrial_Industrial - ID_Existing_Space Heating_Natural Gas_Furnace_E6 | F3 | Industrial | Industrial - ID | Existing | Space Heating | Natural Gas | Furnace | E6 | System - kBTUs of Consumption | 0 | 0 | 0 | 0 | 0 | 0 | 0 | 0 | 0 | 0 | 0 | 0 | 0 | 0 | 0 | 0 | 0 | 0 | 0 | 0 | 0 | 0 | 0 | 0 | 0 | 0 | 0
F3_Industrial_Industrial - ID_Existing_Space Heating_Natural Gas_Furnace_E7 | F3 | Industrial | Industrial - ID | Existing | Space Heating | Natural Gas | Furnace | E7 | System - kBTUs of Consumption | 0 | 0 | 0 | 0 | 0 | 0 | 0 | 0 | 0 | 0 | 0 | 0 | 0 | 0 | 0 | 0 | 0 | 0 | 0 | 0 | 0 | 0 | 0 | 0 | 0 | 0 | 0
F3_Industrial_Industrial - ID_Existing_Space Heating_Natural Gas_Furnace_E8 | F3 | Industrial | Industrial - ID | Existing | Space Heating | Natural Gas | Furnace | E8 | System - kBTUs of Consumption | 0 | 0 | 0 | 0 | 0 | 0 | 0 | 0 | 0 | 0 | 0 | 0 | 0 | 0 | 0 | 0 | 0 | 0 | 0 | 0 | 0 | 0 | 0 | 0 | 0 | 0 | 0
F3_Industrial_Industrial - ID_Existing_Space Heating_Natural Gas_Furnace_E9 | F3 | Industrial | Industrial - ID | Existing | Space Heating | Natural Gas | Furnace | E9 | System - kBTUs of Consumption | 0 | 0 | 0 | 0 | 0 | 0 | 0 | 0 | 0 | 0 | 0 | 0 | 0 | 0 | 0 | 0 | 0 | 0 | 0 | 0 | 0 | 0 | 0 | 0 | 0 | 0 | 0
F3_Industrial_Industrial - ID_Existing_Space Heating_Natural Gas_Furnace_E10 | F3 | Industrial | Industrial - ID | Existing | Space Heating | Natural Gas | Furnace | E10 | System - kBTUs of Consumption | 0 | 0 | 0 | 0 | 0 | 0 | 0 | 0 | 0 | 0 | 0 | 0 | 0 | 0 | 0 | 0 | 0 | 0 | 0 | 0 | 0 | 0 | 0 | 0 | 0 | 0 | 0
F4_Industrial_Industrial - ID_Existing_Space Heating_Natural Gas_Furnace_E1 | F4 | Industrial | Industrial - ID | Existing | Space Heating | Natural Gas | Furnace | E1 | Utility - Cost of Equipment | 377.6584 | 377.6584 | 377.6584 | 377.6584 | 377.6584 | 377.6584 | 377.6584 | 377.6584 | 377.6584 | 377.6584 | 377.6584 | 377.6584 | 377.6584 | 377.6584 | 377.6584 | 377.6584 | 377.6584 | 377.6584 | 377.6584 | 377.6584 | 377.6584 | 377.6584 | 377.6584 | 377.6584 | 377.6584 | 377.6584 | 377.6584
F4_Industrial_Industrial - ID_Existing_Space Heating_Natural Gas_Furnace_E2 | F4 | Industrial | Industrial - ID | Existing | Space Heating | Natural Gas | Furnace | E2 | Utility - Cost of Equipment | 922.9221 | 922.9221 | 922.9221 | 922.9221 | 922.9221 | 922.9221 | 922.9221 | 922.9221 | 922.9221 | 922.9221 | 922.9221 | 922.9221 | 922.9221 | 922.9221 | 922.9221 | 922.9221 | 922.9221 | 922.9221 | 922.9221 | 922.9221 | 922.9221 | 922.9221 | 922.9221 | 922.9221 | 922.9221 | 922.9221 | 922.9221
F4_Industrial_Industrial - ID_Existing_Space Heating_Natural Gas_Furnace_E3 | F4 | Industrial | Industrial - ID | Existing | Space Heating | Natural Gas | Furnace | E3 | Utility - Cost of Equipment | 268.2435 | 268.2435 | 268.2435 | 268.2435 | 268.2435 | 268.2435 | 268.2435 | 268.2435 | 268.2435 | 268.2435 | 268.2435 | 268.2435 | 268.2435 | 268.2435 | 268.2435 | 268.2435 | 268.2435 | 268.2435 | 268.2435 | 268.2435 | 268.2435 | 268.2435 | 268.2435 | 268.2435 | 268.2435 | 268.2435 | 268.2435
F4_Industrial_Industrial - ID_Existing_Space Heating_Natural Gas_Furnace_E4 | F4 | Industrial | Industrial - ID | Existing | Space Heating | Natural Gas | Furnace | E4 | Utility - Cost of Equipment | 0 | 0 | 0 | 0 | 0 | 0 | 0 | 0 | 0 | 0 | 0 | 0 | 0 | 0 | 0 | 0 | 0 | 0 | 0 | 0 | 0 | 0 | 0 | 0 | 0 | 0 | 0
F4_Industrial_Industrial - ID_Existing_Space Heating_Natural Gas_Furnace_E5 | F4 | Industrial | Industrial - ID | Existing | Space Heating | Natural Gas | Furnace | E5 | Utility - Cost of Equipment | 0 | 0 | 0 | 0 | 0 | 0 | 0 | 0 | 0 | 0 | 0 | 0 | 0 | 0 | 0 | 0 | 0 | 0 | 0 | 0 | 0 | 0 | 0 | 0 | 0 | 0 | 0
F4_Industrial_Industrial - ID_Existing_Space Heating_Natural Gas_Furnace_E6 | F4 | Industrial | Industrial - ID | Existing | Space Heating | Natural Gas | Furnace | E6 | Utility - Cost of Equipment | 0 | 0 | 0 | 0 | 0 | 0 | 0 | 0 | 0 | 0 | 0 | 0 | 0 | 0 | 0 | 0 | 0 | 0 | 0 | 0 | 0 | 0 | 0 | 0 | 0 | 0 | 0
F4_Industrial_Industrial - ID_Existing_Space Heating_Natural Gas_Furnace_E7 | F4 | Industrial | Industrial - ID | Existing | Space Heating | Natural Gas | Furnace | E7 | Utility - Cost of Equipment | 0 | 0 | 0 | 0 | 0 | 0 | 0 | 0 | 0 | 0 | 0 | 0 | 0 | 0 | 0 | 0 | 0 | 0 | 0 | 0 | 0 | 0 | 0 | 0 | 0 | 0 | 0
F4_Industrial_Industrial - ID_Existing_Space Heating_Natural Gas_Furnace_E8 | F4 | Industrial | Industrial - ID | Existing | Space Heating | Natural Gas | Furnace | E8 | Utility - Cost of Equipment | 0 | 0 | 0 | 0 | 0 | 0 | 0 | 0 | 0 | 0 | 0 | 0 | 0 | 0 | 0 | 0 | 0 | 0 | 0 | 0 | 0 | 0 | 0 | 0 | 0 | 0 | 0
F4_Industrial_Industrial - ID_Existing_Space Heating_Natural Gas_Furnace_E9 | F4 | Industrial | Industrial - ID | Existing | Space Heating | Natural Gas | Furnace | E9 | Utility - Cost of Equipment | 0 | 0 | 0 | 0 | 0 | 0 | 0 | 0 | 0 | 0 | 0 | 0 | 0 | 0 | 0 | 0 | 0 | 0 | 0 | 0 | 0 | 0 | 0 | 0 | 0 | 0 | 0
F4_Industrial_Industrial - ID_Existing_Space Heating_Natural Gas_Furnace_E10 | F4 | Industrial | Industrial - ID | Existing | Space Heating | Natural Gas | Furnace | E10 | Utility - Cost of Equipment | 0 | 0 | 0 | 0 | 0 | 0 | 0 | 0 | 0 | 0 | 0 | 0 | 0 | 0 | 0 | 0 | 0 | 0 | 0 | 0 | 0 | 0 | 0 | 0 | 0 | 0 | 0
F5_Industrial_Industrial - ID_Existing_Space Heating_Natural Gas_Furnace_E1 | F5 | Industrial | Industrial - ID | Existing | Space Heating | Natural Gas | Furnace | E1 | Utility - Cost of Operation | 37.5134 | 39.8099 | 42.4015 | 45.2243 | 47.9756 | 50.4097 | 52.833 | 55.0655 | 57.2554 | 59.0633 | 60.726 | 62.411 | 64.0036 | 65.3983 | 66.6416 | 67.6923 | 68.7243 | 69.8247 | 70.9051 | 72.0118 | 73.1542 | 74.3011 | 75.4703 | 76.286 | 77.0407 | 77.7365 | 78.3755
F5_Industrial_Industrial - ID_Existing_Space Heating_Natural Gas_Furnace_E2 | F5 | Industrial | Industrial - ID | Existing | Space Heating | Natural Gas | Furnace | E2 | Utility - Cost of Operation | 33.3452 | 35.3866 | 37.6902 | 40.1994 | 42.645 | 44.8086 | 46.9627 | 48.9471 | 50.8937 | 52.5007 | 53.9786 | 55.4764 | 56.8921 | 58.1318 | 59.237 | 60.1709 | 61.0883 | 62.0664 | 63.0267 | 64.0105 | 65.0259 | 66.0454 | 67.0848 | 67.8098 | 68.4806 | 69.0991 | 69.6671
F5_Industrial_Industrial - ID_Existing_Space Heating_Natural Gas_Furnace_E3 | F5 | Industrial | Industrial - ID | Existing | Space Heating | Natural Gas | Furnace | E3 | Utility - Cost of Operation | 29.6549 | 31.6557 | 33.9295 | 36.4231 | 38.8555 | 40.9989 | 43.1335 | 45.0937 | 47.0182 | 48.5945 | 50.0424 | 51.5175 | 52.9153 | 54.14 | 55.2299 | 56.1469 | 57.0512 | 58.0225 | 58.9795 | 59.9646 | 60.9865 | 62.0161 | 63.0698 | 63.8012 | 64.4797 | 65.1071 | 65.685
F5_Industrial_Industrial - ID_Existing_Space Heating_Natural Gas_Furnace_E4 | F5 | Industrial | Industrial - ID | Existing | Space Heating | Natural Gas | Furnace | E4 | Utility - Cost of Operation | 0 | 0 | 0 | 0 | 0 | 0 | 0 | 0 | 0 | 0 | 0 | 0 | 0 | 0 | 0 | 0 | 0 | 0 | 0 | 0 | 0 | 0 | 0 | 0 | 0 | 0 | 0
F5_Industrial_Industrial - ID_Existing_Space Heating_Natural Gas_Furnace_E5 | F5 | Industrial | Industrial - ID | Existing | Space Heating | Natural Gas | Furnace | E5 | Utility - Cost of Operation | 0 | 0 | 0 | 0 | 0 | 0 | 0 | 0 | 0 | 0 | 0 | 0 | 0 | 0 | 0 | 0 | 0 | 0 | 0 | 0 | 0 | 0 | 0 | 0 | 0 | 0 | 0
F5_Industrial_Industrial - ID_Existing_Space Heating_Natural Gas_Furnace_E6 | F5 | Industrial | Industrial - ID | Existing | Space Heating | Natural Gas | Furnace | E6 | Utility - Cost of Operation | 0 | 0 | 0 | 0 | 0 | 0 | 0 | 0 | 0 | 0 | 0 | 0 | 0 | 0 | 0 | 0 | 0 | 0 | 0 | 0 | 0 | 0 | 0 | 0 | 0 | 0 | 0
F5_Industrial_Industrial - ID_Existing_Space Heating_Natural Gas_Furnace_E7 | F5 | Industrial | Industrial - ID | Existing | Space Heating | Natural Gas | Furnace | E7 | Utility - Cost of Operation | 0 | 0 | 0 | 0 | 0 | 0 | 0 | 0 | 0 | 0 | 0 | 0 | 0 | 0 | 0 | 0 | 0 | 0 | 0 | 0 | 0 | 0 | 0 | 0 | 0 | 0 | 0
F5_Industrial_Industrial - ID_Existing_Space Heating_Natural Gas_Furnace_E8 | F5 | Industrial | Industrial - ID | Existing | Space Heating | Natural Gas | Furnace | E8 | Utility - Cost of Operation | 0 | 0 | 0 | 0 | 0 | 0 | 0 | 0 | 0 | 0 | 0 | 0 | 0 | 0 | 0 | 0 | 0 | 0 | 0 | 0 | 0 | 0 | 0 | 0 | 0 | 0 | 0
F5_Industrial_Industrial - ID_Existing_Space Heating_Natural Gas_Furnace_E9 | F5 | Industrial | Industrial - ID | Existing | Space Heating | Natural Gas | Furnace | E9 | Utility - Cost of Operation | 0 | 0 | 0 | 0 | 0 | 0 | 0 | 0 | 0 | 0 | 0 | 0 | 0 | 0 | 0 | 0 | 0 | 0 | 0 | 0 | 0 | 0 | 0 | 0 | 0 | 0 | 0
F5_Industrial_Industrial - ID_Existing_Space Heating_Natural Gas_Furnace_E10 | F5 | Industrial | Industrial - ID | Existing | Space Heating | Natural Gas | Furnace | E10 | Utility - Cost of Operation | 0 | 0 | 0 | 0 | 0 | 0 | 0 | 0 | 0 | 0 | 0 | 0 | 0 | 0 | 0 | 0 | 0 | 0 | 0 | 0 | 0 | 0 | 0 | 0 | 0 | 0 | 0
F6_Industrial_Industrial - ID_Existing_Space Heating_Natural Gas_Furnace_E1 | F6 | Industrial | Industrial - ID | Existing | Space Heating | Natural Gas | Furnace | E1 | Utility - Value of Sales | 34.7302 | 36.0419 | 37.5848 | 39.2757 | 41.0082 | 42.7377 | 44.3929 | 45.9209 | 47.4246 | 48.4907 | 49.7554 | 51.0836 | 52.3529 | 53.444 | 54.4163 | 55.2243 | 55.9654 | 56.714 | 57.3693 | 57.9788 | 58.5487 | 59.2947 | 59.9998 | 60.6205 | 61.1939 | 61.7214 | 62.2048
F6_Industrial_Industrial - ID_Existing_Space Heating_Natural Gas_Furnace_E2 | F6 | Industrial | Industrial - ID | Existing | Space Heating | Natural Gas | Furnace | E2 | Utility - Value of Sales | 30.8713 | 32.0373 | 33.4087 | 34.9117 | 36.4517 | 37.9891 | 39.4603 | 40.8186 | 42.1552 | 43.1028 | 44.227 | 45.4076 | 46.5359 | 47.5058 | 48.37 | 49.0883 | 49.747 | 50.4124 | 50.995 | 51.5367 | 52.0433 | 52.7064 | 53.3332 | 53.8849 | 54.3945 | 54.8635 | 55.2932
F6_Industrial_Industrial - ID_Existing_Space Heating_Natural Gas_Furnace_E3 | F6 | Industrial | Industrial - ID | Existing | Space Heating | Natural Gas | Furnace | E3 | Utility - Value of Sales | 27.9432 | 29.0683 | 30.4121 | 31.8987 | 33.4285 | 34.9591 | 36.423 | 37.7713 | 39.0991 | 40.0251 | 41.1351 | 42.3044 | 43.4238 | 44.3832 | 45.2369 | 45.9427 | 46.5903 | 47.2481 | 47.8232 | 48.359 | 48.8613 | 49.5286 | 50.161 | 50.7183 | 51.2345 | 51.7109 | 52.149
F6_Industrial_Industrial - ID_Existing_Space Heating_Natural Gas_Furnace_E4 | F6 | Industrial | Industrial - ID | Existing | Space Heating | Natural Gas | Furnace | E4 | Utility - Value of Sales | 0 | 0 | 0 | 0 | 0 | 0 | 0 | 0 | 0 | 0 | 0 | 0 | 0 | 0 | 0 | 0 | 0 | 0 | 0 | 0 | 0 | 0 | 0 | 0 | 0 | 0 | 0
F6_Industrial_Industrial - ID_Existing_Space Heating_Natural Gas_Furnace_E5 | F6 | Industrial | Industrial - ID | Existing | Space Heating | Natural Gas | Furnace | E5 | Utility - Value of Sales | 0 | 0 | 0 | 0 | 0 | 0 | 0 | 0 | 0 | 0 | 0 | 0 | 0 | 0 | 0 | 0 | 0 | 0 | 0 | 0 | 0 | 0 | 0 | 0 | 0 | 0 | 0
F6_Industrial_Industrial - ID_Existing_Space Heating_Natural Gas_Furnace_E6 | F6 | Industrial | Industrial - ID | Existing | Space Heating | Natural Gas | Furnace | E6 | Utility - Value of Sales | 0 | 0 | 0 | 0 | 0 | 0 | 0 | 0 | 0 | 0 | 0 | 0 | 0 | 0 | 0 | 0 | 0 | 0 | 0 | 0 | 0 | 0 | 0 | 0 | 0 | 0 | 0
F6_Industrial_Industrial - ID_Existing_Space Heating_Natural Gas_Furnace_E7 | F6 | Industrial | Industrial - ID | Existing | Space Heating | Natural Gas | Furnace | E7 | Utility - Value of Sales | 0 | 0 | 0 | 0 | 0 | 0 | 0 | 0 | 0 | 0 | 0 | 0 | 0 | 0 | 0 | 0 | 0 | 0 | 0 | 0 | 0 | 0 | 0 | 0 | 0 | 0 | 0
F6_Industrial_Industrial - ID_Existing_Space Heating_Natural Gas_Furnace_E8 | F6 | Industrial | Industrial - ID | Existing | Space Heating | Natural Gas | Furnace | E8 | Utility - Value of Sales | 0 | 0 | 0 | 0 | 0 | 0 | 0 | 0 | 0 | 0 | 0 | 0 | 0 | 0 | 0 | 0 | 0 | 0 | 0 | 0 | 0 | 0 | 0 | 0 | 0 | 0 | 0
F6_Industrial_Industrial - ID_Existing_Space Heating_Natural Gas_Furnace_E9 | F6 | Industrial | Industrial - ID | Existing | Space Heating | Natural Gas | Furnace | E9 | Utility - Value of Sales | 0 | 0 | 0 | 0 | 0 | 0 | 0 | 0 | 0 | 0 | 0 | 0 | 0 | 0 | 0 | 0 | 0 | 0 | 0 | 0 | 0 | 0 | 0 | 0 | 0 | 0 | 0
F6_Industrial_Industrial - ID_Existing_Space Heating_Natural Gas_Furnace_E10 | F6 | Industrial | Industrial - ID | Existing | Space Heating | Natural Gas | Furnace | E10 | Utility - Value of Sales | 0 | 0 | 0 | 0 | 0 | 0 | 0 | 0 | 0 | 0 | 0 | 0 | 0 | 0 | 0 | 0 | 0 | 0 | 0 | 0 | 0 | 0 | 0 | 0 | 0 | 0 | 0
F1_Industrial_Industrial - ID_Existing_Space Heating_Natural Gas_Boiler_E1 | F1 | Industrial | Industrial - ID | Existing | Space Heating | Natural Gas | Boiler | E1 | RVT - Cost of Equipment | 409.2425 | 409.2425 | 409.2425 | 409.2425 | 409.2425 | 409.2425 | 409.2425 | 409.2425 | 409.2425 | 409.2425 | 409.2425 | 409.2425 | 409.2425 | 409.2425 | 409.2425 | 409.2425 | 409.2425 | 409.2425 | 409.2425 | 409.2425 | 409.2425 | 409.2425 | 409.2425 | 409.2425 | 409.2425 | 409.2425 | 409.2425
F1_Industrial_Industrial - ID_Existing_Space Heating_Natural Gas_Boiler_E2 | F1 | Industrial | Industrial - ID | Existing | Space Heating | Natural Gas | Boiler | E2 | RVT - Cost of Equipment | 426.4005 | 426.4005 | 426.4005 | 426.4005 | 426.4005 | 426.4005 | 426.4005 | 426.4005 | 426.4005 | 426.4005 | 426.4005 | 426.4005 | 426.4005 | 426.4005 | 426.4005 | 426.4005 | 426.4005 | 426.4005 | 426.4005 | 426.4005 | 426.4005 | 426.4005 | 426.4005 | 426.4005 | 426.4005 | 426.4005 | 426.4005
F1_Industrial_Industrial - ID_Existing_Space Heating_Natural Gas_Boiler_E3 | F1 | Industrial | Industrial - ID | Existing | Space Heating | Natural Gas | Boiler | E3 | RVT - Cost of Equipment | 398.0701 | 398.0701 | 398.0701 | 398.0701 | 398.0701 | 398.0701 | 398.0701 | 398.0701 | 398.0701 | 398.0701 | 398.0701 | 398.0701 | 398.0701 | 398.0701 | 398.0701 | 398.0701 | 398.0701 | 398.0701 | 398.0701 | 398.0701 | 398.0701 | 398.0701 | 398.0701 | 398.0701 | 398.0701 | 398.0701 | 398.0701
F1_Industrial_Industrial - ID_Existing_Space Heating_Natural Gas_Boiler_E4 | F1 | Industrial | Industrial - ID | Existing | Space Heating | Natural Gas | Boiler | E4 | RVT - Cost of Equipment | 3282.8756 | 3282.8756 | 3282.8756 | 3282.8756 | 3282.8756 | 3282.8756 | 3282.8756 | 3282.8756 | 3282.8756 | 3282.8756 | 3282.8756 | 3282.8756 | 3282.8756 | 3282.8756 | 3282.8756 | 3282.8756 | 3282.8756 | 3282.8756 | 3282.8756 | 3282.8756 | 3282.8756 | 3282.8756 | 3282.8756 | 3282.8756 | 3282.8756 | 3282.8756 | 3282.8756
F1_Industrial_Industrial - ID_Existing_Space Heating_Natural Gas_Boiler_E5 | F1 | Industrial | Industrial - ID | Existing | Space Heating | Natural Gas | Boiler | E5 | RVT - Cost of Equipment | 0 | 0 | 0 | 0 | 0 | 0 | 0 | 0 | 0 | 0 | 0 | 0 | 0 | 0 | 0 | 0 | 0 | 0 | 0 | 0 | 0 | 0 | 0 | 0 | 0 | 0 | 0
F1_Industrial_Industrial - ID_Existing_Space Heating_Natural Gas_Boiler_E6 | F1 | Industrial | Industrial - ID | Existing | Space Heating | Natural Gas | Boiler | E6 | RVT - Cost of Equipment | 0 | 0 | 0 | 0 | 0 | 0 | 0 | 0 | 0 | 0 | 0 | 0 | 0 | 0 | 0 | 0 | 0 | 0 | 0 | 0 | 0 | 0 | 0 | 0 | 0 | 0 | 0
F1_Industrial_Industrial - ID_Existing_Space Heating_Natural Gas_Boiler_E7 | F1 | Industrial | Industrial - ID | Existing | Space Heating | Natural Gas | Boiler | E7 | RVT - Cost of Equipment | 0 | 0 | 0 | 0 | 0 | 0 | 0 | 0 | 0 | 0 | 0 | 0 | 0 | 0 | 0 | 0 | 0 | 0 | 0 | 0 | 0 | 0 | 0 | 0 | 0 | 0 | 0
F1_Industrial_Industrial - ID_Existing_Space Heating_Natural Gas_Boiler_E8 | F1 | Industrial | Industrial - ID | Existing | Space Heating | Natural Gas | Boiler | E8 | RVT - Cost of Equipment | 0 | 0 | 0 | 0 | 0 | 0 | 0 | 0 | 0 | 0 | 0 | 0 | 0 | 0 | 0 | 0 | 0 | 0 | 0 | 0 | 0 | 0 | 0 | 0 | 0 | 0 | 0
F1_Industrial_Industrial - ID_Existing_Space Heating_Natural Gas_Boiler_E9 | F1 | Industrial | Industrial - ID | Existing | Space Heating | Natural Gas | Boiler | E9 | RVT - Cost of Equipment | 0 | 0 | 0 | 0 | 0 | 0 | 0 | 0 | 0 | 0 | 0 | 0 | 0 | 0 | 0 | 0 | 0 | 0 | 0 | 0 | 0 | 0 | 0 | 0 | 0 | 0 | 0
F1_Industrial_Industrial - ID_Existing_Space Heating_Natural Gas_Boiler_E10 | F1 | Industrial | Industrial - ID | Existing | Space Heating | Natural Gas | Boiler | E10 | RVT - Cost of Equipment | 0 | 0 | 0 | 0 | 0 | 0 | 0 | 0 | 0 | 0 | 0 | 0 | 0 | 0 | 0 | 0 | 0 | 0 | 0 | 0 | 0 | 0 | 0 | 0 | 0 | 0 | 0
F2_Industrial_Industrial - ID_Existing_Space Heating_Natural Gas_Boiler_E1 | F2 | Industrial | Industrial - ID | Existing | Space Heating | Natural Gas | Boiler | E1 | RVT - Cost of Operation | 38.2575 | 39.4814 | 40.8732 | 42.3673 | 43.883 | 45.387 | 46.826 | 48.1593 | 49.4668 | 50.4246 | 51.5342 | 52.6894 | 53.7888 | 54.7382 | 55.5857 | 56.2957 | 56.9453 | 57.5932 | 58.1605 | 58.6847 | 59.1713 | 59.7907 | 60.3725 | 60.8829 | 61.3515 | 61.5572 | 61.65
F2_Industrial_Industrial - ID_Existing_Space Heating_Natural Gas_Boiler_E2 | F2 | Industrial | Industrial - ID | Existing | Space Heating | Natural Gas | Boiler | E2 | RVT - Cost of Operation | 36.0075 | 37.1594 | 38.4693 | 39.8756 | 41.3022 | 42.7176 | 44.072 | 45.3269 | 46.5576 | 47.459 | 48.5033 | 49.5906 | 50.6253 | 51.5189 | 52.3166 | 52.9848 | 53.5962 | 54.206 | 54.7399 | 55.2333 | 55.6913 | 56.2743 | 56.8219 | 57.3022 | 57.7433 | 57.9369 | 58.0242
F2_Industrial_Industrial - ID_Existing_Space Heating_Natural Gas_Boiler_E3 | F2 | Industrial | Industrial - ID | Existing | Space Heating | Natural Gas | Boiler | E3 | RVT - Cost of Operation | 31.5518 | 32.5612 | 33.709 | 34.9413 | 36.1913 | 37.4317 | 38.6184 | 39.7181 | 40.7964 | 41.5863 | 42.5014 | 43.4541 | 44.3608 | 45.1438 | 45.8428 | 46.4284 | 46.9641 | 47.4984 | 47.9663 | 48.3986 | 48.7999 | 49.3108 | 49.7906 | 50.2115 | 50.598 | 50.7677 | 50.8441
F2_Industrial_Industrial - ID_Existing_Space Heating_Natural Gas_Boiler_E4 | F2 | Industrial | Industrial - ID | Existing | Space Heating | Natural Gas | Boiler | E4 | RVT - Cost of Operation | 18.6693 | 19.421 | 20.3188 | 21.312 | 22.3341 | 23.3567 | 24.3348 | 25.2356 | 26.1227 | 26.7414 | 27.483 | 28.2642 | 29.0121 | 29.6531 | 30.2235 | 30.695 | 31.1277 | 31.5672 | 31.9514 | 32.3094 | 32.645 | 33.0908 | 33.5133 | 33.8857 | 34.2305 | 34.5488 | 34.8415
F2_Industrial_Industrial - ID_Existing_Space Heating_Natural Gas_Boiler_E5 | F2 | Industrial | Industrial - ID | Existing | Space Heating | Natural Gas | Boiler | E5 | RVT - Cost of Operation | 0 | 0 | 0 | 0 | 0 | 0 | 0 | 0 | 0 | 0 | 0 | 0 | 0 | 0 | 0 | 0 | 0 | 0 | 0 | 0 | 0 | 0 | 0 | 0 | 0 | 0 | 0
F2_Industrial_Industrial - ID_Existing_Space Heating_Natural Gas_Boiler_E6 | F2 | Industrial | Industrial - ID | Existing | Space Heating | Natural Gas | Boiler | E6 | RVT - Cost of Operation | 0 | 0 | 0 | 0 | 0 | 0 | 0 | 0 | 0 | 0 | 0 | 0 | 0 | 0 | 0 | 0 | 0 | 0 | 0 | 0 | 0 | 0 | 0 | 0 | 0 | 0 | 0
F2_Industrial_Industrial - ID_Existing_Space Heating_Natural Gas_Boiler_E7 | F2 | Industrial | Industrial - ID | Existing | Space Heating | Natural Gas | Boiler | E7 | RVT - Cost of Operation | 0 | 0 | 0 | 0 | 0 | 0 | 0 | 0 | 0 | 0 | 0 | 0 | 0 | 0 | 0 | 0 | 0 | 0 | 0 | 0 | 0 | 0 | 0 | 0 | 0 | 0 | 0
F2_Industrial_Industrial - ID_Existing_Space Heating_Natural Gas_Boiler_E8 | F2 | Industrial | Industrial - ID | Existing | Space Heating | Natural Gas | Boiler | E8 | RVT - Cost of Operation | 0 | 0 | 0 | 0 | 0 | 0 | 0 | 0 | 0 | 0 | 0 | 0 | 0 | 0 | 0 | 0 | 0 | 0 | 0 | 0 | 0 | 0 | 0 | 0 | 0 | 0 | 0
F2_Industrial_Industrial - ID_Existing_Space Heating_Natural Gas_Boiler_E9 | F2 | Industrial | Industrial - ID | Existing | Space Heating | Natural Gas | Boiler | E9 | RVT - Cost of Operation | 0 | 0 | 0 | 0 | 0 | 0 | 0 | 0 | 0 | 0 | 0 | 0 | 0 | 0 | 0 | 0 | 0 | 0 | 0 | 0 | 0 | 0 | 0 | 0 | 0 | 0 | 0
F2_Industrial_Industrial - ID_Existing_Space Heating_Natural Gas_Boiler_E10 | F2 | Industrial | Industrial - ID | Existing | Space Heating | Natural Gas | Boiler | E10 | RVT - Cost of Operation | 0 | 0 | 0 | 0 | 0 | 0 | 0 | 0 | 0 | 0 | 0 | 0 | 0 | 0 | 0 | 0 | 0 | 0 | 0 | 0 | 0 | 0 | 0 | 0 | 0 | 0 | 0
F3_Industrial_Industrial - ID_Existing_Space Heating_Natural Gas_Boiler_E1 | F3 | Industrial | Industrial - ID | Existing | Space Heating | Natural Gas | Boiler | E1 | System - kBTUs of Consumption | 11365.5551 | 11351.0039 | 11351.0039 | 11351.0039 | 11351.0039 | 11351.0039 | 11351.0039 | 11351.0039 | 11351.0039 | 11351.0039 | 11351.0039 | 11351.0039 | 11351.0039 | 11351.0039 | 11351.0039 | 11351.0039 | 11351.0039 | 11351.0039 | 11351.0039 | 11351.0039 | 11351.0039 | 11351.0039 | 11351.0039 | 11351.0039 | 11351.0039 | 11210.8681 | 11035.6983
F3_Industrial_Industrial - ID_Existing_Space Heating_Natural Gas_Boiler_E2 | F3 | Industrial | Industrial - ID | Existing | Space Heating | Natural Gas | Boiler | E2 | System - kBTUs of Consumption | 10697.1172 | 10683.4218 | 10683.4218 | 10683.4218 | 10683.4218 | 10683.4218 | 10683.4218 | 10683.4218 | 10683.4218 | 10683.4218 | 10683.4218 | 10683.4218 | 10683.4218 | 10683.4218 | 10683.4218 | 10683.4218 | 10683.4218 | 10683.4218 | 10683.4218 | 10683.4218 | 10683.4218 | 10683.4218 | 10683.4218 | 10683.4218 | 10683.4218 | 10551.5277 | 10386.6601
F3_Industrial_Industrial - ID_Existing_Space Heating_Natural Gas_Boiler_E3 | F3 | Industrial | Industrial - ID | Existing | Space Heating | Natural Gas | Boiler | E3 | System - kBTUs of Consumption | 9373.4307 | 9361.43 | 9361.43 | 9361.43 | 9361.43 | 9361.43 | 9361.43 | 9361.43 | 9361.43 | 9361.43 | 9361.43 | 9361.43 | 9361.43 | 9361.43 | 9361.43 | 9361.43 | 9361.43 | 9361.43 | 9361.43 | 9361.43 | 9361.43 | 9361.43 | 9361.43 | 9361.43 | 9361.43 | 9245.8568 | 9101.3903
F3_Industrial_Industrial - ID_Existing_Space Heating_Natural Gas_Boiler_E4 | F3 | Industrial | Industrial - ID | Existing | Space Heating | Natural Gas | Boiler | E4 | System - kBTUs of Consumption | 6623.0344 | 6606.4044 | 6606.4044 | 6606.4044 | 6606.4044 | 6606.4044 | 6606.4044 | 6606.4044 | 6606.4044 | 6606.4044 | 6606.4044 | 6606.4044 | 6606.4044 | 6606.4044 | 6606.4044 | 6606.4044 | 6606.4044 | 6606.4044 | 6606.4044 | 6606.4044 | 6606.4044 | 6606.4044 | 6606.4044 | 6606.4044 | 6606.4044 | 6606.4044 | 6606.4044
F3_Industrial_Industrial - ID_Existing_Space Heating_Natural Gas_Boiler_E5 | F3 | Industrial | Industrial - ID | Existing | Space Heating | Natural Gas | Boiler | E5 | System - kBTUs of Consumption | 0 | 0 | 0 | 0 | 0 | 0 | 0 | 0 | 0 | 0 | 0 | 0 | 0 | 0 | 0 | 0 | 0 | 0 | 0 | 0 | 0 | 0 | 0 | 0 | 0 | 0 | 0
F3_Industrial_Industrial - ID_Existing_Space Heating_Natural Gas_Boiler_E6 | F3 | Industrial | Industrial - ID | Existing | Space Heating | Natural Gas | Boiler | E6 | System - kBTUs of Consumption | 0 | 0 | 0 | 0 | 0 | 0 | 0 | 0 | 0 | 0 | 0 | 0 | 0 | 0 | 0 | 0 | 0 | 0 | 0 | 0 | 0 | 0 | 0 | 0 | 0 | 0 | 0
F3_Industrial_Industrial - ID_Existing_Space Heating_Natural Gas_Boiler_E7 | F3 | Industrial | Industrial - ID | Existing | Space Heating | Natural Gas | Boiler | E7 | System - kBTUs of Consumption | 0 | 0 | 0 | 0 | 0 | 0 | 0 | 0 | 0 | 0 | 0 | 0 | 0 | 0 | 0 | 0 | 0 | 0 | 0 | 0 | 0 | 0 | 0 | 0 | 0 | 0 | 0
F3_Industrial_Industrial - ID_Existing_Space Heating_Natural Gas_Boiler_E8 | F3 | Industrial | Industrial - ID | Existing | Space Heating | Natural Gas | Boiler | E8 | System - kBTUs of Consumption | 0 | 0 | 0 | 0 | 0 | 0 | 0 | 0 | 0 | 0 | 0 | 0 | 0 | 0 | 0 | 0 | 0 | 0 | 0 | 0 | 0 | 0 | 0 | 0 | 0 | 0 | 0
F3_Industrial_Industrial - ID_Existing_Space Heating_Natural Gas_Boiler_E9 | F3 | Industrial | Industrial - ID | Existing | Space Heating | Natural Gas | Boiler | E9 | System - kBTUs of Consumption | 0 | 0 | 0 | 0 | 0 | 0 | 0 | 0 | 0 | 0 | 0 | 0 | 0 | 0 | 0 | 0 | 0 | 0 | 0 | 0 | 0 | 0 | 0 | 0 | 0 | 0 | 0
F3_Industrial_Industrial - ID_Existing_Space Heating_Natural Gas_Boiler_E10 | F3 | Industrial | Industrial - ID | Existing | Space Heating | Natural Gas | Boiler | E10 | System - kBTUs of Consumption | 0 | 0 | 0 | 0 | 0 | 0 | 0 | 0 | 0 | 0 | 0 | 0 | 0 | 0 | 0 | 0 | 0 | 0 | 0 | 0 | 0 | 0 | 0 | 0 | 0 | 0 | 0
F4_Industrial_Industrial - ID_Existing_Space Heating_Natural Gas_Boiler_E1 | F4 | Industrial | Industrial - ID | Existing | Space Heating | Natural Gas | Boiler | E1 | Utility - Cost of Equipment | 409.2425 | 409.2425 | 409.2425 | 409.2425 | 409.2425 | 409.2425 | 409.2425 | 409.2425 | 409.2425 | 409.2425 | 409.2425 | 409.2425 | 409.2425 | 409.2425 | 409.2425 | 409.2425 | 409.2425 | 409.2425 | 409.2425 | 409.2425 | 409.2425 | 409.2425 | 409.2425 | 409.2425 | 409.2425 | 409.2425 | 409.2425
F4_Industrial_Industrial - ID_Existing_Space Heating_Natural Gas_Boiler_E2 | F4 | Industrial | Industrial - ID | Existing | Space Heating | Natural Gas | Boiler | E2 | Utility - Cost of Equipment | 426.4005 | 426.4005 | 426.4005 | 426.4005 | 426.4005 | 426.4005 | 426.4005 | 426.4005 | 426.4005 | 426.4005 | 426.4005 | 426.4005 | 426.4005 | 426.4005 | 426.4005 | 426.4005 | 426.4005 | 426.4005 | 426.4005 | 426.4005 | 426.4005 | 426.4005 | 426.4005 | 426.4005 | 426.4005 | 426.4005 | 426.4005
F4_Industrial_Industrial - ID_Existing_Space Heating_Natural Gas_Boiler_E3 | F4 | Industrial | Industrial - ID | Existing | Space Heating | Natural Gas | Boiler | E3 | Utility - Cost of Equipment | 398.0701 | 398.0701 | 398.0701 | 398.0701 | 398.0701 | 398.0701 | 398.0701 | 398.0701 | 398.0701 | 398.0701 | 398.0701 | 398.0701 | 398.0701 | 398.0701 | 398.0701 | 398.0701 | 398.0701 | 398.0701 | 398.0701 | 398.0701 | 398.0701 | 398.0701 | 398.0701 | 398.0701 | 398.0701 | 398.0701 | 398.0701
F4_Industrial_Industrial - ID_Existing_Space Heating_Natural Gas_Boiler_E4 | F4 | Industrial | Industrial - ID | Existing | Space Heating | Natural Gas | Boiler | E4 | Utility - Cost of Equipment | 3282.8756 | 3282.8756 | 3282.8756 | 3282.8756 | 3282.8756 | 3282.8756 | 3282.8756 | 3282.8756 | 3282.8756 | 3282.8756 | 3282.8756 | 3282.8756 | 3282.8756 | 3282.8756 | 3282.8756 | 3282.8756 | 3282.8756 | 3282.8756 | 3282.8756 | 3282.8756 | 3282.8756 | 3282.8756 | 3282.8756 | 3282.8756 | 3282.8756 | 3282.8756 | 3282.8756
F4_Industrial_Industrial - ID_Existing_Space Heating_Natural Gas_Boiler_E5 | F4 | Industrial | Industrial - ID | Existing | Space Heating | Natural Gas | Boiler | E5 | Utility - Cost of Equipment | 0 | 0 | 0 | 0 | 0 | 0 | 0 | 0 | 0 | 0 | 0 | 0 | 0 | 0 | 0 | 0 | 0 | 0 | 0 | 0 | 0 | 0 | 0 | 0 | 0 | 0 | 0
F4_Industrial_Industrial - ID_Existing_Space Heating_Natural Gas_Boiler_E6 | F4 | Industrial | Industrial - ID | Existing | Space Heating | Natural Gas | Boiler | E6 | Utility - Cost of Equipment | 0 | 0 | 0 | 0 | 0 | 0 | 0 | 0 | 0 | 0 | 0 | 0 | 0 | 0 | 0 | 0 | 0 | 0 | 0 | 0 | 0 | 0 | 0 | 0 | 0 | 0 | 0
F4_Industrial_Industrial - ID_Existing_Space Heating_Natural Gas_Boiler_E7 | F4 | Industrial | Industrial - ID | Existing | Space Heating | Natural Gas | Boiler | E7 | Utility - Cost of Equipment | 0 | 0 | 0 | 0 | 0 | 0 | 0 | 0 | 0 | 0 | 0 | 0 | 0 | 0 | 0 | 0 | 0 | 0 | 0 | 0 | 0 | 0 | 0 | 0 | 0 | 0 | 0
F4_Industrial_Industrial - ID_Existing_Space Heating_Natural Gas_Boiler_E8 | F4 | Industrial | Industrial - ID | Existing | Space Heating | Natural Gas | Boiler | E8 | Utility - Cost of Equipment | 0 | 0 | 0 | 0 | 0 | 0 | 0 | 0 | 0 | 0 | 0 | 0 | 0 | 0 | 0 | 0 | 0 | 0 | 0 | 0 | 0 | 0 | 0 | 0 | 0 | 0 | 0
F4_Industrial_Industrial - ID_Existing_Space Heating_Natural Gas_Boiler_E9 | F4 | Industrial | Industrial - ID | Existing | Space Heating | Natural Gas | Boiler | E9 | Utility - Cost of Equipment | 0 | 0 | 0 | 0 | 0 | 0 | 0 | 0 | 0 | 0 | 0 | 0 | 0 | 0 | 0 | 0 | 0 | 0 | 0 | 0 | 0 | 0 | 0 | 0 | 0 | 0 | 0
F4_Industrial_Industrial - ID_Existing_Space Heating_Natural Gas_Boiler_E10 | F4 | Industrial | Industrial - ID | Existing | Space Heating | Natural Gas | Boiler | E10 | Utility - Cost of Equipment | 0 | 0 | 0 | 0 | 0 | 0 | 0 | 0 | 0 | 0 | 0 | 0 | 0 | 0 | 0 | 0 | 0 | 0 | 0 | 0 | 0 | 0 | 0 | 0 | 0 | 0 | 0
F5_Industrial_Industrial - ID_Existing_Space Heating_Natural Gas_Boiler_E1 | F5 | Industrial | Industrial - ID | Existing | Space Heating | Natural Gas | Boiler | E1 | Utility - Cost of Operation | 42.9438 | 45.0191 | 47.3105 | 49.7683 | 52.1576 | 54.2872 | 56.4021 | 58.3598 | 60.2747 | 61.8783 | 63.3555 | 64.8359 | 66.2277 | 67.4455 | 68.5333 | 69.459 | 70.36 | 71.3052 | 72.2253 | 73.1572 | 74.1089 | 75.0566 | 76.0147 | 76.6877 | 77.3069 | 77.5924 | 77.7338
F5_Industrial_Industrial - ID_Existing_Space Heating_Natural Gas_Boiler_E2 | F5 | Industrial | Industrial - ID | Existing | Space Heating | Natural Gas | Boiler | E2 | Utility - Cost of Operation | 40.4182 | 42.3714 | 44.528 | 46.8413 | 49.0901 | 51.0944 | 53.0849 | 54.9276 | 56.7298 | 58.2391 | 59.6294 | 61.0228 | 62.3327 | 63.4789 | 64.5027 | 65.3739 | 66.222 | 67.1115 | 67.9775 | 68.8546 | 69.7504 | 70.6423 | 71.544 | 72.1775 | 72.7603 | 73.029 | 73.162
F5_Industrial_Industrial - ID_Existing_Space Heating_Natural Gas_Boiler_E3 | F5 | Industrial | Industrial - ID | Existing | Space Heating | Natural Gas | Boiler | E3 | Utility - Cost of Operation | 35.4167 | 37.1283 | 39.018 | 41.045 | 43.0156 | 44.7719 | 46.5161 | 48.1307 | 49.7099 | 51.0324 | 52.2507 | 53.4717 | 54.6195 | 55.6238 | 56.521 | 57.2844 | 58.0275 | 58.807 | 59.5658 | 60.3344 | 61.1193 | 61.9008 | 62.691 | 63.2461 | 63.7568 | 63.9922 | 64.1088
F5_Industrial_Industrial - ID_Existing_Space Heating_Natural Gas_Boiler_E4 | F5 | Industrial | Industrial - ID | Existing | Space Heating | Natural Gas | Boiler | E4 | Utility - Cost of Operation | 19.8129 | 21.1497 | 22.6688 | 24.3348 | 25.96 | 27.392 | 28.8181 | 30.1278 | 31.4136 | 32.4668 | 33.4341 | 34.4196 | 35.3535 | 36.1717 | 36.9 | 37.5126 | 38.1167 | 38.7657 | 39.4051 | 40.0633 | 40.746 | 41.4339 | 42.1379 | 42.6266 | 43.0799 | 43.499 | 43.8852
F5_Industrial_Industrial - ID_Existing_Space Heating_Natural Gas_Boiler_E5 | F5 | Industrial | Industrial - ID | Existing | Space Heating | Natural Gas | Boiler | E5 | Utility - Cost of Operation | 0 | 0 | 0 | 0 | 0 | 0 | 0 | 0 | 0 | 0 | 0 | 0 | 0 | 0 | 0 | 0 | 0 | 0 | 0 | 0 | 0 | 0 | 0 | 0 | 0 | 0 | 0
F5_Industrial_Industrial - ID_Existing_Space Heating_Natural Gas_Boiler_E6 | F5 | Industrial | Industrial - ID | Existing | Space Heating | Natural Gas | Boiler | E6 | Utility - Cost of Operation | 0 | 0 | 0 | 0 | 0 | 0 | 0 | 0 | 0 | 0 | 0 | 0 | 0 | 0 | 0 | 0 | 0 | 0 | 0 | 0 | 0 | 0 | 0 | 0 | 0 | 0 | 0
F5_Industrial_Industrial - ID_Existing_Space Heating_Natural Gas_Boiler_E7 | F5 | Industrial | Industrial - ID | Existing | Space Heating | Natural Gas | Boiler | E7 | Utility - Cost of Operation | 0 | 0 | 0 | 0 | 0 | 0 | 0 | 0 | 0 | 0 | 0 | 0 | 0 | 0 | 0 | 0 | 0 | 0 | 0 | 0 | 0 | 0 | 0 | 0 | 0 | 0 | 0
F5_Industrial_Industrial - ID_Existing_Space Heating_Natural Gas_Boiler_E8 | F5 | Industrial | Industrial - ID | Existing | Space Heating | Natural Gas | Boiler | E8 | Utility - Cost of Operation | 0 | 0 | 0 | 0 | 0 | 0 | 0 | 0 | 0 | 0 | 0 | 0 | 0 | 0 | 0 | 0 | 0 | 0 | 0 | 0 | 0 | 0 | 0 | 0 | 0 | 0 | 0
F5_Industrial_Industrial - ID_Existing_Space Heating_Natural Gas_Boiler_E9 | F5 | Industrial | Industrial - ID | Existing | Space Heating | Natural Gas | Boiler | E9 | Utility - Cost of Operation | 0 | 0 | 0 | 0 | 0 | 0 | 0 | 0 | 0 | 0 | 0 | 0 | 0 | 0 | 0 | 0 | 0 | 0 | 0 | 0 | 0 | 0 | 0 | 0 | 0 | 0 | 0
F5_Industrial_Industrial - ID_Existing_Space Heating_Natural Gas_Boiler_E10 | F5 | Industrial | Industrial - ID | Existing | Space Heating | Natural Gas | Boiler | E10 | Utility - Cost of Operation | 0 | 0 | 0 | 0 | 0 | 0 | 0 | 0 | 0 | 0 | 0 | 0 | 0 | 0 | 0 | 0 | 0 | 0 | 0 | 0 | 0 | 0 | 0 | 0 | 0 | 0 | 0
F6_Industrial_Industrial - ID_Existing_Space Heating_Natural Gas_Boiler_E1 | F6 | Industrial | Industrial - ID | Existing | Space Heating | Natural Gas | Boiler | E1 | Utility - Value of Sales | 38.2575 | 39.4814 | 40.8732 | 42.3673 | 43.883 | 45.387 | 46.826 | 48.1593 | 49.4668 | 50.4246 | 51.5342 | 52.6894 | 53.7888 | 54.7382 | 55.5857 | 56.2957 | 56.9453 | 57.5932 | 58.1605 | 58.6847 | 59.1713 | 59.7907 | 60.3725 | 60.8829 | 61.3515 | 61.5572 | 61.65
F6_Industrial_Industrial - ID_Existing_Space Heating_Natural Gas_Boiler_E2 | F6 | Industrial | Industrial - ID | Existing | Space Heating | Natural Gas | Boiler | E2 | Utility - Value of Sales | 36.0075 | 37.1594 | 38.4693 | 39.8756 | 41.3022 | 42.7176 | 44.072 | 45.3269 | 46.5576 | 47.459 | 48.5033 | 49.5906 | 50.6253 | 51.5189 | 52.3166 | 52.9848 | 53.5962 | 54.206 | 54.7399 | 55.2333 | 55.6913 | 56.2743 | 56.8219 | 57.3022 | 57.7433 | 57.9369 | 58.0242
F6_Industrial_Industrial - ID_Existing_Space Heating_Natural Gas_Boiler_E3 | F6 | Industrial | Industrial - ID | Existing | Space Heating | Natural Gas | Boiler | E3 | Utility - Value of Sales | 31.5518 | 32.5612 | 33.709 | 34.9413 | 36.1913 | 37.4317 | 38.6184 | 39.7181 | 40.7964 | 41.5863 | 42.5014 | 43.4541 | 44.3608 | 45.1438 | 45.8428 | 46.4284 | 46.9641 | 47.4984 | 47.9663 | 48.3986 | 48.7999 | 49.3108 | 49.7906 | 50.2115 | 50.598 | 50.7677 | 50.8441
F6_Industrial_Industrial - ID_Existing_Space Heating_Natural Gas_Boiler_E4 | F6 | Industrial | Industrial - ID | Existing | Space Heating | Natural Gas | Boiler | E4 | Utility - Value of Sales | 18.6693 | 19.421 | 20.3188 | 21.312 | 22.3341 | 23.3567 | 24.3348 | 25.2356 | 26.1227 | 26.7414 | 27.483 | 28.2642 | 29.0121 | 29.6531 | 30.2235 | 30.695 | 31.1277 | 31.5672 | 31.9514 | 32.3094 | 32.645 | 33.0908 | 33.5133 | 33.8857 | 34.2305 | 34.5488 | 34.8415
F6_Industrial_Industrial - ID_Existing_Space Heating_Natural Gas_Boiler_E5 | F6 | Industrial | Industrial - ID | Existing | Space Heating | Natural Gas | Boiler | E5 | Utility - Value of Sales | 0 | 0 | 0 | 0 | 0 | 0 | 0 | 0 | 0 | 0 | 0 | 0 | 0 | 0 | 0 | 0 | 0 | 0 | 0 | 0 | 0 | 0 | 0 | 0 | 0 | 0 | 0
F6_Industrial_Industrial - ID_Existing_Space Heating_Natural Gas_Boiler_E6 | F6 | Industrial | Industrial - ID | Existing | Space Heating | Natural Gas | Boiler | E6 | Utility - Value of Sales | 0 | 0 | 0 | 0 | 0 | 0 | 0 | 0 | 0 | 0 | 0 | 0 | 0 | 0 | 0 | 0 | 0 | 0 | 0 | 0 | 0 | 0 | 0 | 0 | 0 | 0 | 0
F6_Industrial_Industrial - ID_Existing_Space Heating_Natural Gas_Boiler_E7 | F6 | Industrial | Industrial - ID | Existing | Space Heating | Natural Gas | Boiler | E7 | Utility - Value of Sales | 0 | 0 | 0 | 0 | 0 | 0 | 0 | 0 | 0 | 0 | 0 | 0 | 0 | 0 | 0 | 0 | 0 | 0 | 0 | 0 | 0 | 0 | 0 | 0 | 0 | 0 | 0
F6_Industrial_Industrial - ID_Existing_Space Heating_Natural Gas_Boiler_E8 | F6 | Industrial | Industrial - ID | Existing | Space Heating | Natural Gas | Boiler | E8 | Utility - Value of Sales | 0 | 0 | 0 | 0 | 0 | 0 | 0 | 0 | 0 | 0 | 0 | 0 | 0 | 0 | 0 | 0 | 0 | 0 | 0 | 0 | 0 | 0 | 0 | 0 | 0 | 0 | 0
F6_Industrial_Industrial - ID_Existing_Space Heating_Natural Gas_Boiler_E9 | F6 | Industrial | Industrial - ID | Existing | Space Heating | Natural Gas | Boiler | E9 | Utility - Value of Sales | 0 | 0 | 0 | 0 | 0 | 0 | 0 | 0 | 0 | 0 | 0 | 0 | 0 | 0 | 0 | 0 | 0 | 0 | 0 | 0 | 0 | 0 | 0 | 0 | 0 | 0 | 0
F6_Industrial_Industrial - ID_Existing_Space Heating_Natural Gas_Boiler_E10 | F6 | Industrial | Industrial - ID | Existing | Space Heating | Natural Gas | Boiler | E10 | Utility - Value of Sales | 0 | 0 | 0 | 0 | 0 | 0 | 0 | 0 | 0 | 0 | 0 | 0 | 0 | 0 | 0 | 0 | 0 | 0 | 0 | 0 | 0 | 0 | 0 | 0 | 0 | 0 | 0
F1_Industrial_Industrial - ID_Existing_Space Heating_Natural Gas_Unit Heater_E1 | F1 | Industrial | Industrial - ID | Existing | Space Heating | Natural Gas | Unit Heater | E1 | RVT - Cost of Equipment | 0.83558 | 0.83558 | 0.83558 | 0.83558 | 0.83558 | 0.83558 | 0.83558 | 0.83558 | 0.83558 | 0.83558 | 0.83558 | 0.83558 | 0.83558 | 0.83558 | 0.83558 | 0.83558 | 0.83558 | 0.83558 | 0.83558 | 0.83558 | 0.83558 | 0.83558 | 0.83558 | 0.83558 | 0.83558 | 0.83558 | 0.83558
F1_Industrial_Industrial - ID_Existing_Space Heating_Natural Gas_Unit Heater_E2 | F1 | Industrial | Industrial - ID | Existing | Space Heating | Natural Gas | Unit Heater | E2 | RVT - Cost of Equipment | 1.8326 | 1.8326 | 1.8326 | 1.8326 | 1.8326 | 1.8326 | 1.8326 | 1.8326 | 1.8326 | 1.8326 | 1.8326 | 1.8326 | 1.8326 | 1.8326 | 1.8326 | 1.8326 | 1.8326 | 1.8326 | 1.8326 | 1.8326 | 1.8326 | 1.8326 | 1.8326 | 1.8326 | 1.8326 | 1.8326 | 1.8326
F1_Industrial_Industrial - ID_Existing_Space Heating_Natural Gas_Unit Heater_E3 | F1 | Industrial | Industrial - ID | Existing | Space Heating | Natural Gas | Unit Heater | E3 | RVT - Cost of Equipment | 1.1621 | 1.1621 | 1.1621 | 1.1621 | 1.1621 | 1.1621 | 1.1621 | 1.1621 | 1.1621 | 1.1621 | 1.1621 | 1.1621 | 1.1621 | 1.1621 | 1.1621 | 1.1621 | 1.1621 | 1.1621 | 1.1621 | 1.1621 | 1.1621 | 1.1621 | 1.1621 | 1.1621 | 1.1621 | 1.1621 | 1.1621
F1_Industrial_Industrial - ID_Existing_Space Heating_Natural Gas_Unit Heater_E4 | F1 | Industrial | Industrial - ID | Existing | Space Heating | Natural Gas | Unit Heater | E4 | RVT - Cost of Equipment | 0 | 0 | 0 | 0 | 0 | 0 | 0 | 0 | 0 | 0 | 0 | 0 | 0 | 0 | 0 | 0 | 0 | 0 | 0 | 0 | 0 | 0 | 0 | 0 | 0 | 0 | 0
F1_Industrial_Industrial - ID_Existing_Space Heating_Natural Gas_Unit Heater_E5 | F1 | Industrial | Industrial - ID | Existing | Space Heating | Natural Gas | Unit Heater | E5 | RVT - Cost of Equipment | 0 | 0 | 0 | 0 | 0 | 0 | 0 | 0 | 0 | 0 | 0 | 0 | 0 | 0 | 0 | 0 | 0 | 0 | 0 | 0 | 0 | 0 | 0 | 0 | 0 | 0 | 0
F1_Industrial_Industrial - ID_Existing_Space Heating_Natural Gas_Unit Heater_E6 | F1 | Industrial | Industrial - ID | Existing | Space Heating | Natural Gas | Unit Heater | E6 | RVT - Cost of Equipment | 0 | 0 | 0 | 0 | 0 | 0 | 0 | 0 | 0 | 0 | 0 | 0 | 0 | 0 | 0 | 0 | 0 | 0 | 0 | 0 | 0 | 0 | 0 | 0 | 0 | 0 | 0
F1_Industrial_Industrial - ID_Existing_Space Heating_Natural Gas_Unit Heater_E7 | F1 | Industrial | Industrial - ID | Existing | Space Heating | Natural Gas | Unit Heater | E7 | RVT - Cost of Equipment | 0 | 0 | 0 | 0 | 0 | 0 | 0 | 0 | 0 | 0 | 0 | 0 | 0 | 0 | 0 | 0 | 0 | 0 | 0 | 0 | 0 | 0 | 0 | 0 | 0 | 0 | 0
F1_Industrial_Industrial - ID_Existing_Space Heating_Natural Gas_Unit Heater_E8 | F1 | Industrial | Industrial - ID | Existing | Space Heating | Natural Gas | Unit Heater | E8 | RVT - Cost of Equipment | 0 | 0 | 0 | 0 | 0 | 0 | 0 | 0 | 0 | 0 | 0 | 0 | 0 | 0 | 0 | 0 | 0 | 0 | 0 | 0 | 0 | 0 | 0 | 0 | 0 | 0 | 0
F1_Industrial_Industrial - ID_Existing_Space Heating_Natural Gas_Unit Heater_E9 | F1 | Industrial | Industrial - ID | Existing | Space Heating | Natural Gas | Unit Heater | E9 | RVT - Cost of Equipment | 0 | 0 | 0 | 0 | 0 | 0 | 0 | 0 | 0 | 0 | 0 | 0 | 0 | 0 | 0 | 0 | 0 | 0 | 0 | 0 | 0 | 0 | 0 | 0 | 0 | 0 | 0
F1_Industrial_Industrial - ID_Existing_Space Heating_Natural Gas_Unit Heater_E10 | F1 | Industrial | Industrial - ID | Existing | Space Heating | Natural Gas | Unit Heater | E10 | RVT - Cost of Equipment | 0 | 0 | 0 | 0 | 0 | 0 | 0 | 0 | 0 | 0 | 0 | 0 | 0 | 0 | 0 | 0 | 0 | 0 | 0 | 0 | 0 | 0 | 0 | 0 | 0 | 0 | 0
F2_Industrial_Industrial - ID_Existing_Space Heating_Natural Gas_Unit Heater_E1 | F2 | Industrial | Industrial - ID | Existing | Space Heating | Natural Gas | Unit Heater | E1 | RVT - Cost of Operation | 37.1037 | 38.4797 | 40.0666 | 41.7848 | 43.5329 | 45.269 | 46.9272 | 48.4644 | 49.9793 | 51.0703 | 52.3567 | 53.7072 | 54.9961 | 56.1068 | 57.0984 | 57.9267 | 58.6867 | 59.4509 | 60.1213 | 60.7441 | 61.3257 | 62.0758 | 62.7836 | 63.4068 | 63.9814 | 64.509 | 64.9914
F2_Industrial_Industrial - ID_Existing_Space Heating_Natural Gas_Unit Heater_E2 | F2 | Industrial | Industrial - ID | Existing | Space Heating | Natural Gas | Unit Heater | E2 | RVT - Cost of Operation | 33.0009 | 34.2247 | 35.6361 | 37.1644 | 38.7191 | 40.2633 | 41.7381 | 43.1053 | 44.4528 | 45.4231 | 46.5673 | 47.7684 | 48.9148 | 49.9026 | 50.7846 | 51.5214 | 52.1973 | 52.877 | 53.4733 | 54.0272 | 54.5445 | 55.2117 | 55.8412 | 56.3955 | 56.9065 | 57.3758 | 57.8049
F2_Industrial_Industrial - ID_Existing_Space Heating_Natural Gas_Unit Heater_E3 | F2 | Industrial | Industrial - ID | Existing | Space Heating | Natural Gas | Unit Heater | E3 | RVT - Cost of Operation | 30.4226 | 31.6475 | 33.1105 | 34.7291 | 36.3946 | 38.061 | 39.6549 | 41.1227 | 42.5684 | 43.5766 | 44.785 | 46.0581 | 47.2768 | 48.3214 | 49.2508 | 50.0192 | 50.7243 | 51.4404 | 52.0665 | 52.6499 | 53.1968 | 53.9233 | 54.6118 | 55.2186 | 55.7805 | 56.2992 | 56.7761
F2_Industrial_Industrial - ID_Existing_Space Heating_Natural Gas_Unit Heater_E4 | F2 | Industrial | Industrial - ID | Existing | Space Heating | Natural Gas | Unit Heater | E4 | RVT - Cost of Operation | 0 | 0 | 0 | 0 | 0 | 0 | 0 | 0 | 0 | 0 | 0 | 0 | 0 | 0 | 0 | 0 | 0 | 0 | 0 | 0 | 0 | 0 | 0 | 0 | 0 | 0 | 0
F2_Industrial_Industrial - ID_Existing_Space Heating_Natural Gas_Unit Heater_E5 | F2 | Industrial | Industrial - ID | Existing | Space Heating | Natural Gas | Unit Heater | E5 | RVT - Cost of Operation | 0 | 0 | 0 | 0 | 0 | 0 | 0 | 0 | 0 | 0 | 0 | 0 | 0 | 0 | 0 | 0 | 0 | 0 | 0 | 0 | 0 | 0 | 0 | 0 | 0 | 0 | 0
F2_Industrial_Industrial - ID_Existing_Space Heating_Natural Gas_Unit Heater_E6 | F2 | Industrial | Industrial - ID | Existing | Space Heating | Natural Gas | Unit Heater | E6 | RVT - Cost of Operation | 0 | 0 | 0 | 0 | 0 | 0 | 0 | 0 | 0 | 0 | 0 | 0 | 0 | 0 | 0 | 0 | 0 | 0 | 0 | 0 | 0 | 0 | 0 | 0 | 0 | 0 | 0
F2_Industrial_Industrial - ID_Existing_Space Heating_Natural Gas_Unit Heater_E7 | F2 | Industrial | Industrial - ID | Existing | Space Heating | Natural Gas | Unit Heater | E7 | RVT - Cost of Operation | 0 | 0 | 0 | 0 | 0 | 0 | 0 | 0 | 0 | 0 | 0 | 0 | 0 | 0 | 0 | 0 | 0 | 0 | 0 | 0 | 0 | 0 | 0 | 0 | 0 | 0 | 0
F2_Industrial_Industrial - ID_Existing_Space Heating_Natural Gas_Unit Heater_E8 | F2 | Industrial | Industrial - ID | Existing | Space Heating | Natural Gas | Unit Heater | E8 | RVT - Cost of Operation | 0 | 0 | 0 | 0 | 0 | 0 | 0 | 0 | 0 | 0 | 0 | 0 | 0 | 0 | 0 | 0 | 0 | 0 | 0 | 0 | 0 | 0 | 0 | 0 | 0 | 0 | 0
F2_Industrial_Industrial - ID_Existing_Space Heating_Natural Gas_Unit Heater_E9 | F2 | Industrial | Industrial - ID | Existing | Space Heating | Natural Gas | Unit Heater | E9 | RVT - Cost of Operation | 0 | 0 | 0 | 0 | 0 | 0 | 0 | 0 | 0 | 0 | 0 | 0 | 0 | 0 | 0 | 0 | 0 | 0 | 0 | 0 | 0 | 0 | 0 | 0 | 0 | 0 | 0
F2_Industrial_Industrial - ID_Existing_Space Heating_Natural Gas_Unit Heater_E10 | F2 | Industrial | Industrial - ID | Existing | Space Heating | Natural Gas | Unit Heater | E10 | RVT - Cost of Operation | 0 | 0 | 0 | 0 | 0 | 0 | 0 | 0 | 0 | 0 | 0 | 0 | 0 | 0 | 0 | 0 | 0 | 0 | 0 | 0 | 0 | 0 | 0 | 0 | 0 | 0 | 0
F3_Industrial_Industrial - ID_Existing_Space Heating_Natural Gas_Unit Heater_E1 | F3 | Industrial | Industrial - ID | Existing | Space Heating | Natural Gas | Unit Heater | E1 | System - kBTUs of Consumption | 12192.6679 | 12169.6923 | 12169.6923 | 12169.6923 | 12169.6923 | 12169.6923 | 12169.6923 | 12169.6923 | 12169.6923 | 12169.6923 | 12169.6923 | 12169.6923 | 12169.6923 | 12169.6923 | 12169.6923 | 12169.6923 | 12169.6923 | 12169.6923 | 12169.6923 | 12169.6923 | 12169.6923 | 12169.6923 | 12169.6923 | 12169.6923 | 12169.6923 | 12169.6923 | 12169.6923
F3_Industrial_Industrial - ID_Existing_Space Heating_Natural Gas_Unit Heater_E2 | F3 | Industrial | Industrial - ID | Existing | Space Heating | Natural Gas | Unit Heater | E2 | System - kBTUs of Consumption | 10844.4402 | 10824.0052 | 10824.0052 | 10824.0052 | 10824.0052 | 10824.0052 | 10824.0052 | 10824.0052 | 10824.0052 | 10824.0052 | 10824.0052 | 10824.0052 | 10824.0052 | 10824.0052 | 10824.0052 | 10824.0052 | 10824.0052 | 10824.0052 | 10824.0052 | 10824.0052 | 10824.0052 | 10824.0052 | 10824.0052 | 10824.0052 | 10824.0052 | 10824.0052 | 10824.0052
F3_Industrial_Industrial - ID_Existing_Space Heating_Natural Gas_Unit Heater_E3 | F3 | Industrial | Industrial - ID | Existing | Space Heating | Natural Gas | Unit Heater | E3 | System - kBTUs of Consumption | 10792.5965 | 10765.497 | 10765.497 | 10765.497 | 10765.497 | 10765.497 | 10765.497 | 10765.497 | 10765.497 | 10765.497 | 10765.497 | 10765.497 | 10765.497 | 10765.497 | 10765.497 | 10765.497 | 10765.497 | 10765.497 | 10765.497 | 10765.497 | 10765.497 | 10765.497 | 10765.497 | 10765.497 | 10765.497 | 10765.497 | 10765.497
F3_Industrial_Industrial - ID_Existing_Space Heating_Natural Gas_Unit Heater_E4 | F3 | Industrial | Industrial - ID | Existing | Space Heating | Natural Gas | Unit Heater | E4 | System - kBTUs of Consumption | 0 | 0 | 0 | 0 | 0 | 0 | 0 | 0 | 0 | 0 | 0 | 0 | 0 | 0 | 0 | 0 | 0 | 0 | 0 | 0 | 0 | 0 | 0 | 0 | 0 | 0 | 0
F3_Industrial_Industrial - ID_Existing_Space Heating_Natural Gas_Unit Heater_E5 | F3 | Industrial | Industrial - ID | Existing | Space Heating | Natural Gas | Unit Heater | E5 | System - kBTUs of Consumption | 0 | 0 | 0 | 0 | 0 | 0 | 0 | 0 | 0 | 0 | 0 | 0 | 0 | 0 | 0 | 0 | 0 | 0 | 0 | 0 | 0 | 0 | 0 | 0 | 0 | 0 | 0
F3_Industrial_Industrial - ID_Existing_Space Heating_Natural Gas_Unit Heater_E6 | F3 | Industrial | Industrial - ID | Existing | Space Heating | Natural Gas | Unit Heater | E6 | System - kBTUs of Consumption | 0 | 0 | 0 | 0 | 0 | 0 | 0 | 0 | 0 | 0 | 0 | 0 | 0 | 0 | 0 | 0 | 0 | 0 | 0 | 0 | 0 | 0 | 0 | 0 | 0 | 0 | 0
F3_Industrial_Industrial - ID_Existing_Space Heating_Natural Gas_Unit Heater_E7 | F3 | Industrial | Industrial - ID | Existing | Space Heating | Natural Gas | Unit Heater | E7 | System - kBTUs of Consumption | 0 | 0 | 0 | 0 | 0 | 0 | 0 | 0 | 0 | 0 | 0 | 0 | 0 | 0 | 0 | 0 | 0 | 0 | 0 | 0 | 0 | 0 | 0 | 0 | 0 | 0 | 0
F3_Industrial_Industrial - ID_Existing_Space Heating_Natural Gas_Unit Heater_E8 | F3 | Industrial | Industrial - ID | Existing | Space Heating | Natural Gas | Unit Heater | E8 | System - kBTUs of Consumption | 0 | 0 | 0 | 0 | 0 | 0 | 0 | 0 | 0 | 0 | 0 | 0 | 0 | 0 | 0 | 0 | 0 | 0 | 0 | 0 | 0 | 0 | 0 | 0 | 0 | 0 | 0
F3_Industrial_Industrial - ID_Existing_Space Heating_Natural Gas_Unit Heater_E9 | F3 | Industrial | Industrial - ID | Existing | Space Heating | Natural Gas | Unit Heater | E9 | System - kBTUs of Consumption | 0 | 0 | 0 | 0 | 0 | 0 | 0 | 0 | 0 | 0 | 0 | 0 | 0 | 0 | 0 | 0 | 0 | 0 | 0 | 0 | 0 | 0 | 0 | 0 | 0 | 0 | 0
F3_Industrial_Industrial - ID_Existing_Space Heating_Natural Gas_Unit Heater_E10 | F3 | Industrial | Industrial - ID | Existing | Space Heating | Natural Gas | Unit Heater | E10 | System - kBTUs of Consumption | 0 | 0 | 0 | 0 | 0 | 0 | 0 | 0 | 0 | 0 | 0 | 0 | 0 | 0 | 0 | 0 | 0 | 0 | 0 | 0 | 0 | 0 | 0 | 0 | 0 | 0 | 0
F4_Industrial_Industrial - ID_Existing_Space Heating_Natural Gas_Unit Heater_E1 | F4 | Industrial | Industrial - ID | Existing | Space Heating | Natural Gas | Unit Heater | E1 | Utility - Cost of Equipment | 0.83558 | 0.83558 | 0.83558 | 0.83558 | 0.83558 | 0.83558 | 0.83558 | 0.83558 | 0.83558 | 0.83558 | 0.83558 | 0.83558 | 0.83558 | 0.83558 | 0.83558 | 0.83558 | 0.83558 | 0.83558 | 0.83558 | 0.83558 | 0.83558 | 0.83558 | 0.83558 | 0.83558 | 0.83558 | 0.83558 | 0.83558
F4_Industrial_Industrial - ID_Existing_Space Heating_Natural Gas_Unit Heater_E2 | F4 | Industrial | Industrial - ID | Existing | Space Heating | Natural Gas | Unit Heater | E2 | Utility - Cost of Equipment | 1.8326 | 1.8326 | 1.8326 | 1.8326 | 1.8326 | 1.8326 | 1.8326 | 1.8326 | 1.8326 | 1.8326 | 1.8326 | 1.8326 | 1.8326 | 1.8326 | 1.8326 | 1.8326 | 1.8326 | 1.8326 | 1.8326 | 1.8326 | 1.8326 | 1.8326 | 1.8326 | 1.8326 | 1.8326 | 1.8326 | 1.8326
F4_Industrial_Industrial - ID_Existing_Space Heating_Natural Gas_Unit Heater_E3 | F4 | Industrial | Industrial - ID | Existing | Space Heating | Natural Gas | Unit Heater | E3 | Utility - Cost of Equipment | 1.1621 | 1.1621 | 1.1621 | 1.1621 | 1.1621 | 1.1621 | 1.1621 | 1.1621 | 1.1621 | 1.1621 | 1.1621 | 1.1621 | 1.1621 | 1.1621 | 1.1621 | 1.1621 | 1.1621 | 1.1621 | 1.1621 | 1.1621 | 1.1621 | 1.1621 | 1.1621 | 1.1621 | 1.1621 | 1.1621 | 1.1621
F4_Industrial_Industrial - ID_Existing_Space Heating_Natural Gas_Unit Heater_E4 | F4 | Industrial | Industrial - ID | Existing | Space Heating | Natural Gas | Unit Heater | E4 | Utility - Cost of Equipment | 0 | 0 | 0 | 0 | 0 | 0 | 0 | 0 | 0 | 0 | 0 | 0 | 0 | 0 | 0 | 0 | 0 | 0 | 0 | 0 | 0 | 0 | 0 | 0 | 0 | 0 | 0
F4_Industrial_Industrial - ID_Existing_Space Heating_Natural Gas_Unit Heater_E5 | F4 | Industrial | Industrial - ID | Existing | Space Heating | Natural Gas | Unit Heater | E5 | Utility - Cost of Equipment | 0 | 0 | 0 | 0 | 0 | 0 | 0 | 0 | 0 | 0 | 0 | 0 | 0 | 0 | 0 | 0 | 0 | 0 | 0 | 0 | 0 | 0 | 0 | 0 | 0 | 0 | 0
F4_Industrial_Industrial - ID_Existing_Space Heating_Natural Gas_Unit Heater_E6 | F4 | Industrial | Industrial - ID | Existing | Space Heating | Natural Gas | Unit Heater | E6 | Utility - Cost of Equipment | 0 | 0 | 0 | 0 | 0 | 0 | 0 | 0 | 0 | 0 | 0 | 0 | 0 | 0 | 0 | 0 | 0 | 0 | 0 | 0 | 0 | 0 | 0 | 0 | 0 | 0 | 0
F4_Industrial_Industrial - ID_Existing_Space Heating_Natural Gas_Unit Heater_E7 | F4 | Industrial | Industrial - ID | Existing | Space Heating | Natural Gas | Unit Heater | E7 | Utility - Cost of Equipment | 0 | 0 | 0 | 0 | 0 | 0 | 0 | 0 | 0 | 0 | 0 | 0 | 0 | 0 | 0 | 0 | 0 | 0 | 0 | 0 | 0 | 0 | 0 | 0 | 0 | 0 | 0
F4_Industrial_Industrial - ID_Existing_Space Heating_Natural Gas_Unit Heater_E8 | F4 | Industrial | Industrial - ID | Existing | Space Heating | Natural Gas | Unit Heater | E8 | Utility - Cost of Equipment | 0 | 0 | 0 | 0 | 0 | 0 | 0 | 0 | 0 | 0 | 0 | 0 | 0 | 0 | 0 | 0 | 0 | 0 | 0 | 0 | 0 | 0 | 0 | 0 | 0 | 0 | 0
F4_Industrial_Industrial - ID_Existing_Space Heating_Natural Gas_Unit Heater_E9 | F4 | Industrial | Industrial - ID | Existing | Space Heating | Natural Gas | Unit Heater | E9 | Utility - Cost of Equipment | 0 | 0 | 0 | 0 | 0 | 0 | 0 | 0 | 0 | 0 | 0 | 0 | 0 | 0 | 0 | 0 | 0 | 0 | 0 | 0 | 0 | 0 | 0 | 0 | 0 | 0 | 0
F4_Industrial_Industrial - ID_Existing_Space Heating_Natural Gas_Unit Heater_E10 | F4 | Industrial | Industrial - ID | Existing | Space Heating | Natural Gas | Unit Heater | E10 | Utility - Cost of Equipment | 0 | 0 | 0 | 0 | 0 | 0 | 0 | 0 | 0 | 0 | 0 | 0 | 0 | 0 | 0 | 0 | 0 | 0 | 0 | 0 | 0 | 0 | 0 | 0 | 0 | 0 | 0
F5_Industrial_Industrial - ID_Existing_Space Heating_Natural Gas_Unit Heater_E1 | F5 | Industrial | Industrial - ID | Existing | Space Heating | Natural Gas | Unit Heater | E1 | Utility - Cost of Operation | 40.5067 | 42.8534 | 45.471 | 48.3021 | 51.0575 | 53.5036 | 55.9465 | 58.2126 | 60.446 | 62.3053 | 64.0187 | 65.7459 | 67.373 | 68.7944 | 70.064 | 71.1417 | 72.1971 | 73.3151 | 74.4096 | 75.5261 | 76.6737 | 77.8222 | 78.9891 | 79.8086 | 80.5656 | 81.2622 | 81.9005
F5_Industrial_Industrial - ID_Existing_Space Heating_Natural Gas_Unit Heater_E2 | F5 | Industrial | Industrial - ID | Existing | Space Heating | Natural Gas | Unit Heater | E2 | Utility - Cost of Operation | 36.0276 | 38.1148 | 40.443 | 42.961 | 45.4117 | 47.5873 | 49.7601 | 51.7756 | 53.762 | 55.4158 | 56.9397 | 58.4759 | 59.9231 | 61.1873 | 62.3165 | 63.275 | 64.2138 | 65.2081 | 66.1816 | 67.1746 | 68.1954 | 69.2169 | 70.2547 | 70.9836 | 71.6569 | 72.2765 | 72.8442
F5_Industrial_Industrial - ID_Existing_Space Heating_Natural Gas_Unit Heater_E3 | F5 | Industrial | Industrial - ID | Existing | Space Heating | Natural Gas | Unit Heater | E3 | Utility - Cost of Operation | 32.2862 | 34.4646 | 36.9401 | 39.6549 | 42.3032 | 44.6368 | 46.9607 | 49.0949 | 51.1901 | 52.9063 | 54.4827 | 56.0886 | 57.6104 | 58.9438 | 60.1305 | 61.1289 | 62.1133 | 63.1709 | 64.2128 | 65.2853 | 66.3978 | 67.5188 | 68.666 | 69.4623 | 70.201 | 70.884 | 71.5133
F5_Industrial_Industrial - ID_Existing_Space Heating_Natural Gas_Unit Heater_E4 | F5 | Industrial | Industrial - ID | Existing | Space Heating | Natural Gas | Unit Heater | E4 | Utility - Cost of Operation | 0 | 0 | 0 | 0 | 0 | 0 | 0 | 0 | 0 | 0 | 0 | 0 | 0 | 0 | 0 | 0 | 0 | 0 | 0 | 0 | 0 | 0 | 0 | 0 | 0 | 0 | 0
F5_Industrial_Industrial - ID_Existing_Space Heating_Natural Gas_Unit Heater_E5 | F5 | Industrial | Industrial - ID | Existing | Space Heating | Natural Gas | Unit Heater | E5 | Utility - Cost of Operation | 0 | 0 | 0 | 0 | 0 | 0 | 0 | 0 | 0 | 0 | 0 | 0 | 0 | 0 | 0 | 0 | 0 | 0 | 0 | 0 | 0 | 0 | 0 | 0 | 0 | 0 | 0
F5_Industrial_Industrial - ID_Existing_Space Heating_Natural Gas_Unit Heater_E6 | F5 | Industrial | Industrial - ID | Existing | Space Heating | Natural Gas | Unit Heater | E6 | Utility - Cost of Operation | 0 | 0 | 0 | 0 | 0 | 0 | 0 | 0 | 0 | 0 | 0 | 0 | 0 | 0 | 0 | 0 | 0 | 0 | 0 | 0 | 0 | 0 | 0 | 0 | 0 | 0 | 0
F5_Industrial_Industrial - ID_Existing_Space Heating_Natural Gas_Unit Heater_E7 | F5 | Industrial | Industrial - ID | Existing | Space Heating | Natural Gas | Unit Heater | E7 | Utility - Cost of Operation | 0 | 0 | 0 | 0 | 0 | 0 | 0 | 0 | 0 | 0 | 0 | 0 | 0 | 0 | 0 | 0 | 0 | 0 | 0 | 0 | 0 | 0 | 0 | 0 | 0 | 0 | 0
F5_Industrial_Industrial - ID_Existing_Space Heating_Natural Gas_Unit Heater_E8 | F5 | Industrial | Industrial - ID | Existing | Space Heating | Natural Gas | Unit Heater | E8 | Utility - Cost of Operation | 0 | 0 | 0 | 0 | 0 | 0 | 0 | 0 | 0 | 0 | 0 | 0 | 0 | 0 | 0 | 0 | 0 | 0 | 0 | 0 | 0 | 0 | 0 | 0 | 0 | 0 | 0
F5_Industrial_Industrial - ID_Existing_Space Heating_Natural Gas_Unit Heater_E9 | F5 | Industrial | Industrial - ID | Existing | Space Heating | Natural Gas | Unit Heater | E9 | Utility - Cost of Operation | 0 | 0 | 0 | 0 | 0 | 0 | 0 | 0 | 0 | 0 | 0 | 0 | 0 | 0 | 0 | 0 | 0 | 0 | 0 | 0 | 0 | 0 | 0 | 0 | 0 | 0 | 0
F5_Industrial_Industrial - ID_Existing_Space Heating_Natural Gas_Unit Heater_E10 | F5 | Industrial | Industrial - ID | Existing | Space Heating | Natural Gas | Unit Heater | E10 | Utility - Cost of Operation | 0 | 0 | 0 | 0 | 0 | 0 | 0 | 0 | 0 | 0 | 0 | 0 | 0 | 0 | 0 | 0 | 0 | 0 | 0 | 0 | 0 | 0 | 0 | 0 | 0 | 0 | 0
F6_Industrial_Industrial - ID_Existing_Space Heating_Natural Gas_Unit Heater_E1 | F6 | Industrial | Industrial - ID | Existing | Space Heating | Natural Gas | Unit Heater | E1 | Utility - Value of Sales | 37.1037 | 38.4797 | 40.0666 | 41.7848 | 43.5329 | 45.269 | 46.9272 | 48.4644 | 49.9793 | 51.0703 | 52.3567 | 53.7072 | 54.9961 | 56.1068 | 57.0984 | 57.9267 | 58.6867 | 59.4509 | 60.1213 | 60.7441 | 61.3257 | 62.0758 | 62.7836 | 63.4068 | 63.9814 | 64.509 | 64.9914
F6_Industrial_Industrial - ID_Existing_Space Heating_Natural Gas_Unit Heater_E2 | F6 | Industrial | Industrial - ID | Existing | Space Heating | Natural Gas | Unit Heater | E2 | Utility - Value of Sales | 33.0009 | 34.2247 | 35.6361 | 37.1644 | 38.7191 | 40.2633 | 41.7381 | 43.1053 | 44.4528 | 45.4231 | 46.5673 | 47.7684 | 48.9148 | 49.9026 | 50.7846 | 51.5214 | 52.1973 | 52.877 | 53.4733 | 54.0272 | 54.5445 | 55.2117 | 55.8412 | 56.3955 | 56.9065 | 57.3758 | 57.8049
F6_Industrial_Industrial - ID_Existing_Space Heating_Natural Gas_Unit Heater_E3 | F6 | Industrial | Industrial - ID | Existing | Space Heating | Natural Gas | Unit Heater | E3 | Utility - Value of Sales | 30.4226 | 31.6475 | 33.1105 | 34.7291 | 36.3946 | 38.061 | 39.6549 | 41.1227 | 42.5684 | 43.5766 | 44.785 | 46.0581 | 47.2768 | 48.3214 | 49.2508 | 50.0192 | 50.7243 | 51.4404 | 52.0665 | 52.6499 | 53.1968 | 53.9233 | 54.6118 | 55.2186 | 55.7805 | 56.2992 | 56.7761
F6_Industrial_Industrial - ID_Existing_Space Heating_Natural Gas_Unit Heater_E4 | F6 | Industrial | Industrial - ID | Existing | Space Heating | Natural Gas | Unit Heater | E4 | Utility - Value of Sales | 0 | 0 | 0 | 0 | 0 | 0 | 0 | 0 | 0 | 0 | 0 | 0 | 0 | 0 | 0 | 0 | 0 | 0 | 0 | 0 | 0 | 0 | 0 | 0 | 0 | 0 | 0
F6_Industrial_Industrial - ID_Existing_Space Heating_Natural Gas_Unit Heater_E5 | F6 | Industrial | Industrial - ID | Existing | Space Heating | Natural Gas | Unit Heater | E5 | Utility - Value of Sales | 0 | 0 | 0 | 0 | 0 | 0 | 0 | 0 | 0 | 0 | 0 | 0 | 0 | 0 | 0 | 0 | 0 | 0 | 0 | 0 | 0 | 0 | 0 | 0 | 0 | 0 | 0
F6_Industrial_Industrial - ID_Existing_Space Heating_Natural Gas_Unit Heater_E6 | F6 | Industrial | Industrial - ID | Existing | Space Heating | Natural Gas | Unit Heater | E6 | Utility - Value of Sales | 0 | 0 | 0 | 0 | 0 | 0 | 0 | 0 | 0 | 0 | 0 | 0 | 0 | 0 | 0 | 0 | 0 | 0 | 0 | 0 | 0 | 0 | 0 | 0 | 0 | 0 | 0
F6_Industrial_Industrial - ID_Existing_Space Heating_Natural Gas_Unit Heater_E7 | F6 | Industrial | Industrial - ID | Existing | Space Heating | Natural Gas | Unit Heater | E7 | Utility - Value of Sales | 0 | 0 | 0 | 0 | 0 | 0 | 0 | 0 | 0 | 0 | 0 | 0 | 0 | 0 | 0 | 0 | 0 | 0 | 0 | 0 | 0 | 0 | 0 | 0 | 0 | 0 | 0
F6_Industrial_Industrial - ID_Existing_Space Heating_Natural Gas_Unit Heater_E8 | F6 | Industrial | Industrial - ID | Existing | Space Heating | Natural Gas | Unit Heater | E8 | Utility - Value of Sales | 0 | 0 | 0 | 0 | 0 | 0 | 0 | 0 | 0 | 0 | 0 | 0 | 0 | 0 | 0 | 0 | 0 | 0 | 0 | 0 | 0 | 0 | 0 | 0 | 0 | 0 | 0
F6_Industrial_Industrial - ID_Existing_Space Heating_Natural Gas_Unit Heater_E9 | F6 | Industrial | Industrial - ID | Existing | Space Heating | Natural Gas | Unit Heater | E9 | Utility - Value of Sales | 0 | 0 | 0 | 0 | 0 | 0 | 0 | 0 | 0 | 0 | 0 | 0 | 0 | 0 | 0 | 0 | 0 | 0 | 0 | 0 | 0 | 0 | 0 | 0 | 0 | 0 | 0
F6_Industrial_Industrial - ID_Existing_Space Heating_Natural Gas_Unit Heater_E10 | F6 | Industrial | Industrial - ID | Existing | Space Heating | Natural Gas | Unit Heater | E10 | Utility - Value of Sales | 0 | 0 | 0 | 0 | 0 | 0 | 0 | 0 | 0 | 0 | 0 | 0 | 0 | 0 | 0 | 0 | 0 | 0 | 0 | 0 | 0 | 0 | 0 | 0 | 0 | 0 | 0
F1_Industrial_Industrial - ID_Existing_Process_Natural Gas_Process Boiler_E1 | F1 | Industrial | Industrial - ID | Existing | Process | Natural Gas | Process Boiler | E1 | RVT - Cost of Equipment | 219.6833 | 219.6833 | 219.6833 | 219.6833 | 219.6833 | 219.6833 | 219.6833 | 219.6833 | 219.6833 | 219.6833 | 219.6833 | 219.6833 | 219.6833 | 219.6833 | 219.6833 | 219.6833 | 219.6833 | 219.6833 | 219.6833 | 219.6833 | 219.6833 | 219.6833 | 219.6833 | 219.6833 | 219.6833 | 219.6833 | 219.6833
F1_Industrial_Industrial - ID_Existing_Process_Natural Gas_Process Boiler_E2 | F1 | Industrial | Industrial - ID | Existing | Process | Natural Gas | Process Boiler | E2 | RVT - Cost of Equipment | 0 | 0 | 0 | 0 | 0 | 0 | 0 | 0 | 0 | 0 | 0 | 0 | 0 | 0 | 0 | 0 | 0 | 0 | 0 | 0 | 0 | 0 | 0 | 0 | 0 | 0 | 0
F1_Industrial_Industrial - ID_Existing_Process_Natural Gas_Process Boiler_E3 | F1 | Industrial | Industrial - ID | Existing | Process | Natural Gas | Process Boiler | E3 | RVT - Cost of Equipment | 0 | 0 | 0 | 0 | 0 | 0 | 0 | 0 | 0 | 0 | 0 | 0 | 0 | 0 | 0 | 0 | 0 | 0 | 0 | 0 | 0 | 0 | 0 | 0 | 0 | 0 | 0
F1_Industrial_Industrial - ID_Existing_Process_Natural Gas_Process Boiler_E4 | F1 | Industrial | Industrial - ID | Existing | Process | Natural Gas | Process Boiler | E4 | RVT - Cost of Equipment | 0 | 0 | 0 | 0 | 0 | 0 | 0 | 0 | 0 | 0 | 0 | 0 | 0 | 0 | 0 | 0 | 0 | 0 | 0 | 0 | 0 | 0 | 0 | 0 | 0 | 0 | 0
F1_Industrial_Industrial - ID_Existing_Process_Natural Gas_Process Boiler_E5 | F1 | Industrial | Industrial - ID | Existing | Process | Natural Gas | Process Boiler | E5 | RVT - Cost of Equipment | 0 | 0 | 0 | 0 | 0 | 0 | 0 | 0 | 0 | 0 | 0 | 0 | 0 | 0 | 0 | 0 | 0 | 0 | 0 | 0 | 0 | 0 | 0 | 0 | 0 | 0 | 0
F1_Industrial_Industrial - ID_Existing_Process_Natural Gas_Process Boiler_E6 | F1 | Industrial | Industrial - ID | Existing | Process | Natural Gas | Process Boiler | E6 | RVT - Cost of Equipment | 0 | 0 | 0 | 0 | 0 | 0 | 0 | 0 | 0 | 0 | 0 | 0 | 0 | 0 | 0 | 0 | 0 | 0 | 0 | 0 | 0 | 0 | 0 | 0 | 0 | 0 | 0
F1_Industrial_Industrial - ID_Existing_Process_Natural Gas_Process Boiler_E7 | F1 | Industrial | Industrial - ID | Existing | Process | Natural Gas | Process Boiler | E7 | RVT - Cost of Equipment | 0 | 0 | 0 | 0 | 0 | 0 | 0 | 0 | 0 | 0 | 0 | 0 | 0 | 0 | 0 | 0 | 0 | 0 | 0 | 0 | 0 | 0 | 0 | 0 | 0 | 0 | 0
F1_Industrial_Industrial - ID_Existing_Process_Natural Gas_Process Boiler_E8 | F1 | Industrial | Industrial - ID | Existing | Process | Natural Gas | Process Boiler | E8 | RVT - Cost of Equipment | 0 | 0 | 0 | 0 | 0 | 0 | 0 | 0 | 0 | 0 | 0 | 0 | 0 | 0 | 0 | 0 | 0 | 0 | 0 | 0 | 0 | 0 | 0 | 0 | 0 | 0 | 0
F1_Industrial_Industrial - ID_Existing_Process_Natural Gas_Process Boiler_E9 | F1 | Industrial | Industrial - ID | Existing | Process | Natural Gas | Process Boiler | E9 | RVT - Cost of Equipment | 0 | 0 | 0 | 0 | 0 | 0 | 0 | 0 | 0 | 0 | 0 | 0 | 0 | 0 | 0 | 0 | 0 | 0 | 0 | 0 | 0 | 0 | 0 | 0 | 0 | 0 | 0
F1_Industrial_Industrial - ID_Existing_Process_Natural Gas_Process Boiler_E10 | F1 | Industrial | Industrial - ID | Existing | Process | Natural Gas | Process Boiler | E10 | RVT - Cost of Equipment | 0 | 0 | 0 | 0 | 0 | 0 | 0 | 0 | 0 | 0 | 0 | 0 | 0 | 0 | 0 | 0 | 0 | 0 | 0 | 0 | 0 | 0 | 0 | 0 | 0 | 0 | 0
F2_Industrial_Industrial - ID_Existing_Process_Natural Gas_Process Boiler_E1 | F2 | Industrial | Industrial - ID | Existing | Process | Natural Gas | Process Boiler | E1 | RVT - Cost of Operation | 200.192 | 207.6283 | 218.1513 | 231.9449 | 247.257 | 263.4721 | 279.301 | 294.0617 | 308.7496 | 316.3017 | 328.8309 | 343.8667 | 358.7415 | 370.7589 | 380.7357 | 387.8199 | 393.9181 | 400.2694 | 404.9921 | 408.9416 | 412.7462 | 420.3911 | 427.7783 | 434.0889 | 439.9876 | 445.488 | 450.6036
F2_Industrial_Industrial - ID_Existing_Process_Natural Gas_Process Boiler_E2 | F2 | Industrial | Industrial - ID | Existing | Process | Natural Gas | Process Boiler | E2 | RVT - Cost of Operation | 0 | 0 | 0 | 0 | 0 | 0 | 0 | 0 | 0 | 0 | 0 | 0 | 0 | 0 | 0 | 0 | 0 | 0 | 0 | 0 | 0 | 0 | 0 | 0 | 0 | 0 | 0
F2_Industrial_Industrial - ID_Existing_Process_Natural Gas_Process Boiler_E3 | F2 | Industrial | Industrial - ID | Existing | Process | Natural Gas | Process Boiler | E3 | RVT - Cost of Operation | 0 | 0 | 0 | 0 | 0 | 0 | 0 | 0 | 0 | 0 | 0 | 0 | 0 | 0 | 0 | 0 | 0 | 0 | 0 | 0 | 0 | 0 | 0 | 0 | 0 | 0 | 0
F2_Industrial_Industrial - ID_Existing_Process_Natural Gas_Process Boiler_E4 | F2 | Industrial | Industrial - ID | Existing | Process | Natural Gas | Process Boiler | E4 | RVT - Cost of Operation | 0 | 0 | 0 | 0 | 0 | 0 | 0 | 0 | 0 | 0 | 0 | 0 | 0 | 0 | 0 | 0 | 0 | 0 | 0 | 0 | 0 | 0 | 0 | 0 | 0 | 0 | 0
F2_Industrial_Industrial - ID_Existing_Process_Natural Gas_Process Boiler_E5 | F2 | Industrial | Industrial - ID | Existing | Process | Natural Gas | Process Boiler | E5 | RVT - Cost of Operation | 0 | 0 | 0 | 0 | 0 | 0 | 0 | 0 | 0 | 0 | 0 | 0 | 0 | 0 | 0 | 0 | 0 | 0 | 0 | 0 | 0 | 0 | 0 | 0 | 0 | 0 | 0
F2_Industrial_Industrial - ID_Existing_Process_Natural Gas_Process Boiler_E6 | F2 | Industrial | Industrial - ID | Existing | Process | Natural Gas | Process Boiler | E6 | RVT - Cost of Operation | 0 | 0 | 0 | 0 | 0 | 0 | 0 | 0 | 0 | 0 | 0 | 0 | 0 | 0 | 0 | 0 | 0 | 0 | 0 | 0 | 0 | 0 | 0 | 0 | 0 | 0 | 0
F2_Industrial_Industrial - ID_Existing_Process_Natural Gas_Process Boiler_E7 | F2 | Industrial | Industrial - ID | Existing | Process | Natural Gas | Process Boiler | E7 | RVT - Cost of Operation | 0 | 0 | 0 | 0 | 0 | 0 | 0 | 0 | 0 | 0 | 0 | 0 | 0 | 0 | 0 | 0 | 0 | 0 | 0 | 0 | 0 | 0 | 0 | 0 | 0 | 0 | 0
F2_Industrial_Industrial - ID_Existing_Process_Natural Gas_Process Boiler_E8 | F2 | Industrial | Industrial - ID | Existing | Process | Natural Gas | Process Boiler | E8 | RVT - Cost of Operation | 0 | 0 | 0 | 0 | 0 | 0 | 0 | 0 | 0 | 0 | 0 | 0 | 0 | 0 | 0 | 0 | 0 | 0 | 0 | 0 | 0 | 0 | 0 | 0 | 0 | 0 | 0
F2_Industrial_Industrial - ID_Existing_Process_Natural Gas_Process Boiler_E9 | F2 | Industrial | Industrial - ID | Existing | Process | Natural Gas | Process Boiler | E9 | RVT - Cost of Operation | 0 | 0 | 0 | 0 | 0 | 0 | 0 | 0 | 0 | 0 | 0 | 0 | 0 | 0 | 0 | 0 | 0 | 0 | 0 | 0 | 0 | 0 | 0 | 0 | 0 | 0 | 0
F2_Industrial_Industrial - ID_Existing_Process_Natural Gas_Process Boiler_E10 | F2 | Industrial | Industrial - ID | Existing | Process | Natural Gas | Process Boiler | E10 | RVT - Cost of Operation | 0 | 0 | 0 | 0 | 0 | 0 | 0 | 0 | 0 | 0 | 0 | 0 | 0 | 0 | 0 | 0 | 0 | 0 | 0 | 0 | 0 | 0 | 0 | 0 | 0 | 0 | 0
F3_Industrial_Industrial - ID_Existing_Process_Natural Gas_Process Boiler_E1 | F3 | Industrial | Industrial - ID | Existing | Process | Natural Gas | Process Boiler | E1 | System - kBTUs of Consumption | 88792.4793 | 88792.4793 | 88792.4793 | 88792.4793 | 88792.4793 | 88792.4793 | 88792.4793 | 88792.4793 | 88792.4793 | 88792.4793 | 88792.4793 | 88792.4793 | 88792.4793 | 88792.4793 | 88792.4793 | 88792.4793 | 88792.4793 | 88792.4793 | 88792.4793 | 88792.4793 | 88792.4793 | 88792.4793 | 88792.4793 | 88792.4793 | 88792.4793 | 88792.4793 | 88792.4793
F3_Industrial_Industrial - ID_Existing_Process_Natural Gas_Process Boiler_E2 | F3 | Industrial | Industrial - ID | Existing | Process | Natural Gas | Process Boiler | E2 | System - kBTUs of Consumption | 0 | 0 | 0 | 0 | 0 | 0 | 0 | 0 | 0 | 0 | 0 | 0 | 0 | 0 | 0 | 0 | 0 | 0 | 0 | 0 | 0 | 0 | 0 | 0 | 0 | 0 | 0
F3_Industrial_Industrial - ID_Existing_Process_Natural Gas_Process Boiler_E3 | F3 | Industrial | Industrial - ID | Existing | Process | Natural Gas | Process Boiler | E3 | System - kBTUs of Consumption | 0 | 0 | 0 | 0 | 0 | 0 | 0 | 0 | 0 | 0 | 0 | 0 | 0 | 0 | 0 | 0 | 0 | 0 | 0 | 0 | 0 | 0 | 0 | 0 | 0 | 0 | 0
F3_Industrial_Industrial - ID_Existing_Process_Natural Gas_Process Boiler_E4 | F3 | Industrial | Industrial - ID | Existing | Process | Natural Gas | Process Boiler | E4 | System - kBTUs of Consumption | 0 | 0 | 0 | 0 | 0 | 0 | 0 | 0 | 0 | 0 | 0 | 0 | 0 | 0 | 0 | 0 | 0 | 0 | 0 | 0 | 0 | 0 | 0 | 0 | 0 | 0 | 0
F3_Industrial_Industrial - ID_Existing_Process_Natural Gas_Process Boiler_E5 | F3 | Industrial | Industrial - ID | Existing | Process | Natural Gas | Process Boiler | E5 | System - kBTUs of Consumption | 0 | 0 | 0 | 0 | 0 | 0 | 0 | 0 | 0 | 0 | 0 | 0 | 0 | 0 | 0 | 0 | 0 | 0 | 0 | 0 | 0 | 0 | 0 | 0 | 0 | 0 | 0
F3_Industrial_Industrial - ID_Existing_Process_Natural Gas_Process Boiler_E6 | F3 | Industrial | Industrial - ID | Existing | Process | Natural Gas | Process Boiler | E6 | System - kBTUs of Consumption | 0 | 0 | 0 | 0 | 0 | 0 | 0 | 0 | 0 | 0 | 0 | 0 | 0 | 0 | 0 | 0 | 0 | 0 | 0 | 0 | 0 | 0 | 0 | 0 | 0 | 0 | 0
F3_Industrial_Industrial - ID_Existing_Process_Natural Gas_Process Boiler_E7 | F3 | Industrial | Industrial - ID | Existing | Process | Natural Gas | Process Boiler | E7 | System - kBTUs of Consumption | 0 | 0 | 0 | 0 | 0 | 0 | 0 | 0 | 0 | 0 | 0 | 0 | 0 | 0 | 0 | 0 | 0 | 0 | 0 | 0 | 0 | 0 | 0 | 0 | 0 | 0 | 0
F3_Industrial_Industrial - ID_Existing_Process_Natural Gas_Process Boiler_E8 | F3 | Industrial | Industrial - ID | Existing | Process | Natural Gas | Process Boiler | E8 | System - kBTUs of Consumption | 0 | 0 | 0 | 0 | 0 | 0 | 0 | 0 | 0 | 0 | 0 | 0 | 0 | 0 | 0 | 0 | 0 | 0 | 0 | 0 | 0 | 0 | 0 | 0 | 0 | 0 | 0
F3_Industrial_Industrial - ID_Existing_Process_Natural Gas_Process Boiler_E9 | F3 | Industrial | Industrial - ID | Existing | Process | Natural Gas | Process Boiler | E9 | System - kBTUs of Consumption | 0 | 0 | 0 | 0 | 0 | 0 | 0 | 0 | 0 | 0 | 0 | 0 | 0 | 0 | 0 | 0 | 0 | 0 | 0 | 0 | 0 | 0 | 0 | 0 | 0 | 0 | 0
F3_Industrial_Industrial - ID_Existing_Process_Natural Gas_Process Boiler_E10 | F3 | Industrial | Industrial - ID | Existing | Process | Natural Gas | Process Boiler | E10 | System - kBTUs of Consumption | 0 | 0 | 0 | 0 | 0 | 0 | 0 | 0 | 0 | 0 | 0 | 0 | 0 | 0 | 0 | 0 | 0 | 0 | 0 | 0 | 0 | 0 | 0 | 0 | 0 | 0 | 0
F4_Industrial_Industrial - ID_Existing_Process_Natural Gas_Process Boiler_E1 | F4 | Industrial | Industrial - ID | Existing | Process | Natural Gas | Process Boiler | E1 | Utility - Cost of Equipment | 219.6833 | 219.6833 | 219.6833 | 219.6833 | 219.6833 | 219.6833 | 219.6833 | 219.6833 | 219.6833 | 219.6833 | 219.6833 | 219.6833 | 219.6833 | 219.6833 | 219.6833 | 219.6833 | 219.6833 | 219.6833 | 219.6833 | 219.6833 | 219.6833 | 219.6833 | 219.6833 | 219.6833 | 219.6833 | 219.6833 | 219.6833
F4_Industrial_Industrial - ID_Existing_Process_Natural Gas_Process Boiler_E2 | F4 | Industrial | Industrial - ID | Existing | Process | Natural Gas | Process Boiler | E2 | Utility - Cost of Equipment | 0 | 0 | 0 | 0 | 0 | 0 | 0 | 0 | 0 | 0 | 0 | 0 | 0 | 0 | 0 | 0 | 0 | 0 | 0 | 0 | 0 | 0 | 0 | 0 | 0 | 0 | 0
F4_Industrial_Industrial - ID_Existing_Process_Natural Gas_Process Boiler_E3 | F4 | Industrial | Industrial - ID | Existing | Process | Natural Gas | Process Boiler | E3 | Utility - Cost of Equipment | 0 | 0 | 0 | 0 | 0 | 0 | 0 | 0 | 0 | 0 | 0 | 0 | 0 | 0 | 0 | 0 | 0 | 0 | 0 | 0 | 0 | 0 | 0 | 0 | 0 | 0 | 0
F4_Industrial_Industrial - ID_Existing_Process_Natural Gas_Process Boiler_E4 | F4 | Industrial | Industrial - ID | Existing | Process | Natural Gas | Process Boiler | E4 | Utility - Cost of Equipment | 0 | 0 | 0 | 0 | 0 | 0 | 0 | 0 | 0 | 0 | 0 | 0 | 0 | 0 | 0 | 0 | 0 | 0 | 0 | 0 | 0 | 0 | 0 | 0 | 0 | 0 | 0
F4_Industrial_Industrial - ID_Existing_Process_Natural Gas_Process Boiler_E5 | F4 | Industrial | Industrial - ID | Existing | Process | Natural Gas | Process Boiler | E5 | Utility - Cost of Equipment | 0 | 0 | 0 | 0 | 0 | 0 | 0 | 0 | 0 | 0 | 0 | 0 | 0 | 0 | 0 | 0 | 0 | 0 | 0 | 0 | 0 | 0 | 0 | 0 | 0 | 0 | 0
F4_Industrial_Industrial - ID_Existing_Process_Natural Gas_Process Boiler_E6 | F4 | Industrial | Industrial - ID | Existing | Process | Natural Gas | Process Boiler | E6 | Utility - Cost of Equipment | 0 | 0 | 0 | 0 | 0 | 0 | 0 | 0 | 0 | 0 | 0 | 0 | 0 | 0 | 0 | 0 | 0 | 0 | 0 | 0 | 0 | 0 | 0 | 0 | 0 | 0 | 0
F4_Industrial_Industrial - ID_Existing_Process_Natural Gas_Process Boiler_E7 | F4 | Industrial | Industrial - ID | Existing | Process | Natural Gas | Process Boiler | E7 | Utility - Cost of Equipment | 0 | 0 | 0 | 0 | 0 | 0 | 0 | 0 | 0 | 0 | 0 | 0 | 0 | 0 | 0 | 0 | 0 | 0 | 0 | 0 | 0 | 0 | 0 | 0 | 0 | 0 | 0
F4_Industrial_Industrial - ID_Existing_Process_Natural Gas_Process Boiler_E8 | F4 | Industrial | Industrial - ID | Existing | Process | Natural Gas | Process Boiler | E8 | Utility - Cost of Equipment | 0 | 0 | 0 | 0 | 0 | 0 | 0 | 0 | 0 | 0 | 0 | 0 | 0 | 0 | 0 | 0 | 0 | 0 | 0 | 0 | 0 | 0 | 0 | 0 | 0 | 0 | 0
F4_Industrial_Industrial - ID_Existing_Process_Natural Gas_Process Boiler_E9 | F4 | Industrial | Industrial - ID | Existing | Process | Natural Gas | Process Boiler | E9 | Utility - Cost of Equipment | 0 | 0 | 0 | 0 | 0 | 0 | 0 | 0 | 0 | 0 | 0 | 0 | 0 | 0 | 0 | 0 | 0 | 0 | 0 | 0 | 0 | 0 | 0 | 0 | 0 | 0 | 0
F4_Industrial_Industrial - ID_Existing_Process_Natural Gas_Process Boiler_E10 | F4 | Industrial | Industrial - ID | Existing | Process | Natural Gas | Process Boiler | E10 | Utility - Cost of Equipment | 0 | 0 | 0 | 0 | 0 | 0 | 0 | 0 | 0 | 0 | 0 | 0 | 0 | 0 | 0 | 0 | 0 | 0 | 0 | 0 | 0 | 0 | 0 | 0 | 0 | 0 | 0
F5_Industrial_Industrial - ID_Existing_Process_Natural Gas_Process Boiler_E1 | F5 | Industrial | Industrial - ID | Existing | Process | Natural Gas | Process Boiler | E1 | Utility - Cost of Operation | 181.6225 | 196.5098 | 217.3163 | 244.2208 | 271.2452 | 294.332 | 319.135 | 342.6518 | 366.7984 | 384.9342 | 401.536 | 419.4398 | 436.0019 | 448.8852 | 458.6236 | 464.9445 | 471.3432 | 479.5051 | 488.002 | 497.9222 | 509.6086 | 522.7077 | 536.856 | 545.1032 | 552.8205 | 560.0256 | 566.7356
F5_Industrial_Industrial - ID_Existing_Process_Natural Gas_Process Boiler_E2 | F5 | Industrial | Industrial - ID | Existing | Process | Natural Gas | Process Boiler | E2 | Utility - Cost of Operation | 0 | 0 | 0 | 0 | 0 | 0 | 0 | 0 | 0 | 0 | 0 | 0 | 0 | 0 | 0 | 0 | 0 | 0 | 0 | 0 | 0 | 0 | 0 | 0 | 0 | 0 | 0
F5_Industrial_Industrial - ID_Existing_Process_Natural Gas_Process Boiler_E3 | F5 | Industrial | Industrial - ID | Existing | Process | Natural Gas | Process Boiler | E3 | Utility - Cost of Operation | 0 | 0 | 0 | 0 | 0 | 0 | 0 | 0 | 0 | 0 | 0 | 0 | 0 | 0 | 0 | 0 | 0 | 0 | 0 | 0 | 0 | 0 | 0 | 0 | 0 | 0 | 0
F5_Industrial_Industrial - ID_Existing_Process_Natural Gas_Process Boiler_E4 | F5 | Industrial | Industrial - ID | Existing | Process | Natural Gas | Process Boiler | E4 | Utility - Cost of Operation | 0 | 0 | 0 | 0 | 0 | 0 | 0 | 0 | 0 | 0 | 0 | 0 | 0 | 0 | 0 | 0 | 0 | 0 | 0 | 0 | 0 | 0 | 0 | 0 | 0 | 0 | 0
F5_Industrial_Industrial - ID_Existing_Process_Natural Gas_Process Boiler_E5 | F5 | Industrial | Industrial - ID | Existing | Process | Natural Gas | Process Boiler | E5 | Utility - Cost of Operation | 0 | 0 | 0 | 0 | 0 | 0 | 0 | 0 | 0 | 0 | 0 | 0 | 0 | 0 | 0 | 0 | 0 | 0 | 0 | 0 | 0 | 0 | 0 | 0 | 0 | 0 | 0
F5_Industrial_Industrial - ID_Existing_Process_Natural Gas_Process Boiler_E6 | F5 | Industrial | Industrial - ID | Existing | Process | Natural Gas | Process Boiler | E6 | Utility - Cost of Operation | 0 | 0 | 0 | 0 | 0 | 0 | 0 | 0 | 0 | 0 | 0 | 0 | 0 | 0 | 0 | 0 | 0 | 0 | 0 | 0 | 0 | 0 | 0 | 0 | 0 | 0 | 0
F5_Industrial_Industrial - ID_Existing_Process_Natural Gas_Process Boiler_E7 | F5 | Industrial | Industrial - ID | Existing | Process | Natural Gas | Process Boiler | E7 | Utility - Cost of Operation | 0 | 0 | 0 | 0 | 0 | 0 | 0 | 0 | 0 | 0 | 0 | 0 | 0 | 0 | 0 | 0 | 0 | 0 | 0 | 0 | 0 | 0 | 0 | 0 | 0 | 0 | 0
F5_Industrial_Industrial - ID_Existing_Process_Natural Gas_Process Boiler_E8 | F5 | Industrial | Industrial - ID | Existing | Process | Natural Gas | Process Boiler | E8 | Utility - Cost of Operation | 0 | 0 | 0 | 0 | 0 | 0 | 0 | 0 | 0 | 0 | 0 | 0 | 0 | 0 | 0 | 0 | 0 | 0 | 0 | 0 | 0 | 0 | 0 | 0 | 0 | 0 | 0
F5_Industrial_Industrial - ID_Existing_Process_Natural Gas_Process Boiler_E9 | F5 | Industrial | Industrial - ID | Existing | Process | Natural Gas | Process Boiler | E9 | Utility - Cost of Operation | 0 | 0 | 0 | 0 | 0 | 0 | 0 | 0 | 0 | 0 | 0 | 0 | 0 | 0 | 0 | 0 | 0 | 0 | 0 | 0 | 0 | 0 | 0 | 0 | 0 | 0 | 0
F5_Industrial_Industrial - ID_Existing_Process_Natural Gas_Process Boiler_E10 | F5 | Industrial | Industrial - ID | Existing | Process | Natural Gas | Process Boiler | E10 | Utility - Cost of Operation | 0 | 0 | 0 | 0 | 0 | 0 | 0 | 0 | 0 | 0 | 0 | 0 | 0 | 0 | 0 | 0 | 0 | 0 | 0 | 0 | 0 | 0 | 0 | 0 | 0 | 0 | 0
F6_Industrial_Industrial - ID_Existing_Process_Natural Gas_Process Boiler_E1 | F6 | Industrial | Industrial - ID | Existing | Process | Natural Gas | Process Boiler | E1 | Utility - Value of Sales | 200.192 | 207.6283 | 218.1513 | 231.9449 | 247.257 | 263.4721 | 279.301 | 294.0617 | 308.7496 | 316.3017 | 328.8309 | 343.8667 | 358.7415 | 370.7589 | 380.7357 | 387.8199 | 393.9181 | 400.2694 | 404.9921 | 408.9416 | 412.7462 | 420.3911 | 427.7783 | 434.0889 | 439.9876 | 445.488 | 450.6036
F6_Industrial_Industrial - ID_Existing_Process_Natural Gas_Process Boiler_E2 | F6 | Industrial | Industrial - ID | Existing | Process | Natural Gas | Process Boiler | E2 | Utility - Value of Sales | 0 | 0 | 0 | 0 | 0 | 0 | 0 | 0 | 0 | 0 | 0 | 0 | 0 | 0 | 0 | 0 | 0 | 0 | 0 | 0 | 0 | 0 | 0 | 0 | 0 | 0 | 0
F6_Industrial_Industrial - ID_Existing_Process_Natural Gas_Process Boiler_E3 | F6 | Industrial | Industrial - ID | Existing | Process | Natural Gas | Process Boiler | E3 | Utility - Value of Sales | 0 | 0 | 0 | 0 | 0 | 0 | 0 | 0 | 0 | 0 | 0 | 0 | 0 | 0 | 0 | 0 | 0 | 0 | 0 | 0 | 0 | 0 | 0 | 0 | 0 | 0 | 0
F6_Industrial_Industrial - ID_Existing_Process_Natural Gas_Process Boiler_E4 | F6 | Industrial | Industrial - ID | Existing | Process | Natural Gas | Process Boiler | E4 | Utility - Value of Sales | 0 | 0 | 0 | 0 | 0 | 0 | 0 | 0 | 0 | 0 | 0 | 0 | 0 | 0 | 0 | 0 | 0 | 0 | 0 | 0 | 0 | 0 | 0 | 0 | 0 | 0 | 0
F6_Industrial_Industrial - ID_Existing_Process_Natural Gas_Process Boiler_E5 | F6 | Industrial | Industrial - ID | Existing | Process | Natural Gas | Process Boiler | E5 | Utility - Value of Sales | 0 | 0 | 0 | 0 | 0 | 0 | 0 | 0 | 0 | 0 | 0 | 0 | 0 | 0 | 0 | 0 | 0 | 0 | 0 | 0 | 0 | 0 | 0 | 0 | 0 | 0 | 0
F6_Industrial_Industrial - ID_Existing_Process_Natural Gas_Process Boiler_E6 | F6 | Industrial | Industrial - ID | Existing | Process | Natural Gas | Process Boiler | E6 | Utility - Value of Sales | 0 | 0 | 0 | 0 | 0 | 0 | 0 | 0 | 0 | 0 | 0 | 0 | 0 | 0 | 0 | 0 | 0 | 0 | 0 | 0 | 0 | 0 | 0 | 0 | 0 | 0 | 0
F6_Industrial_Industrial - ID_Existing_Process_Natural Gas_Process Boiler_E7 | F6 | Industrial | Industrial - ID | Existing | Process | Natural Gas | Process Boiler | E7 | Utility - Value of Sales | 0 | 0 | 0 | 0 | 0 | 0 | 0 | 0 | 0 | 0 | 0 | 0 | 0 | 0 | 0 | 0 | 0 | 0 | 0 | 0 | 0 | 0 | 0 | 0 | 0 | 0 | 0
F6_Industrial_Industrial - ID_Existing_Process_Natural Gas_Process Boiler_E8 | F6 | Industrial | Industrial - ID | Existing | Process | Natural Gas | Process Boiler | E8 | Utility - Value of Sales | 0 | 0 | 0 | 0 | 0 | 0 | 0 | 0 | 0 | 0 | 0 | 0 | 0 | 0 | 0 | 0 | 0 | 0 | 0 | 0 | 0 | 0 | 0 | 0 | 0 | 0 | 0
F6_Industrial_Industrial - ID_Existing_Process_Natural Gas_Process Boiler_E9 | F6 | Industrial | Industrial - ID | Existing | Process | Natural Gas | Process Boiler | E9 | Utility - Value of Sales | 0 | 0 | 0 | 0 | 0 | 0 | 0 | 0 | 0 | 0 | 0 | 0 | 0 | 0 | 0 | 0 | 0 | 0 | 0 | 0 | 0 | 0 | 0 | 0 | 0 | 0 | 0
F6_Industrial_Industrial - ID_Existing_Process_Natural Gas_Process Boiler_E10 | F6 | Industrial | Industrial - ID | Existing | Process | Natural Gas | Process Boiler | E10 | Utility - Value of Sales | 0 | 0 | 0 | 0 | 0 | 0 | 0 | 0 | 0 | 0 | 0 | 0 | 0 | 0 | 0 | 0 | 0 | 0 | 0 | 0 | 0 | 0 | 0 | 0 | 0 | 0 | 0
F1_Industrial_Industrial - ID_Existing_Process_Natural Gas_Process Heating_E1 | F1 | Industrial | Industrial - ID | Existing | Process | Natural Gas | Process Heating | E1 | RVT - Cost of Equipment | 195.5068 | 195.5068 | 195.5068 | 195.5068 | 195.5068 | 195.5068 | 195.5068 | 195.5068 | 195.5068 | 195.5068 | 195.5068 | 195.5068 | 195.5068 | 195.5068 | 195.5068 | 195.5068 | 195.5068 | 195.5068 | 195.5068 | 195.5068 | 195.5068 | 195.5068 | 195.5068 | 195.5068 | 195.5068 | 195.5068 | 195.5068
F1_Industrial_Industrial - ID_Existing_Process_Natural Gas_Process Heating_E2 | F1 | Industrial | Industrial - ID | Existing | Process | Natural Gas | Process Heating | E2 | RVT - Cost of Equipment | 0 | 0 | 0 | 0 | 0 | 0 | 0 | 0 | 0 | 0 | 0 | 0 | 0 | 0 | 0 | 0 | 0 | 0 | 0 | 0 | 0 | 0 | 0 | 0 | 0 | 0 | 0
F1_Industrial_Industrial - ID_Existing_Process_Natural Gas_Process Heating_E3 | F1 | Industrial | Industrial - ID | Existing | Process | Natural Gas | Process Heating | E3 | RVT - Cost of Equipment | 0 | 0 | 0 | 0 | 0 | 0 | 0 | 0 | 0 | 0 | 0 | 0 | 0 | 0 | 0 | 0 | 0 | 0 | 0 | 0 | 0 | 0 | 0 | 0 | 0 | 0 | 0
F1_Industrial_Industrial - ID_Existing_Process_Natural Gas_Process Heating_E4 | F1 | Industrial | Industrial - ID | Existing | Process | Natural Gas | Process Heating | E4 | RVT - Cost of Equipment | 0 | 0 | 0 | 0 | 0 | 0 | 0 | 0 | 0 | 0 | 0 | 0 | 0 | 0 | 0 | 0 | 0 | 0 | 0 | 0 | 0 | 0 | 0 | 0 | 0 | 0 | 0
F1_Industrial_Industrial - ID_Existing_Process_Natural Gas_Process Heating_E5 | F1 | Industrial | Industrial - ID | Existing | Process | Natural Gas | Process Heating | E5 | RVT - Cost of Equipment | 0 | 0 | 0 | 0 | 0 | 0 | 0 | 0 | 0 | 0 | 0 | 0 | 0 | 0 | 0 | 0 | 0 | 0 | 0 | 0 | 0 | 0 | 0 | 0 | 0 | 0 | 0
F1_Industrial_Industrial - ID_Existing_Process_Natural Gas_Process Heating_E6 | F1 | Industrial | Industrial - ID | Existing | Process | Natural Gas | Process Heating | E6 | RVT - Cost of Equipment | 0 | 0 | 0 | 0 | 0 | 0 | 0 | 0 | 0 | 0 | 0 | 0 | 0 | 0 | 0 | 0 | 0 | 0 | 0 | 0 | 0 | 0 | 0 | 0 | 0 | 0 | 0
F1_Industrial_Industrial - ID_Existing_Process_Natural Gas_Process Heating_E7 | F1 | Industrial | Industrial - ID | Existing | Process | Natural Gas | Process Heating | E7 | RVT - Cost of Equipment | 0 | 0 | 0 | 0 | 0 | 0 | 0 | 0 | 0 | 0 | 0 | 0 | 0 | 0 | 0 | 0 | 0 | 0 | 0 | 0 | 0 | 0 | 0 | 0 | 0 | 0 | 0
F1_Industrial_Industrial - ID_Existing_Process_Natural Gas_Process Heating_E8 | F1 | Industrial | Industrial - ID | Existing | Process | Natural Gas | Process Heating | E8 | RVT - Cost of Equipment | 0 | 0 | 0 | 0 | 0 | 0 | 0 | 0 | 0 | 0 | 0 | 0 | 0 | 0 | 0 | 0 | 0 | 0 | 0 | 0 | 0 | 0 | 0 | 0 | 0 | 0 | 0
F1_Industrial_Industrial - ID_Existing_Process_Natural Gas_Process Heating_E9 | F1 | Industrial | Industrial - ID | Existing | Process | Natural Gas | Process Heating | E9 | RVT - Cost of Equipment | 0 | 0 | 0 | 0 | 0 | 0 | 0 | 0 | 0 | 0 | 0 | 0 | 0 | 0 | 0 | 0 | 0 | 0 | 0 | 0 | 0 | 0 | 0 | 0 | 0 | 0 | 0
F1_Industrial_Industrial - ID_Existing_Process_Natural Gas_Process Heating_E10 | F1 | Industrial | Industrial - ID | Existing | Process | Natural Gas | Process Heating | E10 | RVT - Cost of Equipment | 0 | 0 | 0 | 0 | 0 | 0 | 0 | 0 | 0 | 0 | 0 | 0 | 0 | 0 | 0 | 0 | 0 | 0 | 0 | 0 | 0 | 0 | 0 | 0 | 0 | 0 | 0
F2_Industrial_Industrial - ID_Existing_Process_Natural Gas_Process Heating_E1 | F2 | Industrial | Industrial - ID | Existing | Process | Natural Gas | Process Heating | E1 | RVT - Cost of Operation | 178.1605 | 184.7785 | 194.1434 | 206.419 | 220.046 | 234.4766 | 248.5635 | 261.6997 | 274.7712 | 281.4922 | 292.6426 | 306.0236 | 319.2614 | 329.9563 | 338.8351 | 345.1397 | 350.5667 | 356.2191 | 360.4221 | 363.9369 | 367.3228 | 374.1264 | 380.7006 | 386.3167 | 391.5662 | 396.4613 | 401.0139
F2_Industrial_Industrial - ID_Existing_Process_Natural Gas_Process Heating_E2 | F2 | Industrial | Industrial - ID | Existing | Process | Natural Gas | Process Heating | E2 | RVT - Cost of Operation | 0 | 0 | 0 | 0 | 0 | 0 | 0 | 0 | 0 | 0 | 0 | 0 | 0 | 0 | 0 | 0 | 0 | 0 | 0 | 0 | 0 | 0 | 0 | 0 | 0 | 0 | 0
F2_Industrial_Industrial - ID_Existing_Process_Natural Gas_Process Heating_E3 | F2 | Industrial | Industrial - ID | Existing | Process | Natural Gas | Process Heating | E3 | RVT - Cost of Operation | 0 | 0 | 0 | 0 | 0 | 0 | 0 | 0 | 0 | 0 | 0 | 0 | 0 | 0 | 0 | 0 | 0 | 0 | 0 | 0 | 0 | 0 | 0 | 0 | 0 | 0 | 0
F2_Industrial_Industrial - ID_Existing_Process_Natural Gas_Process Heating_E4 | F2 | Industrial | Industrial - ID | Existing | Process | Natural Gas | Process Heating | E4 | RVT - Cost of Operation | 0 | 0 | 0 | 0 | 0 | 0 | 0 | 0 | 0 | 0 | 0 | 0 | 0 | 0 | 0 | 0 | 0 | 0 | 0 | 0 | 0 | 0 | 0 | 0 | 0 | 0 | 0
F2_Industrial_Industrial - ID_Existing_Process_Natural Gas_Process Heating_E5 | F2 | Industrial | Industrial - ID | Existing | Process | Natural Gas | Process Heating | E5 | RVT - Cost of Operation | 0 | 0 | 0 | 0 | 0 | 0 | 0 | 0 | 0 | 0 | 0 | 0 | 0 | 0 | 0 | 0 | 0 | 0 | 0 | 0 | 0 | 0 | 0 | 0 | 0 | 0 | 0
F2_Industrial_Industrial - ID_Existing_Process_Natural Gas_Process Heating_E6 | F2 | Industrial | Industrial - ID | Existing | Process | Natural Gas | Process Heating | E6 | RVT - Cost of Operation | 0 | 0 | 0 | 0 | 0 | 0 | 0 | 0 | 0 | 0 | 0 | 0 | 0 | 0 | 0 | 0 | 0 | 0 | 0 | 0 | 0 | 0 | 0 | 0 | 0 | 0 | 0
F2_Industrial_Industrial - ID_Existing_Process_Natural Gas_Process Heating_E7 | F2 | Industrial | Industrial - ID | Existing | Process | Natural Gas | Process Heating | E7 | RVT - Cost of Operation | 0 | 0 | 0 | 0 | 0 | 0 | 0 | 0 | 0 | 0 | 0 | 0 | 0 | 0 | 0 | 0 | 0 | 0 | 0 | 0 | 0 | 0 | 0 | 0 | 0 | 0 | 0
F2_Industrial_Industrial - ID_Existing_Process_Natural Gas_Process Heating_E8 | F2 | Industrial | Industrial - ID | Existing | Process | Natural Gas | Process Heating | E8 | RVT - Cost of Operation | 0 | 0 | 0 | 0 | 0 | 0 | 0 | 0 | 0 | 0 | 0 | 0 | 0 | 0 | 0 | 0 | 0 | 0 | 0 | 0 | 0 | 0 | 0 | 0 | 0 | 0 | 0
F2_Industrial_Industrial - ID_Existing_Process_Natural Gas_Process Heating_E9 | F2 | Industrial | Industrial - ID | Existing | Process | Natural Gas | Process Heating | E9 | RVT - Cost of Operation | 0 | 0 | 0 | 0 | 0 | 0 | 0 | 0 | 0 | 0 | 0 | 0 | 0 | 0 | 0 | 0 | 0 | 0 | 0 | 0 | 0 | 0 | 0 | 0 | 0 | 0 | 0
F2_Industrial_Industrial - ID_Existing_Process_Natural Gas_Process Heating_E10 | F2 | Industrial | Industrial - ID | Existing | Process | Natural Gas | Process Heating | E10 | RVT - Cost of Operation | 0 | 0 | 0 | 0 | 0 | 0 | 0 | 0 | 0 | 0 | 0 | 0 | 0 | 0 | 0 | 0 | 0 | 0 | 0 | 0 | 0 | 0 | 0 | 0 | 0 | 0 | 0
F3_Industrial_Industrial - ID_Existing_Process_Natural Gas_Process Heating_E1 | F3 | Industrial | Industrial - ID | Existing | Process | Natural Gas | Process Heating | E1 | System - kBTUs of Consumption | 79020.7205 | 79020.7205 | 79020.7205 | 79020.7205 | 79020.7205 | 79020.7205 | 79020.7205 | 79020.7205 | 79020.7205 | 79020.7205 | 79020.7205 | 79020.7205 | 79020.7205 | 79020.7205 | 79020.7205 | 79020.7205 | 79020.7205 | 79020.7205 | 79020.7205 | 79020.7205 | 79020.7205 | 79020.7205 | 79020.7205 | 79020.7205 | 79020.7205 | 79020.7205 | 79020.7205
F3_Industrial_Industrial - ID_Existing_Process_Natural Gas_Process Heating_E2 | F3 | Industrial | Industrial - ID | Existing | Process | Natural Gas | Process Heating | E2 | System - kBTUs of Consumption | 0 | 0 | 0 | 0 | 0 | 0 | 0 | 0 | 0 | 0 | 0 | 0 | 0 | 0 | 0 | 0 | 0 | 0 | 0 | 0 | 0 | 0 | 0 | 0 | 0 | 0 | 0
F3_Industrial_Industrial - ID_Existing_Process_Natural Gas_Process Heating_E3 | F3 | Industrial | Industrial - ID | Existing | Process | Natural Gas | Process Heating | E3 | System - kBTUs of Consumption | 0 | 0 | 0 | 0 | 0 | 0 | 0 | 0 | 0 | 0 | 0 | 0 | 0 | 0 | 0 | 0 | 0 | 0 | 0 | 0 | 0 | 0 | 0 | 0 | 0 | 0 | 0
F3_Industrial_Industrial - ID_Existing_Process_Natural Gas_Process Heating_E4 | F3 | Industrial | Industrial - ID | Existing | Process | Natural Gas | Process Heating | E4 | System - kBTUs of Consumption | 0 | 0 | 0 | 0 | 0 | 0 | 0 | 0 | 0 | 0 | 0 | 0 | 0 | 0 | 0 | 0 | 0 | 0 | 0 | 0 | 0 | 0 | 0 | 0 | 0 | 0 | 0
F3_Industrial_Industrial - ID_Existing_Process_Natural Gas_Process Heating_E5 | F3 | Industrial | Industrial - ID | Existing | Process | Natural Gas | Process Heating | E5 | System - kBTUs of Consumption | 0 | 0 | 0 | 0 | 0 | 0 | 0 | 0 | 0 | 0 | 0 | 0 | 0 | 0 | 0 | 0 | 0 | 0 | 0 | 0 | 0 | 0 | 0 | 0 | 0 | 0 | 0
F3_Industrial_Industrial - ID_Existing_Process_Natural Gas_Process Heating_E6 | F3 | Industrial | Industrial - ID | Existing | Process | Natural Gas | Process Heating | E6 | System - kBTUs of Consumption | 0 | 0 | 0 | 0 | 0 | 0 | 0 | 0 | 0 | 0 | 0 | 0 | 0 | 0 | 0 | 0 | 0 | 0 | 0 | 0 | 0 | 0 | 0 | 0 | 0 | 0 | 0
F3_Industrial_Industrial - ID_Existing_Process_Natural Gas_Process Heating_E7 | F3 | Industrial | Industrial - ID | Existing | Process | Natural Gas | Process Heating | E7 | System - kBTUs of Consumption | 0 | 0 | 0 | 0 | 0 | 0 | 0 | 0 | 0 | 0 | 0 | 0 | 0 | 0 | 0 | 0 | 0 | 0 | 0 | 0 | 0 | 0 | 0 | 0 | 0 | 0 | 0
F3_Industrial_Industrial - ID_Existing_Process_Natural Gas_Process Heating_E8 | F3 | Industrial | Industrial - ID | Existing | Process | Natural Gas | Process Heating | E8 | System - kBTUs of Consumption | 0 | 0 | 0 | 0 | 0 | 0 | 0 | 0 | 0 | 0 | 0 | 0 | 0 | 0 | 0 | 0 | 0 | 0 | 0 | 0 | 0 | 0 | 0 | 0 | 0 | 0 | 0
F3_Industrial_Industrial - ID_Existing_Process_Natural Gas_Process Heating_E9 | F3 | Industrial | Industrial - ID | Existing | Process | Natural Gas | Process Heating | E9 | System - kBTUs of Consumption | 0 | 0 | 0 | 0 | 0 | 0 | 0 | 0 | 0 | 0 | 0 | 0 | 0 | 0 | 0 | 0 | 0 | 0 | 0 | 0 | 0 | 0 | 0 | 0 | 0 | 0 | 0
F3_Industrial_Industrial - ID_Existing_Process_Natural Gas_Process Heating_E10 | F3 | Industrial | Industrial - ID | Existing | Process | Natural Gas | Process Heating | E10 | System - kBTUs of Consumption | 0 | 0 | 0 | 0 | 0 | 0 | 0 | 0 | 0 | 0 | 0 | 0 | 0 | 0 | 0 | 0 | 0 | 0 | 0 | 0 | 0 | 0 | 0 | 0 | 0 | 0 | 0
F4_Industrial_Industrial - ID_Existing_Process_Natural Gas_Process Heating_E1 | F4 | Industrial | Industrial - ID | Existing | Process | Natural Gas | Process Heating | E1 | Utility - Cost of Equipment | 195.5068 | 195.5068 | 195.5068 | 195.5068 | 195.5068 | 195.5068 | 195.5068 | 195.5068 | 195.5068 | 195.5068 | 195.5068 | 195.5068 | 195.5068 | 195.5068 | 195.5068 | 195.5068 | 195.5068 | 195.5068 | 195.5068 | 195.5068 | 195.5068 | 195.5068 | 195.5068 | 195.5068 | 195.5068 | 195.5068 | 195.5068
F4_Industrial_Industrial - ID_Existing_Process_Natural Gas_Process Heating_E2 | F4 | Industrial | Industrial - ID | Existing | Process | Natural Gas | Process Heating | E2 | Utility - Cost of Equipment | 0 | 0 | 0 | 0 | 0 | 0 | 0 | 0 | 0 | 0 | 0 | 0 | 0 | 0 | 0 | 0 | 0 | 0 | 0 | 0 | 0 | 0 | 0 | 0 | 0 | 0 | 0
F4_Industrial_Industrial - ID_Existing_Process_Natural Gas_Process Heating_E3 | F4 | Industrial | Industrial - ID | Existing | Process | Natural Gas | Process Heating | E3 | Utility - Cost of Equipment | 0 | 0 | 0 | 0 | 0 | 0 | 0 | 0 | 0 | 0 | 0 | 0 | 0 | 0 | 0 | 0 | 0 | 0 | 0 | 0 | 0 | 0 | 0 | 0 | 0 | 0 | 0
F4_Industrial_Industrial - ID_Existing_Process_Natural Gas_Process Heating_E4 | F4 | Industrial | Industrial - ID | Existing | Process | Natural Gas | Process Heating | E4 | Utility - Cost of Equipment | 0 | 0 | 0 | 0 | 0 | 0 | 0 | 0 | 0 | 0 | 0 | 0 | 0 | 0 | 0 | 0 | 0 | 0 | 0 | 0 | 0 | 0 | 0 | 0 | 0 | 0 | 0
F4_Industrial_Industrial - ID_Existing_Process_Natural Gas_Process Heating_E5 | F4 | Industrial | Industrial - ID | Existing | Process | Natural Gas | Process Heating | E5 | Utility - Cost of Equipment | 0 | 0 | 0 | 0 | 0 | 0 | 0 | 0 | 0 | 0 | 0 | 0 | 0 | 0 | 0 | 0 | 0 | 0 | 0 | 0 | 0 | 0 | 0 | 0 | 0 | 0 | 0
F4_Industrial_Industrial - ID_Existing_Process_Natural Gas_Process Heating_E6 | F4 | Industrial | Industrial - ID | Existing | Process | Natural Gas | Process Heating | E6 | Utility - Cost of Equipment | 0 | 0 | 0 | 0 | 0 | 0 | 0 | 0 | 0 | 0 | 0 | 0 | 0 | 0 | 0 | 0 | 0 | 0 | 0 | 0 | 0 | 0 | 0 | 0 | 0 | 0 | 0
F4_Industrial_Industrial - ID_Existing_Process_Natural Gas_Process Heating_E7 | F4 | Industrial | Industrial - ID | Existing | Process | Natural Gas | Process Heating | E7 | Utility - Cost of Equipment | 0 | 0 | 0 | 0 | 0 | 0 | 0 | 0 | 0 | 0 | 0 | 0 | 0 | 0 | 0 | 0 | 0 | 0 | 0 | 0 | 0 | 0 | 0 | 0 | 0 | 0 | 0
F4_Industrial_Industrial - ID_Existing_Process_Natural Gas_Process Heating_E8 | F4 | Industrial | Industrial - ID | Existing | Process | Natural Gas | Process Heating | E8 | Utility - Cost of Equipment | 0 | 0 | 0 | 0 | 0 | 0 | 0 | 0 | 0 | 0 | 0 | 0 | 0 | 0 | 0 | 0 | 0 | 0 | 0 | 0 | 0 | 0 | 0 | 0 | 0 | 0 | 0
F4_Industrial_Industrial - ID_Existing_Process_Natural Gas_Process Heating_E9 | F4 | Industrial | Industrial - ID | Existing | Process | Natural Gas | Process Heating | E9 | Utility - Cost of Equipment | 0 | 0 | 0 | 0 | 0 | 0 | 0 | 0 | 0 | 0 | 0 | 0 | 0 | 0 | 0 | 0 | 0 | 0 | 0 | 0 | 0 | 0 | 0 | 0 | 0 | 0 | 0
F4_Industrial_Industrial - ID_Existing_Process_Natural Gas_Process Heating_E10 | F4 | Industrial | Industrial - ID | Existing | Process | Natural Gas | Process Heating | E10 | Utility - Cost of Equipment | 0 | 0 | 0 | 0 | 0 | 0 | 0 | 0 | 0 | 0 | 0 | 0 | 0 | 0 | 0 | 0 | 0 | 0 | 0 | 0 | 0 | 0 | 0 | 0 | 0 | 0 | 0
F5_Industrial_Industrial - ID_Existing_Process_Natural Gas_Process Heating_E1 | F5 | Industrial | Industrial - ID | Existing | Process | Natural Gas | Process Heating | E1 | Utility - Cost of Operation | 161.6347 | 174.8836 | 193.4003 | 217.3439 | 241.3943 | 261.9403 | 284.0137 | 304.9424 | 326.4317 | 342.5716 | 357.3463 | 373.2798 | 388.0192 | 399.4846 | 408.1513 | 413.7766 | 419.4711 | 426.7347 | 434.2965 | 443.125 | 453.5253 | 465.1828 | 477.7741 | 485.1137 | 491.9817 | 498.3938 | 504.3654
F5_Industrial_Industrial - ID_Existing_Process_Natural Gas_Process Heating_E2 | F5 | Industrial | Industrial - ID | Existing | Process | Natural Gas | Process Heating | E2 | Utility - Cost of Operation | 0 | 0 | 0 | 0 | 0 | 0 | 0 | 0 | 0 | 0 | 0 | 0 | 0 | 0 | 0 | 0 | 0 | 0 | 0 | 0 | 0 | 0 | 0 | 0 | 0 | 0 | 0
F5_Industrial_Industrial - ID_Existing_Process_Natural Gas_Process Heating_E3 | F5 | Industrial | Industrial - ID | Existing | Process | Natural Gas | Process Heating | E3 | Utility - Cost of Operation | 0 | 0 | 0 | 0 | 0 | 0 | 0 | 0 | 0 | 0 | 0 | 0 | 0 | 0 | 0 | 0 | 0 | 0 | 0 | 0 | 0 | 0 | 0 | 0 | 0 | 0 | 0
F5_Industrial_Industrial - ID_Existing_Process_Natural Gas_Process Heating_E4 | F5 | Industrial | Industrial - ID | Existing | Process | Natural Gas | Process Heating | E4 | Utility - Cost of Operation | 0 | 0 | 0 | 0 | 0 | 0 | 0 | 0 | 0 | 0 | 0 | 0 | 0 | 0 | 0 | 0 | 0 | 0 | 0 | 0 | 0 | 0 | 0 | 0 | 0 | 0 | 0
F5_Industrial_Industrial - ID_Existing_Process_Natural Gas_Process Heating_E5 | F5 | Industrial | Industrial - ID | Existing | Process | Natural Gas | Process Heating | E5 | Utility - Cost of Operation | 0 | 0 | 0 | 0 | 0 | 0 | 0 | 0 | 0 | 0 | 0 | 0 | 0 | 0 | 0 | 0 | 0 | 0 | 0 | 0 | 0 | 0 | 0 | 0 | 0 | 0 | 0
F5_Industrial_Industrial - ID_Existing_Process_Natural Gas_Process Heating_E6 | F5 | Industrial | Industrial - ID | Existing | Process | Natural Gas | Process Heating | E6 | Utility - Cost of Operation | 0 | 0 | 0 | 0 | 0 | 0 | 0 | 0 | 0 | 0 | 0 | 0 | 0 | 0 | 0 | 0 | 0 | 0 | 0 | 0 | 0 | 0 | 0 | 0 | 0 | 0 | 0
F5_Industrial_Industrial - ID_Existing_Process_Natural Gas_Process Heating_E7 | F5 | Industrial | Industrial - ID | Existing | Process | Natural Gas | Process Heating | E7 | Utility - Cost of Operation | 0 | 0 | 0 | 0 | 0 | 0 | 0 | 0 | 0 | 0 | 0 | 0 | 0 | 0 | 0 | 0 | 0 | 0 | 0 | 0 | 0 | 0 | 0 | 0 | 0 | 0 | 0
F5_Industrial_Industrial - ID_Existing_Process_Natural Gas_Process Heating_E8 | F5 | Industrial | Industrial - ID | Existing | Process | Natural Gas | Process Heating | E8 | Utility - Cost of Operation | 0 | 0 | 0 | 0 | 0 | 0 | 0 | 0 | 0 | 0 | 0 | 0 | 0 | 0 | 0 | 0 | 0 | 0 | 0 | 0 | 0 | 0 | 0 | 0 | 0 | 0 | 0
F5_Industrial_Industrial - ID_Existing_Process_Natural Gas_Process Heating_E9 | F5 | Industrial | Industrial - ID | Existing | Process | Natural Gas | Process Heating | E9 | Utility - Cost of Operation | 0 | 0 | 0 | 0 | 0 | 0 | 0 | 0 | 0 | 0 | 0 | 0 | 0 | 0 | 0 | 0 | 0 | 0 | 0 | 0 | 0 | 0 | 0 | 0 | 0 | 0 | 0
F5_Industrial_Industrial - ID_Existing_Process_Natural Gas_Process Heating_E10 | F5 | Industrial | Industrial - ID | Existing | Process | Natural Gas | Process Heating | E10 | Utility - Cost of Operation | 0 | 0 | 0 | 0 | 0 | 0 | 0 | 0 | 0 | 0 | 0 | 0 | 0 | 0 | 0 | 0 | 0 | 0 | 0 | 0 | 0 | 0 | 0 | 0 | 0 | 0 | 0
F6_Industrial_Industrial - ID_Existing_Process_Natural Gas_Process Heating_E1 | F6 | Industrial | Industrial - ID | Existing | Process | Natural Gas | Process Heating | E1 | Utility - Value of Sales | 178.1605 | 184.7785 | 194.1434 | 206.419 | 220.046 | 234.4766 | 248.5635 | 261.6997 | 274.7712 | 281.4922 | 292.6426 | 306.0236 | 319.2614 | 329.9563 | 338.8351 | 345.1397 | 350.5667 | 356.2191 | 360.4221 | 363.9369 | 367.3228 | 374.1264 | 380.7006 | 386.3167 | 391.5662 | 396.4613 | 401.0139
F6_Industrial_Industrial - ID_Existing_Process_Natural Gas_Process Heating_E2 | F6 | Industrial | Industrial - ID | Existing | Process | Natural Gas | Process Heating | E2 | Utility - Value of Sales | 0 | 0 | 0 | 0 | 0 | 0 | 0 | 0 | 0 | 0 | 0 | 0 | 0 | 0 | 0 | 0 | 0 | 0 | 0 | 0 | 0 | 0 | 0 | 0 | 0 | 0 | 0
F6_Industrial_Industrial - ID_Existing_Process_Natural Gas_Process Heating_E3 | F6 | Industrial | Industrial - ID | Existing | Process | Natural Gas | Process Heating | E3 | Utility - Value of Sales | 0 | 0 | 0 | 0 | 0 | 0 | 0 | 0 | 0 | 0 | 0 | 0 | 0 | 0 | 0 | 0 | 0 | 0 | 0 | 0 | 0 | 0 | 0 | 0 | 0 | 0 | 0
F6_Industrial_Industrial - ID_Existing_Process_Natural Gas_Process Heating_E4 | F6 | Industrial | Industrial - ID | Existing | Process | Natural Gas | Process Heating | E4 | Utility - Value of Sales | 0 | 0 | 0 | 0 | 0 | 0 | 0 | 0 | 0 | 0 | 0 | 0 | 0 | 0 | 0 | 0 | 0 | 0 | 0 | 0 | 0 | 0 | 0 | 0 | 0 | 0 | 0
F6_Industrial_Industrial - ID_Existing_Process_Natural Gas_Process Heating_E5 | F6 | Industrial | Industrial - ID | Existing | Process | Natural Gas | Process Heating | E5 | Utility - Value of Sales | 0 | 0 | 0 | 0 | 0 | 0 | 0 | 0 | 0 | 0 | 0 | 0 | 0 | 0 | 0 | 0 | 0 | 0 | 0 | 0 | 0 | 0 | 0 | 0 | 0 | 0 | 0
F6_Industrial_Industrial - ID_Existing_Process_Natural Gas_Process Heating_E6 | F6 | Industrial | Industrial - ID | Existing | Process | Natural Gas | Process Heating | E6 | Utility - Value of Sales | 0 | 0 | 0 | 0 | 0 | 0 | 0 | 0 | 0 | 0 | 0 | 0 | 0 | 0 | 0 | 0 | 0 | 0 | 0 | 0 | 0 | 0 | 0 | 0 | 0 | 0 | 0
F6_Industrial_Industrial - ID_Existing_Process_Natural Gas_Process Heating_E7 | F6 | Industrial | Industrial - ID | Existing | Process | Natural Gas | Process Heating | E7 | Utility - Value of Sales | 0 | 0 | 0 | 0 | 0 | 0 | 0 | 0 | 0 | 0 | 0 | 0 | 0 | 0 | 0 | 0 | 0 | 0 | 0 | 0 | 0 | 0 | 0 | 0 | 0 | 0 | 0
F6_Industrial_Industrial - ID_Existing_Process_Natural Gas_Process Heating_E8 | F6 | Industrial | Industrial - ID | Existing | Process | Natural Gas | Process Heating | E8 | Utility - Value of Sales | 0 | 0 | 0 | 0 | 0 | 0 | 0 | 0 | 0 | 0 | 0 | 0 | 0 | 0 | 0 | 0 | 0 | 0 | 0 | 0 | 0 | 0 | 0 | 0 | 0 | 0 | 0
F6_Industrial_Industrial - ID_Existing_Process_Natural Gas_Process Heating_E9 | F6 | Industrial | Industrial - ID | Existing | Process | Natural Gas | Process Heating | E9 | Utility - Value of Sales | 0 | 0 | 0 | 0 | 0 | 0 | 0 | 0 | 0 | 0 | 0 | 0 | 0 | 0 | 0 | 0 | 0 | 0 | 0 | 0 | 0 | 0 | 0 | 0 | 0 | 0 | 0
F6_Industrial_Industrial - ID_Existing_Process_Natural Gas_Process Heating_E10 | F6 | Industrial | Industrial - ID | Existing | Process | Natural Gas | Process Heating | E10 | Utility - Value of Sales | 0 | 0 | 0 | 0 | 0 | 0 | 0 | 0 | 0 | 0 | 0 | 0 | 0 | 0 | 0 | 0 | 0 | 0 | 0 | 0 | 0 | 0 | 0 | 0 | 0 | 0 | 0
F1_Industrial_Industrial - ID_Existing_Process_Natural Gas_Process Cooling_E1 | F1 | Industrial | Industrial - ID | Existing | Process | Natural Gas | Process Cooling | E1 | RVT - Cost of Equipment | 2.2693 | 2.2693 | 2.2693 | 2.2693 | 2.2693 | 2.2693 | 2.2693 | 2.2693 | 2.2693 | 2.2693 | 2.2693 | 2.2693 | 2.2693 | 2.2693 | 2.2693 | 2.2693 | 2.2693 | 2.2693 | 2.2693 | 2.2693 | 2.2693 | 2.2693 | 2.2693 | 2.2693 | 2.2693 | 2.2693 | 2.2693
F1_Industrial_Industrial - ID_Existing_Process_Natural Gas_Process Cooling_E2 | F1 | Industrial | Industrial - ID | Existing | Process | Natural Gas | Process Cooling | E2 | RVT - Cost of Equipment | 0 | 0 | 0 | 0 | 0 | 0 | 0 | 0 | 0 | 0 | 0 | 0 | 0 | 0 | 0 | 0 | 0 | 0 | 0 | 0 | 0 | 0 | 0 | 0 | 0 | 0 | 0
F1_Industrial_Industrial - ID_Existing_Process_Natural Gas_Process Cooling_E3 | F1 | Industrial | Industrial - ID | Existing | Process | Natural Gas | Process Cooling | E3 | RVT - Cost of Equipment | 0 | 0 | 0 | 0 | 0 | 0 | 0 | 0 | 0 | 0 | 0 | 0 | 0 | 0 | 0 | 0 | 0 | 0 | 0 | 0 | 0 | 0 | 0 | 0 | 0 | 0 | 0
F1_Industrial_Industrial - ID_Existing_Process_Natural Gas_Process Cooling_E4 | F1 | Industrial | Industrial - ID | Existing | Process | Natural Gas | Process Cooling | E4 | RVT - Cost of Equipment | 0 | 0 | 0 | 0 | 0 | 0 | 0 | 0 | 0 | 0 | 0 | 0 | 0 | 0 | 0 | 0 | 0 | 0 | 0 | 0 | 0 | 0 | 0 | 0 | 0 | 0 | 0
F1_Industrial_Industrial - ID_Existing_Process_Natural Gas_Process Cooling_E5 | F1 | Industrial | Industrial - ID | Existing | Process | Natural Gas | Process Cooling | E5 | RVT - Cost of Equipment | 0 | 0 | 0 | 0 | 0 | 0 | 0 | 0 | 0 | 0 | 0 | 0 | 0 | 0 | 0 | 0 | 0 | 0 | 0 | 0 | 0 | 0 | 0 | 0 | 0 | 0 | 0
F1_Industrial_Industrial - ID_Existing_Process_Natural Gas_Process Cooling_E6 | F1 | Industrial | Industrial - ID | Existing | Process | Natural Gas | Process Cooling | E6 | RVT - Cost of Equipment | 0 | 0 | 0 | 0 | 0 | 0 | 0 | 0 | 0 | 0 | 0 | 0 | 0 | 0 | 0 | 0 | 0 | 0 | 0 | 0 | 0 | 0 | 0 | 0 | 0 | 0 | 0
F1_Industrial_Industrial - ID_Existing_Process_Natural Gas_Process Cooling_E7 | F1 | Industrial | Industrial - ID | Existing | Process | Natural Gas | Process Cooling | E7 | RVT - Cost of Equipment | 0 | 0 | 0 | 0 | 0 | 0 | 0 | 0 | 0 | 0 | 0 | 0 | 0 | 0 | 0 | 0 | 0 | 0 | 0 | 0 | 0 | 0 | 0 | 0 | 0 | 0 | 0
F1_Industrial_Industrial - ID_Existing_Process_Natural Gas_Process Cooling_E8 | F1 | Industrial | Industrial - ID | Existing | Process | Natural Gas | Process Cooling | E8 | RVT - Cost of Equipment | 0 | 0 | 0 | 0 | 0 | 0 | 0 | 0 | 0 | 0 | 0 | 0 | 0 | 0 | 0 | 0 | 0 | 0 | 0 | 0 | 0 | 0 | 0 | 0 | 0 | 0 | 0
F1_Industrial_Industrial - ID_Existing_Process_Natural Gas_Process Cooling_E9 | F1 | Industrial | Industrial - ID | Existing | Process | Natural Gas | Process Cooling | E9 | RVT - Cost of Equipment | 0 | 0 | 0 | 0 | 0 | 0 | 0 | 0 | 0 | 0 | 0 | 0 | 0 | 0 | 0 | 0 | 0 | 0 | 0 | 0 | 0 | 0 | 0 | 0 | 0 | 0 | 0
F1_Industrial_Industrial - ID_Existing_Process_Natural Gas_Process Cooling_E10 | F1 | Industrial | Industrial - ID | Existing | Process | Natural Gas | Process Cooling | E10 | RVT - Cost of Equipment | 0 | 0 | 0 | 0 | 0 | 0 | 0 | 0 | 0 | 0 | 0 | 0 | 0 | 0 | 0 | 0 | 0 | 0 | 0 | 0 | 0 | 0 | 0 | 0 | 0 | 0 | 0
F2_Industrial_Industrial - ID_Existing_Process_Natural Gas_Process Cooling_E1 | F2 | Industrial | Industrial - ID | Existing | Process | Natural Gas | Process Cooling | E1 | RVT - Cost of Operation | 2.0679 | 2.1447 | 2.2535 | 2.3959 | 2.5541 | 2.7216 | 2.8851 | 3.0376 | 3.1893 | 3.2673 | 3.3967 | 3.5521 | 3.7057 | 3.8298 | 3.9329 | 4.0061 | 4.0691 | 4.1347 | 4.1835 | 4.2243 | 4.2636 | 4.3425 | 4.4188 | 4.484 | 4.545 | 4.6018 | 4.6546
F2_Industrial_Industrial - ID_Existing_Process_Natural Gas_Process Cooling_E2 | F2 | Industrial | Industrial - ID | Existing | Process | Natural Gas | Process Cooling | E2 | RVT - Cost of Operation | 0 | 0 | 0 | 0 | 0 | 0 | 0 | 0 | 0 | 0 | 0 | 0 | 0 | 0 | 0 | 0 | 0 | 0 | 0 | 0 | 0 | 0 | 0 | 0 | 0 | 0 | 0
F2_Industrial_Industrial - ID_Existing_Process_Natural Gas_Process Cooling_E3 | F2 | Industrial | Industrial - ID | Existing | Process | Natural Gas | Process Cooling | E3 | RVT - Cost of Operation | 0 | 0 | 0 | 0 | 0 | 0 | 0 | 0 | 0 | 0 | 0 | 0 | 0 | 0 | 0 | 0 | 0 | 0 | 0 | 0 | 0 | 0 | 0 | 0 | 0 | 0 | 0
F2_Industrial_Industrial - ID_Existing_Process_Natural Gas_Process Cooling_E4 | F2 | Industrial | Industrial - ID | Existing | Process | Natural Gas | Process Cooling | E4 | RVT - Cost of Operation | 0 | 0 | 0 | 0 | 0 | 0 | 0 | 0 | 0 | 0 | 0 | 0 | 0 | 0 | 0 | 0 | 0 | 0 | 0 | 0 | 0 | 0 | 0 | 0 | 0 | 0 | 0
F2_Industrial_Industrial - ID_Existing_Process_Natural Gas_Process Cooling_E5 | F2 | Industrial | Industrial - ID | Existing | Process | Natural Gas | Process Cooling | E5 | RVT - Cost of Operation | 0 | 0 | 0 | 0 | 0 | 0 | 0 | 0 | 0 | 0 | 0 | 0 | 0 | 0 | 0 | 0 | 0 | 0 | 0 | 0 | 0 | 0 | 0 | 0 | 0 | 0 | 0
F2_Industrial_Industrial - ID_Existing_Process_Natural Gas_Process Cooling_E6 | F2 | Industrial | Industrial - ID | Existing | Process | Natural Gas | Process Cooling | E6 | RVT - Cost of Operation | 0 | 0 | 0 | 0 | 0 | 0 | 0 | 0 | 0 | 0 | 0 | 0 | 0 | 0 | 0 | 0 | 0 | 0 | 0 | 0 | 0 | 0 | 0 | 0 | 0 | 0 | 0
F2_Industrial_Industrial - ID_Existing_Process_Natural Gas_Process Cooling_E7 | F2 | Industrial | Industrial - ID | Existing | Process | Natural Gas | Process Cooling | E7 | RVT - Cost of Operation | 0 | 0 | 0 | 0 | 0 | 0 | 0 | 0 | 0 | 0 | 0 | 0 | 0 | 0 | 0 | 0 | 0 | 0 | 0 | 0 | 0 | 0 | 0 | 0 | 0 | 0 | 0
F2_Industrial_Industrial - ID_Existing_Process_Natural Gas_Process Cooling_E8 | F2 | Industrial | Industrial - ID | Existing | Process | Natural Gas | Process Cooling | E8 | RVT - Cost of Operation | 0 | 0 | 0 | 0 | 0 | 0 | 0 | 0 | 0 | 0 | 0 | 0 | 0 | 0 | 0 | 0 | 0 | 0 | 0 | 0 | 0 | 0 | 0 | 0 | 0 | 0 | 0
F2_Industrial_Industrial - ID_Existing_Process_Natural Gas_Process Cooling_E9 | F2 | Industrial | Industrial - ID | Existing | Process | Natural Gas | Process Cooling | E9 | RVT - Cost of Operation | 0 | 0 | 0 | 0 | 0 | 0 | 0 | 0 | 0 | 0 | 0 | 0 | 0 | 0 | 0 | 0 | 0 | 0 | 0 | 0 | 0 | 0 | 0 | 0 | 0 | 0 | 0
F2_Industrial_Industrial - ID_Existing_Process_Natural Gas_Process Cooling_E10 | F2 | Industrial | Industrial - ID | Existing | Process | Natural Gas | Process Cooling | E10 | RVT - Cost of Operation | 0 | 0 | 0 | 0 | 0 | 0 | 0 | 0 | 0 | 0 | 0 | 0 | 0 | 0 | 0 | 0 | 0 | 0 | 0 | 0 | 0 | 0 | 0 | 0 | 0 | 0 | 0
F3_Industrial_Industrial - ID_Existing_Process_Natural Gas_Process Cooling_E1 | F3 | Industrial | Industrial - ID | Existing | Process | Natural Gas | Process Cooling | E1 | System - kBTUs of Consumption | 917.2048 | 917.2048 | 917.2048 | 917.2048 | 917.2048 | 917.2048 | 917.2048 | 917.2048 | 917.2048 | 917.2048 | 917.2048 | 917.2048 | 917.2048 | 917.2048 | 917.2048 | 917.2048 | 917.2048 | 917.2048 | 917.2048 | 917.2048 | 917.2048 | 917.2048 | 917.2048 | 917.2048 | 917.2048 | 917.2048 | 917.2048
F3_Industrial_Industrial - ID_Existing_Process_Natural Gas_Process Cooling_E2 | F3 | Industrial | Industrial - ID | Existing | Process | Natural Gas | Process Cooling | E2 | System - kBTUs of Consumption | 0 | 0 | 0 | 0 | 0 | 0 | 0 | 0 | 0 | 0 | 0 | 0 | 0 | 0 | 0 | 0 | 0 | 0 | 0 | 0 | 0 | 0 | 0 | 0 | 0 | 0 | 0
F3_Industrial_Industrial - ID_Existing_Process_Natural Gas_Process Cooling_E3 | F3 | Industrial | Industrial - ID | Existing | Process | Natural Gas | Process Cooling | E3 | System - kBTUs of Consumption | 0 | 0 | 0 | 0 | 0 | 0 | 0 | 0 | 0 | 0 | 0 | 0 | 0 | 0 | 0 | 0 | 0 | 0 | 0 | 0 | 0 | 0 | 0 | 0 | 0 | 0 | 0
F3_Industrial_Industrial - ID_Existing_Process_Natural Gas_Process Cooling_E4 | F3 | Industrial | Industrial - ID | Existing | Process | Natural Gas | Process Cooling | E4 | System - kBTUs of Consumption | 0 | 0 | 0 | 0 | 0 | 0 | 0 | 0 | 0 | 0 | 0 | 0 | 0 | 0 | 0 | 0 | 0 | 0 | 0 | 0 | 0 | 0 | 0 | 0 | 0 | 0 | 0
F3_Industrial_Industrial - ID_Existing_Process_Natural Gas_Process Cooling_E5 | F3 | Industrial | Industrial - ID | Existing | Process | Natural Gas | Process Cooling | E5 | System - kBTUs of Consumption | 0 | 0 | 0 | 0 | 0 | 0 | 0 | 0 | 0 | 0 | 0 | 0 | 0 | 0 | 0 | 0 | 0 | 0 | 0 | 0 | 0 | 0 | 0 | 0 | 0 | 0 | 0
F3_Industrial_Industrial - ID_Existing_Process_Natural Gas_Process Cooling_E6 | F3 | Industrial | Industrial - ID | Existing | Process | Natural Gas | Process Cooling | E6 | System - kBTUs of Consumption | 0 | 0 | 0 | 0 | 0 | 0 | 0 | 0 | 0 | 0 | 0 | 0 | 0 | 0 | 0 | 0 | 0 | 0 | 0 | 0 | 0 | 0 | 0 | 0 | 0 | 0 | 0
F3_Industrial_Industrial - ID_Existing_Process_Natural Gas_Process Cooling_E7 | F3 | Industrial | Industrial - ID | Existing | Process | Natural Gas | Process Cooling | E7 | System - kBTUs of Consumption | 0 | 0 | 0 | 0 | 0 | 0 | 0 | 0 | 0 | 0 | 0 | 0 | 0 | 0 | 0 | 0 | 0 | 0 | 0 | 0 | 0 | 0 | 0 | 0 | 0 | 0 | 0
F3_Industrial_Industrial - ID_Existing_Process_Natural Gas_Process Cooling_E8 | F3 | Industrial | Industrial - ID | Existing | Process | Natural Gas | Process Cooling | E8 | System - kBTUs of Consumption | 0 | 0 | 0 | 0 | 0 | 0 | 0 | 0 | 0 | 0 | 0 | 0 | 0 | 0 | 0 | 0 | 0 | 0 | 0 | 0 | 0 | 0 | 0 | 0 | 0 | 0 | 0
F3_Industrial_Industrial - ID_Existing_Process_Natural Gas_Process Cooling_E9 | F3 | Industrial | Industrial - ID | Existing | Process | Natural Gas | Process Cooling | E9 | System - kBTUs of Consumption | 0 | 0 | 0 | 0 | 0 | 0 | 0 | 0 | 0 | 0 | 0 | 0 | 0 | 0 | 0 | 0 | 0 | 0 | 0 | 0 | 0 | 0 | 0 | 0 | 0 | 0 | 0
F3_Industrial_Industrial - ID_Existing_Process_Natural Gas_Process Cooling_E10 | F3 | Industrial | Industrial - ID | Existing | Process | Natural Gas | Process Cooling | E10 | System - kBTUs of Consumption | 0 | 0 | 0 | 0 | 0 | 0 | 0 | 0 | 0 | 0 | 0 | 0 | 0 | 0 | 0 | 0 | 0 | 0 | 0 | 0 | 0 | 0 | 0 | 0 | 0 | 0 | 0
F4_Industrial_Industrial - ID_Existing_Process_Natural Gas_Process Cooling_E1 | F4 | Industrial | Industrial - ID | Existing | Process | Natural Gas | Process Cooling | E1 | Utility - Cost of Equipment | 2.2693 | 2.2693 | 2.2693 | 2.2693 | 2.2693 | 2.2693 | 2.2693 | 2.2693 | 2.2693 | 2.2693 | 2.2693 | 2.2693 | 2.2693 | 2.2693 | 2.2693 | 2.2693 | 2.2693 | 2.2693 | 2.2693 | 2.2693 | 2.2693 | 2.2693 | 2.2693 | 2.2693 | 2.2693 | 2.2693 | 2.2693
F4_Industrial_Industrial - ID_Existing_Process_Natural Gas_Process Cooling_E2 | F4 | Industrial | Industrial - ID | Existing | Process | Natural Gas | Process Cooling | E2 | Utility - Cost of Equipment | 0 | 0 | 0 | 0 | 0 | 0 | 0 | 0 | 0 | 0 | 0 | 0 | 0 | 0 | 0 | 0 | 0 | 0 | 0 | 0 | 0 | 0 | 0 | 0 | 0 | 0 | 0
F4_Industrial_Industrial - ID_Existing_Process_Natural Gas_Process Cooling_E3 | F4 | Industrial | Industrial - ID | Existing | Process | Natural Gas | Process Cooling | E3 | Utility - Cost of Equipment | 0 | 0 | 0 | 0 | 0 | 0 | 0 | 0 | 0 | 0 | 0 | 0 | 0 | 0 | 0 | 0 | 0 | 0 | 0 | 0 | 0 | 0 | 0 | 0 | 0 | 0 | 0
F4_Industrial_Industrial - ID_Existing_Process_Natural Gas_Process Cooling_E4 | F4 | Industrial | Industrial - ID | Existing | Process | Natural Gas | Process Cooling | E4 | Utility - Cost of Equipment | 0 | 0 | 0 | 0 | 0 | 0 | 0 | 0 | 0 | 0 | 0 | 0 | 0 | 0 | 0 | 0 | 0 | 0 | 0 | 0 | 0 | 0 | 0 | 0 | 0 | 0 | 0
F4_Industrial_Industrial - ID_Existing_Process_Natural Gas_Process Cooling_E5 | F4 | Industrial | Industrial - ID | Existing | Process | Natural Gas | Process Cooling | E5 | Utility - Cost of Equipment | 0 | 0 | 0 | 0 | 0 | 0 | 0 | 0 | 0 | 0 | 0 | 0 | 0 | 0 | 0 | 0 | 0 | 0 | 0 | 0 | 0 | 0 | 0 | 0 | 0 | 0 | 0
F4_Industrial_Industrial - ID_Existing_Process_Natural Gas_Process Cooling_E6 | F4 | Industrial | Industrial - ID | Existing | Process | Natural Gas | Process Cooling | E6 | Utility - Cost of Equipment | 0 | 0 | 0 | 0 | 0 | 0 | 0 | 0 | 0 | 0 | 0 | 0 | 0 | 0 | 0 | 0 | 0 | 0 | 0 | 0 | 0 | 0 | 0 | 0 | 0 | 0 | 0
F4_Industrial_Industrial - ID_Existing_Process_Natural Gas_Process Cooling_E7 | F4 | Industrial | Industrial - ID | Existing | Process | Natural Gas | Process Cooling | E7 | Utility - Cost of Equipment | 0 | 0 | 0 | 0 | 0 | 0 | 0 | 0 | 0 | 0 | 0 | 0 | 0 | 0 | 0 | 0 | 0 | 0 | 0 | 0 | 0 | 0 | 0 | 0 | 0 | 0 | 0
F4_Industrial_Industrial - ID_Existing_Process_Natural Gas_Process Cooling_E8 | F4 | Industrial | Industrial - ID | Existing | Process | Natural Gas | Process Cooling | E8 | Utility - Cost of Equipment | 0 | 0 | 0 | 0 | 0 | 0 | 0 | 0 | 0 | 0 | 0 | 0 | 0 | 0 | 0 | 0 | 0 | 0 | 0 | 0 | 0 | 0 | 0 | 0 | 0 | 0 | 0
F4_Industrial_Industrial - ID_Existing_Process_Natural Gas_Process Cooling_E9 | F4 | Industrial | Industrial - ID | Existing | Process | Natural Gas | Process Cooling | E9 | Utility - Cost of Equipment | 0 | 0 | 0 | 0 | 0 | 0 | 0 | 0 | 0 | 0 | 0 | 0 | 0 | 0 | 0 | 0 | 0 | 0 | 0 | 0 | 0 | 0 | 0 | 0 | 0 | 0 | 0
F4_Industrial_Industrial - ID_Existing_Process_Natural Gas_Process Cooling_E10 | F4 | Industrial | Industrial - ID | Existing | Process | Natural Gas | Process Cooling | E10 | Utility - Cost of Equipment | 0 | 0 | 0 | 0 | 0 | 0 | 0 | 0 | 0 | 0 | 0 | 0 | 0 | 0 | 0 | 0 | 0 | 0 | 0 | 0 | 0 | 0 | 0 | 0 | 0 | 0 | 0
F5_Industrial_Industrial - ID_Existing_Process_Natural Gas_Process Cooling_E1 | F5 | Industrial | Industrial - ID | Existing | Process | Natural Gas | Process Cooling | E1 | Utility - Cost of Operation | 1.8761 | 2.0299 | 2.2448 | 2.5227 | 2.8019 | 3.0404 | 3.2966 | 3.5395 | 3.7889 | 3.9763 | 4.1478 | 4.3327 | 4.5038 | 4.6369 | 4.7375 | 4.8028 | 4.8689 | 4.9532 | 5.0409 | 5.1434 | 5.2641 | 5.3994 | 5.5456 | 5.6308 | 5.7105 | 5.7849 | 5.8542
F5_Industrial_Industrial - ID_Existing_Process_Natural Gas_Process Cooling_E2 | F5 | Industrial | Industrial - ID | Existing | Process | Natural Gas | Process Cooling | E2 | Utility - Cost of Operation | 0 | 0 | 0 | 0 | 0 | 0 | 0 | 0 | 0 | 0 | 0 | 0 | 0 | 0 | 0 | 0 | 0 | 0 | 0 | 0 | 0 | 0 | 0 | 0 | 0 | 0 | 0
F5_Industrial_Industrial - ID_Existing_Process_Natural Gas_Process Cooling_E3 | F5 | Industrial | Industrial - ID | Existing | Process | Natural Gas | Process Cooling | E3 | Utility - Cost of Operation | 0 | 0 | 0 | 0 | 0 | 0 | 0 | 0 | 0 | 0 | 0 | 0 | 0 | 0 | 0 | 0 | 0 | 0 | 0 | 0 | 0 | 0 | 0 | 0 | 0 | 0 | 0
F5_Industrial_Industrial - ID_Existing_Process_Natural Gas_Process Cooling_E4 | F5 | Industrial | Industrial - ID | Existing | Process | Natural Gas | Process Cooling | E4 | Utility - Cost of Operation | 0 | 0 | 0 | 0 | 0 | 0 | 0 | 0 | 0 | 0 | 0 | 0 | 0 | 0 | 0 | 0 | 0 | 0 | 0 | 0 | 0 | 0 | 0 | 0 | 0 | 0 | 0
F5_Industrial_Industrial - ID_Existing_Process_Natural Gas_Process Cooling_E5 | F5 | Industrial | Industrial - ID | Existing | Process | Natural Gas | Process Cooling | E5 | Utility - Cost of Operation | 0 | 0 | 0 | 0 | 0 | 0 | 0 | 0 | 0 | 0 | 0 | 0 | 0 | 0 | 0 | 0 | 0 | 0 | 0 | 0 | 0 | 0 | 0 | 0 | 0 | 0 | 0
F5_Industrial_Industrial - ID_Existing_Process_Natural Gas_Process Cooling_E6 | F5 | Industrial | Industrial - ID | Existing | Process | Natural Gas | Process Cooling | E6 | Utility - Cost of Operation | 0 | 0 | 0 | 0 | 0 | 0 | 0 | 0 | 0 | 0 | 0 | 0 | 0 | 0 | 0 | 0 | 0 | 0 | 0 | 0 | 0 | 0 | 0 | 0 | 0 | 0 | 0
F5_Industrial_Industrial - ID_Existing_Process_Natural Gas_Process Cooling_E7 | F5 | Industrial | Industrial - ID | Existing | Process | Natural Gas | Process Cooling | E7 | Utility - Cost of Operation | 0 | 0 | 0 | 0 | 0 | 0 | 0 | 0 | 0 | 0 | 0 | 0 | 0 | 0 | 0 | 0 | 0 | 0 | 0 | 0 | 0 | 0 | 0 | 0 | 0 | 0 | 0
F5_Industrial_Industrial - ID_Existing_Process_Natural Gas_Process Cooling_E8 | F5 | Industrial | Industrial - ID | Existing | Process | Natural Gas | Process Cooling | E8 | Utility - Cost of Operation | 0 | 0 | 0 | 0 | 0 | 0 | 0 | 0 | 0 | 0 | 0 | 0 | 0 | 0 | 0 | 0 | 0 | 0 | 0 | 0 | 0 | 0 | 0 | 0 | 0 | 0 | 0
F5_Industrial_Industrial - ID_Existing_Process_Natural Gas_Process Cooling_E9 | F5 | Industrial | Industrial - ID | Existing | Process | Natural Gas | Process Cooling | E9 | Utility - Cost of Operation | 0 | 0 | 0 | 0 | 0 | 0 | 0 | 0 | 0 | 0 | 0 | 0 | 0 | 0 | 0 | 0 | 0 | 0 | 0 | 0 | 0 | 0 | 0 | 0 | 0 | 0 | 0
F5_Industrial_Industrial - ID_Existing_Process_Natural Gas_Process Cooling_E10 | F5 | Industrial | Industrial - ID | Existing | Process | Natural Gas | Process Cooling | E10 | Utility - Cost of Operation | 0 | 0 | 0 | 0 | 0 | 0 | 0 | 0 | 0 | 0 | 0 | 0 | 0 | 0 | 0 | 0 | 0 | 0 | 0 | 0 | 0 | 0 | 0 | 0 | 0 | 0 | 0
F6_Industrial_Industrial - ID_Existing_Process_Natural Gas_Process Cooling_E1 | F6 | Industrial | Industrial - ID | Existing | Process | Natural Gas | Process Cooling | E1 | Utility - Value of Sales | 2.0679 | 2.1447 | 2.2535 | 2.3959 | 2.5541 | 2.7216 | 2.8851 | 3.0376 | 3.1893 | 3.2673 | 3.3967 | 3.5521 | 3.7057 | 3.8298 | 3.9329 | 4.0061 | 4.0691 | 4.1347 | 4.1835 | 4.2243 | 4.2636 | 4.3425 | 4.4188 | 4.484 | 4.545 | 4.6018 | 4.6546
F6_Industrial_Industrial - ID_Existing_Process_Natural Gas_Process Cooling_E2 | F6 | Industrial | Industrial - ID | Existing | Process | Natural Gas | Process Cooling | E2 | Utility - Value of Sales | 0 | 0 | 0 | 0 | 0 | 0 | 0 | 0 | 0 | 0 | 0 | 0 | 0 | 0 | 0 | 0 | 0 | 0 | 0 | 0 | 0 | 0 | 0 | 0 | 0 | 0 | 0
F6_Industrial_Industrial - ID_Existing_Process_Natural Gas_Process Cooling_E3 | F6 | Industrial | Industrial - ID | Existing | Process | Natural Gas | Process Cooling | E3 | Utility - Value of Sales | 0 | 0 | 0 | 0 | 0 | 0 | 0 | 0 | 0 | 0 | 0 | 0 | 0 | 0 | 0 | 0 | 0 | 0 | 0 | 0 | 0 | 0 | 0 | 0 | 0 | 0 | 0
F6_Industrial_Industrial - ID_Existing_Process_Natural Gas_Process Cooling_E4 | F6 | Industrial | Industrial - ID | Existing | Process | Natural Gas | Process Cooling | E4 | Utility - Value of Sales | 0 | 0 | 0 | 0 | 0 | 0 | 0 | 0 | 0 | 0 | 0 | 0 | 0 | 0 | 0 | 0 | 0 | 0 | 0 | 0 | 0 | 0 | 0 | 0 | 0 | 0 | 0
F6_Industrial_Industrial - ID_Existing_Process_Natural Gas_Process Cooling_E5 | F6 | Industrial | Industrial - ID | Existing | Process | Natural Gas | Process Cooling | E5 | Utility - Value of Sales | 0 | 0 | 0 | 0 | 0 | 0 | 0 | 0 | 0 | 0 | 0 | 0 | 0 | 0 | 0 | 0 | 0 | 0 | 0 | 0 | 0 | 0 | 0 | 0 | 0 | 0 | 0
F6_Industrial_Industrial - ID_Existing_Process_Natural Gas_Process Cooling_E6 | F6 | Industrial | Industrial - ID | Existing | Process | Natural Gas | Process Cooling | E6 | Utility - Value of Sales | 0 | 0 | 0 | 0 | 0 | 0 | 0 | 0 | 0 | 0 | 0 | 0 | 0 | 0 | 0 | 0 | 0 | 0 | 0 | 0 | 0 | 0 | 0 | 0 | 0 | 0 | 0
F6_Industrial_Industrial - ID_Existing_Process_Natural Gas_Process Cooling_E7 | F6 | Industrial | Industrial - ID | Existing | Process | Natural Gas | Process Cooling | E7 | Utility - Value of Sales | 0 | 0 | 0 | 0 | 0 | 0 | 0 | 0 | 0 | 0 | 0 | 0 | 0 | 0 | 0 | 0 | 0 | 0 | 0 | 0 | 0 | 0 | 0 | 0 | 0 | 0 | 0
F6_Industrial_Industrial - ID_Existing_Process_Natural Gas_Process Cooling_E8 | F6 | Industrial | Industrial - ID | Existing | Process | Natural Gas | Process Cooling | E8 | Utility - Value of Sales | 0 | 0 | 0 | 0 | 0 | 0 | 0 | 0 | 0 | 0 | 0 | 0 | 0 | 0 | 0 | 0 | 0 | 0 | 0 | 0 | 0 | 0 | 0 | 0 | 0 | 0 | 0
F6_Industrial_Industrial - ID_Existing_Process_Natural Gas_Process Cooling_E9 | F6 | Industrial | Industrial - ID | Existing | Process | Natural Gas | Process Cooling | E9 | Utility - Value of Sales | 0 | 0 | 0 | 0 | 0 | 0 | 0 | 0 | 0 | 0 | 0 | 0 | 0 | 0 | 0 | 0 | 0 | 0 | 0 | 0 | 0 | 0 | 0 | 0 | 0 | 0 | 0
F6_Industrial_Industrial - ID_Existing_Process_Natural Gas_Process Cooling_E10 | F6 | Industrial | Industrial - ID | Existing | Process | Natural Gas | Process Cooling | E10 | Utility - Value of Sales | 0 | 0 | 0 | 0 | 0 | 0 | 0 | 0 | 0 | 0 | 0 | 0 | 0 | 0 | 0 | 0 | 0 | 0 | 0 | 0 | 0 | 0 | 0 | 0 | 0 | 0 | 0
F1_Industrial_Industrial - ID_Existing_Process_Natural Gas_Other Process_E1 | F1 | Industrial | Industrial - ID | Existing | Process | Natural Gas | Other Process | E1 | RVT - Cost of Equipment | 14.7503 | 14.7503 | 14.7503 | 14.7503 | 14.7503 | 14.7503 | 14.7503 | 14.7503 | 14.7503 | 14.7503 | 14.7503 | 14.7503 | 14.7503 | 14.7503 | 14.7503 | 14.7503 | 14.7503 | 14.7503 | 14.7503 | 14.7503 | 14.7503 | 14.7503 | 14.7503 | 14.7503 | 14.7503 | 14.7503 | 14.7503
F1_Industrial_Industrial - ID_Existing_Process_Natural Gas_Other Process_E2 | F1 | Industrial | Industrial - ID | Existing | Process | Natural Gas | Other Process | E2 | RVT - Cost of Equipment | 0 | 0 | 0 | 0 | 0 | 0 | 0 | 0 | 0 | 0 | 0 | 0 | 0 | 0 | 0 | 0 | 0 | 0 | 0 | 0 | 0 | 0 | 0 | 0 | 0 | 0 | 0
F1_Industrial_Industrial - ID_Existing_Process_Natural Gas_Other Process_E3 | F1 | Industrial | Industrial - ID | Existing | Process | Natural Gas | Other Process | E3 | RVT - Cost of Equipment | 0 | 0 | 0 | 0 | 0 | 0 | 0 | 0 | 0 | 0 | 0 | 0 | 0 | 0 | 0 | 0 | 0 | 0 | 0 | 0 | 0 | 0 | 0 | 0 | 0 | 0 | 0
F1_Industrial_Industrial - ID_Existing_Process_Natural Gas_Other Process_E4 | F1 | Industrial | Industrial - ID | Existing | Process | Natural Gas | Other Process | E4 | RVT - Cost of Equipment | 0 | 0 | 0 | 0 | 0 | 0 | 0 | 0 | 0 | 0 | 0 | 0 | 0 | 0 | 0 | 0 | 0 | 0 | 0 | 0 | 0 | 0 | 0 | 0 | 0 | 0 | 0
F1_Industrial_Industrial - ID_Existing_Process_Natural Gas_Other Process_E5 | F1 | Industrial | Industrial - ID | Existing | Process | Natural Gas | Other Process | E5 | RVT - Cost of Equipment | 0 | 0 | 0 | 0 | 0 | 0 | 0 | 0 | 0 | 0 | 0 | 0 | 0 | 0 | 0 | 0 | 0 | 0 | 0 | 0 | 0 | 0 | 0 | 0 | 0 | 0 | 0
F1_Industrial_Industrial - ID_Existing_Process_Natural Gas_Other Process_E6 | F1 | Industrial | Industrial - ID | Existing | Process | Natural Gas | Other Process | E6 | RVT - Cost of Equipment | 0 | 0 | 0 | 0 | 0 | 0 | 0 | 0 | 0 | 0 | 0 | 0 | 0 | 0 | 0 | 0 | 0 | 0 | 0 | 0 | 0 | 0 | 0 | 0 | 0 | 0 | 0
F1_Industrial_Industrial - ID_Existing_Process_Natural Gas_Other Process_E7 | F1 | Industrial | Industrial - ID | Existing | Process | Natural Gas | Other Process | E7 | RVT - Cost of Equipment | 0 | 0 | 0 | 0 | 0 | 0 | 0 | 0 | 0 | 0 | 0 | 0 | 0 | 0 | 0 | 0 | 0 | 0 | 0 | 0 | 0 | 0 | 0 | 0 | 0 | 0 | 0
F1_Industrial_Industrial - ID_Existing_Process_Natural Gas_Other Process_E8 | F1 | Industrial | Industrial - ID | Existing | Process | Natural Gas | Other Process | E8 | RVT - Cost of Equipment | 0 | 0 | 0 | 0 | 0 | 0 | 0 | 0 | 0 | 0 | 0 | 0 | 0 | 0 | 0 | 0 | 0 | 0 | 0 | 0 | 0 | 0 | 0 | 0 | 0 | 0 | 0
F1_Industrial_Industrial - ID_Existing_Process_Natural Gas_Other Process_E9 | F1 | Industrial | Industrial - ID | Existing | Process | Natural Gas | Other Process | E9 | RVT - Cost of Equipment | 0 | 0 | 0 | 0 | 0 | 0 | 0 | 0 | 0 | 0 | 0 | 0 | 0 | 0 | 0 | 0 | 0 | 0 | 0 | 0 | 0 | 0 | 0 | 0 | 0 | 0 | 0
F1_Industrial_Industrial - ID_Existing_Process_Natural Gas_Other Process_E10 | F1 | Industrial | Industrial - ID | Existing | Process | Natural Gas | Other Process | E10 | RVT - Cost of Equipment | 0 | 0 | 0 | 0 | 0 | 0 | 0 | 0 | 0 | 0 | 0 | 0 | 0 | 0 | 0 | 0 | 0 | 0 | 0 | 0 | 0 | 0 | 0 | 0 | 0 | 0 | 0
F2_Industrial_Industrial - ID_Existing_Process_Natural Gas_Other Process_E1 | F2 | Industrial | Industrial - ID | Existing | Process | Natural Gas | Other Process | E1 | RVT - Cost of Operation | 13.4416 | 13.9409 | 14.6474 | 15.5736 | 16.6017 | 17.6904 | 18.7532 | 19.7443 | 20.7305 | 21.2376 | 22.0788 | 23.0884 | 24.0871 | 24.894 | 25.5639 | 26.0396 | 26.449 | 26.8755 | 27.1926 | 27.4577 | 27.7132 | 28.2265 | 28.7225 | 29.1462 | 29.5423 | 29.9116 | 30.2551
F2_Industrial_Industrial - ID_Existing_Process_Natural Gas_Other Process_E2 | F2 | Industrial | Industrial - ID | Existing | Process | Natural Gas | Other Process | E2 | RVT - Cost of Operation | 0 | 0 | 0 | 0 | 0 | 0 | 0 | 0 | 0 | 0 | 0 | 0 | 0 | 0 | 0 | 0 | 0 | 0 | 0 | 0 | 0 | 0 | 0 | 0 | 0 | 0 | 0
F2_Industrial_Industrial - ID_Existing_Process_Natural Gas_Other Process_E3 | F2 | Industrial | Industrial - ID | Existing | Process | Natural Gas | Other Process | E3 | RVT - Cost of Operation | 0 | 0 | 0 | 0 | 0 | 0 | 0 | 0 | 0 | 0 | 0 | 0 | 0 | 0 | 0 | 0 | 0 | 0 | 0 | 0 | 0 | 0 | 0 | 0 | 0 | 0 | 0
F2_Industrial_Industrial - ID_Existing_Process_Natural Gas_Other Process_E4 | F2 | Industrial | Industrial - ID | Existing | Process | Natural Gas | Other Process | E4 | RVT - Cost of Operation | 0 | 0 | 0 | 0 | 0 | 0 | 0 | 0 | 0 | 0 | 0 | 0 | 0 | 0 | 0 | 0 | 0 | 0 | 0 | 0 | 0 | 0 | 0 | 0 | 0 | 0 | 0
F2_Industrial_Industrial - ID_Existing_Process_Natural Gas_Other Process_E5 | F2 | Industrial | Industrial - ID | Existing | Process | Natural Gas | Other Process | E5 | RVT - Cost of Operation | 0 | 0 | 0 | 0 | 0 | 0 | 0 | 0 | 0 | 0 | 0 | 0 | 0 | 0 | 0 | 0 | 0 | 0 | 0 | 0 | 0 | 0 | 0 | 0 | 0 | 0 | 0
F2_Industrial_Industrial - ID_Existing_Process_Natural Gas_Other Process_E6 | F2 | Industrial | Industrial - ID | Existing | Process | Natural Gas | Other Process | E6 | RVT - Cost of Operation | 0 | 0 | 0 | 0 | 0 | 0 | 0 | 0 | 0 | 0 | 0 | 0 | 0 | 0 | 0 | 0 | 0 | 0 | 0 | 0 | 0 | 0 | 0 | 0 | 0 | 0 | 0
F2_Industrial_Industrial - ID_Existing_Process_Natural Gas_Other Process_E7 | F2 | Industrial | Industrial - ID | Existing | Process | Natural Gas | Other Process | E7 | RVT - Cost of Operation | 0 | 0 | 0 | 0 | 0 | 0 | 0 | 0 | 0 | 0 | 0 | 0 | 0 | 0 | 0 | 0 | 0 | 0 | 0 | 0 | 0 | 0 | 0 | 0 | 0 | 0 | 0
F2_Industrial_Industrial - ID_Existing_Process_Natural Gas_Other Process_E8 | F2 | Industrial | Industrial - ID | Existing | Process | Natural Gas | Other Process | E8 | RVT - Cost of Operation | 0 | 0 | 0 | 0 | 0 | 0 | 0 | 0 | 0 | 0 | 0 | 0 | 0 | 0 | 0 | 0 | 0 | 0 | 0 | 0 | 0 | 0 | 0 | 0 | 0 | 0 | 0
F2_Industrial_Industrial - ID_Existing_Process_Natural Gas_Other Process_E9 | F2 | Industrial | Industrial - ID | Existing | Process | Natural Gas | Other Process | E9 | RVT - Cost of Operation | 0 | 0 | 0 | 0 | 0 | 0 | 0 | 0 | 0 | 0 | 0 | 0 | 0 | 0 | 0 | 0 | 0 | 0 | 0 | 0 | 0 | 0 | 0 | 0 | 0 | 0 | 0
F2_Industrial_Industrial - ID_Existing_Process_Natural Gas_Other Process_E10 | F2 | Industrial | Industrial - ID | Existing | Process | Natural Gas | Other Process | E10 | RVT - Cost of Operation | 0 | 0 | 0 | 0 | 0 | 0 | 0 | 0 | 0 | 0 | 0 | 0 | 0 | 0 | 0 | 0 | 0 | 0 | 0 | 0 | 0 | 0 | 0 | 0 | 0 | 0 | 0
F3_Industrial_Industrial - ID_Existing_Process_Natural Gas_Other Process_E1 | F3 | Industrial | Industrial - ID | Existing | Process | Natural Gas | Other Process | E1 | System - kBTUs of Consumption | 5961.8311 | 5961.8311 | 5961.8311 | 5961.8311 | 5961.8311 | 5961.8311 | 5961.8311 | 5961.8311 | 5961.8311 | 5961.8311 | 5961.8311 | 5961.8311 | 5961.8311 | 5961.8311 | 5961.8311 | 5961.8311 | 5961.8311 | 5961.8311 | 5961.8311 | 5961.8311 | 5961.8311 | 5961.8311 | 5961.8311 | 5961.8311 | 5961.8311 | 5961.8311 | 5961.8311
F3_Industrial_Industrial - ID_Existing_Process_Natural Gas_Other Process_E2 | F3 | Industrial | Industrial - ID | Existing | Process | Natural Gas | Other Process | E2 | System - kBTUs of Consumption | 0 | 0 | 0 | 0 | 0 | 0 | 0 | 0 | 0 | 0 | 0 | 0 | 0 | 0 | 0 | 0 | 0 | 0 | 0 | 0 | 0 | 0 | 0 | 0 | 0 | 0 | 0
F3_Industrial_Industrial - ID_Existing_Process_Natural Gas_Other Process_E3 | F3 | Industrial | Industrial - ID | Existing | Process | Natural Gas | Other Process | E3 | System - kBTUs of Consumption | 0 | 0 | 0 | 0 | 0 | 0 | 0 | 0 | 0 | 0 | 0 | 0 | 0 | 0 | 0 | 0 | 0 | 0 | 0 | 0 | 0 | 0 | 0 | 0 | 0 | 0 | 0
F3_Industrial_Industrial - ID_Existing_Process_Natural Gas_Other Process_E4 | F3 | Industrial | Industrial - ID | Existing | Process | Natural Gas | Other Process | E4 | System - kBTUs of Consumption | 0 | 0 | 0 | 0 | 0 | 0 | 0 | 0 | 0 | 0 | 0 | 0 | 0 | 0 | 0 | 0 | 0 | 0 | 0 | 0 | 0 | 0 | 0 | 0 | 0 | 0 | 0
F3_Industrial_Industrial - ID_Existing_Process_Natural Gas_Other Process_E5 | F3 | Industrial | Industrial - ID | Existing | Process | Natural Gas | Other Process | E5 | System - kBTUs of Consumption | 0 | 0 | 0 | 0 | 0 | 0 | 0 | 0 | 0 | 0 | 0 | 0 | 0 | 0 | 0 | 0 | 0 | 0 | 0 | 0 | 0 | 0 | 0 | 0 | 0 | 0 | 0
F3_Industrial_Industrial - ID_Existing_Process_Natural Gas_Other Process_E6 | F3 | Industrial | Industrial - ID | Existing | Process | Natural Gas | Other Process | E6 | System - kBTUs of Consumption | 0 | 0 | 0 | 0 | 0 | 0 | 0 | 0 | 0 | 0 | 0 | 0 | 0 | 0 | 0 | 0 | 0 | 0 | 0 | 0 | 0 | 0 | 0 | 0 | 0 | 0 | 0
F3_Industrial_Industrial - ID_Existing_Process_Natural Gas_Other Process_E7 | F3 | Industrial | Industrial - ID | Existing | Process | Natural Gas | Other Process | E7 | System - kBTUs of Consumption | 0 | 0 | 0 | 0 | 0 | 0 | 0 | 0 | 0 | 0 | 0 | 0 | 0 | 0 | 0 | 0 | 0 | 0 | 0 | 0 | 0 | 0 | 0 | 0 | 0 | 0 | 0
F3_Industrial_Industrial - ID_Existing_Process_Natural Gas_Other Process_E8 | F3 | Industrial | Industrial - ID | Existing | Process | Natural Gas | Other Process | E8 | System - kBTUs of Consumption | 0 | 0 | 0 | 0 | 0 | 0 | 0 | 0 | 0 | 0 | 0 | 0 | 0 | 0 | 0 | 0 | 0 | 0 | 0 | 0 | 0 | 0 | 0 | 0 | 0 | 0 | 0
F3_Industrial_Industrial - ID_Existing_Process_Natural Gas_Other Process_E9 | F3 | Industrial | Industrial - ID | Existing | Process | Natural Gas | Other Process | E9 | System - kBTUs of Consumption | 0 | 0 | 0 | 0 | 0 | 0 | 0 | 0 | 0 | 0 | 0 | 0 | 0 | 0 | 0 | 0 | 0 | 0 | 0 | 0 | 0 | 0 | 0 | 0 | 0 | 0 | 0
F3_Industrial_Industrial - ID_Existing_Process_Natural Gas_Other Process_E10 | F3 | Industrial | Industrial - ID | Existing | Process | Natural Gas | Other Process | E10 | System - kBTUs of Consumption | 0 | 0 | 0 | 0 | 0 | 0 | 0 | 0 | 0 | 0 | 0 | 0 | 0 | 0 | 0 | 0 | 0 | 0 | 0 | 0 | 0 | 0 | 0 | 0 | 0 | 0 | 0
F4_Industrial_Industrial - ID_Existing_Process_Natural Gas_Other Process_E1 | F4 | Industrial | Industrial - ID | Existing | Process | Natural Gas | Other Process | E1 | Utility - Cost of Equipment | 14.7503 | 14.7503 | 14.7503 | 14.7503 | 14.7503 | 14.7503 | 14.7503 | 14.7503 | 14.7503 | 14.7503 | 14.7503 | 14.7503 | 14.7503 | 14.7503 | 14.7503 | 14.7503 | 14.7503 | 14.7503 | 14.7503 | 14.7503 | 14.7503 | 14.7503 | 14.7503 | 14.7503 | 14.7503 | 14.7503 | 14.7503
F4_Industrial_Industrial - ID_Existing_Process_Natural Gas_Other Process_E2 | F4 | Industrial | Industrial - ID | Existing | Process | Natural Gas | Other Process | E2 | Utility - Cost of Equipment | 0 | 0 | 0 | 0 | 0 | 0 | 0 | 0 | 0 | 0 | 0 | 0 | 0 | 0 | 0 | 0 | 0 | 0 | 0 | 0 | 0 | 0 | 0 | 0 | 0 | 0 | 0
F4_Industrial_Industrial - ID_Existing_Process_Natural Gas_Other Process_E3 | F4 | Industrial | Industrial - ID | Existing | Process | Natural Gas | Other Process | E3 | Utility - Cost of Equipment | 0 | 0 | 0 | 0 | 0 | 0 | 0 | 0 | 0 | 0 | 0 | 0 | 0 | 0 | 0 | 0 | 0 | 0 | 0 | 0 | 0 | 0 | 0 | 0 | 0 | 0 | 0
F4_Industrial_Industrial - ID_Existing_Process_Natural Gas_Other Process_E4 | F4 | Industrial | Industrial - ID | Existing | Process | Natural Gas | Other Process | E4 | Utility - Cost of Equipment | 0 | 0 | 0 | 0 | 0 | 0 | 0 | 0 | 0 | 0 | 0 | 0 | 0 | 0 | 0 | 0 | 0 | 0 | 0 | 0 | 0 | 0 | 0 | 0 | 0 | 0 | 0
F4_Industrial_Industrial - ID_Existing_Process_Natural Gas_Other Process_E5 | F4 | Industrial | Industrial - ID | Existing | Process | Natural Gas | Other Process | E5 | Utility - Cost of Equipment | 0 | 0 | 0 | 0 | 0 | 0 | 0 | 0 | 0 | 0 | 0 | 0 | 0 | 0 | 0 | 0 | 0 | 0 | 0 | 0 | 0 | 0 | 0 | 0 | 0 | 0 | 0
F4_Industrial_Industrial - ID_Existing_Process_Natural Gas_Other Process_E6 | F4 | Industrial | Industrial - ID | Existing | Process | Natural Gas | Other Process | E6 | Utility - Cost of Equipment | 0 | 0 | 0 | 0 | 0 | 0 | 0 | 0 | 0 | 0 | 0 | 0 | 0 | 0 | 0 | 0 | 0 | 0 | 0 | 0 | 0 | 0 | 0 | 0 | 0 | 0 | 0
F4_Industrial_Industrial - ID_Existing_Process_Natural Gas_Other Process_E7 | F4 | Industrial | Industrial - ID | Existing | Process | Natural Gas | Other Process | E7 | Utility - Cost of Equipment | 0 | 0 | 0 | 0 | 0 | 0 | 0 | 0 | 0 | 0 | 0 | 0 | 0 | 0 | 0 | 0 | 0 | 0 | 0 | 0 | 0 | 0 | 0 | 0 | 0 | 0 | 0
F4_Industrial_Industrial - ID_Existing_Process_Natural Gas_Other Process_E8 | F4 | Industrial | Industrial - ID | Existing | Process | Natural Gas | Other Process | E8 | Utility - Cost of Equipment | 0 | 0 | 0 | 0 | 0 | 0 | 0 | 0 | 0 | 0 | 0 | 0 | 0 | 0 | 0 | 0 | 0 | 0 | 0 | 0 | 0 | 0 | 0 | 0 | 0 | 0 | 0
F4_Industrial_Industrial - ID_Existing_Process_Natural Gas_Other Process_E9 | F4 | Industrial | Industrial - ID | Existing | Process | Natural Gas | Other Process | E9 | Utility - Cost of Equipment | 0 | 0 | 0 | 0 | 0 | 0 | 0 | 0 | 0 | 0 | 0 | 0 | 0 | 0 | 0 | 0 | 0 | 0 | 0 | 0 | 0 | 0 | 0 | 0 | 0 | 0 | 0
F4_Industrial_Industrial - ID_Existing_Process_Natural Gas_Other Process_E10 | F4 | Industrial | Industrial - ID | Existing | Process | Natural Gas | Other Process | E10 | Utility - Cost of Equipment | 0 | 0 | 0 | 0 | 0 | 0 | 0 | 0 | 0 | 0 | 0 | 0 | 0 | 0 | 0 | 0 | 0 | 0 | 0 | 0 | 0 | 0 | 0 | 0 | 0 | 0 | 0
F5_Industrial_Industrial - ID_Existing_Process_Natural Gas_Other Process_E1 | F5 | Industrial | Industrial - ID | Existing | Process | Natural Gas | Other Process | E1 | Utility - Cost of Operation | 12.1948 | 13.1943 | 14.5914 | 16.3978 | 18.2123 | 19.7625 | 21.4278 | 23.0068 | 24.6281 | 25.8458 | 26.9605 | 28.1626 | 29.2747 | 30.1397 | 30.7936 | 31.218 | 31.6476 | 32.1956 | 32.7661 | 33.4322 | 34.2169 | 35.0964 | 36.0464 | 36.6001 | 37.1183 | 37.602 | 38.0526
F5_Industrial_Industrial - ID_Existing_Process_Natural Gas_Other Process_E2 | F5 | Industrial | Industrial - ID | Existing | Process | Natural Gas | Other Process | E2 | Utility - Cost of Operation | 0 | 0 | 0 | 0 | 0 | 0 | 0 | 0 | 0 | 0 | 0 | 0 | 0 | 0 | 0 | 0 | 0 | 0 | 0 | 0 | 0 | 0 | 0 | 0 | 0 | 0 | 0
F5_Industrial_Industrial - ID_Existing_Process_Natural Gas_Other Process_E3 | F5 | Industrial | Industrial - ID | Existing | Process | Natural Gas | Other Process | E3 | Utility - Cost of Operation | 0 | 0 | 0 | 0 | 0 | 0 | 0 | 0 | 0 | 0 | 0 | 0 | 0 | 0 | 0 | 0 | 0 | 0 | 0 | 0 | 0 | 0 | 0 | 0 | 0 | 0 | 0
F5_Industrial_Industrial - ID_Existing_Process_Natural Gas_Other Process_E4 | F5 | Industrial | Industrial - ID | Existing | Process | Natural Gas | Other Process | E4 | Utility - Cost of Operation | 0 | 0 | 0 | 0 | 0 | 0 | 0 | 0 | 0 | 0 | 0 | 0 | 0 | 0 | 0 | 0 | 0 | 0 | 0 | 0 | 0 | 0 | 0 | 0 | 0 | 0 | 0
F5_Industrial_Industrial - ID_Existing_Process_Natural Gas_Other Process_E5 | F5 | Industrial | Industrial - ID | Existing | Process | Natural Gas | Other Process | E5 | Utility - Cost of Operation | 0 | 0 | 0 | 0 | 0 | 0 | 0 | 0 | 0 | 0 | 0 | 0 | 0 | 0 | 0 | 0 | 0 | 0 | 0 | 0 | 0 | 0 | 0 | 0 | 0 | 0 | 0
F5_Industrial_Industrial - ID_Existing_Process_Natural Gas_Other Process_E6 | F5 | Industrial | Industrial - ID | Existing | Process | Natural Gas | Other Process | E6 | Utility - Cost of Operation | 0 | 0 | 0 | 0 | 0 | 0 | 0 | 0 | 0 | 0 | 0 | 0 | 0 | 0 | 0 | 0 | 0 | 0 | 0 | 0 | 0 | 0 | 0 | 0 | 0 | 0 | 0
F5_Industrial_Industrial - ID_Existing_Process_Natural Gas_Other Process_E7 | F5 | Industrial | Industrial - ID | Existing | Process | Natural Gas | Other Process | E7 | Utility - Cost of Operation | 0 | 0 | 0 | 0 | 0 | 0 | 0 | 0 | 0 | 0 | 0 | 0 | 0 | 0 | 0 | 0 | 0 | 0 | 0 | 0 | 0 | 0 | 0 | 0 | 0 | 0 | 0
F5_Industrial_Industrial - ID_Existing_Process_Natural Gas_Other Process_E8 | F5 | Industrial | Industrial - ID | Existing | Process | Natural Gas | Other Process | E8 | Utility - Cost of Operation | 0 | 0 | 0 | 0 | 0 | 0 | 0 | 0 | 0 | 0 | 0 | 0 | 0 | 0 | 0 | 0 | 0 | 0 | 0 | 0 | 0 | 0 | 0 | 0 | 0 | 0 | 0
F5_Industrial_Industrial - ID_Existing_Process_Natural Gas_Other Process_E9 | F5 | Industrial | Industrial - ID | Existing | Process | Natural Gas | Other Process | E9 | Utility - Cost of Operation | 0 | 0 | 0 | 0 | 0 | 0 | 0 | 0 | 0 | 0 | 0 | 0 | 0 | 0 | 0 | 0 | 0 | 0 | 0 | 0 | 0 | 0 | 0 | 0 | 0 | 0 | 0
F5_Industrial_Industrial - ID_Existing_Process_Natural Gas_Other Process_E10 | F5 | Industrial | Industrial - ID | Existing | Process | Natural Gas | Other Process | E10 | Utility - Cost of Operation | 0 | 0 | 0 | 0 | 0 | 0 | 0 | 0 | 0 | 0 | 0 | 0 | 0 | 0 | 0 | 0 | 0 | 0 | 0 | 0 | 0 | 0 | 0 | 0 | 0 | 0 | 0
F6_Industrial_Industrial - ID_Existing_Process_Natural Gas_Other Process_E1 | F6 | Industrial | Industrial - ID | Existing | Process | Natural Gas | Other Process | E1 | Utility - Value of Sales | 13.4416 | 13.9409 | 14.6474 | 15.5736 | 16.6017 | 17.6904 | 18.7532 | 19.7443 | 20.7305 | 21.2376 | 22.0788 | 23.0884 | 24.0871 | 24.894 | 25.5639 | 26.0396 | 26.449 | 26.8755 | 27.1926 | 27.4577 | 27.7132 | 28.2265 | 28.7225 | 29.1462 | 29.5423 | 29.9116 | 30.2551
F6_Industrial_Industrial - ID_Existing_Process_Natural Gas_Other Process_E2 | F6 | Industrial | Industrial - ID | Existing | Process | Natural Gas | Other Process | E2 | Utility - Value of Sales | 0 | 0 | 0 | 0 | 0 | 0 | 0 | 0 | 0 | 0 | 0 | 0 | 0 | 0 | 0 | 0 | 0 | 0 | 0 | 0 | 0 | 0 | 0 | 0 | 0 | 0 | 0
F6_Industrial_Industrial - ID_Existing_Process_Natural Gas_Other Process_E3 | F6 | Industrial | Industrial - ID | Existing | Process | Natural Gas | Other Process | E3 | Utility - Value of Sales | 0 | 0 | 0 | 0 | 0 | 0 | 0 | 0 | 0 | 0 | 0 | 0 | 0 | 0 | 0 | 0 | 0 | 0 | 0 | 0 | 0 | 0 | 0 | 0 | 0 | 0 | 0
F6_Industrial_Industrial - ID_Existing_Process_Natural Gas_Other Process_E4 | F6 | Industrial | Industrial - ID | Existing | Process | Natural Gas | Other Process | E4 | Utility - Value of Sales | 0 | 0 | 0 | 0 | 0 | 0 | 0 | 0 | 0 | 0 | 0 | 0 | 0 | 0 | 0 | 0 | 0 | 0 | 0 | 0 | 0 | 0 | 0 | 0 | 0 | 0 | 0
F6_Industrial_Industrial - ID_Existing_Process_Natural Gas_Other Process_E5 | F6 | Industrial | Industrial - ID | Existing | Process | Natural Gas | Other Process | E5 | Utility - Value of Sales | 0 | 0 | 0 | 0 | 0 | 0 | 0 | 0 | 0 | 0 | 0 | 0 | 0 | 0 | 0 | 0 | 0 | 0 | 0 | 0 | 0 | 0 | 0 | 0 | 0 | 0 | 0
F6_Industrial_Industrial - ID_Existing_Process_Natural Gas_Other Process_E6 | F6 | Industrial | Industrial - ID | Existing | Process | Natural Gas | Other Process | E6 | Utility - Value of Sales | 0 | 0 | 0 | 0 | 0 | 0 | 0 | 0 | 0 | 0 | 0 | 0 | 0 | 0 | 0 | 0 | 0 | 0 | 0 | 0 | 0 | 0 | 0 | 0 | 0 | 0 | 0
F6_Industrial_Industrial - ID_Existing_Process_Natural Gas_Other Process_E7 | F6 | Industrial | Industrial - ID | Existing | Process | Natural Gas | Other Process | E7 | Utility - Value of Sales | 0 | 0 | 0 | 0 | 0 | 0 | 0 | 0 | 0 | 0 | 0 | 0 | 0 | 0 | 0 | 0 | 0 | 0 | 0 | 0 | 0 | 0 | 0 | 0 | 0 | 0 | 0
F6_Industrial_Industrial - ID_Existing_Process_Natural Gas_Other Process_E8 | F6 | Industrial | Industrial - ID | Existing | Process | Natural Gas | Other Process | E8 | Utility - Value of Sales | 0 | 0 | 0 | 0 | 0 | 0 | 0 | 0 | 0 | 0 | 0 | 0 | 0 | 0 | 0 | 0 | 0 | 0 | 0 | 0 | 0 | 0 | 0 | 0 | 0 | 0 | 0
F6_Industrial_Industrial - ID_Existing_Process_Natural Gas_Other Process_E9 | F6 | Industrial | Industrial - ID | Existing | Process | Natural Gas | Other Process | E9 | Utility - Value of Sales | 0 | 0 | 0 | 0 | 0 | 0 | 0 | 0 | 0 | 0 | 0 | 0 | 0 | 0 | 0 | 0 | 0 | 0 | 0 | 0 | 0 | 0 | 0 | 0 | 0 | 0 | 0
F6_Industrial_Industrial - ID_Existing_Process_Natural Gas_Other Process_E10 | F6 | Industrial | Industrial - ID | Existing | Process | Natural Gas | Other Process | E10 | Utility - Value of Sales | 0 | 0 | 0 | 0 | 0 | 0 | 0 | 0 | 0 | 0 | 0 | 0 | 0 | 0 | 0 | 0 | 0 | 0 | 0 | 0 | 0 | 0 | 0 | 0 | 0 | 0 | 0
F1_Industrial_Industrial - ID_Existing_Miscellaneous_Natural Gas_Miscellaneous_E1 | F1 | Industrial | Industrial - ID | Existing | Miscellaneous | Natural Gas | Miscellaneous | E1 | RVT - Cost of Equipment | 33.4282 | 33.4282 | 33.4282 | 33.4282 | 33.4282 | 33.4282 | 33.4282 | 33.4282 | 33.4282 | 33.4282 | 33.4282 | 33.4282 | 33.4282 | 33.4282 | 33.4282 | 33.4282 | 33.4282 | 33.4282 | 33.4282 | 33.4282 | 33.4282 | 33.4282 | 33.4282 | 33.4282 | 33.4282 | 33.4282 | 33.4282
F1_Industrial_Industrial - ID_Existing_Miscellaneous_Natural Gas_Miscellaneous_E2 | F1 | Industrial | Industrial - ID | Existing | Miscellaneous | Natural Gas | Miscellaneous | E2 | RVT - Cost of Equipment | 0 | 0 | 0 | 0 | 0 | 0 | 0 | 0 | 0 | 0 | 0 | 0 | 0 | 0 | 0 | 0 | 0 | 0 | 0 | 0 | 0 | 0 | 0 | 0 | 0 | 0 | 0
F1_Industrial_Industrial - ID_Existing_Miscellaneous_Natural Gas_Miscellaneous_E3 | F1 | Industrial | Industrial - ID | Existing | Miscellaneous | Natural Gas | Miscellaneous | E3 | RVT - Cost of Equipment | 0 | 0 | 0 | 0 | 0 | 0 | 0 | 0 | 0 | 0 | 0 | 0 | 0 | 0 | 0 | 0 | 0 | 0 | 0 | 0 | 0 | 0 | 0 | 0 | 0 | 0 | 0
F1_Industrial_Industrial - ID_Existing_Miscellaneous_Natural Gas_Miscellaneous_E4 | F1 | Industrial | Industrial - ID | Existing | Miscellaneous | Natural Gas | Miscellaneous | E4 | RVT - Cost of Equipment | 0 | 0 | 0 | 0 | 0 | 0 | 0 | 0 | 0 | 0 | 0 | 0 | 0 | 0 | 0 | 0 | 0 | 0 | 0 | 0 | 0 | 0 | 0 | 0 | 0 | 0 | 0
F1_Industrial_Industrial - ID_Existing_Miscellaneous_Natural Gas_Miscellaneous_E5 | F1 | Industrial | Industrial - ID | Existing | Miscellaneous | Natural Gas | Miscellaneous | E5 | RVT - Cost of Equipment | 0 | 0 | 0 | 0 | 0 | 0 | 0 | 0 | 0 | 0 | 0 | 0 | 0 | 0 | 0 | 0 | 0 | 0 | 0 | 0 | 0 | 0 | 0 | 0 | 0 | 0 | 0
F1_Industrial_Industrial - ID_Existing_Miscellaneous_Natural Gas_Miscellaneous_E6 | F1 | Industrial | Industrial - ID | Existing | Miscellaneous | Natural Gas | Miscellaneous | E6 | RVT - Cost of Equipment | 0 | 0 | 0 | 0 | 0 | 0 | 0 | 0 | 0 | 0 | 0 | 0 | 0 | 0 | 0 | 0 | 0 | 0 | 0 | 0 | 0 | 0 | 0 | 0 | 0 | 0 | 0
F1_Industrial_Industrial - ID_Existing_Miscellaneous_Natural Gas_Miscellaneous_E7 | F1 | Industrial | Industrial - ID | Existing | Miscellaneous | Natural Gas | Miscellaneous | E7 | RVT - Cost of Equipment | 0 | 0 | 0 | 0 | 0 | 0 | 0 | 0 | 0 | 0 | 0 | 0 | 0 | 0 | 0 | 0 | 0 | 0 | 0 | 0 | 0 | 0 | 0 | 0 | 0 | 0 | 0
F1_Industrial_Industrial - ID_Existing_Miscellaneous_Natural Gas_Miscellaneous_E8 | F1 | Industrial | Industrial - ID | Existing | Miscellaneous | Natural Gas | Miscellaneous | E8 | RVT - Cost of Equipment | 0 | 0 | 0 | 0 | 0 | 0 | 0 | 0 | 0 | 0 | 0 | 0 | 0 | 0 | 0 | 0 | 0 | 0 | 0 | 0 | 0 | 0 | 0 | 0 | 0 | 0 | 0
F1_Industrial_Industrial - ID_Existing_Miscellaneous_Natural Gas_Miscellaneous_E9 | F1 | Industrial | Industrial - ID | Existing | Miscellaneous | Natural Gas | Miscellaneous | E9 | RVT - Cost of Equipment | 0 | 0 | 0 | 0 | 0 | 0 | 0 | 0 | 0 | 0 | 0 | 0 | 0 | 0 | 0 | 0 | 0 | 0 | 0 | 0 | 0 | 0 | 0 | 0 | 0 | 0 | 0
F1_Industrial_Industrial - ID_Existing_Miscellaneous_Natural Gas_Miscellaneous_E10 | F1 | Industrial | Industrial - ID | Existing | Miscellaneous | Natural Gas | Miscellaneous | E10 | RVT - Cost of Equipment | 0 | 0 | 0 | 0 | 0 | 0 | 0 | 0 | 0 | 0 | 0 | 0 | 0 | 0 | 0 | 0 | 0 | 0 | 0 | 0 | 0 | 0 | 0 | 0 | 0 | 0 | 0
F2_Industrial_Industrial - ID_Existing_Miscellaneous_Natural Gas_Miscellaneous_E1 | F2 | Industrial | Industrial - ID | Existing | Miscellaneous | Natural Gas | Miscellaneous | E1 | RVT - Cost of Operation | 30.4623 | 31.5938 | 33.1951 | 35.294 | 37.6239 | 40.0913 | 42.4999 | 44.746 | 46.981 | 48.1301 | 50.0367 | 52.3246 | 54.588 | 56.4166 | 57.9348 | 59.0127 | 59.9407 | 60.9071 | 61.6257 | 62.2267 | 62.8056 | 63.9689 | 65.093 | 66.0533 | 66.9508 | 67.7878 | 68.5662
F2_Industrial_Industrial - ID_Existing_Miscellaneous_Natural Gas_Miscellaneous_E2 | F2 | Industrial | Industrial - ID | Existing | Miscellaneous | Natural Gas | Miscellaneous | E2 | RVT - Cost of Operation | 0 | 0 | 0 | 0 | 0 | 0 | 0 | 0 | 0 | 0 | 0 | 0 | 0 | 0 | 0 | 0 | 0 | 0 | 0 | 0 | 0 | 0 | 0 | 0 | 0 | 0 | 0
F2_Industrial_Industrial - ID_Existing_Miscellaneous_Natural Gas_Miscellaneous_E3 | F2 | Industrial | Industrial - ID | Existing | Miscellaneous | Natural Gas | Miscellaneous | E3 | RVT - Cost of Operation | 0 | 0 | 0 | 0 | 0 | 0 | 0 | 0 | 0 | 0 | 0 | 0 | 0 | 0 | 0 | 0 | 0 | 0 | 0 | 0 | 0 | 0 | 0 | 0 | 0 | 0 | 0
F2_Industrial_Industrial - ID_Existing_Miscellaneous_Natural Gas_Miscellaneous_E4 | F2 | Industrial | Industrial - ID | Existing | Miscellaneous | Natural Gas | Miscellaneous | E4 | RVT - Cost of Operation | 0 | 0 | 0 | 0 | 0 | 0 | 0 | 0 | 0 | 0 | 0 | 0 | 0 | 0 | 0 | 0 | 0 | 0 | 0 | 0 | 0 | 0 | 0 | 0 | 0 | 0 | 0
F2_Industrial_Industrial - ID_Existing_Miscellaneous_Natural Gas_Miscellaneous_E5 | F2 | Industrial | Industrial - ID | Existing | Miscellaneous | Natural Gas | Miscellaneous | E5 | RVT - Cost of Operation | 0 | 0 | 0 | 0 | 0 | 0 | 0 | 0 | 0 | 0 | 0 | 0 | 0 | 0 | 0 | 0 | 0 | 0 | 0 | 0 | 0 | 0 | 0 | 0 | 0 | 0 | 0
F2_Industrial_Industrial - ID_Existing_Miscellaneous_Natural Gas_Miscellaneous_E6 | F2 | Industrial | Industrial - ID | Existing | Miscellaneous | Natural Gas | Miscellaneous | E6 | RVT - Cost of Operation | 0 | 0 | 0 | 0 | 0 | 0 | 0 | 0 | 0 | 0 | 0 | 0 | 0 | 0 | 0 | 0 | 0 | 0 | 0 | 0 | 0 | 0 | 0 | 0 | 0 | 0 | 0
F2_Industrial_Industrial - ID_Existing_Miscellaneous_Natural Gas_Miscellaneous_E7 | F2 | Industrial | Industrial - ID | Existing | Miscellaneous | Natural Gas | Miscellaneous | E7 | RVT - Cost of Operation | 0 | 0 | 0 | 0 | 0 | 0 | 0 | 0 | 0 | 0 | 0 | 0 | 0 | 0 | 0 | 0 | 0 | 0 | 0 | 0 | 0 | 0 | 0 | 0 | 0 | 0 | 0
F2_Industrial_Industrial - ID_Existing_Miscellaneous_Natural Gas_Miscellaneous_E8 | F2 | Industrial | Industrial - ID | Existing | Miscellaneous | Natural Gas | Miscellaneous | E8 | RVT - Cost of Operation | 0 | 0 | 0 | 0 | 0 | 0 | 0 | 0 | 0 | 0 | 0 | 0 | 0 | 0 | 0 | 0 | 0 | 0 | 0 | 0 | 0 | 0 | 0 | 0 | 0 | 0 | 0
F2_Industrial_Industrial - ID_Existing_Miscellaneous_Natural Gas_Miscellaneous_E9 | F2 | Industrial | Industrial - ID | Existing | Miscellaneous | Natural Gas | Miscellaneous | E9 | RVT - Cost of Operation | 0 | 0 | 0 | 0 | 0 | 0 | 0 | 0 | 0 | 0 | 0 | 0 | 0 | 0 | 0 | 0 | 0 | 0 | 0 | 0 | 0 | 0 | 0 | 0 | 0 | 0 | 0
F2_Industrial_Industrial - ID_Existing_Miscellaneous_Natural Gas_Miscellaneous_E10 | F2 | Industrial | Industrial - ID | Existing | Miscellaneous | Natural Gas | Miscellaneous | E10 | RVT - Cost of Operation | 0 | 0 | 0 | 0 | 0 | 0 | 0 | 0 | 0 | 0 | 0 | 0 | 0 | 0 | 0 | 0 | 0 | 0 | 0 | 0 | 0 | 0 | 0 | 0 | 0 | 0 | 0
F3_Industrial_Industrial - ID_Existing_Miscellaneous_Natural Gas_Miscellaneous_E1 | F3 | Industrial | Industrial - ID | Existing | Miscellaneous | Natural Gas | Miscellaneous | E1 | System - kBTUs of Consumption | 13511.1321 | 13511.1321 | 13511.1321 | 13511.1321 | 13511.1321 | 13511.1321 | 13511.1321 | 13511.1321 | 13511.1321 | 13511.1321 | 13511.1321 | 13511.1321 | 13511.1321 | 13511.1321 | 13511.1321 | 13511.1321 | 13511.1321 | 13511.1321 | 13511.1321 | 13511.1321 | 13511.1321 | 13511.1321 | 13511.1321 | 13511.1321 | 13511.1321 | 13511.1321 | 13511.1321
F3_Industrial_Industrial - ID_Existing_Miscellaneous_Natural Gas_Miscellaneous_E2 | F3 | Industrial | Industrial - ID | Existing | Miscellaneous | Natural Gas | Miscellaneous | E2 | System - kBTUs of Consumption | 0 | 0 | 0 | 0 | 0 | 0 | 0 | 0 | 0 | 0 | 0 | 0 | 0 | 0 | 0 | 0 | 0 | 0 | 0 | 0 | 0 | 0 | 0 | 0 | 0 | 0 | 0
F3_Industrial_Industrial - ID_Existing_Miscellaneous_Natural Gas_Miscellaneous_E3 | F3 | Industrial | Industrial - ID | Existing | Miscellaneous | Natural Gas | Miscellaneous | E3 | System - kBTUs of Consumption | 0 | 0 | 0 | 0 | 0 | 0 | 0 | 0 | 0 | 0 | 0 | 0 | 0 | 0 | 0 | 0 | 0 | 0 | 0 | 0 | 0 | 0 | 0 | 0 | 0 | 0 | 0
F3_Industrial_Industrial - ID_Existing_Miscellaneous_Natural Gas_Miscellaneous_E4 | F3 | Industrial | Industrial - ID | Existing | Miscellaneous | Natural Gas | Miscellaneous | E4 | System - kBTUs of Consumption | 0 | 0 | 0 | 0 | 0 | 0 | 0 | 0 | 0 | 0 | 0 | 0 | 0 | 0 | 0 | 0 | 0 | 0 | 0 | 0 | 0 | 0 | 0 | 0 | 0 | 0 | 0
F3_Industrial_Industrial - ID_Existing_Miscellaneous_Natural Gas_Miscellaneous_E5 | F3 | Industrial | Industrial - ID | Existing | Miscellaneous | Natural Gas | Miscellaneous | E5 | System - kBTUs of Consumption | 0 | 0 | 0 | 0 | 0 | 0 | 0 | 0 | 0 | 0 | 0 | 0 | 0 | 0 | 0 | 0 | 0 | 0 | 0 | 0 | 0 | 0 | 0 | 0 | 0 | 0 | 0
F3_Industrial_Industrial - ID_Existing_Miscellaneous_Natural Gas_Miscellaneous_E6 | F3 | Industrial | Industrial - ID | Existing | Miscellaneous | Natural Gas | Miscellaneous | E6 | System - kBTUs of Consumption | 0 | 0 | 0 | 0 | 0 | 0 | 0 | 0 | 0 | 0 | 0 | 0 | 0 | 0 | 0 | 0 | 0 | 0 | 0 | 0 | 0 | 0 | 0 | 0 | 0 | 0 | 0
F3_Industrial_Industrial - ID_Existing_Miscellaneous_Natural Gas_Miscellaneous_E7 | F3 | Industrial | Industrial - ID | Existing | Miscellaneous | Natural Gas | Miscellaneous | E7 | System - kBTUs of Consumption | 0 | 0 | 0 | 0 | 0 | 0 | 0 | 0 | 0 | 0 | 0 | 0 | 0 | 0 | 0 | 0 | 0 | 0 | 0 | 0 | 0 | 0 | 0 | 0 | 0 | 0 | 0
F3_Industrial_Industrial - ID_Existing_Miscellaneous_Natural Gas_Miscellaneous_E8 | F3 | Industrial | Industrial - ID | Existing | Miscellaneous | Natural Gas | Miscellaneous | E8 | System - kBTUs of Consumption | 0 | 0 | 0 | 0 | 0 | 0 | 0 | 0 | 0 | 0 | 0 | 0 | 0 | 0 | 0 | 0 | 0 | 0 | 0 | 0 | 0 | 0 | 0 | 0 | 0 | 0 | 0
F3_Industrial_Industrial - ID_Existing_Miscellaneous_Natural Gas_Miscellaneous_E9 | F3 | Industrial | Industrial - ID | Existing | Miscellaneous | Natural Gas | Miscellaneous | E9 | System - kBTUs of Consumption | 0 | 0 | 0 | 0 | 0 | 0 | 0 | 0 | 0 | 0 | 0 | 0 | 0 | 0 | 0 | 0 | 0 | 0 | 0 | 0 | 0 | 0 | 0 | 0 | 0 | 0 | 0
F3_Industrial_Industrial - ID_Existing_Miscellaneous_Natural Gas_Miscellaneous_E10 | F3 | Industrial | Industrial - ID | Existing | Miscellaneous | Natural Gas | Miscellaneous | E10 | System - kBTUs of Consumption | 0 | 0 | 0 | 0 | 0 | 0 | 0 | 0 | 0 | 0 | 0 | 0 | 0 | 0 | 0 | 0 | 0 | 0 | 0 | 0 | 0 | 0 | 0 | 0 | 0 | 0 | 0
F4_Industrial_Industrial - ID_Existing_Miscellaneous_Natural Gas_Miscellaneous_E1 | F4 | Industrial | Industrial - ID | Existing | Miscellaneous | Natural Gas | Miscellaneous | E1 | Utility - Cost of Equipment | 33.4282 | 33.4282 | 33.4282 | 33.4282 | 33.4282 | 33.4282 | 33.4282 | 33.4282 | 33.4282 | 33.4282 | 33.4282 | 33.4282 | 33.4282 | 33.4282 | 33.4282 | 33.4282 | 33.4282 | 33.4282 | 33.4282 | 33.4282 | 33.4282 | 33.4282 | 33.4282 | 33.4282 | 33.4282 | 33.4282 | 33.4282
F4_Industrial_Industrial - ID_Existing_Miscellaneous_Natural Gas_Miscellaneous_E2 | F4 | Industrial | Industrial - ID | Existing | Miscellaneous | Natural Gas | Miscellaneous | E2 | Utility - Cost of Equipment | 0 | 0 | 0 | 0 | 0 | 0 | 0 | 0 | 0 | 0 | 0 | 0 | 0 | 0 | 0 | 0 | 0 | 0 | 0 | 0 | 0 | 0 | 0 | 0 | 0 | 0 | 0
F4_Industrial_Industrial - ID_Existing_Miscellaneous_Natural Gas_Miscellaneous_E3 | F4 | Industrial | Industrial - ID | Existing | Miscellaneous | Natural Gas | Miscellaneous | E3 | Utility - Cost of Equipment | 0 | 0 | 0 | 0 | 0 | 0 | 0 | 0 | 0 | 0 | 0 | 0 | 0 | 0 | 0 | 0 | 0 | 0 | 0 | 0 | 0 | 0 | 0 | 0 | 0 | 0 | 0
F4_Industrial_Industrial - ID_Existing_Miscellaneous_Natural Gas_Miscellaneous_E4 | F4 | Industrial | Industrial - ID | Existing | Miscellaneous | Natural Gas | Miscellaneous | E4 | Utility - Cost of Equipment | 0 | 0 | 0 | 0 | 0 | 0 | 0 | 0 | 0 | 0 | 0 | 0 | 0 | 0 | 0 | 0 | 0 | 0 | 0 | 0 | 0 | 0 | 0 | 0 | 0 | 0 | 0
F4_Industrial_Industrial - ID_Existing_Miscellaneous_Natural Gas_Miscellaneous_E5 | F4 | Industrial | Industrial - ID | Existing | Miscellaneous | Natural Gas | Miscellaneous | E5 | Utility - Cost of Equipment | 0 | 0 | 0 | 0 | 0 | 0 | 0 | 0 | 0 | 0 | 0 | 0 | 0 | 0 | 0 | 0 | 0 | 0 | 0 | 0 | 0 | 0 | 0 | 0 | 0 | 0 | 0
F4_Industrial_Industrial - ID_Existing_Miscellaneous_Natural Gas_Miscellaneous_E6 | F4 | Industrial | Industrial - ID | Existing | Miscellaneous | Natural Gas | Miscellaneous | E6 | Utility - Cost of Equipment | 0 | 0 | 0 | 0 | 0 | 0 | 0 | 0 | 0 | 0 | 0 | 0 | 0 | 0 | 0 | 0 | 0 | 0 | 0 | 0 | 0 | 0 | 0 | 0 | 0 | 0 | 0
F4_Industrial_Industrial - ID_Existing_Miscellaneous_Natural Gas_Miscellaneous_E7 | F4 | Industrial | Industrial - ID | Existing | Miscellaneous | Natural Gas | Miscellaneous | E7 | Utility - Cost of Equipment | 0 | 0 | 0 | 0 | 0 | 0 | 0 | 0 | 0 | 0 | 0 | 0 | 0 | 0 | 0 | 0 | 0 | 0 | 0 | 0 | 0 | 0 | 0 | 0 | 0 | 0 | 0
F4_Industrial_Industrial - ID_Existing_Miscellaneous_Natural Gas_Miscellaneous_E8 | F4 | Industrial | Industrial - ID | Existing | Miscellaneous | Natural Gas | Miscellaneous | E8 | Utility - Cost of Equipment | 0 | 0 | 0 | 0 | 0 | 0 | 0 | 0 | 0 | 0 | 0 | 0 | 0 | 0 | 0 | 0 | 0 | 0 | 0 | 0 | 0 | 0 | 0 | 0 | 0 | 0 | 0
F4_Industrial_Industrial - ID_Existing_Miscellaneous_Natural Gas_Miscellaneous_E9 | F4 | Industrial | Industrial - ID | Existing | Miscellaneous | Natural Gas | Miscellaneous | E9 | Utility - Cost of Equipment | 0 | 0 | 0 | 0 | 0 | 0 | 0 | 0 | 0 | 0 | 0 | 0 | 0 | 0 | 0 | 0 | 0 | 0 | 0 | 0 | 0 | 0 | 0 | 0 | 0 | 0 | 0
F4_Industrial_Industrial - ID_Existing_Miscellaneous_Natural Gas_Miscellaneous_E10 | F4 | Industrial | Industrial - ID | Existing | Miscellaneous | Natural Gas | Miscellaneous | E10 | Utility - Cost of Equipment | 0 | 0 | 0 | 0 | 0 | 0 | 0 | 0 | 0 | 0 | 0 | 0 | 0 | 0 | 0 | 0 | 0 | 0 | 0 | 0 | 0 | 0 | 0 | 0 | 0 | 0 | 0
F5_Industrial_Industrial - ID_Existing_Miscellaneous_Natural Gas_Miscellaneous_E1 | F5 | Industrial | Industrial - ID | Existing | Miscellaneous | Natural Gas | Miscellaneous | E1 | Utility - Cost of Operation | 27.6366 | 29.902 | 33.068 | 37.1619 | 41.2741 | 44.7871 | 48.5613 | 52.1397 | 55.814 | 58.5736 | 61.0998 | 63.8242 | 66.3443 | 68.3047 | 69.7866 | 70.7484 | 71.7221 | 72.964 | 74.257 | 75.7665 | 77.5447 | 79.538 | 81.6908 | 82.9458 | 84.1201 | 85.2164 | 86.2375
F5_Industrial_Industrial - ID_Existing_Miscellaneous_Natural Gas_Miscellaneous_E2 | F5 | Industrial | Industrial - ID | Existing | Miscellaneous | Natural Gas | Miscellaneous | E2 | Utility - Cost of Operation | 0 | 0 | 0 | 0 | 0 | 0 | 0 | 0 | 0 | 0 | 0 | 0 | 0 | 0 | 0 | 0 | 0 | 0 | 0 | 0 | 0 | 0 | 0 | 0 | 0 | 0 | 0
F5_Industrial_Industrial - ID_Existing_Miscellaneous_Natural Gas_Miscellaneous_E3 | F5 | Industrial | Industrial - ID | Existing | Miscellaneous | Natural Gas | Miscellaneous | E3 | Utility - Cost of Operation | 0 | 0 | 0 | 0 | 0 | 0 | 0 | 0 | 0 | 0 | 0 | 0 | 0 | 0 | 0 | 0 | 0 | 0 | 0 | 0 | 0 | 0 | 0 | 0 | 0 | 0 | 0
F5_Industrial_Industrial - ID_Existing_Miscellaneous_Natural Gas_Miscellaneous_E4 | F5 | Industrial | Industrial - ID | Existing | Miscellaneous | Natural Gas | Miscellaneous | E4 | Utility - Cost of Operation | 0 | 0 | 0 | 0 | 0 | 0 | 0 | 0 | 0 | 0 | 0 | 0 | 0 | 0 | 0 | 0 | 0 | 0 | 0 | 0 | 0 | 0 | 0 | 0 | 0 | 0 | 0
F5_Industrial_Industrial - ID_Existing_Miscellaneous_Natural Gas_Miscellaneous_E5 | F5 | Industrial | Industrial - ID | Existing | Miscellaneous | Natural Gas | Miscellaneous | E5 | Utility - Cost of Operation | 0 | 0 | 0 | 0 | 0 | 0 | 0 | 0 | 0 | 0 | 0 | 0 | 0 | 0 | 0 | 0 | 0 | 0 | 0 | 0 | 0 | 0 | 0 | 0 | 0 | 0 | 0
F5_Industrial_Industrial - ID_Existing_Miscellaneous_Natural Gas_Miscellaneous_E6 | F5 | Industrial | Industrial - ID | Existing | Miscellaneous | Natural Gas | Miscellaneous | E6 | Utility - Cost of Operation | 0 | 0 | 0 | 0 | 0 | 0 | 0 | 0 | 0 | 0 | 0 | 0 | 0 | 0 | 0 | 0 | 0 | 0 | 0 | 0 | 0 | 0 | 0 | 0 | 0 | 0 | 0
F5_Industrial_Industrial - ID_Existing_Miscellaneous_Natural Gas_Miscellaneous_E7 | F5 | Industrial | Industrial - ID | Existing | Miscellaneous | Natural Gas | Miscellaneous | E7 | Utility - Cost of Operation | 0 | 0 | 0 | 0 | 0 | 0 | 0 | 0 | 0 | 0 | 0 | 0 | 0 | 0 | 0 | 0 | 0 | 0 | 0 | 0 | 0 | 0 | 0 | 0 | 0 | 0 | 0
F5_Industrial_Industrial - ID_Existing_Miscellaneous_Natural Gas_Miscellaneous_E8 | F5 | Industrial | Industrial - ID | Existing | Miscellaneous | Natural Gas | Miscellaneous | E8 | Utility - Cost of Operation | 0 | 0 | 0 | 0 | 0 | 0 | 0 | 0 | 0 | 0 | 0 | 0 | 0 | 0 | 0 | 0 | 0 | 0 | 0 | 0 | 0 | 0 | 0 | 0 | 0 | 0 | 0
F5_Industrial_Industrial - ID_Existing_Miscellaneous_Natural Gas_Miscellaneous_E9 | F5 | Industrial | Industrial - ID | Existing | Miscellaneous | Natural Gas | Miscellaneous | E9 | Utility - Cost of Operation | 0 | 0 | 0 | 0 | 0 | 0 | 0 | 0 | 0 | 0 | 0 | 0 | 0 | 0 | 0 | 0 | 0 | 0 | 0 | 0 | 0 | 0 | 0 | 0 | 0 | 0 | 0
F5_Industrial_Industrial - ID_Existing_Miscellaneous_Natural Gas_Miscellaneous_E10 | F5 | Industrial | Industrial - ID | Existing | Miscellaneous | Natural Gas | Miscellaneous | E10 | Utility - Cost of Operation | 0 | 0 | 0 | 0 | 0 | 0 | 0 | 0 | 0 | 0 | 0 | 0 | 0 | 0 | 0 | 0 | 0 | 0 | 0 | 0 | 0 | 0 | 0 | 0 | 0 | 0 | 0
F6_Industrial_Industrial - ID_Existing_Miscellaneous_Natural Gas_Miscellaneous_E1 | F6 | Industrial | Industrial - ID | Existing | Miscellaneous | Natural Gas | Miscellaneous | E1 | Utility - Value of Sales | 30.4623 | 31.5938 | 33.1951 | 35.294 | 37.6239 | 40.0913 | 42.4999 | 44.746 | 46.981 | 48.1301 | 50.0367 | 52.3246 | 54.588 | 56.4166 | 57.9348 | 59.0127 | 59.9407 | 60.9071 | 61.6257 | 62.2267 | 62.8056 | 63.9689 | 65.093 | 66.0533 | 66.9508 | 67.7878 | 68.5662
F6_Industrial_Industrial - ID_Existing_Miscellaneous_Natural Gas_Miscellaneous_E2 | F6 | Industrial | Industrial - ID | Existing | Miscellaneous | Natural Gas | Miscellaneous | E2 | Utility - Value of Sales | 0 | 0 | 0 | 0 | 0 | 0 | 0 | 0 | 0 | 0 | 0 | 0 | 0 | 0 | 0 | 0 | 0 | 0 | 0 | 0 | 0 | 0 | 0 | 0 | 0 | 0 | 0
F6_Industrial_Industrial - ID_Existing_Miscellaneous_Natural Gas_Miscellaneous_E3 | F6 | Industrial | Industrial - ID | Existing | Miscellaneous | Natural Gas | Miscellaneous | E3 | Utility - Value of Sales | 0 | 0 | 0 | 0 | 0 | 0 | 0 | 0 | 0 | 0 | 0 | 0 | 0 | 0 | 0 | 0 | 0 | 0 | 0 | 0 | 0 | 0 | 0 | 0 | 0 | 0 | 0
F6_Industrial_Industrial - ID_Existing_Miscellaneous_Natural Gas_Miscellaneous_E4 | F6 | Industrial | Industrial - ID | Existing | Miscellaneous | Natural Gas | Miscellaneous | E4 | Utility - Value of Sales | 0 | 0 | 0 | 0 | 0 | 0 | 0 | 0 | 0 | 0 | 0 | 0 | 0 | 0 | 0 | 0 | 0 | 0 | 0 | 0 | 0 | 0 | 0 | 0 | 0 | 0 | 0
F6_Industrial_Industrial - ID_Existing_Miscellaneous_Natural Gas_Miscellaneous_E5 | F6 | Industrial | Industrial - ID | Existing | Miscellaneous | Natural Gas | Miscellaneous | E5 | Utility - Value of Sales | 0 | 0 | 0 | 0 | 0 | 0 | 0 | 0 | 0 | 0 | 0 | 0 | 0 | 0 | 0 | 0 | 0 | 0 | 0 | 0 | 0 | 0 | 0 | 0 | 0 | 0 | 0
F6_Industrial_Industrial - ID_Existing_Miscellaneous_Natural Gas_Miscellaneous_E6 | F6 | Industrial | Industrial - ID | Existing | Miscellaneous | Natural Gas | Miscellaneous | E6 | Utility - Value of Sales | 0 | 0 | 0 | 0 | 0 | 0 | 0 | 0 | 0 | 0 | 0 | 0 | 0 | 0 | 0 | 0 | 0 | 0 | 0 | 0 | 0 | 0 | 0 | 0 | 0 | 0 | 0
F6_Industrial_Industrial - ID_Existing_Miscellaneous_Natural Gas_Miscellaneous_E7 | F6 | Industrial | Industrial - ID | Existing | Miscellaneous | Natural Gas | Miscellaneous | E7 | Utility - Value of Sales | 0 | 0 | 0 | 0 | 0 | 0 | 0 | 0 | 0 | 0 | 0 | 0 | 0 | 0 | 0 | 0 | 0 | 0 | 0 | 0 | 0 | 0 | 0 | 0 | 0 | 0 | 0
F6_Industrial_Industrial - ID_Existing_Miscellaneous_Natural Gas_Miscellaneous_E8 | F6 | Industrial | Industrial - ID | Existing | Miscellaneous | Natural Gas | Miscellaneous | E8 | Utility - Value of Sales | 0 | 0 | 0 | 0 | 0 | 0 | 0 | 0 | 0 | 0 | 0 | 0 | 0 | 0 | 0 | 0 | 0 | 0 | 0 | 0 | 0 | 0 | 0 | 0 | 0 | 0 | 0
F6_Industrial_Industrial - ID_Existing_Miscellaneous_Natural Gas_Miscellaneous_E9 | F6 | Industrial | Industrial - ID | Existing | Miscellaneous | Natural Gas | Miscellaneous | E9 | Utility - Value of Sales | 0 | 0 | 0 | 0 | 0 | 0 | 0 | 0 | 0 | 0 | 0 | 0 | 0 | 0 | 0 | 0 | 0 | 0 | 0 | 0 | 0 | 0 | 0 | 0 | 0 | 0 | 0
F6_Industrial_Industrial - ID_Existing_Miscellaneous_Natural Gas_Miscellaneous_E10 | F6 | Industrial | Industrial - ID | Existing | Miscellaneous | Natural Gas | Miscellaneous | E10 | Utility - Value of Sales | 0 | 0 | 0 | 0 | 0 | 0 | 0 | 0 | 0 | 0 | 0 | 0 | 0 | 0 | 0 | 0 | 0 | 0 | 0 | 0 | 0 | 0 | 0 | 0 | 0 | 0 | 0
F1_Industrial_Industrial - ID_New_Space Heating_Natural Gas_Furnace_E1 | F1 | Industrial | Industrial - ID | New | Space Heating | Natural Gas | Furnace | E1 | RVT - Cost of Equipment | 377.6584 | 377.6584 | 377.6584 | 377.6584 | 377.6584 | 377.6584 | 377.6584 | 377.6584 | 377.6584 | 377.6584 | 377.6584 | 377.6584 | 377.6584 | 377.6584 | 377.6584 | 377.6584 | 377.6584 | 377.6584 | 377.6584 | 377.6584 | 377.6584 | 377.6584 | 377.6584 | 377.6584 | 377.6584 | 377.6584 | 377.6584
F1_Industrial_Industrial - ID_New_Space Heating_Natural Gas_Furnace_E2 | F1 | Industrial | Industrial - ID | New | Space Heating | Natural Gas | Furnace | E2 | RVT - Cost of Equipment | 922.9221 | 922.9221 | 922.9221 | 922.9221 | 922.9221 | 922.9221 | 922.9221 | 922.9221 | 922.9221 | 922.9221 | 922.9221 | 922.9221 | 922.9221 | 922.9221 | 922.9221 | 922.9221 | 922.9221 | 922.9221 | 922.9221 | 922.9221 | 922.9221 | 922.9221 | 922.9221 | 922.9221 | 922.9221 | 922.9221 | 922.9221
F1_Industrial_Industrial - ID_New_Space Heating_Natural Gas_Furnace_E3 | F1 | Industrial | Industrial - ID | New | Space Heating | Natural Gas | Furnace | E3 | RVT - Cost of Equipment | 268.2435 | 268.2435 | 268.2435 | 268.2435 | 268.2435 | 268.2435 | 268.2435 | 268.2435 | 268.2435 | 268.2435 | 268.2435 | 268.2435 | 268.2435 | 268.2435 | 268.2435 | 268.2435 | 268.2435 | 268.2435 | 268.2435 | 268.2435 | 268.2435 | 268.2435 | 268.2435 | 268.2435 | 268.2435 | 268.2435 | 268.2435
F1_Industrial_Industrial - ID_New_Space Heating_Natural Gas_Furnace_E4 | F1 | Industrial | Industrial - ID | New | Space Heating | Natural Gas | Furnace | E4 | RVT - Cost of Equipment | 0 | 0 | 0 | 0 | 0 | 0 | 0 | 0 | 0 | 0 | 0 | 0 | 0 | 0 | 0 | 0 | 0 | 0 | 0 | 0 | 0 | 0 | 0 | 0 | 0 | 0 | 0
F1_Industrial_Industrial - ID_New_Space Heating_Natural Gas_Furnace_E5 | F1 | Industrial | Industrial - ID | New | Space Heating | Natural Gas | Furnace | E5 | RVT - Cost of Equipment | 0 | 0 | 0 | 0 | 0 | 0 | 0 | 0 | 0 | 0 | 0 | 0 | 0 | 0 | 0 | 0 | 0 | 0 | 0 | 0 | 0 | 0 | 0 | 0 | 0 | 0 | 0
F1_Industrial_Industrial - ID_New_Space Heating_Natural Gas_Furnace_E6 | F1 | Industrial | Industrial - ID | New | Space Heating | Natural Gas | Furnace | E6 | RVT - Cost of Equipment | 0 | 0 | 0 | 0 | 0 | 0 | 0 | 0 | 0 | 0 | 0 | 0 | 0 | 0 | 0 | 0 | 0 | 0 | 0 | 0 | 0 | 0 | 0 | 0 | 0 | 0 | 0
F1_Industrial_Industrial - ID_New_Space Heating_Natural Gas_Furnace_E7 | F1 | Industrial | Industrial - ID | New | Space Heating | Natural Gas | Furnace | E7 | RVT - Cost of Equipment | 0 | 0 | 0 | 0 | 0 | 0 | 0 | 0 | 0 | 0 | 0 | 0 | 0 | 0 | 0 | 0 | 0 | 0 | 0 | 0 | 0 | 0 | 0 | 0 | 0 | 0 | 0
F1_Industrial_Industrial - ID_New_Space Heating_Natural Gas_Furnace_E8 | F1 | Industrial | Industrial - ID | New | Space Heating | Natural Gas | Furnace | E8 | RVT - Cost of Equipment | 0 | 0 | 0 | 0 | 0 | 0 | 0 | 0 | 0 | 0 | 0 | 0 | 0 | 0 | 0 | 0 | 0 | 0 | 0 | 0 | 0 | 0 | 0 | 0 | 0 | 0 | 0
F1_Industrial_Industrial - ID_New_Space Heating_Natural Gas_Furnace_E9 | F1 | Industrial | Industrial - ID | New | Space Heating | Natural Gas | Furnace | E9 | RVT - Cost of Equipment | 0 | 0 | 0 | 0 | 0 | 0 | 0 | 0 | 0 | 0 | 0 | 0 | 0 | 0 | 0 | 0 | 0 | 0 | 0 | 0 | 0 | 0 | 0 | 0 | 0 | 0 | 0
F1_Industrial_Industrial - ID_New_Space Heating_Natural Gas_Furnace_E10 | F1 | Industrial | Industrial - ID | New | Space Heating | Natural Gas | Furnace | E10 | RVT - Cost of Equipment | 0 | 0 | 0 | 0 | 0 | 0 | 0 | 0 | 0 | 0 | 0 | 0 | 0 | 0 | 0 | 0 | 0 | 0 | 0 | 0 | 0 | 0 | 0 | 0 | 0 | 0 | 0
F2_Industrial_Industrial - ID_New_Space Heating_Natural Gas_Furnace_E1 | F2 | Industrial | Industrial - ID | New | Space Heating | Natural Gas | Furnace | E1 | RVT - Cost of Operation | 26.6272 | 27.6329 | 28.8158 | 30.1121 | 31.4404 | 32.7664 | 34.0354 | 35.207 | 36.3598 | 37.1772 | 38.1468 | 39.1651 | 40.1383 | 40.9748 | 41.7202 | 42.3397 | 42.9079 | 43.4818 | 43.9843 | 44.4516 | 44.8885 | 45.4604 | 46.001 | 46.477 | 46.9165 | 47.321 | 47.6916
F2_Industrial_Industrial - ID_New_Space Heating_Natural Gas_Furnace_E2 | F2 | Industrial | Industrial - ID | New | Space Heating | Natural Gas | Furnace | E2 | RVT - Cost of Operation | 23.6674 | 24.5613 | 25.6128 | 26.7651 | 27.9457 | 29.1243 | 30.2522 | 31.2935 | 32.3182 | 33.0448 | 33.9066 | 34.8117 | 35.6767 | 36.4203 | 37.0829 | 37.6335 | 38.1385 | 38.6486 | 39.0953 | 39.5106 | 39.899 | 40.4073 | 40.8878 | 41.3108 | 41.7015 | 42.061 | 42.3905
F2_Industrial_Industrial - ID_New_Space Heating_Natural Gas_Furnace_E3 | F2 | Industrial | Industrial - ID | New | Space Heating | Natural Gas | Furnace | E3 | RVT - Cost of Operation | 21.422 | 22.2845 | 23.3147 | 24.4544 | 25.6272 | 26.8006 | 27.9229 | 28.9565 | 29.9745 | 30.6844 | 31.5352 | 32.4317 | 33.2898 | 34.0254 | 34.6798 | 35.2209 | 35.7174 | 36.2217 | 36.6625 | 37.0733 | 37.4584 | 37.97 | 38.4548 | 38.882 | 39.2777 | 39.643 | 39.9788
F2_Industrial_Industrial - ID_New_Space Heating_Natural Gas_Furnace_E4 | F2 | Industrial | Industrial - ID | New | Space Heating | Natural Gas | Furnace | E4 | RVT - Cost of Operation | 0 | 0 | 0 | 0 | 0 | 0 | 0 | 0 | 0 | 0 | 0 | 0 | 0 | 0 | 0 | 0 | 0 | 0 | 0 | 0 | 0 | 0 | 0 | 0 | 0 | 0 | 0
F2_Industrial_Industrial - ID_New_Space Heating_Natural Gas_Furnace_E5 | F2 | Industrial | Industrial - ID | New | Space Heating | Natural Gas | Furnace | E5 | RVT - Cost of Operation | 0 | 0 | 0 | 0 | 0 | 0 | 0 | 0 | 0 | 0 | 0 | 0 | 0 | 0 | 0 | 0 | 0 | 0 | 0 | 0 | 0 | 0 | 0 | 0 | 0 | 0 | 0
F2_Industrial_Industrial - ID_New_Space Heating_Natural Gas_Furnace_E6 | F2 | Industrial | Industrial - ID | New | Space Heating | Natural Gas | Furnace | E6 | RVT - Cost of Operation | 0 | 0 | 0 | 0 | 0 | 0 | 0 | 0 | 0 | 0 | 0 | 0 | 0 | 0 | 0 | 0 | 0 | 0 | 0 | 0 | 0 | 0 | 0 | 0 | 0 | 0 | 0
F2_Industrial_Industrial - ID_New_Space Heating_Natural Gas_Furnace_E7 | F2 | Industrial | Industrial - ID | New | Space Heating | Natural Gas | Furnace | E7 | RVT - Cost of Operation | 0 | 0 | 0 | 0 | 0 | 0 | 0 | 0 | 0 | 0 | 0 | 0 | 0 | 0 | 0 | 0 | 0 | 0 | 0 | 0 | 0 | 0 | 0 | 0 | 0 | 0 | 0
F2_Industrial_Industrial - ID_New_Space Heating_Natural Gas_Furnace_E8 | F2 | Industrial | Industrial - ID | New | Space Heating | Natural Gas | Furnace | E8 | RVT - Cost of Operation | 0 | 0 | 0 | 0 | 0 | 0 | 0 | 0 | 0 | 0 | 0 | 0 | 0 | 0 | 0 | 0 | 0 | 0 | 0 | 0 | 0 | 0 | 0 | 0 | 0 | 0 | 0
F2_Industrial_Industrial - ID_New_Space Heating_Natural Gas_Furnace_E9 | F2 | Industrial | Industrial - ID | New | Space Heating | Natural Gas | Furnace | E9 | RVT - Cost of Operation | 0 | 0 | 0 | 0 | 0 | 0 | 0 | 0 | 0 | 0 | 0 | 0 | 0 | 0 | 0 | 0 | 0 | 0 | 0 | 0 | 0 | 0 | 0 | 0 | 0 | 0 | 0
F2_Industrial_Industrial - ID_New_Space Heating_Natural Gas_Furnace_E10 | F2 | Industrial | Industrial - ID | New | Space Heating | Natural Gas | Furnace | E10 | RVT - Cost of Operation | 0 | 0 | 0 | 0 | 0 | 0 | 0 | 0 | 0 | 0 | 0 | 0 | 0 | 0 | 0 | 0 | 0 | 0 | 0 | 0 | 0 | 0 | 0 | 0 | 0 | 0 | 0
F3_Industrial_Industrial - ID_New_Space Heating_Natural Gas_Furnace_E1 | F3 | Industrial | Industrial - ID | New | Space Heating | Natural Gas | Furnace | E1 | System - kBTUs of Consumption | 9116.3901 | 9097.3066 | 9097.3066 | 9097.3066 | 9097.3066 | 9097.3066 | 9097.3066 | 9097.3066 | 9097.3066 | 9097.3066 | 9097.3066 | 9097.3066 | 9097.3066 | 9097.3066 | 9097.3066 | 9097.3066 | 9097.3066 | 9097.3066 | 9097.3066 | 9097.3066 | 9097.3066 | 9097.3066 | 9097.3066 | 9097.3066 | 9097.3066 | 9097.3066 | 9097.3066
F3_Industrial_Industrial - ID_New_Space Heating_Natural Gas_Furnace_E2 | F3 | Industrial | Industrial - ID | New | Space Heating | Natural Gas | Furnace | E2 | System - kBTUs of Consumption | 8103.0642 | 8086.1019 | 8086.1019 | 8086.1019 | 8086.1019 | 8086.1019 | 8086.1019 | 8086.1019 | 8086.1019 | 8086.1019 | 8086.1019 | 8086.1019 | 8086.1019 | 8086.1019 | 8086.1019 | 8086.1019 | 8086.1019 | 8086.1019 | 8086.1019 | 8086.1019 | 8086.1019 | 8086.1019 | 8086.1019 | 8086.1019 | 8086.1019 | 8086.1019 | 8086.1019
F3_Industrial_Industrial - ID_New_Space Heating_Natural Gas_Furnace_E3 | F3 | Industrial | Industrial - ID | New | Space Heating | Natural Gas | Furnace | E3 | System - kBTUs of Consumption | 7599.5816 | 7580.4996 | 7580.4996 | 7580.4996 | 7580.4996 | 7580.4996 | 7580.4996 | 7580.4996 | 7580.4996 | 7580.4996 | 7580.4996 | 7580.4996 | 7580.4996 | 7580.4996 | 7580.4996 | 7580.4996 | 7580.4996 | 7580.4996 | 7580.4996 | 7580.4996 | 7580.4996 | 7580.4996 | 7580.4996 | 7580.4996 | 7580.4996 | 7580.4996 | 7580.4996
F3_Industrial_Industrial - ID_New_Space Heating_Natural Gas_Furnace_E4 | F3 | Industrial | Industrial - ID | New | Space Heating | Natural Gas | Furnace | E4 | System - kBTUs of Consumption | 0 | 0 | 0 | 0 | 0 | 0 | 0 | 0 | 0 | 0 | 0 | 0 | 0 | 0 | 0 | 0 | 0 | 0 | 0 | 0 | 0 | 0 | 0 | 0 | 0 | 0 | 0
F3_Industrial_Industrial - ID_New_Space Heating_Natural Gas_Furnace_E5 | F3 | Industrial | Industrial - ID | New | Space Heating | Natural Gas | Furnace | E5 | System - kBTUs of Consumption | 0 | 0 | 0 | 0 | 0 | 0 | 0 | 0 | 0 | 0 | 0 | 0 | 0 | 0 | 0 | 0 | 0 | 0 | 0 | 0 | 0 | 0 | 0 | 0 | 0 | 0 | 0
F3_Industrial_Industrial - ID_New_Space Heating_Natural Gas_Furnace_E6 | F3 | Industrial | Industrial - ID | New | Space Heating | Natural Gas | Furnace | E6 | System - kBTUs of Consumption | 0 | 0 | 0 | 0 | 0 | 0 | 0 | 0 | 0 | 0 | 0 | 0 | 0 | 0 | 0 | 0 | 0 | 0 | 0 | 0 | 0 | 0 | 0 | 0 | 0 | 0 | 0
F3_Industrial_Industrial - ID_New_Space Heating_Natural Gas_Furnace_E7 | F3 | Industrial | Industrial - ID | New | Space Heating | Natural Gas | Furnace | E7 | System - kBTUs of Consumption | 0 | 0 | 0 | 0 | 0 | 0 | 0 | 0 | 0 | 0 | 0 | 0 | 0 | 0 | 0 | 0 | 0 | 0 | 0 | 0 | 0 | 0 | 0 | 0 | 0 | 0 | 0
F3_Industrial_Industrial - ID_New_Space Heating_Natural Gas_Furnace_E8 | F3 | Industrial | Industrial - ID | New | Space Heating | Natural Gas | Furnace | E8 | System - kBTUs of Consumption | 0 | 0 | 0 | 0 | 0 | 0 | 0 | 0 | 0 | 0 | 0 | 0 | 0 | 0 | 0 | 0 | 0 | 0 | 0 | 0 | 0 | 0 | 0 | 0 | 0 | 0 | 0
F3_Industrial_Industrial - ID_New_Space Heating_Natural Gas_Furnace_E9 | F3 | Industrial | Industrial - ID | New | Space Heating | Natural Gas | Furnace | E9 | System - kBTUs of Consumption | 0 | 0 | 0 | 0 | 0 | 0 | 0 | 0 | 0 | 0 | 0 | 0 | 0 | 0 | 0 | 0 | 0 | 0 | 0 | 0 | 0 | 0 | 0 | 0 | 0 | 0 | 0
F3_Industrial_Industrial - ID_New_Space Heating_Natural Gas_Furnace_E10 | F3 | Industrial | Industrial - ID | New | Space Heating | Natural Gas | Furnace | E10 | System - kBTUs of Consumption | 0 | 0 | 0 | 0 | 0 | 0 | 0 | 0 | 0 | 0 | 0 | 0 | 0 | 0 | 0 | 0 | 0 | 0 | 0 | 0 | 0 | 0 | 0 | 0 | 0 | 0 | 0
F4_Industrial_Industrial - ID_New_Space Heating_Natural Gas_Furnace_E1 | F4 | Industrial | Industrial - ID | New | Space Heating | Natural Gas | Furnace | E1 | Utility - Cost of Equipment | 377.6584 | 377.6584 | 377.6584 | 377.6584 | 377.6584 | 377.6584 | 377.6584 | 377.6584 | 377.6584 | 377.6584 | 377.6584 | 377.6584 | 377.6584 | 377.6584 | 377.6584 | 377.6584 | 377.6584 | 377.6584 | 377.6584 | 377.6584 | 377.6584 | 377.6584 | 377.6584 | 377.6584 | 377.6584 | 377.6584 | 377.6584
F4_Industrial_Industrial - ID_New_Space Heating_Natural Gas_Furnace_E2 | F4 | Industrial | Industrial - ID | New | Space Heating | Natural Gas | Furnace | E2 | Utility - Cost of Equipment | 922.9221 | 922.9221 | 922.9221 | 922.9221 | 922.9221 | 922.9221 | 922.9221 | 922.9221 | 922.9221 | 922.9221 | 922.9221 | 922.9221 | 922.9221 | 922.9221 | 922.9221 | 922.9221 | 922.9221 | 922.9221 | 922.9221 | 922.9221 | 922.9221 | 922.9221 | 922.9221 | 922.9221 | 922.9221 | 922.9221 | 922.9221
F4_Industrial_Industrial - ID_New_Space Heating_Natural Gas_Furnace_E3 | F4 | Industrial | Industrial - ID | New | Space Heating | Natural Gas | Furnace | E3 | Utility - Cost of Equipment | 268.2435 | 268.2435 | 268.2435 | 268.2435 | 268.2435 | 268.2435 | 268.2435 | 268.2435 | 268.2435 | 268.2435 | 268.2435 | 268.2435 | 268.2435 | 268.2435 | 268.2435 | 268.2435 | 268.2435 | 268.2435 | 268.2435 | 268.2435 | 268.2435 | 268.2435 | 268.2435 | 268.2435 | 268.2435 | 268.2435 | 268.2435
F4_Industrial_Industrial - ID_New_Space Heating_Natural Gas_Furnace_E4 | F4 | Industrial | Industrial - ID | New | Space Heating | Natural Gas | Furnace | E4 | Utility - Cost of Equipment | 0 | 0 | 0 | 0 | 0 | 0 | 0 | 0 | 0 | 0 | 0 | 0 | 0 | 0 | 0 | 0 | 0 | 0 | 0 | 0 | 0 | 0 | 0 | 0 | 0 | 0 | 0
F4_Industrial_Industrial - ID_New_Space Heating_Natural Gas_Furnace_E5 | F4 | Industrial | Industrial - ID | New | Space Heating | Natural Gas | Furnace | E5 | Utility - Cost of Equipment | 0 | 0 | 0 | 0 | 0 | 0 | 0 | 0 | 0 | 0 | 0 | 0 | 0 | 0 | 0 | 0 | 0 | 0 | 0 | 0 | 0 | 0 | 0 | 0 | 0 | 0 | 0
F4_Industrial_Industrial - ID_New_Space Heating_Natural Gas_Furnace_E6 | F4 | Industrial | Industrial - ID | New | Space Heating | Natural Gas | Furnace | E6 | Utility - Cost of Equipment | 0 | 0 | 0 | 0 | 0 | 0 | 0 | 0 | 0 | 0 | 0 | 0 | 0 | 0 | 0 | 0 | 0 | 0 | 0 | 0 | 0 | 0 | 0 | 0 | 0 | 0 | 0
F4_Industrial_Industrial - ID_New_Space Heating_Natural Gas_Furnace_E7 | F4 | Industrial | Industrial - ID | New | Space Heating | Natural Gas | Furnace | E7 | Utility - Cost of Equipment | 0 | 0 | 0 | 0 | 0 | 0 | 0 | 0 | 0 | 0 | 0 | 0 | 0 | 0 | 0 | 0 | 0 | 0 | 0 | 0 | 0 | 0 | 0 | 0 | 0 | 0 | 0
F4_Industrial_Industrial - ID_New_Space Heating_Natural Gas_Furnace_E8 | F4 | Industrial | Industrial - ID | New | Space Heating | Natural Gas | Furnace | E8 | Utility - Cost of Equipment | 0 | 0 | 0 | 0 | 0 | 0 | 0 | 0 | 0 | 0 | 0 | 0 | 0 | 0 | 0 | 0 | 0 | 0 | 0 | 0 | 0 | 0 | 0 | 0 | 0 | 0 | 0
F4_Industrial_Industrial - ID_New_Space Heating_Natural Gas_Furnace_E9 | F4 | Industrial | Industrial - ID | New | Space Heating | Natural Gas | Furnace | E9 | Utility - Cost of Equipment | 0 | 0 | 0 | 0 | 0 | 0 | 0 | 0 | 0 | 0 | 0 | 0 | 0 | 0 | 0 | 0 | 0 | 0 | 0 | 0 | 0 | 0 | 0 | 0 | 0 | 0 | 0
F4_Industrial_Industrial - ID_New_Space Heating_Natural Gas_Furnace_E10 | F4 | Industrial | Industrial - ID | New | Space Heating | Natural Gas | Furnace | E10 | Utility - Cost of Equipment | 0 | 0 | 0 | 0 | 0 | 0 | 0 | 0 | 0 | 0 | 0 | 0 | 0 | 0 | 0 | 0 | 0 | 0 | 0 | 0 | 0 | 0 | 0 | 0 | 0 | 0 | 0
F5_Industrial_Industrial - ID_New_Space Heating_Natural Gas_Furnace_E1 | F5 | Industrial | Industrial - ID | New | Space Heating | Natural Gas | Furnace | E1 | Utility - Cost of Operation | 28.761 | 30.5217 | 32.5086 | 34.6728 | 36.7823 | 38.6484 | 40.5063 | 42.2179 | 43.897 | 45.283 | 46.5578 | 47.8497 | 49.0707 | 50.14 | 51.0932 | 51.8988 | 52.69 | 53.5337 | 54.362 | 55.2105 | 56.0863 | 56.9657 | 57.8621 | 58.4875 | 59.0661 | 59.5995 | 60.0894
F5_Industrial_Industrial - ID_New_Space Heating_Natural Gas_Furnace_E2 | F5 | Industrial | Industrial - ID | New | Space Heating | Natural Gas | Furnace | E2 | Utility - Cost of Operation | 25.5641 | 27.1291 | 28.8951 | 30.8188 | 32.6938 | 34.3525 | 36.0039 | 37.5252 | 39.0176 | 40.2496 | 41.3827 | 42.531 | 43.6163 | 44.5667 | 45.414 | 46.13 | 46.8333 | 47.5832 | 48.3194 | 49.0736 | 49.8521 | 50.6337 | 51.4305 | 51.9863 | 52.5006 | 52.9748 | 53.4102
F5_Industrial_Industrial - ID_New_Space Heating_Natural Gas_Furnace_E3 | F5 | Industrial | Industrial - ID | New | Space Heating | Natural Gas | Furnace | E3 | Utility - Cost of Operation | 22.7342 | 24.2681 | 26.0113 | 27.9229 | 29.7877 | 31.4309 | 33.0673 | 34.5701 | 36.0454 | 37.2539 | 38.3638 | 39.4947 | 40.5663 | 41.5052 | 42.3408 | 43.0437 | 43.737 | 44.4816 | 45.2153 | 45.9705 | 46.7539 | 47.5432 | 48.351 | 48.9117 | 49.4319 | 49.9128 | 50.3559
F5_Industrial_Industrial - ID_New_Space Heating_Natural Gas_Furnace_E4 | F5 | Industrial | Industrial - ID | New | Space Heating | Natural Gas | Furnace | E4 | Utility - Cost of Operation | 0 | 0 | 0 | 0 | 0 | 0 | 0 | 0 | 0 | 0 | 0 | 0 | 0 | 0 | 0 | 0 | 0 | 0 | 0 | 0 | 0 | 0 | 0 | 0 | 0 | 0 | 0
F5_Industrial_Industrial - ID_New_Space Heating_Natural Gas_Furnace_E5 | F5 | Industrial | Industrial - ID | New | Space Heating | Natural Gas | Furnace | E5 | Utility - Cost of Operation | 0 | 0 | 0 | 0 | 0 | 0 | 0 | 0 | 0 | 0 | 0 | 0 | 0 | 0 | 0 | 0 | 0 | 0 | 0 | 0 | 0 | 0 | 0 | 0 | 0 | 0 | 0
F5_Industrial_Industrial - ID_New_Space Heating_Natural Gas_Furnace_E6 | F5 | Industrial | Industrial - ID | New | Space Heating | Natural Gas | Furnace | E6 | Utility - Cost of Operation | 0 | 0 | 0 | 0 | 0 | 0 | 0 | 0 | 0 | 0 | 0 | 0 | 0 | 0 | 0 | 0 | 0 | 0 | 0 | 0 | 0 | 0 | 0 | 0 | 0 | 0 | 0
F5_Industrial_Industrial - ID_New_Space Heating_Natural Gas_Furnace_E7 | F5 | Industrial | Industrial - ID | New | Space Heating | Natural Gas | Furnace | E7 | Utility - Cost of Operation | 0 | 0 | 0 | 0 | 0 | 0 | 0 | 0 | 0 | 0 | 0 | 0 | 0 | 0 | 0 | 0 | 0 | 0 | 0 | 0 | 0 | 0 | 0 | 0 | 0 | 0 | 0
F5_Industrial_Industrial - ID_New_Space Heating_Natural Gas_Furnace_E8 | F5 | Industrial | Industrial - ID | New | Space Heating | Natural Gas | Furnace | E8 | Utility - Cost of Operation | 0 | 0 | 0 | 0 | 0 | 0 | 0 | 0 | 0 | 0 | 0 | 0 | 0 | 0 | 0 | 0 | 0 | 0 | 0 | 0 | 0 | 0 | 0 | 0 | 0 | 0 | 0
F5_Industrial_Industrial - ID_New_Space Heating_Natural Gas_Furnace_E9 | F5 | Industrial | Industrial - ID | New | Space Heating | Natural Gas | Furnace | E9 | Utility - Cost of Operation | 0 | 0 | 0 | 0 | 0 | 0 | 0 | 0 | 0 | 0 | 0 | 0 | 0 | 0 | 0 | 0 | 0 | 0 | 0 | 0 | 0 | 0 | 0 | 0 | 0 | 0 | 0
F5_Industrial_Industrial - ID_New_Space Heating_Natural Gas_Furnace_E10 | F5 | Industrial | Industrial - ID | New | Space Heating | Natural Gas | Furnace | E10 | Utility - Cost of Operation | 0 | 0 | 0 | 0 | 0 | 0 | 0 | 0 | 0 | 0 | 0 | 0 | 0 | 0 | 0 | 0 | 0 | 0 | 0 | 0 | 0 | 0 | 0 | 0 | 0 | 0 | 0
F6_Industrial_Industrial - ID_New_Space Heating_Natural Gas_Furnace_E1 | F6 | Industrial | Industrial - ID | New | Space Heating | Natural Gas | Furnace | E1 | Utility - Value of Sales | 26.6272 | 27.6329 | 28.8158 | 30.1121 | 31.4404 | 32.7664 | 34.0354 | 35.207 | 36.3598 | 37.1772 | 38.1468 | 39.1651 | 40.1383 | 40.9748 | 41.7202 | 42.3397 | 42.9079 | 43.4818 | 43.9843 | 44.4516 | 44.8885 | 45.4604 | 46.001 | 46.477 | 46.9165 | 47.321 | 47.6916
F6_Industrial_Industrial - ID_New_Space Heating_Natural Gas_Furnace_E2 | F6 | Industrial | Industrial - ID | New | Space Heating | Natural Gas | Furnace | E2 | Utility - Value of Sales | 23.6674 | 24.5613 | 25.6128 | 26.7651 | 27.9457 | 29.1243 | 30.2522 | 31.2935 | 32.3182 | 33.0448 | 33.9066 | 34.8117 | 35.6767 | 36.4203 | 37.0829 | 37.6335 | 38.1385 | 38.6486 | 39.0953 | 39.5106 | 39.899 | 40.4073 | 40.8878 | 41.3108 | 41.7015 | 42.061 | 42.3905
F6_Industrial_Industrial - ID_New_Space Heating_Natural Gas_Furnace_E3 | F6 | Industrial | Industrial - ID | New | Space Heating | Natural Gas | Furnace | E3 | Utility - Value of Sales | 21.422 | 22.2845 | 23.3147 | 24.4544 | 25.6272 | 26.8006 | 27.9229 | 28.9565 | 29.9745 | 30.6844 | 31.5352 | 32.4317 | 33.2898 | 34.0254 | 34.6798 | 35.2209 | 35.7174 | 36.2217 | 36.6625 | 37.0733 | 37.4584 | 37.97 | 38.4548 | 38.882 | 39.2777 | 39.643 | 39.9788
F6_Industrial_Industrial - ID_New_Space Heating_Natural Gas_Furnace_E4 | F6 | Industrial | Industrial - ID | New | Space Heating | Natural Gas | Furnace | E4 | Utility - Value of Sales | 0 | 0 | 0 | 0 | 0 | 0 | 0 | 0 | 0 | 0 | 0 | 0 | 0 | 0 | 0 | 0 | 0 | 0 | 0 | 0 | 0 | 0 | 0 | 0 | 0 | 0 | 0
F6_Industrial_Industrial - ID_New_Space Heating_Natural Gas_Furnace_E5 | F6 | Industrial | Industrial - ID | New | Space Heating | Natural Gas | Furnace | E5 | Utility - Value of Sales | 0 | 0 | 0 | 0 | 0 | 0 | 0 | 0 | 0 | 0 | 0 | 0 | 0 | 0 | 0 | 0 | 0 | 0 | 0 | 0 | 0 | 0 | 0 | 0 | 0 | 0 | 0
F6_Industrial_Industrial - ID_New_Space Heating_Natural Gas_Furnace_E6 | F6 | Industrial | Industrial - ID | New | Space Heating | Natural Gas | Furnace | E6 | Utility - Value of Sales | 0 | 0 | 0 | 0 | 0 | 0 | 0 | 0 | 0 | 0 | 0 | 0 | 0 | 0 | 0 | 0 | 0 | 0 | 0 | 0 | 0 | 0 | 0 | 0 | 0 | 0 | 0
F6_Industrial_Industrial - ID_New_Space Heating_Natural Gas_Furnace_E7 | F6 | Industrial | Industrial - ID | New | Space Heating | Natural Gas | Furnace | E7 | Utility - Value of Sales | 0 | 0 | 0 | 0 | 0 | 0 | 0 | 0 | 0 | 0 | 0 | 0 | 0 | 0 | 0 | 0 | 0 | 0 | 0 | 0 | 0 | 0 | 0 | 0 | 0 | 0 | 0
F6_Industrial_Industrial - ID_New_Space Heating_Natural Gas_Furnace_E8 | F6 | Industrial | Industrial - ID | New | Space Heating | Natural Gas | Furnace | E8 | Utility - Value of Sales | 0 | 0 | 0 | 0 | 0 | 0 | 0 | 0 | 0 | 0 | 0 | 0 | 0 | 0 | 0 | 0 | 0 | 0 | 0 | 0 | 0 | 0 | 0 | 0 | 0 | 0 | 0
F6_Industrial_Industrial - ID_New_Space Heating_Natural Gas_Furnace_E9 | F6 | Industrial | Industrial - ID | New | Space Heating | Natural Gas | Furnace | E9 | Utility - Value of Sales | 0 | 0 | 0 | 0 | 0 | 0 | 0 | 0 | 0 | 0 | 0 | 0 | 0 | 0 | 0 | 0 | 0 | 0 | 0 | 0 | 0 | 0 | 0 | 0 | 0 | 0 | 0
F6_Industrial_Industrial - ID_New_Space Heating_Natural Gas_Furnace_E10 | F6 | Industrial | Industrial - ID | New | Space Heating | Natural Gas | Furnace | E10 | Utility - Value of Sales | 0 | 0 | 0 | 0 | 0 | 0 | 0 | 0 | 0 | 0 | 0 | 0 | 0 | 0 | 0 | 0 | 0 | 0 | 0 | 0 | 0 | 0 | 0 | 0 | 0 | 0 | 0
F1_Industrial_Industrial - ID_New_Space Heating_Natural Gas_Boiler_E1 | F1 | Industrial | Industrial - ID | New | Space Heating | Natural Gas | Boiler | E1 | RVT - Cost of Equipment | 409.2425 | 409.2425 | 409.2425 | 409.2425 | 409.2425 | 409.2425 | 409.2425 | 409.2425 | 409.2425 | 409.2425 | 409.2425 | 409.2425 | 409.2425 | 409.2425 | 409.2425 | 409.2425 | 409.2425 | 409.2425 | 409.2425 | 409.2425 | 409.2425 | 409.2425 | 409.2425 | 409.2425 | 409.2425 | 409.2425 | 409.2425
F1_Industrial_Industrial - ID_New_Space Heating_Natural Gas_Boiler_E2 | F1 | Industrial | Industrial - ID | New | Space Heating | Natural Gas | Boiler | E2 | RVT - Cost of Equipment | 426.4005 | 426.4005 | 426.4005 | 426.4005 | 426.4005 | 426.4005 | 426.4005 | 426.4005 | 426.4005 | 426.4005 | 426.4005 | 426.4005 | 426.4005 | 426.4005 | 426.4005 | 426.4005 | 426.4005 | 426.4005 | 426.4005 | 426.4005 | 426.4005 | 426.4005 | 426.4005 | 426.4005 | 426.4005 | 426.4005 | 426.4005
F1_Industrial_Industrial - ID_New_Space Heating_Natural Gas_Boiler_E3 | F1 | Industrial | Industrial - ID | New | Space Heating | Natural Gas | Boiler | E3 | RVT - Cost of Equipment | 398.0701 | 398.0701 | 398.0701 | 398.0701 | 398.0701 | 398.0701 | 398.0701 | 398.0701 | 398.0701 | 398.0701 | 398.0701 | 398.0701 | 398.0701 | 398.0701 | 398.0701 | 398.0701 | 398.0701 | 398.0701 | 398.0701 | 398.0701 | 398.0701 | 398.0701 | 398.0701 | 398.0701 | 398.0701 | 398.0701 | 398.0701
F1_Industrial_Industrial - ID_New_Space Heating_Natural Gas_Boiler_E4 | F1 | Industrial | Industrial - ID | New | Space Heating | Natural Gas | Boiler | E4 | RVT - Cost of Equipment | 3282.8756 | 3282.8756 | 3282.8756 | 3282.8756 | 3282.8756 | 3282.8756 | 3282.8756 | 3282.8756 | 3282.8756 | 3282.8756 | 3282.8756 | 3282.8756 | 3282.8756 | 3282.8756 | 3282.8756 | 3282.8756 | 3282.8756 | 3282.8756 | 3282.8756 | 3282.8756 | 3282.8756 | 3282.8756 | 3282.8756 | 3282.8756 | 3282.8756 | 3282.8756 | 3282.8756
F1_Industrial_Industrial - ID_New_Space Heating_Natural Gas_Boiler_E5 | F1 | Industrial | Industrial - ID | New | Space Heating | Natural Gas | Boiler | E5 | RVT - Cost of Equipment | 0 | 0 | 0 | 0 | 0 | 0 | 0 | 0 | 0 | 0 | 0 | 0 | 0 | 0 | 0 | 0 | 0 | 0 | 0 | 0 | 0 | 0 | 0 | 0 | 0 | 0 | 0
F1_Industrial_Industrial - ID_New_Space Heating_Natural Gas_Boiler_E6 | F1 | Industrial | Industrial - ID | New | Space Heating | Natural Gas | Boiler | E6 | RVT - Cost of Equipment | 0 | 0 | 0 | 0 | 0 | 0 | 0 | 0 | 0 | 0 | 0 | 0 | 0 | 0 | 0 | 0 | 0 | 0 | 0 | 0 | 0 | 0 | 0 | 0 | 0 | 0 | 0
F1_Industrial_Industrial - ID_New_Space Heating_Natural Gas_Boiler_E7 | F1 | Industrial | Industrial - ID | New | Space Heating | Natural Gas | Boiler | E7 | RVT - Cost of Equipment | 0 | 0 | 0 | 0 | 0 | 0 | 0 | 0 | 0 | 0 | 0 | 0 | 0 | 0 | 0 | 0 | 0 | 0 | 0 | 0 | 0 | 0 | 0 | 0 | 0 | 0 | 0
F1_Industrial_Industrial - ID_New_Space Heating_Natural Gas_Boiler_E8 | F1 | Industrial | Industrial - ID | New | Space Heating | Natural Gas | Boiler | E8 | RVT - Cost of Equipment | 0 | 0 | 0 | 0 | 0 | 0 | 0 | 0 | 0 | 0 | 0 | 0 | 0 | 0 | 0 | 0 | 0 | 0 | 0 | 0 | 0 | 0 | 0 | 0 | 0 | 0 | 0
F1_Industrial_Industrial - ID_New_Space Heating_Natural Gas_Boiler_E9 | F1 | Industrial | Industrial - ID | New | Space Heating | Natural Gas | Boiler | E9 | RVT - Cost of Equipment | 0 | 0 | 0 | 0 | 0 | 0 | 0 | 0 | 0 | 0 | 0 | 0 | 0 | 0 | 0 | 0 | 0 | 0 | 0 | 0 | 0 | 0 | 0 | 0 | 0 | 0 | 0
F1_Industrial_Industrial - ID_New_Space Heating_Natural Gas_Boiler_E10 | F1 | Industrial | Industrial - ID | New | Space Heating | Natural Gas | Boiler | E10 | RVT - Cost of Equipment | 0 | 0 | 0 | 0 | 0 | 0 | 0 | 0 | 0 | 0 | 0 | 0 | 0 | 0 | 0 | 0 | 0 | 0 | 0 | 0 | 0 | 0 | 0 | 0 | 0 | 0 | 0
F2_Industrial_Industrial - ID_New_Space Heating_Natural Gas_Boiler_E1 | F2 | Industrial | Industrial - ID | New | Space Heating | Natural Gas | Boiler | E1 | RVT - Cost of Operation | 34.2778 | 35.3744 | 36.6214 | 37.9601 | 39.3181 | 40.6656 | 41.9549 | 43.1496 | 44.3211 | 45.1792 | 46.1733 | 47.2084 | 48.1934 | 49.0441 | 49.8034 | 50.4396 | 51.0216 | 51.6021 | 52.1104 | 52.58 | 53.016 | 53.571 | 54.0923 | 54.5496 | 54.9694 | 55.1538 | 55.2368
F2_Industrial_Industrial - ID_New_Space Heating_Natural Gas_Boiler_E2 | F2 | Industrial | Industrial - ID | New | Space Heating | Natural Gas | Boiler | E2 | RVT - Cost of Operation | 32.2613 | 33.2934 | 34.467 | 35.727 | 37.0051 | 38.2733 | 39.4868 | 40.6111 | 41.7138 | 42.5214 | 43.4571 | 44.4312 | 45.3583 | 46.1589 | 46.8736 | 47.4723 | 48.0201 | 48.5664 | 49.0448 | 49.4868 | 49.8972 | 50.4196 | 50.9102 | 51.3405 | 51.7357 | 51.9092 | 51.9874
F2_Industrial_Industrial - ID_New_Space Heating_Natural Gas_Boiler_E3 | F2 | Industrial | Industrial - ID | New | Space Heating | Natural Gas | Boiler | E3 | RVT - Cost of Operation | 28.2709 | 29.1754 | 30.2038 | 31.3079 | 32.428 | 33.5393 | 34.6027 | 35.588 | 36.5542 | 37.262 | 38.0819 | 38.9356 | 39.7479 | 40.4495 | 41.0758 | 41.6005 | 42.0805 | 42.5593 | 42.9785 | 43.3658 | 43.7255 | 44.1832 | 44.6131 | 44.9903 | 45.3365 | 45.4886 | 45.5571
F2_Industrial_Industrial - ID_New_Space Heating_Natural Gas_Boiler_E4 | F2 | Industrial | Industrial - ID | New | Space Heating | Natural Gas | Boiler | E4 | RVT - Cost of Operation | 16.7272 | 17.4007 | 18.2051 | 19.0951 | 20.0108 | 20.927 | 21.8034 | 22.6105 | 23.4053 | 23.9596 | 24.6241 | 25.324 | 25.9941 | 26.5685 | 27.0795 | 27.502 | 27.8897 | 28.2834 | 28.6277 | 28.9484 | 29.2491 | 29.6486 | 30.0271 | 30.3607 | 30.6697 | 30.9549 | 31.2171
F2_Industrial_Industrial - ID_New_Space Heating_Natural Gas_Boiler_E5 | F2 | Industrial | Industrial - ID | New | Space Heating | Natural Gas | Boiler | E5 | RVT - Cost of Operation | 0 | 0 | 0 | 0 | 0 | 0 | 0 | 0 | 0 | 0 | 0 | 0 | 0 | 0 | 0 | 0 | 0 | 0 | 0 | 0 | 0 | 0 | 0 | 0 | 0 | 0 | 0
F2_Industrial_Industrial - ID_New_Space Heating_Natural Gas_Boiler_E6 | F2 | Industrial | Industrial - ID | New | Space Heating | Natural Gas | Boiler | E6 | RVT - Cost of Operation | 0 | 0 | 0 | 0 | 0 | 0 | 0 | 0 | 0 | 0 | 0 | 0 | 0 | 0 | 0 | 0 | 0 | 0 | 0 | 0 | 0 | 0 | 0 | 0 | 0 | 0 | 0
F2_Industrial_Industrial - ID_New_Space Heating_Natural Gas_Boiler_E7 | F2 | Industrial | Industrial - ID | New | Space Heating | Natural Gas | Boiler | E7 | RVT - Cost of Operation | 0 | 0 | 0 | 0 | 0 | 0 | 0 | 0 | 0 | 0 | 0 | 0 | 0 | 0 | 0 | 0 | 0 | 0 | 0 | 0 | 0 | 0 | 0 | 0 | 0 | 0 | 0
F2_Industrial_Industrial - ID_New_Space Heating_Natural Gas_Boiler_E8 | F2 | Industrial | Industrial - ID | New | Space Heating | Natural Gas | Boiler | E8 | RVT - Cost of Operation | 0 | 0 | 0 | 0 | 0 | 0 | 0 | 0 | 0 | 0 | 0 | 0 | 0 | 0 | 0 | 0 | 0 | 0 | 0 | 0 | 0 | 0 | 0 | 0 | 0 | 0 | 0
F2_Industrial_Industrial - ID_New_Space Heating_Natural Gas_Boiler_E9 | F2 | Industrial | Industrial - ID | New | Space Heating | Natural Gas | Boiler | E9 | RVT - Cost of Operation | 0 | 0 | 0 | 0 | 0 | 0 | 0 | 0 | 0 | 0 | 0 | 0 | 0 | 0 | 0 | 0 | 0 | 0 | 0 | 0 | 0 | 0 | 0 | 0 | 0 | 0 | 0
F2_Industrial_Industrial - ID_New_Space Heating_Natural Gas_Boiler_E10 | F2 | Industrial | Industrial - ID | New | Space Heating | Natural Gas | Boiler | E10 | RVT - Cost of Operation | 0 | 0 | 0 | 0 | 0 | 0 | 0 | 0 | 0 | 0 | 0 | 0 | 0 | 0 | 0 | 0 | 0 | 0 | 0 | 0 | 0 | 0 | 0 | 0 | 0 | 0 | 0
F3_Industrial_Industrial - ID_New_Space Heating_Natural Gas_Boiler_E1 | F3 | Industrial | Industrial - ID | New | Space Heating | Natural Gas | Boiler | E1 | System - kBTUs of Consumption | 10183.2588 | 10170.2213 | 10170.2213 | 10170.2213 | 10170.2213 | 10170.2213 | 10170.2213 | 10170.2213 | 10170.2213 | 10170.2213 | 10170.2213 | 10170.2213 | 10170.2213 | 10170.2213 | 10170.2213 | 10170.2213 | 10170.2213 | 10170.2213 | 10170.2213 | 10170.2213 | 10170.2213 | 10170.2213 | 10170.2213 | 10170.2213 | 10170.2213 | 10044.663 | 9887.7152
F3_Industrial_Industrial - ID_New_Space Heating_Natural Gas_Boiler_E2 | F3 | Industrial | Industrial - ID | New | Space Heating | Natural Gas | Boiler | E2 | System - kBTUs of Consumption | 9584.1971 | 9571.9265 | 9571.9265 | 9571.9265 | 9571.9265 | 9571.9265 | 9571.9265 | 9571.9265 | 9571.9265 | 9571.9265 | 9571.9265 | 9571.9265 | 9571.9265 | 9571.9265 | 9571.9265 | 9571.9265 | 9571.9265 | 9571.9265 | 9571.9265 | 9571.9265 | 9571.9265 | 9571.9265 | 9571.9265 | 9571.9265 | 9571.9265 | 9453.7546 | 9306.0397
F3_Industrial_Industrial - ID_New_Space Heating_Natural Gas_Boiler_E3 | F3 | Industrial | Industrial - ID | New | Space Heating | Natural Gas | Boiler | E3 | System - kBTUs of Consumption | 8398.7353 | 8387.9825 | 8387.9825 | 8387.9825 | 8387.9825 | 8387.9825 | 8387.9825 | 8387.9825 | 8387.9825 | 8387.9825 | 8387.9825 | 8387.9825 | 8387.9825 | 8387.9825 | 8387.9825 | 8387.9825 | 8387.9825 | 8387.9825 | 8387.9825 | 8387.9825 | 8387.9825 | 8387.9825 | 8387.9825 | 8387.9825 | 8387.9825 | 8284.4272 | 8154.983
F3_Industrial_Industrial - ID_New_Space Heating_Natural Gas_Boiler_E4 | F3 | Industrial | Industrial - ID | New | Space Heating | Natural Gas | Boiler | E4 | System - kBTUs of Consumption | 5934.0765 | 5919.1764 | 5919.1764 | 5919.1764 | 5919.1764 | 5919.1764 | 5919.1764 | 5919.1764 | 5919.1764 | 5919.1764 | 5919.1764 | 5919.1764 | 5919.1764 | 5919.1764 | 5919.1764 | 5919.1764 | 5919.1764 | 5919.1764 | 5919.1764 | 5919.1764 | 5919.1764 | 5919.1764 | 5919.1764 | 5919.1764 | 5919.1764 | 5919.1764 | 5919.1764
F3_Industrial_Industrial - ID_New_Space Heating_Natural Gas_Boiler_E5 | F3 | Industrial | Industrial - ID | New | Space Heating | Natural Gas | Boiler | E5 | System - kBTUs of Consumption | 0 | 0 | 0 | 0 | 0 | 0 | 0 | 0 | 0 | 0 | 0 | 0 | 0 | 0 | 0 | 0 | 0 | 0 | 0 | 0 | 0 | 0 | 0 | 0 | 0 | 0 | 0
F3_Industrial_Industrial - ID_New_Space Heating_Natural Gas_Boiler_E6 | F3 | Industrial | Industrial - ID | New | Space Heating | Natural Gas | Boiler | E6 | System - kBTUs of Consumption | 0 | 0 | 0 | 0 | 0 | 0 | 0 | 0 | 0 | 0 | 0 | 0 | 0 | 0 | 0 | 0 | 0 | 0 | 0 | 0 | 0 | 0 | 0 | 0 | 0 | 0 | 0
F3_Industrial_Industrial - ID_New_Space Heating_Natural Gas_Boiler_E7 | F3 | Industrial | Industrial - ID | New | Space Heating | Natural Gas | Boiler | E7 | System - kBTUs of Consumption | 0 | 0 | 0 | 0 | 0 | 0 | 0 | 0 | 0 | 0 | 0 | 0 | 0 | 0 | 0 | 0 | 0 | 0 | 0 | 0 | 0 | 0 | 0 | 0 | 0 | 0 | 0
F3_Industrial_Industrial - ID_New_Space Heating_Natural Gas_Boiler_E8 | F3 | Industrial | Industrial - ID | New | Space Heating | Natural Gas | Boiler | E8 | System - kBTUs of Consumption | 0 | 0 | 0 | 0 | 0 | 0 | 0 | 0 | 0 | 0 | 0 | 0 | 0 | 0 | 0 | 0 | 0 | 0 | 0 | 0 | 0 | 0 | 0 | 0 | 0 | 0 | 0
F3_Industrial_Industrial - ID_New_Space Heating_Natural Gas_Boiler_E9 | F3 | Industrial | Industrial - ID | New | Space Heating | Natural Gas | Boiler | E9 | System - kBTUs of Consumption | 0 | 0 | 0 | 0 | 0 | 0 | 0 | 0 | 0 | 0 | 0 | 0 | 0 | 0 | 0 | 0 | 0 | 0 | 0 | 0 | 0 | 0 | 0 | 0 | 0 | 0 | 0
F3_Industrial_Industrial - ID_New_Space Heating_Natural Gas_Boiler_E10 | F3 | Industrial | Industrial - ID | New | Space Heating | Natural Gas | Boiler | E10 | System - kBTUs of Consumption | 0 | 0 | 0 | 0 | 0 | 0 | 0 | 0 | 0 | 0 | 0 | 0 | 0 | 0 | 0 | 0 | 0 | 0 | 0 | 0 | 0 | 0 | 0 | 0 | 0 | 0 | 0
F4_Industrial_Industrial - ID_New_Space Heating_Natural Gas_Boiler_E1 | F4 | Industrial | Industrial - ID | New | Space Heating | Natural Gas | Boiler | E1 | Utility - Cost of Equipment | 409.2425 | 409.2425 | 409.2425 | 409.2425 | 409.2425 | 409.2425 | 409.2425 | 409.2425 | 409.2425 | 409.2425 | 409.2425 | 409.2425 | 409.2425 | 409.2425 | 409.2425 | 409.2425 | 409.2425 | 409.2425 | 409.2425 | 409.2425 | 409.2425 | 409.2425 | 409.2425 | 409.2425 | 409.2425 | 409.2425 | 409.2425
F4_Industrial_Industrial - ID_New_Space Heating_Natural Gas_Boiler_E2 | F4 | Industrial | Industrial - ID | New | Space Heating | Natural Gas | Boiler | E2 | Utility - Cost of Equipment | 426.4005 | 426.4005 | 426.4005 | 426.4005 | 426.4005 | 426.4005 | 426.4005 | 426.4005 | 426.4005 | 426.4005 | 426.4005 | 426.4005 | 426.4005 | 426.4005 | 426.4005 | 426.4005 | 426.4005 | 426.4005 | 426.4005 | 426.4005 | 426.4005 | 426.4005 | 426.4005 | 426.4005 | 426.4005 | 426.4005 | 426.4005
F4_Industrial_Industrial - ID_New_Space Heating_Natural Gas_Boiler_E3 | F4 | Industrial | Industrial - ID | New | Space Heating | Natural Gas | Boiler | E3 | Utility - Cost of Equipment | 398.0701 | 398.0701 | 398.0701 | 398.0701 | 398.0701 | 398.0701 | 398.0701 | 398.0701 | 398.0701 | 398.0701 | 398.0701 | 398.0701 | 398.0701 | 398.0701 | 398.0701 | 398.0701 | 398.0701 | 398.0701 | 398.0701 | 398.0701 | 398.0701 | 398.0701 | 398.0701 | 398.0701 | 398.0701 | 398.0701 | 398.0701
F4_Industrial_Industrial - ID_New_Space Heating_Natural Gas_Boiler_E4 | F4 | Industrial | Industrial - ID | New | Space Heating | Natural Gas | Boiler | E4 | Utility - Cost of Equipment | 3282.8756 | 3282.8756 | 3282.8756 | 3282.8756 | 3282.8756 | 3282.8756 | 3282.8756 | 3282.8756 | 3282.8756 | 3282.8756 | 3282.8756 | 3282.8756 | 3282.8756 | 3282.8756 | 3282.8756 | 3282.8756 | 3282.8756 | 3282.8756 | 3282.8756 | 3282.8756 | 3282.8756 | 3282.8756 | 3282.8756 | 3282.8756 | 3282.8756 | 3282.8756 | 3282.8756
F4_Industrial_Industrial - ID_New_Space Heating_Natural Gas_Boiler_E5 | F4 | Industrial | Industrial - ID | New | Space Heating | Natural Gas | Boiler | E5 | Utility - Cost of Equipment | 0 | 0 | 0 | 0 | 0 | 0 | 0 | 0 | 0 | 0 | 0 | 0 | 0 | 0 | 0 | 0 | 0 | 0 | 0 | 0 | 0 | 0 | 0 | 0 | 0 | 0 | 0
F4_Industrial_Industrial - ID_New_Space Heating_Natural Gas_Boiler_E6 | F4 | Industrial | Industrial - ID | New | Space Heating | Natural Gas | Boiler | E6 | Utility - Cost of Equipment | 0 | 0 | 0 | 0 | 0 | 0 | 0 | 0 | 0 | 0 | 0 | 0 | 0 | 0 | 0 | 0 | 0 | 0 | 0 | 0 | 0 | 0 | 0 | 0 | 0 | 0 | 0
F4_Industrial_Industrial - ID_New_Space Heating_Natural Gas_Boiler_E7 | F4 | Industrial | Industrial - ID | New | Space Heating | Natural Gas | Boiler | E7 | Utility - Cost of Equipment | 0 | 0 | 0 | 0 | 0 | 0 | 0 | 0 | 0 | 0 | 0 | 0 | 0 | 0 | 0 | 0 | 0 | 0 | 0 | 0 | 0 | 0 | 0 | 0 | 0 | 0 | 0
F4_Industrial_Industrial - ID_New_Space Heating_Natural Gas_Boiler_E8 | F4 | Industrial | Industrial - ID | New | Space Heating | Natural Gas | Boiler | E8 | Utility - Cost of Equipment | 0 | 0 | 0 | 0 | 0 | 0 | 0 | 0 | 0 | 0 | 0 | 0 | 0 | 0 | 0 | 0 | 0 | 0 | 0 | 0 | 0 | 0 | 0 | 0 | 0 | 0 | 0
F4_Industrial_Industrial - ID_New_Space Heating_Natural Gas_Boiler_E9 | F4 | Industrial | Industrial - ID | New | Space Heating | Natural Gas | Boiler | E9 | Utility - Cost of Equipment | 0 | 0 | 0 | 0 | 0 | 0 | 0 | 0 | 0 | 0 | 0 | 0 | 0 | 0 | 0 | 0 | 0 | 0 | 0 | 0 | 0 | 0 | 0 | 0 | 0 | 0 | 0
F4_Industrial_Industrial - ID_New_Space Heating_Natural Gas_Boiler_E10 | F4 | Industrial | Industrial - ID | New | Space Heating | Natural Gas | Boiler | E10 | Utility - Cost of Equipment | 0 | 0 | 0 | 0 | 0 | 0 | 0 | 0 | 0 | 0 | 0 | 0 | 0 | 0 | 0 | 0 | 0 | 0 | 0 | 0 | 0 | 0 | 0 | 0 | 0 | 0 | 0
F5_Industrial_Industrial - ID_New_Space Heating_Natural Gas_Boiler_E1 | F5 | Industrial | Industrial - ID | New | Space Heating | Natural Gas | Boiler | E1 | Utility - Cost of Operation | 38.4766 | 40.336 | 42.389 | 44.5912 | 46.732 | 48.64 | 50.5349 | 52.289 | 54.0046 | 55.4414 | 56.765 | 58.0914 | 59.3384 | 60.4295 | 61.4042 | 62.2336 | 63.0408 | 63.8877 | 64.7121 | 65.547 | 66.3998 | 67.2488 | 68.1073 | 68.7103 | 69.2651 | 69.5209 | 69.6476
F5_Industrial_Industrial - ID_New_Space Heating_Natural Gas_Boiler_E2 | F5 | Industrial | Industrial - ID | New | Space Heating | Natural Gas | Boiler | E2 | Utility - Cost of Operation | 36.2131 | 37.9631 | 39.8954 | 41.968 | 43.9828 | 45.7786 | 47.562 | 49.2129 | 50.8276 | 52.1799 | 53.4256 | 54.674 | 55.8476 | 56.8746 | 57.7919 | 58.5725 | 59.3323 | 60.1293 | 60.9052 | 61.691 | 62.4936 | 63.2927 | 64.1006 | 64.6682 | 65.1904 | 65.4311 | 65.5503
F5_Industrial_Industrial - ID_New_Space Heating_Natural Gas_Boiler_E3 | F5 | Industrial | Industrial - ID | New | Space Heating | Natural Gas | Boiler | E3 | Utility - Cost of Operation | 31.7339 | 33.2675 | 34.9607 | 36.777 | 38.5426 | 40.1163 | 41.6791 | 43.1258 | 44.5408 | 45.7258 | 46.8174 | 47.9114 | 48.9399 | 49.8398 | 50.6437 | 51.3277 | 51.9935 | 52.692 | 53.3719 | 54.0605 | 54.7638 | 55.4641 | 56.1721 | 56.6695 | 57.127 | 57.338 | 57.4425
F5_Industrial_Industrial - ID_New_Space Heating_Natural Gas_Boiler_E4 | F5 | Industrial | Industrial - ID | New | Space Heating | Natural Gas | Boiler | E4 | Utility - Cost of Operation | 17.7519 | 18.9496 | 20.3107 | 21.8034 | 23.2595 | 24.5426 | 25.8203 | 26.9938 | 28.1458 | 29.0894 | 29.9561 | 30.8391 | 31.6759 | 32.409 | 33.0615 | 33.6104 | 34.1517 | 34.7331 | 35.306 | 35.8957 | 36.5074 | 37.1238 | 37.7545 | 38.1924 | 38.5985 | 38.9741 | 39.32
F5_Industrial_Industrial - ID_New_Space Heating_Natural Gas_Boiler_E5 | F5 | Industrial | Industrial - ID | New | Space Heating | Natural Gas | Boiler | E5 | Utility - Cost of Operation | 0 | 0 | 0 | 0 | 0 | 0 | 0 | 0 | 0 | 0 | 0 | 0 | 0 | 0 | 0 | 0 | 0 | 0 | 0 | 0 | 0 | 0 | 0 | 0 | 0 | 0 | 0
F5_Industrial_Industrial - ID_New_Space Heating_Natural Gas_Boiler_E6 | F5 | Industrial | Industrial - ID | New | Space Heating | Natural Gas | Boiler | E6 | Utility - Cost of Operation | 0 | 0 | 0 | 0 | 0 | 0 | 0 | 0 | 0 | 0 | 0 | 0 | 0 | 0 | 0 | 0 | 0 | 0 | 0 | 0 | 0 | 0 | 0 | 0 | 0 | 0 | 0
F5_Industrial_Industrial - ID_New_Space Heating_Natural Gas_Boiler_E7 | F5 | Industrial | Industrial - ID | New | Space Heating | Natural Gas | Boiler | E7 | Utility - Cost of Operation | 0 | 0 | 0 | 0 | 0 | 0 | 0 | 0 | 0 | 0 | 0 | 0 | 0 | 0 | 0 | 0 | 0 | 0 | 0 | 0 | 0 | 0 | 0 | 0 | 0 | 0 | 0
F5_Industrial_Industrial - ID_New_Space Heating_Natural Gas_Boiler_E8 | F5 | Industrial | Industrial - ID | New | Space Heating | Natural Gas | Boiler | E8 | Utility - Cost of Operation | 0 | 0 | 0 | 0 | 0 | 0 | 0 | 0 | 0 | 0 | 0 | 0 | 0 | 0 | 0 | 0 | 0 | 0 | 0 | 0 | 0 | 0 | 0 | 0 | 0 | 0 | 0
F5_Industrial_Industrial - ID_New_Space Heating_Natural Gas_Boiler_E9 | F5 | Industrial | Industrial - ID | New | Space Heating | Natural Gas | Boiler | E9 | Utility - Cost of Operation | 0 | 0 | 0 | 0 | 0 | 0 | 0 | 0 | 0 | 0 | 0 | 0 | 0 | 0 | 0 | 0 | 0 | 0 | 0 | 0 | 0 | 0 | 0 | 0 | 0 | 0 | 0
F5_Industrial_Industrial - ID_New_Space Heating_Natural Gas_Boiler_E10 | F5 | Industrial | Industrial - ID | New | Space Heating | Natural Gas | Boiler | E10 | Utility - Cost of Operation | 0 | 0 | 0 | 0 | 0 | 0 | 0 | 0 | 0 | 0 | 0 | 0 | 0 | 0 | 0 | 0 | 0 | 0 | 0 | 0 | 0 | 0 | 0 | 0 | 0 | 0 | 0
F6_Industrial_Industrial - ID_New_Space Heating_Natural Gas_Boiler_E1 | F6 | Industrial | Industrial - ID | New | Space Heating | Natural Gas | Boiler | E1 | Utility - Value of Sales | 34.2778 | 35.3744 | 36.6214 | 37.9601 | 39.3181 | 40.6656 | 41.9549 | 43.1496 | 44.3211 | 45.1792 | 46.1733 | 47.2084 | 48.1934 | 49.0441 | 49.8034 | 50.4396 | 51.0216 | 51.6021 | 52.1104 | 52.58 | 53.016 | 53.571 | 54.0923 | 54.5496 | 54.9694 | 55.1538 | 55.2368
F6_Industrial_Industrial - ID_New_Space Heating_Natural Gas_Boiler_E2 | F6 | Industrial | Industrial - ID | New | Space Heating | Natural Gas | Boiler | E2 | Utility - Value of Sales | 32.2613 | 33.2934 | 34.467 | 35.727 | 37.0051 | 38.2733 | 39.4868 | 40.6111 | 41.7138 | 42.5214 | 43.4571 | 44.4312 | 45.3583 | 46.1589 | 46.8736 | 47.4723 | 48.0201 | 48.5664 | 49.0448 | 49.4868 | 49.8972 | 50.4196 | 50.9102 | 51.3405 | 51.7357 | 51.9092 | 51.9874
F6_Industrial_Industrial - ID_New_Space Heating_Natural Gas_Boiler_E3 | F6 | Industrial | Industrial - ID | New | Space Heating | Natural Gas | Boiler | E3 | Utility - Value of Sales | 28.2709 | 29.1754 | 30.2038 | 31.3079 | 32.428 | 33.5393 | 34.6027 | 35.588 | 36.5542 | 37.262 | 38.0819 | 38.9356 | 39.7479 | 40.4495 | 41.0758 | 41.6005 | 42.0805 | 42.5593 | 42.9785 | 43.3658 | 43.7255 | 44.1832 | 44.6131 | 44.9903 | 45.3365 | 45.4886 | 45.5571
F6_Industrial_Industrial - ID_New_Space Heating_Natural Gas_Boiler_E4 | F6 | Industrial | Industrial - ID | New | Space Heating | Natural Gas | Boiler | E4 | Utility - Value of Sales | 16.7272 | 17.4007 | 18.2051 | 19.0951 | 20.0108 | 20.927 | 21.8034 | 22.6105 | 23.4053 | 23.9596 | 24.6241 | 25.324 | 25.9941 | 26.5685 | 27.0795 | 27.502 | 27.8897 | 28.2834 | 28.6277 | 28.9484 | 29.2491 | 29.6486 | 30.0271 | 30.3607 | 30.6697 | 30.9549 | 31.2171
F6_Industrial_Industrial - ID_New_Space Heating_Natural Gas_Boiler_E5 | F6 | Industrial | Industrial - ID | New | Space Heating | Natural Gas | Boiler | E5 | Utility - Value of Sales | 0 | 0 | 0 | 0 | 0 | 0 | 0 | 0 | 0 | 0 | 0 | 0 | 0 | 0 | 0 | 0 | 0 | 0 | 0 | 0 | 0 | 0 | 0 | 0 | 0 | 0 | 0
F6_Industrial_Industrial - ID_New_Space Heating_Natural Gas_Boiler_E6 | F6 | Industrial | Industrial - ID | New | Space Heating | Natural Gas | Boiler | E6 | Utility - Value of Sales | 0 | 0 | 0 | 0 | 0 | 0 | 0 | 0 | 0 | 0 | 0 | 0 | 0 | 0 | 0 | 0 | 0 | 0 | 0 | 0 | 0 | 0 | 0 | 0 | 0 | 0 | 0
F6_Industrial_Industrial - ID_New_Space Heating_Natural Gas_Boiler_E7 | F6 | Industrial | Industrial - ID | New | Space Heating | Natural Gas | Boiler | E7 | Utility - Value of Sales | 0 | 0 | 0 | 0 | 0 | 0 | 0 | 0 | 0 | 0 | 0 | 0 | 0 | 0 | 0 | 0 | 0 | 0 | 0 | 0 | 0 | 0 | 0 | 0 | 0 | 0 | 0
F6_Industrial_Industrial - ID_New_Space Heating_Natural Gas_Boiler_E8 | F6 | Industrial | Industrial - ID | New | Space Heating | Natural Gas | Boiler | E8 | Utility - Value of Sales | 0 | 0 | 0 | 0 | 0 | 0 | 0 | 0 | 0 | 0 | 0 | 0 | 0 | 0 | 0 | 0 | 0 | 0 | 0 | 0 | 0 | 0 | 0 | 0 | 0 | 0 | 0
F6_Industrial_Industrial - ID_New_Space Heating_Natural Gas_Boiler_E9 | F6 | Industrial | Industrial - ID | New | Space Heating | Natural Gas | Boiler | E9 | Utility - Value of Sales | 0 | 0 | 0 | 0 | 0 | 0 | 0 | 0 | 0 | 0 | 0 | 0 | 0 | 0 | 0 | 0 | 0 | 0 | 0 | 0 | 0 | 0 | 0 | 0 | 0 | 0 | 0
F6_Industrial_Industrial - ID_New_Space Heating_Natural Gas_Boiler_E10 | F6 | Industrial | Industrial - ID | New | Space Heating | Natural Gas | Boiler | E10 | Utility - Value of Sales | 0 | 0 | 0 | 0 | 0 | 0 | 0 | 0 | 0 | 0 | 0 | 0 | 0 | 0 | 0 | 0 | 0 | 0 | 0 | 0 | 0 | 0 | 0 | 0 | 0 | 0 | 0
F1_Industrial_Industrial - ID_New_Space Heating_Natural Gas_Unit Heater_E1 | F1 | Industrial | Industrial - ID | New | Space Heating | Natural Gas | Unit Heater | E1 | RVT - Cost of Equipment | 0.83558 | 0.83558 | 0.83558 | 0.83558 | 0.83558 | 0.83558 | 0.83558 | 0.83558 | 0.83558 | 0.83558 | 0.83558 | 0.83558 | 0.83558 | 0.83558 | 0.83558 | 0.83558 | 0.83558 | 0.83558 | 0.83558 | 0.83558 | 0.83558 | 0.83558 | 0.83558 | 0.83558 | 0.83558 | 0.83558 | 0.83558
F1_Industrial_Industrial - ID_New_Space Heating_Natural Gas_Unit Heater_E2 | F1 | Industrial | Industrial - ID | New | Space Heating | Natural Gas | Unit Heater | E2 | RVT - Cost of Equipment | 1.8326 | 1.8326 | 1.8326 | 1.8326 | 1.8326 | 1.8326 | 1.8326 | 1.8326 | 1.8326 | 1.8326 | 1.8326 | 1.8326 | 1.8326 | 1.8326 | 1.8326 | 1.8326 | 1.8326 | 1.8326 | 1.8326 | 1.8326 | 1.8326 | 1.8326 | 1.8326 | 1.8326 | 1.8326 | 1.8326 | 1.8326
F1_Industrial_Industrial - ID_New_Space Heating_Natural Gas_Unit Heater_E3 | F1 | Industrial | Industrial - ID | New | Space Heating | Natural Gas | Unit Heater | E3 | RVT - Cost of Equipment | 1.1621 | 1.1621 | 1.1621 | 1.1621 | 1.1621 | 1.1621 | 1.1621 | 1.1621 | 1.1621 | 1.1621 | 1.1621 | 1.1621 | 1.1621 | 1.1621 | 1.1621 | 1.1621 | 1.1621 | 1.1621 | 1.1621 | 1.1621 | 1.1621 | 1.1621 | 1.1621 | 1.1621 | 1.1621 | 1.1621 | 1.1621
F1_Industrial_Industrial - ID_New_Space Heating_Natural Gas_Unit Heater_E4 | F1 | Industrial | Industrial - ID | New | Space Heating | Natural Gas | Unit Heater | E4 | RVT - Cost of Equipment | 0 | 0 | 0 | 0 | 0 | 0 | 0 | 0 | 0 | 0 | 0 | 0 | 0 | 0 | 0 | 0 | 0 | 0 | 0 | 0 | 0 | 0 | 0 | 0 | 0 | 0 | 0
F1_Industrial_Industrial - ID_New_Space Heating_Natural Gas_Unit Heater_E5 | F1 | Industrial | Industrial - ID | New | Space Heating | Natural Gas | Unit Heater | E5 | RVT - Cost of Equipment | 0 | 0 | 0 | 0 | 0 | 0 | 0 | 0 | 0 | 0 | 0 | 0 | 0 | 0 | 0 | 0 | 0 | 0 | 0 | 0 | 0 | 0 | 0 | 0 | 0 | 0 | 0
F1_Industrial_Industrial - ID_New_Space Heating_Natural Gas_Unit Heater_E6 | F1 | Industrial | Industrial - ID | New | Space Heating | Natural Gas | Unit Heater | E6 | RVT - Cost of Equipment | 0 | 0 | 0 | 0 | 0 | 0 | 0 | 0 | 0 | 0 | 0 | 0 | 0 | 0 | 0 | 0 | 0 | 0 | 0 | 0 | 0 | 0 | 0 | 0 | 0 | 0 | 0
F1_Industrial_Industrial - ID_New_Space Heating_Natural Gas_Unit Heater_E7 | F1 | Industrial | Industrial - ID | New | Space Heating | Natural Gas | Unit Heater | E7 | RVT - Cost of Equipment | 0 | 0 | 0 | 0 | 0 | 0 | 0 | 0 | 0 | 0 | 0 | 0 | 0 | 0 | 0 | 0 | 0 | 0 | 0 | 0 | 0 | 0 | 0 | 0 | 0 | 0 | 0
F1_Industrial_Industrial - ID_New_Space Heating_Natural Gas_Unit Heater_E8 | F1 | Industrial | Industrial - ID | New | Space Heating | Natural Gas | Unit Heater | E8 | RVT - Cost of Equipment | 0 | 0 | 0 | 0 | 0 | 0 | 0 | 0 | 0 | 0 | 0 | 0 | 0 | 0 | 0 | 0 | 0 | 0 | 0 | 0 | 0 | 0 | 0 | 0 | 0 | 0 | 0
F1_Industrial_Industrial - ID_New_Space Heating_Natural Gas_Unit Heater_E9 | F1 | Industrial | Industrial - ID | New | Space Heating | Natural Gas | Unit Heater | E9 | RVT - Cost of Equipment | 0 | 0 | 0 | 0 | 0 | 0 | 0 | 0 | 0 | 0 | 0 | 0 | 0 | 0 | 0 | 0 | 0 | 0 | 0 | 0 | 0 | 0 | 0 | 0 | 0 | 0 | 0
F1_Industrial_Industrial - ID_New_Space Heating_Natural Gas_Unit Heater_E10 | F1 | Industrial | Industrial - ID | New | Space Heating | Natural Gas | Unit Heater | E10 | RVT - Cost of Equipment | 0 | 0 | 0 | 0 | 0 | 0 | 0 | 0 | 0 | 0 | 0 | 0 | 0 | 0 | 0 | 0 | 0 | 0 | 0 | 0 | 0 | 0 | 0 | 0 | 0 | 0 | 0
F2_Industrial_Industrial - ID_New_Space Heating_Natural Gas_Unit Heater_E1 | F2 | Industrial | Industrial - ID | New | Space Heating | Natural Gas | Unit Heater | E1 | RVT - Cost of Operation | 37.1037 | 38.4797 | 40.0666 | 41.7848 | 43.5329 | 45.269 | 46.9272 | 48.4644 | 49.9793 | 51.0703 | 52.3567 | 53.7072 | 54.9961 | 56.1068 | 57.0984 | 57.9267 | 58.6867 | 59.4509 | 60.1213 | 60.7441 | 61.3257 | 62.0758 | 62.7836 | 63.4068 | 63.9814 | 64.509 | 64.9914
F2_Industrial_Industrial - ID_New_Space Heating_Natural Gas_Unit Heater_E2 | F2 | Industrial | Industrial - ID | New | Space Heating | Natural Gas | Unit Heater | E2 | RVT - Cost of Operation | 33.0009 | 34.2247 | 35.6361 | 37.1644 | 38.7191 | 40.2633 | 41.7381 | 43.1053 | 44.4528 | 45.4231 | 46.5673 | 47.7684 | 48.9148 | 49.9026 | 50.7846 | 51.5214 | 52.1973 | 52.877 | 53.4733 | 54.0272 | 54.5445 | 55.2117 | 55.8412 | 56.3955 | 56.9065 | 57.3758 | 57.8049
F2_Industrial_Industrial - ID_New_Space Heating_Natural Gas_Unit Heater_E3 | F2 | Industrial | Industrial - ID | New | Space Heating | Natural Gas | Unit Heater | E3 | RVT - Cost of Operation | 30.4226 | 31.6475 | 33.1105 | 34.7291 | 36.3946 | 38.061 | 39.6549 | 41.1227 | 42.5684 | 43.5766 | 44.785 | 46.0581 | 47.2768 | 48.3214 | 49.2508 | 50.0192 | 50.7243 | 51.4404 | 52.0665 | 52.6499 | 53.1968 | 53.9233 | 54.6118 | 55.2186 | 55.7805 | 56.2992 | 56.7761
F2_Industrial_Industrial - ID_New_Space Heating_Natural Gas_Unit Heater_E4 | F2 | Industrial | Industrial - ID | New | Space Heating | Natural Gas | Unit Heater | E4 | RVT - Cost of Operation | 0 | 0 | 0 | 0 | 0 | 0 | 0 | 0 | 0 | 0 | 0 | 0 | 0 | 0 | 0 | 0 | 0 | 0 | 0 | 0 | 0 | 0 | 0 | 0 | 0 | 0 | 0
F2_Industrial_Industrial - ID_New_Space Heating_Natural Gas_Unit Heater_E5 | F2 | Industrial | Industrial - ID | New | Space Heating | Natural Gas | Unit Heater | E5 | RVT - Cost of Operation | 0 | 0 | 0 | 0 | 0 | 0 | 0 | 0 | 0 | 0 | 0 | 0 | 0 | 0 | 0 | 0 | 0 | 0 | 0 | 0 | 0 | 0 | 0 | 0 | 0 | 0 | 0
F2_Industrial_Industrial - ID_New_Space Heating_Natural Gas_Unit Heater_E6 | F2 | Industrial | Industrial - ID | New | Space Heating | Natural Gas | Unit Heater | E6 | RVT - Cost of Operation | 0 | 0 | 0 | 0 | 0 | 0 | 0 | 0 | 0 | 0 | 0 | 0 | 0 | 0 | 0 | 0 | 0 | 0 | 0 | 0 | 0 | 0 | 0 | 0 | 0 | 0 | 0
F2_Industrial_Industrial - ID_New_Space Heating_Natural Gas_Unit Heater_E7 | F2 | Industrial | Industrial - ID | New | Space Heating | Natural Gas | Unit Heater | E7 | RVT - Cost of Operation | 0 | 0 | 0 | 0 | 0 | 0 | 0 | 0 | 0 | 0 | 0 | 0 | 0 | 0 | 0 | 0 | 0 | 0 | 0 | 0 | 0 | 0 | 0 | 0 | 0 | 0 | 0
F2_Industrial_Industrial - ID_New_Space Heating_Natural Gas_Unit Heater_E8 | F2 | Industrial | Industrial - ID | New | Space Heating | Natural Gas | Unit Heater | E8 | RVT - Cost of Operation | 0 | 0 | 0 | 0 | 0 | 0 | 0 | 0 | 0 | 0 | 0 | 0 | 0 | 0 | 0 | 0 | 0 | 0 | 0 | 0 | 0 | 0 | 0 | 0 | 0 | 0 | 0
F2_Industrial_Industrial - ID_New_Space Heating_Natural Gas_Unit Heater_E9 | F2 | Industrial | Industrial - ID | New | Space Heating | Natural Gas | Unit Heater | E9 | RVT - Cost of Operation | 0 | 0 | 0 | 0 | 0 | 0 | 0 | 0 | 0 | 0 | 0 | 0 | 0 | 0 | 0 | 0 | 0 | 0 | 0 | 0 | 0 | 0 | 0 | 0 | 0 | 0 | 0
F2_Industrial_Industrial - ID_New_Space Heating_Natural Gas_Unit Heater_E10 | F2 | Industrial | Industrial - ID | New | Space Heating | Natural Gas | Unit Heater | E10 | RVT - Cost of Operation | 0 | 0 | 0 | 0 | 0 | 0 | 0 | 0 | 0 | 0 | 0 | 0 | 0 | 0 | 0 | 0 | 0 | 0 | 0 | 0 | 0 | 0 | 0 | 0 | 0 | 0 | 0
F3_Industrial_Industrial - ID_New_Space Heating_Natural Gas_Unit Heater_E1 | F3 | Industrial | Industrial - ID | New | Space Heating | Natural Gas | Unit Heater | E1 | System - kBTUs of Consumption | 12192.6679 | 12169.6923 | 12169.6923 | 12169.6923 | 12169.6923 | 12169.6923 | 12169.6923 | 12169.6923 | 12169.6923 | 12169.6923 | 12169.6923 | 12169.6923 | 12169.6923 | 12169.6923 | 12169.6923 | 12169.6923 | 12169.6923 | 12169.6923 | 12169.6923 | 12169.6923 | 12169.6923 | 12169.6923 | 12169.6923 | 12169.6923 | 12169.6923 | 12169.6923 | 12169.6923
F3_Industrial_Industrial - ID_New_Space Heating_Natural Gas_Unit Heater_E2 | F3 | Industrial | Industrial - ID | New | Space Heating | Natural Gas | Unit Heater | E2 | System - kBTUs of Consumption | 10844.4402 | 10824.0052 | 10824.0052 | 10824.0052 | 10824.0052 | 10824.0052 | 10824.0052 | 10824.0052 | 10824.0052 | 10824.0052 | 10824.0052 | 10824.0052 | 10824.0052 | 10824.0052 | 10824.0052 | 10824.0052 | 10824.0052 | 10824.0052 | 10824.0052 | 10824.0052 | 10824.0052 | 10824.0052 | 10824.0052 | 10824.0052 | 10824.0052 | 10824.0052 | 10824.0052
F3_Industrial_Industrial - ID_New_Space Heating_Natural Gas_Unit Heater_E3 | F3 | Industrial | Industrial - ID | New | Space Heating | Natural Gas | Unit Heater | E3 | System - kBTUs of Consumption | 10792.5965 | 10765.497 | 10765.497 | 10765.497 | 10765.497 | 10765.497 | 10765.497 | 10765.497 | 10765.497 | 10765.497 | 10765.497 | 10765.497 | 10765.497 | 10765.497 | 10765.497 | 10765.497 | 10765.497 | 10765.497 | 10765.497 | 10765.497 | 10765.497 | 10765.497 | 10765.497 | 10765.497 | 10765.497 | 10765.497 | 10765.497
F3_Industrial_Industrial - ID_New_Space Heating_Natural Gas_Unit Heater_E4 | F3 | Industrial | Industrial - ID | New | Space Heating | Natural Gas | Unit Heater | E4 | System - kBTUs of Consumption | 0 | 0 | 0 | 0 | 0 | 0 | 0 | 0 | 0 | 0 | 0 | 0 | 0 | 0 | 0 | 0 | 0 | 0 | 0 | 0 | 0 | 0 | 0 | 0 | 0 | 0 | 0
F3_Industrial_Industrial - ID_New_Space Heating_Natural Gas_Unit Heater_E5 | F3 | Industrial | Industrial - ID | New | Space Heating | Natural Gas | Unit Heater | E5 | System - kBTUs of Consumption | 0 | 0 | 0 | 0 | 0 | 0 | 0 | 0 | 0 | 0 | 0 | 0 | 0 | 0 | 0 | 0 | 0 | 0 | 0 | 0 | 0 | 0 | 0 | 0 | 0 | 0 | 0
F3_Industrial_Industrial - ID_New_Space Heating_Natural Gas_Unit Heater_E6 | F3 | Industrial | Industrial - ID | New | Space Heating | Natural Gas | Unit Heater | E6 | System - kBTUs of Consumption | 0 | 0 | 0 | 0 | 0 | 0 | 0 | 0 | 0 | 0 | 0 | 0 | 0 | 0 | 0 | 0 | 0 | 0 | 0 | 0 | 0 | 0 | 0 | 0 | 0 | 0 | 0
F3_Industrial_Industrial - ID_New_Space Heating_Natural Gas_Unit Heater_E7 | F3 | Industrial | Industrial - ID | New | Space Heating | Natural Gas | Unit Heater | E7 | System - kBTUs of Consumption | 0 | 0 | 0 | 0 | 0 | 0 | 0 | 0 | 0 | 0 | 0 | 0 | 0 | 0 | 0 | 0 | 0 | 0 | 0 | 0 | 0 | 0 | 0 | 0 | 0 | 0 | 0
F3_Industrial_Industrial - ID_New_Space Heating_Natural Gas_Unit Heater_E8 | F3 | Industrial | Industrial - ID | New | Space Heating | Natural Gas | Unit Heater | E8 | System - kBTUs of Consumption | 0 | 0 | 0 | 0 | 0 | 0 | 0 | 0 | 0 | 0 | 0 | 0 | 0 | 0 | 0 | 0 | 0 | 0 | 0 | 0 | 0 | 0 | 0 | 0 | 0 | 0 | 0
F3_Industrial_Industrial - ID_New_Space Heating_Natural Gas_Unit Heater_E9 | F3 | Industrial | Industrial - ID | New | Space Heating | Natural Gas | Unit Heater | E9 | System - kBTUs of Consumption | 0 | 0 | 0 | 0 | 0 | 0 | 0 | 0 | 0 | 0 | 0 | 0 | 0 | 0 | 0 | 0 | 0 | 0 | 0 | 0 | 0 | 0 | 0 | 0 | 0 | 0 | 0
F3_Industrial_Industrial - ID_New_Space Heating_Natural Gas_Unit Heater_E10 | F3 | Industrial | Industrial - ID | New | Space Heating | Natural Gas | Unit Heater | E10 | System - kBTUs of Consumption | 0 | 0 | 0 | 0 | 0 | 0 | 0 | 0 | 0 | 0 | 0 | 0 | 0 | 0 | 0 | 0 | 0 | 0 | 0 | 0 | 0 | 0 | 0 | 0 | 0 | 0 | 0
F4_Industrial_Industrial - ID_New_Space Heating_Natural Gas_Unit Heater_E1 | F4 | Industrial | Industrial - ID | New | Space Heating | Natural Gas | Unit Heater | E1 | Utility - Cost of Equipment | 0.83558 | 0.83558 | 0.83558 | 0.83558 | 0.83558 | 0.83558 | 0.83558 | 0.83558 | 0.83558 | 0.83558 | 0.83558 | 0.83558 | 0.83558 | 0.83558 | 0.83558 | 0.83558 | 0.83558 | 0.83558 | 0.83558 | 0.83558 | 0.83558 | 0.83558 | 0.83558 | 0.83558 | 0.83558 | 0.83558 | 0.83558
F4_Industrial_Industrial - ID_New_Space Heating_Natural Gas_Unit Heater_E2 | F4 | Industrial | Industrial - ID | New | Space Heating | Natural Gas | Unit Heater | E2 | Utility - Cost of Equipment | 1.8326 | 1.8326 | 1.8326 | 1.8326 | 1.8326 | 1.8326 | 1.8326 | 1.8326 | 1.8326 | 1.8326 | 1.8326 | 1.8326 | 1.8326 | 1.8326 | 1.8326 | 1.8326 | 1.8326 | 1.8326 | 1.8326 | 1.8326 | 1.8326 | 1.8326 | 1.8326 | 1.8326 | 1.8326 | 1.8326 | 1.8326
F4_Industrial_Industrial - ID_New_Space Heating_Natural Gas_Unit Heater_E3 | F4 | Industrial | Industrial - ID | New | Space Heating | Natural Gas | Unit Heater | E3 | Utility - Cost of Equipment | 1.1621 | 1.1621 | 1.1621 | 1.1621 | 1.1621 | 1.1621 | 1.1621 | 1.1621 | 1.1621 | 1.1621 | 1.1621 | 1.1621 | 1.1621 | 1.1621 | 1.1621 | 1.1621 | 1.1621 | 1.1621 | 1.1621 | 1.1621 | 1.1621 | 1.1621 | 1.1621 | 1.1621 | 1.1621 | 1.1621 | 1.1621
F4_Industrial_Industrial - ID_New_Space Heating_Natural Gas_Unit Heater_E4 | F4 | Industrial | Industrial - ID | New | Space Heating | Natural Gas | Unit Heater | E4 | Utility - Cost of Equipment | 0 | 0 | 0 | 0 | 0 | 0 | 0 | 0 | 0 | 0 | 0 | 0 | 0 | 0 | 0 | 0 | 0 | 0 | 0 | 0 | 0 | 0 | 0 | 0 | 0 | 0 | 0
F4_Industrial_Industrial - ID_New_Space Heating_Natural Gas_Unit Heater_E5 | F4 | Industrial | Industrial - ID | New | Space Heating | Natural Gas | Unit Heater | E5 | Utility - Cost of Equipment | 0 | 0 | 0 | 0 | 0 | 0 | 0 | 0 | 0 | 0 | 0 | 0 | 0 | 0 | 0 | 0 | 0 | 0 | 0 | 0 | 0 | 0 | 0 | 0 | 0 | 0 | 0
F4_Industrial_Industrial - ID_New_Space Heating_Natural Gas_Unit Heater_E6 | F4 | Industrial | Industrial - ID | New | Space Heating | Natural Gas | Unit Heater | E6 | Utility - Cost of Equipment | 0 | 0 | 0 | 0 | 0 | 0 | 0 | 0 | 0 | 0 | 0 | 0 | 0 | 0 | 0 | 0 | 0 | 0 | 0 | 0 | 0 | 0 | 0 | 0 | 0 | 0 | 0
F4_Industrial_Industrial - ID_New_Space Heating_Natural Gas_Unit Heater_E7 | F4 | Industrial | Industrial - ID | New | Space Heating | Natural Gas | Unit Heater | E7 | Utility - Cost of Equipment | 0 | 0 | 0 | 0 | 0 | 0 | 0 | 0 | 0 | 0 | 0 | 0 | 0 | 0 | 0 | 0 | 0 | 0 | 0 | 0 | 0 | 0 | 0 | 0 | 0 | 0 | 0
F4_Industrial_Industrial - ID_New_Space Heating_Natural Gas_Unit Heater_E8 | F4 | Industrial | Industrial - ID | New | Space Heating | Natural Gas | Unit Heater | E8 | Utility - Cost of Equipment | 0 | 0 | 0 | 0 | 0 | 0 | 0 | 0 | 0 | 0 | 0 | 0 | 0 | 0 | 0 | 0 | 0 | 0 | 0 | 0 | 0 | 0 | 0 | 0 | 0 | 0 | 0
F4_Industrial_Industrial - ID_New_Space Heating_Natural Gas_Unit Heater_E9 | F4 | Industrial | Industrial - ID | New | Space Heating | Natural Gas | Unit Heater | E9 | Utility - Cost of Equipment | 0 | 0 | 0 | 0 | 0 | 0 | 0 | 0 | 0 | 0 | 0 | 0 | 0 | 0 | 0 | 0 | 0 | 0 | 0 | 0 | 0 | 0 | 0 | 0 | 0 | 0 | 0
F4_Industrial_Industrial - ID_New_Space Heating_Natural Gas_Unit Heater_E10 | F4 | Industrial | Industrial - ID | New | Space Heating | Natural Gas | Unit Heater | E10 | Utility - Cost of Equipment | 0 | 0 | 0 | 0 | 0 | 0 | 0 | 0 | 0 | 0 | 0 | 0 | 0 | 0 | 0 | 0 | 0 | 0 | 0 | 0 | 0 | 0 | 0 | 0 | 0 | 0 | 0
F5_Industrial_Industrial - ID_New_Space Heating_Natural Gas_Unit Heater_E1 | F5 | Industrial | Industrial - ID | New | Space Heating | Natural Gas | Unit Heater | E1 | Utility - Cost of Operation | 40.5067 | 42.8534 | 45.471 | 48.3021 | 51.0575 | 53.5036 | 55.9465 | 58.2126 | 60.446 | 62.3053 | 64.0187 | 65.7459 | 67.373 | 68.7944 | 70.064 | 71.1417 | 72.1971 | 73.3151 | 74.4096 | 75.5261 | 76.6737 | 77.8222 | 78.9891 | 79.8086 | 80.5656 | 81.2622 | 81.9005
F5_Industrial_Industrial - ID_New_Space Heating_Natural Gas_Unit Heater_E2 | F5 | Industrial | Industrial - ID | New | Space Heating | Natural Gas | Unit Heater | E2 | Utility - Cost of Operation | 36.0276 | 38.1148 | 40.443 | 42.961 | 45.4117 | 47.5873 | 49.7601 | 51.7756 | 53.762 | 55.4158 | 56.9397 | 58.4759 | 59.9231 | 61.1873 | 62.3165 | 63.275 | 64.2138 | 65.2081 | 66.1816 | 67.1746 | 68.1954 | 69.2169 | 70.2547 | 70.9836 | 71.6569 | 72.2765 | 72.8442
F5_Industrial_Industrial - ID_New_Space Heating_Natural Gas_Unit Heater_E3 | F5 | Industrial | Industrial - ID | New | Space Heating | Natural Gas | Unit Heater | E3 | Utility - Cost of Operation | 32.2862 | 34.4646 | 36.9401 | 39.6549 | 42.3032 | 44.6368 | 46.9607 | 49.0949 | 51.1901 | 52.9063 | 54.4827 | 56.0886 | 57.6104 | 58.9438 | 60.1305 | 61.1289 | 62.1133 | 63.1709 | 64.2128 | 65.2853 | 66.3978 | 67.5188 | 68.666 | 69.4623 | 70.201 | 70.884 | 71.5133
F5_Industrial_Industrial - ID_New_Space Heating_Natural Gas_Unit Heater_E4 | F5 | Industrial | Industrial - ID | New | Space Heating | Natural Gas | Unit Heater | E4 | Utility - Cost of Operation | 0 | 0 | 0 | 0 | 0 | 0 | 0 | 0 | 0 | 0 | 0 | 0 | 0 | 0 | 0 | 0 | 0 | 0 | 0 | 0 | 0 | 0 | 0 | 0 | 0 | 0 | 0
F5_Industrial_Industrial - ID_New_Space Heating_Natural Gas_Unit Heater_E5 | F5 | Industrial | Industrial - ID | New | Space Heating | Natural Gas | Unit Heater | E5 | Utility - Cost of Operation | 0 | 0 | 0 | 0 | 0 | 0 | 0 | 0 | 0 | 0 | 0 | 0 | 0 | 0 | 0 | 0 | 0 | 0 | 0 | 0 | 0 | 0 | 0 | 0 | 0 | 0 | 0
F5_Industrial_Industrial - ID_New_Space Heating_Natural Gas_Unit Heater_E6 | F5 | Industrial | Industrial - ID | New | Space Heating | Natural Gas | Unit Heater | E6 | Utility - Cost of Operation | 0 | 0 | 0 | 0 | 0 | 0 | 0 | 0 | 0 | 0 | 0 | 0 | 0 | 0 | 0 | 0 | 0 | 0 | 0 | 0 | 0 | 0 | 0 | 0 | 0 | 0 | 0
F5_Industrial_Industrial - ID_New_Space Heating_Natural Gas_Unit Heater_E7 | F5 | Industrial | Industrial - ID | New | Space Heating | Natural Gas | Unit Heater | E7 | Utility - Cost of Operation | 0 | 0 | 0 | 0 | 0 | 0 | 0 | 0 | 0 | 0 | 0 | 0 | 0 | 0 | 0 | 0 | 0 | 0 | 0 | 0 | 0 | 0 | 0 | 0 | 0 | 0 | 0
F5_Industrial_Industrial - ID_New_Space Heating_Natural Gas_Unit Heater_E8 | F5 | Industrial | Industrial - ID | New | Space Heating | Natural Gas | Unit Heater | E8 | Utility - Cost of Operation | 0 | 0 | 0 | 0 | 0 | 0 | 0 | 0 | 0 | 0 | 0 | 0 | 0 | 0 | 0 | 0 | 0 | 0 | 0 | 0 | 0 | 0 | 0 | 0 | 0 | 0 | 0
F5_Industrial_Industrial - ID_New_Space Heating_Natural Gas_Unit Heater_E9 | F5 | Industrial | Industrial - ID | New | Space Heating | Natural Gas | Unit Heater | E9 | Utility - Cost of Operation | 0 | 0 | 0 | 0 | 0 | 0 | 0 | 0 | 0 | 0 | 0 | 0 | 0 | 0 | 0 | 0 | 0 | 0 | 0 | 0 | 0 | 0 | 0 | 0 | 0 | 0 | 0
F5_Industrial_Industrial - ID_New_Space Heating_Natural Gas_Unit Heater_E10 | F5 | Industrial | Industrial - ID | New | Space Heating | Natural Gas | Unit Heater | E10 | Utility - Cost of Operation | 0 | 0 | 0 | 0 | 0 | 0 | 0 | 0 | 0 | 0 | 0 | 0 | 0 | 0 | 0 | 0 | 0 | 0 | 0 | 0 | 0 | 0 | 0 | 0 | 0 | 0 | 0
F6_Industrial_Industrial - ID_New_Space Heating_Natural Gas_Unit Heater_E1 | F6 | Industrial | Industrial - ID | New | Space Heating | Natural Gas | Unit Heater | E1 | Utility - Value of Sales | 37.1037 | 38.4797 | 40.0666 | 41.7848 | 43.5329 | 45.269 | 46.9272 | 48.4644 | 49.9793 | 51.0703 | 52.3567 | 53.7072 | 54.9961 | 56.1068 | 57.0984 | 57.9267 | 58.6867 | 59.4509 | 60.1213 | 60.7441 | 61.3257 | 62.0758 | 62.7836 | 63.4068 | 63.9814 | 64.509 | 64.9914
F6_Industrial_Industrial - ID_New_Space Heating_Natural Gas_Unit Heater_E2 | F6 | Industrial | Industrial - ID | New | Space Heating | Natural Gas | Unit Heater | E2 | Utility - Value of Sales | 33.0009 | 34.2247 | 35.6361 | 37.1644 | 38.7191 | 40.2633 | 41.7381 | 43.1053 | 44.4528 | 45.4231 | 46.5673 | 47.7684 | 48.9148 | 49.9026 | 50.7846 | 51.5214 | 52.1973 | 52.877 | 53.4733 | 54.0272 | 54.5445 | 55.2117 | 55.8412 | 56.3955 | 56.9065 | 57.3758 | 57.8049
F6_Industrial_Industrial - ID_New_Space Heating_Natural Gas_Unit Heater_E3 | F6 | Industrial | Industrial - ID | New | Space Heating | Natural Gas | Unit Heater | E3 | Utility - Value of Sales | 30.4226 | 31.6475 | 33.1105 | 34.7291 | 36.3946 | 38.061 | 39.6549 | 41.1227 | 42.5684 | 43.5766 | 44.785 | 46.0581 | 47.2768 | 48.3214 | 49.2508 | 50.0192 | 50.7243 | 51.4404 | 52.0665 | 52.6499 | 53.1968 | 53.9233 | 54.6118 | 55.2186 | 55.7805 | 56.2992 | 56.7761
F6_Industrial_Industrial - ID_New_Space Heating_Natural Gas_Unit Heater_E4 | F6 | Industrial | Industrial - ID | New | Space Heating | Natural Gas | Unit Heater | E4 | Utility - Value of Sales | 0 | 0 | 0 | 0 | 0 | 0 | 0 | 0 | 0 | 0 | 0 | 0 | 0 | 0 | 0 | 0 | 0 | 0 | 0 | 0 | 0 | 0 | 0 | 0 | 0 | 0 | 0
F6_Industrial_Industrial - ID_New_Space Heating_Natural Gas_Unit Heater_E5 | F6 | Industrial | Industrial - ID | New | Space Heating | Natural Gas | Unit Heater | E5 | Utility - Value of Sales | 0 | 0 | 0 | 0 | 0 | 0 | 0 | 0 | 0 | 0 | 0 | 0 | 0 | 0 | 0 | 0 | 0 | 0 | 0 | 0 | 0 | 0 | 0 | 0 | 0 | 0 | 0
F6_Industrial_Industrial - ID_New_Space Heating_Natural Gas_Unit Heater_E6 | F6 | Industrial | Industrial - ID | New | Space Heating | Natural Gas | Unit Heater | E6 | Utility - Value of Sales | 0 | 0 | 0 | 0 | 0 | 0 | 0 | 0 | 0 | 0 | 0 | 0 | 0 | 0 | 0 | 0 | 0 | 0 | 0 | 0 | 0 | 0 | 0 | 0 | 0 | 0 | 0
F6_Industrial_Industrial - ID_New_Space Heating_Natural Gas_Unit Heater_E7 | F6 | Industrial | Industrial - ID | New | Space Heating | Natural Gas | Unit Heater | E7 | Utility - Value of Sales | 0 | 0 | 0 | 0 | 0 | 0 | 0 | 0 | 0 | 0 | 0 | 0 | 0 | 0 | 0 | 0 | 0 | 0 | 0 | 0 | 0 | 0 | 0 | 0 | 0 | 0 | 0
F6_Industrial_Industrial - ID_New_Space Heating_Natural Gas_Unit Heater_E8 | F6 | Industrial | Industrial - ID | New | Space Heating | Natural Gas | Unit Heater | E8 | Utility - Value of Sales | 0 | 0 | 0 | 0 | 0 | 0 | 0 | 0 | 0 | 0 | 0 | 0 | 0 | 0 | 0 | 0 | 0 | 0 | 0 | 0 | 0 | 0 | 0 | 0 | 0 | 0 | 0
F6_Industrial_Industrial - ID_New_Space Heating_Natural Gas_Unit Heater_E9 | F6 | Industrial | Industrial - ID | New | Space Heating | Natural Gas | Unit Heater | E9 | Utility - Value of Sales | 0 | 0 | 0 | 0 | 0 | 0 | 0 | 0 | 0 | 0 | 0 | 0 | 0 | 0 | 0 | 0 | 0 | 0 | 0 | 0 | 0 | 0 | 0 | 0 | 0 | 0 | 0
F6_Industrial_Industrial - ID_New_Space Heating_Natural Gas_Unit Heater_E10 | F6 | Industrial | Industrial - ID | New | Space Heating | Natural Gas | Unit Heater | E10 | Utility - Value of Sales | 0 | 0 | 0 | 0 | 0 | 0 | 0 | 0 | 0 | 0 | 0 | 0 | 0 | 0 | 0 | 0 | 0 | 0 | 0 | 0 | 0 | 0 | 0 | 0 | 0 | 0 | 0
F1_Industrial_Industrial - ID_New_Process_Natural Gas_Process Boiler_E1 | F1 | Industrial | Industrial - ID | New | Process | Natural Gas | Process Boiler | E1 | RVT - Cost of Equipment | 0.24741 | 0.24741 | 0.24741 | 0.24741 | 0.24741 | 0.24741 | 0.24741 | 0.24741 | 0.24741 | 0.24741 | 0.24741 | 0.24741 | 0.24741 | 0.24741 | 0.24741 | 0.24741 | 0.24741 | 0.24741 | 0.24741 | 0.24741 | 0.24741 | 0.24741 | 0.24741 | 0.24741 | 0.24741 | 0.24741 | 0.24741
F1_Industrial_Industrial - ID_New_Process_Natural Gas_Process Boiler_E2 | F1 | Industrial | Industrial - ID | New | Process | Natural Gas | Process Boiler | E2 | RVT - Cost of Equipment | 0 | 0 | 0 | 0 | 0 | 0 | 0 | 0 | 0 | 0 | 0 | 0 | 0 | 0 | 0 | 0 | 0 | 0 | 0 | 0 | 0 | 0 | 0 | 0 | 0 | 0 | 0
F1_Industrial_Industrial - ID_New_Process_Natural Gas_Process Boiler_E3 | F1 | Industrial | Industrial - ID | New | Process | Natural Gas | Process Boiler | E3 | RVT - Cost of Equipment | 0 | 0 | 0 | 0 | 0 | 0 | 0 | 0 | 0 | 0 | 0 | 0 | 0 | 0 | 0 | 0 | 0 | 0 | 0 | 0 | 0 | 0 | 0 | 0 | 0 | 0 | 0
F1_Industrial_Industrial - ID_New_Process_Natural Gas_Process Boiler_E4 | F1 | Industrial | Industrial - ID | New | Process | Natural Gas | Process Boiler | E4 | RVT - Cost of Equipment | 0 | 0 | 0 | 0 | 0 | 0 | 0 | 0 | 0 | 0 | 0 | 0 | 0 | 0 | 0 | 0 | 0 | 0 | 0 | 0 | 0 | 0 | 0 | 0 | 0 | 0 | 0
F1_Industrial_Industrial - ID_New_Process_Natural Gas_Process Boiler_E5 | F1 | Industrial | Industrial - ID | New | Process | Natural Gas | Process Boiler | E5 | RVT - Cost of Equipment | 0 | 0 | 0 | 0 | 0 | 0 | 0 | 0 | 0 | 0 | 0 | 0 | 0 | 0 | 0 | 0 | 0 | 0 | 0 | 0 | 0 | 0 | 0 | 0 | 0 | 0 | 0
F1_Industrial_Industrial - ID_New_Process_Natural Gas_Process Boiler_E6 | F1 | Industrial | Industrial - ID | New | Process | Natural Gas | Process Boiler | E6 | RVT - Cost of Equipment | 0 | 0 | 0 | 0 | 0 | 0 | 0 | 0 | 0 | 0 | 0 | 0 | 0 | 0 | 0 | 0 | 0 | 0 | 0 | 0 | 0 | 0 | 0 | 0 | 0 | 0 | 0
F1_Industrial_Industrial - ID_New_Process_Natural Gas_Process Boiler_E7 | F1 | Industrial | Industrial - ID | New | Process | Natural Gas | Process Boiler | E7 | RVT - Cost of Equipment | 0 | 0 | 0 | 0 | 0 | 0 | 0 | 0 | 0 | 0 | 0 | 0 | 0 | 0 | 0 | 0 | 0 | 0 | 0 | 0 | 0 | 0 | 0 | 0 | 0 | 0 | 0
F1_Industrial_Industrial - ID_New_Process_Natural Gas_Process Boiler_E8 | F1 | Industrial | Industrial - ID | New | Process | Natural Gas | Process Boiler | E8 | RVT - Cost of Equipment | 0 | 0 | 0 | 0 | 0 | 0 | 0 | 0 | 0 | 0 | 0 | 0 | 0 | 0 | 0 | 0 | 0 | 0 | 0 | 0 | 0 | 0 | 0 | 0 | 0 | 0 | 0
F1_Industrial_Industrial - ID_New_Process_Natural Gas_Process Boiler_E9 | F1 | Industrial | Industrial - ID | New | Process | Natural Gas | Process Boiler | E9 | RVT - Cost of Equipment | 0 | 0 | 0 | 0 | 0 | 0 | 0 | 0 | 0 | 0 | 0 | 0 | 0 | 0 | 0 | 0 | 0 | 0 | 0 | 0 | 0 | 0 | 0 | 0 | 0 | 0 | 0
F1_Industrial_Industrial - ID_New_Process_Natural Gas_Process Boiler_E10 | F1 | Industrial | Industrial - ID | New | Process | Natural Gas | Process Boiler | E10 | RVT - Cost of Equipment | 0 | 0 | 0 | 0 | 0 | 0 | 0 | 0 | 0 | 0 | 0 | 0 | 0 | 0 | 0 | 0 | 0 | 0 | 0 | 0 | 0 | 0 | 0 | 0 | 0 | 0 | 0
F2_Industrial_Industrial - ID_New_Process_Natural Gas_Process Boiler_E1 | F2 | Industrial | Industrial - ID | New | Process | Natural Gas | Process Boiler | E1 | RVT - Cost of Operation | 200.192 | 207.6283 | 218.1513 | 231.9449 | 247.257 | 263.4721 | 279.301 | 294.0617 | 308.7496 | 316.3017 | 328.8309 | 343.8667 | 358.7415 | 370.7589 | 380.7357 | 387.8199 | 393.9181 | 400.2694 | 404.9921 | 408.9416 | 412.7462 | 420.3911 | 427.7783 | 434.0889 | 439.9876 | 445.488 | 450.6036
F2_Industrial_Industrial - ID_New_Process_Natural Gas_Process Boiler_E2 | F2 | Industrial | Industrial - ID | New | Process | Natural Gas | Process Boiler | E2 | RVT - Cost of Operation | 0 | 0 | 0 | 0 | 0 | 0 | 0 | 0 | 0 | 0 | 0 | 0 | 0 | 0 | 0 | 0 | 0 | 0 | 0 | 0 | 0 | 0 | 0 | 0 | 0 | 0 | 0
F2_Industrial_Industrial - ID_New_Process_Natural Gas_Process Boiler_E3 | F2 | Industrial | Industrial - ID | New | Process | Natural Gas | Process Boiler | E3 | RVT - Cost of Operation | 0 | 0 | 0 | 0 | 0 | 0 | 0 | 0 | 0 | 0 | 0 | 0 | 0 | 0 | 0 | 0 | 0 | 0 | 0 | 0 | 0 | 0 | 0 | 0 | 0 | 0 | 0
F2_Industrial_Industrial - ID_New_Process_Natural Gas_Process Boiler_E4 | F2 | Industrial | Industrial - ID | New | Process | Natural Gas | Process Boiler | E4 | RVT - Cost of Operation | 0 | 0 | 0 | 0 | 0 | 0 | 0 | 0 | 0 | 0 | 0 | 0 | 0 | 0 | 0 | 0 | 0 | 0 | 0 | 0 | 0 | 0 | 0 | 0 | 0 | 0 | 0
F2_Industrial_Industrial - ID_New_Process_Natural Gas_Process Boiler_E5 | F2 | Industrial | Industrial - ID | New | Process | Natural Gas | Process Boiler | E5 | RVT - Cost of Operation | 0 | 0 | 0 | 0 | 0 | 0 | 0 | 0 | 0 | 0 | 0 | 0 | 0 | 0 | 0 | 0 | 0 | 0 | 0 | 0 | 0 | 0 | 0 | 0 | 0 | 0 | 0
F2_Industrial_Industrial - ID_New_Process_Natural Gas_Process Boiler_E6 | F2 | Industrial | Industrial - ID | New | Process | Natural Gas | Process Boiler | E6 | RVT - Cost of Operation | 0 | 0 | 0 | 0 | 0 | 0 | 0 | 0 | 0 | 0 | 0 | 0 | 0 | 0 | 0 | 0 | 0 | 0 | 0 | 0 | 0 | 0 | 0 | 0 | 0 | 0 | 0
F2_Industrial_Industrial - ID_New_Process_Natural Gas_Process Boiler_E7 | F2 | Industrial | Industrial - ID | New | Process | Natural Gas | Process Boiler | E7 | RVT - Cost of Operation | 0 | 0 | 0 | 0 | 0 | 0 | 0 | 0 | 0 | 0 | 0 | 0 | 0 | 0 | 0 | 0 | 0 | 0 | 0 | 0 | 0 | 0 | 0 | 0 | 0 | 0 | 0
F2_Industrial_Industrial - ID_New_Process_Natural Gas_Process Boiler_E8 | F2 | Industrial | Industrial - ID | New | Process | Natural Gas | Process Boiler | E8 | RVT - Cost of Operation | 0 | 0 | 0 | 0 | 0 | 0 | 0 | 0 | 0 | 0 | 0 | 0 | 0 | 0 | 0 | 0 | 0 | 0 | 0 | 0 | 0 | 0 | 0 | 0 | 0 | 0 | 0
F2_Industrial_Industrial - ID_New_Process_Natural Gas_Process Boiler_E9 | F2 | Industrial | Industrial - ID | New | Process | Natural Gas | Process Boiler | E9 | RVT - Cost of Operation | 0 | 0 | 0 | 0 | 0 | 0 | 0 | 0 | 0 | 0 | 0 | 0 | 0 | 0 | 0 | 0 | 0 | 0 | 0 | 0 | 0 | 0 | 0 | 0 | 0 | 0 | 0
F2_Industrial_Industrial - ID_New_Process_Natural Gas_Process Boiler_E10 | F2 | Industrial | Industrial - ID | New | Process | Natural Gas | Process Boiler | E10 | RVT - Cost of Operation | 0 | 0 | 0 | 0 | 0 | 0 | 0 | 0 | 0 | 0 | 0 | 0 | 0 | 0 | 0 | 0 | 0 | 0 | 0 | 0 | 0 | 0 | 0 | 0 | 0 | 0 | 0
F3_Industrial_Industrial - ID_New_Process_Natural Gas_Process Boiler_E1 | F3 | Industrial | Industrial - ID | New | Process | Natural Gas | Process Boiler | E1 | System - kBTUs of Consumption | 88792.4793 | 88792.4793 | 88792.4793 | 88792.4793 | 88792.4793 | 88792.4793 | 88792.4793 | 88792.4793 | 88792.4793 | 88792.4793 | 88792.4793 | 88792.4793 | 88792.4793 | 88792.4793 | 88792.4793 | 88792.4793 | 88792.4793 | 88792.4793 | 88792.4793 | 88792.4793 | 88792.4793 | 88792.4793 | 88792.4793 | 88792.4793 | 88792.4793 | 88792.4793 | 88792.4793
F3_Industrial_Industrial - ID_New_Process_Natural Gas_Process Boiler_E2 | F3 | Industrial | Industrial - ID | New | Process | Natural Gas | Process Boiler | E2 | System - kBTUs of Consumption | 0 | 0 | 0 | 0 | 0 | 0 | 0 | 0 | 0 | 0 | 0 | 0 | 0 | 0 | 0 | 0 | 0 | 0 | 0 | 0 | 0 | 0 | 0 | 0 | 0 | 0 | 0
F3_Industrial_Industrial - ID_New_Process_Natural Gas_Process Boiler_E3 | F3 | Industrial | Industrial - ID | New | Process | Natural Gas | Process Boiler | E3 | System - kBTUs of Consumption | 0 | 0 | 0 | 0 | 0 | 0 | 0 | 0 | 0 | 0 | 0 | 0 | 0 | 0 | 0 | 0 | 0 | 0 | 0 | 0 | 0 | 0 | 0 | 0 | 0 | 0 | 0
F3_Industrial_Industrial - ID_New_Process_Natural Gas_Process Boiler_E4 | F3 | Industrial | Industrial - ID | New | Process | Natural Gas | Process Boiler | E4 | System - kBTUs of Consumption | 0 | 0 | 0 | 0 | 0 | 0 | 0 | 0 | 0 | 0 | 0 | 0 | 0 | 0 | 0 | 0 | 0 | 0 | 0 | 0 | 0 | 0 | 0 | 0 | 0 | 0 | 0
F3_Industrial_Industrial - ID_New_Process_Natural Gas_Process Boiler_E5 | F3 | Industrial | Industrial - ID | New | Process | Natural Gas | Process Boiler | E5 | System - kBTUs of Consumption | 0 | 0 | 0 | 0 | 0 | 0 | 0 | 0 | 0 | 0 | 0 | 0 | 0 | 0 | 0 | 0 | 0 | 0 | 0 | 0 | 0 | 0 | 0 | 0 | 0 | 0 | 0
F3_Industrial_Industrial - ID_New_Process_Natural Gas_Process Boiler_E6 | F3 | Industrial | Industrial - ID | New | Process | Natural Gas | Process Boiler | E6 | System - kBTUs of Consumption | 0 | 0 | 0 | 0 | 0 | 0 | 0 | 0 | 0 | 0 | 0 | 0 | 0 | 0 | 0 | 0 | 0 | 0 | 0 | 0 | 0 | 0 | 0 | 0 | 0 | 0 | 0
F3_Industrial_Industrial - ID_New_Process_Natural Gas_Process Boiler_E7 | F3 | Industrial | Industrial - ID | New | Process | Natural Gas | Process Boiler | E7 | System - kBTUs of Consumption | 0 | 0 | 0 | 0 | 0 | 0 | 0 | 0 | 0 | 0 | 0 | 0 | 0 | 0 | 0 | 0 | 0 | 0 | 0 | 0 | 0 | 0 | 0 | 0 | 0 | 0 | 0
F3_Industrial_Industrial - ID_New_Process_Natural Gas_Process Boiler_E8 | F3 | Industrial | Industrial - ID | New | Process | Natural Gas | Process Boiler | E8 | System - kBTUs of Consumption | 0 | 0 | 0 | 0 | 0 | 0 | 0 | 0 | 0 | 0 | 0 | 0 | 0 | 0 | 0 | 0 | 0 | 0 | 0 | 0 | 0 | 0 | 0 | 0 | 0 | 0 | 0
F3_Industrial_Industrial - ID_New_Process_Natural Gas_Process Boiler_E9 | F3 | Industrial | Industrial - ID | New | Process | Natural Gas | Process Boiler | E9 | System - kBTUs of Consumption | 0 | 0 | 0 | 0 | 0 | 0 | 0 | 0 | 0 | 0 | 0 | 0 | 0 | 0 | 0 | 0 | 0 | 0 | 0 | 0 | 0 | 0 | 0 | 0 | 0 | 0 | 0
F3_Industrial_Industrial - ID_New_Process_Natural Gas_Process Boiler_E10 | F3 | Industrial | Industrial - ID | New | Process | Natural Gas | Process Boiler | E10 | System - kBTUs of Consumption | 0 | 0 | 0 | 0 | 0 | 0 | 0 | 0 | 0 | 0 | 0 | 0 | 0 | 0 | 0 | 0 | 0 | 0 | 0 | 0 | 0 | 0 | 0 | 0 | 0 | 0 | 0
F4_Industrial_Industrial - ID_New_Process_Natural Gas_Process Boiler_E1 | F4 | Industrial | Industrial - ID | New | Process | Natural Gas | Process Boiler | E1 | Utility - Cost of Equipment | 0.24741 | 0.24741 | 0.24741 | 0.24741 | 0.24741 | 0.24741 | 0.24741 | 0.24741 | 0.24741 | 0.24741 | 0.24741 | 0.24741 | 0.24741 | 0.24741 | 0.24741 | 0.24741 | 0.24741 | 0.24741 | 0.24741 | 0.24741 | 0.24741 | 0.24741 | 0.24741 | 0.24741 | 0.24741 | 0.24741 | 0.24741
F4_Industrial_Industrial - ID_New_Process_Natural Gas_Process Boiler_E2 | F4 | Industrial | Industrial - ID | New | Process | Natural Gas | Process Boiler | E2 | Utility - Cost of Equipment | 0 | 0 | 0 | 0 | 0 | 0 | 0 | 0 | 0 | 0 | 0 | 0 | 0 | 0 | 0 | 0 | 0 | 0 | 0 | 0 | 0 | 0 | 0 | 0 | 0 | 0 | 0
F4_Industrial_Industrial - ID_New_Process_Natural Gas_Process Boiler_E3 | F4 | Industrial | Industrial - ID | New | Process | Natural Gas | Process Boiler | E3 | Utility - Cost of Equipment | 0 | 0 | 0 | 0 | 0 | 0 | 0 | 0 | 0 | 0 | 0 | 0 | 0 | 0 | 0 | 0 | 0 | 0 | 0 | 0 | 0 | 0 | 0 | 0 | 0 | 0 | 0
F4_Industrial_Industrial - ID_New_Process_Natural Gas_Process Boiler_E4 | F4 | Industrial | Industrial - ID | New | Process | Natural Gas | Process Boiler | E4 | Utility - Cost of Equipment | 0 | 0 | 0 | 0 | 0 | 0 | 0 | 0 | 0 | 0 | 0 | 0 | 0 | 0 | 0 | 0 | 0 | 0 | 0 | 0 | 0 | 0 | 0 | 0 | 0 | 0 | 0
F4_Industrial_Industrial - ID_New_Process_Natural Gas_Process Boiler_E5 | F4 | Industrial | Industrial - ID | New | Process | Natural Gas | Process Boiler | E5 | Utility - Cost of Equipment | 0 | 0 | 0 | 0 | 0 | 0 | 0 | 0 | 0 | 0 | 0 | 0 | 0 | 0 | 0 | 0 | 0 | 0 | 0 | 0 | 0 | 0 | 0 | 0 | 0 | 0 | 0
F4_Industrial_Industrial - ID_New_Process_Natural Gas_Process Boiler_E6 | F4 | Industrial | Industrial - ID | New | Process | Natural Gas | Process Boiler | E6 | Utility - Cost of Equipment | 0 | 0 | 0 | 0 | 0 | 0 | 0 | 0 | 0 | 0 | 0 | 0 | 0 | 0 | 0 | 0 | 0 | 0 | 0 | 0 | 0 | 0 | 0 | 0 | 0 | 0 | 0
F4_Industrial_Industrial - ID_New_Process_Natural Gas_Process Boiler_E7 | F4 | Industrial | Industrial - ID | New | Process | Natural Gas | Process Boiler | E7 | Utility - Cost of Equipment | 0 | 0 | 0 | 0 | 0 | 0 | 0 | 0 | 0 | 0 | 0 | 0 | 0 | 0 | 0 | 0 | 0 | 0 | 0 | 0 | 0 | 0 | 0 | 0 | 0 | 0 | 0
F4_Industrial_Industrial - ID_New_Process_Natural Gas_Process Boiler_E8 | F4 | Industrial | Industrial - ID | New | Process | Natural Gas | Process Boiler | E8 | Utility - Cost of Equipment | 0 | 0 | 0 | 0 | 0 | 0 | 0 | 0 | 0 | 0 | 0 | 0 | 0 | 0 | 0 | 0 | 0 | 0 | 0 | 0 | 0 | 0 | 0 | 0 | 0 | 0 | 0
F4_Industrial_Industrial - ID_New_Process_Natural Gas_Process Boiler_E9 | F4 | Industrial | Industrial - ID | New | Process | Natural Gas | Process Boiler | E9 | Utility - Cost of Equipment | 0 | 0 | 0 | 0 | 0 | 0 | 0 | 0 | 0 | 0 | 0 | 0 | 0 | 0 | 0 | 0 | 0 | 0 | 0 | 0 | 0 | 0 | 0 | 0 | 0 | 0 | 0
F4_Industrial_Industrial - ID_New_Process_Natural Gas_Process Boiler_E10 | F4 | Industrial | Industrial - ID | New | Process | Natural Gas | Process Boiler | E10 | Utility - Cost of Equipment | 0 | 0 | 0 | 0 | 0 | 0 | 0 | 0 | 0 | 0 | 0 | 0 | 0 | 0 | 0 | 0 | 0 | 0 | 0 | 0 | 0 | 0 | 0 | 0 | 0 | 0 | 0
F5_Industrial_Industrial - ID_New_Process_Natural Gas_Process Boiler_E1 | F5 | Industrial | Industrial - ID | New | Process | Natural Gas | Process Boiler | E1 | Utility - Cost of Operation | 181.6225 | 196.5098 | 217.3163 | 244.2208 | 271.2452 | 294.332 | 319.135 | 342.6518 | 366.7984 | 384.9342 | 401.536 | 419.4398 | 436.0019 | 448.8852 | 458.6236 | 464.9445 | 471.3432 | 479.5051 | 488.002 | 497.9222 | 509.6086 | 522.7077 | 536.856 | 545.1032 | 552.8205 | 560.0256 | 566.7356
F5_Industrial_Industrial - ID_New_Process_Natural Gas_Process Boiler_E2 | F5 | Industrial | Industrial - ID | New | Process | Natural Gas | Process Boiler | E2 | Utility - Cost of Operation | 0 | 0 | 0 | 0 | 0 | 0 | 0 | 0 | 0 | 0 | 0 | 0 | 0 | 0 | 0 | 0 | 0 | 0 | 0 | 0 | 0 | 0 | 0 | 0 | 0 | 0 | 0
F5_Industrial_Industrial - ID_New_Process_Natural Gas_Process Boiler_E3 | F5 | Industrial | Industrial - ID | New | Process | Natural Gas | Process Boiler | E3 | Utility - Cost of Operation | 0 | 0 | 0 | 0 | 0 | 0 | 0 | 0 | 0 | 0 | 0 | 0 | 0 | 0 | 0 | 0 | 0 | 0 | 0 | 0 | 0 | 0 | 0 | 0 | 0 | 0 | 0
F5_Industrial_Industrial - ID_New_Process_Natural Gas_Process Boiler_E4 | F5 | Industrial | Industrial - ID | New | Process | Natural Gas | Process Boiler | E4 | Utility - Cost of Operation | 0 | 0 | 0 | 0 | 0 | 0 | 0 | 0 | 0 | 0 | 0 | 0 | 0 | 0 | 0 | 0 | 0 | 0 | 0 | 0 | 0 | 0 | 0 | 0 | 0 | 0 | 0
F5_Industrial_Industrial - ID_New_Process_Natural Gas_Process Boiler_E5 | F5 | Industrial | Industrial - ID | New | Process | Natural Gas | Process Boiler | E5 | Utility - Cost of Operation | 0 | 0 | 0 | 0 | 0 | 0 | 0 | 0 | 0 | 0 | 0 | 0 | 0 | 0 | 0 | 0 | 0 | 0 | 0 | 0 | 0 | 0 | 0 | 0 | 0 | 0 | 0
F5_Industrial_Industrial - ID_New_Process_Natural Gas_Process Boiler_E6 | F5 | Industrial | Industrial - ID | New | Process | Natural Gas | Process Boiler | E6 | Utility - Cost of Operation | 0 | 0 | 0 | 0 | 0 | 0 | 0 | 0 | 0 | 0 | 0 | 0 | 0 | 0 | 0 | 0 | 0 | 0 | 0 | 0 | 0 | 0 | 0 | 0 | 0 | 0 | 0
F5_Industrial_Industrial - ID_New_Process_Natural Gas_Process Boiler_E7 | F5 | Industrial | Industrial - ID | New | Process | Natural Gas | Process Boiler | E7 | Utility - Cost of Operation | 0 | 0 | 0 | 0 | 0 | 0 | 0 | 0 | 0 | 0 | 0 | 0 | 0 | 0 | 0 | 0 | 0 | 0 | 0 | 0 | 0 | 0 | 0 | 0 | 0 | 0 | 0
F5_Industrial_Industrial - ID_New_Process_Natural Gas_Process Boiler_E8 | F5 | Industrial | Industrial - ID | New | Process | Natural Gas | Process Boiler | E8 | Utility - Cost of Operation | 0 | 0 | 0 | 0 | 0 | 0 | 0 | 0 | 0 | 0 | 0 | 0 | 0 | 0 | 0 | 0 | 0 | 0 | 0 | 0 | 0 | 0 | 0 | 0 | 0 | 0 | 0
F5_Industrial_Industrial - ID_New_Process_Natural Gas_Process Boiler_E9 | F5 | Industrial | Industrial - ID | New | Process | Natural Gas | Process Boiler | E9 | Utility - Cost of Operation | 0 | 0 | 0 | 0 | 0 | 0 | 0 | 0 | 0 | 0 | 0 | 0 | 0 | 0 | 0 | 0 | 0 | 0 | 0 | 0 | 0 | 0 | 0 | 0 | 0 | 0 | 0
F5_Industrial_Industrial - ID_New_Process_Natural Gas_Process Boiler_E10 | F5 | Industrial | Industrial - ID | New | Process | Natural Gas | Process Boiler | E10 | Utility - Cost of Operation | 0 | 0 | 0 | 0 | 0 | 0 | 0 | 0 | 0 | 0 | 0 | 0 | 0 | 0 | 0 | 0 | 0 | 0 | 0 | 0 | 0 | 0 | 0 | 0 | 0 | 0 | 0
F6_Industrial_Industrial - ID_New_Process_Natural Gas_Process Boiler_E1 | F6 | Industrial | Industrial - ID | New | Process | Natural Gas | Process Boiler | E1 | Utility - Value of Sales | 200.192 | 207.6283 | 218.1513 | 231.9449 | 247.257 | 263.4721 | 279.301 | 294.0617 | 308.7496 | 316.3017 | 328.8309 | 343.8667 | 358.7415 | 370.7589 | 380.7357 | 387.8199 | 393.9181 | 400.2694 | 404.9921 | 408.9416 | 412.7462 | 420.3911 | 427.7783 | 434.0889 | 439.9876 | 445.488 | 450.6036
F6_Industrial_Industrial - ID_New_Process_Natural Gas_Process Boiler_E2 | F6 | Industrial | Industrial - ID | New | Process | Natural Gas | Process Boiler | E2 | Utility - Value of Sales | 0 | 0 | 0 | 0 | 0 | 0 | 0 | 0 | 0 | 0 | 0 | 0 | 0 | 0 | 0 | 0 | 0 | 0 | 0 | 0 | 0 | 0 | 0 | 0 | 0 | 0 | 0
F6_Industrial_Industrial - ID_New_Process_Natural Gas_Process Boiler_E3 | F6 | Industrial | Industrial - ID | New | Process | Natural Gas | Process Boiler | E3 | Utility - Value of Sales | 0 | 0 | 0 | 0 | 0 | 0 | 0 | 0 | 0 | 0 | 0 | 0 | 0 | 0 | 0 | 0 | 0 | 0 | 0 | 0 | 0 | 0 | 0 | 0 | 0 | 0 | 0
F6_Industrial_Industrial - ID_New_Process_Natural Gas_Process Boiler_E4 | F6 | Industrial | Industrial - ID | New | Process | Natural Gas | Process Boiler | E4 | Utility - Value of Sales | 0 | 0 | 0 | 0 | 0 | 0 | 0 | 0 | 0 | 0 | 0 | 0 | 0 | 0 | 0 | 0 | 0 | 0 | 0 | 0 | 0 | 0 | 0 | 0 | 0 | 0 | 0
F6_Industrial_Industrial - ID_New_Process_Natural Gas_Process Boiler_E5 | F6 | Industrial | Industrial - ID | New | Process | Natural Gas | Process Boiler | E5 | Utility - Value of Sales | 0 | 0 | 0 | 0 | 0 | 0 | 0 | 0 | 0 | 0 | 0 | 0 | 0 | 0 | 0 | 0 | 0 | 0 | 0 | 0 | 0 | 0 | 0 | 0 | 0 | 0 | 0
F6_Industrial_Industrial - ID_New_Process_Natural Gas_Process Boiler_E6 | F6 | Industrial | Industrial - ID | New | Process | Natural Gas | Process Boiler | E6 | Utility - Value of Sales | 0 | 0 | 0 | 0 | 0 | 0 | 0 | 0 | 0 | 0 | 0 | 0 | 0 | 0 | 0 | 0 | 0 | 0 | 0 | 0 | 0 | 0 | 0 | 0 | 0 | 0 | 0
F6_Industrial_Industrial - ID_New_Process_Natural Gas_Process Boiler_E7 | F6 | Industrial | Industrial - ID | New | Process | Natural Gas | Process Boiler | E7 | Utility - Value of Sales | 0 | 0 | 0 | 0 | 0 | 0 | 0 | 0 | 0 | 0 | 0 | 0 | 0 | 0 | 0 | 0 | 0 | 0 | 0 | 0 | 0 | 0 | 0 | 0 | 0 | 0 | 0
F6_Industrial_Industrial - ID_New_Process_Natural Gas_Process Boiler_E8 | F6 | Industrial | Industrial - ID | New | Process | Natural Gas | Process Boiler | E8 | Utility - Value of Sales | 0 | 0 | 0 | 0 | 0 | 0 | 0 | 0 | 0 | 0 | 0 | 0 | 0 | 0 | 0 | 0 | 0 | 0 | 0 | 0 | 0 | 0 | 0 | 0 | 0 | 0 | 0
F6_Industrial_Industrial - ID_New_Process_Natural Gas_Process Boiler_E9 | F6 | Industrial | Industrial - ID | New | Process | Natural Gas | Process Boiler | E9 | Utility - Value of Sales | 0 | 0 | 0 | 0 | 0 | 0 | 0 | 0 | 0 | 0 | 0 | 0 | 0 | 0 | 0 | 0 | 0 | 0 | 0 | 0 | 0 | 0 | 0 | 0 | 0 | 0 | 0
F6_Industrial_Industrial - ID_New_Process_Natural Gas_Process Boiler_E10 | F6 | Industrial | Industrial - ID | New | Process | Natural Gas | Process Boiler | E10 | Utility - Value of Sales | 0 | 0 | 0 | 0 | 0 | 0 | 0 | 0 | 0 | 0 | 0 | 0 | 0 | 0 | 0 | 0 | 0 | 0 | 0 | 0 | 0 | 0 | 0 | 0 | 0 | 0 | 0
F1_Industrial_Industrial - ID_New_Process_Natural Gas_Process Heating_E1 | F1 | Industrial | Industrial - ID | New | Process | Natural Gas | Process Heating | E1 | RVT - Cost of Equipment | 0.24741 | 0.24741 | 0.24741 | 0.24741 | 0.24741 | 0.24741 | 0.24741 | 0.24741 | 0.24741 | 0.24741 | 0.24741 | 0.24741 | 0.24741 | 0.24741 | 0.24741 | 0.24741 | 0.24741 | 0.24741 | 0.24741 | 0.24741 | 0.24741 | 0.24741 | 0.24741 | 0.24741 | 0.24741 | 0.24741 | 0.24741
F1_Industrial_Industrial - ID_New_Process_Natural Gas_Process Heating_E2 | F1 | Industrial | Industrial - ID | New | Process | Natural Gas | Process Heating | E2 | RVT - Cost of Equipment | 0 | 0 | 0 | 0 | 0 | 0 | 0 | 0 | 0 | 0 | 0 | 0 | 0 | 0 | 0 | 0 | 0 | 0 | 0 | 0 | 0 | 0 | 0 | 0 | 0 | 0 | 0
F1_Industrial_Industrial - ID_New_Process_Natural Gas_Process Heating_E3 | F1 | Industrial | Industrial - ID | New | Process | Natural Gas | Process Heating | E3 | RVT - Cost of Equipment | 0 | 0 | 0 | 0 | 0 | 0 | 0 | 0 | 0 | 0 | 0 | 0 | 0 | 0 | 0 | 0 | 0 | 0 | 0 | 0 | 0 | 0 | 0 | 0 | 0 | 0 | 0
F1_Industrial_Industrial - ID_New_Process_Natural Gas_Process Heating_E4 | F1 | Industrial | Industrial - ID | New | Process | Natural Gas | Process Heating | E4 | RVT - Cost of Equipment | 0 | 0 | 0 | 0 | 0 | 0 | 0 | 0 | 0 | 0 | 0 | 0 | 0 | 0 | 0 | 0 | 0 | 0 | 0 | 0 | 0 | 0 | 0 | 0 | 0 | 0 | 0
F1_Industrial_Industrial - ID_New_Process_Natural Gas_Process Heating_E5 | F1 | Industrial | Industrial - ID | New | Process | Natural Gas | Process Heating | E5 | RVT - Cost of Equipment | 0 | 0 | 0 | 0 | 0 | 0 | 0 | 0 | 0 | 0 | 0 | 0 | 0 | 0 | 0 | 0 | 0 | 0 | 0 | 0 | 0 | 0 | 0 | 0 | 0 | 0 | 0
F1_Industrial_Industrial - ID_New_Process_Natural Gas_Process Heating_E6 | F1 | Industrial | Industrial - ID | New | Process | Natural Gas | Process Heating | E6 | RVT - Cost of Equipment | 0 | 0 | 0 | 0 | 0 | 0 | 0 | 0 | 0 | 0 | 0 | 0 | 0 | 0 | 0 | 0 | 0 | 0 | 0 | 0 | 0 | 0 | 0 | 0 | 0 | 0 | 0
F1_Industrial_Industrial - ID_New_Process_Natural Gas_Process Heating_E7 | F1 | Industrial | Industrial - ID | New | Process | Natural Gas | Process Heating | E7 | RVT - Cost of Equipment | 0 | 0 | 0 | 0 | 0 | 0 | 0 | 0 | 0 | 0 | 0 | 0 | 0 | 0 | 0 | 0 | 0 | 0 | 0 | 0 | 0 | 0 | 0 | 0 | 0 | 0 | 0
F1_Industrial_Industrial - ID_New_Process_Natural Gas_Process Heating_E8 | F1 | Industrial | Industrial - ID | New | Process | Natural Gas | Process Heating | E8 | RVT - Cost of Equipment | 0 | 0 | 0 | 0 | 0 | 0 | 0 | 0 | 0 | 0 | 0 | 0 | 0 | 0 | 0 | 0 | 0 | 0 | 0 | 0 | 0 | 0 | 0 | 0 | 0 | 0 | 0
F1_Industrial_Industrial - ID_New_Process_Natural Gas_Process Heating_E9 | F1 | Industrial | Industrial - ID | New | Process | Natural Gas | Process Heating | E9 | RVT - Cost of Equipment | 0 | 0 | 0 | 0 | 0 | 0 | 0 | 0 | 0 | 0 | 0 | 0 | 0 | 0 | 0 | 0 | 0 | 0 | 0 | 0 | 0 | 0 | 0 | 0 | 0 | 0 | 0
F1_Industrial_Industrial - ID_New_Process_Natural Gas_Process Heating_E10 | F1 | Industrial | Industrial - ID | New | Process | Natural Gas | Process Heating | E10 | RVT - Cost of Equipment | 0 | 0 | 0 | 0 | 0 | 0 | 0 | 0 | 0 | 0 | 0 | 0 | 0 | 0 | 0 | 0 | 0 | 0 | 0 | 0 | 0 | 0 | 0 | 0 | 0 | 0 | 0
F2_Industrial_Industrial - ID_New_Process_Natural Gas_Process Heating_E1 | F2 | Industrial | Industrial - ID | New | Process | Natural Gas | Process Heating | E1 | RVT - Cost of Operation | 178.1605 | 184.7785 | 194.1434 | 206.419 | 220.046 | 234.4766 | 248.5635 | 261.6997 | 274.7712 | 281.4922 | 292.6426 | 306.0236 | 319.2614 | 329.9563 | 338.8351 | 345.1397 | 350.5667 | 356.2191 | 360.4221 | 363.9369 | 367.3228 | 374.1264 | 380.7006 | 386.3167 | 391.5662 | 396.4613 | 401.0139
F2_Industrial_Industrial - ID_New_Process_Natural Gas_Process Heating_E2 | F2 | Industrial | Industrial - ID | New | Process | Natural Gas | Process Heating | E2 | RVT - Cost of Operation | 0 | 0 | 0 | 0 | 0 | 0 | 0 | 0 | 0 | 0 | 0 | 0 | 0 | 0 | 0 | 0 | 0 | 0 | 0 | 0 | 0 | 0 | 0 | 0 | 0 | 0 | 0
F2_Industrial_Industrial - ID_New_Process_Natural Gas_Process Heating_E3 | F2 | Industrial | Industrial - ID | New | Process | Natural Gas | Process Heating | E3 | RVT - Cost of Operation | 0 | 0 | 0 | 0 | 0 | 0 | 0 | 0 | 0 | 0 | 0 | 0 | 0 | 0 | 0 | 0 | 0 | 0 | 0 | 0 | 0 | 0 | 0 | 0 | 0 | 0 | 0
F2_Industrial_Industrial - ID_New_Process_Natural Gas_Process Heating_E4 | F2 | Industrial | Industrial - ID | New | Process | Natural Gas | Process Heating | E4 | RVT - Cost of Operation | 0 | 0 | 0 | 0 | 0 | 0 | 0 | 0 | 0 | 0 | 0 | 0 | 0 | 0 | 0 | 0 | 0 | 0 | 0 | 0 | 0 | 0 | 0 | 0 | 0 | 0 | 0
F2_Industrial_Industrial - ID_New_Process_Natural Gas_Process Heating_E5 | F2 | Industrial | Industrial - ID | New | Process | Natural Gas | Process Heating | E5 | RVT - Cost of Operation | 0 | 0 | 0 | 0 | 0 | 0 | 0 | 0 | 0 | 0 | 0 | 0 | 0 | 0 | 0 | 0 | 0 | 0 | 0 | 0 | 0 | 0 | 0 | 0 | 0 | 0 | 0
F2_Industrial_Industrial - ID_New_Process_Natural Gas_Process Heating_E6 | F2 | Industrial | Industrial - ID | New | Process | Natural Gas | Process Heating | E6 | RVT - Cost of Operation | 0 | 0 | 0 | 0 | 0 | 0 | 0 | 0 | 0 | 0 | 0 | 0 | 0 | 0 | 0 | 0 | 0 | 0 | 0 | 0 | 0 | 0 | 0 | 0 | 0 | 0 | 0
F2_Industrial_Industrial - ID_New_Process_Natural Gas_Process Heating_E7 | F2 | Industrial | Industrial - ID | New | Process | Natural Gas | Process Heating | E7 | RVT - Cost of Operation | 0 | 0 | 0 | 0 | 0 | 0 | 0 | 0 | 0 | 0 | 0 | 0 | 0 | 0 | 0 | 0 | 0 | 0 | 0 | 0 | 0 | 0 | 0 | 0 | 0 | 0 | 0
F2_Industrial_Industrial - ID_New_Process_Natural Gas_Process Heating_E8 | F2 | Industrial | Industrial - ID | New | Process | Natural Gas | Process Heating | E8 | RVT - Cost of Operation | 0 | 0 | 0 | 0 | 0 | 0 | 0 | 0 | 0 | 0 | 0 | 0 | 0 | 0 | 0 | 0 | 0 | 0 | 0 | 0 | 0 | 0 | 0 | 0 | 0 | 0 | 0
F2_Industrial_Industrial - ID_New_Process_Natural Gas_Process Heating_E9 | F2 | Industrial | Industrial - ID | New | Process | Natural Gas | Process Heating | E9 | RVT - Cost of Operation | 0 | 0 | 0 | 0 | 0 | 0 | 0 | 0 | 0 | 0 | 0 | 0 | 0 | 0 | 0 | 0 | 0 | 0 | 0 | 0 | 0 | 0 | 0 | 0 | 0 | 0 | 0
F2_Industrial_Industrial - ID_New_Process_Natural Gas_Process Heating_E10 | F2 | Industrial | Industrial - ID | New | Process | Natural Gas | Process Heating | E10 | RVT - Cost of Operation | 0 | 0 | 0 | 0 | 0 | 0 | 0 | 0 | 0 | 0 | 0 | 0 | 0 | 0 | 0 | 0 | 0 | 0 | 0 | 0 | 0 | 0 | 0 | 0 | 0 | 0 | 0
F3_Industrial_Industrial - ID_New_Process_Natural Gas_Process Heating_E1 | F3 | Industrial | Industrial - ID | New | Process | Natural Gas | Process Heating | E1 | System - kBTUs of Consumption | 79020.7205 | 79020.7205 | 79020.7205 | 79020.7205 | 79020.7205 | 79020.7205 | 79020.7205 | 79020.7205 | 79020.7205 | 79020.7205 | 79020.7205 | 79020.7205 | 79020.7205 | 79020.7205 | 79020.7205 | 79020.7205 | 79020.7205 | 79020.7205 | 79020.7205 | 79020.7205 | 79020.7205 | 79020.7205 | 79020.7205 | 79020.7205 | 79020.7205 | 79020.7205 | 79020.7205
F3_Industrial_Industrial - ID_New_Process_Natural Gas_Process Heating_E2 | F3 | Industrial | Industrial - ID | New | Process | Natural Gas | Process Heating | E2 | System - kBTUs of Consumption | 0 | 0 | 0 | 0 | 0 | 0 | 0 | 0 | 0 | 0 | 0 | 0 | 0 | 0 | 0 | 0 | 0 | 0 | 0 | 0 | 0 | 0 | 0 | 0 | 0 | 0 | 0
F3_Industrial_Industrial - ID_New_Process_Natural Gas_Process Heating_E3 | F3 | Industrial | Industrial - ID | New | Process | Natural Gas | Process Heating | E3 | System - kBTUs of Consumption | 0 | 0 | 0 | 0 | 0 | 0 | 0 | 0 | 0 | 0 | 0 | 0 | 0 | 0 | 0 | 0 | 0 | 0 | 0 | 0 | 0 | 0 | 0 | 0 | 0 | 0 | 0
F3_Industrial_Industrial - ID_New_Process_Natural Gas_Process Heating_E4 | F3 | Industrial | Industrial - ID | New | Process | Natural Gas | Process Heating | E4 | System - kBTUs of Consumption | 0 | 0 | 0 | 0 | 0 | 0 | 0 | 0 | 0 | 0 | 0 | 0 | 0 | 0 | 0 | 0 | 0 | 0 | 0 | 0 | 0 | 0 | 0 | 0 | 0 | 0 | 0
F3_Industrial_Industrial - ID_New_Process_Natural Gas_Process Heating_E5 | F3 | Industrial | Industrial - ID | New | Process | Natural Gas | Process Heating | E5 | System - kBTUs of Consumption | 0 | 0 | 0 | 0 | 0 | 0 | 0 | 0 | 0 | 0 | 0 | 0 | 0 | 0 | 0 | 0 | 0 | 0 | 0 | 0 | 0 | 0 | 0 | 0 | 0 | 0 | 0
F3_Industrial_Industrial - ID_New_Process_Natural Gas_Process Heating_E6 | F3 | Industrial | Industrial - ID | New | Process | Natural Gas | Process Heating | E6 | System - kBTUs of Consumption | 0 | 0 | 0 | 0 | 0 | 0 | 0 | 0 | 0 | 0 | 0 | 0 | 0 | 0 | 0 | 0 | 0 | 0 | 0 | 0 | 0 | 0 | 0 | 0 | 0 | 0 | 0
F3_Industrial_Industrial - ID_New_Process_Natural Gas_Process Heating_E7 | F3 | Industrial | Industrial - ID | New | Process | Natural Gas | Process Heating | E7 | System - kBTUs of Consumption | 0 | 0 | 0 | 0 | 0 | 0 | 0 | 0 | 0 | 0 | 0 | 0 | 0 | 0 | 0 | 0 | 0 | 0 | 0 | 0 | 0 | 0 | 0 | 0 | 0 | 0 | 0
F3_Industrial_Industrial - ID_New_Process_Natural Gas_Process Heating_E8 | F3 | Industrial | Industrial - ID | New | Process | Natural Gas | Process Heating | E8 | System - kBTUs of Consumption | 0 | 0 | 0 | 0 | 0 | 0 | 0 | 0 | 0 | 0 | 0 | 0 | 0 | 0 | 0 | 0 | 0 | 0 | 0 | 0 | 0 | 0 | 0 | 0 | 0 | 0 | 0
F3_Industrial_Industrial - ID_New_Process_Natural Gas_Process Heating_E9 | F3 | Industrial | Industrial - ID | New | Process | Natural Gas | Process Heating | E9 | System - kBTUs of Consumption | 0 | 0 | 0 | 0 | 0 | 0 | 0 | 0 | 0 | 0 | 0 | 0 | 0 | 0 | 0 | 0 | 0 | 0 | 0 | 0 | 0 | 0 | 0 | 0 | 0 | 0 | 0
F3_Industrial_Industrial - ID_New_Process_Natural Gas_Process Heating_E10 | F3 | Industrial | Industrial - ID | New | Process | Natural Gas | Process Heating | E10 | System - kBTUs of Consumption | 0 | 0 | 0 | 0 | 0 | 0 | 0 | 0 | 0 | 0 | 0 | 0 | 0 | 0 | 0 | 0 | 0 | 0 | 0 | 0 | 0 | 0 | 0 | 0 | 0 | 0 | 0
F4_Industrial_Industrial - ID_New_Process_Natural Gas_Process Heating_E1 | F4 | Industrial | Industrial - ID | New | Process | Natural Gas | Process Heating | E1 | Utility - Cost of Equipment | 0.24741 | 0.24741 | 0.24741 | 0.24741 | 0.24741 | 0.24741 | 0.24741 | 0.24741 | 0.24741 | 0.24741 | 0.24741 | 0.24741 | 0.24741 | 0.24741 | 0.24741 | 0.24741 | 0.24741 | 0.24741 | 0.24741 | 0.24741 | 0.24741 | 0.24741 | 0.24741 | 0.24741 | 0.24741 | 0.24741 | 0.24741
F4_Industrial_Industrial - ID_New_Process_Natural Gas_Process Heating_E2 | F4 | Industrial | Industrial - ID | New | Process | Natural Gas | Process Heating | E2 | Utility - Cost of Equipment | 0 | 0 | 0 | 0 | 0 | 0 | 0 | 0 | 0 | 0 | 0 | 0 | 0 | 0 | 0 | 0 | 0 | 0 | 0 | 0 | 0 | 0 | 0 | 0 | 0 | 0 | 0
F4_Industrial_Industrial - ID_New_Process_Natural Gas_Process Heating_E3 | F4 | Industrial | Industrial - ID | New | Process | Natural Gas | Process Heating | E3 | Utility - Cost of Equipment | 0 | 0 | 0 | 0 | 0 | 0 | 0 | 0 | 0 | 0 | 0 | 0 | 0 | 0 | 0 | 0 | 0 | 0 | 0 | 0 | 0 | 0 | 0 | 0 | 0 | 0 | 0
F4_Industrial_Industrial - ID_New_Process_Natural Gas_Process Heating_E4 | F4 | Industrial | Industrial - ID | New | Process | Natural Gas | Process Heating | E4 | Utility - Cost of Equipment | 0 | 0 | 0 | 0 | 0 | 0 | 0 | 0 | 0 | 0 | 0 | 0 | 0 | 0 | 0 | 0 | 0 | 0 | 0 | 0 | 0 | 0 | 0 | 0 | 0 | 0 | 0
F4_Industrial_Industrial - ID_New_Process_Natural Gas_Process Heating_E5 | F4 | Industrial | Industrial - ID | New | Process | Natural Gas | Process Heating | E5 | Utility - Cost of Equipment | 0 | 0 | 0 | 0 | 0 | 0 | 0 | 0 | 0 | 0 | 0 | 0 | 0 | 0 | 0 | 0 | 0 | 0 | 0 | 0 | 0 | 0 | 0 | 0 | 0 | 0 | 0
F4_Industrial_Industrial - ID_New_Process_Natural Gas_Process Heating_E6 | F4 | Industrial | Industrial - ID | New | Process | Natural Gas | Process Heating | E6 | Utility - Cost of Equipment | 0 | 0 | 0 | 0 | 0 | 0 | 0 | 0 | 0 | 0 | 0 | 0 | 0 | 0 | 0 | 0 | 0 | 0 | 0 | 0 | 0 | 0 | 0 | 0 | 0 | 0 | 0
F4_Industrial_Industrial - ID_New_Process_Natural Gas_Process Heating_E7 | F4 | Industrial | Industrial - ID | New | Process | Natural Gas | Process Heating | E7 | Utility - Cost of Equipment | 0 | 0 | 0 | 0 | 0 | 0 | 0 | 0 | 0 | 0 | 0 | 0 | 0 | 0 | 0 | 0 | 0 | 0 | 0 | 0 | 0 | 0 | 0 | 0 | 0 | 0 | 0
F4_Industrial_Industrial - ID_New_Process_Natural Gas_Process Heating_E8 | F4 | Industrial | Industrial - ID | New | Process | Natural Gas | Process Heating | E8 | Utility - Cost of Equipment | 0 | 0 | 0 | 0 | 0 | 0 | 0 | 0 | 0 | 0 | 0 | 0 | 0 | 0 | 0 | 0 | 0 | 0 | 0 | 0 | 0 | 0 | 0 | 0 | 0 | 0 | 0
F4_Industrial_Industrial - ID_New_Process_Natural Gas_Process Heating_E9 | F4 | Industrial | Industrial - ID | New | Process | Natural Gas | Process Heating | E9 | Utility - Cost of Equipment | 0 | 0 | 0 | 0 | 0 | 0 | 0 | 0 | 0 | 0 | 0 | 0 | 0 | 0 | 0 | 0 | 0 | 0 | 0 | 0 | 0 | 0 | 0 | 0 | 0 | 0 | 0
F4_Industrial_Industrial - ID_New_Process_Natural Gas_Process Heating_E10 | F4 | Industrial | Industrial - ID | New | Process | Natural Gas | Process Heating | E10 | Utility - Cost of Equipment | 0 | 0 | 0 | 0 | 0 | 0 | 0 | 0 | 0 | 0 | 0 | 0 | 0 | 0 | 0 | 0 | 0 | 0 | 0 | 0 | 0 | 0 | 0 | 0 | 0 | 0 | 0
F5_Industrial_Industrial - ID_New_Process_Natural Gas_Process Heating_E1 | F5 | Industrial | Industrial - ID | New | Process | Natural Gas | Process Heating | E1 | Utility - Cost of Operation | 161.6347 | 174.8836 | 193.4003 | 217.3439 | 241.3943 | 261.9403 | 284.0137 | 304.9424 | 326.4317 | 342.5716 | 357.3463 | 373.2798 | 388.0192 | 399.4846 | 408.1513 | 413.7766 | 419.4711 | 426.7347 | 434.2965 | 443.125 | 453.5253 | 465.1828 | 477.7741 | 485.1137 | 491.9817 | 498.3938 | 504.3654
F5_Industrial_Industrial - ID_New_Process_Natural Gas_Process Heating_E2 | F5 | Industrial | Industrial - ID | New | Process | Natural Gas | Process Heating | E2 | Utility - Cost of Operation | 0 | 0 | 0 | 0 | 0 | 0 | 0 | 0 | 0 | 0 | 0 | 0 | 0 | 0 | 0 | 0 | 0 | 0 | 0 | 0 | 0 | 0 | 0 | 0 | 0 | 0 | 0
F5_Industrial_Industrial - ID_New_Process_Natural Gas_Process Heating_E3 | F5 | Industrial | Industrial - ID | New | Process | Natural Gas | Process Heating | E3 | Utility - Cost of Operation | 0 | 0 | 0 | 0 | 0 | 0 | 0 | 0 | 0 | 0 | 0 | 0 | 0 | 0 | 0 | 0 | 0 | 0 | 0 | 0 | 0 | 0 | 0 | 0 | 0 | 0 | 0
F5_Industrial_Industrial - ID_New_Process_Natural Gas_Process Heating_E4 | F5 | Industrial | Industrial - ID | New | Process | Natural Gas | Process Heating | E4 | Utility - Cost of Operation | 0 | 0 | 0 | 0 | 0 | 0 | 0 | 0 | 0 | 0 | 0 | 0 | 0 | 0 | 0 | 0 | 0 | 0 | 0 | 0 | 0 | 0 | 0 | 0 | 0 | 0 | 0
F5_Industrial_Industrial - ID_New_Process_Natural Gas_Process Heating_E5 | F5 | Industrial | Industrial - ID | New | Process | Natural Gas | Process Heating | E5 | Utility - Cost of Operation | 0 | 0 | 0 | 0 | 0 | 0 | 0 | 0 | 0 | 0 | 0 | 0 | 0 | 0 | 0 | 0 | 0 | 0 | 0 | 0 | 0 | 0 | 0 | 0 | 0 | 0 | 0
F5_Industrial_Industrial - ID_New_Process_Natural Gas_Process Heating_E6 | F5 | Industrial | Industrial - ID | New | Process | Natural Gas | Process Heating | E6 | Utility - Cost of Operation | 0 | 0 | 0 | 0 | 0 | 0 | 0 | 0 | 0 | 0 | 0 | 0 | 0 | 0 | 0 | 0 | 0 | 0 | 0 | 0 | 0 | 0 | 0 | 0 | 0 | 0 | 0
F5_Industrial_Industrial - ID_New_Process_Natural Gas_Process Heating_E7 | F5 | Industrial | Industrial - ID | New | Process | Natural Gas | Process Heating | E7 | Utility - Cost of Operation | 0 | 0 | 0 | 0 | 0 | 0 | 0 | 0 | 0 | 0 | 0 | 0 | 0 | 0 | 0 | 0 | 0 | 0 | 0 | 0 | 0 | 0 | 0 | 0 | 0 | 0 | 0
F5_Industrial_Industrial - ID_New_Process_Natural Gas_Process Heating_E8 | F5 | Industrial | Industrial - ID | New | Process | Natural Gas | Process Heating | E8 | Utility - Cost of Operation | 0 | 0 | 0 | 0 | 0 | 0 | 0 | 0 | 0 | 0 | 0 | 0 | 0 | 0 | 0 | 0 | 0 | 0 | 0 | 0 | 0 | 0 | 0 | 0 | 0 | 0 | 0
F5_Industrial_Industrial - ID_New_Process_Natural Gas_Process Heating_E9 | F5 | Industrial | Industrial - ID | New | Process | Natural Gas | Process Heating | E9 | Utility - Cost of Operation | 0 | 0 | 0 | 0 | 0 | 0 | 0 | 0 | 0 | 0 | 0 | 0 | 0 | 0 | 0 | 0 | 0 | 0 | 0 | 0 | 0 | 0 | 0 | 0 | 0 | 0 | 0
F5_Industrial_Industrial - ID_New_Process_Natural Gas_Process Heating_E10 | F5 | Industrial | Industrial - ID | New | Process | Natural Gas | Process Heating | E10 | Utility - Cost of Operation | 0 | 0 | 0 | 0 | 0 | 0 | 0 | 0 | 0 | 0 | 0 | 0 | 0 | 0 | 0 | 0 | 0 | 0 | 0 | 0 | 0 | 0 | 0 | 0 | 0 | 0 | 0
F6_Industrial_Industrial - ID_New_Process_Natural Gas_Process Heating_E1 | F6 | Industrial | Industrial - ID | New | Process | Natural Gas | Process Heating | E1 | Utility - Value of Sales | 178.1605 | 184.7785 | 194.1434 | 206.419 | 220.046 | 234.4766 | 248.5635 | 261.6997 | 274.7712 | 281.4922 | 292.6426 | 306.0236 | 319.2614 | 329.9563 | 338.8351 | 345.1397 | 350.5667 | 356.2191 | 360.4221 | 363.9369 | 367.3228 | 374.1264 | 380.7006 | 386.3167 | 391.5662 | 396.4613 | 401.0139
F6_Industrial_Industrial - ID_New_Process_Natural Gas_Process Heating_E2 | F6 | Industrial | Industrial - ID | New | Process | Natural Gas | Process Heating | E2 | Utility - Value of Sales | 0 | 0 | 0 | 0 | 0 | 0 | 0 | 0 | 0 | 0 | 0 | 0 | 0 | 0 | 0 | 0 | 0 | 0 | 0 | 0 | 0 | 0 | 0 | 0 | 0 | 0 | 0
F6_Industrial_Industrial - ID_New_Process_Natural Gas_Process Heating_E3 | F6 | Industrial | Industrial - ID | New | Process | Natural Gas | Process Heating | E3 | Utility - Value of Sales | 0 | 0 | 0 | 0 | 0 | 0 | 0 | 0 | 0 | 0 | 0 | 0 | 0 | 0 | 0 | 0 | 0 | 0 | 0 | 0 | 0 | 0 | 0 | 0 | 0 | 0 | 0
F6_Industrial_Industrial - ID_New_Process_Natural Gas_Process Heating_E4 | F6 | Industrial | Industrial - ID | New | Process | Natural Gas | Process Heating | E4 | Utility - Value of Sales | 0 | 0 | 0 | 0 | 0 | 0 | 0 | 0 | 0 | 0 | 0 | 0 | 0 | 0 | 0 | 0 | 0 | 0 | 0 | 0 | 0 | 0 | 0 | 0 | 0 | 0 | 0
F6_Industrial_Industrial - ID_New_Process_Natural Gas_Process Heating_E5 | F6 | Industrial | Industrial - ID | New | Process | Natural Gas | Process Heating | E5 | Utility - Value of Sales | 0 | 0 | 0 | 0 | 0 | 0 | 0 | 0 | 0 | 0 | 0 | 0 | 0 | 0 | 0 | 0 | 0 | 0 | 0 | 0 | 0 | 0 | 0 | 0 | 0 | 0 | 0
F6_Industrial_Industrial - ID_New_Process_Natural Gas_Process Heating_E6 | F6 | Industrial | Industrial - ID | New | Process | Natural Gas | Process Heating | E6 | Utility - Value of Sales | 0 | 0 | 0 | 0 | 0 | 0 | 0 | 0 | 0 | 0 | 0 | 0 | 0 | 0 | 0 | 0 | 0 | 0 | 0 | 0 | 0 | 0 | 0 | 0 | 0 | 0 | 0
F6_Industrial_Industrial - ID_New_Process_Natural Gas_Process Heating_E7 | F6 | Industrial | Industrial - ID | New | Process | Natural Gas | Process Heating | E7 | Utility - Value of Sales | 0 | 0 | 0 | 0 | 0 | 0 | 0 | 0 | 0 | 0 | 0 | 0 | 0 | 0 | 0 | 0 | 0 | 0 | 0 | 0 | 0 | 0 | 0 | 0 | 0 | 0 | 0
F6_Industrial_Industrial - ID_New_Process_Natural Gas_Process Heating_E8 | F6 | Industrial | Industrial - ID | New | Process | Natural Gas | Process Heating | E8 | Utility - Value of Sales | 0 | 0 | 0 | 0 | 0 | 0 | 0 | 0 | 0 | 0 | 0 | 0 | 0 | 0 | 0 | 0 | 0 | 0 | 0 | 0 | 0 | 0 | 0 | 0 | 0 | 0 | 0
F6_Industrial_Industrial - ID_New_Process_Natural Gas_Process Heating_E9 | F6 | Industrial | Industrial - ID | New | Process | Natural Gas | Process Heating | E9 | Utility - Value of Sales | 0 | 0 | 0 | 0 | 0 | 0 | 0 | 0 | 0 | 0 | 0 | 0 | 0 | 0 | 0 | 0 | 0 | 0 | 0 | 0 | 0 | 0 | 0 | 0 | 0 | 0 | 0
F6_Industrial_Industrial - ID_New_Process_Natural Gas_Process Heating_E10 | F6 | Industrial | Industrial - ID | New | Process | Natural Gas | Process Heating | E10 | Utility - Value of Sales | 0 | 0 | 0 | 0 | 0 | 0 | 0 | 0 | 0 | 0 | 0 | 0 | 0 | 0 | 0 | 0 | 0 | 0 | 0 | 0 | 0 | 0 | 0 | 0 | 0 | 0 | 0
F1_Industrial_Industrial - ID_New_Process_Natural Gas_Process Cooling_E1 | F1 | Industrial | Industrial - ID | New | Process | Natural Gas | Process Cooling | E1 | RVT - Cost of Equipment | 0.24741 | 0.24741 | 0.24741 | 0.24741 | 0.24741 | 0.24741 | 0.24741 | 0.24741 | 0.24741 | 0.24741 | 0.24741 | 0.24741 | 0.24741 | 0.24741 | 0.24741 | 0.24741 | 0.24741 | 0.24741 | 0.24741 | 0.24741 | 0.24741 | 0.24741 | 0.24741 | 0.24741 | 0.24741 | 0.24741 | 0.24741
F1_Industrial_Industrial - ID_New_Process_Natural Gas_Process Cooling_E2 | F1 | Industrial | Industrial - ID | New | Process | Natural Gas | Process Cooling | E2 | RVT - Cost of Equipment | 0 | 0 | 0 | 0 | 0 | 0 | 0 | 0 | 0 | 0 | 0 | 0 | 0 | 0 | 0 | 0 | 0 | 0 | 0 | 0 | 0 | 0 | 0 | 0 | 0 | 0 | 0
F1_Industrial_Industrial - ID_New_Process_Natural Gas_Process Cooling_E3 | F1 | Industrial | Industrial - ID | New | Process | Natural Gas | Process Cooling | E3 | RVT - Cost of Equipment | 0 | 0 | 0 | 0 | 0 | 0 | 0 | 0 | 0 | 0 | 0 | 0 | 0 | 0 | 0 | 0 | 0 | 0 | 0 | 0 | 0 | 0 | 0 | 0 | 0 | 0 | 0
F1_Industrial_Industrial - ID_New_Process_Natural Gas_Process Cooling_E4 | F1 | Industrial | Industrial - ID | New | Process | Natural Gas | Process Cooling | E4 | RVT - Cost of Equipment | 0 | 0 | 0 | 0 | 0 | 0 | 0 | 0 | 0 | 0 | 0 | 0 | 0 | 0 | 0 | 0 | 0 | 0 | 0 | 0 | 0 | 0 | 0 | 0 | 0 | 0 | 0
F1_Industrial_Industrial - ID_New_Process_Natural Gas_Process Cooling_E5 | F1 | Industrial | Industrial - ID | New | Process | Natural Gas | Process Cooling | E5 | RVT - Cost of Equipment | 0 | 0 | 0 | 0 | 0 | 0 | 0 | 0 | 0 | 0 | 0 | 0 | 0 | 0 | 0 | 0 | 0 | 0 | 0 | 0 | 0 | 0 | 0 | 0 | 0 | 0 | 0
F1_Industrial_Industrial - ID_New_Process_Natural Gas_Process Cooling_E6 | F1 | Industrial | Industrial - ID | New | Process | Natural Gas | Process Cooling | E6 | RVT - Cost of Equipment | 0 | 0 | 0 | 0 | 0 | 0 | 0 | 0 | 0 | 0 | 0 | 0 | 0 | 0 | 0 | 0 | 0 | 0 | 0 | 0 | 0 | 0 | 0 | 0 | 0 | 0 | 0
F1_Industrial_Industrial - ID_New_Process_Natural Gas_Process Cooling_E7 | F1 | Industrial | Industrial - ID | New | Process | Natural Gas | Process Cooling | E7 | RVT - Cost of Equipment | 0 | 0 | 0 | 0 | 0 | 0 | 0 | 0 | 0 | 0 | 0 | 0 | 0 | 0 | 0 | 0 | 0 | 0 | 0 | 0 | 0 | 0 | 0 | 0 | 0 | 0 | 0
F1_Industrial_Industrial - ID_New_Process_Natural Gas_Process Cooling_E8 | F1 | Industrial | Industrial - ID | New | Process | Natural Gas | Process Cooling | E8 | RVT - Cost of Equipment | 0 | 0 | 0 | 0 | 0 | 0 | 0 | 0 | 0 | 0 | 0 | 0 | 0 | 0 | 0 | 0 | 0 | 0 | 0 | 0 | 0 | 0 | 0 | 0 | 0 | 0 | 0
F1_Industrial_Industrial - ID_New_Process_Natural Gas_Process Cooling_E9 | F1 | Industrial | Industrial - ID | New | Process | Natural Gas | Process Cooling | E9 | RVT - Cost of Equipment | 0 | 0 | 0 | 0 | 0 | 0 | 0 | 0 | 0 | 0 | 0 | 0 | 0 | 0 | 0 | 0 | 0 | 0 | 0 | 0 | 0 | 0 | 0 | 0 | 0 | 0 | 0
F1_Industrial_Industrial - ID_New_Process_Natural Gas_Process Cooling_E10 | F1 | Industrial | Industrial - ID | New | Process | Natural Gas | Process Cooling | E10 | RVT - Cost of Equipment | 0 | 0 | 0 | 0 | 0 | 0 | 0 | 0 | 0 | 0 | 0 | 0 | 0 | 0 | 0 | 0 | 0 | 0 | 0 | 0 | 0 | 0 | 0 | 0 | 0 | 0 | 0
F2_Industrial_Industrial - ID_New_Process_Natural Gas_Process Cooling_E1 | F2 | Industrial | Industrial - ID | New | Process | Natural Gas | Process Cooling | E1 | RVT - Cost of Operation | 2.0679 | 2.1447 | 2.2535 | 2.3959 | 2.5541 | 2.7216 | 2.8851 | 3.0376 | 3.1893 | 3.2673 | 3.3967 | 3.5521 | 3.7057 | 3.8298 | 3.9329 | 4.0061 | 4.0691 | 4.1347 | 4.1835 | 4.2243 | 4.2636 | 4.3425 | 4.4188 | 4.484 | 4.545 | 4.6018 | 4.6546
F2_Industrial_Industrial - ID_New_Process_Natural Gas_Process Cooling_E2 | F2 | Industrial | Industrial - ID | New | Process | Natural Gas | Process Cooling | E2 | RVT - Cost of Operation | 0 | 0 | 0 | 0 | 0 | 0 | 0 | 0 | 0 | 0 | 0 | 0 | 0 | 0 | 0 | 0 | 0 | 0 | 0 | 0 | 0 | 0 | 0 | 0 | 0 | 0 | 0
F2_Industrial_Industrial - ID_New_Process_Natural Gas_Process Cooling_E3 | F2 | Industrial | Industrial - ID | New | Process | Natural Gas | Process Cooling | E3 | RVT - Cost of Operation | 0 | 0 | 0 | 0 | 0 | 0 | 0 | 0 | 0 | 0 | 0 | 0 | 0 | 0 | 0 | 0 | 0 | 0 | 0 | 0 | 0 | 0 | 0 | 0 | 0 | 0 | 0
F2_Industrial_Industrial - ID_New_Process_Natural Gas_Process Cooling_E4 | F2 | Industrial | Industrial - ID | New | Process | Natural Gas | Process Cooling | E4 | RVT - Cost of Operation | 0 | 0 | 0 | 0 | 0 | 0 | 0 | 0 | 0 | 0 | 0 | 0 | 0 | 0 | 0 | 0 | 0 | 0 | 0 | 0 | 0 | 0 | 0 | 0 | 0 | 0 | 0
F2_Industrial_Industrial - ID_New_Process_Natural Gas_Process Cooling_E5 | F2 | Industrial | Industrial - ID | New | Process | Natural Gas | Process Cooling | E5 | RVT - Cost of Operation | 0 | 0 | 0 | 0 | 0 | 0 | 0 | 0 | 0 | 0 | 0 | 0 | 0 | 0 | 0 | 0 | 0 | 0 | 0 | 0 | 0 | 0 | 0 | 0 | 0 | 0 | 0
F2_Industrial_Industrial - ID_New_Process_Natural Gas_Process Cooling_E6 | F2 | Industrial | Industrial - ID | New | Process | Natural Gas | Process Cooling | E6 | RVT - Cost of Operation | 0 | 0 | 0 | 0 | 0 | 0 | 0 | 0 | 0 | 0 | 0 | 0 | 0 | 0 | 0 | 0 | 0 | 0 | 0 | 0 | 0 | 0 | 0 | 0 | 0 | 0 | 0
F2_Industrial_Industrial - ID_New_Process_Natural Gas_Process Cooling_E7 | F2 | Industrial | Industrial - ID | New | Process | Natural Gas | Process Cooling | E7 | RVT - Cost of Operation | 0 | 0 | 0 | 0 | 0 | 0 | 0 | 0 | 0 | 0 | 0 | 0 | 0 | 0 | 0 | 0 | 0 | 0 | 0 | 0 | 0 | 0 | 0 | 0 | 0 | 0 | 0
F2_Industrial_Industrial - ID_New_Process_Natural Gas_Process Cooling_E8 | F2 | Industrial | Industrial - ID | New | Process | Natural Gas | Process Cooling | E8 | RVT - Cost of Operation | 0 | 0 | 0 | 0 | 0 | 0 | 0 | 0 | 0 | 0 | 0 | 0 | 0 | 0 | 0 | 0 | 0 | 0 | 0 | 0 | 0 | 0 | 0 | 0 | 0 | 0 | 0
F2_Industrial_Industrial - ID_New_Process_Natural Gas_Process Cooling_E9 | F2 | Industrial | Industrial - ID | New | Process | Natural Gas | Process Cooling | E9 | RVT - Cost of Operation | 0 | 0 | 0 | 0 | 0 | 0 | 0 | 0 | 0 | 0 | 0 | 0 | 0 | 0 | 0 | 0 | 0 | 0 | 0 | 0 | 0 | 0 | 0 | 0 | 0 | 0 | 0
F2_Industrial_Industrial - ID_New_Process_Natural Gas_Process Cooling_E10 | F2 | Industrial | Industrial - ID | New | Process | Natural Gas | Process Cooling | E10 | RVT - Cost of Operation | 0 | 0 | 0 | 0 | 0 | 0 | 0 | 0 | 0 | 0 | 0 | 0 | 0 | 0 | 0 | 0 | 0 | 0 | 0 | 0 | 0 | 0 | 0 | 0 | 0 | 0 | 0
F3_Industrial_Industrial - ID_New_Process_Natural Gas_Process Cooling_E1 | F3 | Industrial | Industrial - ID | New | Process | Natural Gas | Process Cooling | E1 | System - kBTUs of Consumption | 917.2048 | 917.2048 | 917.2048 | 917.2048 | 917.2048 | 917.2048 | 917.2048 | 917.2048 | 917.2048 | 917.2048 | 917.2048 | 917.2048 | 917.2048 | 917.2048 | 917.2048 | 917.2048 | 917.2048 | 917.2048 | 917.2048 | 917.2048 | 917.2048 | 917.2048 | 917.2048 | 917.2048 | 917.2048 | 917.2048 | 917.2048
F3_Industrial_Industrial - ID_New_Process_Natural Gas_Process Cooling_E2 | F3 | Industrial | Industrial - ID | New | Process | Natural Gas | Process Cooling | E2 | System - kBTUs of Consumption | 0 | 0 | 0 | 0 | 0 | 0 | 0 | 0 | 0 | 0 | 0 | 0 | 0 | 0 | 0 | 0 | 0 | 0 | 0 | 0 | 0 | 0 | 0 | 0 | 0 | 0 | 0
F3_Industrial_Industrial - ID_New_Process_Natural Gas_Process Cooling_E3 | F3 | Industrial | Industrial - ID | New | Process | Natural Gas | Process Cooling | E3 | System - kBTUs of Consumption | 0 | 0 | 0 | 0 | 0 | 0 | 0 | 0 | 0 | 0 | 0 | 0 | 0 | 0 | 0 | 0 | 0 | 0 | 0 | 0 | 0 | 0 | 0 | 0 | 0 | 0 | 0
F3_Industrial_Industrial - ID_New_Process_Natural Gas_Process Cooling_E4 | F3 | Industrial | Industrial - ID | New | Process | Natural Gas | Process Cooling | E4 | System - kBTUs of Consumption | 0 | 0 | 0 | 0 | 0 | 0 | 0 | 0 | 0 | 0 | 0 | 0 | 0 | 0 | 0 | 0 | 0 | 0 | 0 | 0 | 0 | 0 | 0 | 0 | 0 | 0 | 0
F3_Industrial_Industrial - ID_New_Process_Natural Gas_Process Cooling_E5 | F3 | Industrial | Industrial - ID | New | Process | Natural Gas | Process Cooling | E5 | System - kBTUs of Consumption | 0 | 0 | 0 | 0 | 0 | 0 | 0 | 0 | 0 | 0 | 0 | 0 | 0 | 0 | 0 | 0 | 0 | 0 | 0 | 0 | 0 | 0 | 0 | 0 | 0 | 0 | 0
F3_Industrial_Industrial - ID_New_Process_Natural Gas_Process Cooling_E6 | F3 | Industrial | Industrial - ID | New | Process | Natural Gas | Process Cooling | E6 | System - kBTUs of Consumption | 0 | 0 | 0 | 0 | 0 | 0 | 0 | 0 | 0 | 0 | 0 | 0 | 0 | 0 | 0 | 0 | 0 | 0 | 0 | 0 | 0 | 0 | 0 | 0 | 0 | 0 | 0
F3_Industrial_Industrial - ID_New_Process_Natural Gas_Process Cooling_E7 | F3 | Industrial | Industrial - ID | New | Process | Natural Gas | Process Cooling | E7 | System - kBTUs of Consumption | 0 | 0 | 0 | 0 | 0 | 0 | 0 | 0 | 0 | 0 | 0 | 0 | 0 | 0 | 0 | 0 | 0 | 0 | 0 | 0 | 0 | 0 | 0 | 0 | 0 | 0 | 0
F3_Industrial_Industrial - ID_New_Process_Natural Gas_Process Cooling_E8 | F3 | Industrial | Industrial - ID | New | Process | Natural Gas | Process Cooling | E8 | System - kBTUs of Consumption | 0 | 0 | 0 | 0 | 0 | 0 | 0 | 0 | 0 | 0 | 0 | 0 | 0 | 0 | 0 | 0 | 0 | 0 | 0 | 0 | 0 | 0 | 0 | 0 | 0 | 0 | 0
F3_Industrial_Industrial - ID_New_Process_Natural Gas_Process Cooling_E9 | F3 | Industrial | Industrial - ID | New | Process | Natural Gas | Process Cooling | E9 | System - kBTUs of Consumption | 0 | 0 | 0 | 0 | 0 | 0 | 0 | 0 | 0 | 0 | 0 | 0 | 0 | 0 | 0 | 0 | 0 | 0 | 0 | 0 | 0 | 0 | 0 | 0 | 0 | 0 | 0
F3_Industrial_Industrial - ID_New_Process_Natural Gas_Process Cooling_E10 | F3 | Industrial | Industrial - ID | New | Process | Natural Gas | Process Cooling | E10 | System - kBTUs of Consumption | 0 | 0 | 0 | 0 | 0 | 0 | 0 | 0 | 0 | 0 | 0 | 0 | 0 | 0 | 0 | 0 | 0 | 0 | 0 | 0 | 0 | 0 | 0 | 0 | 0 | 0 | 0
F4_Industrial_Industrial - ID_New_Process_Natural Gas_Process Cooling_E1 | F4 | Industrial | Industrial - ID | New | Process | Natural Gas | Process Cooling | E1 | Utility - Cost of Equipment | 0.24741 | 0.24741 | 0.24741 | 0.24741 | 0.24741 | 0.24741 | 0.24741 | 0.24741 | 0.24741 | 0.24741 | 0.24741 | 0.24741 | 0.24741 | 0.24741 | 0.24741 | 0.24741 | 0.24741 | 0.24741 | 0.24741 | 0.24741 | 0.24741 | 0.24741 | 0.24741 | 0.24741 | 0.24741 | 0.24741 | 0.24741
F4_Industrial_Industrial - ID_New_Process_Natural Gas_Process Cooling_E2 | F4 | Industrial | Industrial - ID | New | Process | Natural Gas | Process Cooling | E2 | Utility - Cost of Equipment | 0 | 0 | 0 | 0 | 0 | 0 | 0 | 0 | 0 | 0 | 0 | 0 | 0 | 0 | 0 | 0 | 0 | 0 | 0 | 0 | 0 | 0 | 0 | 0 | 0 | 0 | 0
F4_Industrial_Industrial - ID_New_Process_Natural Gas_Process Cooling_E3 | F4 | Industrial | Industrial - ID | New | Process | Natural Gas | Process Cooling | E3 | Utility - Cost of Equipment | 0 | 0 | 0 | 0 | 0 | 0 | 0 | 0 | 0 | 0 | 0 | 0 | 0 | 0 | 0 | 0 | 0 | 0 | 0 | 0 | 0 | 0 | 0 | 0 | 0 | 0 | 0
F4_Industrial_Industrial - ID_New_Process_Natural Gas_Process Cooling_E4 | F4 | Industrial | Industrial - ID | New | Process | Natural Gas | Process Cooling | E4 | Utility - Cost of Equipment | 0 | 0 | 0 | 0 | 0 | 0 | 0 | 0 | 0 | 0 | 0 | 0 | 0 | 0 | 0 | 0 | 0 | 0 | 0 | 0 | 0 | 0 | 0 | 0 | 0 | 0 | 0
F4_Industrial_Industrial - ID_New_Process_Natural Gas_Process Cooling_E5 | F4 | Industrial | Industrial - ID | New | Process | Natural Gas | Process Cooling | E5 | Utility - Cost of Equipment | 0 | 0 | 0 | 0 | 0 | 0 | 0 | 0 | 0 | 0 | 0 | 0 | 0 | 0 | 0 | 0 | 0 | 0 | 0 | 0 | 0 | 0 | 0 | 0 | 0 | 0 | 0
F4_Industrial_Industrial - ID_New_Process_Natural Gas_Process Cooling_E6 | F4 | Industrial | Industrial - ID | New | Process | Natural Gas | Process Cooling | E6 | Utility - Cost of Equipment | 0 | 0 | 0 | 0 | 0 | 0 | 0 | 0 | 0 | 0 | 0 | 0 | 0 | 0 | 0 | 0 | 0 | 0 | 0 | 0 | 0 | 0 | 0 | 0 | 0 | 0 | 0
F4_Industrial_Industrial - ID_New_Process_Natural Gas_Process Cooling_E7 | F4 | Industrial | Industrial - ID | New | Process | Natural Gas | Process Cooling | E7 | Utility - Cost of Equipment | 0 | 0 | 0 | 0 | 0 | 0 | 0 | 0 | 0 | 0 | 0 | 0 | 0 | 0 | 0 | 0 | 0 | 0 | 0 | 0 | 0 | 0 | 0 | 0 | 0 | 0 | 0
F4_Industrial_Industrial - ID_New_Process_Natural Gas_Process Cooling_E8 | F4 | Industrial | Industrial - ID | New | Process | Natural Gas | Process Cooling | E8 | Utility - Cost of Equipment | 0 | 0 | 0 | 0 | 0 | 0 | 0 | 0 | 0 | 0 | 0 | 0 | 0 | 0 | 0 | 0 | 0 | 0 | 0 | 0 | 0 | 0 | 0 | 0 | 0 | 0 | 0
F4_Industrial_Industrial - ID_New_Process_Natural Gas_Process Cooling_E9 | F4 | Industrial | Industrial - ID | New | Process | Natural Gas | Process Cooling | E9 | Utility - Cost of Equipment | 0 | 0 | 0 | 0 | 0 | 0 | 0 | 0 | 0 | 0 | 0 | 0 | 0 | 0 | 0 | 0 | 0 | 0 | 0 | 0 | 0 | 0 | 0 | 0 | 0 | 0 | 0
F4_Industrial_Industrial - ID_New_Process_Natural Gas_Process Cooling_E10 | F4 | Industrial | Industrial - ID | New | Process | Natural Gas | Process Cooling | E10 | Utility - Cost of Equipment | 0 | 0 | 0 | 0 | 0 | 0 | 0 | 0 | 0 | 0 | 0 | 0 | 0 | 0 | 0 | 0 | 0 | 0 | 0 | 0 | 0 | 0 | 0 | 0 | 0 | 0 | 0
F5_Industrial_Industrial - ID_New_Process_Natural Gas_Process Cooling_E1 | F5 | Industrial | Industrial - ID | New | Process | Natural Gas | Process Cooling | E1 | Utility - Cost of Operation | 1.8761 | 2.0299 | 2.2448 | 2.5227 | 2.8019 | 3.0404 | 3.2966 | 3.5395 | 3.7889 | 3.9763 | 4.1478 | 4.3327 | 4.5038 | 4.6369 | 4.7375 | 4.8028 | 4.8689 | 4.9532 | 5.0409 | 5.1434 | 5.2641 | 5.3994 | 5.5456 | 5.6308 | 5.7105 | 5.7849 | 5.8542
F5_Industrial_Industrial - ID_New_Process_Natural Gas_Process Cooling_E2 | F5 | Industrial | Industrial - ID | New | Process | Natural Gas | Process Cooling | E2 | Utility - Cost of Operation | 0 | 0 | 0 | 0 | 0 | 0 | 0 | 0 | 0 | 0 | 0 | 0 | 0 | 0 | 0 | 0 | 0 | 0 | 0 | 0 | 0 | 0 | 0 | 0 | 0 | 0 | 0
F5_Industrial_Industrial - ID_New_Process_Natural Gas_Process Cooling_E3 | F5 | Industrial | Industrial - ID | New | Process | Natural Gas | Process Cooling | E3 | Utility - Cost of Operation | 0 | 0 | 0 | 0 | 0 | 0 | 0 | 0 | 0 | 0 | 0 | 0 | 0 | 0 | 0 | 0 | 0 | 0 | 0 | 0 | 0 | 0 | 0 | 0 | 0 | 0 | 0
F5_Industrial_Industrial - ID_New_Process_Natural Gas_Process Cooling_E4 | F5 | Industrial | Industrial - ID | New | Process | Natural Gas | Process Cooling | E4 | Utility - Cost of Operation | 0 | 0 | 0 | 0 | 0 | 0 | 0 | 0 | 0 | 0 | 0 | 0 | 0 | 0 | 0 | 0 | 0 | 0 | 0 | 0 | 0 | 0 | 0 | 0 | 0 | 0 | 0
F5_Industrial_Industrial - ID_New_Process_Natural Gas_Process Cooling_E5 | F5 | Industrial | Industrial - ID | New | Process | Natural Gas | Process Cooling | E5 | Utility - Cost of Operation | 0 | 0 | 0 | 0 | 0 | 0 | 0 | 0 | 0 | 0 | 0 | 0 | 0 | 0 | 0 | 0 | 0 | 0 | 0 | 0 | 0 | 0 | 0 | 0 | 0 | 0 | 0
F5_Industrial_Industrial - ID_New_Process_Natural Gas_Process Cooling_E6 | F5 | Industrial | Industrial - ID | New | Process | Natural Gas | Process Cooling | E6 | Utility - Cost of Operation | 0 | 0 | 0 | 0 | 0 | 0 | 0 | 0 | 0 | 0 | 0 | 0 | 0 | 0 | 0 | 0 | 0 | 0 | 0 | 0 | 0 | 0 | 0 | 0 | 0 | 0 | 0
F5_Industrial_Industrial - ID_New_Process_Natural Gas_Process Cooling_E7 | F5 | Industrial | Industrial - ID | New | Process | Natural Gas | Process Cooling | E7 | Utility - Cost of Operation | 0 | 0 | 0 | 0 | 0 | 0 | 0 | 0 | 0 | 0 | 0 | 0 | 0 | 0 | 0 | 0 | 0 | 0 | 0 | 0 | 0 | 0 | 0 | 0 | 0 | 0 | 0
F5_Industrial_Industrial - ID_New_Process_Natural Gas_Process Cooling_E8 | F5 | Industrial | Industrial - ID | New | Process | Natural Gas | Process Cooling | E8 | Utility - Cost of Operation | 0 | 0 | 0 | 0 | 0 | 0 | 0 | 0 | 0 | 0 | 0 | 0 | 0 | 0 | 0 | 0 | 0 | 0 | 0 | 0 | 0 | 0 | 0 | 0 | 0 | 0 | 0
F5_Industrial_Industrial - ID_New_Process_Natural Gas_Process Cooling_E9 | F5 | Industrial | Industrial - ID | New | Process | Natural Gas | Process Cooling | E9 | Utility - Cost of Operation | 0 | 0 | 0 | 0 | 0 | 0 | 0 | 0 | 0 | 0 | 0 | 0 | 0 | 0 | 0 | 0 | 0 | 0 | 0 | 0 | 0 | 0 | 0 | 0 | 0 | 0 | 0
F5_Industrial_Industrial - ID_New_Process_Natural Gas_Process Cooling_E10 | F5 | Industrial | Industrial - ID | New | Process | Natural Gas | Process Cooling | E10 | Utility - Cost of Operation | 0 | 0 | 0 | 0 | 0 | 0 | 0 | 0 | 0 | 0 | 0 | 0 | 0 | 0 | 0 | 0 | 0 | 0 | 0 | 0 | 0 | 0 | 0 | 0 | 0 | 0 | 0
F6_Industrial_Industrial - ID_New_Process_Natural Gas_Process Cooling_E1 | F6 | Industrial | Industrial - ID | New | Process | Natural Gas | Process Cooling | E1 | Utility - Value of Sales | 2.0679 | 2.1447 | 2.2535 | 2.3959 | 2.5541 | 2.7216 | 2.8851 | 3.0376 | 3.1893 | 3.2673 | 3.3967 | 3.5521 | 3.7057 | 3.8298 | 3.9329 | 4.0061 | 4.0691 | 4.1347 | 4.1835 | 4.2243 | 4.2636 | 4.3425 | 4.4188 | 4.484 | 4.545 | 4.6018 | 4.6546
F6_Industrial_Industrial - ID_New_Process_Natural Gas_Process Cooling_E2 | F6 | Industrial | Industrial - ID | New | Process | Natural Gas | Process Cooling | E2 | Utility - Value of Sales | 0 | 0 | 0 | 0 | 0 | 0 | 0 | 0 | 0 | 0 | 0 | 0 | 0 | 0 | 0 | 0 | 0 | 0 | 0 | 0 | 0 | 0 | 0 | 0 | 0 | 0 | 0
F6_Industrial_Industrial - ID_New_Process_Natural Gas_Process Cooling_E3 | F6 | Industrial | Industrial - ID | New | Process | Natural Gas | Process Cooling | E3 | Utility - Value of Sales | 0 | 0 | 0 | 0 | 0 | 0 | 0 | 0 | 0 | 0 | 0 | 0 | 0 | 0 | 0 | 0 | 0 | 0 | 0 | 0 | 0 | 0 | 0 | 0 | 0 | 0 | 0
F6_Industrial_Industrial - ID_New_Process_Natural Gas_Process Cooling_E4 | F6 | Industrial | Industrial - ID | New | Process | Natural Gas | Process Cooling | E4 | Utility - Value of Sales | 0 | 0 | 0 | 0 | 0 | 0 | 0 | 0 | 0 | 0 | 0 | 0 | 0 | 0 | 0 | 0 | 0 | 0 | 0 | 0 | 0 | 0 | 0 | 0 | 0 | 0 | 0
F6_Industrial_Industrial - ID_New_Process_Natural Gas_Process Cooling_E5 | F6 | Industrial | Industrial - ID | New | Process | Natural Gas | Process Cooling | E5 | Utility - Value of Sales | 0 | 0 | 0 | 0 | 0 | 0 | 0 | 0 | 0 | 0 | 0 | 0 | 0 | 0 | 0 | 0 | 0 | 0 | 0 | 0 | 0 | 0 | 0 | 0 | 0 | 0 | 0
F6_Industrial_Industrial - ID_New_Process_Natural Gas_Process Cooling_E6 | F6 | Industrial | Industrial - ID | New | Process | Natural Gas | Process Cooling | E6 | Utility - Value of Sales | 0 | 0 | 0 | 0 | 0 | 0 | 0 | 0 | 0 | 0 | 0 | 0 | 0 | 0 | 0 | 0 | 0 | 0 | 0 | 0 | 0 | 0 | 0 | 0 | 0 | 0 | 0
F6_Industrial_Industrial - ID_New_Process_Natural Gas_Process Cooling_E7 | F6 | Industrial | Industrial - ID | New | Process | Natural Gas | Process Cooling | E7 | Utility - Value of Sales | 0 | 0 | 0 | 0 | 0 | 0 | 0 | 0 | 0 | 0 | 0 | 0 | 0 | 0 | 0 | 0 | 0 | 0 | 0 | 0 | 0 | 0 | 0 | 0 | 0 | 0 | 0
F6_Industrial_Industrial - ID_New_Process_Natural Gas_Process Cooling_E8 | F6 | Industrial | Industrial - ID | New | Process | Natural Gas | Process Cooling | E8 | Utility - Value of Sales | 0 | 0 | 0 | 0 | 0 | 0 | 0 | 0 | 0 | 0 | 0 | 0 | 0 | 0 | 0 | 0 | 0 | 0 | 0 | 0 | 0 | 0 | 0 | 0 | 0 | 0 | 0
F6_Industrial_Industrial - ID_New_Process_Natural Gas_Process Cooling_E9 | F6 | Industrial | Industrial - ID | New | Process | Natural Gas | Process Cooling | E9 | Utility - Value of Sales | 0 | 0 | 0 | 0 | 0 | 0 | 0 | 0 | 0 | 0 | 0 | 0 | 0 | 0 | 0 | 0 | 0 | 0 | 0 | 0 | 0 | 0 | 0 | 0 | 0 | 0 | 0
F6_Industrial_Industrial - ID_New_Process_Natural Gas_Process Cooling_E10 | F6 | Industrial | Industrial - ID | New | Process | Natural Gas | Process Cooling | E10 | Utility - Value of Sales | 0 | 0 | 0 | 0 | 0 | 0 | 0 | 0 | 0 | 0 | 0 | 0 | 0 | 0 | 0 | 0 | 0 | 0 | 0 | 0 | 0 | 0 | 0 | 0 | 0 | 0 | 0
F1_Industrial_Industrial - ID_New_Process_Natural Gas_Other Process_E1 | F1 | Industrial | Industrial - ID | New | Process | Natural Gas | Other Process | E1 | RVT - Cost of Equipment | 0.24741 | 0.24741 | 0.24741 | 0.24741 | 0.24741 | 0.24741 | 0.24741 | 0.24741 | 0.24741 | 0.24741 | 0.24741 | 0.24741 | 0.24741 | 0.24741 | 0.24741 | 0.24741 | 0.24741 | 0.24741 | 0.24741 | 0.24741 | 0.24741 | 0.24741 | 0.24741 | 0.24741 | 0.24741 | 0.24741 | 0.24741
F1_Industrial_Industrial - ID_New_Process_Natural Gas_Other Process_E2 | F1 | Industrial | Industrial - ID | New | Process | Natural Gas | Other Process | E2 | RVT - Cost of Equipment | 0 | 0 | 0 | 0 | 0 | 0 | 0 | 0 | 0 | 0 | 0 | 0 | 0 | 0 | 0 | 0 | 0 | 0 | 0 | 0 | 0 | 0 | 0 | 0 | 0 | 0 | 0
F1_Industrial_Industrial - ID_New_Process_Natural Gas_Other Process_E3 | F1 | Industrial | Industrial - ID | New | Process | Natural Gas | Other Process | E3 | RVT - Cost of Equipment | 0 | 0 | 0 | 0 | 0 | 0 | 0 | 0 | 0 | 0 | 0 | 0 | 0 | 0 | 0 | 0 | 0 | 0 | 0 | 0 | 0 | 0 | 0 | 0 | 0 | 0 | 0
F1_Industrial_Industrial - ID_New_Process_Natural Gas_Other Process_E4 | F1 | Industrial | Industrial - ID | New | Process | Natural Gas | Other Process | E4 | RVT - Cost of Equipment | 0 | 0 | 0 | 0 | 0 | 0 | 0 | 0 | 0 | 0 | 0 | 0 | 0 | 0 | 0 | 0 | 0 | 0 | 0 | 0 | 0 | 0 | 0 | 0 | 0 | 0 | 0
F1_Industrial_Industrial - ID_New_Process_Natural Gas_Other Process_E5 | F1 | Industrial | Industrial - ID | New | Process | Natural Gas | Other Process | E5 | RVT - Cost of Equipment | 0 | 0 | 0 | 0 | 0 | 0 | 0 | 0 | 0 | 0 | 0 | 0 | 0 | 0 | 0 | 0 | 0 | 0 | 0 | 0 | 0 | 0 | 0 | 0 | 0 | 0 | 0
F1_Industrial_Industrial - ID_New_Process_Natural Gas_Other Process_E6 | F1 | Industrial | Industrial - ID | New | Process | Natural Gas | Other Process | E6 | RVT - Cost of Equipment | 0 | 0 | 0 | 0 | 0 | 0 | 0 | 0 | 0 | 0 | 0 | 0 | 0 | 0 | 0 | 0 | 0 | 0 | 0 | 0 | 0 | 0 | 0 | 0 | 0 | 0 | 0
F1_Industrial_Industrial - ID_New_Process_Natural Gas_Other Process_E7 | F1 | Industrial | Industrial - ID | New | Process | Natural Gas | Other Process | E7 | RVT - Cost of Equipment | 0 | 0 | 0 | 0 | 0 | 0 | 0 | 0 | 0 | 0 | 0 | 0 | 0 | 0 | 0 | 0 | 0 | 0 | 0 | 0 | 0 | 0 | 0 | 0 | 0 | 0 | 0
F1_Industrial_Industrial - ID_New_Process_Natural Gas_Other Process_E8 | F1 | Industrial | Industrial - ID | New | Process | Natural Gas | Other Process | E8 | RVT - Cost of Equipment | 0 | 0 | 0 | 0 | 0 | 0 | 0 | 0 | 0 | 0 | 0 | 0 | 0 | 0 | 0 | 0 | 0 | 0 | 0 | 0 | 0 | 0 | 0 | 0 | 0 | 0 | 0
F1_Industrial_Industrial - ID_New_Process_Natural Gas_Other Process_E9 | F1 | Industrial | Industrial - ID | New | Process | Natural Gas | Other Process | E9 | RVT - Cost of Equipment | 0 | 0 | 0 | 0 | 0 | 0 | 0 | 0 | 0 | 0 | 0 | 0 | 0 | 0 | 0 | 0 | 0 | 0 | 0 | 0 | 0 | 0 | 0 | 0 | 0 | 0 | 0
F1_Industrial_Industrial - ID_New_Process_Natural Gas_Other Process_E10 | F1 | Industrial | Industrial - ID | New | Process | Natural Gas | Other Process | E10 | RVT - Cost of Equipment | 0 | 0 | 0 | 0 | 0 | 0 | 0 | 0 | 0 | 0 | 0 | 0 | 0 | 0 | 0 | 0 | 0 | 0 | 0 | 0 | 0 | 0 | 0 | 0 | 0 | 0 | 0
F2_Industrial_Industrial - ID_New_Process_Natural Gas_Other Process_E1 | F2 | Industrial | Industrial - ID | New | Process | Natural Gas | Other Process | E1 | RVT - Cost of Operation | 13.4416 | 13.9409 | 14.6474 | 15.5736 | 16.6017 | 17.6904 | 18.7532 | 19.7443 | 20.7305 | 21.2376 | 22.0788 | 23.0884 | 24.0871 | 24.894 | 25.5639 | 26.0396 | 26.449 | 26.8755 | 27.1926 | 27.4577 | 27.7132 | 28.2265 | 28.7225 | 29.1462 | 29.5423 | 29.9116 | 30.2551
F2_Industrial_Industrial - ID_New_Process_Natural Gas_Other Process_E2 | F2 | Industrial | Industrial - ID | New | Process | Natural Gas | Other Process | E2 | RVT - Cost of Operation | 0 | 0 | 0 | 0 | 0 | 0 | 0 | 0 | 0 | 0 | 0 | 0 | 0 | 0 | 0 | 0 | 0 | 0 | 0 | 0 | 0 | 0 | 0 | 0 | 0 | 0 | 0
F2_Industrial_Industrial - ID_New_Process_Natural Gas_Other Process_E3 | F2 | Industrial | Industrial - ID | New | Process | Natural Gas | Other Process | E3 | RVT - Cost of Operation | 0 | 0 | 0 | 0 | 0 | 0 | 0 | 0 | 0 | 0 | 0 | 0 | 0 | 0 | 0 | 0 | 0 | 0 | 0 | 0 | 0 | 0 | 0 | 0 | 0 | 0 | 0
F2_Industrial_Industrial - ID_New_Process_Natural Gas_Other Process_E4 | F2 | Industrial | Industrial - ID | New | Process | Natural Gas | Other Process | E4 | RVT - Cost of Operation | 0 | 0 | 0 | 0 | 0 | 0 | 0 | 0 | 0 | 0 | 0 | 0 | 0 | 0 | 0 | 0 | 0 | 0 | 0 | 0 | 0 | 0 | 0 | 0 | 0 | 0 | 0
F2_Industrial_Industrial - ID_New_Process_Natural Gas_Other Process_E5 | F2 | Industrial | Industrial - ID | New | Process | Natural Gas | Other Process | E5 | RVT - Cost of Operation | 0 | 0 | 0 | 0 | 0 | 0 | 0 | 0 | 0 | 0 | 0 | 0 | 0 | 0 | 0 | 0 | 0 | 0 | 0 | 0 | 0 | 0 | 0 | 0 | 0 | 0 | 0
F2_Industrial_Industrial - ID_New_Process_Natural Gas_Other Process_E6 | F2 | Industrial | Industrial - ID | New | Process | Natural Gas | Other Process | E6 | RVT - Cost of Operation | 0 | 0 | 0 | 0 | 0 | 0 | 0 | 0 | 0 | 0 | 0 | 0 | 0 | 0 | 0 | 0 | 0 | 0 | 0 | 0 | 0 | 0 | 0 | 0 | 0 | 0 | 0
F2_Industrial_Industrial - ID_New_Process_Natural Gas_Other Process_E7 | F2 | Industrial | Industrial - ID | New | Process | Natural Gas | Other Process | E7 | RVT - Cost of Operation | 0 | 0 | 0 | 0 | 0 | 0 | 0 | 0 | 0 | 0 | 0 | 0 | 0 | 0 | 0 | 0 | 0 | 0 | 0 | 0 | 0 | 0 | 0 | 0 | 0 | 0 | 0
F2_Industrial_Industrial - ID_New_Process_Natural Gas_Other Process_E8 | F2 | Industrial | Industrial - ID | New | Process | Natural Gas | Other Process | E8 | RVT - Cost of Operation | 0 | 0 | 0 | 0 | 0 | 0 | 0 | 0 | 0 | 0 | 0 | 0 | 0 | 0 | 0 | 0 | 0 | 0 | 0 | 0 | 0 | 0 | 0 | 0 | 0 | 0 | 0
F2_Industrial_Industrial - ID_New_Process_Natural Gas_Other Process_E9 | F2 | Industrial | Industrial - ID | New | Process | Natural Gas | Other Process | E9 | RVT - Cost of Operation | 0 | 0 | 0 | 0 | 0 | 0 | 0 | 0 | 0 | 0 | 0 | 0 | 0 | 0 | 0 | 0 | 0 | 0 | 0 | 0 | 0 | 0 | 0 | 0 | 0 | 0 | 0
F2_Industrial_Industrial - ID_New_Process_Natural Gas_Other Process_E10 | F2 | Industrial | Industrial - ID | New | Process | Natural Gas | Other Process | E10 | RVT - Cost of Operation | 0 | 0 | 0 | 0 | 0 | 0 | 0 | 0 | 0 | 0 | 0 | 0 | 0 | 0 | 0 | 0 | 0 | 0 | 0 | 0 | 0 | 0 | 0 | 0 | 0 | 0 | 0
F3_Industrial_Industrial - ID_New_Process_Natural Gas_Other Process_E1 | F3 | Industrial | Industrial - ID | New | Process | Natural Gas | Other Process | E1 | System - kBTUs of Consumption | 5961.8311 | 5961.8311 | 5961.8311 | 5961.8311 | 5961.8311 | 5961.8311 | 5961.8311 | 5961.8311 | 5961.8311 | 5961.8311 | 5961.8311 | 5961.8311 | 5961.8311 | 5961.8311 | 5961.8311 | 5961.8311 | 5961.8311 | 5961.8311 | 5961.8311 | 5961.8311 | 5961.8311 | 5961.8311 | 5961.8311 | 5961.8311 | 5961.8311 | 5961.8311 | 5961.8311
F3_Industrial_Industrial - ID_New_Process_Natural Gas_Other Process_E2 | F3 | Industrial | Industrial - ID | New | Process | Natural Gas | Other Process | E2 | System - kBTUs of Consumption | 0 | 0 | 0 | 0 | 0 | 0 | 0 | 0 | 0 | 0 | 0 | 0 | 0 | 0 | 0 | 0 | 0 | 0 | 0 | 0 | 0 | 0 | 0 | 0 | 0 | 0 | 0
F3_Industrial_Industrial - ID_New_Process_Natural Gas_Other Process_E3 | F3 | Industrial | Industrial - ID | New | Process | Natural Gas | Other Process | E3 | System - kBTUs of Consumption | 0 | 0 | 0 | 0 | 0 | 0 | 0 | 0 | 0 | 0 | 0 | 0 | 0 | 0 | 0 | 0 | 0 | 0 | 0 | 0 | 0 | 0 | 0 | 0 | 0 | 0 | 0
F3_Industrial_Industrial - ID_New_Process_Natural Gas_Other Process_E4 | F3 | Industrial | Industrial - ID | New | Process | Natural Gas | Other Process | E4 | System - kBTUs of Consumption | 0 | 0 | 0 | 0 | 0 | 0 | 0 | 0 | 0 | 0 | 0 | 0 | 0 | 0 | 0 | 0 | 0 | 0 | 0 | 0 | 0 | 0 | 0 | 0 | 0 | 0 | 0
F3_Industrial_Industrial - ID_New_Process_Natural Gas_Other Process_E5 | F3 | Industrial | Industrial - ID | New | Process | Natural Gas | Other Process | E5 | System - kBTUs of Consumption | 0 | 0 | 0 | 0 | 0 | 0 | 0 | 0 | 0 | 0 | 0 | 0 | 0 | 0 | 0 | 0 | 0 | 0 | 0 | 0 | 0 | 0 | 0 | 0 | 0 | 0 | 0
F3_Industrial_Industrial - ID_New_Process_Natural Gas_Other Process_E6 | F3 | Industrial | Industrial - ID | New | Process | Natural Gas | Other Process | E6 | System - kBTUs of Consumption | 0 | 0 | 0 | 0 | 0 | 0 | 0 | 0 | 0 | 0 | 0 | 0 | 0 | 0 | 0 | 0 | 0 | 0 | 0 | 0 | 0 | 0 | 0 | 0 | 0 | 0 | 0
F3_Industrial_Industrial - ID_New_Process_Natural Gas_Other Process_E7 | F3 | Industrial | Industrial - ID | New | Process | Natural Gas | Other Process | E7 | System - kBTUs of Consumption | 0 | 0 | 0 | 0 | 0 | 0 | 0 | 0 | 0 | 0 | 0 | 0 | 0 | 0 | 0 | 0 | 0 | 0 | 0 | 0 | 0 | 0 | 0 | 0 | 0 | 0 | 0
F3_Industrial_Industrial - ID_New_Process_Natural Gas_Other Process_E8 | F3 | Industrial | Industrial - ID | New | Process | Natural Gas | Other Process | E8 | System - kBTUs of Consumption | 0 | 0 | 0 | 0 | 0 | 0 | 0 | 0 | 0 | 0 | 0 | 0 | 0 | 0 | 0 | 0 | 0 | 0 | 0 | 0 | 0 | 0 | 0 | 0 | 0 | 0 | 0
F3_Industrial_Industrial - ID_New_Process_Natural Gas_Other Process_E9 | F3 | Industrial | Industrial - ID | New | Process | Natural Gas | Other Process | E9 | System - kBTUs of Consumption | 0 | 0 | 0 | 0 | 0 | 0 | 0 | 0 | 0 | 0 | 0 | 0 | 0 | 0 | 0 | 0 | 0 | 0 | 0 | 0 | 0 | 0 | 0 | 0 | 0 | 0 | 0
F3_Industrial_Industrial - ID_New_Process_Natural Gas_Other Process_E10 | F3 | Industrial | Industrial - ID | New | Process | Natural Gas | Other Process | E10 | System - kBTUs of Consumption | 0 | 0 | 0 | 0 | 0 | 0 | 0 | 0 | 0 | 0 | 0 | 0 | 0 | 0 | 0 | 0 | 0 | 0 | 0 | 0 | 0 | 0 | 0 | 0 | 0 | 0 | 0
F4_Industrial_Industrial - ID_New_Process_Natural Gas_Other Process_E1 | F4 | Industrial | Industrial - ID | New | Process | Natural Gas | Other Process | E1 | Utility - Cost of Equipment | 0.24741 | 0.24741 | 0.24741 | 0.24741 | 0.24741 | 0.24741 | 0.24741 | 0.24741 | 0.24741 | 0.24741 | 0.24741 | 0.24741 | 0.24741 | 0.24741 | 0.24741 | 0.24741 | 0.24741 | 0.24741 | 0.24741 | 0.24741 | 0.24741 | 0.24741 | 0.24741 | 0.24741 | 0.24741 | 0.24741 | 0.24741
F4_Industrial_Industrial - ID_New_Process_Natural Gas_Other Process_E2 | F4 | Industrial | Industrial - ID | New | Process | Natural Gas | Other Process | E2 | Utility - Cost of Equipment | 0 | 0 | 0 | 0 | 0 | 0 | 0 | 0 | 0 | 0 | 0 | 0 | 0 | 0 | 0 | 0 | 0 | 0 | 0 | 0 | 0 | 0 | 0 | 0 | 0 | 0 | 0
F4_Industrial_Industrial - ID_New_Process_Natural Gas_Other Process_E3 | F4 | Industrial | Industrial - ID | New | Process | Natural Gas | Other Process | E3 | Utility - Cost of Equipment | 0 | 0 | 0 | 0 | 0 | 0 | 0 | 0 | 0 | 0 | 0 | 0 | 0 | 0 | 0 | 0 | 0 | 0 | 0 | 0 | 0 | 0 | 0 | 0 | 0 | 0 | 0
F4_Industrial_Industrial - ID_New_Process_Natural Gas_Other Process_E4 | F4 | Industrial | Industrial - ID | New | Process | Natural Gas | Other Process | E4 | Utility - Cost of Equipment | 0 | 0 | 0 | 0 | 0 | 0 | 0 | 0 | 0 | 0 | 0 | 0 | 0 | 0 | 0 | 0 | 0 | 0 | 0 | 0 | 0 | 0 | 0 | 0 | 0 | 0 | 0
F4_Industrial_Industrial - ID_New_Process_Natural Gas_Other Process_E5 | F4 | Industrial | Industrial - ID | New | Process | Natural Gas | Other Process | E5 | Utility - Cost of Equipment | 0 | 0 | 0 | 0 | 0 | 0 | 0 | 0 | 0 | 0 | 0 | 0 | 0 | 0 | 0 | 0 | 0 | 0 | 0 | 0 | 0 | 0 | 0 | 0 | 0 | 0 | 0
F4_Industrial_Industrial - ID_New_Process_Natural Gas_Other Process_E6 | F4 | Industrial | Industrial - ID | New | Process | Natural Gas | Other Process | E6 | Utility - Cost of Equipment | 0 | 0 | 0 | 0 | 0 | 0 | 0 | 0 | 0 | 0 | 0 | 0 | 0 | 0 | 0 | 0 | 0 | 0 | 0 | 0 | 0 | 0 | 0 | 0 | 0 | 0 | 0
F4_Industrial_Industrial - ID_New_Process_Natural Gas_Other Process_E7 | F4 | Industrial | Industrial - ID | New | Process | Natural Gas | Other Process | E7 | Utility - Cost of Equipment | 0 | 0 | 0 | 0 | 0 | 0 | 0 | 0 | 0 | 0 | 0 | 0 | 0 | 0 | 0 | 0 | 0 | 0 | 0 | 0 | 0 | 0 | 0 | 0 | 0 | 0 | 0
F4_Industrial_Industrial - ID_New_Process_Natural Gas_Other Process_E8 | F4 | Industrial | Industrial - ID | New | Process | Natural Gas | Other Process | E8 | Utility - Cost of Equipment | 0 | 0 | 0 | 0 | 0 | 0 | 0 | 0 | 0 | 0 | 0 | 0 | 0 | 0 | 0 | 0 | 0 | 0 | 0 | 0 | 0 | 0 | 0 | 0 | 0 | 0 | 0
F4_Industrial_Industrial - ID_New_Process_Natural Gas_Other Process_E9 | F4 | Industrial | Industrial - ID | New | Process | Natural Gas | Other Process | E9 | Utility - Cost of Equipment | 0 | 0 | 0 | 0 | 0 | 0 | 0 | 0 | 0 | 0 | 0 | 0 | 0 | 0 | 0 | 0 | 0 | 0 | 0 | 0 | 0 | 0 | 0 | 0 | 0 | 0 | 0
F4_Industrial_Industrial - ID_New_Process_Natural Gas_Other Process_E10 | F4 | Industrial | Industrial - ID | New | Process | Natural Gas | Other Process | E10 | Utility - Cost of Equipment | 0 | 0 | 0 | 0 | 0 | 0 | 0 | 0 | 0 | 0 | 0 | 0 | 0 | 0 | 0 | 0 | 0 | 0 | 0 | 0 | 0 | 0 | 0 | 0 | 0 | 0 | 0
F5_Industrial_Industrial - ID_New_Process_Natural Gas_Other Process_E1 | F5 | Industrial | Industrial - ID | New | Process | Natural Gas | Other Process | E1 | Utility - Cost of Operation | 12.1948 | 13.1943 | 14.5914 | 16.3978 | 18.2123 | 19.7625 | 21.4278 | 23.0068 | 24.6281 | 25.8458 | 26.9605 | 28.1626 | 29.2747 | 30.1397 | 30.7936 | 31.218 | 31.6476 | 32.1956 | 32.7661 | 33.4322 | 34.2169 | 35.0964 | 36.0464 | 36.6001 | 37.1183 | 37.602 | 38.0526
F5_Industrial_Industrial - ID_New_Process_Natural Gas_Other Process_E2 | F5 | Industrial | Industrial - ID | New | Process | Natural Gas | Other Process | E2 | Utility - Cost of Operation | 0 | 0 | 0 | 0 | 0 | 0 | 0 | 0 | 0 | 0 | 0 | 0 | 0 | 0 | 0 | 0 | 0 | 0 | 0 | 0 | 0 | 0 | 0 | 0 | 0 | 0 | 0
F5_Industrial_Industrial - ID_New_Process_Natural Gas_Other Process_E3 | F5 | Industrial | Industrial - ID | New | Process | Natural Gas | Other Process | E3 | Utility - Cost of Operation | 0 | 0 | 0 | 0 | 0 | 0 | 0 | 0 | 0 | 0 | 0 | 0 | 0 | 0 | 0 | 0 | 0 | 0 | 0 | 0 | 0 | 0 | 0 | 0 | 0 | 0 | 0
F5_Industrial_Industrial - ID_New_Process_Natural Gas_Other Process_E4 | F5 | Industrial | Industrial - ID | New | Process | Natural Gas | Other Process | E4 | Utility - Cost of Operation | 0 | 0 | 0 | 0 | 0 | 0 | 0 | 0 | 0 | 0 | 0 | 0 | 0 | 0 | 0 | 0 | 0 | 0 | 0 | 0 | 0 | 0 | 0 | 0 | 0 | 0 | 0
F5_Industrial_Industrial - ID_New_Process_Natural Gas_Other Process_E5 | F5 | Industrial | Industrial - ID | New | Process | Natural Gas | Other Process | E5 | Utility - Cost of Operation | 0 | 0 | 0 | 0 | 0 | 0 | 0 | 0 | 0 | 0 | 0 | 0 | 0 | 0 | 0 | 0 | 0 | 0 | 0 | 0 | 0 | 0 | 0 | 0 | 0 | 0 | 0
F5_Industrial_Industrial - ID_New_Process_Natural Gas_Other Process_E6 | F5 | Industrial | Industrial - ID | New | Process | Natural Gas | Other Process | E6 | Utility - Cost of Operation | 0 | 0 | 0 | 0 | 0 | 0 | 0 | 0 | 0 | 0 | 0 | 0 | 0 | 0 | 0 | 0 | 0 | 0 | 0 | 0 | 0 | 0 | 0 | 0 | 0 | 0 | 0
F5_Industrial_Industrial - ID_New_Process_Natural Gas_Other Process_E7 | F5 | Industrial | Industrial - ID | New | Process | Natural Gas | Other Process | E7 | Utility - Cost of Operation | 0 | 0 | 0 | 0 | 0 | 0 | 0 | 0 | 0 | 0 | 0 | 0 | 0 | 0 | 0 | 0 | 0 | 0 | 0 | 0 | 0 | 0 | 0 | 0 | 0 | 0 | 0
F5_Industrial_Industrial - ID_New_Process_Natural Gas_Other Process_E8 | F5 | Industrial | Industrial - ID | New | Process | Natural Gas | Other Process | E8 | Utility - Cost of Operation | 0 | 0 | 0 | 0 | 0 | 0 | 0 | 0 | 0 | 0 | 0 | 0 | 0 | 0 | 0 | 0 | 0 | 0 | 0 | 0 | 0 | 0 | 0 | 0 | 0 | 0 | 0
F5_Industrial_Industrial - ID_New_Process_Natural Gas_Other Process_E9 | F5 | Industrial | Industrial - ID | New | Process | Natural Gas | Other Process | E9 | Utility - Cost of Operation | 0 | 0 | 0 | 0 | 0 | 0 | 0 | 0 | 0 | 0 | 0 | 0 | 0 | 0 | 0 | 0 | 0 | 0 | 0 | 0 | 0 | 0 | 0 | 0 | 0 | 0 | 0
F5_Industrial_Industrial - ID_New_Process_Natural Gas_Other Process_E10 | F5 | Industrial | Industrial - ID | New | Process | Natural Gas | Other Process | E10 | Utility - Cost of Operation | 0 | 0 | 0 | 0 | 0 | 0 | 0 | 0 | 0 | 0 | 0 | 0 | 0 | 0 | 0 | 0 | 0 | 0 | 0 | 0 | 0 | 0 | 0 | 0 | 0 | 0 | 0
F6_Industrial_Industrial - ID_New_Process_Natural Gas_Other Process_E1 | F6 | Industrial | Industrial - ID | New | Process | Natural Gas | Other Process | E1 | Utility - Value of Sales | 13.4416 | 13.9409 | 14.6474 | 15.5736 | 16.6017 | 17.6904 | 18.7532 | 19.7443 | 20.7305 | 21.2376 | 22.0788 | 23.0884 | 24.0871 | 24.894 | 25.5639 | 26.0396 | 26.449 | 26.8755 | 27.1926 | 27.4577 | 27.7132 | 28.2265 | 28.7225 | 29.1462 | 29.5423 | 29.9116 | 30.2551
F6_Industrial_Industrial - ID_New_Process_Natural Gas_Other Process_E2 | F6 | Industrial | Industrial - ID | New | Process | Natural Gas | Other Process | E2 | Utility - Value of Sales | 0 | 0 | 0 | 0 | 0 | 0 | 0 | 0 | 0 | 0 | 0 | 0 | 0 | 0 | 0 | 0 | 0 | 0 | 0 | 0 | 0 | 0 | 0 | 0 | 0 | 0 | 0
F6_Industrial_Industrial - ID_New_Process_Natural Gas_Other Process_E3 | F6 | Industrial | Industrial - ID | New | Process | Natural Gas | Other Process | E3 | Utility - Value of Sales | 0 | 0 | 0 | 0 | 0 | 0 | 0 | 0 | 0 | 0 | 0 | 0 | 0 | 0 | 0 | 0 | 0 | 0 | 0 | 0 | 0 | 0 | 0 | 0 | 0 | 0 | 0
F6_Industrial_Industrial - ID_New_Process_Natural Gas_Other Process_E4 | F6 | Industrial | Industrial - ID | New | Process | Natural Gas | Other Process | E4 | Utility - Value of Sales | 0 | 0 | 0 | 0 | 0 | 0 | 0 | 0 | 0 | 0 | 0 | 0 | 0 | 0 | 0 | 0 | 0 | 0 | 0 | 0 | 0 | 0 | 0 | 0 | 0 | 0 | 0
F6_Industrial_Industrial - ID_New_Process_Natural Gas_Other Process_E5 | F6 | Industrial | Industrial - ID | New | Process | Natural Gas | Other Process | E5 | Utility - Value of Sales | 0 | 0 | 0 | 0 | 0 | 0 | 0 | 0 | 0 | 0 | 0 | 0 | 0 | 0 | 0 | 0 | 0 | 0 | 0 | 0 | 0 | 0 | 0 | 0 | 0 | 0 | 0
F6_Industrial_Industrial - ID_New_Process_Natural Gas_Other Process_E6 | F6 | Industrial | Industrial - ID | New | Process | Natural Gas | Other Process | E6 | Utility - Value of Sales | 0 | 0 | 0 | 0 | 0 | 0 | 0 | 0 | 0 | 0 | 0 | 0 | 0 | 0 | 0 | 0 | 0 | 0 | 0 | 0 | 0 | 0 | 0 | 0 | 0 | 0 | 0
F6_Industrial_Industrial - ID_New_Process_Natural Gas_Other Process_E7 | F6 | Industrial | Industrial - ID | New | Process | Natural Gas | Other Process | E7 | Utility - Value of Sales | 0 | 0 | 0 | 0 | 0 | 0 | 0 | 0 | 0 | 0 | 0 | 0 | 0 | 0 | 0 | 0 | 0 | 0 | 0 | 0 | 0 | 0 | 0 | 0 | 0 | 0 | 0
F6_Industrial_Industrial - ID_New_Process_Natural Gas_Other Process_E8 | F6 | Industrial | Industrial - ID | New | Process | Natural Gas | Other Process | E8 | Utility - Value of Sales | 0 | 0 | 0 | 0 | 0 | 0 | 0 | 0 | 0 | 0 | 0 | 0 | 0 | 0 | 0 | 0 | 0 | 0 | 0 | 0 | 0 | 0 | 0 | 0 | 0 | 0 | 0
F6_Industrial_Industrial - ID_New_Process_Natural Gas_Other Process_E9 | F6 | Industrial | Industrial - ID | New | Process | Natural Gas | Other Process | E9 | Utility - Value of Sales | 0 | 0 | 0 | 0 | 0 | 0 | 0 | 0 | 0 | 0 | 0 | 0 | 0 | 0 | 0 | 0 | 0 | 0 | 0 | 0 | 0 | 0 | 0 | 0 | 0 | 0 | 0
F6_Industrial_Industrial - ID_New_Process_Natural Gas_Other Process_E10 | F6 | Industrial | Industrial - ID | New | Process | Natural Gas | Other Process | E10 | Utility - Value of Sales | 0 | 0 | 0 | 0 | 0 | 0 | 0 | 0 | 0 | 0 | 0 | 0 | 0 | 0 | 0 | 0 | 0 | 0 | 0 | 0 | 0 | 0 | 0 | 0 | 0 | 0 | 0
F1_Industrial_Industrial - ID_New_Miscellaneous_Natural Gas_Miscellaneous_E1 | F1 | Industrial | Industrial - ID | New | Miscellaneous | Natural Gas | Miscellaneous | E1 | RVT - Cost of Equipment | 0.24741 | 0.24741 | 0.24741 | 0.24741 | 0.24741 | 0.24741 | 0.24741 | 0.24741 | 0.24741 | 0.24741 | 0.24741 | 0.24741 | 0.24741 | 0.24741 | 0.24741 | 0.24741 | 0.24741 | 0.24741 | 0.24741 | 0.24741 | 0.24741 | 0.24741 | 0.24741 | 0.24741 | 0.24741 | 0.24741 | 0.24741
F1_Industrial_Industrial - ID_New_Miscellaneous_Natural Gas_Miscellaneous_E2 | F1 | Industrial | Industrial - ID | New | Miscellaneous | Natural Gas | Miscellaneous | E2 | RVT - Cost of Equipment | 0 | 0 | 0 | 0 | 0 | 0 | 0 | 0 | 0 | 0 | 0 | 0 | 0 | 0 | 0 | 0 | 0 | 0 | 0 | 0 | 0 | 0 | 0 | 0 | 0 | 0 | 0
F1_Industrial_Industrial - ID_New_Miscellaneous_Natural Gas_Miscellaneous_E3 | F1 | Industrial | Industrial - ID | New | Miscellaneous | Natural Gas | Miscellaneous | E3 | RVT - Cost of Equipment | 0 | 0 | 0 | 0 | 0 | 0 | 0 | 0 | 0 | 0 | 0 | 0 | 0 | 0 | 0 | 0 | 0 | 0 | 0 | 0 | 0 | 0 | 0 | 0 | 0 | 0 | 0
F1_Industrial_Industrial - ID_New_Miscellaneous_Natural Gas_Miscellaneous_E4 | F1 | Industrial | Industrial - ID | New | Miscellaneous | Natural Gas | Miscellaneous | E4 | RVT - Cost of Equipment | 0 | 0 | 0 | 0 | 0 | 0 | 0 | 0 | 0 | 0 | 0 | 0 | 0 | 0 | 0 | 0 | 0 | 0 | 0 | 0 | 0 | 0 | 0 | 0 | 0 | 0 | 0
F1_Industrial_Industrial - ID_New_Miscellaneous_Natural Gas_Miscellaneous_E5 | F1 | Industrial | Industrial - ID | New | Miscellaneous | Natural Gas | Miscellaneous | E5 | RVT - Cost of Equipment | 0 | 0 | 0 | 0 | 0 | 0 | 0 | 0 | 0 | 0 | 0 | 0 | 0 | 0 | 0 | 0 | 0 | 0 | 0 | 0 | 0 | 0 | 0 | 0 | 0 | 0 | 0
F1_Industrial_Industrial - ID_New_Miscellaneous_Natural Gas_Miscellaneous_E6 | F1 | Industrial | Industrial - ID | New | Miscellaneous | Natural Gas | Miscellaneous | E6 | RVT - Cost of Equipment | 0 | 0 | 0 | 0 | 0 | 0 | 0 | 0 | 0 | 0 | 0 | 0 | 0 | 0 | 0 | 0 | 0 | 0 | 0 | 0 | 0 | 0 | 0 | 0 | 0 | 0 | 0
F1_Industrial_Industrial - ID_New_Miscellaneous_Natural Gas_Miscellaneous_E7 | F1 | Industrial | Industrial - ID | New | Miscellaneous | Natural Gas | Miscellaneous | E7 | RVT - Cost of Equipment | 0 | 0 | 0 | 0 | 0 | 0 | 0 | 0 | 0 | 0 | 0 | 0 | 0 | 0 | 0 | 0 | 0 | 0 | 0 | 0 | 0 | 0 | 0 | 0 | 0 | 0 | 0
F1_Industrial_Industrial - ID_New_Miscellaneous_Natural Gas_Miscellaneous_E8 | F1 | Industrial | Industrial - ID | New | Miscellaneous | Natural Gas | Miscellaneous | E8 | RVT - Cost of Equipment | 0 | 0 | 0 | 0 | 0 | 0 | 0 | 0 | 0 | 0 | 0 | 0 | 0 | 0 | 0 | 0 | 0 | 0 | 0 | 0 | 0 | 0 | 0 | 0 | 0 | 0 | 0
F1_Industrial_Industrial - ID_New_Miscellaneous_Natural Gas_Miscellaneous_E9 | F1 | Industrial | Industrial - ID | New | Miscellaneous | Natural Gas | Miscellaneous | E9 | RVT - Cost of Equipment | 0 | 0 | 0 | 0 | 0 | 0 | 0 | 0 | 0 | 0 | 0 | 0 | 0 | 0 | 0 | 0 | 0 | 0 | 0 | 0 | 0 | 0 | 0 | 0 | 0 | 0 | 0
F1_Industrial_Industrial - ID_New_Miscellaneous_Natural Gas_Miscellaneous_E10 | F1 | Industrial | Industrial - ID | New | Miscellaneous | Natural Gas | Miscellaneous | E10 | RVT - Cost of Equipment | 0 | 0 | 0 | 0 | 0 | 0 | 0 | 0 | 0 | 0 | 0 | 0 | 0 | 0 | 0 | 0 | 0 | 0 | 0 | 0 | 0 | 0 | 0 | 0 | 0 | 0 | 0
F2_Industrial_Industrial - ID_New_Miscellaneous_Natural Gas_Miscellaneous_E1 | F2 | Industrial | Industrial - ID | New | Miscellaneous | Natural Gas | Miscellaneous | E1 | RVT - Cost of Operation | 30.4623 | 31.5938 | 33.1951 | 35.294 | 37.6239 | 40.0913 | 42.4999 | 44.746 | 46.981 | 48.1301 | 50.0367 | 52.3246 | 54.588 | 56.4166 | 57.9348 | 59.0127 | 59.9407 | 60.9071 | 61.6257 | 62.2267 | 62.8056 | 63.9689 | 65.093 | 66.0533 | 66.9508 | 67.7878 | 68.5662
F2_Industrial_Industrial - ID_New_Miscellaneous_Natural Gas_Miscellaneous_E2 | F2 | Industrial | Industrial - ID | New | Miscellaneous | Natural Gas | Miscellaneous | E2 | RVT - Cost of Operation | 0 | 0 | 0 | 0 | 0 | 0 | 0 | 0 | 0 | 0 | 0 | 0 | 0 | 0 | 0 | 0 | 0 | 0 | 0 | 0 | 0 | 0 | 0 | 0 | 0 | 0 | 0
F2_Industrial_Industrial - ID_New_Miscellaneous_Natural Gas_Miscellaneous_E3 | F2 | Industrial | Industrial - ID | New | Miscellaneous | Natural Gas | Miscellaneous | E3 | RVT - Cost of Operation | 0 | 0 | 0 | 0 | 0 | 0 | 0 | 0 | 0 | 0 | 0 | 0 | 0 | 0 | 0 | 0 | 0 | 0 | 0 | 0 | 0 | 0 | 0 | 0 | 0 | 0 | 0
F2_Industrial_Industrial - ID_New_Miscellaneous_Natural Gas_Miscellaneous_E4 | F2 | Industrial | Industrial - ID | New | Miscellaneous | Natural Gas | Miscellaneous | E4 | RVT - Cost of Operation | 0 | 0 | 0 | 0 | 0 | 0 | 0 | 0 | 0 | 0 | 0 | 0 | 0 | 0 | 0 | 0 | 0 | 0 | 0 | 0 | 0 | 0 | 0 | 0 | 0 | 0 | 0
F2_Industrial_Industrial - ID_New_Miscellaneous_Natural Gas_Miscellaneous_E5 | F2 | Industrial | Industrial - ID | New | Miscellaneous | Natural Gas | Miscellaneous | E5 | RVT - Cost of Operation | 0 | 0 | 0 | 0 | 0 | 0 | 0 | 0 | 0 | 0 | 0 | 0 | 0 | 0 | 0 | 0 | 0 | 0 | 0 | 0 | 0 | 0 | 0 | 0 | 0 | 0 | 0
F2_Industrial_Industrial - ID_New_Miscellaneous_Natural Gas_Miscellaneous_E6 | F2 | Industrial | Industrial - ID | New | Miscellaneous | Natural Gas | Miscellaneous | E6 | RVT - Cost of Operation | 0 | 0 | 0 | 0 | 0 | 0 | 0 | 0 | 0 | 0 | 0 | 0 | 0 | 0 | 0 | 0 | 0 | 0 | 0 | 0 | 0 | 0 | 0 | 0 | 0 | 0 | 0
F2_Industrial_Industrial - ID_New_Miscellaneous_Natural Gas_Miscellaneous_E7 | F2 | Industrial | Industrial - ID | New | Miscellaneous | Natural Gas | Miscellaneous | E7 | RVT - Cost of Operation | 0 | 0 | 0 | 0 | 0 | 0 | 0 | 0 | 0 | 0 | 0 | 0 | 0 | 0 | 0 | 0 | 0 | 0 | 0 | 0 | 0 | 0 | 0 | 0 | 0 | 0 | 0
F2_Industrial_Industrial - ID_New_Miscellaneous_Natural Gas_Miscellaneous_E8 | F2 | Industrial | Industrial - ID | New | Miscellaneous | Natural Gas | Miscellaneous | E8 | RVT - Cost of Operation | 0 | 0 | 0 | 0 | 0 | 0 | 0 | 0 | 0 | 0 | 0 | 0 | 0 | 0 | 0 | 0 | 0 | 0 | 0 | 0 | 0 | 0 | 0 | 0 | 0 | 0 | 0
F2_Industrial_Industrial - ID_New_Miscellaneous_Natural Gas_Miscellaneous_E9 | F2 | Industrial | Industrial - ID | New | Miscellaneous | Natural Gas | Miscellaneous | E9 | RVT - Cost of Operation | 0 | 0 | 0 | 0 | 0 | 0 | 0 | 0 | 0 | 0 | 0 | 0 | 0 | 0 | 0 | 0 | 0 | 0 | 0 | 0 | 0 | 0 | 0 | 0 | 0 | 0 | 0
F2_Industrial_Industrial - ID_New_Miscellaneous_Natural Gas_Miscellaneous_E10 | F2 | Industrial | Industrial - ID | New | Miscellaneous | Natural Gas | Miscellaneous | E10 | RVT - Cost of Operation | 0 | 0 | 0 | 0 | 0 | 0 | 0 | 0 | 0 | 0 | 0 | 0 | 0 | 0 | 0 | 0 | 0 | 0 | 0 | 0 | 0 | 0 | 0 | 0 | 0 | 0 | 0
F3_Industrial_Industrial - ID_New_Miscellaneous_Natural Gas_Miscellaneous_E1 | F3 | Industrial | Industrial - ID | New | Miscellaneous | Natural Gas | Miscellaneous | E1 | System - kBTUs of Consumption | 13511.1321 | 13511.1321 | 13511.1321 | 13511.1321 | 13511.1321 | 13511.1321 | 13511.1321 | 13511.1321 | 13511.1321 | 13511.1321 | 13511.1321 | 13511.1321 | 13511.1321 | 13511.1321 | 13511.1321 | 13511.1321 | 13511.1321 | 13511.1321 | 13511.1321 | 13511.1321 | 13511.1321 | 13511.1321 | 13511.1321 | 13511.1321 | 13511.1321 | 13511.1321 | 13511.1321
F3_Industrial_Industrial - ID_New_Miscellaneous_Natural Gas_Miscellaneous_E2 | F3 | Industrial | Industrial - ID | New | Miscellaneous | Natural Gas | Miscellaneous | E2 | System - kBTUs of Consumption | 0 | 0 | 0 | 0 | 0 | 0 | 0 | 0 | 0 | 0 | 0 | 0 | 0 | 0 | 0 | 0 | 0 | 0 | 0 | 0 | 0 | 0 | 0 | 0 | 0 | 0 | 0
F3_Industrial_Industrial - ID_New_Miscellaneous_Natural Gas_Miscellaneous_E3 | F3 | Industrial | Industrial - ID | New | Miscellaneous | Natural Gas | Miscellaneous | E3 | System - kBTUs of Consumption | 0 | 0 | 0 | 0 | 0 | 0 | 0 | 0 | 0 | 0 | 0 | 0 | 0 | 0 | 0 | 0 | 0 | 0 | 0 | 0 | 0 | 0 | 0 | 0 | 0 | 0 | 0
F3_Industrial_Industrial - ID_New_Miscellaneous_Natural Gas_Miscellaneous_E4 | F3 | Industrial | Industrial - ID | New | Miscellaneous | Natural Gas | Miscellaneous | E4 | System - kBTUs of Consumption | 0 | 0 | 0 | 0 | 0 | 0 | 0 | 0 | 0 | 0 | 0 | 0 | 0 | 0 | 0 | 0 | 0 | 0 | 0 | 0 | 0 | 0 | 0 | 0 | 0 | 0 | 0
F3_Industrial_Industrial - ID_New_Miscellaneous_Natural Gas_Miscellaneous_E5 | F3 | Industrial | Industrial - ID | New | Miscellaneous | Natural Gas | Miscellaneous | E5 | System - kBTUs of Consumption | 0 | 0 | 0 | 0 | 0 | 0 | 0 | 0 | 0 | 0 | 0 | 0 | 0 | 0 | 0 | 0 | 0 | 0 | 0 | 0 | 0 | 0 | 0 | 0 | 0 | 0 | 0
F3_Industrial_Industrial - ID_New_Miscellaneous_Natural Gas_Miscellaneous_E6 | F3 | Industrial | Industrial - ID | New | Miscellaneous | Natural Gas | Miscellaneous | E6 | System - kBTUs of Consumption | 0 | 0 | 0 | 0 | 0 | 0 | 0 | 0 | 0 | 0 | 0 | 0 | 0 | 0 | 0 | 0 | 0 | 0 | 0 | 0 | 0 | 0 | 0 | 0 | 0 | 0 | 0
F3_Industrial_Industrial - ID_New_Miscellaneous_Natural Gas_Miscellaneous_E7 | F3 | Industrial | Industrial - ID | New | Miscellaneous | Natural Gas | Miscellaneous | E7 | System - kBTUs of Consumption | 0 | 0 | 0 | 0 | 0 | 0 | 0 | 0 | 0 | 0 | 0 | 0 | 0 | 0 | 0 | 0 | 0 | 0 | 0 | 0 | 0 | 0 | 0 | 0 | 0 | 0 | 0
F3_Industrial_Industrial - ID_New_Miscellaneous_Natural Gas_Miscellaneous_E8 | F3 | Industrial | Industrial - ID | New | Miscellaneous | Natural Gas | Miscellaneous | E8 | System - kBTUs of Consumption | 0 | 0 | 0 | 0 | 0 | 0 | 0 | 0 | 0 | 0 | 0 | 0 | 0 | 0 | 0 | 0 | 0 | 0 | 0 | 0 | 0 | 0 | 0 | 0 | 0 | 0 | 0
F3_Industrial_Industrial - ID_New_Miscellaneous_Natural Gas_Miscellaneous_E9 | F3 | Industrial | Industrial - ID | New | Miscellaneous | Natural Gas | Miscellaneous | E9 | System - kBTUs of Consumption | 0 | 0 | 0 | 0 | 0 | 0 | 0 | 0 | 0 | 0 | 0 | 0 | 0 | 0 | 0 | 0 | 0 | 0 | 0 | 0 | 0 | 0 | 0 | 0 | 0 | 0 | 0
F3_Industrial_Industrial - ID_New_Miscellaneous_Natural Gas_Miscellaneous_E10 | F3 | Industrial | Industrial - ID | New | Miscellaneous | Natural Gas | Miscellaneous | E10 | System - kBTUs of Consumption | 0 | 0 | 0 | 0 | 0 | 0 | 0 | 0 | 0 | 0 | 0 | 0 | 0 | 0 | 0 | 0 | 0 | 0 | 0 | 0 | 0 | 0 | 0 | 0 | 0 | 0 | 0
F4_Industrial_Industrial - ID_New_Miscellaneous_Natural Gas_Miscellaneous_E1 | F4 | Industrial | Industrial - ID | New | Miscellaneous | Natural Gas | Miscellaneous | E1 | Utility - Cost of Equipment | 0.24741 | 0.24741 | 0.24741 | 0.24741 | 0.24741 | 0.24741 | 0.24741 | 0.24741 | 0.24741 | 0.24741 | 0.24741 | 0.24741 | 0.24741 | 0.24741 | 0.24741 | 0.24741 | 0.24741 | 0.24741 | 0.24741 | 0.24741 | 0.24741 | 0.24741 | 0.24741 | 0.24741 | 0.24741 | 0.24741 | 0.24741
F4_Industrial_Industrial - ID_New_Miscellaneous_Natural Gas_Miscellaneous_E2 | F4 | Industrial | Industrial - ID | New | Miscellaneous | Natural Gas | Miscellaneous | E2 | Utility - Cost of Equipment | 0 | 0 | 0 | 0 | 0 | 0 | 0 | 0 | 0 | 0 | 0 | 0 | 0 | 0 | 0 | 0 | 0 | 0 | 0 | 0 | 0 | 0 | 0 | 0 | 0 | 0 | 0
F4_Industrial_Industrial - ID_New_Miscellaneous_Natural Gas_Miscellaneous_E3 | F4 | Industrial | Industrial - ID | New | Miscellaneous | Natural Gas | Miscellaneous | E3 | Utility - Cost of Equipment | 0 | 0 | 0 | 0 | 0 | 0 | 0 | 0 | 0 | 0 | 0 | 0 | 0 | 0 | 0 | 0 | 0 | 0 | 0 | 0 | 0 | 0 | 0 | 0 | 0 | 0 | 0
F4_Industrial_Industrial - ID_New_Miscellaneous_Natural Gas_Miscellaneous_E4 | F4 | Industrial | Industrial - ID | New | Miscellaneous | Natural Gas | Miscellaneous | E4 | Utility - Cost of Equipment | 0 | 0 | 0 | 0 | 0 | 0 | 0 | 0 | 0 | 0 | 0 | 0 | 0 | 0 | 0 | 0 | 0 | 0 | 0 | 0 | 0 | 0 | 0 | 0 | 0 | 0 | 0
F4_Industrial_Industrial - ID_New_Miscellaneous_Natural Gas_Miscellaneous_E5 | F4 | Industrial | Industrial - ID | New | Miscellaneous | Natural Gas | Miscellaneous | E5 | Utility - Cost of Equipment | 0 | 0 | 0 | 0 | 0 | 0 | 0 | 0 | 0 | 0 | 0 | 0 | 0 | 0 | 0 | 0 | 0 | 0 | 0 | 0 | 0 | 0 | 0 | 0 | 0 | 0 | 0
F4_Industrial_Industrial - ID_New_Miscellaneous_Natural Gas_Miscellaneous_E6 | F4 | Industrial | Industrial - ID | New | Miscellaneous | Natural Gas | Miscellaneous | E6 | Utility - Cost of Equipment | 0 | 0 | 0 | 0 | 0 | 0 | 0 | 0 | 0 | 0 | 0 | 0 | 0 | 0 | 0 | 0 | 0 | 0 | 0 | 0 | 0 | 0 | 0 | 0 | 0 | 0 | 0
F4_Industrial_Industrial - ID_New_Miscellaneous_Natural Gas_Miscellaneous_E7 | F4 | Industrial | Industrial - ID | New | Miscellaneous | Natural Gas | Miscellaneous | E7 | Utility - Cost of Equipment | 0 | 0 | 0 | 0 | 0 | 0 | 0 | 0 | 0 | 0 | 0 | 0 | 0 | 0 | 0 | 0 | 0 | 0 | 0 | 0 | 0 | 0 | 0 | 0 | 0 | 0 | 0
F4_Industrial_Industrial - ID_New_Miscellaneous_Natural Gas_Miscellaneous_E8 | F4 | Industrial | Industrial - ID | New | Miscellaneous | Natural Gas | Miscellaneous | E8 | Utility - Cost of Equipment | 0 | 0 | 0 | 0 | 0 | 0 | 0 | 0 | 0 | 0 | 0 | 0 | 0 | 0 | 0 | 0 | 0 | 0 | 0 | 0 | 0 | 0 | 0 | 0 | 0 | 0 | 0
F4_Industrial_Industrial - ID_New_Miscellaneous_Natural Gas_Miscellaneous_E9 | F4 | Industrial | Industrial - ID | New | Miscellaneous | Natural Gas | Miscellaneous | E9 | Utility - Cost of Equipment | 0 | 0 | 0 | 0 | 0 | 0 | 0 | 0 | 0 | 0 | 0 | 0 | 0 | 0 | 0 | 0 | 0 | 0 | 0 | 0 | 0 | 0 | 0 | 0 | 0 | 0 | 0
F4_Industrial_Industrial - ID_New_Miscellaneous_Natural Gas_Miscellaneous_E10 | F4 | Industrial | Industrial - ID | New | Miscellaneous | Natural Gas | Miscellaneous | E10 | Utility - Cost of Equipment | 0 | 0 | 0 | 0 | 0 | 0 | 0 | 0 | 0 | 0 | 0 | 0 | 0 | 0 | 0 | 0 | 0 | 0 | 0 | 0 | 0 | 0 | 0 | 0 | 0 | 0 | 0
F5_Industrial_Industrial - ID_New_Miscellaneous_Natural Gas_Miscellaneous_E1 | F5 | Industrial | Industrial - ID | New | Miscellaneous | Natural Gas | Miscellaneous | E1 | Utility - Cost of Operation | 27.6366 | 29.902 | 33.068 | 37.1619 | 41.2741 | 44.7871 | 48.5613 | 52.1397 | 55.814 | 58.5736 | 61.0998 | 63.8242 | 66.3443 | 68.3047 | 69.7866 | 70.7484 | 71.7221 | 72.964 | 74.257 | 75.7665 | 77.5447 | 79.538 | 81.6908 | 82.9458 | 84.1201 | 85.2164 | 86.2375
F5_Industrial_Industrial - ID_New_Miscellaneous_Natural Gas_Miscellaneous_E2 | F5 | Industrial | Industrial - ID | New | Miscellaneous | Natural Gas | Miscellaneous | E2 | Utility - Cost of Operation | 0 | 0 | 0 | 0 | 0 | 0 | 0 | 0 | 0 | 0 | 0 | 0 | 0 | 0 | 0 | 0 | 0 | 0 | 0 | 0 | 0 | 0 | 0 | 0 | 0 | 0 | 0
F5_Industrial_Industrial - ID_New_Miscellaneous_Natural Gas_Miscellaneous_E3 | F5 | Industrial | Industrial - ID | New | Miscellaneous | Natural Gas | Miscellaneous | E3 | Utility - Cost of Operation | 0 | 0 | 0 | 0 | 0 | 0 | 0 | 0 | 0 | 0 | 0 | 0 | 0 | 0 | 0 | 0 | 0 | 0 | 0 | 0 | 0 | 0 | 0 | 0 | 0 | 0 | 0
F5_Industrial_Industrial - ID_New_Miscellaneous_Natural Gas_Miscellaneous_E4 | F5 | Industrial | Industrial - ID | New | Miscellaneous | Natural Gas | Miscellaneous | E4 | Utility - Cost of Operation | 0 | 0 | 0 | 0 | 0 | 0 | 0 | 0 | 0 | 0 | 0 | 0 | 0 | 0 | 0 | 0 | 0 | 0 | 0 | 0 | 0 | 0 | 0 | 0 | 0 | 0 | 0
F5_Industrial_Industrial - ID_New_Miscellaneous_Natural Gas_Miscellaneous_E5 | F5 | Industrial | Industrial - ID | New | Miscellaneous | Natural Gas | Miscellaneous | E5 | Utility - Cost of Operation | 0 | 0 | 0 | 0 | 0 | 0 | 0 | 0 | 0 | 0 | 0 | 0 | 0 | 0 | 0 | 0 | 0 | 0 | 0 | 0 | 0 | 0 | 0 | 0 | 0 | 0 | 0
F5_Industrial_Industrial - ID_New_Miscellaneous_Natural Gas_Miscellaneous_E6 | F5 | Industrial | Industrial - ID | New | Miscellaneous | Natural Gas | Miscellaneous | E6 | Utility - Cost of Operation | 0 | 0 | 0 | 0 | 0 | 0 | 0 | 0 | 0 | 0 | 0 | 0 | 0 | 0 | 0 | 0 | 0 | 0 | 0 | 0 | 0 | 0 | 0 | 0 | 0 | 0 | 0
F5_Industrial_Industrial - ID_New_Miscellaneous_Natural Gas_Miscellaneous_E7 | F5 | Industrial | Industrial - ID | New | Miscellaneous | Natural Gas | Miscellaneous | E7 | Utility - Cost of Operation | 0 | 0 | 0 | 0 | 0 | 0 | 0 | 0 | 0 | 0 | 0 | 0 | 0 | 0 | 0 | 0 | 0 | 0 | 0 | 0 | 0 | 0 | 0 | 0 | 0 | 0 | 0
F5_Industrial_Industrial - ID_New_Miscellaneous_Natural Gas_Miscellaneous_E8 | F5 | Industrial | Industrial - ID | New | Miscellaneous | Natural Gas | Miscellaneous | E8 | Utility - Cost of Operation | 0 | 0 | 0 | 0 | 0 | 0 | 0 | 0 | 0 | 0 | 0 | 0 | 0 | 0 | 0 | 0 | 0 | 0 | 0 | 0 | 0 | 0 | 0 | 0 | 0 | 0 | 0
F5_Industrial_Industrial - ID_New_Miscellaneous_Natural Gas_Miscellaneous_E9 | F5 | Industrial | Industrial - ID | New | Miscellaneous | Natural Gas | Miscellaneous | E9 | Utility - Cost of Operation | 0 | 0 | 0 | 0 | 0 | 0 | 0 | 0 | 0 | 0 | 0 | 0 | 0 | 0 | 0 | 0 | 0 | 0 | 0 | 0 | 0 | 0 | 0 | 0 | 0 | 0 | 0
F5_Industrial_Industrial - ID_New_Miscellaneous_Natural Gas_Miscellaneous_E10 | F5 | Industrial | Industrial - ID | New | Miscellaneous | Natural Gas | Miscellaneous | E10 | Utility - Cost of Operation | 0 | 0 | 0 | 0 | 0 | 0 | 0 | 0 | 0 | 0 | 0 | 0 | 0 | 0 | 0 | 0 | 0 | 0 | 0 | 0 | 0 | 0 | 0 | 0 | 0 | 0 | 0
F6_Industrial_Industrial - ID_New_Miscellaneous_Natural Gas_Miscellaneous_E1 | F6 | Industrial | Industrial - ID | New | Miscellaneous | Natural Gas | Miscellaneous | E1 | Utility - Value of Sales | 30.4623 | 31.5938 | 33.1951 | 35.294 | 37.6239 | 40.0913 | 42.4999 | 44.746 | 46.981 | 48.1301 | 50.0367 | 52.3246 | 54.588 | 56.4166 | 57.9348 | 59.0127 | 59.9407 | 60.9071 | 61.6257 | 62.2267 | 62.8056 | 63.9689 | 65.093 | 66.0533 | 66.9508 | 67.7878 | 68.5662
F6_Industrial_Industrial - ID_New_Miscellaneous_Natural Gas_Miscellaneous_E2 | F6 | Industrial | Industrial - ID | New | Miscellaneous | Natural Gas | Miscellaneous | E2 | Utility - Value of Sales | 0 | 0 | 0 | 0 | 0 | 0 | 0 | 0 | 0 | 0 | 0 | 0 | 0 | 0 | 0 | 0 | 0 | 0 | 0 | 0 | 0 | 0 | 0 | 0 | 0 | 0 | 0
F6_Industrial_Industrial - ID_New_Miscellaneous_Natural Gas_Miscellaneous_E3 | F6 | Industrial | Industrial - ID | New | Miscellaneous | Natural Gas | Miscellaneous | E3 | Utility - Value of Sales | 0 | 0 | 0 | 0 | 0 | 0 | 0 | 0 | 0 | 0 | 0 | 0 | 0 | 0 | 0 | 0 | 0 | 0 | 0 | 0 | 0 | 0 | 0 | 0 | 0 | 0 | 0
F6_Industrial_Industrial - ID_New_Miscellaneous_Natural Gas_Miscellaneous_E4 | F6 | Industrial | Industrial - ID | New | Miscellaneous | Natural Gas | Miscellaneous | E4 | Utility - Value of Sales | 0 | 0 | 0 | 0 | 0 | 0 | 0 | 0 | 0 | 0 | 0 | 0 | 0 | 0 | 0 | 0 | 0 | 0 | 0 | 0 | 0 | 0 | 0 | 0 | 0 | 0 | 0
F6_Industrial_Industrial - ID_New_Miscellaneous_Natural Gas_Miscellaneous_E5 | F6 | Industrial | Industrial - ID | New | Miscellaneous | Natural Gas | Miscellaneous | E5 | Utility - Value of Sales | 0 | 0 | 0 | 0 | 0 | 0 | 0 | 0 | 0 | 0 | 0 | 0 | 0 | 0 | 0 | 0 | 0 | 0 | 0 | 0 | 0 | 0 | 0 | 0 | 0 | 0 | 0
F6_Industrial_Industrial - ID_New_Miscellaneous_Natural Gas_Miscellaneous_E6 | F6 | Industrial | Industrial - ID | New | Miscellaneous | Natural Gas | Miscellaneous | E6 | Utility - Value of Sales | 0 | 0 | 0 | 0 | 0 | 0 | 0 | 0 | 0 | 0 | 0 | 0 | 0 | 0 | 0 | 0 | 0 | 0 | 0 | 0 | 0 | 0 | 0 | 0 | 0 | 0 | 0
F6_Industrial_Industrial - ID_New_Miscellaneous_Natural Gas_Miscellaneous_E7 | F6 | Industrial | Industrial - ID | New | Miscellaneous | Natural Gas | Miscellaneous | E7 | Utility - Value of Sales | 0 | 0 | 0 | 0 | 0 | 0 | 0 | 0 | 0 | 0 | 0 | 0 | 0 | 0 | 0 | 0 | 0 | 0 | 0 | 0 | 0 | 0 | 0 | 0 | 0 | 0 | 0
F6_Industrial_Industrial - ID_New_Miscellaneous_Natural Gas_Miscellaneous_E8 | F6 | Industrial | Industrial - ID | New | Miscellaneous | Natural Gas | Miscellaneous | E8 | Utility - Value of Sales | 0 | 0 | 0 | 0 | 0 | 0 | 0 | 0 | 0 | 0 | 0 | 0 | 0 | 0 | 0 | 0 | 0 | 0 | 0 | 0 | 0 | 0 | 0 | 0 | 0 | 0 | 0
F6_Industrial_Industrial - ID_New_Miscellaneous_Natural Gas_Miscellaneous_E9 | F6 | Industrial | Industrial - ID | New | Miscellaneous | Natural Gas | Miscellaneous | E9 | Utility - Value of Sales | 0 | 0 | 0 | 0 | 0 | 0 | 0 | 0 | 0 | 0 | 0 | 0 | 0 | 0 | 0 | 0 | 0 | 0 | 0 | 0 | 0 | 0 | 0 | 0 | 0 | 0 | 0
F6_Industrial_Industrial - ID_New_Miscellaneous_Natural Gas_Miscellaneous_E10 | F6 | Industrial | Industrial - ID | New | Miscellaneous | Natural Gas | Miscellaneous | E10 | Utility - Value of Sales | 0 | 0 | 0 | 0 | 0 | 0 | 0 | 0 | 0 | 0 | 0 | 0 | 0 | 0 | 0 | 0 | 0 | 0 | 0 | 0 | 0 | 0 | 0 | 0 | 0 | 0 | 0

## Technology Economics
Key | Field | Sector | Segment | Vintage | End Use | Fuel | Technology | Equipment | Label | 2019 | 2020 | 2021 | 2022 | 2023 | 2024 | 2025 | 2026 | 2027 | 2028 | 2029 | 2030 | 2031 | 2032 | 2033 | 2034 | 2035 | 2036 | 2037 | 2038 | 2039 | 2040 | 2041 | 2042
F0_Industrial_Industrial - WA_Existing_Space Heating_Natural Gas_Furnace_E0 | F0 | Industrial | Industrial - WA | Existing | Space Heating | Natural Gas | Furnace | E0 | Economic Unit | AFUE 96% | AFUE 96% | AFUE 96% | AFUE 96% | AFUE 96% | AFUE 96% | AFUE 96% | AFUE 96% | AFUE 96% | AFUE 96% | AFUE 96% | AFUE 96% | AFUE 96% | AFUE 96% | AFUE 96% | AFUE 96% | AFUE 96% | AFUE 96% | AFUE 96% | AFUE 96% | AFUE 96% | AFUE 96% | AFUE 96% | AFUE 96% | AFUE 96% | AFUE 96% | AFUE 96%
F1_Industrial_Industrial - WA_Existing_Space Heating_Natural Gas_Furnace_E1 | F1 | Industrial | Industrial - WA | Existing | Space Heating | Natural Gas | Furnace | E1 | CCE | 0 | 0 | 0 | 0 | 0 | 0 | 0 | 0 | 0 | 0 | 0 | 0 | 0 | 0 | 0 | 0 | 0 | 0 | 0 | 0 | 0 | 0 | 0 | 0 | 0 | 0 | 0
F1_Industrial_Industrial - WA_Existing_Space Heating_Natural Gas_Furnace_E2 | F1 | Industrial | Industrial - WA | Existing | Space Heating | Natural Gas | Furnace | E2 | CCE | 0.47823 | 0.49629 | 0.49629 | 0.49629 | 0.49629 | 0.49629 | 0.49629 | 0.49629 | 0.49629 | 0.49629 | 0.49629 | 0.49629 | 0.49629 | 0.49629 | 0.49629 | 0.49629 | 0.49629 | 0.49629 | 0.49629 | 0.49629 | 0.49629 | 0.49629 | 0.49629 | 0.49629 | 0.49629 | 0.49629 | 0.49629
F1_Industrial_Industrial - WA_Existing_Space Heating_Natural Gas_Furnace_E3 | F1 | Industrial | Industrial - WA | Existing | Space Heating | Natural Gas | Furnace | E3 | CCE | -0.063976 | -0.066392 | -0.066392 | -0.066392 | -0.066392 | -0.066392 | -0.066392 | -0.066392 | -0.066392 | -0.066392 | -0.066392 | -0.066392 | -0.066392 | -0.066392 | -0.066392 | -0.066392 | -0.066392 | -0.066392 | -0.066392 | -0.066392 | -0.066392 | -0.066392 | -0.066392 | -0.066392 | -0.066392 | -0.066392 | -0.066392
F1_Industrial_Industrial - WA_Existing_Space Heating_Natural Gas_Furnace_E4 | F1 | Industrial | Industrial - WA | Existing | Space Heating | Natural Gas | Furnace | E4 | CCE | 0 | 0 | 0 | 0 | 0 | 0 | 0 | 0 | 0 | 0 | 0 | 0 | 0 | 0 | 0 | 0 | 0 | 0 | 0 | 0 | 0 | 0 | 0 | 0 | 0 | 0 | 0
F1_Industrial_Industrial - WA_Existing_Space Heating_Natural Gas_Furnace_E5 | F1 | Industrial | Industrial - WA | Existing | Space Heating | Natural Gas | Furnace | E5 | CCE | 0 | 0 | 0 | 0 | 0 | 0 | 0 | 0 | 0 | 0 | 0 | 0 | 0 | 0 | 0 | 0 | 0 | 0 | 0 | 0 | 0 | 0 | 0 | 0 | 0 | 0 | 0
F1_Industrial_Industrial - WA_Existing_Space Heating_Natural Gas_Furnace_E6 | F1 | Industrial | Industrial - WA | Existing | Space Heating | Natural Gas | Furnace | E6 | CCE | 0 | 0 | 0 | 0 | 0 | 0 | 0 | 0 | 0 | 0 | 0 | 0 | 0 | 0 | 0 | 0 | 0 | 0 | 0 | 0 | 0 | 0 | 0 | 0 | 0 | 0 | 0
F1_Industrial_Industrial - WA_Existing_Space Heating_Natural Gas_Furnace_E7 | F1 | Industrial | Industrial - WA | Existing | Space Heating | Natural Gas | Furnace | E7 | CCE | 0 | 0 | 0 | 0 | 0 | 0 | 0 | 0 | 0 | 0 | 0 | 0 | 0 | 0 | 0 | 0 | 0 | 0 | 0 | 0 | 0 | 0 | 0 | 0 | 0 | 0 | 0
F1_Industrial_Industrial - WA_Existing_Space Heating_Natural Gas_Furnace_E8 | F1 | Industrial | Industrial - WA | Existing | Space Heating | Natural Gas | Furnace | E8 | CCE | 0 | 0 | 0 | 0 | 0 | 0 | 0 | 0 | 0 | 0 | 0 | 0 | 0 | 0 | 0 | 0 | 0 | 0 | 0 | 0 | 0 | 0 | 0 | 0 | 0 | 0 | 0
F1_Industrial_Industrial - WA_Existing_Space Heating_Natural Gas_Furnace_E9 | F1 | Industrial | Industrial - WA | Existing | Space Heating | Natural Gas | Furnace | E9 | CCE | 0 | 0 | 0 | 0 | 0 | 0 | 0 | 0 | 0 | 0 | 0 | 0 | 0 | 0 | 0 | 0 | 0 | 0 | 0 | 0 | 0 | 0 | 0 | 0 | 0 | 0 | 0
F1_Industrial_Industrial - WA_Existing_Space Heating_Natural Gas_Furnace_E10 | F1 | Industrial | Industrial - WA | Existing | Space Heating | Natural Gas | Furnace | E10 | CCE | 0 | 0 | 0 | 0 | 0 | 0 | 0 | 0 | 0 | 0 | 0 | 0 | 0 | 0 | 0 | 0 | 0 | 0 | 0 | 0 | 0 | 0 | 0 | 0 | 0 | 0 | 0
F2_Industrial_Industrial - WA_Existing_Space Heating_Natural Gas_Furnace_E1 | F2 | Industrial | Industrial - WA | Existing | Space Heating | Natural Gas | Furnace | E1 | TRC BC Ratio | [24 empty] | 1 | 1 | 1 | bar: 2019 to 2042
F2_Industrial_Industrial - WA_Existing_Space Heating_Natural Gas_Furnace_E2 | F2 | Industrial | Industrial - WA | Existing | Space Heating | Natural Gas | Furnace | E2 | TRC BC Ratio | 0.0051238 | 0.005348 | 0.0056087 | 0.0058947 | 0.0061911 | 0.0064918 | 0.0067873 | 0.0070703 | 0.0073558 | 0.0075859 | 0.0078005 | 0.0080276 | 0.0082472 | 0.0084412 | 0.0086187 | 0.0087729 | 0.008919 | 0.0090685 | 0.009206 | 0.0093391 | 0.0094689 | 0.0095895 | 0.0097035 | 0.0098039 | 0.0098966 | 0.009982 | 0.01006
F2_Industrial_Industrial - WA_Existing_Space Heating_Natural Gas_Furnace_E3 | F2 | Industrial | Industrial - WA | Existing | Space Heating | Natural Gas | Furnace | E3 | TRC BC Ratio | [24 empty] | 1 | 1 | 1 | bar: 2019 to 2042
F2_Industrial_Industrial - WA_Existing_Space Heating_Natural Gas_Furnace_E4 | F2 | Industrial | Industrial - WA | Existing | Space Heating | Natural Gas | Furnace | E4 | TRC BC Ratio | 0 | 0 | 0 | 0 | 0 | 0 | 0 | 0 | 0 | 0 | 0 | 0 | 0 | 0 | 0 | 0 | 0 | 0 | 0 | 0 | 0 | 0 | 0 | 0 | 0 | 0 | 0
F2_Industrial_Industrial - WA_Existing_Space Heating_Natural Gas_Furnace_E5 | F2 | Industrial | Industrial - WA | Existing | Space Heating | Natural Gas | Furnace | E5 | TRC BC Ratio | 0 | 0 | 0 | 0 | 0 | 0 | 0 | 0 | 0 | 0 | 0 | 0 | 0 | 0 | 0 | 0 | 0 | 0 | 0 | 0 | 0 | 0 | 0 | 0 | 0 | 0 | 0
F2_Industrial_Industrial - WA_Existing_Space Heating_Natural Gas_Furnace_E6 | F2 | Industrial | Industrial - WA | Existing | Space Heating | Natural Gas | Furnace | E6 | TRC BC Ratio | 0 | 0 | 0 | 0 | 0 | 0 | 0 | 0 | 0 | 0 | 0 | 0 | 0 | 0 | 0 | 0 | 0 | 0 | 0 | 0 | 0 | 0 | 0 | 0 | 0 | 0 | 0
F2_Industrial_Industrial - WA_Existing_Space Heating_Natural Gas_Furnace_E7 | F2 | Industrial | Industrial - WA | Existing | Space Heating | Natural Gas | Furnace | E7 | TRC BC Ratio | 0 | 0 | 0 | 0 | 0 | 0 | 0 | 0 | 0 | 0 | 0 | 0 | 0 | 0 | 0 | 0 | 0 | 0 | 0 | 0 | 0 | 0 | 0 | 0 | 0 | 0 | 0
F2_Industrial_Industrial - WA_Existing_Space Heating_Natural Gas_Furnace_E8 | F2 | Industrial | Industrial - WA | Existing | Space Heating | Natural Gas | Furnace | E8 | TRC BC Ratio | 0 | 0 | 0 | 0 | 0 | 0 | 0 | 0 | 0 | 0 | 0 | 0 | 0 | 0 | 0 | 0 | 0 | 0 | 0 | 0 | 0 | 0 | 0 | 0 | 0 | 0 | 0
F2_Industrial_Industrial - WA_Existing_Space Heating_Natural Gas_Furnace_E9 | F2 | Industrial | Industrial - WA | Existing | Space Heating | Natural Gas | Furnace | E9 | TRC BC Ratio | 0 | 0 | 0 | 0 | 0 | 0 | 0 | 0 | 0 | 0 | 0 | 0 | 0 | 0 | 0 | 0 | 0 | 0 | 0 | 0 | 0 | 0 | 0 | 0 | 0 | 0 | 0
F2_Industrial_Industrial - WA_Existing_Space Heating_Natural Gas_Furnace_E10 | F2 | Industrial | Industrial - WA | Existing | Space Heating | Natural Gas | Furnace | E10 | TRC BC Ratio | 0 | 0 | 0 | 0 | 0 | 0 | 0 | 0 | 0 | 0 | 0 | 0 | 0 | 0 | 0 | 0 | 0 | 0 | 0 | 0 | 0 | 0 | 0 | 0 | 0 | 0 | 0
F3_Industrial_Industrial - WA_Existing_Space Heating_Natural Gas_Furnace_E1 | F3 | Industrial | Industrial - WA | Existing | Space Heating | Natural Gas | Furnace | E1 | PACT BC Ratio | [24 empty] | 1 | 1 | 1 | bar: 2019 to 2042
F3_Industrial_Industrial - WA_Existing_Space Heating_Natural Gas_Furnace_E2 | F3 | Industrial | Industrial - WA | Existing | Space Heating | Natural Gas | Furnace | E2 | PACT BC Ratio | 0.0087837 | 0.0091679 | 0.009615 | 0.010105 | 0.010613 | 0.011129 | 0.011635 | 0.01212 | 0.01261 | 0.013004 | 0.013372 | 0.013762 | 0.014138 | 0.014471 | 0.014775 | 0.015039 | 0.01529 | 0.015546 | 0.015782 | 0.01601 | 0.016232 | 0.016439 | 0.016635 | 0.016807 | 0.016966 | 0.017112 | 0.017246
F3_Industrial_Industrial - WA_Existing_Space Heating_Natural Gas_Furnace_E3 | F3 | Industrial | Industrial - WA | Existing | Space Heating | Natural Gas | Furnace | E3 | PACT BC Ratio | [24 empty] | 1 | 1 | 1 | bar: 2019 to 2042
F3_Industrial_Industrial - WA_Existing_Space Heating_Natural Gas_Furnace_E4 | F3 | Industrial | Industrial - WA | Existing | Space Heating | Natural Gas | Furnace | E4 | PACT BC Ratio | 0 | 0 | 0 | 0 | 0 | 0 | 0 | 0 | 0 | 0 | 0 | 0 | 0 | 0 | 0 | 0 | 0 | 0 | 0 | 0 | 0 | 0 | 0 | 0 | 0 | 0 | 0
F3_Industrial_Industrial - WA_Existing_Space Heating_Natural Gas_Furnace_E5 | F3 | Industrial | Industrial - WA | Existing | Space Heating | Natural Gas | Furnace | E5 | PACT BC Ratio | 0 | 0 | 0 | 0 | 0 | 0 | 0 | 0 | 0 | 0 | 0 | 0 | 0 | 0 | 0 | 0 | 0 | 0 | 0 | 0 | 0 | 0 | 0 | 0 | 0 | 0 | 0
F3_Industrial_Industrial - WA_Existing_Space Heating_Natural Gas_Furnace_E6 | F3 | Industrial | Industrial - WA | Existing | Space Heating | Natural Gas | Furnace | E6 | PACT BC Ratio | 0 | 0 | 0 | 0 | 0 | 0 | 0 | 0 | 0 | 0 | 0 | 0 | 0 | 0 | 0 | 0 | 0 | 0 | 0 | 0 | 0 | 0 | 0 | 0 | 0 | 0 | 0
F3_Industrial_Industrial - WA_Existing_Space Heating_Natural Gas_Furnace_E7 | F3 | Industrial | Industrial - WA | Existing | Space Heating | Natural Gas | Furnace | E7 | PACT BC Ratio | 0 | 0 | 0 | 0 | 0 | 0 | 0 | 0 | 0 | 0 | 0 | 0 | 0 | 0 | 0 | 0 | 0 | 0 | 0 | 0 | 0 | 0 | 0 | 0 | 0 | 0 | 0
F3_Industrial_Industrial - WA_Existing_Space Heating_Natural Gas_Furnace_E8 | F3 | Industrial | Industrial - WA | Existing | Space Heating | Natural Gas | Furnace | E8 | PACT BC Ratio | 0 | 0 | 0 | 0 | 0 | 0 | 0 | 0 | 0 | 0 | 0 | 0 | 0 | 0 | 0 | 0 | 0 | 0 | 0 | 0 | 0 | 0 | 0 | 0 | 0 | 0 | 0
F3_Industrial_Industrial - WA_Existing_Space Heating_Natural Gas_Furnace_E9 | F3 | Industrial | Industrial - WA | Existing | Space Heating | Natural Gas | Furnace | E9 | PACT BC Ratio | 0 | 0 | 0 | 0 | 0 | 0 | 0 | 0 | 0 | 0 | 0 | 0 | 0 | 0 | 0 | 0 | 0 | 0 | 0 | 0 | 0 | 0 | 0 | 0 | 0 | 0 | 0
F3_Industrial_Industrial - WA_Existing_Space Heating_Natural Gas_Furnace_E10 | F3 | Industrial | Industrial - WA | Existing | Space Heating | Natural Gas | Furnace | E10 | PACT BC Ratio | 0 | 0 | 0 | 0 | 0 | 0 | 0 | 0 | 0 | 0 | 0 | 0 | 0 | 0 | 0 | 0 | 0 | 0 | 0 | 0 | 0 | 0 | 0 | 0 | 0 | 0 | 0
F4_Industrial_Industrial - WA_Existing_Space Heating_Natural Gas_Furnace_E1 | F4 | Industrial | Industrial - WA | Existing | Space Heating | Natural Gas | Furnace | E1 | RVT BC Ratio | [24 empty] | 1 | 1 | 1 | bar: 2019 to 2042
F4_Industrial_Industrial - WA_Existing_Space Heating_Natural Gas_Furnace_E2 | F4 | Industrial | Industrial - WA | Existing | Space Heating | Natural Gas | Furnace | E2 | RVT BC Ratio | 0.50708 | 0.50734 | 0.50766 | 0.508 | 0.50836 | 0.50871 | 0.50905 | 0.50936 | 0.50966 | 0.50988 | 0.51014 | 0.51041 | 0.51067 | 0.51089 | 0.51109 | 0.51125 | 0.5114 | 0.51156 | 0.51169 | 0.51181 | 0.51193 | 0.51208 | 0.51223 | 0.51235 | 0.51247 | 0.51258 | 0.51268
F4_Industrial_Industrial - WA_Existing_Space Heating_Natural Gas_Furnace_E3 | F4 | Industrial | Industrial - WA | Existing | Space Heating | Natural Gas | Furnace | E3 | RVT BC Ratio | [24 empty] | 1 | 1 | 1 | bar: 2019 to 2042
F4_Industrial_Industrial - WA_Existing_Space Heating_Natural Gas_Furnace_E4 | F4 | Industrial | Industrial - WA | Existing | Space Heating | Natural Gas | Furnace | E4 | RVT BC Ratio | 0 | 0 | 0 | 0 | 0 | 0 | 0 | 0 | 0 | 0 | 0 | 0 | 0 | 0 | 0 | 0 | 0 | 0 | 0 | 0 | 0 | 0 | 0 | 0 | 0 | 0 | 0
F4_Industrial_Industrial - WA_Existing_Space Heating_Natural Gas_Furnace_E5 | F4 | Industrial | Industrial - WA | Existing | Space Heating | Natural Gas | Furnace | E5 | RVT BC Ratio | 0 | 0 | 0 | 0 | 0 | 0 | 0 | 0 | 0 | 0 | 0 | 0 | 0 | 0 | 0 | 0 | 0 | 0 | 0 | 0 | 0 | 0 | 0 | 0 | 0 | 0 | 0
F4_Industrial_Industrial - WA_Existing_Space Heating_Natural Gas_Furnace_E6 | F4 | Industrial | Industrial - WA | Existing | Space Heating | Natural Gas | Furnace | E6 | RVT BC Ratio | 0 | 0 | 0 | 0 | 0 | 0 | 0 | 0 | 0 | 0 | 0 | 0 | 0 | 0 | 0 | 0 | 0 | 0 | 0 | 0 | 0 | 0 | 0 | 0 | 0 | 0 | 0
F4_Industrial_Industrial - WA_Existing_Space Heating_Natural Gas_Furnace_E7 | F4 | Industrial | Industrial - WA | Existing | Space Heating | Natural Gas | Furnace | E7 | RVT BC Ratio | 0 | 0 | 0 | 0 | 0 | 0 | 0 | 0 | 0 | 0 | 0 | 0 | 0 | 0 | 0 | 0 | 0 | 0 | 0 | 0 | 0 | 0 | 0 | 0 | 0 | 0 | 0
F4_Industrial_Industrial - WA_Existing_Space Heating_Natural Gas_Furnace_E8 | F4 | Industrial | Industrial - WA | Existing | Space Heating | Natural Gas | Furnace | E8 | RVT BC Ratio | 0 | 0 | 0 | 0 | 0 | 0 | 0 | 0 | 0 | 0 | 0 | 0 | 0 | 0 | 0 | 0 | 0 | 0 | 0 | 0 | 0 | 0 | 0 | 0 | 0 | 0 | 0
F4_Industrial_Industrial - WA_Existing_Space Heating_Natural Gas_Furnace_E9 | F4 | Industrial | Industrial - WA | Existing | Space Heating | Natural Gas | Furnace | E9 | RVT BC Ratio | 0 | 0 | 0 | 0 | 0 | 0 | 0 | 0 | 0 | 0 | 0 | 0 | 0 | 0 | 0 | 0 | 0 | 0 | 0 | 0 | 0 | 0 | 0 | 0 | 0 | 0 | 0
F4_Industrial_Industrial - WA_Existing_Space Heating_Natural Gas_Furnace_E10 | F4 | Industrial | Industrial - WA | Existing | Space Heating | Natural Gas | Furnace | E10 | RVT BC Ratio | 0 | 0 | 0 | 0 | 0 | 0 | 0 | 0 | 0 | 0 | 0 | 0 | 0 | 0 | 0 | 0 | 0 | 0 | 0 | 0 | 0 | 0 | 0 | 0 | 0 | 0 | 0
F5_Industrial_Industrial - WA_Existing_Space Heating_Natural Gas_Furnace_E1 | F5 | Industrial | Industrial - WA | Existing | Space Heating | Natural Gas | Furnace | E1 | RIM BC Ratio | [24 empty] | 1 | 1 | 1 | bar: 2019 to 2042
F5_Industrial_Industrial - WA_Existing_Space Heating_Natural Gas_Furnace_E2 | F5 | Industrial | Industrial - WA | Existing | Space Heating | Natural Gas | Furnace | E2 | RIM BC Ratio | 0.0086958 | 0.0090727 | 0.0095109 | 0.009991 | 0.010488 | 0.010992 | 0.011487 | 0.011961 | 0.012438 | 0.012823 | 0.013181 | 0.01356 | 0.013926 | 0.014249 | 0.014545 | 0.014801 | 0.015045 | 0.015293 | 0.015523 | 0.015744 | 0.01596 | 0.01616 | 0.016349 | 0.016515 | 0.016669 | 0.01681 | 0.016939
F5_Industrial_Industrial - WA_Existing_Space Heating_Natural Gas_Furnace_E3 | F5 | Industrial | Industrial - WA | Existing | Space Heating | Natural Gas | Furnace | E3 | RIM BC Ratio | [24 empty] | 1 | 1 | 1 | bar: 2019 to 2042
F5_Industrial_Industrial - WA_Existing_Space Heating_Natural Gas_Furnace_E4 | F5 | Industrial | Industrial - WA | Existing | Space Heating | Natural Gas | Furnace | E4 | RIM BC Ratio | 0 | 0 | 0 | 0 | 0 | 0 | 0 | 0 | 0 | 0 | 0 | 0 | 0 | 0 | 0 | 0 | 0 | 0 | 0 | 0 | 0 | 0 | 0 | 0 | 0 | 0 | 0
F5_Industrial_Industrial - WA_Existing_Space Heating_Natural Gas_Furnace_E5 | F5 | Industrial | Industrial - WA | Existing | Space Heating | Natural Gas | Furnace | E5 | RIM BC Ratio | 0 | 0 | 0 | 0 | 0 | 0 | 0 | 0 | 0 | 0 | 0 | 0 | 0 | 0 | 0 | 0 | 0 | 0 | 0 | 0 | 0 | 0 | 0 | 0 | 0 | 0 | 0
F5_Industrial_Industrial - WA_Existing_Space Heating_Natural Gas_Furnace_E6 | F5 | Industrial | Industrial - WA | Existing | Space Heating | Natural Gas | Furnace | E6 | RIM BC Ratio | 0 | 0 | 0 | 0 | 0 | 0 | 0 | 0 | 0 | 0 | 0 | 0 | 0 | 0 | 0 | 0 | 0 | 0 | 0 | 0 | 0 | 0 | 0 | 0 | 0 | 0 | 0
F5_Industrial_Industrial - WA_Existing_Space Heating_Natural Gas_Furnace_E7 | F5 | Industrial | Industrial - WA | Existing | Space Heating | Natural Gas | Furnace | E7 | RIM BC Ratio | 0 | 0 | 0 | 0 | 0 | 0 | 0 | 0 | 0 | 0 | 0 | 0 | 0 | 0 | 0 | 0 | 0 | 0 | 0 | 0 | 0 | 0 | 0 | 0 | 0 | 0 | 0
F5_Industrial_Industrial - WA_Existing_Space Heating_Natural Gas_Furnace_E8 | F5 | Industrial | Industrial - WA | Existing | Space Heating | Natural Gas | Furnace | E8 | RIM BC Ratio | 0 | 0 | 0 | 0 | 0 | 0 | 0 | 0 | 0 | 0 | 0 | 0 | 0 | 0 | 0 | 0 | 0 | 0 | 0 | 0 | 0 | 0 | 0 | 0 | 0 | 0 | 0
F5_Industrial_Industrial - WA_Existing_Space Heating_Natural Gas_Furnace_E9 | F5 | Industrial | Industrial - WA | Existing | Space Heating | Natural Gas | Furnace | E9 | RIM BC Ratio | 0 | 0 | 0 | 0 | 0 | 0 | 0 | 0 | 0 | 0 | 0 | 0 | 0 | 0 | 0 | 0 | 0 | 0 | 0 | 0 | 0 | 0 | 0 | 0 | 0 | 0 | 0
F5_Industrial_Industrial - WA_Existing_Space Heating_Natural Gas_Furnace_E10 | F5 | Industrial | Industrial - WA | Existing | Space Heating | Natural Gas | Furnace | E10 | RIM BC Ratio | 0 | 0 | 0 | 0 | 0 | 0 | 0 | 0 | 0 | 0 | 0 | 0 | 0 | 0 | 0 | 0 | 0 | 0 | 0 | 0 | 0 | 0 | 0 | 0 | 0 | 0 | 0
F0_Industrial_Industrial - WA_Existing_Space Heating_Natural Gas_Boiler_E0 | F0 | Industrial | Industrial - WA | Existing | Space Heating | Natural Gas | Boiler | E0 | Economic Unit | AFUE 97% | AFUE 97% | AFUE 97% | AFUE 97% | AFUE 97% | AFUE 97% | AFUE 97% | AFUE 97% | AFUE 97% | AFUE 97% | AFUE 97% | AFUE 97% | AFUE 97% | AFUE 97% | AFUE 97% | AFUE 97% | AFUE 97% | AFUE 97% | AFUE 97% | AFUE 97% | AFUE 97% | AFUE 97% | AFUE 97% | AFUE 97% | AFUE 97% | AFUE 97% | AFUE 97%
F1_Industrial_Industrial - WA_Existing_Space Heating_Natural Gas_Boiler_E1 | F1 | Industrial | Industrial - WA | Existing | Space Heating | Natural Gas | Boiler | E1 | CCE | 0 | 0 | 0 | 0 | 0 | 0 | 0 | 0 | 0 | 0 | 0 | 0 | 0 | 0 | 0 | 0 | 0 | 0 | 0 | 0 | 0 | 0 | 0 | 0 | 0 | 0 | 0
F1_Industrial_Industrial - WA_Existing_Space Heating_Natural Gas_Boiler_E2 | F1 | Industrial | Industrial - WA | Existing | Space Heating | Natural Gas | Boiler | E2 | CCE | 0.02918 | 0.030281 | 0.030281 | 0.030281 | 0.030281 | 0.030281 | 0.030281 | 0.030281 | 0.030281 | 0.030281 | 0.030281 | 0.030281 | 0.030281 | 0.030281 | 0.030281 | 0.030281 | 0.030281 | 0.030281 | 0.030281 | 0.030281 | 0.030281 | 0.030281 | 0.030281 | 0.030281 | 0.030281 | 0.030281 | 0.030281
F1_Industrial_Industrial - WA_Existing_Space Heating_Natural Gas_Boiler_E3 | F1 | Industrial | Industrial - WA | Existing | Space Heating | Natural Gas | Boiler | E3 | CCE | -0.0063753 | -0.006616 | -0.006616 | -0.006616 | -0.006616 | -0.006616 | -0.006616 | -0.006616 | -0.006616 | -0.006616 | -0.006616 | -0.006616 | -0.006616 | -0.006616 | -0.006616 | -0.006616 | -0.006616 | -0.006616 | -0.006616 | -0.006616 | -0.006616 | -0.006616 | -0.006616 | -0.006616 | -0.006616 | -0.006616 | -0.006616
F1_Industrial_Industrial - WA_Existing_Space Heating_Natural Gas_Boiler_E4 | F1 | Industrial | Industrial - WA | Existing | Space Heating | Natural Gas | Boiler | E4 | CCE | 0.67064 | 0.69596 | 0.69596 | 0.69596 | 0.69596 | 0.69596 | 0.69596 | 0.69596 | 0.69596 | 0.69596 | 0.69596 | 0.69596 | 0.69596 | 0.69596 | 0.69596 | 0.69596 | 0.69596 | 0.69596 | 0.69596 | 0.69596 | 0.69596 | 0.69596 | 0.69596 | 0.69596 | 0.69596 | 0.69596 | 0.69596
F1_Industrial_Industrial - WA_Existing_Space Heating_Natural Gas_Boiler_E5 | F1 | Industrial | Industrial - WA | Existing | Space Heating | Natural Gas | Boiler | E5 | CCE | 0 | 0 | 0 | 0 | 0 | 0 | 0 | 0 | 0 | 0 | 0 | 0 | 0 | 0 | 0 | 0 | 0 | 0 | 0 | 0 | 0 | 0 | 0 | 0 | 0 | 0 | 0
F1_Industrial_Industrial - WA_Existing_Space Heating_Natural Gas_Boiler_E6 | F1 | Industrial | Industrial - WA | Existing | Space Heating | Natural Gas | Boiler | E6 | CCE | 0 | 0 | 0 | 0 | 0 | 0 | 0 | 0 | 0 | 0 | 0 | 0 | 0 | 0 | 0 | 0 | 0 | 0 | 0 | 0 | 0 | 0 | 0 | 0 | 0 | 0 | 0
F1_Industrial_Industrial - WA_Existing_Space Heating_Natural Gas_Boiler_E7 | F1 | Industrial | Industrial - WA | Existing | Space Heating | Natural Gas | Boiler | E7 | CCE | 0 | 0 | 0 | 0 | 0 | 0 | 0 | 0 | 0 | 0 | 0 | 0 | 0 | 0 | 0 | 0 | 0 | 0 | 0 | 0 | 0 | 0 | 0 | 0 | 0 | 0 | 0
F1_Industrial_Industrial - WA_Existing_Space Heating_Natural Gas_Boiler_E8 | F1 | Industrial | Industrial - WA | Existing | Space Heating | Natural Gas | Boiler | E8 | CCE | 0 | 0 | 0 | 0 | 0 | 0 | 0 | 0 | 0 | 0 | 0 | 0 | 0 | 0 | 0 | 0 | 0 | 0 | 0 | 0 | 0 | 0 | 0 | 0 | 0 | 0 | 0
F1_Industrial_Industrial - WA_Existing_Space Heating_Natural Gas_Boiler_E9 | F1 | Industrial | Industrial - WA | Existing | Space Heating | Natural Gas | Boiler | E9 | CCE | 0 | 0 | 0 | 0 | 0 | 0 | 0 | 0 | 0 | 0 | 0 | 0 | 0 | 0 | 0 | 0 | 0 | 0 | 0 | 0 | 0 | 0 | 0 | 0 | 0 | 0 | 0
F1_Industrial_Industrial - WA_Existing_Space Heating_Natural Gas_Boiler_E10 | F1 | Industrial | Industrial - WA | Existing | Space Heating | Natural Gas | Boiler | E10 | CCE | 0 | 0 | 0 | 0 | 0 | 0 | 0 | 0 | 0 | 0 | 0 | 0 | 0 | 0 | 0 | 0 | 0 | 0 | 0 | 0 | 0 | 0 | 0 | 0 | 0 | 0 | 0
F2_Industrial_Industrial - WA_Existing_Space Heating_Natural Gas_Boiler_E1 | F2 | Industrial | Industrial - WA | Existing | Space Heating | Natural Gas | Boiler | E1 | TRC BC Ratio | [24 empty] | 1 | 1 | 1 | bar: 2019 to 2042
F2_Industrial_Industrial - WA_Existing_Space Heating_Natural Gas_Boiler_E2 | F2 | Industrial | Industrial - WA | Existing | Space Heating | Natural Gas | Boiler | E2 | TRC BC Ratio | 0.097027 | 0.10059 | 0.10459 | 0.10889 | 0.11329 | 0.11772 | 0.12206 | 0.12621 | 0.13037 | 0.13376 | 0.13693 | 0.14024 | 0.14342 | 0.14623 | 0.14881 | 0.15105 | 0.15316 | 0.1553 | 0.15726 | 0.15915 | 0.16097 | 0.16265 | 0.16424 | 0.16563 | 0.1669 | 0.16746 | 0.16771
F2_Industrial_Industrial - WA_Existing_Space Heating_Natural Gas_Boiler_E3 | F2 | Industrial | Industrial - WA | Existing | Space Heating | Natural Gas | Boiler | E3 | TRC BC Ratio | [24 empty] | 1 | 1 | 1 | bar: 2019 to 2042
F2_Industrial_Industrial - WA_Existing_Space Heating_Natural Gas_Boiler_E4 | F2 | Industrial | Industrial - WA | Existing | Space Heating | Natural Gas | Boiler | E4 | TRC BC Ratio | 0.0051901 | 0.0053341 | 0.0054839 | 0.0056357 | 0.0057862 | 0.0059341 | 0.0060775 | 0.0062144 | 0.0063486 | 0.0064633 | 0.0065701 | 0.006677 | 0.0067783 | 0.0068686 | 0.0069511 | 0.0070239 | 0.0070915 | 0.0071574 | 0.0072173 | 0.0072734 | 0.0073261 | 0.0073741 | 0.0074181 | 0.0074562 | 0.0074904 | 0.0074593 | 0.0074041
F2_Industrial_Industrial - WA_Existing_Space Heating_Natural Gas_Boiler_E5 | F2 | Industrial | Industrial - WA | Existing | Space Heating | Natural Gas | Boiler | E5 | TRC BC Ratio | 0 | 0 | 0 | 0 | 0 | 0 | 0 | 0 | 0 | 0 | 0 | 0 | 0 | 0 | 0 | 0 | 0 | 0 | 0 | 0 | 0 | 0 | 0 | 0 | 0 | 0 | 0
F2_Industrial_Industrial - WA_Existing_Space Heating_Natural Gas_Boiler_E6 | F2 | Industrial | Industrial - WA | Existing | Space Heating | Natural Gas | Boiler | E6 | TRC BC Ratio | 0 | 0 | 0 | 0 | 0 | 0 | 0 | 0 | 0 | 0 | 0 | 0 | 0 | 0 | 0 | 0 | 0 | 0 | 0 | 0 | 0 | 0 | 0 | 0 | 0 | 0 | 0
F2_Industrial_Industrial - WA_Existing_Space Heating_Natural Gas_Boiler_E7 | F2 | Industrial | Industrial - WA | Existing | Space Heating | Natural Gas | Boiler | E7 | TRC BC Ratio | 0 | 0 | 0 | 0 | 0 | 0 | 0 | 0 | 0 | 0 | 0 | 0 | 0 | 0 | 0 | 0 | 0 | 0 | 0 | 0 | 0 | 0 | 0 | 0 | 0 | 0 | 0
F2_Industrial_Industrial - WA_Existing_Space Heating_Natural Gas_Boiler_E8 | F2 | Industrial | Industrial - WA | Existing | Space Heating | Natural Gas | Boiler | E8 | TRC BC Ratio | 0 | 0 | 0 | 0 | 0 | 0 | 0 | 0 | 0 | 0 | 0 | 0 | 0 | 0 | 0 | 0 | 0 | 0 | 0 | 0 | 0 | 0 | 0 | 0 | 0 | 0 | 0
F2_Industrial_Industrial - WA_Existing_Space Heating_Natural Gas_Boiler_E9 | F2 | Industrial | Industrial - WA | Existing | Space Heating | Natural Gas | Boiler | E9 | TRC BC Ratio | 0 | 0 | 0 | 0 | 0 | 0 | 0 | 0 | 0 | 0 | 0 | 0 | 0 | 0 | 0 | 0 | 0 | 0 | 0 | 0 | 0 | 0 | 0 | 0 | 0 | 0 | 0
F2_Industrial_Industrial - WA_Existing_Space Heating_Natural Gas_Boiler_E10 | F2 | Industrial | Industrial - WA | Existing | Space Heating | Natural Gas | Boiler | E10 | TRC BC Ratio | 0 | 0 | 0 | 0 | 0 | 0 | 0 | 0 | 0 | 0 | 0 | 0 | 0 | 0 | 0 | 0 | 0 | 0 | 0 | 0 | 0 | 0 | 0 | 0 | 0 | 0 | 0
F3_Industrial_Industrial - WA_Existing_Space Heating_Natural Gas_Boiler_E1 | F3 | Industrial | Industrial - WA | Existing | Space Heating | Natural Gas | Boiler | E1 | PACT BC Ratio | [24 empty] | 1 | 1 | 1 | bar: 2019 to 2042
F3_Industrial_Industrial - WA_Existing_Space Heating_Natural Gas_Boiler_E2 | F3 | Industrial | Industrial - WA | Existing | Space Heating | Natural Gas | Boiler | E2 | PACT BC Ratio | 0.16633 | 0.17243 | 0.1793 | 0.18666 | 0.19421 | 0.20181 | 0.20924 | 0.21636 | 0.22348 | 0.22931 | 0.23474 | 0.2404 | 0.24586 | 0.25068 | 0.2551 | 0.25894 | 0.26257 | 0.26623 | 0.2696 | 0.27282 | 0.27595 | 0.27884 | 0.28155 | 0.28393 | 0.28612 | 0.28707 | 0.28751
F3_Industrial_Industrial - WA_Existing_Space Heating_Natural Gas_Boiler_E3 | F3 | Industrial | Industrial - WA | Existing | Space Heating | Natural Gas | Boiler | E3 | PACT BC Ratio | [24 empty] | 1 | 1 | 1 | bar: 2019 to 2042
F3_Industrial_Industrial - WA_Existing_Space Heating_Natural Gas_Boiler_E4 | F3 | Industrial | Industrial - WA | Existing | Space Heating | Natural Gas | Boiler | E4 | PACT BC Ratio | 0.0088973 | 0.0091442 | 0.0094009 | 0.0096612 | 0.0099192 | 0.010173 | 0.010419 | 0.010653 | 0.010883 | 0.01108 | 0.011263 | 0.011446 | 0.01162 | 0.011775 | 0.011916 | 0.012041 | 0.012157 | 0.01227 | 0.012373 | 0.012469 | 0.012559 | 0.012641 | 0.012717 | 0.012782 | 0.012841 | 0.012787 | 0.012693
F3_Industrial_Industrial - WA_Existing_Space Heating_Natural Gas_Boiler_E5 | F3 | Industrial | Industrial - WA | Existing | Space Heating | Natural Gas | Boiler | E5 | PACT BC Ratio | 0 | 0 | 0 | 0 | 0 | 0 | 0 | 0 | 0 | 0 | 0 | 0 | 0 | 0 | 0 | 0 | 0 | 0 | 0 | 0 | 0 | 0 | 0 | 0 | 0 | 0 | 0
F3_Industrial_Industrial - WA_Existing_Space Heating_Natural Gas_Boiler_E6 | F3 | Industrial | Industrial - WA | Existing | Space Heating | Natural Gas | Boiler | E6 | PACT BC Ratio | 0 | 0 | 0 | 0 | 0 | 0 | 0 | 0 | 0 | 0 | 0 | 0 | 0 | 0 | 0 | 0 | 0 | 0 | 0 | 0 | 0 | 0 | 0 | 0 | 0 | 0 | 0
F3_Industrial_Industrial - WA_Existing_Space Heating_Natural Gas_Boiler_E7 | F3 | Industrial | Industrial - WA | Existing | Space Heating | Natural Gas | Boiler | E7 | PACT BC Ratio | 0 | 0 | 0 | 0 | 0 | 0 | 0 | 0 | 0 | 0 | 0 | 0 | 0 | 0 | 0 | 0 | 0 | 0 | 0 | 0 | 0 | 0 | 0 | 0 | 0 | 0 | 0
F3_Industrial_Industrial - WA_Existing_Space Heating_Natural Gas_Boiler_E8 | F3 | Industrial | Industrial - WA | Existing | Space Heating | Natural Gas | Boiler | E8 | PACT BC Ratio | 0 | 0 | 0 | 0 | 0 | 0 | 0 | 0 | 0 | 0 | 0 | 0 | 0 | 0 | 0 | 0 | 0 | 0 | 0 | 0 | 0 | 0 | 0 | 0 | 0 | 0 | 0
F3_Industrial_Industrial - WA_Existing_Space Heating_Natural Gas_Boiler_E9 | F3 | Industrial | Industrial - WA | Existing | Space Heating | Natural Gas | Boiler | E9 | PACT BC Ratio | 0 | 0 | 0 | 0 | 0 | 0 | 0 | 0 | 0 | 0 | 0 | 0 | 0 | 0 | 0 | 0 | 0 | 0 | 0 | 0 | 0 | 0 | 0 | 0 | 0 | 0 | 0
F3_Industrial_Industrial - WA_Existing_Space Heating_Natural Gas_Boiler_E10 | F3 | Industrial | Industrial - WA | Existing | Space Heating | Natural Gas | Boiler | E10 | PACT BC Ratio | 0 | 0 | 0 | 0 | 0 | 0 | 0 | 0 | 0 | 0 | 0 | 0 | 0 | 0 | 0 | 0 | 0 | 0 | 0 | 0 | 0 | 0 | 0 | 0 | 0 | 0 | 0
F4_Industrial_Industrial - WA_Existing_Space Heating_Natural Gas_Boiler_E1 | F4 | Industrial | Industrial - WA | Existing | Space Heating | Natural Gas | Boiler | E1 | RVT BC Ratio | [24 empty] | 1 | 1 | 1 | bar: 2019 to 2042
F4_Industrial_Industrial - WA_Existing_Space Heating_Natural Gas_Boiler_E2 | F4 | Industrial | Industrial - WA | Existing | Space Heating | Natural Gas | Boiler | E2 | RVT BC Ratio | 0.63114 | 0.63533 | 0.6401 | 0.64522 | 0.65042 | 0.65557 | 0.66051 | 0.66508 | 0.66956 | 0.67284 | 0.67664 | 0.6806 | 0.68437 | 0.68763 | 0.69053 | 0.69296 | 0.69519 | 0.69741 | 0.69936 | 0.70115 | 0.70282 | 0.70494 | 0.70694 | 0.70869 | 0.71029 | 0.711 | 0.71132
F4_Industrial_Industrial - WA_Existing_Space Heating_Natural Gas_Boiler_E3 | F4 | Industrial | Industrial - WA | Existing | Space Heating | Natural Gas | Boiler | E3 | RVT BC Ratio | [24 empty] | 1 | 1 | 1 | bar: 2019 to 2042
F4_Industrial_Industrial - WA_Existing_Space Heating_Natural Gas_Boiler_E4 | F4 | Industrial | Industrial - WA | Existing | Space Heating | Natural Gas | Boiler | E4 | RVT BC Ratio | 0.50682 | 0.50698 | 0.50715 | 0.50733 | 0.5075 | 0.50767 | 0.50783 | 0.50798 | 0.50812 | 0.50824 | 0.50837 | 0.5085 | 0.50862 | 0.50873 | 0.50883 | 0.50891 | 0.50898 | 0.50906 | 0.50912 | 0.50918 | 0.50923 | 0.50929 | 0.50935 | 0.50939 | 0.50944 | 0.5094 | 0.50933
F4_Industrial_Industrial - WA_Existing_Space Heating_Natural Gas_Boiler_E5 | F4 | Industrial | Industrial - WA | Existing | Space Heating | Natural Gas | Boiler | E5 | RVT BC Ratio | 0 | 0 | 0 | 0 | 0 | 0 | 0 | 0 | 0 | 0 | 0 | 0 | 0 | 0 | 0 | 0 | 0 | 0 | 0 | 0 | 0 | 0 | 0 | 0 | 0 | 0 | 0
F4_Industrial_Industrial - WA_Existing_Space Heating_Natural Gas_Boiler_E6 | F4 | Industrial | Industrial - WA | Existing | Space Heating | Natural Gas | Boiler | E6 | RVT BC Ratio | 0 | 0 | 0 | 0 | 0 | 0 | 0 | 0 | 0 | 0 | 0 | 0 | 0 | 0 | 0 | 0 | 0 | 0 | 0 | 0 | 0 | 0 | 0 | 0 | 0 | 0 | 0
F4_Industrial_Industrial - WA_Existing_Space Heating_Natural Gas_Boiler_E7 | F4 | Industrial | Industrial - WA | Existing | Space Heating | Natural Gas | Boiler | E7 | RVT BC Ratio | 0 | 0 | 0 | 0 | 0 | 0 | 0 | 0 | 0 | 0 | 0 | 0 | 0 | 0 | 0 | 0 | 0 | 0 | 0 | 0 | 0 | 0 | 0 | 0 | 0 | 0 | 0
F4_Industrial_Industrial - WA_Existing_Space Heating_Natural Gas_Boiler_E8 | F4 | Industrial | Industrial - WA | Existing | Space Heating | Natural Gas | Boiler | E8 | RVT BC Ratio | 0 | 0 | 0 | 0 | 0 | 0 | 0 | 0 | 0 | 0 | 0 | 0 | 0 | 0 | 0 | 0 | 0 | 0 | 0 | 0 | 0 | 0 | 0 | 0 | 0 | 0 | 0
F4_Industrial_Industrial - WA_Existing_Space Heating_Natural Gas_Boiler_E9 | F4 | Industrial | Industrial - WA | Existing | Space Heating | Natural Gas | Boiler | E9 | RVT BC Ratio | 0 | 0 | 0 | 0 | 0 | 0 | 0 | 0 | 0 | 0 | 0 | 0 | 0 | 0 | 0 | 0 | 0 | 0 | 0 | 0 | 0 | 0 | 0 | 0 | 0 | 0 | 0
F4_Industrial_Industrial - WA_Existing_Space Heating_Natural Gas_Boiler_E10 | F4 | Industrial | Industrial - WA | Existing | Space Heating | Natural Gas | Boiler | E10 | RVT BC Ratio | 0 | 0 | 0 | 0 | 0 | 0 | 0 | 0 | 0 | 0 | 0 | 0 | 0 | 0 | 0 | 0 | 0 | 0 | 0 | 0 | 0 | 0 | 0 | 0 | 0 | 0 | 0
F5_Industrial_Industrial - WA_Existing_Space Heating_Natural Gas_Boiler_E1 | F5 | Industrial | Industrial - WA | Existing | Space Heating | Natural Gas | Boiler | E1 | RIM BC Ratio | [24 empty] | 1 | 1 | 1 | bar: 2019 to 2042
F5_Industrial_Industrial - WA_Existing_Space Heating_Natural Gas_Boiler_E2 | F5 | Industrial | Industrial - WA | Existing | Space Heating | Natural Gas | Boiler | E2 | RIM BC Ratio | 0.14009 | 0.1445 | 0.1494 | 0.15459 | 0.15986 | 0.16511 | 0.17021 | 0.17507 | 0.17991 | 0.1839 | 0.18744 | 0.1911 | 0.1946 | 0.19769 | 0.20052 | 0.20299 | 0.20531 | 0.20767 | 0.20984 | 0.21192 | 0.21396 | 0.21569 | 0.21731 | 0.21872 | 0.22002 | 0.22058 | 0.22084
F5_Industrial_Industrial - WA_Existing_Space Heating_Natural Gas_Boiler_E3 | F5 | Industrial | Industrial - WA | Existing | Space Heating | Natural Gas | Boiler | E3 | RIM BC Ratio | [24 empty] | 1 | 1 | 1 | bar: 2019 to 2042
F5_Industrial_Industrial - WA_Existing_Space Heating_Natural Gas_Boiler_E4 | F5 | Industrial | Industrial - WA | Existing | Space Heating | Natural Gas | Boiler | E4 | RIM BC Ratio | 0.0088115 | 0.0090539 | 0.0093058 | 0.0095611 | 0.0098141 | 0.010063 | 0.010303 | 0.010533 | 0.010759 | 0.010951 | 0.01113 | 0.011309 | 0.011478 | 0.01163 | 0.011768 | 0.01189 | 0.012003 | 0.012113 | 0.012213 | 0.012307 | 0.012396 | 0.012476 | 0.012549 | 0.012613 | 0.01267 | 0.012618 | 0.012526
F5_Industrial_Industrial - WA_Existing_Space Heating_Natural Gas_Boiler_E5 | F5 | Industrial | Industrial - WA | Existing | Space Heating | Natural Gas | Boiler | E5 | RIM BC Ratio | 0 | 0 | 0 | 0 | 0 | 0 | 0 | 0 | 0 | 0 | 0 | 0 | 0 | 0 | 0 | 0 | 0 | 0 | 0 | 0 | 0 | 0 | 0 | 0 | 0 | 0 | 0
F5_Industrial_Industrial - WA_Existing_Space Heating_Natural Gas_Boiler_E6 | F5 | Industrial | Industrial - WA | Existing | Space Heating | Natural Gas | Boiler | E6 | RIM BC Ratio | 0 | 0 | 0 | 0 | 0 | 0 | 0 | 0 | 0 | 0 | 0 | 0 | 0 | 0 | 0 | 0 | 0 | 0 | 0 | 0 | 0 | 0 | 0 | 0 | 0 | 0 | 0
F5_Industrial_Industrial - WA_Existing_Space Heating_Natural Gas_Boiler_E7 | F5 | Industrial | Industrial - WA | Existing | Space Heating | Natural Gas | Boiler | E7 | RIM BC Ratio | 0 | 0 | 0 | 0 | 0 | 0 | 0 | 0 | 0 | 0 | 0 | 0 | 0 | 0 | 0 | 0 | 0 | 0 | 0 | 0 | 0 | 0 | 0 | 0 | 0 | 0 | 0
F5_Industrial_Industrial - WA_Existing_Space Heating_Natural Gas_Boiler_E8 | F5 | Industrial | Industrial - WA | Existing | Space Heating | Natural Gas | Boiler | E8 | RIM BC Ratio | 0 | 0 | 0 | 0 | 0 | 0 | 0 | 0 | 0 | 0 | 0 | 0 | 0 | 0 | 0 | 0 | 0 | 0 | 0 | 0 | 0 | 0 | 0 | 0 | 0 | 0 | 0
F5_Industrial_Industrial - WA_Existing_Space Heating_Natural Gas_Boiler_E9 | F5 | Industrial | Industrial - WA | Existing | Space Heating | Natural Gas | Boiler | E9 | RIM BC Ratio | 0 | 0 | 0 | 0 | 0 | 0 | 0 | 0 | 0 | 0 | 0 | 0 | 0 | 0 | 0 | 0 | 0 | 0 | 0 | 0 | 0 | 0 | 0 | 0 | 0 | 0 | 0
F5_Industrial_Industrial - WA_Existing_Space Heating_Natural Gas_Boiler_E10 | F5 | Industrial | Industrial - WA | Existing | Space Heating | Natural Gas | Boiler | E10 | RIM BC Ratio | 0 | 0 | 0 | 0 | 0 | 0 | 0 | 0 | 0 | 0 | 0 | 0 | 0 | 0 | 0 | 0 | 0 | 0 | 0 | 0 | 0 | 0 | 0 | 0 | 0 | 0 | 0
F0_Industrial_Industrial - WA_Existing_Space Heating_Natural Gas_Unit Heater_E0 | F0 | Industrial | Industrial - WA | Existing | Space Heating | Natural Gas | Unit Heater | E0 | Economic Unit | Infrared Radiant | Infrared Radiant | Infrared Radiant | Infrared Radiant | Infrared Radiant | Infrared Radiant | Infrared Radiant | Infrared Radiant | Infrared Radiant | Infrared Radiant | Infrared Radiant | Infrared Radiant | Infrared Radiant | Infrared Radiant | Infrared Radiant | Infrared Radiant | Infrared Radiant | Infrared Radiant | Infrared Radiant | Infrared Radiant | Infrared Radiant | Infrared Radiant | Infrared Radiant | Infrared Radiant | Infrared Radiant | Infrared Radiant | Infrared Radiant
F1_Industrial_Industrial - WA_Existing_Space Heating_Natural Gas_Unit Heater_E1 | F1 | Industrial | Industrial - WA | Existing | Space Heating | Natural Gas | Unit Heater | E1 | CCE | 0 | 0 | 0 | 0 | 0 | 0 | 0 | 0 | 0 | 0 | 0 | 0 | 0 | 0 | 0 | 0 | 0 | 0 | 0 | 0 | 0 | 0 | 0 | 0 | 0 | 0 | 0
F1_Industrial_Industrial - WA_Existing_Space Heating_Natural Gas_Unit Heater_E2 | F1 | Industrial | Industrial - WA | Existing | Space Heating | Natural Gas | Unit Heater | E2 | CCE | 0.00085669 | 0.00088904 | 0.00088904 | 0.00088904 | 0.00088904 | 0.00088904 | 0.00088904 | 0.00088904 | 0.00088904 | 0.00088904 | 0.00088904 | 0.00088904 | 0.00088904 | 0.00088904 | 0.00088904 | 0.00088904 | 0.00088904 | 0.00088904 | 0.00088904 | 0.00088904 | 0.00088904 | 0.00088904 | 0.00088904 | 0.00088904 | 0.00088904 | 0.00088904 | 0.00088904
F1_Industrial_Industrial - WA_Existing_Space Heating_Natural Gas_Unit Heater_E3 | F1 | Industrial | Industrial - WA | Existing | Space Heating | Natural Gas | Unit Heater | E3 | CCE | 0.00026888 | 0.00027904 | 0.00027904 | 0.00027904 | 0.00027904 | 0.00027904 | 0.00027904 | 0.00027904 | 0.00027904 | 0.00027904 | 0.00027904 | 0.00027904 | 0.00027904 | 0.00027904 | 0.00027904 | 0.00027904 | 0.00027904 | 0.00027904 | 0.00027904 | 0.00027904 | 0.00027904 | 0.00027904 | 0.00027904 | 0.00027904 | 0.00027904 | 0.00027904 | 0.00027904
F1_Industrial_Industrial - WA_Existing_Space Heating_Natural Gas_Unit Heater_E4 | F1 | Industrial | Industrial - WA | Existing | Space Heating | Natural Gas | Unit Heater | E4 | CCE | 0 | 0 | 0 | 0 | 0 | 0 | 0 | 0 | 0 | 0 | 0 | 0 | 0 | 0 | 0 | 0 | 0 | 0 | 0 | 0 | 0 | 0 | 0 | 0 | 0 | 0 | 0
F1_Industrial_Industrial - WA_Existing_Space Heating_Natural Gas_Unit Heater_E5 | F1 | Industrial | Industrial - WA | Existing | Space Heating | Natural Gas | Unit Heater | E5 | CCE | 0 | 0 | 0 | 0 | 0 | 0 | 0 | 0 | 0 | 0 | 0 | 0 | 0 | 0 | 0 | 0 | 0 | 0 | 0 | 0 | 0 | 0 | 0 | 0 | 0 | 0 | 0
F1_Industrial_Industrial - WA_Existing_Space Heating_Natural Gas_Unit Heater_E6 | F1 | Industrial | Industrial - WA | Existing | Space Heating | Natural Gas | Unit Heater | E6 | CCE | 0 | 0 | 0 | 0 | 0 | 0 | 0 | 0 | 0 | 0 | 0 | 0 | 0 | 0 | 0 | 0 | 0 | 0 | 0 | 0 | 0 | 0 | 0 | 0 | 0 | 0 | 0
F1_Industrial_Industrial - WA_Existing_Space Heating_Natural Gas_Unit Heater_E7 | F1 | Industrial | Industrial - WA | Existing | Space Heating | Natural Gas | Unit Heater | E7 | CCE | 0 | 0 | 0 | 0 | 0 | 0 | 0 | 0 | 0 | 0 | 0 | 0 | 0 | 0 | 0 | 0 | 0 | 0 | 0 | 0 | 0 | 0 | 0 | 0 | 0 | 0 | 0
F1_Industrial_Industrial - WA_Existing_Space Heating_Natural Gas_Unit Heater_E8 | F1 | Industrial | Industrial - WA | Existing | Space Heating | Natural Gas | Unit Heater | E8 | CCE | 0 | 0 | 0 | 0 | 0 | 0 | 0 | 0 | 0 | 0 | 0 | 0 | 0 | 0 | 0 | 0 | 0 | 0 | 0 | 0 | 0 | 0 | 0 | 0 | 0 | 0 | 0
F1_Industrial_Industrial - WA_Existing_Space Heating_Natural Gas_Unit Heater_E9 | F1 | Industrial | Industrial - WA | Existing | Space Heating | Natural Gas | Unit Heater | E9 | CCE | 0 | 0 | 0 | 0 | 0 | 0 | 0 | 0 | 0 | 0 | 0 | 0 | 0 | 0 | 0 | 0 | 0 | 0 | 0 | 0 | 0 | 0 | 0 | 0 | 0 | 0 | 0
F1_Industrial_Industrial - WA_Existing_Space Heating_Natural Gas_Unit Heater_E10 | F1 | Industrial | Industrial - WA | Existing | Space Heating | Natural Gas | Unit Heater | E10 | CCE | 0 | 0 | 0 | 0 | 0 | 0 | 0 | 0 | 0 | 0 | 0 | 0 | 0 | 0 | 0 | 0 | 0 | 0 | 0 | 0 | 0 | 0 | 0 | 0 | 0 | 0 | 0
F2_Industrial_Industrial - WA_Existing_Space Heating_Natural Gas_Unit Heater_E1 | F2 | Industrial | Industrial - WA | Existing | Space Heating | Natural Gas | Unit Heater | E1 | TRC BC Ratio | [24 empty] | 1 | 1 | 1 | bar: 2019 to 2042
F2_Industrial_Industrial - WA_Existing_Space Heating_Natural Gas_Unit Heater_E2 | F2 | Industrial | Industrial - WA | Existing | Space Heating | Natural Gas | Unit Heater | E2 | TRC BC Ratio | 2.9924 | 3.1203 | 3.2666 | 3.4254 | 3.5892 | 3.755 | 3.9178 | 4.0741 | 4.2314 | 4.3591 | 4.4783 | 4.6036 | 4.7247 | 4.8318 | 4.9298 | 5.0152 | 5.0959 | 5.1783 | 5.254 | 5.3271 | 5.3982 | 5.4643 | 5.5266 | 5.5814 | 5.632 | 5.6784 | 5.7209
F2_Industrial_Industrial - WA_Existing_Space Heating_Natural Gas_Unit Heater_E3 | F2 | Industrial | Industrial - WA | Existing | Space Heating | Natural Gas | Unit Heater | E3 | TRC BC Ratio | 15.7927 | 16.2076 | 16.5648 | 16.8711 | 17.1426 | 17.389 | 17.6279 | 17.8624 | 18.0787 | 18.3024 | 18.5135 | 18.6962 | 18.8603 | 19.0132 | 19.1554 | 19.2905 | 19.4124 | 19.5166 | 19.6103 | 19.691 | 19.7585 | 19.816 | 19.8629 | 19.9027 | 19.9334 | 19.9552 | 19.9684
F2_Industrial_Industrial - WA_Existing_Space Heating_Natural Gas_Unit Heater_E4 | F2 | Industrial | Industrial - WA | Existing | Space Heating | Natural Gas | Unit Heater | E4 | TRC BC Ratio | 0 | 0 | 0 | 0 | 0 | 0 | 0 | 0 | 0 | 0 | 0 | 0 | 0 | 0 | 0 | 0 | 0 | 0 | 0 | 0 | 0 | 0 | 0 | 0 | 0 | 0 | 0
F2_Industrial_Industrial - WA_Existing_Space Heating_Natural Gas_Unit Heater_E5 | F2 | Industrial | Industrial - WA | Existing | Space Heating | Natural Gas | Unit Heater | E5 | TRC BC Ratio | 0 | 0 | 0 | 0 | 0 | 0 | 0 | 0 | 0 | 0 | 0 | 0 | 0 | 0 | 0 | 0 | 0 | 0 | 0 | 0 | 0 | 0 | 0 | 0 | 0 | 0 | 0
F2_Industrial_Industrial - WA_Existing_Space Heating_Natural Gas_Unit Heater_E6 | F2 | Industrial | Industrial - WA | Existing | Space Heating | Natural Gas | Unit Heater | E6 | TRC BC Ratio | 0 | 0 | 0 | 0 | 0 | 0 | 0 | 0 | 0 | 0 | 0 | 0 | 0 | 0 | 0 | 0 | 0 | 0 | 0 | 0 | 0 | 0 | 0 | 0 | 0 | 0 | 0
F2_Industrial_Industrial - WA_Existing_Space Heating_Natural Gas_Unit Heater_E7 | F2 | Industrial | Industrial - WA | Existing | Space Heating | Natural Gas | Unit Heater | E7 | TRC BC Ratio | 0 | 0 | 0 | 0 | 0 | 0 | 0 | 0 | 0 | 0 | 0 | 0 | 0 | 0 | 0 | 0 | 0 | 0 | 0 | 0 | 0 | 0 | 0 | 0 | 0 | 0 | 0
F2_Industrial_Industrial - WA_Existing_Space Heating_Natural Gas_Unit Heater_E8 | F2 | Industrial | Industrial - WA | Existing | Space Heating | Natural Gas | Unit Heater | E8 | TRC BC Ratio | 0 | 0 | 0 | 0 | 0 | 0 | 0 | 0 | 0 | 0 | 0 | 0 | 0 | 0 | 0 | 0 | 0 | 0 | 0 | 0 | 0 | 0 | 0 | 0 | 0 | 0 | 0
F2_Industrial_Industrial - WA_Existing_Space Heating_Natural Gas_Unit Heater_E9 | F2 | Industrial | Industrial - WA | Existing | Space Heating | Natural Gas | Unit Heater | E9 | TRC BC Ratio | 0 | 0 | 0 | 0 | 0 | 0 | 0 | 0 | 0 | 0 | 0 | 0 | 0 | 0 | 0 | 0 | 0 | 0 | 0 | 0 | 0 | 0 | 0 | 0 | 0 | 0 | 0
F2_Industrial_Industrial - WA_Existing_Space Heating_Natural Gas_Unit Heater_E10 | F2 | Industrial | Industrial - WA | Existing | Space Heating | Natural Gas | Unit Heater | E10 | TRC BC Ratio | 0 | 0 | 0 | 0 | 0 | 0 | 0 | 0 | 0 | 0 | 0 | 0 | 0 | 0 | 0 | 0 | 0 | 0 | 0 | 0 | 0 | 0 | 0 | 0 | 0 | 0 | 0
F3_Industrial_Industrial - WA_Existing_Space Heating_Natural Gas_Unit Heater_E1 | F3 | Industrial | Industrial - WA | Existing | Space Heating | Natural Gas | Unit Heater | E1 | PACT BC Ratio | [24 empty] | 1 | 1 | 1 | bar: 2019 to 2042
F3_Industrial_Industrial - WA_Existing_Space Heating_Natural Gas_Unit Heater_E2 | F3 | Industrial | Industrial - WA | Existing | Space Heating | Natural Gas | Unit Heater | E2 | PACT BC Ratio | 5.1299 | 5.349 | 5.5998 | 5.8722 | 6.153 | 6.4371 | 6.7163 | 6.9841 | 7.2538 | 7.4728 | 7.6771 | 7.892 | 8.0995 | 8.283 | 8.4511 | 8.5974 | 8.7359 | 8.877 | 9.0069 | 9.1322 | 9.2541 | 9.3673 | 9.4741 | 9.5681 | 9.6549 | 9.7345 | 9.8073
F3_Industrial_Industrial - WA_Existing_Space Heating_Natural Gas_Unit Heater_E3 | F3 | Industrial | Industrial - WA | Existing | Space Heating | Natural Gas | Unit Heater | E3 | PACT BC Ratio | 27.0732 | 27.7844 | 28.3967 | 28.9219 | 29.3873 | 29.8097 | 30.2192 | 30.6213 | 30.992 | 31.3756 | 31.7374 | 32.0506 | 32.332 | 32.5941 | 32.8378 | 33.0694 | 33.2784 | 33.457 | 33.6177 | 33.756 | 33.8717 | 33.9703 | 34.0507 | 34.119 | 34.1715 | 34.2089 | 34.2316
F3_Industrial_Industrial - WA_Existing_Space Heating_Natural Gas_Unit Heater_E4 | F3 | Industrial | Industrial - WA | Existing | Space Heating | Natural Gas | Unit Heater | E4 | PACT BC Ratio | 0 | 0 | 0 | 0 | 0 | 0 | 0 | 0 | 0 | 0 | 0 | 0 | 0 | 0 | 0 | 0 | 0 | 0 | 0 | 0 | 0 | 0 | 0 | 0 | 0 | 0 | 0
F3_Industrial_Industrial - WA_Existing_Space Heating_Natural Gas_Unit Heater_E5 | F3 | Industrial | Industrial - WA | Existing | Space Heating | Natural Gas | Unit Heater | E5 | PACT BC Ratio | 0 | 0 | 0 | 0 | 0 | 0 | 0 | 0 | 0 | 0 | 0 | 0 | 0 | 0 | 0 | 0 | 0 | 0 | 0 | 0 | 0 | 0 | 0 | 0 | 0 | 0 | 0
F3_Industrial_Industrial - WA_Existing_Space Heating_Natural Gas_Unit Heater_E6 | F3 | Industrial | Industrial - WA | Existing | Space Heating | Natural Gas | Unit Heater | E6 | PACT BC Ratio | 0 | 0 | 0 | 0 | 0 | 0 | 0 | 0 | 0 | 0 | 0 | 0 | 0 | 0 | 0 | 0 | 0 | 0 | 0 | 0 | 0 | 0 | 0 | 0 | 0 | 0 | 0
F3_Industrial_Industrial - WA_Existing_Space Heating_Natural Gas_Unit Heater_E7 | F3 | Industrial | Industrial - WA | Existing | Space Heating | Natural Gas | Unit Heater | E7 | PACT BC Ratio | 0 | 0 | 0 | 0 | 0 | 0 | 0 | 0 | 0 | 0 | 0 | 0 | 0 | 0 | 0 | 0 | 0 | 0 | 0 | 0 | 0 | 0 | 0 | 0 | 0 | 0 | 0
F3_Industrial_Industrial - WA_Existing_Space Heating_Natural Gas_Unit Heater_E8 | F3 | Industrial | Industrial - WA | Existing | Space Heating | Natural Gas | Unit Heater | E8 | PACT BC Ratio | 0 | 0 | 0 | 0 | 0 | 0 | 0 | 0 | 0 | 0 | 0 | 0 | 0 | 0 | 0 | 0 | 0 | 0 | 0 | 0 | 0 | 0 | 0 | 0 | 0 | 0 | 0
F3_Industrial_Industrial - WA_Existing_Space Heating_Natural Gas_Unit Heater_E9 | F3 | Industrial | Industrial - WA | Existing | Space Heating | Natural Gas | Unit Heater | E9 | PACT BC Ratio | 0 | 0 | 0 | 0 | 0 | 0 | 0 | 0 | 0 | 0 | 0 | 0 | 0 | 0 | 0 | 0 | 0 | 0 | 0 | 0 | 0 | 0 | 0 | 0 | 0 | 0 | 0
F3_Industrial_Industrial - WA_Existing_Space Heating_Natural Gas_Unit Heater_E10 | F3 | Industrial | Industrial - WA | Existing | Space Heating | Natural Gas | Unit Heater | E10 | PACT BC Ratio | 0 | 0 | 0 | 0 | 0 | 0 | 0 | 0 | 0 | 0 | 0 | 0 | 0 | 0 | 0 | 0 | 0 | 0 | 0 | 0 | 0 | 0 | 0 | 0 | 0 | 0 | 0
F4_Industrial_Industrial - WA_Existing_Space Heating_Natural Gas_Unit Heater_E1 | F4 | Industrial | Industrial - WA | Existing | Space Heating | Natural Gas | Unit Heater | E1 | RVT BC Ratio | [24 empty] | 1 | 1 | 1 | bar: 2019 to 2042
F4_Industrial_Industrial - WA_Existing_Space Heating_Natural Gas_Unit Heater_E2 | F4 | Industrial | Industrial - WA | Existing | Space Heating | Natural Gas | Unit Heater | E2 | RVT BC Ratio | 4.6153 | 4.7679 | 4.9439 | 5.1345 | 5.3283 | 5.5209 | 5.7048 | 5.8753 | 6.0433 | 6.1643 | 6.307 | 6.4568 | 6.5997 | 6.7229 | 6.8329 | 6.9248 | 7.0091 | 7.0938 | 7.1682 | 7.2373 | 7.3018 | 7.385 | 7.4635 | 7.5326 | 7.5963 | 7.6548 | 7.7083
F4_Industrial_Industrial - WA_Existing_Space Heating_Natural Gas_Unit Heater_E3 | F4 | Industrial | Industrial - WA | Existing | Space Heating | Natural Gas | Unit Heater | E3 | RVT BC Ratio | 20.9615 | 21.4244 | 21.8037 | 22.109 | 22.3619 | 22.5752 | 22.7724 | 22.9847 | 23.1969 | 23.4505 | 23.6894 | 23.9265 | 24.1413 | 24.3438 | 24.5342 | 24.7176 | 24.8858 | 25.033 | 25.1688 | 25.2896 | 25.3957 | 25.4682 | 25.5272 | 25.5774 | 25.6161 | 25.6435 | 25.6602
F4_Industrial_Industrial - WA_Existing_Space Heating_Natural Gas_Unit Heater_E4 | F4 | Industrial | Industrial - WA | Existing | Space Heating | Natural Gas | Unit Heater | E4 | RVT BC Ratio | 0 | 0 | 0 | 0 | 0 | 0 | 0 | 0 | 0 | 0 | 0 | 0 | 0 | 0 | 0 | 0 | 0 | 0 | 0 | 0 | 0 | 0 | 0 | 0 | 0 | 0 | 0
F4_Industrial_Industrial - WA_Existing_Space Heating_Natural Gas_Unit Heater_E5 | F4 | Industrial | Industrial - WA | Existing | Space Heating | Natural Gas | Unit Heater | E5 | RVT BC Ratio | 0 | 0 | 0 | 0 | 0 | 0 | 0 | 0 | 0 | 0 | 0 | 0 | 0 | 0 | 0 | 0 | 0 | 0 | 0 | 0 | 0 | 0 | 0 | 0 | 0 | 0 | 0
F4_Industrial_Industrial - WA_Existing_Space Heating_Natural Gas_Unit Heater_E6 | F4 | Industrial | Industrial - WA | Existing | Space Heating | Natural Gas | Unit Heater | E6 | RVT BC Ratio | 0 | 0 | 0 | 0 | 0 | 0 | 0 | 0 | 0 | 0 | 0 | 0 | 0 | 0 | 0 | 0 | 0 | 0 | 0 | 0 | 0 | 0 | 0 | 0 | 0 | 0 | 0
F4_Industrial_Industrial - WA_Existing_Space Heating_Natural Gas_Unit Heater_E7 | F4 | Industrial | Industrial - WA | Existing | Space Heating | Natural Gas | Unit Heater | E7 | RVT BC Ratio | 0 | 0 | 0 | 0 | 0 | 0 | 0 | 0 | 0 | 0 | 0 | 0 | 0 | 0 | 0 | 0 | 0 | 0 | 0 | 0 | 0 | 0 | 0 | 0 | 0 | 0 | 0
F4_Industrial_Industrial - WA_Existing_Space Heating_Natural Gas_Unit Heater_E8 | F4 | Industrial | Industrial - WA | Existing | Space Heating | Natural Gas | Unit Heater | E8 | RVT BC Ratio | 0 | 0 | 0 | 0 | 0 | 0 | 0 | 0 | 0 | 0 | 0 | 0 | 0 | 0 | 0 | 0 | 0 | 0 | 0 | 0 | 0 | 0 | 0 | 0 | 0 | 0 | 0
F4_Industrial_Industrial - WA_Existing_Space Heating_Natural Gas_Unit Heater_E9 | F4 | Industrial | Industrial - WA | Existing | Space Heating | Natural Gas | Unit Heater | E9 | RVT BC Ratio | 0 | 0 | 0 | 0 | 0 | 0 | 0 | 0 | 0 | 0 | 0 | 0 | 0 | 0 | 0 | 0 | 0 | 0 | 0 | 0 | 0 | 0 | 0 | 0 | 0 | 0 | 0
F4_Industrial_Industrial - WA_Existing_Space Heating_Natural Gas_Unit Heater_E10 | F4 | Industrial | Industrial - WA | Existing | Space Heating | Natural Gas | Unit Heater | E10 | RVT BC Ratio | 0 | 0 | 0 | 0 | 0 | 0 | 0 | 0 | 0 | 0 | 0 | 0 | 0 | 0 | 0 | 0 | 0 | 0 | 0 | 0 | 0 | 0 | 0 | 0 | 0 | 0 | 0
F5_Industrial_Industrial - WA_Existing_Space Heating_Natural Gas_Unit Heater_E1 | F5 | Industrial | Industrial - WA | Existing | Space Heating | Natural Gas | Unit Heater | E1 | RIM BC Ratio | [24 empty] | 1 | 1 | 1 | bar: 2019 to 2042
F5_Industrial_Industrial - WA_Existing_Space Heating_Natural Gas_Unit Heater_E2 | F5 | Industrial | Industrial - WA | Existing | Space Heating | Natural Gas | Unit Heater | E2 | RIM BC Ratio | 0.74574 | 0.7537 | 0.76205 | 0.77056 | 0.77909 | 0.78764 | 0.7962 | 0.80471 | 0.8133 | 0.82192 | 0.82587 | 0.82989 | 0.83381 | 0.83752 | 0.84115 | 0.84469 | 0.84826 | 0.85194 | 0.85568 | 0.85953 | 0.86351 | 0.86449 | 0.86539 | 0.86617 | 0.86687 | 0.86751 | 0.86808
F5_Industrial_Industrial - WA_Existing_Space Heating_Natural Gas_Unit Heater_E3 | F5 | Industrial | Industrial - WA | Existing | Space Heating | Natural Gas | Unit Heater | E3 | RIM BC Ratio | 0.89555 | 0.89941 | 0.90338 | 0.9075 | 0.91176 | 0.91621 | 0.92082 | 0.92453 | 0.92724 | 0.92864 | 0.92996 | 0.92991 | 0.92979 | 0.9296 | 0.92934 | 0.92901 | 0.92861 | 0.92815 | 0.92761 | 0.92701 | 0.92633 | 0.92641 | 0.92647 | 0.92652 | 0.92656 | 0.92658 | 0.9266
F5_Industrial_Industrial - WA_Existing_Space Heating_Natural Gas_Unit Heater_E4 | F5 | Industrial | Industrial - WA | Existing | Space Heating | Natural Gas | Unit Heater | E4 | RIM BC Ratio | 0 | 0 | 0 | 0 | 0 | 0 | 0 | 0 | 0 | 0 | 0 | 0 | 0 | 0 | 0 | 0 | 0 | 0 | 0 | 0 | 0 | 0 | 0 | 0 | 0 | 0 | 0
F5_Industrial_Industrial - WA_Existing_Space Heating_Natural Gas_Unit Heater_E5 | F5 | Industrial | Industrial - WA | Existing | Space Heating | Natural Gas | Unit Heater | E5 | RIM BC Ratio | 0 | 0 | 0 | 0 | 0 | 0 | 0 | 0 | 0 | 0 | 0 | 0 | 0 | 0 | 0 | 0 | 0 | 0 | 0 | 0 | 0 | 0 | 0 | 0 | 0 | 0 | 0
F5_Industrial_Industrial - WA_Existing_Space Heating_Natural Gas_Unit Heater_E6 | F5 | Industrial | Industrial - WA | Existing | Space Heating | Natural Gas | Unit Heater | E6 | RIM BC Ratio | 0 | 0 | 0 | 0 | 0 | 0 | 0 | 0 | 0 | 0 | 0 | 0 | 0 | 0 | 0 | 0 | 0 | 0 | 0 | 0 | 0 | 0 | 0 | 0 | 0 | 0 | 0
F5_Industrial_Industrial - WA_Existing_Space Heating_Natural Gas_Unit Heater_E7 | F5 | Industrial | Industrial - WA | Existing | Space Heating | Natural Gas | Unit Heater | E7 | RIM BC Ratio | 0 | 0 | 0 | 0 | 0 | 0 | 0 | 0 | 0 | 0 | 0 | 0 | 0 | 0 | 0 | 0 | 0 | 0 | 0 | 0 | 0 | 0 | 0 | 0 | 0 | 0 | 0
F5_Industrial_Industrial - WA_Existing_Space Heating_Natural Gas_Unit Heater_E8 | F5 | Industrial | Industrial - WA | Existing | Space Heating | Natural Gas | Unit Heater | E8 | RIM BC Ratio | 0 | 0 | 0 | 0 | 0 | 0 | 0 | 0 | 0 | 0 | 0 | 0 | 0 | 0 | 0 | 0 | 0 | 0 | 0 | 0 | 0 | 0 | 0 | 0 | 0 | 0 | 0
F5_Industrial_Industrial - WA_Existing_Space Heating_Natural Gas_Unit Heater_E9 | F5 | Industrial | Industrial - WA | Existing | Space Heating | Natural Gas | Unit Heater | E9 | RIM BC Ratio | 0 | 0 | 0 | 0 | 0 | 0 | 0 | 0 | 0 | 0 | 0 | 0 | 0 | 0 | 0 | 0 | 0 | 0 | 0 | 0 | 0 | 0 | 0 | 0 | 0 | 0 | 0
F5_Industrial_Industrial - WA_Existing_Space Heating_Natural Gas_Unit Heater_E10 | F5 | Industrial | Industrial - WA | Existing | Space Heating | Natural Gas | Unit Heater | E10 | RIM BC Ratio | 0 | 0 | 0 | 0 | 0 | 0 | 0 | 0 | 0 | 0 | 0 | 0 | 0 | 0 | 0 | 0 | 0 | 0 | 0 | 0 | 0 | 0 | 0 | 0 | 0 | 0 | 0
F0_Industrial_Industrial - WA_Existing_Process_Natural Gas_Process Boiler_E0 | F0 | Industrial | Industrial - WA | Existing | Process | Natural Gas | Process Boiler | E0 | Economic Unit | Standard | Standard | Standard | Standard | Standard | Standard | Standard | Standard | Standard | Standard | Standard | Standard | Standard | Standard | Standard | Standard | Standard | Standard | Standard | Standard | Standard | Standard | Standard | Standard | Standard | Standard | Standard
F1_Industrial_Industrial - WA_Existing_Process_Natural Gas_Process Boiler_E1 | F1 | Industrial | Industrial - WA | Existing | Process | Natural Gas | Process Boiler | E1 | CCE | 0 | 0 | 0 | 0 | 0 | 0 | 0 | 0 | 0 | 0 | 0 | 0 | 0 | 0 | 0 | 0 | 0 | 0 | 0 | 0 | 0 | 0 | 0 | 0 | 0 | 0 | 0
F1_Industrial_Industrial - WA_Existing_Process_Natural Gas_Process Boiler_E2 | F1 | Industrial | Industrial - WA | Existing | Process | Natural Gas | Process Boiler | E2 | CCE | 0 | 0 | 0 | 0 | 0 | 0 | 0 | 0 | 0 | 0 | 0 | 0 | 0 | 0 | 0 | 0 | 0 | 0 | 0 | 0 | 0 | 0 | 0 | 0 | 0 | 0 | 0
F1_Industrial_Industrial - WA_Existing_Process_Natural Gas_Process Boiler_E3 | F1 | Industrial | Industrial - WA | Existing | Process | Natural Gas | Process Boiler | E3 | CCE | 0 | 0 | 0 | 0 | 0 | 0 | 0 | 0 | 0 | 0 | 0 | 0 | 0 | 0 | 0 | 0 | 0 | 0 | 0 | 0 | 0 | 0 | 0 | 0 | 0 | 0 | 0
F1_Industrial_Industrial - WA_Existing_Process_Natural Gas_Process Boiler_E4 | F1 | Industrial | Industrial - WA | Existing | Process | Natural Gas | Process Boiler | E4 | CCE | 0 | 0 | 0 | 0 | 0 | 0 | 0 | 0 | 0 | 0 | 0 | 0 | 0 | 0 | 0 | 0 | 0 | 0 | 0 | 0 | 0 | 0 | 0 | 0 | 0 | 0 | 0
F1_Industrial_Industrial - WA_Existing_Process_Natural Gas_Process Boiler_E5 | F1 | Industrial | Industrial - WA | Existing | Process | Natural Gas | Process Boiler | E5 | CCE | 0 | 0 | 0 | 0 | 0 | 0 | 0 | 0 | 0 | 0 | 0 | 0 | 0 | 0 | 0 | 0 | 0 | 0 | 0 | 0 | 0 | 0 | 0 | 0 | 0 | 0 | 0
F1_Industrial_Industrial - WA_Existing_Process_Natural Gas_Process Boiler_E6 | F1 | Industrial | Industrial - WA | Existing | Process | Natural Gas | Process Boiler | E6 | CCE | 0 | 0 | 0 | 0 | 0 | 0 | 0 | 0 | 0 | 0 | 0 | 0 | 0 | 0 | 0 | 0 | 0 | 0 | 0 | 0 | 0 | 0 | 0 | 0 | 0 | 0 | 0
F1_Industrial_Industrial - WA_Existing_Process_Natural Gas_Process Boiler_E7 | F1 | Industrial | Industrial - WA | Existing | Process | Natural Gas | Process Boiler | E7 | CCE | 0 | 0 | 0 | 0 | 0 | 0 | 0 | 0 | 0 | 0 | 0 | 0 | 0 | 0 | 0 | 0 | 0 | 0 | 0 | 0 | 0 | 0 | 0 | 0 | 0 | 0 | 0
F1_Industrial_Industrial - WA_Existing_Process_Natural Gas_Process Boiler_E8 | F1 | Industrial | Industrial - WA | Existing | Process | Natural Gas | Process Boiler | E8 | CCE | 0 | 0 | 0 | 0 | 0 | 0 | 0 | 0 | 0 | 0 | 0 | 0 | 0 | 0 | 0 | 0 | 0 | 0 | 0 | 0 | 0 | 0 | 0 | 0 | 0 | 0 | 0
F1_Industrial_Industrial - WA_Existing_Process_Natural Gas_Process Boiler_E9 | F1 | Industrial | Industrial - WA | Existing | Process | Natural Gas | Process Boiler | E9 | CCE | 0 | 0 | 0 | 0 | 0 | 0 | 0 | 0 | 0 | 0 | 0 | 0 | 0 | 0 | 0 | 0 | 0 | 0 | 0 | 0 | 0 | 0 | 0 | 0 | 0 | 0 | 0
F1_Industrial_Industrial - WA_Existing_Process_Natural Gas_Process Boiler_E10 | F1 | Industrial | Industrial - WA | Existing | Process | Natural Gas | Process Boiler | E10 | CCE | 0 | 0 | 0 | 0 | 0 | 0 | 0 | 0 | 0 | 0 | 0 | 0 | 0 | 0 | 0 | 0 | 0 | 0 | 0 | 0 | 0 | 0 | 0 | 0 | 0 | 0 | 0
F2_Industrial_Industrial - WA_Existing_Process_Natural Gas_Process Boiler_E1 | F2 | Industrial | Industrial - WA | Existing | Process | Natural Gas | Process Boiler | E1 | TRC BC Ratio | [24 empty] | 1 | 1 | 1 | bar: 2019 to 2042
F2_Industrial_Industrial - WA_Existing_Process_Natural Gas_Process Boiler_E2 | F2 | Industrial | Industrial - WA | Existing | Process | Natural Gas | Process Boiler | E2 | TRC BC Ratio | 0 | 0 | 0 | 0 | 0 | 0 | 0 | 0 | 0 | 0 | 0 | 0 | 0 | 0 | 0 | 0 | 0 | 0 | 0 | 0 | 0 | 0 | 0 | 0 | 0 | 0 | 0
F2_Industrial_Industrial - WA_Existing_Process_Natural Gas_Process Boiler_E3 | F2 | Industrial | Industrial - WA | Existing | Process | Natural Gas | Process Boiler | E3 | TRC BC Ratio | 0 | 0 | 0 | 0 | 0 | 0 | 0 | 0 | 0 | 0 | 0 | 0 | 0 | 0 | 0 | 0 | 0 | 0 | 0 | 0 | 0 | 0 | 0 | 0 | 0 | 0 | 0
F2_Industrial_Industrial - WA_Existing_Process_Natural Gas_Process Boiler_E4 | F2 | Industrial | Industrial - WA | Existing | Process | Natural Gas | Process Boiler | E4 | TRC BC Ratio | 0 | 0 | 0 | 0 | 0 | 0 | 0 | 0 | 0 | 0 | 0 | 0 | 0 | 0 | 0 | 0 | 0 | 0 | 0 | 0 | 0 | 0 | 0 | 0 | 0 | 0 | 0
F2_Industrial_Industrial - WA_Existing_Process_Natural Gas_Process Boiler_E5 | F2 | Industrial | Industrial - WA | Existing | Process | Natural Gas | Process Boiler | E5 | TRC BC Ratio | 0 | 0 | 0 | 0 | 0 | 0 | 0 | 0 | 0 | 0 | 0 | 0 | 0 | 0 | 0 | 0 | 0 | 0 | 0 | 0 | 0 | 0 | 0 | 0 | 0 | 0 | 0
F2_Industrial_Industrial - WA_Existing_Process_Natural Gas_Process Boiler_E6 | F2 | Industrial | Industrial - WA | Existing | Process | Natural Gas | Process Boiler | E6 | TRC BC Ratio | 0 | 0 | 0 | 0 | 0 | 0 | 0 | 0 | 0 | 0 | 0 | 0 | 0 | 0 | 0 | 0 | 0 | 0 | 0 | 0 | 0 | 0 | 0 | 0 | 0 | 0 | 0
F2_Industrial_Industrial - WA_Existing_Process_Natural Gas_Process Boiler_E7 | F2 | Industrial | Industrial - WA | Existing | Process | Natural Gas | Process Boiler | E7 | TRC BC Ratio | 0 | 0 | 0 | 0 | 0 | 0 | 0 | 0 | 0 | 0 | 0 | 0 | 0 | 0 | 0 | 0 | 0 | 0 | 0 | 0 | 0 | 0 | 0 | 0 | 0 | 0 | 0
F2_Industrial_Industrial - WA_Existing_Process_Natural Gas_Process Boiler_E8 | F2 | Industrial | Industrial - WA | Existing | Process | Natural Gas | Process Boiler | E8 | TRC BC Ratio | 0 | 0 | 0 | 0 | 0 | 0 | 0 | 0 | 0 | 0 | 0 | 0 | 0 | 0 | 0 | 0 | 0 | 0 | 0 | 0 | 0 | 0 | 0 | 0 | 0 | 0 | 0
F2_Industrial_Industrial - WA_Existing_Process_Natural Gas_Process Boiler_E9 | F2 | Industrial | Industrial - WA | Existing | Process | Natural Gas | Process Boiler | E9 | TRC BC Ratio | 0 | 0 | 0 | 0 | 0 | 0 | 0 | 0 | 0 | 0 | 0 | 0 | 0 | 0 | 0 | 0 | 0 | 0 | 0 | 0 | 0 | 0 | 0 | 0 | 0 | 0 | 0
F2_Industrial_Industrial - WA_Existing_Process_Natural Gas_Process Boiler_E10 | F2 | Industrial | Industrial - WA | Existing | Process | Natural Gas | Process Boiler | E10 | TRC BC Ratio | 0 | 0 | 0 | 0 | 0 | 0 | 0 | 0 | 0 | 0 | 0 | 0 | 0 | 0 | 0 | 0 | 0 | 0 | 0 | 0 | 0 | 0 | 0 | 0 | 0 | 0 | 0
F3_Industrial_Industrial - WA_Existing_Process_Natural Gas_Process Boiler_E1 | F3 | Industrial | Industrial - WA | Existing | Process | Natural Gas | Process Boiler | E1 | PACT BC Ratio | [24 empty] | 1 | 1 | 1 | bar: 2019 to 2042
F3_Industrial_Industrial - WA_Existing_Process_Natural Gas_Process Boiler_E2 | F3 | Industrial | Industrial - WA | Existing | Process | Natural Gas | Process Boiler | E2 | PACT BC Ratio | 0 | 0 | 0 | 0 | 0 | 0 | 0 | 0 | 0 | 0 | 0 | 0 | 0 | 0 | 0 | 0 | 0 | 0 | 0 | 0 | 0 | 0 | 0 | 0 | 0 | 0 | 0
F3_Industrial_Industrial - WA_Existing_Process_Natural Gas_Process Boiler_E3 | F3 | Industrial | Industrial - WA | Existing | Process | Natural Gas | Process Boiler | E3 | PACT BC Ratio | 0 | 0 | 0 | 0 | 0 | 0 | 0 | 0 | 0 | 0 | 0 | 0 | 0 | 0 | 0 | 0 | 0 | 0 | 0 | 0 | 0 | 0 | 0 | 0 | 0 | 0 | 0
F3_Industrial_Industrial - WA_Existing_Process_Natural Gas_Process Boiler_E4 | F3 | Industrial | Industrial - WA | Existing | Process | Natural Gas | Process Boiler | E4 | PACT BC Ratio | 0 | 0 | 0 | 0 | 0 | 0 | 0 | 0 | 0 | 0 | 0 | 0 | 0 | 0 | 0 | 0 | 0 | 0 | 0 | 0 | 0 | 0 | 0 | 0 | 0 | 0 | 0
F3_Industrial_Industrial - WA_Existing_Process_Natural Gas_Process Boiler_E5 | F3 | Industrial | Industrial - WA | Existing | Process | Natural Gas | Process Boiler | E5 | PACT BC Ratio | 0 | 0 | 0 | 0 | 0 | 0 | 0 | 0 | 0 | 0 | 0 | 0 | 0 | 0 | 0 | 0 | 0 | 0 | 0 | 0 | 0 | 0 | 0 | 0 | 0 | 0 | 0
F3_Industrial_Industrial - WA_Existing_Process_Natural Gas_Process Boiler_E6 | F3 | Industrial | Industrial - WA | Existing | Process | Natural Gas | Process Boiler | E6 | PACT BC Ratio | 0 | 0 | 0 | 0 | 0 | 0 | 0 | 0 | 0 | 0 | 0 | 0 | 0 | 0 | 0 | 0 | 0 | 0 | 0 | 0 | 0 | 0 | 0 | 0 | 0 | 0 | 0
F3_Industrial_Industrial - WA_Existing_Process_Natural Gas_Process Boiler_E7 | F3 | Industrial | Industrial - WA | Existing | Process | Natural Gas | Process Boiler | E7 | PACT BC Ratio | 0 | 0 | 0 | 0 | 0 | 0 | 0 | 0 | 0 | 0 | 0 | 0 | 0 | 0 | 0 | 0 | 0 | 0 | 0 | 0 | 0 | 0 | 0 | 0 | 0 | 0 | 0
F3_Industrial_Industrial - WA_Existing_Process_Natural Gas_Process Boiler_E8 | F3 | Industrial | Industrial - WA | Existing | Process | Natural Gas | Process Boiler | E8 | PACT BC Ratio | 0 | 0 | 0 | 0 | 0 | 0 | 0 | 0 | 0 | 0 | 0 | 0 | 0 | 0 | 0 | 0 | 0 | 0 | 0 | 0 | 0 | 0 | 0 | 0 | 0 | 0 | 0
F3_Industrial_Industrial - WA_Existing_Process_Natural Gas_Process Boiler_E9 | F3 | Industrial | Industrial - WA | Existing | Process | Natural Gas | Process Boiler | E9 | PACT BC Ratio | 0 | 0 | 0 | 0 | 0 | 0 | 0 | 0 | 0 | 0 | 0 | 0 | 0 | 0 | 0 | 0 | 0 | 0 | 0 | 0 | 0 | 0 | 0 | 0 | 0 | 0 | 0
F3_Industrial_Industrial - WA_Existing_Process_Natural Gas_Process Boiler_E10 | F3 | Industrial | Industrial - WA | Existing | Process | Natural Gas | Process Boiler | E10 | PACT BC Ratio | 0 | 0 | 0 | 0 | 0 | 0 | 0 | 0 | 0 | 0 | 0 | 0 | 0 | 0 | 0 | 0 | 0 | 0 | 0 | 0 | 0 | 0 | 0 | 0 | 0 | 0 | 0
F4_Industrial_Industrial - WA_Existing_Process_Natural Gas_Process Boiler_E1 | F4 | Industrial | Industrial - WA | Existing | Process | Natural Gas | Process Boiler | E1 | RVT BC Ratio | [24 empty] | 1 | 1 | 1 | bar: 2019 to 2042
F4_Industrial_Industrial - WA_Existing_Process_Natural Gas_Process Boiler_E2 | F4 | Industrial | Industrial - WA | Existing | Process | Natural Gas | Process Boiler | E2 | RVT BC Ratio | 0 | 0 | 0 | 0 | 0 | 0 | 0 | 0 | 0 | 0 | 0 | 0 | 0 | 0 | 0 | 0 | 0 | 0 | 0 | 0 | 0 | 0 | 0 | 0 | 0 | 0 | 0
F4_Industrial_Industrial - WA_Existing_Process_Natural Gas_Process Boiler_E3 | F4 | Industrial | Industrial - WA | Existing | Process | Natural Gas | Process Boiler | E3 | RVT BC Ratio | 0 | 0 | 0 | 0 | 0 | 0 | 0 | 0 | 0 | 0 | 0 | 0 | 0 | 0 | 0 | 0 | 0 | 0 | 0 | 0 | 0 | 0 | 0 | 0 | 0 | 0 | 0
F4_Industrial_Industrial - WA_Existing_Process_Natural Gas_Process Boiler_E4 | F4 | Industrial | Industrial - WA | Existing | Process | Natural Gas | Process Boiler | E4 | RVT BC Ratio | 0 | 0 | 0 | 0 | 0 | 0 | 0 | 0 | 0 | 0 | 0 | 0 | 0 | 0 | 0 | 0 | 0 | 0 | 0 | 0 | 0 | 0 | 0 | 0 | 0 | 0 | 0
F4_Industrial_Industrial - WA_Existing_Process_Natural Gas_Process Boiler_E5 | F4 | Industrial | Industrial - WA | Existing | Process | Natural Gas | Process Boiler | E5 | RVT BC Ratio | 0 | 0 | 0 | 0 | 0 | 0 | 0 | 0 | 0 | 0 | 0 | 0 | 0 | 0 | 0 | 0 | 0 | 0 | 0 | 0 | 0 | 0 | 0 | 0 | 0 | 0 | 0
F4_Industrial_Industrial - WA_Existing_Process_Natural Gas_Process Boiler_E6 | F4 | Industrial | Industrial - WA | Existing | Process | Natural Gas | Process Boiler | E6 | RVT BC Ratio | 0 | 0 | 0 | 0 | 0 | 0 | 0 | 0 | 0 | 0 | 0 | 0 | 0 | 0 | 0 | 0 | 0 | 0 | 0 | 0 | 0 | 0 | 0 | 0 | 0 | 0 | 0
F4_Industrial_Industrial - WA_Existing_Process_Natural Gas_Process Boiler_E7 | F4 | Industrial | Industrial - WA | Existing | Process | Natural Gas | Process Boiler | E7 | RVT BC Ratio | 0 | 0 | 0 | 0 | 0 | 0 | 0 | 0 | 0 | 0 | 0 | 0 | 0 | 0 | 0 | 0 | 0 | 0 | 0 | 0 | 0 | 0 | 0 | 0 | 0 | 0 | 0
F4_Industrial_Industrial - WA_Existing_Process_Natural Gas_Process Boiler_E8 | F4 | Industrial | Industrial - WA | Existing | Process | Natural Gas | Process Boiler | E8 | RVT BC Ratio | 0 | 0 | 0 | 0 | 0 | 0 | 0 | 0 | 0 | 0 | 0 | 0 | 0 | 0 | 0 | 0 | 0 | 0 | 0 | 0 | 0 | 0 | 0 | 0 | 0 | 0 | 0
F4_Industrial_Industrial - WA_Existing_Process_Natural Gas_Process Boiler_E9 | F4 | Industrial | Industrial - WA | Existing | Process | Natural Gas | Process Boiler | E9 | RVT BC Ratio | 0 | 0 | 0 | 0 | 0 | 0 | 0 | 0 | 0 | 0 | 0 | 0 | 0 | 0 | 0 | 0 | 0 | 0 | 0 | 0 | 0 | 0 | 0 | 0 | 0 | 0 | 0
F4_Industrial_Industrial - WA_Existing_Process_Natural Gas_Process Boiler_E10 | F4 | Industrial | Industrial - WA | Existing | Process | Natural Gas | Process Boiler | E10 | RVT BC Ratio | 0 | 0 | 0 | 0 | 0 | 0 | 0 | 0 | 0 | 0 | 0 | 0 | 0 | 0 | 0 | 0 | 0 | 0 | 0 | 0 | 0 | 0 | 0 | 0 | 0 | 0 | 0
F5_Industrial_Industrial - WA_Existing_Process_Natural Gas_Process Boiler_E1 | F5 | Industrial | Industrial - WA | Existing | Process | Natural Gas | Process Boiler | E1 | RIM BC Ratio | [24 empty] | 1 | 1 | 1 | bar: 2019 to 2042
F5_Industrial_Industrial - WA_Existing_Process_Natural Gas_Process Boiler_E2 | F5 | Industrial | Industrial - WA | Existing | Process | Natural Gas | Process Boiler | E2 | RIM BC Ratio | 0 | 0 | 0 | 0 | 0 | 0 | 0 | 0 | 0 | 0 | 0 | 0 | 0 | 0 | 0 | 0 | 0 | 0 | 0 | 0 | 0 | 0 | 0 | 0 | 0 | 0 | 0
F5_Industrial_Industrial - WA_Existing_Process_Natural Gas_Process Boiler_E3 | F5 | Industrial | Industrial - WA | Existing | Process | Natural Gas | Process Boiler | E3 | RIM BC Ratio | 0 | 0 | 0 | 0 | 0 | 0 | 0 | 0 | 0 | 0 | 0 | 0 | 0 | 0 | 0 | 0 | 0 | 0 | 0 | 0 | 0 | 0 | 0 | 0 | 0 | 0 | 0
F5_Industrial_Industrial - WA_Existing_Process_Natural Gas_Process Boiler_E4 | F5 | Industrial | Industrial - WA | Existing | Process | Natural Gas | Process Boiler | E4 | RIM BC Ratio | 0 | 0 | 0 | 0 | 0 | 0 | 0 | 0 | 0 | 0 | 0 | 0 | 0 | 0 | 0 | 0 | 0 | 0 | 0 | 0 | 0 | 0 | 0 | 0 | 0 | 0 | 0
F5_Industrial_Industrial - WA_Existing_Process_Natural Gas_Process Boiler_E5 | F5 | Industrial | Industrial - WA | Existing | Process | Natural Gas | Process Boiler | E5 | RIM BC Ratio | 0 | 0 | 0 | 0 | 0 | 0 | 0 | 0 | 0 | 0 | 0 | 0 | 0 | 0 | 0 | 0 | 0 | 0 | 0 | 0 | 0 | 0 | 0 | 0 | 0 | 0 | 0
F5_Industrial_Industrial - WA_Existing_Process_Natural Gas_Process Boiler_E6 | F5 | Industrial | Industrial - WA | Existing | Process | Natural Gas | Process Boiler | E6 | RIM BC Ratio | 0 | 0 | 0 | 0 | 0 | 0 | 0 | 0 | 0 | 0 | 0 | 0 | 0 | 0 | 0 | 0 | 0 | 0 | 0 | 0 | 0 | 0 | 0 | 0 | 0 | 0 | 0
F5_Industrial_Industrial - WA_Existing_Process_Natural Gas_Process Boiler_E7 | F5 | Industrial | Industrial - WA | Existing | Process | Natural Gas | Process Boiler | E7 | RIM BC Ratio | 0 | 0 | 0 | 0 | 0 | 0 | 0 | 0 | 0 | 0 | 0 | 0 | 0 | 0 | 0 | 0 | 0 | 0 | 0 | 0 | 0 | 0 | 0 | 0 | 0 | 0 | 0
F5_Industrial_Industrial - WA_Existing_Process_Natural Gas_Process Boiler_E8 | F5 | Industrial | Industrial - WA | Existing | Process | Natural Gas | Process Boiler | E8 | RIM BC Ratio | 0 | 0 | 0 | 0 | 0 | 0 | 0 | 0 | 0 | 0 | 0 | 0 | 0 | 0 | 0 | 0 | 0 | 0 | 0 | 0 | 0 | 0 | 0 | 0 | 0 | 0 | 0
F5_Industrial_Industrial - WA_Existing_Process_Natural Gas_Process Boiler_E9 | F5 | Industrial | Industrial - WA | Existing | Process | Natural Gas | Process Boiler | E9 | RIM BC Ratio | 0 | 0 | 0 | 0 | 0 | 0 | 0 | 0 | 0 | 0 | 0 | 0 | 0 | 0 | 0 | 0 | 0 | 0 | 0 | 0 | 0 | 0 | 0 | 0 | 0 | 0 | 0
F5_Industrial_Industrial - WA_Existing_Process_Natural Gas_Process Boiler_E10 | F5 | Industrial | Industrial - WA | Existing | Process | Natural Gas | Process Boiler | E10 | RIM BC Ratio | 0 | 0 | 0 | 0 | 0 | 0 | 0 | 0 | 0 | 0 | 0 | 0 | 0 | 0 | 0 | 0 | 0 | 0 | 0 | 0 | 0 | 0 | 0 | 0 | 0 | 0 | 0
F0_Industrial_Industrial - WA_Existing_Process_Natural Gas_Process Heating_E0 | F0 | Industrial | Industrial - WA | Existing | Process | Natural Gas | Process Heating | E0 | Economic Unit | Standard | Standard | Standard | Standard | Standard | Standard | Standard | Standard | Standard | Standard | Standard | Standard | Standard | Standard | Standard | Standard | Standard | Standard | Standard | Standard | Standard | Standard | Standard | Standard | Standard | Standard | Standard
F1_Industrial_Industrial - WA_Existing_Process_Natural Gas_Process Heating_E1 | F1 | Industrial | Industrial - WA | Existing | Process | Natural Gas | Process Heating | E1 | CCE | 0 | 0 | 0 | 0 | 0 | 0 | 0 | 0 | 0 | 0 | 0 | 0 | 0 | 0 | 0 | 0 | 0 | 0 | 0 | 0 | 0 | 0 | 0 | 0 | 0 | 0 | 0
F1_Industrial_Industrial - WA_Existing_Process_Natural Gas_Process Heating_E2 | F1 | Industrial | Industrial - WA | Existing | Process | Natural Gas | Process Heating | E2 | CCE | 0 | 0 | 0 | 0 | 0 | 0 | 0 | 0 | 0 | 0 | 0 | 0 | 0 | 0 | 0 | 0 | 0 | 0 | 0 | 0 | 0 | 0 | 0 | 0 | 0 | 0 | 0
F1_Industrial_Industrial - WA_Existing_Process_Natural Gas_Process Heating_E3 | F1 | Industrial | Industrial - WA | Existing | Process | Natural Gas | Process Heating | E3 | CCE | 0 | 0 | 0 | 0 | 0 | 0 | 0 | 0 | 0 | 0 | 0 | 0 | 0 | 0 | 0 | 0 | 0 | 0 | 0 | 0 | 0 | 0 | 0 | 0 | 0 | 0 | 0
F1_Industrial_Industrial - WA_Existing_Process_Natural Gas_Process Heating_E4 | F1 | Industrial | Industrial - WA | Existing | Process | Natural Gas | Process Heating | E4 | CCE | 0 | 0 | 0 | 0 | 0 | 0 | 0 | 0 | 0 | 0 | 0 | 0 | 0 | 0 | 0 | 0 | 0 | 0 | 0 | 0 | 0 | 0 | 0 | 0 | 0 | 0 | 0
F1_Industrial_Industrial - WA_Existing_Process_Natural Gas_Process Heating_E5 | F1 | Industrial | Industrial - WA | Existing | Process | Natural Gas | Process Heating | E5 | CCE | 0 | 0 | 0 | 0 | 0 | 0 | 0 | 0 | 0 | 0 | 0 | 0 | 0 | 0 | 0 | 0 | 0 | 0 | 0 | 0 | 0 | 0 | 0 | 0 | 0 | 0 | 0
F1_Industrial_Industrial - WA_Existing_Process_Natural Gas_Process Heating_E6 | F1 | Industrial | Industrial - WA | Existing | Process | Natural Gas | Process Heating | E6 | CCE | 0 | 0 | 0 | 0 | 0 | 0 | 0 | 0 | 0 | 0 | 0 | 0 | 0 | 0 | 0 | 0 | 0 | 0 | 0 | 0 | 0 | 0 | 0 | 0 | 0 | 0 | 0
F1_Industrial_Industrial - WA_Existing_Process_Natural Gas_Process Heating_E7 | F1 | Industrial | Industrial - WA | Existing | Process | Natural Gas | Process Heating | E7 | CCE | 0 | 0 | 0 | 0 | 0 | 0 | 0 | 0 | 0 | 0 | 0 | 0 | 0 | 0 | 0 | 0 | 0 | 0 | 0 | 0 | 0 | 0 | 0 | 0 | 0 | 0 | 0
F1_Industrial_Industrial - WA_Existing_Process_Natural Gas_Process Heating_E8 | F1 | Industrial | Industrial - WA | Existing | Process | Natural Gas | Process Heating | E8 | CCE | 0 | 0 | 0 | 0 | 0 | 0 | 0 | 0 | 0 | 0 | 0 | 0 | 0 | 0 | 0 | 0 | 0 | 0 | 0 | 0 | 0 | 0 | 0 | 0 | 0 | 0 | 0
F1_Industrial_Industrial - WA_Existing_Process_Natural Gas_Process Heating_E9 | F1 | Industrial | Industrial - WA | Existing | Process | Natural Gas | Process Heating | E9 | CCE | 0 | 0 | 0 | 0 | 0 | 0 | 0 | 0 | 0 | 0 | 0 | 0 | 0 | 0 | 0 | 0 | 0 | 0 | 0 | 0 | 0 | 0 | 0 | 0 | 0 | 0 | 0
F1_Industrial_Industrial - WA_Existing_Process_Natural Gas_Process Heating_E10 | F1 | Industrial | Industrial - WA | Existing | Process | Natural Gas | Process Heating | E10 | CCE | 0 | 0 | 0 | 0 | 0 | 0 | 0 | 0 | 0 | 0 | 0 | 0 | 0 | 0 | 0 | 0 | 0 | 0 | 0 | 0 | 0 | 0 | 0 | 0 | 0 | 0 | 0
F2_Industrial_Industrial - WA_Existing_Process_Natural Gas_Process Heating_E1 | F2 | Industrial | Industrial - WA | Existing | Process | Natural Gas | Process Heating | E1 | TRC BC Ratio | [24 empty] | 1 | 1 | 1 | bar: 2019 to 2042
F2_Industrial_Industrial - WA_Existing_Process_Natural Gas_Process Heating_E2 | F2 | Industrial | Industrial - WA | Existing | Process | Natural Gas | Process Heating | E2 | TRC BC Ratio | 0 | 0 | 0 | 0 | 0 | 0 | 0 | 0 | 0 | 0 | 0 | 0 | 0 | 0 | 0 | 0 | 0 | 0 | 0 | 0 | 0 | 0 | 0 | 0 | 0 | 0 | 0
F2_Industrial_Industrial - WA_Existing_Process_Natural Gas_Process Heating_E3 | F2 | Industrial | Industrial - WA | Existing | Process | Natural Gas | Process Heating | E3 | TRC BC Ratio | 0 | 0 | 0 | 0 | 0 | 0 | 0 | 0 | 0 | 0 | 0 | 0 | 0 | 0 | 0 | 0 | 0 | 0 | 0 | 0 | 0 | 0 | 0 | 0 | 0 | 0 | 0
F2_Industrial_Industrial - WA_Existing_Process_Natural Gas_Process Heating_E4 | F2 | Industrial | Industrial - WA | Existing | Process | Natural Gas | Process Heating | E4 | TRC BC Ratio | 0 | 0 | 0 | 0 | 0 | 0 | 0 | 0 | 0 | 0 | 0 | 0 | 0 | 0 | 0 | 0 | 0 | 0 | 0 | 0 | 0 | 0 | 0 | 0 | 0 | 0 | 0
F2_Industrial_Industrial - WA_Existing_Process_Natural Gas_Process Heating_E5 | F2 | Industrial | Industrial - WA | Existing | Process | Natural Gas | Process Heating | E5 | TRC BC Ratio | 0 | 0 | 0 | 0 | 0 | 0 | 0 | 0 | 0 | 0 | 0 | 0 | 0 | 0 | 0 | 0 | 0 | 0 | 0 | 0 | 0 | 0 | 0 | 0 | 0 | 0 | 0
F2_Industrial_Industrial - WA_Existing_Process_Natural Gas_Process Heating_E6 | F2 | Industrial | Industrial - WA | Existing | Process | Natural Gas | Process Heating | E6 | TRC BC Ratio | 0 | 0 | 0 | 0 | 0 | 0 | 0 | 0 | 0 | 0 | 0 | 0 | 0 | 0 | 0 | 0 | 0 | 0 | 0 | 0 | 0 | 0 | 0 | 0 | 0 | 0 | 0
F2_Industrial_Industrial - WA_Existing_Process_Natural Gas_Process Heating_E7 | F2 | Industrial | Industrial - WA | Existing | Process | Natural Gas | Process Heating | E7 | TRC BC Ratio | 0 | 0 | 0 | 0 | 0 | 0 | 0 | 0 | 0 | 0 | 0 | 0 | 0 | 0 | 0 | 0 | 0 | 0 | 0 | 0 | 0 | 0 | 0 | 0 | 0 | 0 | 0
F2_Industrial_Industrial - WA_Existing_Process_Natural Gas_Process Heating_E8 | F2 | Industrial | Industrial - WA | Existing | Process | Natural Gas | Process Heating | E8 | TRC BC Ratio | 0 | 0 | 0 | 0 | 0 | 0 | 0 | 0 | 0 | 0 | 0 | 0 | 0 | 0 | 0 | 0 | 0 | 0 | 0 | 0 | 0 | 0 | 0 | 0 | 0 | 0 | 0
F2_Industrial_Industrial - WA_Existing_Process_Natural Gas_Process Heating_E9 | F2 | Industrial | Industrial - WA | Existing | Process | Natural Gas | Process Heating | E9 | TRC BC Ratio | 0 | 0 | 0 | 0 | 0 | 0 | 0 | 0 | 0 | 0 | 0 | 0 | 0 | 0 | 0 | 0 | 0 | 0 | 0 | 0 | 0 | 0 | 0 | 0 | 0 | 0 | 0
F2_Industrial_Industrial - WA_Existing_Process_Natural Gas_Process Heating_E10 | F2 | Industrial | Industrial - WA | Existing | Process | Natural Gas | Process Heating | E10 | TRC BC Ratio | 0 | 0 | 0 | 0 | 0 | 0 | 0 | 0 | 0 | 0 | 0 | 0 | 0 | 0 | 0 | 0 | 0 | 0 | 0 | 0 | 0 | 0 | 0 | 0 | 0 | 0 | 0
F3_Industrial_Industrial - WA_Existing_Process_Natural Gas_Process Heating_E1 | F3 | Industrial | Industrial - WA | Existing | Process | Natural Gas | Process Heating | E1 | PACT BC Ratio | [24 empty] | 1 | 1 | 1 | bar: 2019 to 2042
F3_Industrial_Industrial - WA_Existing_Process_Natural Gas_Process Heating_E2 | F3 | Industrial | Industrial - WA | Existing | Process | Natural Gas | Process Heating | E2 | PACT BC Ratio | 0 | 0 | 0 | 0 | 0 | 0 | 0 | 0 | 0 | 0 | 0 | 0 | 0 | 0 | 0 | 0 | 0 | 0 | 0 | 0 | 0 | 0 | 0 | 0 | 0 | 0 | 0
F3_Industrial_Industrial - WA_Existing_Process_Natural Gas_Process Heating_E3 | F3 | Industrial | Industrial - WA | Existing | Process | Natural Gas | Process Heating | E3 | PACT BC Ratio | 0 | 0 | 0 | 0 | 0 | 0 | 0 | 0 | 0 | 0 | 0 | 0 | 0 | 0 | 0 | 0 | 0 | 0 | 0 | 0 | 0 | 0 | 0 | 0 | 0 | 0 | 0
F3_Industrial_Industrial - WA_Existing_Process_Natural Gas_Process Heating_E4 | F3 | Industrial | Industrial - WA | Existing | Process | Natural Gas | Process Heating | E4 | PACT BC Ratio | 0 | 0 | 0 | 0 | 0 | 0 | 0 | 0 | 0 | 0 | 0 | 0 | 0 | 0 | 0 | 0 | 0 | 0 | 0 | 0 | 0 | 0 | 0 | 0 | 0 | 0 | 0
F3_Industrial_Industrial - WA_Existing_Process_Natural Gas_Process Heating_E5 | F3 | Industrial | Industrial - WA | Existing | Process | Natural Gas | Process Heating | E5 | PACT BC Ratio | 0 | 0 | 0 | 0 | 0 | 0 | 0 | 0 | 0 | 0 | 0 | 0 | 0 | 0 | 0 | 0 | 0 | 0 | 0 | 0 | 0 | 0 | 0 | 0 | 0 | 0 | 0
F3_Industrial_Industrial - WA_Existing_Process_Natural Gas_Process Heating_E6 | F3 | Industrial | Industrial - WA | Existing | Process | Natural Gas | Process Heating | E6 | PACT BC Ratio | 0 | 0 | 0 | 0 | 0 | 0 | 0 | 0 | 0 | 0 | 0 | 0 | 0 | 0 | 0 | 0 | 0 | 0 | 0 | 0 | 0 | 0 | 0 | 0 | 0 | 0 | 0
F3_Industrial_Industrial - WA_Existing_Process_Natural Gas_Process Heating_E7 | F3 | Industrial | Industrial - WA | Existing | Process | Natural Gas | Process Heating | E7 | PACT BC Ratio | 0 | 0 | 0 | 0 | 0 | 0 | 0 | 0 | 0 | 0 | 0 | 0 | 0 | 0 | 0 | 0 | 0 | 0 | 0 | 0 | 0 | 0 | 0 | 0 | 0 | 0 | 0
F3_Industrial_Industrial - WA_Existing_Process_Natural Gas_Process Heating_E8 | F3 | Industrial | Industrial - WA | Existing | Process | Natural Gas | Process Heating | E8 | PACT BC Ratio | 0 | 0 | 0 | 0 | 0 | 0 | 0 | 0 | 0 | 0 | 0 | 0 | 0 | 0 | 0 | 0 | 0 | 0 | 0 | 0 | 0 | 0 | 0 | 0 | 0 | 0 | 0
F3_Industrial_Industrial - WA_Existing_Process_Natural Gas_Process Heating_E9 | F3 | Industrial | Industrial - WA | Existing | Process | Natural Gas | Process Heating | E9 | PACT BC Ratio | 0 | 0 | 0 | 0 | 0 | 0 | 0 | 0 | 0 | 0 | 0 | 0 | 0 | 0 | 0 | 0 | 0 | 0 | 0 | 0 | 0 | 0 | 0 | 0 | 0 | 0 | 0
F3_Industrial_Industrial - WA_Existing_Process_Natural Gas_Process Heating_E10 | F3 | Industrial | Industrial - WA | Existing | Process | Natural Gas | Process Heating | E10 | PACT BC Ratio | 0 | 0 | 0 | 0 | 0 | 0 | 0 | 0 | 0 | 0 | 0 | 0 | 0 | 0 | 0 | 0 | 0 | 0 | 0 | 0 | 0 | 0 | 0 | 0 | 0 | 0 | 0
F4_Industrial_Industrial - WA_Existing_Process_Natural Gas_Process Heating_E1 | F4 | Industrial | Industrial - WA | Existing | Process | Natural Gas | Process Heating | E1 | RVT BC Ratio | [24 empty] | 1 | 1 | 1 | bar: 2019 to 2042
F4_Industrial_Industrial - WA_Existing_Process_Natural Gas_Process Heating_E2 | F4 | Industrial | Industrial - WA | Existing | Process | Natural Gas | Process Heating | E2 | RVT BC Ratio | 0 | 0 | 0 | 0 | 0 | 0 | 0 | 0 | 0 | 0 | 0 | 0 | 0 | 0 | 0 | 0 | 0 | 0 | 0 | 0 | 0 | 0 | 0 | 0 | 0 | 0 | 0
F4_Industrial_Industrial - WA_Existing_Process_Natural Gas_Process Heating_E3 | F4 | Industrial | Industrial - WA | Existing | Process | Natural Gas | Process Heating | E3 | RVT BC Ratio | 0 | 0 | 0 | 0 | 0 | 0 | 0 | 0 | 0 | 0 | 0 | 0 | 0 | 0 | 0 | 0 | 0 | 0 | 0 | 0 | 0 | 0 | 0 | 0 | 0 | 0 | 0
F4_Industrial_Industrial - WA_Existing_Process_Natural Gas_Process Heating_E4 | F4 | Industrial | Industrial - WA | Existing | Process | Natural Gas | Process Heating | E4 | RVT BC Ratio | 0 | 0 | 0 | 0 | 0 | 0 | 0 | 0 | 0 | 0 | 0 | 0 | 0 | 0 | 0 | 0 | 0 | 0 | 0 | 0 | 0 | 0 | 0 | 0 | 0 | 0 | 0
F4_Industrial_Industrial - WA_Existing_Process_Natural Gas_Process Heating_E5 | F4 | Industrial | Industrial - WA | Existing | Process | Natural Gas | Process Heating | E5 | RVT BC Ratio | 0 | 0 | 0 | 0 | 0 | 0 | 0 | 0 | 0 | 0 | 0 | 0 | 0 | 0 | 0 | 0 | 0 | 0 | 0 | 0 | 0 | 0 | 0 | 0 | 0 | 0 | 0
F4_Industrial_Industrial - WA_Existing_Process_Natural Gas_Process Heating_E6 | F4 | Industrial | Industrial - WA | Existing | Process | Natural Gas | Process Heating | E6 | RVT BC Ratio | 0 | 0 | 0 | 0 | 0 | 0 | 0 | 0 | 0 | 0 | 0 | 0 | 0 | 0 | 0 | 0 | 0 | 0 | 0 | 0 | 0 | 0 | 0 | 0 | 0 | 0 | 0
F4_Industrial_Industrial - WA_Existing_Process_Natural Gas_Process Heating_E7 | F4 | Industrial | Industrial - WA | Existing | Process | Natural Gas | Process Heating | E7 | RVT BC Ratio | 0 | 0 | 0 | 0 | 0 | 0 | 0 | 0 | 0 | 0 | 0 | 0 | 0 | 0 | 0 | 0 | 0 | 0 | 0 | 0 | 0 | 0 | 0 | 0 | 0 | 0 | 0
F4_Industrial_Industrial - WA_Existing_Process_Natural Gas_Process Heating_E8 | F4 | Industrial | Industrial - WA | Existing | Process | Natural Gas | Process Heating | E8 | RVT BC Ratio | 0 | 0 | 0 | 0 | 0 | 0 | 0 | 0 | 0 | 0 | 0 | 0 | 0 | 0 | 0 | 0 | 0 | 0 | 0 | 0 | 0 | 0 | 0 | 0 | 0 | 0 | 0
F4_Industrial_Industrial - WA_Existing_Process_Natural Gas_Process Heating_E9 | F4 | Industrial | Industrial - WA | Existing | Process | Natural Gas | Process Heating | E9 | RVT BC Ratio | 0 | 0 | 0 | 0 | 0 | 0 | 0 | 0 | 0 | 0 | 0 | 0 | 0 | 0 | 0 | 0 | 0 | 0 | 0 | 0 | 0 | 0 | 0 | 0 | 0 | 0 | 0
F4_Industrial_Industrial - WA_Existing_Process_Natural Gas_Process Heating_E10 | F4 | Industrial | Industrial - WA | Existing | Process | Natural Gas | Process Heating | E10 | RVT BC Ratio | 0 | 0 | 0 | 0 | 0 | 0 | 0 | 0 | 0 | 0 | 0 | 0 | 0 | 0 | 0 | 0 | 0 | 0 | 0 | 0 | 0 | 0 | 0 | 0 | 0 | 0 | 0
F5_Industrial_Industrial - WA_Existing_Process_Natural Gas_Process Heating_E1 | F5 | Industrial | Industrial - WA | Existing | Process | Natural Gas | Process Heating | E1 | RIM BC Ratio | [24 empty] | 1 | 1 | 1 | bar: 2019 to 2042
F5_Industrial_Industrial - WA_Existing_Process_Natural Gas_Process Heating_E2 | F5 | Industrial | Industrial - WA | Existing | Process | Natural Gas | Process Heating | E2 | RIM BC Ratio | 0 | 0 | 0 | 0 | 0 | 0 | 0 | 0 | 0 | 0 | 0 | 0 | 0 | 0 | 0 | 0 | 0 | 0 | 0 | 0 | 0 | 0 | 0 | 0 | 0 | 0 | 0
F5_Industrial_Industrial - WA_Existing_Process_Natural Gas_Process Heating_E3 | F5 | Industrial | Industrial - WA | Existing | Process | Natural Gas | Process Heating | E3 | RIM BC Ratio | 0 | 0 | 0 | 0 | 0 | 0 | 0 | 0 | 0 | 0 | 0 | 0 | 0 | 0 | 0 | 0 | 0 | 0 | 0 | 0 | 0 | 0 | 0 | 0 | 0 | 0 | 0
F5_Industrial_Industrial - WA_Existing_Process_Natural Gas_Process Heating_E4 | F5 | Industrial | Industrial - WA | Existing | Process | Natural Gas | Process Heating | E4 | RIM BC Ratio | 0 | 0 | 0 | 0 | 0 | 0 | 0 | 0 | 0 | 0 | 0 | 0 | 0 | 0 | 0 | 0 | 0 | 0 | 0 | 0 | 0 | 0 | 0 | 0 | 0 | 0 | 0
F5_Industrial_Industrial - WA_Existing_Process_Natural Gas_Process Heating_E5 | F5 | Industrial | Industrial - WA | Existing | Process | Natural Gas | Process Heating | E5 | RIM BC Ratio | 0 | 0 | 0 | 0 | 0 | 0 | 0 | 0 | 0 | 0 | 0 | 0 | 0 | 0 | 0 | 0 | 0 | 0 | 0 | 0 | 0 | 0 | 0 | 0 | 0 | 0 | 0
F5_Industrial_Industrial - WA_Existing_Process_Natural Gas_Process Heating_E6 | F5 | Industrial | Industrial - WA | Existing | Process | Natural Gas | Process Heating | E6 | RIM BC Ratio | 0 | 0 | 0 | 0 | 0 | 0 | 0 | 0 | 0 | 0 | 0 | 0 | 0 | 0 | 0 | 0 | 0 | 0 | 0 | 0 | 0 | 0 | 0 | 0 | 0 | 0 | 0
F5_Industrial_Industrial - WA_Existing_Process_Natural Gas_Process Heating_E7 | F5 | Industrial | Industrial - WA | Existing | Process | Natural Gas | Process Heating | E7 | RIM BC Ratio | 0 | 0 | 0 | 0 | 0 | 0 | 0 | 0 | 0 | 0 | 0 | 0 | 0 | 0 | 0 | 0 | 0 | 0 | 0 | 0 | 0 | 0 | 0 | 0 | 0 | 0 | 0
F5_Industrial_Industrial - WA_Existing_Process_Natural Gas_Process Heating_E8 | F5 | Industrial | Industrial - WA | Existing | Process | Natural Gas | Process Heating | E8 | RIM BC Ratio | 0 | 0 | 0 | 0 | 0 | 0 | 0 | 0 | 0 | 0 | 0 | 0 | 0 | 0 | 0 | 0 | 0 | 0 | 0 | 0 | 0 | 0 | 0 | 0 | 0 | 0 | 0
F5_Industrial_Industrial - WA_Existing_Process_Natural Gas_Process Heating_E9 | F5 | Industrial | Industrial - WA | Existing | Process | Natural Gas | Process Heating | E9 | RIM BC Ratio | 0 | 0 | 0 | 0 | 0 | 0 | 0 | 0 | 0 | 0 | 0 | 0 | 0 | 0 | 0 | 0 | 0 | 0 | 0 | 0 | 0 | 0 | 0 | 0 | 0 | 0 | 0
F5_Industrial_Industrial - WA_Existing_Process_Natural Gas_Process Heating_E10 | F5 | Industrial | Industrial - WA | Existing | Process | Natural Gas | Process Heating | E10 | RIM BC Ratio | 0 | 0 | 0 | 0 | 0 | 0 | 0 | 0 | 0 | 0 | 0 | 0 | 0 | 0 | 0 | 0 | 0 | 0 | 0 | 0 | 0 | 0 | 0 | 0 | 0 | 0 | 0
F0_Industrial_Industrial - WA_Existing_Process_Natural Gas_Process Cooling_E0 | F0 | Industrial | Industrial - WA | Existing | Process | Natural Gas | Process Cooling | E0 | Economic Unit | Standard | Standard | Standard | Standard | Standard | Standard | Standard | Standard | Standard | Standard | Standard | Standard | Standard | Standard | Standard | Standard | Standard | Standard | Standard | Standard | Standard | Standard | Standard | Standard | Standard | Standard | Standard
F1_Industrial_Industrial - WA_Existing_Process_Natural Gas_Process Cooling_E1 | F1 | Industrial | Industrial - WA | Existing | Process | Natural Gas | Process Cooling | E1 | CCE | 0 | 0 | 0 | 0 | 0 | 0 | 0 | 0 | 0 | 0 | 0 | 0 | 0 | 0 | 0 | 0 | 0 | 0 | 0 | 0 | 0 | 0 | 0 | 0 | 0 | 0 | 0
F1_Industrial_Industrial - WA_Existing_Process_Natural Gas_Process Cooling_E2 | F1 | Industrial | Industrial - WA | Existing | Process | Natural Gas | Process Cooling | E2 | CCE | 0 | 0 | 0 | 0 | 0 | 0 | 0 | 0 | 0 | 0 | 0 | 0 | 0 | 0 | 0 | 0 | 0 | 0 | 0 | 0 | 0 | 0 | 0 | 0 | 0 | 0 | 0
F1_Industrial_Industrial - WA_Existing_Process_Natural Gas_Process Cooling_E3 | F1 | Industrial | Industrial - WA | Existing | Process | Natural Gas | Process Cooling | E3 | CCE | 0 | 0 | 0 | 0 | 0 | 0 | 0 | 0 | 0 | 0 | 0 | 0 | 0 | 0 | 0 | 0 | 0 | 0 | 0 | 0 | 0 | 0 | 0 | 0 | 0 | 0 | 0
F1_Industrial_Industrial - WA_Existing_Process_Natural Gas_Process Cooling_E4 | F1 | Industrial | Industrial - WA | Existing | Process | Natural Gas | Process Cooling | E4 | CCE | 0 | 0 | 0 | 0 | 0 | 0 | 0 | 0 | 0 | 0 | 0 | 0 | 0 | 0 | 0 | 0 | 0 | 0 | 0 | 0 | 0 | 0 | 0 | 0 | 0 | 0 | 0
F1_Industrial_Industrial - WA_Existing_Process_Natural Gas_Process Cooling_E5 | F1 | Industrial | Industrial - WA | Existing | Process | Natural Gas | Process Cooling | E5 | CCE | 0 | 0 | 0 | 0 | 0 | 0 | 0 | 0 | 0 | 0 | 0 | 0 | 0 | 0 | 0 | 0 | 0 | 0 | 0 | 0 | 0 | 0 | 0 | 0 | 0 | 0 | 0
F1_Industrial_Industrial - WA_Existing_Process_Natural Gas_Process Cooling_E6 | F1 | Industrial | Industrial - WA | Existing | Process | Natural Gas | Process Cooling | E6 | CCE | 0 | 0 | 0 | 0 | 0 | 0 | 0 | 0 | 0 | 0 | 0 | 0 | 0 | 0 | 0 | 0 | 0 | 0 | 0 | 0 | 0 | 0 | 0 | 0 | 0 | 0 | 0
F1_Industrial_Industrial - WA_Existing_Process_Natural Gas_Process Cooling_E7 | F1 | Industrial | Industrial - WA | Existing | Process | Natural Gas | Process Cooling | E7 | CCE | 0 | 0 | 0 | 0 | 0 | 0 | 0 | 0 | 0 | 0 | 0 | 0 | 0 | 0 | 0 | 0 | 0 | 0 | 0 | 0 | 0 | 0 | 0 | 0 | 0 | 0 | 0
F1_Industrial_Industrial - WA_Existing_Process_Natural Gas_Process Cooling_E8 | F1 | Industrial | Industrial - WA | Existing | Process | Natural Gas | Process Cooling | E8 | CCE | 0 | 0 | 0 | 0 | 0 | 0 | 0 | 0 | 0 | 0 | 0 | 0 | 0 | 0 | 0 | 0 | 0 | 0 | 0 | 0 | 0 | 0 | 0 | 0 | 0 | 0 | 0
F1_Industrial_Industrial - WA_Existing_Process_Natural Gas_Process Cooling_E9 | F1 | Industrial | Industrial - WA | Existing | Process | Natural Gas | Process Cooling | E9 | CCE | 0 | 0 | 0 | 0 | 0 | 0 | 0 | 0 | 0 | 0 | 0 | 0 | 0 | 0 | 0 | 0 | 0 | 0 | 0 | 0 | 0 | 0 | 0 | 0 | 0 | 0 | 0
F1_Industrial_Industrial - WA_Existing_Process_Natural Gas_Process Cooling_E10 | F1 | Industrial | Industrial - WA | Existing | Process | Natural Gas | Process Cooling | E10 | CCE | 0 | 0 | 0 | 0 | 0 | 0 | 0 | 0 | 0 | 0 | 0 | 0 | 0 | 0 | 0 | 0 | 0 | 0 | 0 | 0 | 0 | 0 | 0 | 0 | 0 | 0 | 0
F2_Industrial_Industrial - WA_Existing_Process_Natural Gas_Process Cooling_E1 | F2 | Industrial | Industrial - WA | Existing | Process | Natural Gas | Process Cooling | E1 | TRC BC Ratio | [24 empty] | 1 | 1 | 1 | bar: 2019 to 2042
F2_Industrial_Industrial - WA_Existing_Process_Natural Gas_Process Cooling_E2 | F2 | Industrial | Industrial - WA | Existing | Process | Natural Gas | Process Cooling | E2 | TRC BC Ratio | 0 | 0 | 0 | 0 | 0 | 0 | 0 | 0 | 0 | 0 | 0 | 0 | 0 | 0 | 0 | 0 | 0 | 0 | 0 | 0 | 0 | 0 | 0 | 0 | 0 | 0 | 0
F2_Industrial_Industrial - WA_Existing_Process_Natural Gas_Process Cooling_E3 | F2 | Industrial | Industrial - WA | Existing | Process | Natural Gas | Process Cooling | E3 | TRC BC Ratio | 0 | 0 | 0 | 0 | 0 | 0 | 0 | 0 | 0 | 0 | 0 | 0 | 0 | 0 | 0 | 0 | 0 | 0 | 0 | 0 | 0 | 0 | 0 | 0 | 0 | 0 | 0
F2_Industrial_Industrial - WA_Existing_Process_Natural Gas_Process Cooling_E4 | F2 | Industrial | Industrial - WA | Existing | Process | Natural Gas | Process Cooling | E4 | TRC BC Ratio | 0 | 0 | 0 | 0 | 0 | 0 | 0 | 0 | 0 | 0 | 0 | 0 | 0 | 0 | 0 | 0 | 0 | 0 | 0 | 0 | 0 | 0 | 0 | 0 | 0 | 0 | 0
F2_Industrial_Industrial - WA_Existing_Process_Natural Gas_Process Cooling_E5 | F2 | Industrial | Industrial - WA | Existing | Process | Natural Gas | Process Cooling | E5 | TRC BC Ratio | 0 | 0 | 0 | 0 | 0 | 0 | 0 | 0 | 0 | 0 | 0 | 0 | 0 | 0 | 0 | 0 | 0 | 0 | 0 | 0 | 0 | 0 | 0 | 0 | 0 | 0 | 0
F2_Industrial_Industrial - WA_Existing_Process_Natural Gas_Process Cooling_E6 | F2 | Industrial | Industrial - WA | Existing | Process | Natural Gas | Process Cooling | E6 | TRC BC Ratio | 0 | 0 | 0 | 0 | 0 | 0 | 0 | 0 | 0 | 0 | 0 | 0 | 0 | 0 | 0 | 0 | 0 | 0 | 0 | 0 | 0 | 0 | 0 | 0 | 0 | 0 | 0
F2_Industrial_Industrial - WA_Existing_Process_Natural Gas_Process Cooling_E7 | F2 | Industrial | Industrial - WA | Existing | Process | Natural Gas | Process Cooling | E7 | TRC BC Ratio | 0 | 0 | 0 | 0 | 0 | 0 | 0 | 0 | 0 | 0 | 0 | 0 | 0 | 0 | 0 | 0 | 0 | 0 | 0 | 0 | 0 | 0 | 0 | 0 | 0 | 0 | 0
F2_Industrial_Industrial - WA_Existing_Process_Natural Gas_Process Cooling_E8 | F2 | Industrial | Industrial - WA | Existing | Process | Natural Gas | Process Cooling | E8 | TRC BC Ratio | 0 | 0 | 0 | 0 | 0 | 0 | 0 | 0 | 0 | 0 | 0 | 0 | 0 | 0 | 0 | 0 | 0 | 0 | 0 | 0 | 0 | 0 | 0 | 0 | 0 | 0 | 0
F2_Industrial_Industrial - WA_Existing_Process_Natural Gas_Process Cooling_E9 | F2 | Industrial | Industrial - WA | Existing | Process | Natural Gas | Process Cooling | E9 | TRC BC Ratio | 0 | 0 | 0 | 0 | 0 | 0 | 0 | 0 | 0 | 0 | 0 | 0 | 0 | 0 | 0 | 0 | 0 | 0 | 0 | 0 | 0 | 0 | 0 | 0 | 0 | 0 | 0
F2_Industrial_Industrial - WA_Existing_Process_Natural Gas_Process Cooling_E10 | F2 | Industrial | Industrial - WA | Existing | Process | Natural Gas | Process Cooling | E10 | TRC BC Ratio | 0 | 0 | 0 | 0 | 0 | 0 | 0 | 0 | 0 | 0 | 0 | 0 | 0 | 0 | 0 | 0 | 0 | 0 | 0 | 0 | 0 | 0 | 0 | 0 | 0 | 0 | 0
F3_Industrial_Industrial - WA_Existing_Process_Natural Gas_Process Cooling_E1 | F3 | Industrial | Industrial - WA | Existing | Process | Natural Gas | Process Cooling | E1 | PACT BC Ratio | [24 empty] | 1 | 1 | 1 | bar: 2019 to 2042
F3_Industrial_Industrial - WA_Existing_Process_Natural Gas_Process Cooling_E2 | F3 | Industrial | Industrial - WA | Existing | Process | Natural Gas | Process Cooling | E2 | PACT BC Ratio | 0 | 0 | 0 | 0 | 0 | 0 | 0 | 0 | 0 | 0 | 0 | 0 | 0 | 0 | 0 | 0 | 0 | 0 | 0 | 0 | 0 | 0 | 0 | 0 | 0 | 0 | 0
F3_Industrial_Industrial - WA_Existing_Process_Natural Gas_Process Cooling_E3 | F3 | Industrial | Industrial - WA | Existing | Process | Natural Gas | Process Cooling | E3 | PACT BC Ratio | 0 | 0 | 0 | 0 | 0 | 0 | 0 | 0 | 0 | 0 | 0 | 0 | 0 | 0 | 0 | 0 | 0 | 0 | 0 | 0 | 0 | 0 | 0 | 0 | 0 | 0 | 0
F3_Industrial_Industrial - WA_Existing_Process_Natural Gas_Process Cooling_E4 | F3 | Industrial | Industrial - WA | Existing | Process | Natural Gas | Process Cooling | E4 | PACT BC Ratio | 0 | 0 | 0 | 0 | 0 | 0 | 0 | 0 | 0 | 0 | 0 | 0 | 0 | 0 | 0 | 0 | 0 | 0 | 0 | 0 | 0 | 0 | 0 | 0 | 0 | 0 | 0
F3_Industrial_Industrial - WA_Existing_Process_Natural Gas_Process Cooling_E5 | F3 | Industrial | Industrial - WA | Existing | Process | Natural Gas | Process Cooling | E5 | PACT BC Ratio | 0 | 0 | 0 | 0 | 0 | 0 | 0 | 0 | 0 | 0 | 0 | 0 | 0 | 0 | 0 | 0 | 0 | 0 | 0 | 0 | 0 | 0 | 0 | 0 | 0 | 0 | 0
F3_Industrial_Industrial - WA_Existing_Process_Natural Gas_Process Cooling_E6 | F3 | Industrial | Industrial - WA | Existing | Process | Natural Gas | Process Cooling | E6 | PACT BC Ratio | 0 | 0 | 0 | 0 | 0 | 0 | 0 | 0 | 0 | 0 | 0 | 0 | 0 | 0 | 0 | 0 | 0 | 0 | 0 | 0 | 0 | 0 | 0 | 0 | 0 | 0 | 0
F3_Industrial_Industrial - WA_Existing_Process_Natural Gas_Process Cooling_E7 | F3 | Industrial | Industrial - WA | Existing | Process | Natural Gas | Process Cooling | E7 | PACT BC Ratio | 0 | 0 | 0 | 0 | 0 | 0 | 0 | 0 | 0 | 0 | 0 | 0 | 0 | 0 | 0 | 0 | 0 | 0 | 0 | 0 | 0 | 0 | 0 | 0 | 0 | 0 | 0
F3_Industrial_Industrial - WA_Existing_Process_Natural Gas_Process Cooling_E8 | F3 | Industrial | Industrial - WA | Existing | Process | Natural Gas | Process Cooling | E8 | PACT BC Ratio | 0 | 0 | 0 | 0 | 0 | 0 | 0 | 0 | 0 | 0 | 0 | 0 | 0 | 0 | 0 | 0 | 0 | 0 | 0 | 0 | 0 | 0 | 0 | 0 | 0 | 0 | 0
F3_Industrial_Industrial - WA_Existing_Process_Natural Gas_Process Cooling_E9 | F3 | Industrial | Industrial - WA | Existing | Process | Natural Gas | Process Cooling | E9 | PACT BC Ratio | 0 | 0 | 0 | 0 | 0 | 0 | 0 | 0 | 0 | 0 | 0 | 0 | 0 | 0 | 0 | 0 | 0 | 0 | 0 | 0 | 0 | 0 | 0 | 0 | 0 | 0 | 0
F3_Industrial_Industrial - WA_Existing_Process_Natural Gas_Process Cooling_E10 | F3 | Industrial | Industrial - WA | Existing | Process | Natural Gas | Process Cooling | E10 | PACT BC Ratio | 0 | 0 | 0 | 0 | 0 | 0 | 0 | 0 | 0 | 0 | 0 | 0 | 0 | 0 | 0 | 0 | 0 | 0 | 0 | 0 | 0 | 0 | 0 | 0 | 0 | 0 | 0
F4_Industrial_Industrial - WA_Existing_Process_Natural Gas_Process Cooling_E1 | F4 | Industrial | Industrial - WA | Existing | Process | Natural Gas | Process Cooling | E1 | RVT BC Ratio | [24 empty] | 1 | 1 | 1 | bar: 2019 to 2042
F4_Industrial_Industrial - WA_Existing_Process_Natural Gas_Process Cooling_E2 | F4 | Industrial | Industrial - WA | Existing | Process | Natural Gas | Process Cooling | E2 | RVT BC Ratio | 0 | 0 | 0 | 0 | 0 | 0 | 0 | 0 | 0 | 0 | 0 | 0 | 0 | 0 | 0 | 0 | 0 | 0 | 0 | 0 | 0 | 0 | 0 | 0 | 0 | 0 | 0
F4_Industrial_Industrial - WA_Existing_Process_Natural Gas_Process Cooling_E3 | F4 | Industrial | Industrial - WA | Existing | Process | Natural Gas | Process Cooling | E3 | RVT BC Ratio | 0 | 0 | 0 | 0 | 0 | 0 | 0 | 0 | 0 | 0 | 0 | 0 | 0 | 0 | 0 | 0 | 0 | 0 | 0 | 0 | 0 | 0 | 0 | 0 | 0 | 0 | 0
F4_Industrial_Industrial - WA_Existing_Process_Natural Gas_Process Cooling_E4 | F4 | Industrial | Industrial - WA | Existing | Process | Natural Gas | Process Cooling | E4 | RVT BC Ratio | 0 | 0 | 0 | 0 | 0 | 0 | 0 | 0 | 0 | 0 | 0 | 0 | 0 | 0 | 0 | 0 | 0 | 0 | 0 | 0 | 0 | 0 | 0 | 0 | 0 | 0 | 0
F4_Industrial_Industrial - WA_Existing_Process_Natural Gas_Process Cooling_E5 | F4 | Industrial | Industrial - WA | Existing | Process | Natural Gas | Process Cooling | E5 | RVT BC Ratio | 0 | 0 | 0 | 0 | 0 | 0 | 0 | 0 | 0 | 0 | 0 | 0 | 0 | 0 | 0 | 0 | 0 | 0 | 0 | 0 | 0 | 0 | 0 | 0 | 0 | 0 | 0
F4_Industrial_Industrial - WA_Existing_Process_Natural Gas_Process Cooling_E6 | F4 | Industrial | Industrial - WA | Existing | Process | Natural Gas | Process Cooling | E6 | RVT BC Ratio | 0 | 0 | 0 | 0 | 0 | 0 | 0 | 0 | 0 | 0 | 0 | 0 | 0 | 0 | 0 | 0 | 0 | 0 | 0 | 0 | 0 | 0 | 0 | 0 | 0 | 0 | 0
F4_Industrial_Industrial - WA_Existing_Process_Natural Gas_Process Cooling_E7 | F4 | Industrial | Industrial - WA | Existing | Process | Natural Gas | Process Cooling | E7 | RVT BC Ratio | 0 | 0 | 0 | 0 | 0 | 0 | 0 | 0 | 0 | 0 | 0 | 0 | 0 | 0 | 0 | 0 | 0 | 0 | 0 | 0 | 0 | 0 | 0 | 0 | 0 | 0 | 0
F4_Industrial_Industrial - WA_Existing_Process_Natural Gas_Process Cooling_E8 | F4 | Industrial | Industrial - WA | Existing | Process | Natural Gas | Process Cooling | E8 | RVT BC Ratio | 0 | 0 | 0 | 0 | 0 | 0 | 0 | 0 | 0 | 0 | 0 | 0 | 0 | 0 | 0 | 0 | 0 | 0 | 0 | 0 | 0 | 0 | 0 | 0 | 0 | 0 | 0
F4_Industrial_Industrial - WA_Existing_Process_Natural Gas_Process Cooling_E9 | F4 | Industrial | Industrial - WA | Existing | Process | Natural Gas | Process Cooling | E9 | RVT BC Ratio | 0 | 0 | 0 | 0 | 0 | 0 | 0 | 0 | 0 | 0 | 0 | 0 | 0 | 0 | 0 | 0 | 0 | 0 | 0 | 0 | 0 | 0 | 0 | 0 | 0 | 0 | 0
F4_Industrial_Industrial - WA_Existing_Process_Natural Gas_Process Cooling_E10 | F4 | Industrial | Industrial - WA | Existing | Process | Natural Gas | Process Cooling | E10 | RVT BC Ratio | 0 | 0 | 0 | 0 | 0 | 0 | 0 | 0 | 0 | 0 | 0 | 0 | 0 | 0 | 0 | 0 | 0 | 0 | 0 | 0 | 0 | 0 | 0 | 0 | 0 | 0 | 0
F5_Industrial_Industrial - WA_Existing_Process_Natural Gas_Process Cooling_E1 | F5 | Industrial | Industrial - WA | Existing | Process | Natural Gas | Process Cooling | E1 | RIM BC Ratio | [24 empty] | 1 | 1 | 1 | bar: 2019 to 2042
F5_Industrial_Industrial - WA_Existing_Process_Natural Gas_Process Cooling_E2 | F5 | Industrial | Industrial - WA | Existing | Process | Natural Gas | Process Cooling | E2 | RIM BC Ratio | 0 | 0 | 0 | 0 | 0 | 0 | 0 | 0 | 0 | 0 | 0 | 0 | 0 | 0 | 0 | 0 | 0 | 0 | 0 | 0 | 0 | 0 | 0 | 0 | 0 | 0 | 0
F5_Industrial_Industrial - WA_Existing_Process_Natural Gas_Process Cooling_E3 | F5 | Industrial | Industrial - WA | Existing | Process | Natural Gas | Process Cooling | E3 | RIM BC Ratio | 0 | 0 | 0 | 0 | 0 | 0 | 0 | 0 | 0 | 0 | 0 | 0 | 0 | 0 | 0 | 0 | 0 | 0 | 0 | 0 | 0 | 0 | 0 | 0 | 0 | 0 | 0
F5_Industrial_Industrial - WA_Existing_Process_Natural Gas_Process Cooling_E4 | F5 | Industrial | Industrial - WA | Existing | Process | Natural Gas | Process Cooling | E4 | RIM BC Ratio | 0 | 0 | 0 | 0 | 0 | 0 | 0 | 0 | 0 | 0 | 0 | 0 | 0 | 0 | 0 | 0 | 0 | 0 | 0 | 0 | 0 | 0 | 0 | 0 | 0 | 0 | 0
F5_Industrial_Industrial - WA_Existing_Process_Natural Gas_Process Cooling_E5 | F5 | Industrial | Industrial - WA | Existing | Process | Natural Gas | Process Cooling | E5 | RIM BC Ratio | 0 | 0 | 0 | 0 | 0 | 0 | 0 | 0 | 0 | 0 | 0 | 0 | 0 | 0 | 0 | 0 | 0 | 0 | 0 | 0 | 0 | 0 | 0 | 0 | 0 | 0 | 0
F5_Industrial_Industrial - WA_Existing_Process_Natural Gas_Process Cooling_E6 | F5 | Industrial | Industrial - WA | Existing | Process | Natural Gas | Process Cooling | E6 | RIM BC Ratio | 0 | 0 | 0 | 0 | 0 | 0 | 0 | 0 | 0 | 0 | 0 | 0 | 0 | 0 | 0 | 0 | 0 | 0 | 0 | 0 | 0 | 0 | 0 | 0 | 0 | 0 | 0
F5_Industrial_Industrial - WA_Existing_Process_Natural Gas_Process Cooling_E7 | F5 | Industrial | Industrial - WA | Existing | Process | Natural Gas | Process Cooling | E7 | RIM BC Ratio | 0 | 0 | 0 | 0 | 0 | 0 | 0 | 0 | 0 | 0 | 0 | 0 | 0 | 0 | 0 | 0 | 0 | 0 | 0 | 0 | 0 | 0 | 0 | 0 | 0 | 0 | 0
F5_Industrial_Industrial - WA_Existing_Process_Natural Gas_Process Cooling_E8 | F5 | Industrial | Industrial - WA | Existing | Process | Natural Gas | Process Cooling | E8 | RIM BC Ratio | 0 | 0 | 0 | 0 | 0 | 0 | 0 | 0 | 0 | 0 | 0 | 0 | 0 | 0 | 0 | 0 | 0 | 0 | 0 | 0 | 0 | 0 | 0 | 0 | 0 | 0 | 0
F5_Industrial_Industrial - WA_Existing_Process_Natural Gas_Process Cooling_E9 | F5 | Industrial | Industrial - WA | Existing | Process | Natural Gas | Process Cooling | E9 | RIM BC Ratio | 0 | 0 | 0 | 0 | 0 | 0 | 0 | 0 | 0 | 0 | 0 | 0 | 0 | 0 | 0 | 0 | 0 | 0 | 0 | 0 | 0 | 0 | 0 | 0 | 0 | 0 | 0
F5_Industrial_Industrial - WA_Existing_Process_Natural Gas_Process Cooling_E10 | F5 | Industrial | Industrial - WA | Existing | Process | Natural Gas | Process Cooling | E10 | RIM BC Ratio | 0 | 0 | 0 | 0 | 0 | 0 | 0 | 0 | 0 | 0 | 0 | 0 | 0 | 0 | 0 | 0 | 0 | 0 | 0 | 0 | 0 | 0 | 0 | 0 | 0 | 0 | 0
F0_Industrial_Industrial - WA_Existing_Process_Natural Gas_Other Process_E0 | F0 | Industrial | Industrial - WA | Existing | Process | Natural Gas | Other Process | E0 | Economic Unit | Standard | Standard | Standard | Standard | Standard | Standard | Standard | Standard | Standard | Standard | Standard | Standard | Standard | Standard | Standard | Standard | Standard | Standard | Standard | Standard | Standard | Standard | Standard | Standard | Standard | Standard | Standard
F1_Industrial_Industrial - WA_Existing_Process_Natural Gas_Other Process_E1 | F1 | Industrial | Industrial - WA | Existing | Process | Natural Gas | Other Process | E1 | CCE | 0 | 0 | 0 | 0 | 0 | 0 | 0 | 0 | 0 | 0 | 0 | 0 | 0 | 0 | 0 | 0 | 0 | 0 | 0 | 0 | 0 | 0 | 0 | 0 | 0 | 0 | 0
F1_Industrial_Industrial - WA_Existing_Process_Natural Gas_Other Process_E2 | F1 | Industrial | Industrial - WA | Existing | Process | Natural Gas | Other Process | E2 | CCE | 0 | 0 | 0 | 0 | 0 | 0 | 0 | 0 | 0 | 0 | 0 | 0 | 0 | 0 | 0 | 0 | 0 | 0 | 0 | 0 | 0 | 0 | 0 | 0 | 0 | 0 | 0
F1_Industrial_Industrial - WA_Existing_Process_Natural Gas_Other Process_E3 | F1 | Industrial | Industrial - WA | Existing | Process | Natural Gas | Other Process | E3 | CCE | 0 | 0 | 0 | 0 | 0 | 0 | 0 | 0 | 0 | 0 | 0 | 0 | 0 | 0 | 0 | 0 | 0 | 0 | 0 | 0 | 0 | 0 | 0 | 0 | 0 | 0 | 0
F1_Industrial_Industrial - WA_Existing_Process_Natural Gas_Other Process_E4 | F1 | Industrial | Industrial - WA | Existing | Process | Natural Gas | Other Process | E4 | CCE | 0 | 0 | 0 | 0 | 0 | 0 | 0 | 0 | 0 | 0 | 0 | 0 | 0 | 0 | 0 | 0 | 0 | 0 | 0 | 0 | 0 | 0 | 0 | 0 | 0 | 0 | 0
F1_Industrial_Industrial - WA_Existing_Process_Natural Gas_Other Process_E5 | F1 | Industrial | Industrial - WA | Existing | Process | Natural Gas | Other Process | E5 | CCE | 0 | 0 | 0 | 0 | 0 | 0 | 0 | 0 | 0 | 0 | 0 | 0 | 0 | 0 | 0 | 0 | 0 | 0 | 0 | 0 | 0 | 0 | 0 | 0 | 0 | 0 | 0
F1_Industrial_Industrial - WA_Existing_Process_Natural Gas_Other Process_E6 | F1 | Industrial | Industrial - WA | Existing | Process | Natural Gas | Other Process | E6 | CCE | 0 | 0 | 0 | 0 | 0 | 0 | 0 | 0 | 0 | 0 | 0 | 0 | 0 | 0 | 0 | 0 | 0 | 0 | 0 | 0 | 0 | 0 | 0 | 0 | 0 | 0 | 0
F1_Industrial_Industrial - WA_Existing_Process_Natural Gas_Other Process_E7 | F1 | Industrial | Industrial - WA | Existing | Process | Natural Gas | Other Process | E7 | CCE | 0 | 0 | 0 | 0 | 0 | 0 | 0 | 0 | 0 | 0 | 0 | 0 | 0 | 0 | 0 | 0 | 0 | 0 | 0 | 0 | 0 | 0 | 0 | 0 | 0 | 0 | 0
F1_Industrial_Industrial - WA_Existing_Process_Natural Gas_Other Process_E8 | F1 | Industrial | Industrial - WA | Existing | Process | Natural Gas | Other Process | E8 | CCE | 0 | 0 | 0 | 0 | 0 | 0 | 0 | 0 | 0 | 0 | 0 | 0 | 0 | 0 | 0 | 0 | 0 | 0 | 0 | 0 | 0 | 0 | 0 | 0 | 0 | 0 | 0
F1_Industrial_Industrial - WA_Existing_Process_Natural Gas_Other Process_E9 | F1 | Industrial | Industrial - WA | Existing | Process | Natural Gas | Other Process | E9 | CCE | 0 | 0 | 0 | 0 | 0 | 0 | 0 | 0 | 0 | 0 | 0 | 0 | 0 | 0 | 0 | 0 | 0 | 0 | 0 | 0 | 0 | 0 | 0 | 0 | 0 | 0 | 0
F1_Industrial_Industrial - WA_Existing_Process_Natural Gas_Other Process_E10 | F1 | Industrial | Industrial - WA | Existing | Process | Natural Gas | Other Process | E10 | CCE | 0 | 0 | 0 | 0 | 0 | 0 | 0 | 0 | 0 | 0 | 0 | 0 | 0 | 0 | 0 | 0 | 0 | 0 | 0 | 0 | 0 | 0 | 0 | 0 | 0 | 0 | 0
F2_Industrial_Industrial - WA_Existing_Process_Natural Gas_Other Process_E1 | F2 | Industrial | Industrial - WA | Existing | Process | Natural Gas | Other Process | E1 | TRC BC Ratio | [24 empty] | 1 | 1 | 1 | bar: 2019 to 2042
F2_Industrial_Industrial - WA_Existing_Process_Natural Gas_Other Process_E2 | F2 | Industrial | Industrial - WA | Existing | Process | Natural Gas | Other Process | E2 | TRC BC Ratio | 0 | 0 | 0 | 0 | 0 | 0 | 0 | 0 | 0 | 0 | 0 | 0 | 0 | 0 | 0 | 0 | 0 | 0 | 0 | 0 | 0 | 0 | 0 | 0 | 0 | 0 | 0
F2_Industrial_Industrial - WA_Existing_Process_Natural Gas_Other Process_E3 | F2 | Industrial | Industrial - WA | Existing | Process | Natural Gas | Other Process | E3 | TRC BC Ratio | 0 | 0 | 0 | 0 | 0 | 0 | 0 | 0 | 0 | 0 | 0 | 0 | 0 | 0 | 0 | 0 | 0 | 0 | 0 | 0 | 0 | 0 | 0 | 0 | 0 | 0 | 0
F2_Industrial_Industrial - WA_Existing_Process_Natural Gas_Other Process_E4 | F2 | Industrial | Industrial - WA | Existing | Process | Natural Gas | Other Process | E4 | TRC BC Ratio | 0 | 0 | 0 | 0 | 0 | 0 | 0 | 0 | 0 | 0 | 0 | 0 | 0 | 0 | 0 | 0 | 0 | 0 | 0 | 0 | 0 | 0 | 0 | 0 | 0 | 0 | 0
F2_Industrial_Industrial - WA_Existing_Process_Natural Gas_Other Process_E5 | F2 | Industrial | Industrial - WA | Existing | Process | Natural Gas | Other Process | E5 | TRC BC Ratio | 0 | 0 | 0 | 0 | 0 | 0 | 0 | 0 | 0 | 0 | 0 | 0 | 0 | 0 | 0 | 0 | 0 | 0 | 0 | 0 | 0 | 0 | 0 | 0 | 0 | 0 | 0
F2_Industrial_Industrial - WA_Existing_Process_Natural Gas_Other Process_E6 | F2 | Industrial | Industrial - WA | Existing | Process | Natural Gas | Other Process | E6 | TRC BC Ratio | 0 | 0 | 0 | 0 | 0 | 0 | 0 | 0 | 0 | 0 | 0 | 0 | 0 | 0 | 0 | 0 | 0 | 0 | 0 | 0 | 0 | 0 | 0 | 0 | 0 | 0 | 0
F2_Industrial_Industrial - WA_Existing_Process_Natural Gas_Other Process_E7 | F2 | Industrial | Industrial - WA | Existing | Process | Natural Gas | Other Process | E7 | TRC BC Ratio | 0 | 0 | 0 | 0 | 0 | 0 | 0 | 0 | 0 | 0 | 0 | 0 | 0 | 0 | 0 | 0 | 0 | 0 | 0 | 0 | 0 | 0 | 0 | 0 | 0 | 0 | 0
F2_Industrial_Industrial - WA_Existing_Process_Natural Gas_Other Process_E8 | F2 | Industrial | Industrial - WA | Existing | Process | Natural Gas | Other Process | E8 | TRC BC Ratio | 0 | 0 | 0 | 0 | 0 | 0 | 0 | 0 | 0 | 0 | 0 | 0 | 0 | 0 | 0 | 0 | 0 | 0 | 0 | 0 | 0 | 0 | 0 | 0 | 0 | 0 | 0
F2_Industrial_Industrial - WA_Existing_Process_Natural Gas_Other Process_E9 | F2 | Industrial | Industrial - WA | Existing | Process | Natural Gas | Other Process | E9 | TRC BC Ratio | 0 | 0 | 0 | 0 | 0 | 0 | 0 | 0 | 0 | 0 | 0 | 0 | 0 | 0 | 0 | 0 | 0 | 0 | 0 | 0 | 0 | 0 | 0 | 0 | 0 | 0 | 0
F2_Industrial_Industrial - WA_Existing_Process_Natural Gas_Other Process_E10 | F2 | Industrial | Industrial - WA | Existing | Process | Natural Gas | Other Process | E10 | TRC BC Ratio | 0 | 0 | 0 | 0 | 0 | 0 | 0 | 0 | 0 | 0 | 0 | 0 | 0 | 0 | 0 | 0 | 0 | 0 | 0 | 0 | 0 | 0 | 0 | 0 | 0 | 0 | 0
F3_Industrial_Industrial - WA_Existing_Process_Natural Gas_Other Process_E1 | F3 | Industrial | Industrial - WA | Existing | Process | Natural Gas | Other Process | E1 | PACT BC Ratio | [24 empty] | 1 | 1 | 1 | bar: 2019 to 2042
F3_Industrial_Industrial - WA_Existing_Process_Natural Gas_Other Process_E2 | F3 | Industrial | Industrial - WA | Existing | Process | Natural Gas | Other Process | E2 | PACT BC Ratio | 0 | 0 | 0 | 0 | 0 | 0 | 0 | 0 | 0 | 0 | 0 | 0 | 0 | 0 | 0 | 0 | 0 | 0 | 0 | 0 | 0 | 0 | 0 | 0 | 0 | 0 | 0
F3_Industrial_Industrial - WA_Existing_Process_Natural Gas_Other Process_E3 | F3 | Industrial | Industrial - WA | Existing | Process | Natural Gas | Other Process | E3 | PACT BC Ratio | 0 | 0 | 0 | 0 | 0 | 0 | 0 | 0 | 0 | 0 | 0 | 0 | 0 | 0 | 0 | 0 | 0 | 0 | 0 | 0 | 0 | 0 | 0 | 0 | 0 | 0 | 0
F3_Industrial_Industrial - WA_Existing_Process_Natural Gas_Other Process_E4 | F3 | Industrial | Industrial - WA | Existing | Process | Natural Gas | Other Process | E4 | PACT BC Ratio | 0 | 0 | 0 | 0 | 0 | 0 | 0 | 0 | 0 | 0 | 0 | 0 | 0 | 0 | 0 | 0 | 0 | 0 | 0 | 0 | 0 | 0 | 0 | 0 | 0 | 0 | 0
F3_Industrial_Industrial - WA_Existing_Process_Natural Gas_Other Process_E5 | F3 | Industrial | Industrial - WA | Existing | Process | Natural Gas | Other Process | E5 | PACT BC Ratio | 0 | 0 | 0 | 0 | 0 | 0 | 0 | 0 | 0 | 0 | 0 | 0 | 0 | 0 | 0 | 0 | 0 | 0 | 0 | 0 | 0 | 0 | 0 | 0 | 0 | 0 | 0
F3_Industrial_Industrial - WA_Existing_Process_Natural Gas_Other Process_E6 | F3 | Industrial | Industrial - WA | Existing | Process | Natural Gas | Other Process | E6 | PACT BC Ratio | 0 | 0 | 0 | 0 | 0 | 0 | 0 | 0 | 0 | 0 | 0 | 0 | 0 | 0 | 0 | 0 | 0 | 0 | 0 | 0 | 0 | 0 | 0 | 0 | 0 | 0 | 0
F3_Industrial_Industrial - WA_Existing_Process_Natural Gas_Other Process_E7 | F3 | Industrial | Industrial - WA | Existing | Process | Natural Gas | Other Process | E7 | PACT BC Ratio | 0 | 0 | 0 | 0 | 0 | 0 | 0 | 0 | 0 | 0 | 0 | 0 | 0 | 0 | 0 | 0 | 0 | 0 | 0 | 0 | 0 | 0 | 0 | 0 | 0 | 0 | 0
F3_Industrial_Industrial - WA_Existing_Process_Natural Gas_Other Process_E8 | F3 | Industrial | Industrial - WA | Existing | Process | Natural Gas | Other Process | E8 | PACT BC Ratio | 0 | 0 | 0 | 0 | 0 | 0 | 0 | 0 | 0 | 0 | 0 | 0 | 0 | 0 | 0 | 0 | 0 | 0 | 0 | 0 | 0 | 0 | 0 | 0 | 0 | 0 | 0
F3_Industrial_Industrial - WA_Existing_Process_Natural Gas_Other Process_E9 | F3 | Industrial | Industrial - WA | Existing | Process | Natural Gas | Other Process | E9 | PACT BC Ratio | 0 | 0 | 0 | 0 | 0 | 0 | 0 | 0 | 0 | 0 | 0 | 0 | 0 | 0 | 0 | 0 | 0 | 0 | 0 | 0 | 0 | 0 | 0 | 0 | 0 | 0 | 0
F3_Industrial_Industrial - WA_Existing_Process_Natural Gas_Other Process_E10 | F3 | Industrial | Industrial - WA | Existing | Process | Natural Gas | Other Process | E10 | PACT BC Ratio | 0 | 0 | 0 | 0 | 0 | 0 | 0 | 0 | 0 | 0 | 0 | 0 | 0 | 0 | 0 | 0 | 0 | 0 | 0 | 0 | 0 | 0 | 0 | 0 | 0 | 0 | 0
F4_Industrial_Industrial - WA_Existing_Process_Natural Gas_Other Process_E1 | F4 | Industrial | Industrial - WA | Existing | Process | Natural Gas | Other Process | E1 | RVT BC Ratio | [24 empty] | 1 | 1 | 1 | bar: 2019 to 2042
F4_Industrial_Industrial - WA_Existing_Process_Natural Gas_Other Process_E2 | F4 | Industrial | Industrial - WA | Existing | Process | Natural Gas | Other Process | E2 | RVT BC Ratio | 0 | 0 | 0 | 0 | 0 | 0 | 0 | 0 | 0 | 0 | 0 | 0 | 0 | 0 | 0 | 0 | 0 | 0 | 0 | 0 | 0 | 0 | 0 | 0 | 0 | 0 | 0
F4_Industrial_Industrial - WA_Existing_Process_Natural Gas_Other Process_E3 | F4 | Industrial | Industrial - WA | Existing | Process | Natural Gas | Other Process | E3 | RVT BC Ratio | 0 | 0 | 0 | 0 | 0 | 0 | 0 | 0 | 0 | 0 | 0 | 0 | 0 | 0 | 0 | 0 | 0 | 0 | 0 | 0 | 0 | 0 | 0 | 0 | 0 | 0 | 0
F4_Industrial_Industrial - WA_Existing_Process_Natural Gas_Other Process_E4 | F4 | Industrial | Industrial - WA | Existing | Process | Natural Gas | Other Process | E4 | RVT BC Ratio | 0 | 0 | 0 | 0 | 0 | 0 | 0 | 0 | 0 | 0 | 0 | 0 | 0 | 0 | 0 | 0 | 0 | 0 | 0 | 0 | 0 | 0 | 0 | 0 | 0 | 0 | 0
F4_Industrial_Industrial - WA_Existing_Process_Natural Gas_Other Process_E5 | F4 | Industrial | Industrial - WA | Existing | Process | Natural Gas | Other Process | E5 | RVT BC Ratio | 0 | 0 | 0 | 0 | 0 | 0 | 0 | 0 | 0 | 0 | 0 | 0 | 0 | 0 | 0 | 0 | 0 | 0 | 0 | 0 | 0 | 0 | 0 | 0 | 0 | 0 | 0
F4_Industrial_Industrial - WA_Existing_Process_Natural Gas_Other Process_E6 | F4 | Industrial | Industrial - WA | Existing | Process | Natural Gas | Other Process | E6 | RVT BC Ratio | 0 | 0 | 0 | 0 | 0 | 0 | 0 | 0 | 0 | 0 | 0 | 0 | 0 | 0 | 0 | 0 | 0 | 0 | 0 | 0 | 0 | 0 | 0 | 0 | 0 | 0 | 0
F4_Industrial_Industrial - WA_Existing_Process_Natural Gas_Other Process_E7 | F4 | Industrial | Industrial - WA | Existing | Process | Natural Gas | Other Process | E7 | RVT BC Ratio | 0 | 0 | 0 | 0 | 0 | 0 | 0 | 0 | 0 | 0 | 0 | 0 | 0 | 0 | 0 | 0 | 0 | 0 | 0 | 0 | 0 | 0 | 0 | 0 | 0 | 0 | 0
F4_Industrial_Industrial - WA_Existing_Process_Natural Gas_Other Process_E8 | F4 | Industrial | Industrial - WA | Existing | Process | Natural Gas | Other Process | E8 | RVT BC Ratio | 0 | 0 | 0 | 0 | 0 | 0 | 0 | 0 | 0 | 0 | 0 | 0 | 0 | 0 | 0 | 0 | 0 | 0 | 0 | 0 | 0 | 0 | 0 | 0 | 0 | 0 | 0
F4_Industrial_Industrial - WA_Existing_Process_Natural Gas_Other Process_E9 | F4 | Industrial | Industrial - WA | Existing | Process | Natural Gas | Other Process | E9 | RVT BC Ratio | 0 | 0 | 0 | 0 | 0 | 0 | 0 | 0 | 0 | 0 | 0 | 0 | 0 | 0 | 0 | 0 | 0 | 0 | 0 | 0 | 0 | 0 | 0 | 0 | 0 | 0 | 0
F4_Industrial_Industrial - WA_Existing_Process_Natural Gas_Other Process_E10 | F4 | Industrial | Industrial - WA | Existing | Process | Natural Gas | Other Process | E10 | RVT BC Ratio | 0 | 0 | 0 | 0 | 0 | 0 | 0 | 0 | 0 | 0 | 0 | 0 | 0 | 0 | 0 | 0 | 0 | 0 | 0 | 0 | 0 | 0 | 0 | 0 | 0 | 0 | 0
F5_Industrial_Industrial - WA_Existing_Process_Natural Gas_Other Process_E1 | F5 | Industrial | Industrial - WA | Existing | Process | Natural Gas | Other Process | E1 | RIM BC Ratio | [24 empty] | 1 | 1 | 1 | bar: 2019 to 2042
F5_Industrial_Industrial - WA_Existing_Process_Natural Gas_Other Process_E2 | F5 | Industrial | Industrial - WA | Existing | Process | Natural Gas | Other Process | E2 | RIM BC Ratio | 0 | 0 | 0 | 0 | 0 | 0 | 0 | 0 | 0 | 0 | 0 | 0 | 0 | 0 | 0 | 0 | 0 | 0 | 0 | 0 | 0 | 0 | 0 | 0 | 0 | 0 | 0
F5_Industrial_Industrial - WA_Existing_Process_Natural Gas_Other Process_E3 | F5 | Industrial | Industrial - WA | Existing | Process | Natural Gas | Other Process | E3 | RIM BC Ratio | 0 | 0 | 0 | 0 | 0 | 0 | 0 | 0 | 0 | 0 | 0 | 0 | 0 | 0 | 0 | 0 | 0 | 0 | 0 | 0 | 0 | 0 | 0 | 0 | 0 | 0 | 0
F5_Industrial_Industrial - WA_Existing_Process_Natural Gas_Other Process_E4 | F5 | Industrial | Industrial - WA | Existing | Process | Natural Gas | Other Process | E4 | RIM BC Ratio | 0 | 0 | 0 | 0 | 0 | 0 | 0 | 0 | 0 | 0 | 0 | 0 | 0 | 0 | 0 | 0 | 0 | 0 | 0 | 0 | 0 | 0 | 0 | 0 | 0 | 0 | 0
F5_Industrial_Industrial - WA_Existing_Process_Natural Gas_Other Process_E5 | F5 | Industrial | Industrial - WA | Existing | Process | Natural Gas | Other Process | E5 | RIM BC Ratio | 0 | 0 | 0 | 0 | 0 | 0 | 0 | 0 | 0 | 0 | 0 | 0 | 0 | 0 | 0 | 0 | 0 | 0 | 0 | 0 | 0 | 0 | 0 | 0 | 0 | 0 | 0
F5_Industrial_Industrial - WA_Existing_Process_Natural Gas_Other Process_E6 | F5 | Industrial | Industrial - WA | Existing | Process | Natural Gas | Other Process | E6 | RIM BC Ratio | 0 | 0 | 0 | 0 | 0 | 0 | 0 | 0 | 0 | 0 | 0 | 0 | 0 | 0 | 0 | 0 | 0 | 0 | 0 | 0 | 0 | 0 | 0 | 0 | 0 | 0 | 0
F5_Industrial_Industrial - WA_Existing_Process_Natural Gas_Other Process_E7 | F5 | Industrial | Industrial - WA | Existing | Process | Natural Gas | Other Process | E7 | RIM BC Ratio | 0 | 0 | 0 | 0 | 0 | 0 | 0 | 0 | 0 | 0 | 0 | 0 | 0 | 0 | 0 | 0 | 0 | 0 | 0 | 0 | 0 | 0 | 0 | 0 | 0 | 0 | 0
F5_Industrial_Industrial - WA_Existing_Process_Natural Gas_Other Process_E8 | F5 | Industrial | Industrial - WA | Existing | Process | Natural Gas | Other Process | E8 | RIM BC Ratio | 0 | 0 | 0 | 0 | 0 | 0 | 0 | 0 | 0 | 0 | 0 | 0 | 0 | 0 | 0 | 0 | 0 | 0 | 0 | 0 | 0 | 0 | 0 | 0 | 0 | 0 | 0
F5_Industrial_Industrial - WA_Existing_Process_Natural Gas_Other Process_E9 | F5 | Industrial | Industrial - WA | Existing | Process | Natural Gas | Other Process | E9 | RIM BC Ratio | 0 | 0 | 0 | 0 | 0 | 0 | 0 | 0 | 0 | 0 | 0 | 0 | 0 | 0 | 0 | 0 | 0 | 0 | 0 | 0 | 0 | 0 | 0 | 0 | 0 | 0 | 0
F5_Industrial_Industrial - WA_Existing_Process_Natural Gas_Other Process_E10 | F5 | Industrial | Industrial - WA | Existing | Process | Natural Gas | Other Process | E10 | RIM BC Ratio | 0 | 0 | 0 | 0 | 0 | 0 | 0 | 0 | 0 | 0 | 0 | 0 | 0 | 0 | 0 | 0 | 0 | 0 | 0 | 0 | 0 | 0 | 0 | 0 | 0 | 0 | 0
F0_Industrial_Industrial - WA_Existing_Miscellaneous_Natural Gas_Miscellaneous_E0 | F0 | Industrial | Industrial - WA | Existing | Miscellaneous | Natural Gas | Miscellaneous | E0 | Economic Unit | Standard | Standard | Standard | Standard | Standard | Standard | Standard | Standard | Standard | Standard | Standard | Standard | Standard | Standard | Standard | Standard | Standard | Standard | Standard | Standard | Standard | Standard | Standard | Standard | Standard | Standard | Standard
F1_Industrial_Industrial - WA_Existing_Miscellaneous_Natural Gas_Miscellaneous_E1 | F1 | Industrial | Industrial - WA | Existing | Miscellaneous | Natural Gas | Miscellaneous | E1 | CCE | 0 | 0 | 0 | 0 | 0 | 0 | 0 | 0 | 0 | 0 | 0 | 0 | 0 | 0 | 0 | 0 | 0 | 0 | 0 | 0 | 0 | 0 | 0 | 0 | 0 | 0 | 0
F1_Industrial_Industrial - WA_Existing_Miscellaneous_Natural Gas_Miscellaneous_E2 | F1 | Industrial | Industrial - WA | Existing | Miscellaneous | Natural Gas | Miscellaneous | E2 | CCE | 0 | 0 | 0 | 0 | 0 | 0 | 0 | 0 | 0 | 0 | 0 | 0 | 0 | 0 | 0 | 0 | 0 | 0 | 0 | 0 | 0 | 0 | 0 | 0 | 0 | 0 | 0
F1_Industrial_Industrial - WA_Existing_Miscellaneous_Natural Gas_Miscellaneous_E3 | F1 | Industrial | Industrial - WA | Existing | Miscellaneous | Natural Gas | Miscellaneous | E3 | CCE | 0 | 0 | 0 | 0 | 0 | 0 | 0 | 0 | 0 | 0 | 0 | 0 | 0 | 0 | 0 | 0 | 0 | 0 | 0 | 0 | 0 | 0 | 0 | 0 | 0 | 0 | 0
F1_Industrial_Industrial - WA_Existing_Miscellaneous_Natural Gas_Miscellaneous_E4 | F1 | Industrial | Industrial - WA | Existing | Miscellaneous | Natural Gas | Miscellaneous | E4 | CCE | 0 | 0 | 0 | 0 | 0 | 0 | 0 | 0 | 0 | 0 | 0 | 0 | 0 | 0 | 0 | 0 | 0 | 0 | 0 | 0 | 0 | 0 | 0 | 0 | 0 | 0 | 0
F1_Industrial_Industrial - WA_Existing_Miscellaneous_Natural Gas_Miscellaneous_E5 | F1 | Industrial | Industrial - WA | Existing | Miscellaneous | Natural Gas | Miscellaneous | E5 | CCE | 0 | 0 | 0 | 0 | 0 | 0 | 0 | 0 | 0 | 0 | 0 | 0 | 0 | 0 | 0 | 0 | 0 | 0 | 0 | 0 | 0 | 0 | 0 | 0 | 0 | 0 | 0
F1_Industrial_Industrial - WA_Existing_Miscellaneous_Natural Gas_Miscellaneous_E6 | F1 | Industrial | Industrial - WA | Existing | Miscellaneous | Natural Gas | Miscellaneous | E6 | CCE | 0 | 0 | 0 | 0 | 0 | 0 | 0 | 0 | 0 | 0 | 0 | 0 | 0 | 0 | 0 | 0 | 0 | 0 | 0 | 0 | 0 | 0 | 0 | 0 | 0 | 0 | 0
F1_Industrial_Industrial - WA_Existing_Miscellaneous_Natural Gas_Miscellaneous_E7 | F1 | Industrial | Industrial - WA | Existing | Miscellaneous | Natural Gas | Miscellaneous | E7 | CCE | 0 | 0 | 0 | 0 | 0 | 0 | 0 | 0 | 0 | 0 | 0 | 0 | 0 | 0 | 0 | 0 | 0 | 0 | 0 | 0 | 0 | 0 | 0 | 0 | 0 | 0 | 0
F1_Industrial_Industrial - WA_Existing_Miscellaneous_Natural Gas_Miscellaneous_E8 | F1 | Industrial | Industrial - WA | Existing | Miscellaneous | Natural Gas | Miscellaneous | E8 | CCE | 0 | 0 | 0 | 0 | 0 | 0 | 0 | 0 | 0 | 0 | 0 | 0 | 0 | 0 | 0 | 0 | 0 | 0 | 0 | 0 | 0 | 0 | 0 | 0 | 0 | 0 | 0
F1_Industrial_Industrial - WA_Existing_Miscellaneous_Natural Gas_Miscellaneous_E9 | F1 | Industrial | Industrial - WA | Existing | Miscellaneous | Natural Gas | Miscellaneous | E9 | CCE | 0 | 0 | 0 | 0 | 0 | 0 | 0 | 0 | 0 | 0 | 0 | 0 | 0 | 0 | 0 | 0 | 0 | 0 | 0 | 0 | 0 | 0 | 0 | 0 | 0 | 0 | 0
F1_Industrial_Industrial - WA_Existing_Miscellaneous_Natural Gas_Miscellaneous_E10 | F1 | Industrial | Industrial - WA | Existing | Miscellaneous | Natural Gas | Miscellaneous | E10 | CCE | 0 | 0 | 0 | 0 | 0 | 0 | 0 | 0 | 0 | 0 | 0 | 0 | 0 | 0 | 0 | 0 | 0 | 0 | 0 | 0 | 0 | 0 | 0 | 0 | 0 | 0 | 0
F2_Industrial_Industrial - WA_Existing_Miscellaneous_Natural Gas_Miscellaneous_E1 | F2 | Industrial | Industrial - WA | Existing | Miscellaneous | Natural Gas | Miscellaneous | E1 | TRC BC Ratio | [24 empty] | 1 | 1 | 1 | bar: 2019 to 2042
F2_Industrial_Industrial - WA_Existing_Miscellaneous_Natural Gas_Miscellaneous_E2 | F2 | Industrial | Industrial - WA | Existing | Miscellaneous | Natural Gas | Miscellaneous | E2 | TRC BC Ratio | 0 | 0 | 0 | 0 | 0 | 0 | 0 | 0 | 0 | 0 | 0 | 0 | 0 | 0 | 0 | 0 | 0 | 0 | 0 | 0 | 0 | 0 | 0 | 0 | 0 | 0 | 0
F2_Industrial_Industrial - WA_Existing_Miscellaneous_Natural Gas_Miscellaneous_E3 | F2 | Industrial | Industrial - WA | Existing | Miscellaneous | Natural Gas | Miscellaneous | E3 | TRC BC Ratio | 0 | 0 | 0 | 0 | 0 | 0 | 0 | 0 | 0 | 0 | 0 | 0 | 0 | 0 | 0 | 0 | 0 | 0 | 0 | 0 | 0 | 0 | 0 | 0 | 0 | 0 | 0
F2_Industrial_Industrial - WA_Existing_Miscellaneous_Natural Gas_Miscellaneous_E4 | F2 | Industrial | Industrial - WA | Existing | Miscellaneous | Natural Gas | Miscellaneous | E4 | TRC BC Ratio | 0 | 0 | 0 | 0 | 0 | 0 | 0 | 0 | 0 | 0 | 0 | 0 | 0 | 0 | 0 | 0 | 0 | 0 | 0 | 0 | 0 | 0 | 0 | 0 | 0 | 0 | 0
F2_Industrial_Industrial - WA_Existing_Miscellaneous_Natural Gas_Miscellaneous_E5 | F2 | Industrial | Industrial - WA | Existing | Miscellaneous | Natural Gas | Miscellaneous | E5 | TRC BC Ratio | 0 | 0 | 0 | 0 | 0 | 0 | 0 | 0 | 0 | 0 | 0 | 0 | 0 | 0 | 0 | 0 | 0 | 0 | 0 | 0 | 0 | 0 | 0 | 0 | 0 | 0 | 0
F2_Industrial_Industrial - WA_Existing_Miscellaneous_Natural Gas_Miscellaneous_E6 | F2 | Industrial | Industrial - WA | Existing | Miscellaneous | Natural Gas | Miscellaneous | E6 | TRC BC Ratio | 0 | 0 | 0 | 0 | 0 | 0 | 0 | 0 | 0 | 0 | 0 | 0 | 0 | 0 | 0 | 0 | 0 | 0 | 0 | 0 | 0 | 0 | 0 | 0 | 0 | 0 | 0
F2_Industrial_Industrial - WA_Existing_Miscellaneous_Natural Gas_Miscellaneous_E7 | F2 | Industrial | Industrial - WA | Existing | Miscellaneous | Natural Gas | Miscellaneous | E7 | TRC BC Ratio | 0 | 0 | 0 | 0 | 0 | 0 | 0 | 0 | 0 | 0 | 0 | 0 | 0 | 0 | 0 | 0 | 0 | 0 | 0 | 0 | 0 | 0 | 0 | 0 | 0 | 0 | 0
F2_Industrial_Industrial - WA_Existing_Miscellaneous_Natural Gas_Miscellaneous_E8 | F2 | Industrial | Industrial - WA | Existing | Miscellaneous | Natural Gas | Miscellaneous | E8 | TRC BC Ratio | 0 | 0 | 0 | 0 | 0 | 0 | 0 | 0 | 0 | 0 | 0 | 0 | 0 | 0 | 0 | 0 | 0 | 0 | 0 | 0 | 0 | 0 | 0 | 0 | 0 | 0 | 0
F2_Industrial_Industrial - WA_Existing_Miscellaneous_Natural Gas_Miscellaneous_E9 | F2 | Industrial | Industrial - WA | Existing | Miscellaneous | Natural Gas | Miscellaneous | E9 | TRC BC Ratio | 0 | 0 | 0 | 0 | 0 | 0 | 0 | 0 | 0 | 0 | 0 | 0 | 0 | 0 | 0 | 0 | 0 | 0 | 0 | 0 | 0 | 0 | 0 | 0 | 0 | 0 | 0
F2_Industrial_Industrial - WA_Existing_Miscellaneous_Natural Gas_Miscellaneous_E10 | F2 | Industrial | Industrial - WA | Existing | Miscellaneous | Natural Gas | Miscellaneous | E10 | TRC BC Ratio | 0 | 0 | 0 | 0 | 0 | 0 | 0 | 0 | 0 | 0 | 0 | 0 | 0 | 0 | 0 | 0 | 0 | 0 | 0 | 0 | 0 | 0 | 0 | 0 | 0 | 0 | 0
F3_Industrial_Industrial - WA_Existing_Miscellaneous_Natural Gas_Miscellaneous_E1 | F3 | Industrial | Industrial - WA | Existing | Miscellaneous | Natural Gas | Miscellaneous | E1 | PACT BC Ratio | [24 empty] | 1 | 1 | 1 | bar: 2019 to 2042
F3_Industrial_Industrial - WA_Existing_Miscellaneous_Natural Gas_Miscellaneous_E2 | F3 | Industrial | Industrial - WA | Existing | Miscellaneous | Natural Gas | Miscellaneous | E2 | PACT BC Ratio | 0 | 0 | 0 | 0 | 0 | 0 | 0 | 0 | 0 | 0 | 0 | 0 | 0 | 0 | 0 | 0 | 0 | 0 | 0 | 0 | 0 | 0 | 0 | 0 | 0 | 0 | 0
F3_Industrial_Industrial - WA_Existing_Miscellaneous_Natural Gas_Miscellaneous_E3 | F3 | Industrial | Industrial - WA | Existing | Miscellaneous | Natural Gas | Miscellaneous | E3 | PACT BC Ratio | 0 | 0 | 0 | 0 | 0 | 0 | 0 | 0 | 0 | 0 | 0 | 0 | 0 | 0 | 0 | 0 | 0 | 0 | 0 | 0 | 0 | 0 | 0 | 0 | 0 | 0 | 0
F3_Industrial_Industrial - WA_Existing_Miscellaneous_Natural Gas_Miscellaneous_E4 | F3 | Industrial | Industrial - WA | Existing | Miscellaneous | Natural Gas | Miscellaneous | E4 | PACT BC Ratio | 0 | 0 | 0 | 0 | 0 | 0 | 0 | 0 | 0 | 0 | 0 | 0 | 0 | 0 | 0 | 0 | 0 | 0 | 0 | 0 | 0 | 0 | 0 | 0 | 0 | 0 | 0
F3_Industrial_Industrial - WA_Existing_Miscellaneous_Natural Gas_Miscellaneous_E5 | F3 | Industrial | Industrial - WA | Existing | Miscellaneous | Natural Gas | Miscellaneous | E5 | PACT BC Ratio | 0 | 0 | 0 | 0 | 0 | 0 | 0 | 0 | 0 | 0 | 0 | 0 | 0 | 0 | 0 | 0 | 0 | 0 | 0 | 0 | 0 | 0 | 0 | 0 | 0 | 0 | 0
F3_Industrial_Industrial - WA_Existing_Miscellaneous_Natural Gas_Miscellaneous_E6 | F3 | Industrial | Industrial - WA | Existing | Miscellaneous | Natural Gas | Miscellaneous | E6 | PACT BC Ratio | 0 | 0 | 0 | 0 | 0 | 0 | 0 | 0 | 0 | 0 | 0 | 0 | 0 | 0 | 0 | 0 | 0 | 0 | 0 | 0 | 0 | 0 | 0 | 0 | 0 | 0 | 0
F3_Industrial_Industrial - WA_Existing_Miscellaneous_Natural Gas_Miscellaneous_E7 | F3 | Industrial | Industrial - WA | Existing | Miscellaneous | Natural Gas | Miscellaneous | E7 | PACT BC Ratio | 0 | 0 | 0 | 0 | 0 | 0 | 0 | 0 | 0 | 0 | 0 | 0 | 0 | 0 | 0 | 0 | 0 | 0 | 0 | 0 | 0 | 0 | 0 | 0 | 0 | 0 | 0
F3_Industrial_Industrial - WA_Existing_Miscellaneous_Natural Gas_Miscellaneous_E8 | F3 | Industrial | Industrial - WA | Existing | Miscellaneous | Natural Gas | Miscellaneous | E8 | PACT BC Ratio | 0 | 0 | 0 | 0 | 0 | 0 | 0 | 0 | 0 | 0 | 0 | 0 | 0 | 0 | 0 | 0 | 0 | 0 | 0 | 0 | 0 | 0 | 0 | 0 | 0 | 0 | 0
F3_Industrial_Industrial - WA_Existing_Miscellaneous_Natural Gas_Miscellaneous_E9 | F3 | Industrial | Industrial - WA | Existing | Miscellaneous | Natural Gas | Miscellaneous | E9 | PACT BC Ratio | 0 | 0 | 0 | 0 | 0 | 0 | 0 | 0 | 0 | 0 | 0 | 0 | 0 | 0 | 0 | 0 | 0 | 0 | 0 | 0 | 0 | 0 | 0 | 0 | 0 | 0 | 0
F3_Industrial_Industrial - WA_Existing_Miscellaneous_Natural Gas_Miscellaneous_E10 | F3 | Industrial | Industrial - WA | Existing | Miscellaneous | Natural Gas | Miscellaneous | E10 | PACT BC Ratio | 0 | 0 | 0 | 0 | 0 | 0 | 0 | 0 | 0 | 0 | 0 | 0 | 0 | 0 | 0 | 0 | 0 | 0 | 0 | 0 | 0 | 0 | 0 | 0 | 0 | 0 | 0
F4_Industrial_Industrial - WA_Existing_Miscellaneous_Natural Gas_Miscellaneous_E1 | F4 | Industrial | Industrial - WA | Existing | Miscellaneous | Natural Gas | Miscellaneous | E1 | RVT BC Ratio | [24 empty] | 1 | 1 | 1 | bar: 2019 to 2042
F4_Industrial_Industrial - WA_Existing_Miscellaneous_Natural Gas_Miscellaneous_E2 | F4 | Industrial | Industrial - WA | Existing | Miscellaneous | Natural Gas | Miscellaneous | E2 | RVT BC Ratio | 0 | 0 | 0 | 0 | 0 | 0 | 0 | 0 | 0 | 0 | 0 | 0 | 0 | 0 | 0 | 0 | 0 | 0 | 0 | 0 | 0 | 0 | 0 | 0 | 0 | 0 | 0
F4_Industrial_Industrial - WA_Existing_Miscellaneous_Natural Gas_Miscellaneous_E3 | F4 | Industrial | Industrial - WA | Existing | Miscellaneous | Natural Gas | Miscellaneous | E3 | RVT BC Ratio | 0 | 0 | 0 | 0 | 0 | 0 | 0 | 0 | 0 | 0 | 0 | 0 | 0 | 0 | 0 | 0 | 0 | 0 | 0 | 0 | 0 | 0 | 0 | 0 | 0 | 0 | 0
F4_Industrial_Industrial - WA_Existing_Miscellaneous_Natural Gas_Miscellaneous_E4 | F4 | Industrial | Industrial - WA | Existing | Miscellaneous | Natural Gas | Miscellaneous | E4 | RVT BC Ratio | 0 | 0 | 0 | 0 | 0 | 0 | 0 | 0 | 0 | 0 | 0 | 0 | 0 | 0 | 0 | 0 | 0 | 0 | 0 | 0 | 0 | 0 | 0 | 0 | 0 | 0 | 0
F4_Industrial_Industrial - WA_Existing_Miscellaneous_Natural Gas_Miscellaneous_E5 | F4 | Industrial | Industrial - WA | Existing | Miscellaneous | Natural Gas | Miscellaneous | E5 | RVT BC Ratio | 0 | 0 | 0 | 0 | 0 | 0 | 0 | 0 | 0 | 0 | 0 | 0 | 0 | 0 | 0 | 0 | 0 | 0 | 0 | 0 | 0 | 0 | 0 | 0 | 0 | 0 | 0
F4_Industrial_Industrial - WA_Existing_Miscellaneous_Natural Gas_Miscellaneous_E6 | F4 | Industrial | Industrial - WA | Existing | Miscellaneous | Natural Gas | Miscellaneous | E6 | RVT BC Ratio | 0 | 0 | 0 | 0 | 0 | 0 | 0 | 0 | 0 | 0 | 0 | 0 | 0 | 0 | 0 | 0 | 0 | 0 | 0 | 0 | 0 | 0 | 0 | 0 | 0 | 0 | 0
F4_Industrial_Industrial - WA_Existing_Miscellaneous_Natural Gas_Miscellaneous_E7 | F4 | Industrial | Industrial - WA | Existing | Miscellaneous | Natural Gas | Miscellaneous | E7 | RVT BC Ratio | 0 | 0 | 0 | 0 | 0 | 0 | 0 | 0 | 0 | 0 | 0 | 0 | 0 | 0 | 0 | 0 | 0 | 0 | 0 | 0 | 0 | 0 | 0 | 0 | 0 | 0 | 0
F4_Industrial_Industrial - WA_Existing_Miscellaneous_Natural Gas_Miscellaneous_E8 | F4 | Industrial | Industrial - WA | Existing | Miscellaneous | Natural Gas | Miscellaneous | E8 | RVT BC Ratio | 0 | 0 | 0 | 0 | 0 | 0 | 0 | 0 | 0 | 0 | 0 | 0 | 0 | 0 | 0 | 0 | 0 | 0 | 0 | 0 | 0 | 0 | 0 | 0 | 0 | 0 | 0
F4_Industrial_Industrial - WA_Existing_Miscellaneous_Natural Gas_Miscellaneous_E9 | F4 | Industrial | Industrial - WA | Existing | Miscellaneous | Natural Gas | Miscellaneous | E9 | RVT BC Ratio | 0 | 0 | 0 | 0 | 0 | 0 | 0 | 0 | 0 | 0 | 0 | 0 | 0 | 0 | 0 | 0 | 0 | 0 | 0 | 0 | 0 | 0 | 0 | 0 | 0 | 0 | 0
F4_Industrial_Industrial - WA_Existing_Miscellaneous_Natural Gas_Miscellaneous_E10 | F4 | Industrial | Industrial - WA | Existing | Miscellaneous | Natural Gas | Miscellaneous | E10 | RVT BC Ratio | 0 | 0 | 0 | 0 | 0 | 0 | 0 | 0 | 0 | 0 | 0 | 0 | 0 | 0 | 0 | 0 | 0 | 0 | 0 | 0 | 0 | 0 | 0 | 0 | 0 | 0 | 0
F5_Industrial_Industrial - WA_Existing_Miscellaneous_Natural Gas_Miscellaneous_E1 | F5 | Industrial | Industrial - WA | Existing | Miscellaneous | Natural Gas | Miscellaneous | E1 | RIM BC Ratio | [24 empty] | 1 | 1 | 1 | bar: 2019 to 2042
F5_Industrial_Industrial - WA_Existing_Miscellaneous_Natural Gas_Miscellaneous_E2 | F5 | Industrial | Industrial - WA | Existing | Miscellaneous | Natural Gas | Miscellaneous | E2 | RIM BC Ratio | 0 | 0 | 0 | 0 | 0 | 0 | 0 | 0 | 0 | 0 | 0 | 0 | 0 | 0 | 0 | 0 | 0 | 0 | 0 | 0 | 0 | 0 | 0 | 0 | 0 | 0 | 0
F5_Industrial_Industrial - WA_Existing_Miscellaneous_Natural Gas_Miscellaneous_E3 | F5 | Industrial | Industrial - WA | Existing | Miscellaneous | Natural Gas | Miscellaneous | E3 | RIM BC Ratio | 0 | 0 | 0 | 0 | 0 | 0 | 0 | 0 | 0 | 0 | 0 | 0 | 0 | 0 | 0 | 0 | 0 | 0 | 0 | 0 | 0 | 0 | 0 | 0 | 0 | 0 | 0
F5_Industrial_Industrial - WA_Existing_Miscellaneous_Natural Gas_Miscellaneous_E4 | F5 | Industrial | Industrial - WA | Existing | Miscellaneous | Natural Gas | Miscellaneous | E4 | RIM BC Ratio | 0 | 0 | 0 | 0 | 0 | 0 | 0 | 0 | 0 | 0 | 0 | 0 | 0 | 0 | 0 | 0 | 0 | 0 | 0 | 0 | 0 | 0 | 0 | 0 | 0 | 0 | 0
F5_Industrial_Industrial - WA_Existing_Miscellaneous_Natural Gas_Miscellaneous_E5 | F5 | Industrial | Industrial - WA | Existing | Miscellaneous | Natural Gas | Miscellaneous | E5 | RIM BC Ratio | 0 | 0 | 0 | 0 | 0 | 0 | 0 | 0 | 0 | 0 | 0 | 0 | 0 | 0 | 0 | 0 | 0 | 0 | 0 | 0 | 0 | 0 | 0 | 0 | 0 | 0 | 0
F5_Industrial_Industrial - WA_Existing_Miscellaneous_Natural Gas_Miscellaneous_E6 | F5 | Industrial | Industrial - WA | Existing | Miscellaneous | Natural Gas | Miscellaneous | E6 | RIM BC Ratio | 0 | 0 | 0 | 0 | 0 | 0 | 0 | 0 | 0 | 0 | 0 | 0 | 0 | 0 | 0 | 0 | 0 | 0 | 0 | 0 | 0 | 0 | 0 | 0 | 0 | 0 | 0
F5_Industrial_Industrial - WA_Existing_Miscellaneous_Natural Gas_Miscellaneous_E7 | F5 | Industrial | Industrial - WA | Existing | Miscellaneous | Natural Gas | Miscellaneous | E7 | RIM BC Ratio | 0 | 0 | 0 | 0 | 0 | 0 | 0 | 0 | 0 | 0 | 0 | 0 | 0 | 0 | 0 | 0 | 0 | 0 | 0 | 0 | 0 | 0 | 0 | 0 | 0 | 0 | 0
F5_Industrial_Industrial - WA_Existing_Miscellaneous_Natural Gas_Miscellaneous_E8 | F5 | Industrial | Industrial - WA | Existing | Miscellaneous | Natural Gas | Miscellaneous | E8 | RIM BC Ratio | 0 | 0 | 0 | 0 | 0 | 0 | 0 | 0 | 0 | 0 | 0 | 0 | 0 | 0 | 0 | 0 | 0 | 0 | 0 | 0 | 0 | 0 | 0 | 0 | 0 | 0 | 0
F5_Industrial_Industrial - WA_Existing_Miscellaneous_Natural Gas_Miscellaneous_E9 | F5 | Industrial | Industrial - WA | Existing | Miscellaneous | Natural Gas | Miscellaneous | E9 | RIM BC Ratio | 0 | 0 | 0 | 0 | 0 | 0 | 0 | 0 | 0 | 0 | 0 | 0 | 0 | 0 | 0 | 0 | 0 | 0 | 0 | 0 | 0 | 0 | 0 | 0 | 0 | 0 | 0
F5_Industrial_Industrial - WA_Existing_Miscellaneous_Natural Gas_Miscellaneous_E10 | F5 | Industrial | Industrial - WA | Existing | Miscellaneous | Natural Gas | Miscellaneous | E10 | RIM BC Ratio | 0 | 0 | 0 | 0 | 0 | 0 | 0 | 0 | 0 | 0 | 0 | 0 | 0 | 0 | 0 | 0 | 0 | 0 | 0 | 0 | 0 | 0 | 0 | 0 | 0 | 0 | 0
F0_Industrial_Industrial - WA_New_Space Heating_Natural Gas_Furnace_E0 | F0 | Industrial | Industrial - WA | New | Space Heating | Natural Gas | Furnace | E0 | Economic Unit | AFUE 96% | AFUE 96% | AFUE 96% | AFUE 96% | AFUE 96% | AFUE 96% | AFUE 96% | AFUE 96% | AFUE 96% | AFUE 96% | AFUE 96% | AFUE 96% | AFUE 96% | AFUE 96% | AFUE 96% | AFUE 96% | AFUE 96% | AFUE 96% | AFUE 96% | AFUE 96% | AFUE 96% | AFUE 96% | AFUE 96% | AFUE 96% | AFUE 96% | AFUE 96% | AFUE 96%
F1_Industrial_Industrial - WA_New_Space Heating_Natural Gas_Furnace_E1 | F1 | Industrial | Industrial - WA | New | Space Heating | Natural Gas | Furnace | E1 | CCE | 0 | 0 | 0 | 0 | 0 | 0 | 0 | 0 | 0 | 0 | 0 | 0 | 0 | 0 | 0 | 0 | 0 | 0 | 0 | 0 | 0 | 0 | 0 | 0 | 0 | 0 | 0
F1_Industrial_Industrial - WA_New_Space Heating_Natural Gas_Furnace_E2 | F1 | Industrial | Industrial - WA | New | Space Heating | Natural Gas | Furnace | E2 | CCE | 0.62352 | 0.64707 | 0.64707 | 0.64707 | 0.64707 | 0.64707 | 0.64707 | 0.64707 | 0.64707 | 0.64707 | 0.64707 | 0.64707 | 0.64707 | 0.64707 | 0.64707 | 0.64707 | 0.64707 | 0.64707 | 0.64707 | 0.64707 | 0.64707 | 0.64707 | 0.64707 | 0.64707 | 0.64707 | 0.64707 | 0.64707
F1_Industrial_Industrial - WA_New_Space Heating_Natural Gas_Furnace_E3 | F1 | Industrial | Industrial - WA | New | Space Heating | Natural Gas | Furnace | E3 | CCE | -0.083412 | -0.086562 | -0.086562 | -0.086562 | -0.086562 | -0.086562 | -0.086562 | -0.086562 | -0.086562 | -0.086562 | -0.086562 | -0.086562 | -0.086562 | -0.086562 | -0.086562 | -0.086562 | -0.086562 | -0.086562 | -0.086562 | -0.086562 | -0.086562 | -0.086562 | -0.086562 | -0.086562 | -0.086562 | -0.086562 | -0.086562
F1_Industrial_Industrial - WA_New_Space Heating_Natural Gas_Furnace_E4 | F1 | Industrial | Industrial - WA | New | Space Heating | Natural Gas | Furnace | E4 | CCE | 0 | 0 | 0 | 0 | 0 | 0 | 0 | 0 | 0 | 0 | 0 | 0 | 0 | 0 | 0 | 0 | 0 | 0 | 0 | 0 | 0 | 0 | 0 | 0 | 0 | 0 | 0
F1_Industrial_Industrial - WA_New_Space Heating_Natural Gas_Furnace_E5 | F1 | Industrial | Industrial - WA | New | Space Heating | Natural Gas | Furnace | E5 | CCE | 0 | 0 | 0 | 0 | 0 | 0 | 0 | 0 | 0 | 0 | 0 | 0 | 0 | 0 | 0 | 0 | 0 | 0 | 0 | 0 | 0 | 0 | 0 | 0 | 0 | 0 | 0
F1_Industrial_Industrial - WA_New_Space Heating_Natural Gas_Furnace_E6 | F1 | Industrial | Industrial - WA | New | Space Heating | Natural Gas | Furnace | E6 | CCE | 0 | 0 | 0 | 0 | 0 | 0 | 0 | 0 | 0 | 0 | 0 | 0 | 0 | 0 | 0 | 0 | 0 | 0 | 0 | 0 | 0 | 0 | 0 | 0 | 0 | 0 | 0
F1_Industrial_Industrial - WA_New_Space Heating_Natural Gas_Furnace_E7 | F1 | Industrial | Industrial - WA | New | Space Heating | Natural Gas | Furnace | E7 | CCE | 0 | 0 | 0 | 0 | 0 | 0 | 0 | 0 | 0 | 0 | 0 | 0 | 0 | 0 | 0 | 0 | 0 | 0 | 0 | 0 | 0 | 0 | 0 | 0 | 0 | 0 | 0
F1_Industrial_Industrial - WA_New_Space Heating_Natural Gas_Furnace_E8 | F1 | Industrial | Industrial - WA | New | Space Heating | Natural Gas | Furnace | E8 | CCE | 0 | 0 | 0 | 0 | 0 | 0 | 0 | 0 | 0 | 0 | 0 | 0 | 0 | 0 | 0 | 0 | 0 | 0 | 0 | 0 | 0 | 0 | 0 | 0 | 0 | 0 | 0
F1_Industrial_Industrial - WA_New_Space Heating_Natural Gas_Furnace_E9 | F1 | Industrial | Industrial - WA | New | Space Heating | Natural Gas | Furnace | E9 | CCE | 0 | 0 | 0 | 0 | 0 | 0 | 0 | 0 | 0 | 0 | 0 | 0 | 0 | 0 | 0 | 0 | 0 | 0 | 0 | 0 | 0 | 0 | 0 | 0 | 0 | 0 | 0
F1_Industrial_Industrial - WA_New_Space Heating_Natural Gas_Furnace_E10 | F1 | Industrial | Industrial - WA | New | Space Heating | Natural Gas | Furnace | E10 | CCE | 0 | 0 | 0 | 0 | 0 | 0 | 0 | 0 | 0 | 0 | 0 | 0 | 0 | 0 | 0 | 0 | 0 | 0 | 0 | 0 | 0 | 0 | 0 | 0 | 0 | 0 | 0
F2_Industrial_Industrial - WA_New_Space Heating_Natural Gas_Furnace_E1 | F2 | Industrial | Industrial - WA | New | Space Heating | Natural Gas | Furnace | E1 | TRC BC Ratio | [24 empty] | 1 | 1 | 1 | bar: 2019 to 2042
F2_Industrial_Industrial - WA_New_Space Heating_Natural Gas_Furnace_E2 | F2 | Industrial | Industrial - WA | New | Space Heating | Natural Gas | Furnace | E2 | TRC BC Ratio | 0.0039299 | 0.0041018 | 0.0043018 | 0.0045212 | 0.0047485 | 0.0049791 | 0.0052057 | 0.0054228 | 0.0056418 | 0.0058183 | 0.0059829 | 0.006157 | 0.0063255 | 0.0064743 | 0.0066104 | 0.0067287 | 0.0068407 | 0.0069554 | 0.0070609 | 0.0071629 | 0.0072625 | 0.007355 | 0.0074425 | 0.0075195 | 0.0075906 | 0.007656 | 0.007716
F2_Industrial_Industrial - WA_New_Space Heating_Natural Gas_Furnace_E3 | F2 | Industrial | Industrial - WA | New | Space Heating | Natural Gas | Furnace | E3 | TRC BC Ratio | [24 empty] | 1 | 1 | 1 | bar: 2019 to 2042
F2_Industrial_Industrial - WA_New_Space Heating_Natural Gas_Furnace_E4 | F2 | Industrial | Industrial - WA | New | Space Heating | Natural Gas | Furnace | E4 | TRC BC Ratio | 0 | 0 | 0 | 0 | 0 | 0 | 0 | 0 | 0 | 0 | 0 | 0 | 0 | 0 | 0 | 0 | 0 | 0 | 0 | 0 | 0 | 0 | 0 | 0 | 0 | 0 | 0
F2_Industrial_Industrial - WA_New_Space Heating_Natural Gas_Furnace_E5 | F2 | Industrial | Industrial - WA | New | Space Heating | Natural Gas | Furnace | E5 | TRC BC Ratio | 0 | 0 | 0 | 0 | 0 | 0 | 0 | 0 | 0 | 0 | 0 | 0 | 0 | 0 | 0 | 0 | 0 | 0 | 0 | 0 | 0 | 0 | 0 | 0 | 0 | 0 | 0
F2_Industrial_Industrial - WA_New_Space Heating_Natural Gas_Furnace_E6 | F2 | Industrial | Industrial - WA | New | Space Heating | Natural Gas | Furnace | E6 | TRC BC Ratio | 0 | 0 | 0 | 0 | 0 | 0 | 0 | 0 | 0 | 0 | 0 | 0 | 0 | 0 | 0 | 0 | 0 | 0 | 0 | 0 | 0 | 0 | 0 | 0 | 0 | 0 | 0
F2_Industrial_Industrial - WA_New_Space Heating_Natural Gas_Furnace_E7 | F2 | Industrial | Industrial - WA | New | Space Heating | Natural Gas | Furnace | E7 | TRC BC Ratio | 0 | 0 | 0 | 0 | 0 | 0 | 0 | 0 | 0 | 0 | 0 | 0 | 0 | 0 | 0 | 0 | 0 | 0 | 0 | 0 | 0 | 0 | 0 | 0 | 0 | 0 | 0
F2_Industrial_Industrial - WA_New_Space Heating_Natural Gas_Furnace_E8 | F2 | Industrial | Industrial - WA | New | Space Heating | Natural Gas | Furnace | E8 | TRC BC Ratio | 0 | 0 | 0 | 0 | 0 | 0 | 0 | 0 | 0 | 0 | 0 | 0 | 0 | 0 | 0 | 0 | 0 | 0 | 0 | 0 | 0 | 0 | 0 | 0 | 0 | 0 | 0
F2_Industrial_Industrial - WA_New_Space Heating_Natural Gas_Furnace_E9 | F2 | Industrial | Industrial - WA | New | Space Heating | Natural Gas | Furnace | E9 | TRC BC Ratio | 0 | 0 | 0 | 0 | 0 | 0 | 0 | 0 | 0 | 0 | 0 | 0 | 0 | 0 | 0 | 0 | 0 | 0 | 0 | 0 | 0 | 0 | 0 | 0 | 0 | 0 | 0
F2_Industrial_Industrial - WA_New_Space Heating_Natural Gas_Furnace_E10 | F2 | Industrial | Industrial - WA | New | Space Heating | Natural Gas | Furnace | E10 | TRC BC Ratio | 0 | 0 | 0 | 0 | 0 | 0 | 0 | 0 | 0 | 0 | 0 | 0 | 0 | 0 | 0 | 0 | 0 | 0 | 0 | 0 | 0 | 0 | 0 | 0 | 0 | 0 | 0
F3_Industrial_Industrial - WA_New_Space Heating_Natural Gas_Furnace_E1 | F3 | Industrial | Industrial - WA | New | Space Heating | Natural Gas | Furnace | E1 | PACT BC Ratio | [24 empty] | 1 | 1 | 1 | bar: 2019 to 2042
F3_Industrial_Industrial - WA_New_Space Heating_Natural Gas_Furnace_E2 | F3 | Industrial | Industrial - WA | New | Space Heating | Natural Gas | Furnace | E2 | PACT BC Ratio | 0.006737 | 0.0070317 | 0.0073745 | 0.0077505 | 0.0081402 | 0.0085357 | 0.0089241 | 0.0092962 | 0.0096717 | 0.0099742 | 0.010256 | 0.010555 | 0.010844 | 0.011099 | 0.011332 | 0.011535 | 0.011727 | 0.011923 | 0.012104 | 0.012279 | 0.01245 | 0.012609 | 0.012759 | 0.012891 | 0.013012 | 0.013125 | 0.013227
F3_Industrial_Industrial - WA_New_Space Heating_Natural Gas_Furnace_E3 | F3 | Industrial | Industrial - WA | New | Space Heating | Natural Gas | Furnace | E3 | PACT BC Ratio | [24 empty] | 1 | 1 | 1 | bar: 2019 to 2042
F3_Industrial_Industrial - WA_New_Space Heating_Natural Gas_Furnace_E4 | F3 | Industrial | Industrial - WA | New | Space Heating | Natural Gas | Furnace | E4 | PACT BC Ratio | 0 | 0 | 0 | 0 | 0 | 0 | 0 | 0 | 0 | 0 | 0 | 0 | 0 | 0 | 0 | 0 | 0 | 0 | 0 | 0 | 0 | 0 | 0 | 0 | 0 | 0 | 0
F3_Industrial_Industrial - WA_New_Space Heating_Natural Gas_Furnace_E5 | F3 | Industrial | Industrial - WA | New | Space Heating | Natural Gas | Furnace | E5 | PACT BC Ratio | 0 | 0 | 0 | 0 | 0 | 0 | 0 | 0 | 0 | 0 | 0 | 0 | 0 | 0 | 0 | 0 | 0 | 0 | 0 | 0 | 0 | 0 | 0 | 0 | 0 | 0 | 0
F3_Industrial_Industrial - WA_New_Space Heating_Natural Gas_Furnace_E6 | F3 | Industrial | Industrial - WA | New | Space Heating | Natural Gas | Furnace | E6 | PACT BC Ratio | 0 | 0 | 0 | 0 | 0 | 0 | 0 | 0 | 0 | 0 | 0 | 0 | 0 | 0 | 0 | 0 | 0 | 0 | 0 | 0 | 0 | 0 | 0 | 0 | 0 | 0 | 0
F3_Industrial_Industrial - WA_New_Space Heating_Natural Gas_Furnace_E7 | F3 | Industrial | Industrial - WA | New | Space Heating | Natural Gas | Furnace | E7 | PACT BC Ratio | 0 | 0 | 0 | 0 | 0 | 0 | 0 | 0 | 0 | 0 | 0 | 0 | 0 | 0 | 0 | 0 | 0 | 0 | 0 | 0 | 0 | 0 | 0 | 0 | 0 | 0 | 0
F3_Industrial_Industrial - WA_New_Space Heating_Natural Gas_Furnace_E8 | F3 | Industrial | Industrial - WA | New | Space Heating | Natural Gas | Furnace | E8 | PACT BC Ratio | 0 | 0 | 0 | 0 | 0 | 0 | 0 | 0 | 0 | 0 | 0 | 0 | 0 | 0 | 0 | 0 | 0 | 0 | 0 | 0 | 0 | 0 | 0 | 0 | 0 | 0 | 0
F3_Industrial_Industrial - WA_New_Space Heating_Natural Gas_Furnace_E9 | F3 | Industrial | Industrial - WA | New | Space Heating | Natural Gas | Furnace | E9 | PACT BC Ratio | 0 | 0 | 0 | 0 | 0 | 0 | 0 | 0 | 0 | 0 | 0 | 0 | 0 | 0 | 0 | 0 | 0 | 0 | 0 | 0 | 0 | 0 | 0 | 0 | 0 | 0 | 0
F3_Industrial_Industrial - WA_New_Space Heating_Natural Gas_Furnace_E10 | F3 | Industrial | Industrial - WA | New | Space Heating | Natural Gas | Furnace | E10 | PACT BC Ratio | 0 | 0 | 0 | 0 | 0 | 0 | 0 | 0 | 0 | 0 | 0 | 0 | 0 | 0 | 0 | 0 | 0 | 0 | 0 | 0 | 0 | 0 | 0 | 0 | 0 | 0 | 0
F4_Industrial_Industrial - WA_New_Space Heating_Natural Gas_Furnace_E1 | F4 | Industrial | Industrial - WA | New | Space Heating | Natural Gas | Furnace | E1 | RVT BC Ratio | [24 empty] | 1 | 1 | 1 | bar: 2019 to 2042
F4_Industrial_Industrial - WA_New_Space Heating_Natural Gas_Furnace_E2 | F4 | Industrial | Industrial - WA | New | Space Heating | Natural Gas | Furnace | E2 | RVT BC Ratio | 0.50543 | 0.50563 | 0.50587 | 0.50614 | 0.50641 | 0.50668 | 0.50694 | 0.50718 | 0.50741 | 0.50758 | 0.50778 | 0.50798 | 0.50818 | 0.50835 | 0.5085 | 0.50863 | 0.50875 | 0.50886 | 0.50897 | 0.50906 | 0.50915 | 0.50927 | 0.50938 | 0.50947 | 0.50956 | 0.50965 | 0.50972
F4_Industrial_Industrial - WA_New_Space Heating_Natural Gas_Furnace_E3 | F4 | Industrial | Industrial - WA | New | Space Heating | Natural Gas | Furnace | E3 | RVT BC Ratio | [24 empty] | 1 | 1 | 1 | bar: 2019 to 2042
F4_Industrial_Industrial - WA_New_Space Heating_Natural Gas_Furnace_E4 | F4 | Industrial | Industrial - WA | New | Space Heating | Natural Gas | Furnace | E4 | RVT BC Ratio | 0 | 0 | 0 | 0 | 0 | 0 | 0 | 0 | 0 | 0 | 0 | 0 | 0 | 0 | 0 | 0 | 0 | 0 | 0 | 0 | 0 | 0 | 0 | 0 | 0 | 0 | 0
F4_Industrial_Industrial - WA_New_Space Heating_Natural Gas_Furnace_E5 | F4 | Industrial | Industrial - WA | New | Space Heating | Natural Gas | Furnace | E5 | RVT BC Ratio | 0 | 0 | 0 | 0 | 0 | 0 | 0 | 0 | 0 | 0 | 0 | 0 | 0 | 0 | 0 | 0 | 0 | 0 | 0 | 0 | 0 | 0 | 0 | 0 | 0 | 0 | 0
F4_Industrial_Industrial - WA_New_Space Heating_Natural Gas_Furnace_E6 | F4 | Industrial | Industrial - WA | New | Space Heating | Natural Gas | Furnace | E6 | RVT BC Ratio | 0 | 0 | 0 | 0 | 0 | 0 | 0 | 0 | 0 | 0 | 0 | 0 | 0 | 0 | 0 | 0 | 0 | 0 | 0 | 0 | 0 | 0 | 0 | 0 | 0 | 0 | 0
F4_Industrial_Industrial - WA_New_Space Heating_Natural Gas_Furnace_E7 | F4 | Industrial | Industrial - WA | New | Space Heating | Natural Gas | Furnace | E7 | RVT BC Ratio | 0 | 0 | 0 | 0 | 0 | 0 | 0 | 0 | 0 | 0 | 0 | 0 | 0 | 0 | 0 | 0 | 0 | 0 | 0 | 0 | 0 | 0 | 0 | 0 | 0 | 0 | 0
F4_Industrial_Industrial - WA_New_Space Heating_Natural Gas_Furnace_E8 | F4 | Industrial | Industrial - WA | New | Space Heating | Natural Gas | Furnace | E8 | RVT BC Ratio | 0 | 0 | 0 | 0 | 0 | 0 | 0 | 0 | 0 | 0 | 0 | 0 | 0 | 0 | 0 | 0 | 0 | 0 | 0 | 0 | 0 | 0 | 0 | 0 | 0 | 0 | 0
F4_Industrial_Industrial - WA_New_Space Heating_Natural Gas_Furnace_E9 | F4 | Industrial | Industrial - WA | New | Space Heating | Natural Gas | Furnace | E9 | RVT BC Ratio | 0 | 0 | 0 | 0 | 0 | 0 | 0 | 0 | 0 | 0 | 0 | 0 | 0 | 0 | 0 | 0 | 0 | 0 | 0 | 0 | 0 | 0 | 0 | 0 | 0 | 0 | 0
F4_Industrial_Industrial - WA_New_Space Heating_Natural Gas_Furnace_E10 | F4 | Industrial | Industrial - WA | New | Space Heating | Natural Gas | Furnace | E10 | RVT BC Ratio | 0 | 0 | 0 | 0 | 0 | 0 | 0 | 0 | 0 | 0 | 0 | 0 | 0 | 0 | 0 | 0 | 0 | 0 | 0 | 0 | 0 | 0 | 0 | 0 | 0 | 0 | 0
F5_Industrial_Industrial - WA_New_Space Heating_Natural Gas_Furnace_E1 | F5 | Industrial | Industrial - WA | New | Space Heating | Natural Gas | Furnace | E1 | RIM BC Ratio | [24 empty] | 1 | 1 | 1 | bar: 2019 to 2042
F5_Industrial_Industrial - WA_New_Space Heating_Natural Gas_Furnace_E2 | F5 | Industrial | Industrial - WA | New | Space Heating | Natural Gas | Furnace | E2 | RIM BC Ratio | 0.0066851 | 0.0069755 | 0.0073132 | 0.0076832 | 0.0080664 | 0.008455 | 0.0088365 | 0.0092018 | 0.0095703 | 0.0098674 | 0.010144 | 0.010436 | 0.010718 | 0.010968 | 0.011196 | 0.011394 | 0.011582 | 0.011774 | 0.011951 | 0.012122 | 0.012289 | 0.012444 | 0.01259 | 0.012718 | 0.012837 | 0.012946 | 0.013046
F5_Industrial_Industrial - WA_New_Space Heating_Natural Gas_Furnace_E3 | F5 | Industrial | Industrial - WA | New | Space Heating | Natural Gas | Furnace | E3 | RIM BC Ratio | [24 empty] | 1 | 1 | 1 | bar: 2019 to 2042
F5_Industrial_Industrial - WA_New_Space Heating_Natural Gas_Furnace_E4 | F5 | Industrial | Industrial - WA | New | Space Heating | Natural Gas | Furnace | E4 | RIM BC Ratio | 0 | 0 | 0 | 0 | 0 | 0 | 0 | 0 | 0 | 0 | 0 | 0 | 0 | 0 | 0 | 0 | 0 | 0 | 0 | 0 | 0 | 0 | 0 | 0 | 0 | 0 | 0
F5_Industrial_Industrial - WA_New_Space Heating_Natural Gas_Furnace_E5 | F5 | Industrial | Industrial - WA | New | Space Heating | Natural Gas | Furnace | E5 | RIM BC Ratio | 0 | 0 | 0 | 0 | 0 | 0 | 0 | 0 | 0 | 0 | 0 | 0 | 0 | 0 | 0 | 0 | 0 | 0 | 0 | 0 | 0 | 0 | 0 | 0 | 0 | 0 | 0
F5_Industrial_Industrial - WA_New_Space Heating_Natural Gas_Furnace_E6 | F5 | Industrial | Industrial - WA | New | Space Heating | Natural Gas | Furnace | E6 | RIM BC Ratio | 0 | 0 | 0 | 0 | 0 | 0 | 0 | 0 | 0 | 0 | 0 | 0 | 0 | 0 | 0 | 0 | 0 | 0 | 0 | 0 | 0 | 0 | 0 | 0 | 0 | 0 | 0
F5_Industrial_Industrial - WA_New_Space Heating_Natural Gas_Furnace_E7 | F5 | Industrial | Industrial - WA | New | Space Heating | Natural Gas | Furnace | E7 | RIM BC Ratio | 0 | 0 | 0 | 0 | 0 | 0 | 0 | 0 | 0 | 0 | 0 | 0 | 0 | 0 | 0 | 0 | 0 | 0 | 0 | 0 | 0 | 0 | 0 | 0 | 0 | 0 | 0
F5_Industrial_Industrial - WA_New_Space Heating_Natural Gas_Furnace_E8 | F5 | Industrial | Industrial - WA | New | Space Heating | Natural Gas | Furnace | E8 | RIM BC Ratio | 0 | 0 | 0 | 0 | 0 | 0 | 0 | 0 | 0 | 0 | 0 | 0 | 0 | 0 | 0 | 0 | 0 | 0 | 0 | 0 | 0 | 0 | 0 | 0 | 0 | 0 | 0
F5_Industrial_Industrial - WA_New_Space Heating_Natural Gas_Furnace_E9 | F5 | Industrial | Industrial - WA | New | Space Heating | Natural Gas | Furnace | E9 | RIM BC Ratio | 0 | 0 | 0 | 0 | 0 | 0 | 0 | 0 | 0 | 0 | 0 | 0 | 0 | 0 | 0 | 0 | 0 | 0 | 0 | 0 | 0 | 0 | 0 | 0 | 0 | 0 | 0
F5_Industrial_Industrial - WA_New_Space Heating_Natural Gas_Furnace_E10 | F5 | Industrial | Industrial - WA | New | Space Heating | Natural Gas | Furnace | E10 | RIM BC Ratio | 0 | 0 | 0 | 0 | 0 | 0 | 0 | 0 | 0 | 0 | 0 | 0 | 0 | 0 | 0 | 0 | 0 | 0 | 0 | 0 | 0 | 0 | 0 | 0 | 0 | 0 | 0
F0_Industrial_Industrial - WA_New_Space Heating_Natural Gas_Boiler_E0 | F0 | Industrial | Industrial - WA | New | Space Heating | Natural Gas | Boiler | E0 | Economic Unit | AFUE 97% | AFUE 97% | AFUE 97% | AFUE 97% | AFUE 97% | AFUE 97% | AFUE 97% | AFUE 97% | AFUE 97% | AFUE 97% | AFUE 97% | AFUE 97% | AFUE 97% | AFUE 97% | AFUE 97% | AFUE 97% | AFUE 97% | AFUE 97% | AFUE 97% | AFUE 97% | AFUE 97% | AFUE 97% | AFUE 97% | AFUE 97% | AFUE 97% | AFUE 97% | AFUE 97%
F1_Industrial_Industrial - WA_New_Space Heating_Natural Gas_Boiler_E1 | F1 | Industrial | Industrial - WA | New | Space Heating | Natural Gas | Boiler | E1 | CCE | 0 | 0 | 0 | 0 | 0 | 0 | 0 | 0 | 0 | 0 | 0 | 0 | 0 | 0 | 0 | 0 | 0 | 0 | 0 | 0 | 0 | 0 | 0 | 0 | 0 | 0 | 0
F1_Industrial_Industrial - WA_New_Space Heating_Natural Gas_Boiler_E2 | F1 | Industrial | Industrial - WA | New | Space Heating | Natural Gas | Boiler | E2 | CCE | 0.032559 | 0.033788 | 0.033788 | 0.033788 | 0.033788 | 0.033788 | 0.033788 | 0.033788 | 0.033788 | 0.033788 | 0.033788 | 0.033788 | 0.033788 | 0.033788 | 0.033788 | 0.033788 | 0.033788 | 0.033788 | 0.033788 | 0.033788 | 0.033788 | 0.033788 | 0.033788 | 0.033788 | 0.033788 | 0.033788 | 0.033788
F1_Industrial_Industrial - WA_New_Space Heating_Natural Gas_Boiler_E3 | F1 | Industrial | Industrial - WA | New | Space Heating | Natural Gas | Boiler | E3 | CCE | -0.007117 | -0.0073857 | -0.0073857 | -0.0073857 | -0.0073857 | -0.0073857 | -0.0073857 | -0.0073857 | -0.0073857 | -0.0073857 | -0.0073857 | -0.0073857 | -0.0073857 | -0.0073857 | -0.0073857 | -0.0073857 | -0.0073857 | -0.0073857 | -0.0073857 | -0.0073857 | -0.0073857 | -0.0073857 | -0.0073857 | -0.0073857 | -0.0073857 | -0.0073857 | -0.0073857
F1_Industrial_Industrial - WA_New_Space Heating_Natural Gas_Boiler_E4 | F1 | Industrial | Industrial - WA | New | Space Heating | Natural Gas | Boiler | E4 | CCE | 0.7485 | 0.77677 | 0.77677 | 0.77677 | 0.77677 | 0.77677 | 0.77677 | 0.77677 | 0.77677 | 0.77677 | 0.77677 | 0.77677 | 0.77677 | 0.77677 | 0.77677 | 0.77677 | 0.77677 | 0.77677 | 0.77677 | 0.77677 | 0.77677 | 0.77677 | 0.77677 | 0.77677 | 0.77677 | 0.77677 | 0.77677
F1_Industrial_Industrial - WA_New_Space Heating_Natural Gas_Boiler_E5 | F1 | Industrial | Industrial - WA | New | Space Heating | Natural Gas | Boiler | E5 | CCE | 0 | 0 | 0 | 0 | 0 | 0 | 0 | 0 | 0 | 0 | 0 | 0 | 0 | 0 | 0 | 0 | 0 | 0 | 0 | 0 | 0 | 0 | 0 | 0 | 0 | 0 | 0
F1_Industrial_Industrial - WA_New_Space Heating_Natural Gas_Boiler_E6 | F1 | Industrial | Industrial - WA | New | Space Heating | Natural Gas | Boiler | E6 | CCE | 0 | 0 | 0 | 0 | 0 | 0 | 0 | 0 | 0 | 0 | 0 | 0 | 0 | 0 | 0 | 0 | 0 | 0 | 0 | 0 | 0 | 0 | 0 | 0 | 0 | 0 | 0
F1_Industrial_Industrial - WA_New_Space Heating_Natural Gas_Boiler_E7 | F1 | Industrial | Industrial - WA | New | Space Heating | Natural Gas | Boiler | E7 | CCE | 0 | 0 | 0 | 0 | 0 | 0 | 0 | 0 | 0 | 0 | 0 | 0 | 0 | 0 | 0 | 0 | 0 | 0 | 0 | 0 | 0 | 0 | 0 | 0 | 0 | 0 | 0
F1_Industrial_Industrial - WA_New_Space Heating_Natural Gas_Boiler_E8 | F1 | Industrial | Industrial - WA | New | Space Heating | Natural Gas | Boiler | E8 | CCE | 0 | 0 | 0 | 0 | 0 | 0 | 0 | 0 | 0 | 0 | 0 | 0 | 0 | 0 | 0 | 0 | 0 | 0 | 0 | 0 | 0 | 0 | 0 | 0 | 0 | 0 | 0
F1_Industrial_Industrial - WA_New_Space Heating_Natural Gas_Boiler_E9 | F1 | Industrial | Industrial - WA | New | Space Heating | Natural Gas | Boiler | E9 | CCE | 0 | 0 | 0 | 0 | 0 | 0 | 0 | 0 | 0 | 0 | 0 | 0 | 0 | 0 | 0 | 0 | 0 | 0 | 0 | 0 | 0 | 0 | 0 | 0 | 0 | 0 | 0
F1_Industrial_Industrial - WA_New_Space Heating_Natural Gas_Boiler_E10 | F1 | Industrial | Industrial - WA | New | Space Heating | Natural Gas | Boiler | E10 | CCE | 0 | 0 | 0 | 0 | 0 | 0 | 0 | 0 | 0 | 0 | 0 | 0 | 0 | 0 | 0 | 0 | 0 | 0 | 0 | 0 | 0 | 0 | 0 | 0 | 0 | 0 | 0
F2_Industrial_Industrial - WA_New_Space Heating_Natural Gas_Boiler_E1 | F2 | Industrial | Industrial - WA | New | Space Heating | Natural Gas | Boiler | E1 | TRC BC Ratio | [24 empty] | 1 | 1 | 1 | bar: 2019 to 2042
F2_Industrial_Industrial - WA_New_Space Heating_Natural Gas_Boiler_E2 | F2 | Industrial | Industrial - WA | New | Space Heating | Natural Gas | Boiler | E2 | TRC BC Ratio | 0.086957 | 0.090146 | 0.093734 | 0.097586 | 0.10153 | 0.1055 | 0.10939 | 0.11311 | 0.11684 | 0.11988 | 0.12272 | 0.12568 | 0.12853 | 0.13105 | 0.13336 | 0.13537 | 0.13727 | 0.13918 | 0.14094 | 0.14263 | 0.14426 | 0.14577 | 0.14719 | 0.14844 | 0.14958 | 0.15008 | 0.15031
F2_Industrial_Industrial - WA_New_Space Heating_Natural Gas_Boiler_E3 | F2 | Industrial | Industrial - WA | New | Space Heating | Natural Gas | Boiler | E3 | TRC BC Ratio | [24 empty] | 1 | 1 | 1 | bar: 2019 to 2042
F2_Industrial_Industrial - WA_New_Space Heating_Natural Gas_Boiler_E4 | F2 | Industrial | Industrial - WA | New | Space Heating | Natural Gas | Boiler | E4 | TRC BC Ratio | 0.0046502 | 0.0047792 | 0.0049134 | 0.0050494 | 0.0051843 | 0.0053168 | 0.0054453 | 0.005568 | 0.0056882 | 0.005791 | 0.0058866 | 0.0059824 | 0.0060732 | 0.0061541 | 0.006228 | 0.0062932 | 0.0063538 | 0.0064129 | 0.0064665 | 0.0065168 | 0.006564 | 0.006607 | 0.0066464 | 0.0066806 | 0.0067112 | 0.0066833 | 0.0066339
F2_Industrial_Industrial - WA_New_Space Heating_Natural Gas_Boiler_E5 | F2 | Industrial | Industrial - WA | New | Space Heating | Natural Gas | Boiler | E5 | TRC BC Ratio | 0 | 0 | 0 | 0 | 0 | 0 | 0 | 0 | 0 | 0 | 0 | 0 | 0 | 0 | 0 | 0 | 0 | 0 | 0 | 0 | 0 | 0 | 0 | 0 | 0 | 0 | 0
F2_Industrial_Industrial - WA_New_Space Heating_Natural Gas_Boiler_E6 | F2 | Industrial | Industrial - WA | New | Space Heating | Natural Gas | Boiler | E6 | TRC BC Ratio | 0 | 0 | 0 | 0 | 0 | 0 | 0 | 0 | 0 | 0 | 0 | 0 | 0 | 0 | 0 | 0 | 0 | 0 | 0 | 0 | 0 | 0 | 0 | 0 | 0 | 0 | 0
F2_Industrial_Industrial - WA_New_Space Heating_Natural Gas_Boiler_E7 | F2 | Industrial | Industrial - WA | New | Space Heating | Natural Gas | Boiler | E7 | TRC BC Ratio | 0 | 0 | 0 | 0 | 0 | 0 | 0 | 0 | 0 | 0 | 0 | 0 | 0 | 0 | 0 | 0 | 0 | 0 | 0 | 0 | 0 | 0 | 0 | 0 | 0 | 0 | 0
F2_Industrial_Industrial - WA_New_Space Heating_Natural Gas_Boiler_E8 | F2 | Industrial | Industrial - WA | New | Space Heating | Natural Gas | Boiler | E8 | TRC BC Ratio | 0 | 0 | 0 | 0 | 0 | 0 | 0 | 0 | 0 | 0 | 0 | 0 | 0 | 0 | 0 | 0 | 0 | 0 | 0 | 0 | 0 | 0 | 0 | 0 | 0 | 0 | 0
F2_Industrial_Industrial - WA_New_Space Heating_Natural Gas_Boiler_E9 | F2 | Industrial | Industrial - WA | New | Space Heating | Natural Gas | Boiler | E9 | TRC BC Ratio | 0 | 0 | 0 | 0 | 0 | 0 | 0 | 0 | 0 | 0 | 0 | 0 | 0 | 0 | 0 | 0 | 0 | 0 | 0 | 0 | 0 | 0 | 0 | 0 | 0 | 0 | 0
F2_Industrial_Industrial - WA_New_Space Heating_Natural Gas_Boiler_E10 | F2 | Industrial | Industrial - WA | New | Space Heating | Natural Gas | Boiler | E10 | TRC BC Ratio | 0 | 0 | 0 | 0 | 0 | 0 | 0 | 0 | 0 | 0 | 0 | 0 | 0 | 0 | 0 | 0 | 0 | 0 | 0 | 0 | 0 | 0 | 0 | 0 | 0 | 0 | 0
F3_Industrial_Industrial - WA_New_Space Heating_Natural Gas_Boiler_E1 | F3 | Industrial | Industrial - WA | New | Space Heating | Natural Gas | Boiler | E1 | PACT BC Ratio | [24 empty] | 1 | 1 | 1 | bar: 2019 to 2042
F3_Industrial_Industrial - WA_New_Space Heating_Natural Gas_Boiler_E2 | F3 | Industrial | Industrial - WA | New | Space Heating | Natural Gas | Boiler | E2 | PACT BC Ratio | 0.14907 | 0.15454 | 0.16069 | 0.16729 | 0.17405 | 0.18086 | 0.18753 | 0.1939 | 0.20029 | 0.20551 | 0.21037 | 0.21545 | 0.22034 | 0.22466 | 0.22862 | 0.23207 | 0.23531 | 0.2386 | 0.24161 | 0.24451 | 0.24731 | 0.2499 | 0.25233 | 0.25446 | 0.25642 | 0.25728 | 0.25767
F3_Industrial_Industrial - WA_New_Space Heating_Natural Gas_Boiler_E3 | F3 | Industrial | Industrial - WA | New | Space Heating | Natural Gas | Boiler | E3 | PACT BC Ratio | [24 empty] | 1 | 1 | 1 | bar: 2019 to 2042
F3_Industrial_Industrial - WA_New_Space Heating_Natural Gas_Boiler_E4 | F3 | Industrial | Industrial - WA | New | Space Heating | Natural Gas | Boiler | E4 | PACT BC Ratio | 0.0079718 | 0.008193 | 0.008423 | 0.0086562 | 0.0088874 | 0.0091146 | 0.0093349 | 0.0095451 | 0.0097512 | 0.0099274 | 0.010091 | 0.010256 | 0.010411 | 0.01055 | 0.010677 | 0.010788 | 0.010892 | 0.010994 | 0.011085 | 0.011172 | 0.011253 | 0.011326 | 0.011394 | 0.011452 | 0.011505 | 0.011457 | 0.011372
F3_Industrial_Industrial - WA_New_Space Heating_Natural Gas_Boiler_E5 | F3 | Industrial | Industrial - WA | New | Space Heating | Natural Gas | Boiler | E5 | PACT BC Ratio | 0 | 0 | 0 | 0 | 0 | 0 | 0 | 0 | 0 | 0 | 0 | 0 | 0 | 0 | 0 | 0 | 0 | 0 | 0 | 0 | 0 | 0 | 0 | 0 | 0 | 0 | 0
F3_Industrial_Industrial - WA_New_Space Heating_Natural Gas_Boiler_E6 | F3 | Industrial | Industrial - WA | New | Space Heating | Natural Gas | Boiler | E6 | PACT BC Ratio | 0 | 0 | 0 | 0 | 0 | 0 | 0 | 0 | 0 | 0 | 0 | 0 | 0 | 0 | 0 | 0 | 0 | 0 | 0 | 0 | 0 | 0 | 0 | 0 | 0 | 0 | 0
F3_Industrial_Industrial - WA_New_Space Heating_Natural Gas_Boiler_E7 | F3 | Industrial | Industrial - WA | New | Space Heating | Natural Gas | Boiler | E7 | PACT BC Ratio | 0 | 0 | 0 | 0 | 0 | 0 | 0 | 0 | 0 | 0 | 0 | 0 | 0 | 0 | 0 | 0 | 0 | 0 | 0 | 0 | 0 | 0 | 0 | 0 | 0 | 0 | 0
F3_Industrial_Industrial - WA_New_Space Heating_Natural Gas_Boiler_E8 | F3 | Industrial | Industrial - WA | New | Space Heating | Natural Gas | Boiler | E8 | PACT BC Ratio | 0 | 0 | 0 | 0 | 0 | 0 | 0 | 0 | 0 | 0 | 0 | 0 | 0 | 0 | 0 | 0 | 0 | 0 | 0 | 0 | 0 | 0 | 0 | 0 | 0 | 0 | 0
F3_Industrial_Industrial - WA_New_Space Heating_Natural Gas_Boiler_E9 | F3 | Industrial | Industrial - WA | New | Space Heating | Natural Gas | Boiler | E9 | PACT BC Ratio | 0 | 0 | 0 | 0 | 0 | 0 | 0 | 0 | 0 | 0 | 0 | 0 | 0 | 0 | 0 | 0 | 0 | 0 | 0 | 0 | 0 | 0 | 0 | 0 | 0 | 0 | 0
F3_Industrial_Industrial - WA_New_Space Heating_Natural Gas_Boiler_E10 | F3 | Industrial | Industrial - WA | New | Space Heating | Natural Gas | Boiler | E10 | PACT BC Ratio | 0 | 0 | 0 | 0 | 0 | 0 | 0 | 0 | 0 | 0 | 0 | 0 | 0 | 0 | 0 | 0 | 0 | 0 | 0 | 0 | 0 | 0 | 0 | 0 | 0 | 0 | 0
F4_Industrial_Industrial - WA_New_Space Heating_Natural Gas_Boiler_E1 | F4 | Industrial | Industrial - WA | New | Space Heating | Natural Gas | Boiler | E1 | RVT BC Ratio | [24 empty] | 1 | 1 | 1 | bar: 2019 to 2042
F4_Industrial_Industrial - WA_New_Space Heating_Natural Gas_Boiler_E2 | F4 | Industrial | Industrial - WA | New | Space Heating | Natural Gas | Boiler | E2 | RVT BC Ratio | 0.61752 | 0.62128 | 0.62556 | 0.63015 | 0.63481 | 0.63943 | 0.64385 | 0.64794 | 0.65196 | 0.6549 | 0.65831 | 0.66186 | 0.66524 | 0.66815 | 0.67076 | 0.67294 | 0.67493 | 0.67692 | 0.67867 | 0.68028 | 0.68177 | 0.68367 | 0.68546 | 0.68703 | 0.68847 | 0.6891 | 0.68939
F4_Industrial_Industrial - WA_New_Space Heating_Natural Gas_Boiler_E3 | F4 | Industrial | Industrial - WA | New | Space Heating | Natural Gas | Boiler | E3 | RVT BC Ratio | [24 empty] | 1 | 1 | 1 | bar: 2019 to 2042
F4_Industrial_Industrial - WA_New_Space Heating_Natural Gas_Boiler_E4 | F4 | Industrial | Industrial - WA | New | Space Heating | Natural Gas | Boiler | E4 | RVT BC Ratio | 0.50611 | 0.50625 | 0.50641 | 0.50656 | 0.50672 | 0.50687 | 0.50701 | 0.50715 | 0.50728 | 0.50738 | 0.5075 | 0.50762 | 0.50773 | 0.50782 | 0.50791 | 0.50798 | 0.50805 | 0.50811 | 0.50817 | 0.50822 | 0.50827 | 0.50832 | 0.50837 | 0.50842 | 0.50846 | 0.50842 | 0.50836
F4_Industrial_Industrial - WA_New_Space Heating_Natural Gas_Boiler_E5 | F4 | Industrial | Industrial - WA | New | Space Heating | Natural Gas | Boiler | E5 | RVT BC Ratio | 0 | 0 | 0 | 0 | 0 | 0 | 0 | 0 | 0 | 0 | 0 | 0 | 0 | 0 | 0 | 0 | 0 | 0 | 0 | 0 | 0 | 0 | 0 | 0 | 0 | 0 | 0
F4_Industrial_Industrial - WA_New_Space Heating_Natural Gas_Boiler_E6 | F4 | Industrial | Industrial - WA | New | Space Heating | Natural Gas | Boiler | E6 | RVT BC Ratio | 0 | 0 | 0 | 0 | 0 | 0 | 0 | 0 | 0 | 0 | 0 | 0 | 0 | 0 | 0 | 0 | 0 | 0 | 0 | 0 | 0 | 0 | 0 | 0 | 0 | 0 | 0
F4_Industrial_Industrial - WA_New_Space Heating_Natural Gas_Boiler_E7 | F4 | Industrial | Industrial - WA | New | Space Heating | Natural Gas | Boiler | E7 | RVT BC Ratio | 0 | 0 | 0 | 0 | 0 | 0 | 0 | 0 | 0 | 0 | 0 | 0 | 0 | 0 | 0 | 0 | 0 | 0 | 0 | 0 | 0 | 0 | 0 | 0 | 0 | 0 | 0
F4_Industrial_Industrial - WA_New_Space Heating_Natural Gas_Boiler_E8 | F4 | Industrial | Industrial - WA | New | Space Heating | Natural Gas | Boiler | E8 | RVT BC Ratio | 0 | 0 | 0 | 0 | 0 | 0 | 0 | 0 | 0 | 0 | 0 | 0 | 0 | 0 | 0 | 0 | 0 | 0 | 0 | 0 | 0 | 0 | 0 | 0 | 0 | 0 | 0
F4_Industrial_Industrial - WA_New_Space Heating_Natural Gas_Boiler_E9 | F4 | Industrial | Industrial - WA | New | Space Heating | Natural Gas | Boiler | E9 | RVT BC Ratio | 0 | 0 | 0 | 0 | 0 | 0 | 0 | 0 | 0 | 0 | 0 | 0 | 0 | 0 | 0 | 0 | 0 | 0 | 0 | 0 | 0 | 0 | 0 | 0 | 0 | 0 | 0
F4_Industrial_Industrial - WA_New_Space Heating_Natural Gas_Boiler_E10 | F4 | Industrial | Industrial - WA | New | Space Heating | Natural Gas | Boiler | E10 | RVT BC Ratio | 0 | 0 | 0 | 0 | 0 | 0 | 0 | 0 | 0 | 0 | 0 | 0 | 0 | 0 | 0 | 0 | 0 | 0 | 0 | 0 | 0 | 0 | 0 | 0 | 0 | 0 | 0
F5_Industrial_Industrial - WA_New_Space Heating_Natural Gas_Boiler_E1 | F5 | Industrial | Industrial - WA | New | Space Heating | Natural Gas | Boiler | E1 | RIM BC Ratio | [24 empty] | 1 | 1 | 1 | bar: 2019 to 2042
F5_Industrial_Industrial - WA_New_Space Heating_Natural Gas_Boiler_E2 | F5 | Industrial | Industrial - WA | New | Space Heating | Natural Gas | Boiler | E2 | RIM BC Ratio | 0.12764 | 0.13171 | 0.13625 | 0.14106 | 0.14595 | 0.15082 | 0.15556 | 0.16007 | 0.16456 | 0.16827 | 0.17157 | 0.17499 | 0.17826 | 0.18115 | 0.18379 | 0.18609 | 0.18827 | 0.19046 | 0.19249 | 0.19443 | 0.19633 | 0.19795 | 0.19948 | 0.20081 | 0.20203 | 0.20256 | 0.2028
F5_Industrial_Industrial - WA_New_Space Heating_Natural Gas_Boiler_E3 | F5 | Industrial | Industrial - WA | New | Space Heating | Natural Gas | Boiler | E3 | RIM BC Ratio | [24 empty] | 1 | 1 | 1 | bar: 2019 to 2042
F5_Industrial_Industrial - WA_New_Space Heating_Natural Gas_Boiler_E4 | F5 | Industrial | Industrial - WA | New | Space Heating | Natural Gas | Boiler | E4 | RIM BC Ratio | 0.0079028 | 0.0081204 | 0.0083466 | 0.0085758 | 0.0088029 | 0.009026 | 0.0092423 | 0.0094486 | 0.0096509 | 0.0098237 | 0.0099844 | 0.010145 | 0.010297 | 0.010433 | 0.010557 | 0.010667 | 0.010768 | 0.010868 | 0.010958 | 0.011042 | 0.011121 | 0.011193 | 0.011259 | 0.011316 | 0.011368 | 0.011321 | 0.011238
F5_Industrial_Industrial - WA_New_Space Heating_Natural Gas_Boiler_E5 | F5 | Industrial | Industrial - WA | New | Space Heating | Natural Gas | Boiler | E5 | RIM BC Ratio | 0 | 0 | 0 | 0 | 0 | 0 | 0 | 0 | 0 | 0 | 0 | 0 | 0 | 0 | 0 | 0 | 0 | 0 | 0 | 0 | 0 | 0 | 0 | 0 | 0 | 0 | 0
F5_Industrial_Industrial - WA_New_Space Heating_Natural Gas_Boiler_E6 | F5 | Industrial | Industrial - WA | New | Space Heating | Natural Gas | Boiler | E6 | RIM BC Ratio | 0 | 0 | 0 | 0 | 0 | 0 | 0 | 0 | 0 | 0 | 0 | 0 | 0 | 0 | 0 | 0 | 0 | 0 | 0 | 0 | 0 | 0 | 0 | 0 | 0 | 0 | 0
F5_Industrial_Industrial - WA_New_Space Heating_Natural Gas_Boiler_E7 | F5 | Industrial | Industrial - WA | New | Space Heating | Natural Gas | Boiler | E7 | RIM BC Ratio | 0 | 0 | 0 | 0 | 0 | 0 | 0 | 0 | 0 | 0 | 0 | 0 | 0 | 0 | 0 | 0 | 0 | 0 | 0 | 0 | 0 | 0 | 0 | 0 | 0 | 0 | 0
F5_Industrial_Industrial - WA_New_Space Heating_Natural Gas_Boiler_E8 | F5 | Industrial | Industrial - WA | New | Space Heating | Natural Gas | Boiler | E8 | RIM BC Ratio | 0 | 0 | 0 | 0 | 0 | 0 | 0 | 0 | 0 | 0 | 0 | 0 | 0 | 0 | 0 | 0 | 0 | 0 | 0 | 0 | 0 | 0 | 0 | 0 | 0 | 0 | 0
F5_Industrial_Industrial - WA_New_Space Heating_Natural Gas_Boiler_E9 | F5 | Industrial | Industrial - WA | New | Space Heating | Natural Gas | Boiler | E9 | RIM BC Ratio | 0 | 0 | 0 | 0 | 0 | 0 | 0 | 0 | 0 | 0 | 0 | 0 | 0 | 0 | 0 | 0 | 0 | 0 | 0 | 0 | 0 | 0 | 0 | 0 | 0 | 0 | 0
F5_Industrial_Industrial - WA_New_Space Heating_Natural Gas_Boiler_E10 | F5 | Industrial | Industrial - WA | New | Space Heating | Natural Gas | Boiler | E10 | RIM BC Ratio | 0 | 0 | 0 | 0 | 0 | 0 | 0 | 0 | 0 | 0 | 0 | 0 | 0 | 0 | 0 | 0 | 0 | 0 | 0 | 0 | 0 | 0 | 0 | 0 | 0 | 0 | 0
F0_Industrial_Industrial - WA_New_Space Heating_Natural Gas_Unit Heater_E0 | F0 | Industrial | Industrial - WA | New | Space Heating | Natural Gas | Unit Heater | E0 | Economic Unit | Infrared Radiant | Infrared Radiant | Infrared Radiant | Infrared Radiant | Infrared Radiant | Infrared Radiant | Infrared Radiant | Infrared Radiant | Infrared Radiant | Infrared Radiant | Infrared Radiant | Infrared Radiant | Infrared Radiant | Infrared Radiant | Infrared Radiant | Infrared Radiant | Infrared Radiant | Infrared Radiant | Infrared Radiant | Infrared Radiant | Infrared Radiant | Infrared Radiant | Infrared Radiant | Infrared Radiant | Infrared Radiant | Infrared Radiant | Infrared Radiant
F1_Industrial_Industrial - WA_New_Space Heating_Natural Gas_Unit Heater_E1 | F1 | Industrial | Industrial - WA | New | Space Heating | Natural Gas | Unit Heater | E1 | CCE | 0 | 0 | 0 | 0 | 0 | 0 | 0 | 0 | 0 | 0 | 0 | 0 | 0 | 0 | 0 | 0 | 0 | 0 | 0 | 0 | 0 | 0 | 0 | 0 | 0 | 0 | 0
F1_Industrial_Industrial - WA_New_Space Heating_Natural Gas_Unit Heater_E2 | F1 | Industrial | Industrial - WA | New | Space Heating | Natural Gas | Unit Heater | E2 | CCE | 0.00085669 | 0.00088904 | 0.00088904 | 0.00088904 | 0.00088904 | 0.00088904 | 0.00088904 | 0.00088904 | 0.00088904 | 0.00088904 | 0.00088904 | 0.00088904 | 0.00088904 | 0.00088904 | 0.00088904 | 0.00088904 | 0.00088904 | 0.00088904 | 0.00088904 | 0.00088904 | 0.00088904 | 0.00088904 | 0.00088904 | 0.00088904 | 0.00088904 | 0.00088904 | 0.00088904
F1_Industrial_Industrial - WA_New_Space Heating_Natural Gas_Unit Heater_E3 | F1 | Industrial | Industrial - WA | New | Space Heating | Natural Gas | Unit Heater | E3 | CCE | 0.00026888 | 0.00027904 | 0.00027904 | 0.00027904 | 0.00027904 | 0.00027904 | 0.00027904 | 0.00027904 | 0.00027904 | 0.00027904 | 0.00027904 | 0.00027904 | 0.00027904 | 0.00027904 | 0.00027904 | 0.00027904 | 0.00027904 | 0.00027904 | 0.00027904 | 0.00027904 | 0.00027904 | 0.00027904 | 0.00027904 | 0.00027904 | 0.00027904 | 0.00027904 | 0.00027904
F1_Industrial_Industrial - WA_New_Space Heating_Natural Gas_Unit Heater_E4 | F1 | Industrial | Industrial - WA | New | Space Heating | Natural Gas | Unit Heater | E4 | CCE | 0 | 0 | 0 | 0 | 0 | 0 | 0 | 0 | 0 | 0 | 0 | 0 | 0 | 0 | 0 | 0 | 0 | 0 | 0 | 0 | 0 | 0 | 0 | 0 | 0 | 0 | 0
F1_Industrial_Industrial - WA_New_Space Heating_Natural Gas_Unit Heater_E5 | F1 | Industrial | Industrial - WA | New | Space Heating | Natural Gas | Unit Heater | E5 | CCE | 0 | 0 | 0 | 0 | 0 | 0 | 0 | 0 | 0 | 0 | 0 | 0 | 0 | 0 | 0 | 0 | 0 | 0 | 0 | 0 | 0 | 0 | 0 | 0 | 0 | 0 | 0
F1_Industrial_Industrial - WA_New_Space Heating_Natural Gas_Unit Heater_E6 | F1 | Industrial | Industrial - WA | New | Space Heating | Natural Gas | Unit Heater | E6 | CCE | 0 | 0 | 0 | 0 | 0 | 0 | 0 | 0 | 0 | 0 | 0 | 0 | 0 | 0 | 0 | 0 | 0 | 0 | 0 | 0 | 0 | 0 | 0 | 0 | 0 | 0 | 0
F1_Industrial_Industrial - WA_New_Space Heating_Natural Gas_Unit Heater_E7 | F1 | Industrial | Industrial - WA | New | Space Heating | Natural Gas | Unit Heater | E7 | CCE | 0 | 0 | 0 | 0 | 0 | 0 | 0 | 0 | 0 | 0 | 0 | 0 | 0 | 0 | 0 | 0 | 0 | 0 | 0 | 0 | 0 | 0 | 0 | 0 | 0 | 0 | 0
F1_Industrial_Industrial - WA_New_Space Heating_Natural Gas_Unit Heater_E8 | F1 | Industrial | Industrial - WA | New | Space Heating | Natural Gas | Unit Heater | E8 | CCE | 0 | 0 | 0 | 0 | 0 | 0 | 0 | 0 | 0 | 0 | 0 | 0 | 0 | 0 | 0 | 0 | 0 | 0 | 0 | 0 | 0 | 0 | 0 | 0 | 0 | 0 | 0
F1_Industrial_Industrial - WA_New_Space Heating_Natural Gas_Unit Heater_E9 | F1 | Industrial | Industrial - WA | New | Space Heating | Natural Gas | Unit Heater | E9 | CCE | 0 | 0 | 0 | 0 | 0 | 0 | 0 | 0 | 0 | 0 | 0 | 0 | 0 | 0 | 0 | 0 | 0 | 0 | 0 | 0 | 0 | 0 | 0 | 0 | 0 | 0 | 0
F1_Industrial_Industrial - WA_New_Space Heating_Natural Gas_Unit Heater_E10 | F1 | Industrial | Industrial - WA | New | Space Heating | Natural Gas | Unit Heater | E10 | CCE | 0 | 0 | 0 | 0 | 0 | 0 | 0 | 0 | 0 | 0 | 0 | 0 | 0 | 0 | 0 | 0 | 0 | 0 | 0 | 0 | 0 | 0 | 0 | 0 | 0 | 0 | 0
F2_Industrial_Industrial - WA_New_Space Heating_Natural Gas_Unit Heater_E1 | F2 | Industrial | Industrial - WA | New | Space Heating | Natural Gas | Unit Heater | E1 | TRC BC Ratio | [24 empty] | 1 | 1 | 1 | bar: 2019 to 2042
F2_Industrial_Industrial - WA_New_Space Heating_Natural Gas_Unit Heater_E2 | F2 | Industrial | Industrial - WA | New | Space Heating | Natural Gas | Unit Heater | E2 | TRC BC Ratio | 2.9924 | 3.1203 | 3.2666 | 3.4254 | 3.5892 | 3.755 | 3.9178 | 4.0741 | 4.2314 | 4.3591 | 4.4783 | 4.6036 | 4.7247 | 4.8318 | 4.9298 | 5.0152 | 5.0959 | 5.1783 | 5.254 | 5.3271 | 5.3982 | 5.4643 | 5.5266 | 5.5814 | 5.632 | 5.6784 | 5.7209
F2_Industrial_Industrial - WA_New_Space Heating_Natural Gas_Unit Heater_E3 | F2 | Industrial | Industrial - WA | New | Space Heating | Natural Gas | Unit Heater | E3 | TRC BC Ratio | 15.7927 | 16.2076 | 16.5648 | 16.8711 | 17.1426 | 17.389 | 17.6279 | 17.8624 | 18.0787 | 18.3024 | 18.5135 | 18.6962 | 18.8603 | 19.0132 | 19.1554 | 19.2905 | 19.4124 | 19.5166 | 19.6103 | 19.691 | 19.7585 | 19.816 | 19.8629 | 19.9027 | 19.9334 | 19.9552 | 19.9684
F2_Industrial_Industrial - WA_New_Space Heating_Natural Gas_Unit Heater_E4 | F2 | Industrial | Industrial - WA | New | Space Heating | Natural Gas | Unit Heater | E4 | TRC BC Ratio | 0 | 0 | 0 | 0 | 0 | 0 | 0 | 0 | 0 | 0 | 0 | 0 | 0 | 0 | 0 | 0 | 0 | 0 | 0 | 0 | 0 | 0 | 0 | 0 | 0 | 0 | 0
F2_Industrial_Industrial - WA_New_Space Heating_Natural Gas_Unit Heater_E5 | F2 | Industrial | Industrial - WA | New | Space Heating | Natural Gas | Unit Heater | E5 | TRC BC Ratio | 0 | 0 | 0 | 0 | 0 | 0 | 0 | 0 | 0 | 0 | 0 | 0 | 0 | 0 | 0 | 0 | 0 | 0 | 0 | 0 | 0 | 0 | 0 | 0 | 0 | 0 | 0
F2_Industrial_Industrial - WA_New_Space Heating_Natural Gas_Unit Heater_E6 | F2 | Industrial | Industrial - WA | New | Space Heating | Natural Gas | Unit Heater | E6 | TRC BC Ratio | 0 | 0 | 0 | 0 | 0 | 0 | 0 | 0 | 0 | 0 | 0 | 0 | 0 | 0 | 0 | 0 | 0 | 0 | 0 | 0 | 0 | 0 | 0 | 0 | 0 | 0 | 0
F2_Industrial_Industrial - WA_New_Space Heating_Natural Gas_Unit Heater_E7 | F2 | Industrial | Industrial - WA | New | Space Heating | Natural Gas | Unit Heater | E7 | TRC BC Ratio | 0 | 0 | 0 | 0 | 0 | 0 | 0 | 0 | 0 | 0 | 0 | 0 | 0 | 0 | 0 | 0 | 0 | 0 | 0 | 0 | 0 | 0 | 0 | 0 | 0 | 0 | 0
F2_Industrial_Industrial - WA_New_Space Heating_Natural Gas_Unit Heater_E8 | F2 | Industrial | Industrial - WA | New | Space Heating | Natural Gas | Unit Heater | E8 | TRC BC Ratio | 0 | 0 | 0 | 0 | 0 | 0 | 0 | 0 | 0 | 0 | 0 | 0 | 0 | 0 | 0 | 0 | 0 | 0 | 0 | 0 | 0 | 0 | 0 | 0 | 0 | 0 | 0
F2_Industrial_Industrial - WA_New_Space Heating_Natural Gas_Unit Heater_E9 | F2 | Industrial | Industrial - WA | New | Space Heating | Natural Gas | Unit Heater | E9 | TRC BC Ratio | 0 | 0 | 0 | 0 | 0 | 0 | 0 | 0 | 0 | 0 | 0 | 0 | 0 | 0 | 0 | 0 | 0 | 0 | 0 | 0 | 0 | 0 | 0 | 0 | 0 | 0 | 0
F2_Industrial_Industrial - WA_New_Space Heating_Natural Gas_Unit Heater_E10 | F2 | Industrial | Industrial - WA | New | Space Heating | Natural Gas | Unit Heater | E10 | TRC BC Ratio | 0 | 0 | 0 | 0 | 0 | 0 | 0 | 0 | 0 | 0 | 0 | 0 | 0 | 0 | 0 | 0 | 0 | 0 | 0 | 0 | 0 | 0 | 0 | 0 | 0 | 0 | 0
F3_Industrial_Industrial - WA_New_Space Heating_Natural Gas_Unit Heater_E1 | F3 | Industrial | Industrial - WA | New | Space Heating | Natural Gas | Unit Heater | E1 | PACT BC Ratio | [24 empty] | 1 | 1 | 1 | bar: 2019 to 2042
F3_Industrial_Industrial - WA_New_Space Heating_Natural Gas_Unit Heater_E2 | F3 | Industrial | Industrial - WA | New | Space Heating | Natural Gas | Unit Heater | E2 | PACT BC Ratio | 5.1299 | 5.349 | 5.5998 | 5.8722 | 6.153 | 6.4371 | 6.7163 | 6.9841 | 7.2538 | 7.4728 | 7.6771 | 7.892 | 8.0995 | 8.283 | 8.4511 | 8.5974 | 8.7359 | 8.877 | 9.0069 | 9.1322 | 9.2541 | 9.3673 | 9.4741 | 9.5681 | 9.6549 | 9.7345 | 9.8073
F3_Industrial_Industrial - WA_New_Space Heating_Natural Gas_Unit Heater_E3 | F3 | Industrial | Industrial - WA | New | Space Heating | Natural Gas | Unit Heater | E3 | PACT BC Ratio | 27.0732 | 27.7844 | 28.3967 | 28.9219 | 29.3873 | 29.8097 | 30.2192 | 30.6213 | 30.992 | 31.3756 | 31.7374 | 32.0506 | 32.332 | 32.5941 | 32.8378 | 33.0694 | 33.2784 | 33.457 | 33.6177 | 33.756 | 33.8717 | 33.9703 | 34.0507 | 34.119 | 34.1715 | 34.2089 | 34.2316
F3_Industrial_Industrial - WA_New_Space Heating_Natural Gas_Unit Heater_E4 | F3 | Industrial | Industrial - WA | New | Space Heating | Natural Gas | Unit Heater | E4 | PACT BC Ratio | 0 | 0 | 0 | 0 | 0 | 0 | 0 | 0 | 0 | 0 | 0 | 0 | 0 | 0 | 0 | 0 | 0 | 0 | 0 | 0 | 0 | 0 | 0 | 0 | 0 | 0 | 0
F3_Industrial_Industrial - WA_New_Space Heating_Natural Gas_Unit Heater_E5 | F3 | Industrial | Industrial - WA | New | Space Heating | Natural Gas | Unit Heater | E5 | PACT BC Ratio | 0 | 0 | 0 | 0 | 0 | 0 | 0 | 0 | 0 | 0 | 0 | 0 | 0 | 0 | 0 | 0 | 0 | 0 | 0 | 0 | 0 | 0 | 0 | 0 | 0 | 0 | 0
F3_Industrial_Industrial - WA_New_Space Heating_Natural Gas_Unit Heater_E6 | F3 | Industrial | Industrial - WA | New | Space Heating | Natural Gas | Unit Heater | E6 | PACT BC Ratio | 0 | 0 | 0 | 0 | 0 | 0 | 0 | 0 | 0 | 0 | 0 | 0 | 0 | 0 | 0 | 0 | 0 | 0 | 0 | 0 | 0 | 0 | 0 | 0 | 0 | 0 | 0
F3_Industrial_Industrial - WA_New_Space Heating_Natural Gas_Unit Heater_E7 | F3 | Industrial | Industrial - WA | New | Space Heating | Natural Gas | Unit Heater | E7 | PACT BC Ratio | 0 | 0 | 0 | 0 | 0 | 0 | 0 | 0 | 0 | 0 | 0 | 0 | 0 | 0 | 0 | 0 | 0 | 0 | 0 | 0 | 0 | 0 | 0 | 0 | 0 | 0 | 0
F3_Industrial_Industrial - WA_New_Space Heating_Natural Gas_Unit Heater_E8 | F3 | Industrial | Industrial - WA | New | Space Heating | Natural Gas | Unit Heater | E8 | PACT BC Ratio | 0 | 0 | 0 | 0 | 0 | 0 | 0 | 0 | 0 | 0 | 0 | 0 | 0 | 0 | 0 | 0 | 0 | 0 | 0 | 0 | 0 | 0 | 0 | 0 | 0 | 0 | 0
F3_Industrial_Industrial - WA_New_Space Heating_Natural Gas_Unit Heater_E9 | F3 | Industrial | Industrial - WA | New | Space Heating | Natural Gas | Unit Heater | E9 | PACT BC Ratio | 0 | 0 | 0 | 0 | 0 | 0 | 0 | 0 | 0 | 0 | 0 | 0 | 0 | 0 | 0 | 0 | 0 | 0 | 0 | 0 | 0 | 0 | 0 | 0 | 0 | 0 | 0
F3_Industrial_Industrial - WA_New_Space Heating_Natural Gas_Unit Heater_E10 | F3 | Industrial | Industrial - WA | New | Space Heating | Natural Gas | Unit Heater | E10 | PACT BC Ratio | 0 | 0 | 0 | 0 | 0 | 0 | 0 | 0 | 0 | 0 | 0 | 0 | 0 | 0 | 0 | 0 | 0 | 0 | 0 | 0 | 0 | 0 | 0 | 0 | 0 | 0 | 0
F4_Industrial_Industrial - WA_New_Space Heating_Natural Gas_Unit Heater_E1 | F4 | Industrial | Industrial - WA | New | Space Heating | Natural Gas | Unit Heater | E1 | RVT BC Ratio | [24 empty] | 1 | 1 | 1 | bar: 2019 to 2042
F4_Industrial_Industrial - WA_New_Space Heating_Natural Gas_Unit Heater_E2 | F4 | Industrial | Industrial - WA | New | Space Heating | Natural Gas | Unit Heater | E2 | RVT BC Ratio | 4.6153 | 4.7679 | 4.9439 | 5.1345 | 5.3283 | 5.5209 | 5.7048 | 5.8753 | 6.0433 | 6.1643 | 6.307 | 6.4568 | 6.5997 | 6.7229 | 6.8329 | 6.9248 | 7.0091 | 7.0938 | 7.1682 | 7.2373 | 7.3018 | 7.385 | 7.4635 | 7.5326 | 7.5963 | 7.6548 | 7.7083
F4_Industrial_Industrial - WA_New_Space Heating_Natural Gas_Unit Heater_E3 | F4 | Industrial | Industrial - WA | New | Space Heating | Natural Gas | Unit Heater | E3 | RVT BC Ratio | 20.9615 | 21.4244 | 21.8037 | 22.109 | 22.3619 | 22.5752 | 22.7724 | 22.9847 | 23.1969 | 23.4505 | 23.6894 | 23.9265 | 24.1413 | 24.3438 | 24.5342 | 24.7176 | 24.8858 | 25.033 | 25.1688 | 25.2896 | 25.3957 | 25.4682 | 25.5272 | 25.5774 | 25.6161 | 25.6435 | 25.6602
F4_Industrial_Industrial - WA_New_Space Heating_Natural Gas_Unit Heater_E4 | F4 | Industrial | Industrial - WA | New | Space Heating | Natural Gas | Unit Heater | E4 | RVT BC Ratio | 0 | 0 | 0 | 0 | 0 | 0 | 0 | 0 | 0 | 0 | 0 | 0 | 0 | 0 | 0 | 0 | 0 | 0 | 0 | 0 | 0 | 0 | 0 | 0 | 0 | 0 | 0
F4_Industrial_Industrial - WA_New_Space Heating_Natural Gas_Unit Heater_E5 | F4 | Industrial | Industrial - WA | New | Space Heating | Natural Gas | Unit Heater | E5 | RVT BC Ratio | 0 | 0 | 0 | 0 | 0 | 0 | 0 | 0 | 0 | 0 | 0 | 0 | 0 | 0 | 0 | 0 | 0 | 0 | 0 | 0 | 0 | 0 | 0 | 0 | 0 | 0 | 0
F4_Industrial_Industrial - WA_New_Space Heating_Natural Gas_Unit Heater_E6 | F4 | Industrial | Industrial - WA | New | Space Heating | Natural Gas | Unit Heater | E6 | RVT BC Ratio | 0 | 0 | 0 | 0 | 0 | 0 | 0 | 0 | 0 | 0 | 0 | 0 | 0 | 0 | 0 | 0 | 0 | 0 | 0 | 0 | 0 | 0 | 0 | 0 | 0 | 0 | 0
F4_Industrial_Industrial - WA_New_Space Heating_Natural Gas_Unit Heater_E7 | F4 | Industrial | Industrial - WA | New | Space Heating | Natural Gas | Unit Heater | E7 | RVT BC Ratio | 0 | 0 | 0 | 0 | 0 | 0 | 0 | 0 | 0 | 0 | 0 | 0 | 0 | 0 | 0 | 0 | 0 | 0 | 0 | 0 | 0 | 0 | 0 | 0 | 0 | 0 | 0
F4_Industrial_Industrial - WA_New_Space Heating_Natural Gas_Unit Heater_E8 | F4 | Industrial | Industrial - WA | New | Space Heating | Natural Gas | Unit Heater | E8 | RVT BC Ratio | 0 | 0 | 0 | 0 | 0 | 0 | 0 | 0 | 0 | 0 | 0 | 0 | 0 | 0 | 0 | 0 | 0 | 0 | 0 | 0 | 0 | 0 | 0 | 0 | 0 | 0 | 0
F4_Industrial_Industrial - WA_New_Space Heating_Natural Gas_Unit Heater_E9 | F4 | Industrial | Industrial - WA | New | Space Heating | Natural Gas | Unit Heater | E9 | RVT BC Ratio | 0 | 0 | 0 | 0 | 0 | 0 | 0 | 0 | 0 | 0 | 0 | 0 | 0 | 0 | 0 | 0 | 0 | 0 | 0 | 0 | 0 | 0 | 0 | 0 | 0 | 0 | 0
F4_Industrial_Industrial - WA_New_Space Heating_Natural Gas_Unit Heater_E10 | F4 | Industrial | Industrial - WA | New | Space Heating | Natural Gas | Unit Heater | E10 | RVT BC Ratio | 0 | 0 | 0 | 0 | 0 | 0 | 0 | 0 | 0 | 0 | 0 | 0 | 0 | 0 | 0 | 0 | 0 | 0 | 0 | 0 | 0 | 0 | 0 | 0 | 0 | 0 | 0
F5_Industrial_Industrial - WA_New_Space Heating_Natural Gas_Unit Heater_E1 | F5 | Industrial | Industrial - WA | New | Space Heating | Natural Gas | Unit Heater | E1 | RIM BC Ratio | [24 empty] | 1 | 1 | 1 | bar: 2019 to 2042
F5_Industrial_Industrial - WA_New_Space Heating_Natural Gas_Unit Heater_E2 | F5 | Industrial | Industrial - WA | New | Space Heating | Natural Gas | Unit Heater | E2 | RIM BC Ratio | 0.74574 | 0.7537 | 0.76205 | 0.77056 | 0.77909 | 0.78764 | 0.7962 | 0.80471 | 0.8133 | 0.82192 | 0.82587 | 0.82989 | 0.83381 | 0.83752 | 0.84115 | 0.84469 | 0.84826 | 0.85194 | 0.85568 | 0.85953 | 0.86351 | 0.86449 | 0.86539 | 0.86617 | 0.86687 | 0.86751 | 0.86808
F5_Industrial_Industrial - WA_New_Space Heating_Natural Gas_Unit Heater_E3 | F5 | Industrial | Industrial - WA | New | Space Heating | Natural Gas | Unit Heater | E3 | RIM BC Ratio | 0.89555 | 0.89941 | 0.90338 | 0.9075 | 0.91176 | 0.91621 | 0.92082 | 0.92453 | 0.92724 | 0.92864 | 0.92996 | 0.92991 | 0.92979 | 0.9296 | 0.92934 | 0.92901 | 0.92861 | 0.92815 | 0.92761 | 0.92701 | 0.92633 | 0.92641 | 0.92647 | 0.92652 | 0.92656 | 0.92658 | 0.9266
F5_Industrial_Industrial - WA_New_Space Heating_Natural Gas_Unit Heater_E4 | F5 | Industrial | Industrial - WA | New | Space Heating | Natural Gas | Unit Heater | E4 | RIM BC Ratio | 0 | 0 | 0 | 0 | 0 | 0 | 0 | 0 | 0 | 0 | 0 | 0 | 0 | 0 | 0 | 0 | 0 | 0 | 0 | 0 | 0 | 0 | 0 | 0 | 0 | 0 | 0
F5_Industrial_Industrial - WA_New_Space Heating_Natural Gas_Unit Heater_E5 | F5 | Industrial | Industrial - WA | New | Space Heating | Natural Gas | Unit Heater | E5 | RIM BC Ratio | 0 | 0 | 0 | 0 | 0 | 0 | 0 | 0 | 0 | 0 | 0 | 0 | 0 | 0 | 0 | 0 | 0 | 0 | 0 | 0 | 0 | 0 | 0 | 0 | 0 | 0 | 0
F5_Industrial_Industrial - WA_New_Space Heating_Natural Gas_Unit Heater_E6 | F5 | Industrial | Industrial - WA | New | Space Heating | Natural Gas | Unit Heater | E6 | RIM BC Ratio | 0 | 0 | 0 | 0 | 0 | 0 | 0 | 0 | 0 | 0 | 0 | 0 | 0 | 0 | 0 | 0 | 0 | 0 | 0 | 0 | 0 | 0 | 0 | 0 | 0 | 0 | 0
F5_Industrial_Industrial - WA_New_Space Heating_Natural Gas_Unit Heater_E7 | F5 | Industrial | Industrial - WA | New | Space Heating | Natural Gas | Unit Heater | E7 | RIM BC Ratio | 0 | 0 | 0 | 0 | 0 | 0 | 0 | 0 | 0 | 0 | 0 | 0 | 0 | 0 | 0 | 0 | 0 | 0 | 0 | 0 | 0 | 0 | 0 | 0 | 0 | 0 | 0
F5_Industrial_Industrial - WA_New_Space Heating_Natural Gas_Unit Heater_E8 | F5 | Industrial | Industrial - WA | New | Space Heating | Natural Gas | Unit Heater | E8 | RIM BC Ratio | 0 | 0 | 0 | 0 | 0 | 0 | 0 | 0 | 0 | 0 | 0 | 0 | 0 | 0 | 0 | 0 | 0 | 0 | 0 | 0 | 0 | 0 | 0 | 0 | 0 | 0 | 0
F5_Industrial_Industrial - WA_New_Space Heating_Natural Gas_Unit Heater_E9 | F5 | Industrial | Industrial - WA | New | Space Heating | Natural Gas | Unit Heater | E9 | RIM BC Ratio | 0 | 0 | 0 | 0 | 0 | 0 | 0 | 0 | 0 | 0 | 0 | 0 | 0 | 0 | 0 | 0 | 0 | 0 | 0 | 0 | 0 | 0 | 0 | 0 | 0 | 0 | 0
F5_Industrial_Industrial - WA_New_Space Heating_Natural Gas_Unit Heater_E10 | F5 | Industrial | Industrial - WA | New | Space Heating | Natural Gas | Unit Heater | E10 | RIM BC Ratio | 0 | 0 | 0 | 0 | 0 | 0 | 0 | 0 | 0 | 0 | 0 | 0 | 0 | 0 | 0 | 0 | 0 | 0 | 0 | 0 | 0 | 0 | 0 | 0 | 0 | 0 | 0
F0_Industrial_Industrial - WA_New_Process_Natural Gas_Process Boiler_E0 | F0 | Industrial | Industrial - WA | New | Process | Natural Gas | Process Boiler | E0 | Economic Unit | Standard | Standard | Standard | Standard | Standard | Standard | Standard | Standard | Standard | Standard | Standard | Standard | Standard | Standard | Standard | Standard | Standard | Standard | Standard | Standard | Standard | Standard | Standard | Standard | Standard | Standard | Standard
F1_Industrial_Industrial - WA_New_Process_Natural Gas_Process Boiler_E1 | F1 | Industrial | Industrial - WA | New | Process | Natural Gas | Process Boiler | E1 | CCE | 0 | 0 | 0 | 0 | 0 | 0 | 0 | 0 | 0 | 0 | 0 | 0 | 0 | 0 | 0 | 0 | 0 | 0 | 0 | 0 | 0 | 0 | 0 | 0 | 0 | 0 | 0
F1_Industrial_Industrial - WA_New_Process_Natural Gas_Process Boiler_E2 | F1 | Industrial | Industrial - WA | New | Process | Natural Gas | Process Boiler | E2 | CCE | 0 | 0 | 0 | 0 | 0 | 0 | 0 | 0 | 0 | 0 | 0 | 0 | 0 | 0 | 0 | 0 | 0 | 0 | 0 | 0 | 0 | 0 | 0 | 0 | 0 | 0 | 0
F1_Industrial_Industrial - WA_New_Process_Natural Gas_Process Boiler_E3 | F1 | Industrial | Industrial - WA | New | Process | Natural Gas | Process Boiler | E3 | CCE | 0 | 0 | 0 | 0 | 0 | 0 | 0 | 0 | 0 | 0 | 0 | 0 | 0 | 0 | 0 | 0 | 0 | 0 | 0 | 0 | 0 | 0 | 0 | 0 | 0 | 0 | 0
F1_Industrial_Industrial - WA_New_Process_Natural Gas_Process Boiler_E4 | F1 | Industrial | Industrial - WA | New | Process | Natural Gas | Process Boiler | E4 | CCE | 0 | 0 | 0 | 0 | 0 | 0 | 0 | 0 | 0 | 0 | 0 | 0 | 0 | 0 | 0 | 0 | 0 | 0 | 0 | 0 | 0 | 0 | 0 | 0 | 0 | 0 | 0
F1_Industrial_Industrial - WA_New_Process_Natural Gas_Process Boiler_E5 | F1 | Industrial | Industrial - WA | New | Process | Natural Gas | Process Boiler | E5 | CCE | 0 | 0 | 0 | 0 | 0 | 0 | 0 | 0 | 0 | 0 | 0 | 0 | 0 | 0 | 0 | 0 | 0 | 0 | 0 | 0 | 0 | 0 | 0 | 0 | 0 | 0 | 0
F1_Industrial_Industrial - WA_New_Process_Natural Gas_Process Boiler_E6 | F1 | Industrial | Industrial - WA | New | Process | Natural Gas | Process Boiler | E6 | CCE | 0 | 0 | 0 | 0 | 0 | 0 | 0 | 0 | 0 | 0 | 0 | 0 | 0 | 0 | 0 | 0 | 0 | 0 | 0 | 0 | 0 | 0 | 0 | 0 | 0 | 0 | 0
F1_Industrial_Industrial - WA_New_Process_Natural Gas_Process Boiler_E7 | F1 | Industrial | Industrial - WA | New | Process | Natural Gas | Process Boiler | E7 | CCE | 0 | 0 | 0 | 0 | 0 | 0 | 0 | 0 | 0 | 0 | 0 | 0 | 0 | 0 | 0 | 0 | 0 | 0 | 0 | 0 | 0 | 0 | 0 | 0 | 0 | 0 | 0
F1_Industrial_Industrial - WA_New_Process_Natural Gas_Process Boiler_E8 | F1 | Industrial | Industrial - WA | New | Process | Natural Gas | Process Boiler | E8 | CCE | 0 | 0 | 0 | 0 | 0 | 0 | 0 | 0 | 0 | 0 | 0 | 0 | 0 | 0 | 0 | 0 | 0 | 0 | 0 | 0 | 0 | 0 | 0 | 0 | 0 | 0 | 0
F1_Industrial_Industrial - WA_New_Process_Natural Gas_Process Boiler_E9 | F1 | Industrial | Industrial - WA | New | Process | Natural Gas | Process Boiler | E9 | CCE | 0 | 0 | 0 | 0 | 0 | 0 | 0 | 0 | 0 | 0 | 0 | 0 | 0 | 0 | 0 | 0 | 0 | 0 | 0 | 0 | 0 | 0 | 0 | 0 | 0 | 0 | 0
F1_Industrial_Industrial - WA_New_Process_Natural Gas_Process Boiler_E10 | F1 | Industrial | Industrial - WA | New | Process | Natural Gas | Process Boiler | E10 | CCE | 0 | 0 | 0 | 0 | 0 | 0 | 0 | 0 | 0 | 0 | 0 | 0 | 0 | 0 | 0 | 0 | 0 | 0 | 0 | 0 | 0 | 0 | 0 | 0 | 0 | 0 | 0
F2_Industrial_Industrial - WA_New_Process_Natural Gas_Process Boiler_E1 | F2 | Industrial | Industrial - WA | New | Process | Natural Gas | Process Boiler | E1 | TRC BC Ratio | [24 empty] | 1 | 1 | 1 | bar: 2019 to 2042
F2_Industrial_Industrial - WA_New_Process_Natural Gas_Process Boiler_E2 | F2 | Industrial | Industrial - WA | New | Process | Natural Gas | Process Boiler | E2 | TRC BC Ratio | 0 | 0 | 0 | 0 | 0 | 0 | 0 | 0 | 0 | 0 | 0 | 0 | 0 | 0 | 0 | 0 | 0 | 0 | 0 | 0 | 0 | 0 | 0 | 0 | 0 | 0 | 0
F2_Industrial_Industrial - WA_New_Process_Natural Gas_Process Boiler_E3 | F2 | Industrial | Industrial - WA | New | Process | Natural Gas | Process Boiler | E3 | TRC BC Ratio | 0 | 0 | 0 | 0 | 0 | 0 | 0 | 0 | 0 | 0 | 0 | 0 | 0 | 0 | 0 | 0 | 0 | 0 | 0 | 0 | 0 | 0 | 0 | 0 | 0 | 0 | 0
F2_Industrial_Industrial - WA_New_Process_Natural Gas_Process Boiler_E4 | F2 | Industrial | Industrial - WA | New | Process | Natural Gas | Process Boiler | E4 | TRC BC Ratio | 0 | 0 | 0 | 0 | 0 | 0 | 0 | 0 | 0 | 0 | 0 | 0 | 0 | 0 | 0 | 0 | 0 | 0 | 0 | 0 | 0 | 0 | 0 | 0 | 0 | 0 | 0
F2_Industrial_Industrial - WA_New_Process_Natural Gas_Process Boiler_E5 | F2 | Industrial | Industrial - WA | New | Process | Natural Gas | Process Boiler | E5 | TRC BC Ratio | 0 | 0 | 0 | 0 | 0 | 0 | 0 | 0 | 0 | 0 | 0 | 0 | 0 | 0 | 0 | 0 | 0 | 0 | 0 | 0 | 0 | 0 | 0 | 0 | 0 | 0 | 0
F2_Industrial_Industrial - WA_New_Process_Natural Gas_Process Boiler_E6 | F2 | Industrial | Industrial - WA | New | Process | Natural Gas | Process Boiler | E6 | TRC BC Ratio | 0 | 0 | 0 | 0 | 0 | 0 | 0 | 0 | 0 | 0 | 0 | 0 | 0 | 0 | 0 | 0 | 0 | 0 | 0 | 0 | 0 | 0 | 0 | 0 | 0 | 0 | 0
F2_Industrial_Industrial - WA_New_Process_Natural Gas_Process Boiler_E7 | F2 | Industrial | Industrial - WA | New | Process | Natural Gas | Process Boiler | E7 | TRC BC Ratio | 0 | 0 | 0 | 0 | 0 | 0 | 0 | 0 | 0 | 0 | 0 | 0 | 0 | 0 | 0 | 0 | 0 | 0 | 0 | 0 | 0 | 0 | 0 | 0 | 0 | 0 | 0
F2_Industrial_Industrial - WA_New_Process_Natural Gas_Process Boiler_E8 | F2 | Industrial | Industrial - WA | New | Process | Natural Gas | Process Boiler | E8 | TRC BC Ratio | 0 | 0 | 0 | 0 | 0 | 0 | 0 | 0 | 0 | 0 | 0 | 0 | 0 | 0 | 0 | 0 | 0 | 0 | 0 | 0 | 0 | 0 | 0 | 0 | 0 | 0 | 0
F2_Industrial_Industrial - WA_New_Process_Natural Gas_Process Boiler_E9 | F2 | Industrial | Industrial - WA | New | Process | Natural Gas | Process Boiler | E9 | TRC BC Ratio | 0 | 0 | 0 | 0 | 0 | 0 | 0 | 0 | 0 | 0 | 0 | 0 | 0 | 0 | 0 | 0 | 0 | 0 | 0 | 0 | 0 | 0 | 0 | 0 | 0 | 0 | 0
F2_Industrial_Industrial - WA_New_Process_Natural Gas_Process Boiler_E10 | F2 | Industrial | Industrial - WA | New | Process | Natural Gas | Process Boiler | E10 | TRC BC Ratio | 0 | 0 | 0 | 0 | 0 | 0 | 0 | 0 | 0 | 0 | 0 | 0 | 0 | 0 | 0 | 0 | 0 | 0 | 0 | 0 | 0 | 0 | 0 | 0 | 0 | 0 | 0
F3_Industrial_Industrial - WA_New_Process_Natural Gas_Process Boiler_E1 | F3 | Industrial | Industrial - WA | New | Process | Natural Gas | Process Boiler | E1 | PACT BC Ratio | [24 empty] | 1 | 1 | 1 | bar: 2019 to 2042
F3_Industrial_Industrial - WA_New_Process_Natural Gas_Process Boiler_E2 | F3 | Industrial | Industrial - WA | New | Process | Natural Gas | Process Boiler | E2 | PACT BC Ratio | 0 | 0 | 0 | 0 | 0 | 0 | 0 | 0 | 0 | 0 | 0 | 0 | 0 | 0 | 0 | 0 | 0 | 0 | 0 | 0 | 0 | 0 | 0 | 0 | 0 | 0 | 0
F3_Industrial_Industrial - WA_New_Process_Natural Gas_Process Boiler_E3 | F3 | Industrial | Industrial - WA | New | Process | Natural Gas | Process Boiler | E3 | PACT BC Ratio | 0 | 0 | 0 | 0 | 0 | 0 | 0 | 0 | 0 | 0 | 0 | 0 | 0 | 0 | 0 | 0 | 0 | 0 | 0 | 0 | 0 | 0 | 0 | 0 | 0 | 0 | 0
F3_Industrial_Industrial - WA_New_Process_Natural Gas_Process Boiler_E4 | F3 | Industrial | Industrial - WA | New | Process | Natural Gas | Process Boiler | E4 | PACT BC Ratio | 0 | 0 | 0 | 0 | 0 | 0 | 0 | 0 | 0 | 0 | 0 | 0 | 0 | 0 | 0 | 0 | 0 | 0 | 0 | 0 | 0 | 0 | 0 | 0 | 0 | 0 | 0
F3_Industrial_Industrial - WA_New_Process_Natural Gas_Process Boiler_E5 | F3 | Industrial | Industrial - WA | New | Process | Natural Gas | Process Boiler | E5 | PACT BC Ratio | 0 | 0 | 0 | 0 | 0 | 0 | 0 | 0 | 0 | 0 | 0 | 0 | 0 | 0 | 0 | 0 | 0 | 0 | 0 | 0 | 0 | 0 | 0 | 0 | 0 | 0 | 0
F3_Industrial_Industrial - WA_New_Process_Natural Gas_Process Boiler_E6 | F3 | Industrial | Industrial - WA | New | Process | Natural Gas | Process Boiler | E6 | PACT BC Ratio | 0 | 0 | 0 | 0 | 0 | 0 | 0 | 0 | 0 | 0 | 0 | 0 | 0 | 0 | 0 | 0 | 0 | 0 | 0 | 0 | 0 | 0 | 0 | 0 | 0 | 0 | 0
F3_Industrial_Industrial - WA_New_Process_Natural Gas_Process Boiler_E7 | F3 | Industrial | Industrial - WA | New | Process | Natural Gas | Process Boiler | E7 | PACT BC Ratio | 0 | 0 | 0 | 0 | 0 | 0 | 0 | 0 | 0 | 0 | 0 | 0 | 0 | 0 | 0 | 0 | 0 | 0 | 0 | 0 | 0 | 0 | 0 | 0 | 0 | 0 | 0
F3_Industrial_Industrial - WA_New_Process_Natural Gas_Process Boiler_E8 | F3 | Industrial | Industrial - WA | New | Process | Natural Gas | Process Boiler | E8 | PACT BC Ratio | 0 | 0 | 0 | 0 | 0 | 0 | 0 | 0 | 0 | 0 | 0 | 0 | 0 | 0 | 0 | 0 | 0 | 0 | 0 | 0 | 0 | 0 | 0 | 0 | 0 | 0 | 0
F3_Industrial_Industrial - WA_New_Process_Natural Gas_Process Boiler_E9 | F3 | Industrial | Industrial - WA | New | Process | Natural Gas | Process Boiler | E9 | PACT BC Ratio | 0 | 0 | 0 | 0 | 0 | 0 | 0 | 0 | 0 | 0 | 0 | 0 | 0 | 0 | 0 | 0 | 0 | 0 | 0 | 0 | 0 | 0 | 0 | 0 | 0 | 0 | 0
F3_Industrial_Industrial - WA_New_Process_Natural Gas_Process Boiler_E10 | F3 | Industrial | Industrial - WA | New | Process | Natural Gas | Process Boiler | E10 | PACT BC Ratio | 0 | 0 | 0 | 0 | 0 | 0 | 0 | 0 | 0 | 0 | 0 | 0 | 0 | 0 | 0 | 0 | 0 | 0 | 0 | 0 | 0 | 0 | 0 | 0 | 0 | 0 | 0
F4_Industrial_Industrial - WA_New_Process_Natural Gas_Process Boiler_E1 | F4 | Industrial | Industrial - WA | New | Process | Natural Gas | Process Boiler | E1 | RVT BC Ratio | [24 empty] | 1 | 1 | 1 | bar: 2019 to 2042
F4_Industrial_Industrial - WA_New_Process_Natural Gas_Process Boiler_E2 | F4 | Industrial | Industrial - WA | New | Process | Natural Gas | Process Boiler | E2 | RVT BC Ratio | 0 | 0 | 0 | 0 | 0 | 0 | 0 | 0 | 0 | 0 | 0 | 0 | 0 | 0 | 0 | 0 | 0 | 0 | 0 | 0 | 0 | 0 | 0 | 0 | 0 | 0 | 0
F4_Industrial_Industrial - WA_New_Process_Natural Gas_Process Boiler_E3 | F4 | Industrial | Industrial - WA | New | Process | Natural Gas | Process Boiler | E3 | RVT BC Ratio | 0 | 0 | 0 | 0 | 0 | 0 | 0 | 0 | 0 | 0 | 0 | 0 | 0 | 0 | 0 | 0 | 0 | 0 | 0 | 0 | 0 | 0 | 0 | 0 | 0 | 0 | 0
F4_Industrial_Industrial - WA_New_Process_Natural Gas_Process Boiler_E4 | F4 | Industrial | Industrial - WA | New | Process | Natural Gas | Process Boiler | E4 | RVT BC Ratio | 0 | 0 | 0 | 0 | 0 | 0 | 0 | 0 | 0 | 0 | 0 | 0 | 0 | 0 | 0 | 0 | 0 | 0 | 0 | 0 | 0 | 0 | 0 | 0 | 0 | 0 | 0
F4_Industrial_Industrial - WA_New_Process_Natural Gas_Process Boiler_E5 | F4 | Industrial | Industrial - WA | New | Process | Natural Gas | Process Boiler | E5 | RVT BC Ratio | 0 | 0 | 0 | 0 | 0 | 0 | 0 | 0 | 0 | 0 | 0 | 0 | 0 | 0 | 0 | 0 | 0 | 0 | 0 | 0 | 0 | 0 | 0 | 0 | 0 | 0 | 0
F4_Industrial_Industrial - WA_New_Process_Natural Gas_Process Boiler_E6 | F4 | Industrial | Industrial - WA | New | Process | Natural Gas | Process Boiler | E6 | RVT BC Ratio | 0 | 0 | 0 | 0 | 0 | 0 | 0 | 0 | 0 | 0 | 0 | 0 | 0 | 0 | 0 | 0 | 0 | 0 | 0 | 0 | 0 | 0 | 0 | 0 | 0 | 0 | 0
F4_Industrial_Industrial - WA_New_Process_Natural Gas_Process Boiler_E7 | F4 | Industrial | Industrial - WA | New | Process | Natural Gas | Process Boiler | E7 | RVT BC Ratio | 0 | 0 | 0 | 0 | 0 | 0 | 0 | 0 | 0 | 0 | 0 | 0 | 0 | 0 | 0 | 0 | 0 | 0 | 0 | 0 | 0 | 0 | 0 | 0 | 0 | 0 | 0
F4_Industrial_Industrial - WA_New_Process_Natural Gas_Process Boiler_E8 | F4 | Industrial | Industrial - WA | New | Process | Natural Gas | Process Boiler | E8 | RVT BC Ratio | 0 | 0 | 0 | 0 | 0 | 0 | 0 | 0 | 0 | 0 | 0 | 0 | 0 | 0 | 0 | 0 | 0 | 0 | 0 | 0 | 0 | 0 | 0 | 0 | 0 | 0 | 0
F4_Industrial_Industrial - WA_New_Process_Natural Gas_Process Boiler_E9 | F4 | Industrial | Industrial - WA | New | Process | Natural Gas | Process Boiler | E9 | RVT BC Ratio | 0 | 0 | 0 | 0 | 0 | 0 | 0 | 0 | 0 | 0 | 0 | 0 | 0 | 0 | 0 | 0 | 0 | 0 | 0 | 0 | 0 | 0 | 0 | 0 | 0 | 0 | 0
F4_Industrial_Industrial - WA_New_Process_Natural Gas_Process Boiler_E10 | F4 | Industrial | Industrial - WA | New | Process | Natural Gas | Process Boiler | E10 | RVT BC Ratio | 0 | 0 | 0 | 0 | 0 | 0 | 0 | 0 | 0 | 0 | 0 | 0 | 0 | 0 | 0 | 0 | 0 | 0 | 0 | 0 | 0 | 0 | 0 | 0 | 0 | 0 | 0
F5_Industrial_Industrial - WA_New_Process_Natural Gas_Process Boiler_E1 | F5 | Industrial | Industrial - WA | New | Process | Natural Gas | Process Boiler | E1 | RIM BC Ratio | [24 empty] | 1 | 1 | 1 | bar: 2019 to 2042
F5_Industrial_Industrial - WA_New_Process_Natural Gas_Process Boiler_E2 | F5 | Industrial | Industrial - WA | New | Process | Natural Gas | Process Boiler | E2 | RIM BC Ratio | 0 | 0 | 0 | 0 | 0 | 0 | 0 | 0 | 0 | 0 | 0 | 0 | 0 | 0 | 0 | 0 | 0 | 0 | 0 | 0 | 0 | 0 | 0 | 0 | 0 | 0 | 0
F5_Industrial_Industrial - WA_New_Process_Natural Gas_Process Boiler_E3 | F5 | Industrial | Industrial - WA | New | Process | Natural Gas | Process Boiler | E3 | RIM BC Ratio | 0 | 0 | 0 | 0 | 0 | 0 | 0 | 0 | 0 | 0 | 0 | 0 | 0 | 0 | 0 | 0 | 0 | 0 | 0 | 0 | 0 | 0 | 0 | 0 | 0 | 0 | 0
F5_Industrial_Industrial - WA_New_Process_Natural Gas_Process Boiler_E4 | F5 | Industrial | Industrial - WA | New | Process | Natural Gas | Process Boiler | E4 | RIM BC Ratio | 0 | 0 | 0 | 0 | 0 | 0 | 0 | 0 | 0 | 0 | 0 | 0 | 0 | 0 | 0 | 0 | 0 | 0 | 0 | 0 | 0 | 0 | 0 | 0 | 0 | 0 | 0
F5_Industrial_Industrial - WA_New_Process_Natural Gas_Process Boiler_E5 | F5 | Industrial | Industrial - WA | New | Process | Natural Gas | Process Boiler | E5 | RIM BC Ratio | 0 | 0 | 0 | 0 | 0 | 0 | 0 | 0 | 0 | 0 | 0 | 0 | 0 | 0 | 0 | 0 | 0 | 0 | 0 | 0 | 0 | 0 | 0 | 0 | 0 | 0 | 0
F5_Industrial_Industrial - WA_New_Process_Natural Gas_Process Boiler_E6 | F5 | Industrial | Industrial - WA | New | Process | Natural Gas | Process Boiler | E6 | RIM BC Ratio | 0 | 0 | 0 | 0 | 0 | 0 | 0 | 0 | 0 | 0 | 0 | 0 | 0 | 0 | 0 | 0 | 0 | 0 | 0 | 0 | 0 | 0 | 0 | 0 | 0 | 0 | 0
F5_Industrial_Industrial - WA_New_Process_Natural Gas_Process Boiler_E7 | F5 | Industrial | Industrial - WA | New | Process | Natural Gas | Process Boiler | E7 | RIM BC Ratio | 0 | 0 | 0 | 0 | 0 | 0 | 0 | 0 | 0 | 0 | 0 | 0 | 0 | 0 | 0 | 0 | 0 | 0 | 0 | 0 | 0 | 0 | 0 | 0 | 0 | 0 | 0
F5_Industrial_Industrial - WA_New_Process_Natural Gas_Process Boiler_E8 | F5 | Industrial | Industrial - WA | New | Process | Natural Gas | Process Boiler | E8 | RIM BC Ratio | 0 | 0 | 0 | 0 | 0 | 0 | 0 | 0 | 0 | 0 | 0 | 0 | 0 | 0 | 0 | 0 | 0 | 0 | 0 | 0 | 0 | 0 | 0 | 0 | 0 | 0 | 0
F5_Industrial_Industrial - WA_New_Process_Natural Gas_Process Boiler_E9 | F5 | Industrial | Industrial - WA | New | Process | Natural Gas | Process Boiler | E9 | RIM BC Ratio | 0 | 0 | 0 | 0 | 0 | 0 | 0 | 0 | 0 | 0 | 0 | 0 | 0 | 0 | 0 | 0 | 0 | 0 | 0 | 0 | 0 | 0 | 0 | 0 | 0 | 0 | 0
F5_Industrial_Industrial - WA_New_Process_Natural Gas_Process Boiler_E10 | F5 | Industrial | Industrial - WA | New | Process | Natural Gas | Process Boiler | E10 | RIM BC Ratio | 0 | 0 | 0 | 0 | 0 | 0 | 0 | 0 | 0 | 0 | 0 | 0 | 0 | 0 | 0 | 0 | 0 | 0 | 0 | 0 | 0 | 0 | 0 | 0 | 0 | 0 | 0
F0_Industrial_Industrial - WA_New_Process_Natural Gas_Process Heating_E0 | F0 | Industrial | Industrial - WA | New | Process | Natural Gas | Process Heating | E0 | Economic Unit | Standard | Standard | Standard | Standard | Standard | Standard | Standard | Standard | Standard | Standard | Standard | Standard | Standard | Standard | Standard | Standard | Standard | Standard | Standard | Standard | Standard | Standard | Standard | Standard | Standard | Standard | Standard
F1_Industrial_Industrial - WA_New_Process_Natural Gas_Process Heating_E1 | F1 | Industrial | Industrial - WA | New | Process | Natural Gas | Process Heating | E1 | CCE | 0 | 0 | 0 | 0 | 0 | 0 | 0 | 0 | 0 | 0 | 0 | 0 | 0 | 0 | 0 | 0 | 0 | 0 | 0 | 0 | 0 | 0 | 0 | 0 | 0 | 0 | 0
F1_Industrial_Industrial - WA_New_Process_Natural Gas_Process Heating_E2 | F1 | Industrial | Industrial - WA | New | Process | Natural Gas | Process Heating | E2 | CCE | 0 | 0 | 0 | 0 | 0 | 0 | 0 | 0 | 0 | 0 | 0 | 0 | 0 | 0 | 0 | 0 | 0 | 0 | 0 | 0 | 0 | 0 | 0 | 0 | 0 | 0 | 0
F1_Industrial_Industrial - WA_New_Process_Natural Gas_Process Heating_E3 | F1 | Industrial | Industrial - WA | New | Process | Natural Gas | Process Heating | E3 | CCE | 0 | 0 | 0 | 0 | 0 | 0 | 0 | 0 | 0 | 0 | 0 | 0 | 0 | 0 | 0 | 0 | 0 | 0 | 0 | 0 | 0 | 0 | 0 | 0 | 0 | 0 | 0
F1_Industrial_Industrial - WA_New_Process_Natural Gas_Process Heating_E4 | F1 | Industrial | Industrial - WA | New | Process | Natural Gas | Process Heating | E4 | CCE | 0 | 0 | 0 | 0 | 0 | 0 | 0 | 0 | 0 | 0 | 0 | 0 | 0 | 0 | 0 | 0 | 0 | 0 | 0 | 0 | 0 | 0 | 0 | 0 | 0 | 0 | 0
F1_Industrial_Industrial - WA_New_Process_Natural Gas_Process Heating_E5 | F1 | Industrial | Industrial - WA | New | Process | Natural Gas | Process Heating | E5 | CCE | 0 | 0 | 0 | 0 | 0 | 0 | 0 | 0 | 0 | 0 | 0 | 0 | 0 | 0 | 0 | 0 | 0 | 0 | 0 | 0 | 0 | 0 | 0 | 0 | 0 | 0 | 0
F1_Industrial_Industrial - WA_New_Process_Natural Gas_Process Heating_E6 | F1 | Industrial | Industrial - WA | New | Process | Natural Gas | Process Heating | E6 | CCE | 0 | 0 | 0 | 0 | 0 | 0 | 0 | 0 | 0 | 0 | 0 | 0 | 0 | 0 | 0 | 0 | 0 | 0 | 0 | 0 | 0 | 0 | 0 | 0 | 0 | 0 | 0
F1_Industrial_Industrial - WA_New_Process_Natural Gas_Process Heating_E7 | F1 | Industrial | Industrial - WA | New | Process | Natural Gas | Process Heating | E7 | CCE | 0 | 0 | 0 | 0 | 0 | 0 | 0 | 0 | 0 | 0 | 0 | 0 | 0 | 0 | 0 | 0 | 0 | 0 | 0 | 0 | 0 | 0 | 0 | 0 | 0 | 0 | 0
F1_Industrial_Industrial - WA_New_Process_Natural Gas_Process Heating_E8 | F1 | Industrial | Industrial - WA | New | Process | Natural Gas | Process Heating | E8 | CCE | 0 | 0 | 0 | 0 | 0 | 0 | 0 | 0 | 0 | 0 | 0 | 0 | 0 | 0 | 0 | 0 | 0 | 0 | 0 | 0 | 0 | 0 | 0 | 0 | 0 | 0 | 0
F1_Industrial_Industrial - WA_New_Process_Natural Gas_Process Heating_E9 | F1 | Industrial | Industrial - WA | New | Process | Natural Gas | Process Heating | E9 | CCE | 0 | 0 | 0 | 0 | 0 | 0 | 0 | 0 | 0 | 0 | 0 | 0 | 0 | 0 | 0 | 0 | 0 | 0 | 0 | 0 | 0 | 0 | 0 | 0 | 0 | 0 | 0
F1_Industrial_Industrial - WA_New_Process_Natural Gas_Process Heating_E10 | F1 | Industrial | Industrial - WA | New | Process | Natural Gas | Process Heating | E10 | CCE | 0 | 0 | 0 | 0 | 0 | 0 | 0 | 0 | 0 | 0 | 0 | 0 | 0 | 0 | 0 | 0 | 0 | 0 | 0 | 0 | 0 | 0 | 0 | 0 | 0 | 0 | 0
F2_Industrial_Industrial - WA_New_Process_Natural Gas_Process Heating_E1 | F2 | Industrial | Industrial - WA | New | Process | Natural Gas | Process Heating | E1 | TRC BC Ratio | [24 empty] | 1 | 1 | 1 | bar: 2019 to 2042
F2_Industrial_Industrial - WA_New_Process_Natural Gas_Process Heating_E2 | F2 | Industrial | Industrial - WA | New | Process | Natural Gas | Process Heating | E2 | TRC BC Ratio | 0 | 0 | 0 | 0 | 0 | 0 | 0 | 0 | 0 | 0 | 0 | 0 | 0 | 0 | 0 | 0 | 0 | 0 | 0 | 0 | 0 | 0 | 0 | 0 | 0 | 0 | 0
F2_Industrial_Industrial - WA_New_Process_Natural Gas_Process Heating_E3 | F2 | Industrial | Industrial - WA | New | Process | Natural Gas | Process Heating | E3 | TRC BC Ratio | 0 | 0 | 0 | 0 | 0 | 0 | 0 | 0 | 0 | 0 | 0 | 0 | 0 | 0 | 0 | 0 | 0 | 0 | 0 | 0 | 0 | 0 | 0 | 0 | 0 | 0 | 0
F2_Industrial_Industrial - WA_New_Process_Natural Gas_Process Heating_E4 | F2 | Industrial | Industrial - WA | New | Process | Natural Gas | Process Heating | E4 | TRC BC Ratio | 0 | 0 | 0 | 0 | 0 | 0 | 0 | 0 | 0 | 0 | 0 | 0 | 0 | 0 | 0 | 0 | 0 | 0 | 0 | 0 | 0 | 0 | 0 | 0 | 0 | 0 | 0
F2_Industrial_Industrial - WA_New_Process_Natural Gas_Process Heating_E5 | F2 | Industrial | Industrial - WA | New | Process | Natural Gas | Process Heating | E5 | TRC BC Ratio | 0 | 0 | 0 | 0 | 0 | 0 | 0 | 0 | 0 | 0 | 0 | 0 | 0 | 0 | 0 | 0 | 0 | 0 | 0 | 0 | 0 | 0 | 0 | 0 | 0 | 0 | 0
F2_Industrial_Industrial - WA_New_Process_Natural Gas_Process Heating_E6 | F2 | Industrial | Industrial - WA | New | Process | Natural Gas | Process Heating | E6 | TRC BC Ratio | 0 | 0 | 0 | 0 | 0 | 0 | 0 | 0 | 0 | 0 | 0 | 0 | 0 | 0 | 0 | 0 | 0 | 0 | 0 | 0 | 0 | 0 | 0 | 0 | 0 | 0 | 0
F2_Industrial_Industrial - WA_New_Process_Natural Gas_Process Heating_E7 | F2 | Industrial | Industrial - WA | New | Process | Natural Gas | Process Heating | E7 | TRC BC Ratio | 0 | 0 | 0 | 0 | 0 | 0 | 0 | 0 | 0 | 0 | 0 | 0 | 0 | 0 | 0 | 0 | 0 | 0 | 0 | 0 | 0 | 0 | 0 | 0 | 0 | 0 | 0
F2_Industrial_Industrial - WA_New_Process_Natural Gas_Process Heating_E8 | F2 | Industrial | Industrial - WA | New | Process | Natural Gas | Process Heating | E8 | TRC BC Ratio | 0 | 0 | 0 | 0 | 0 | 0 | 0 | 0 | 0 | 0 | 0 | 0 | 0 | 0 | 0 | 0 | 0 | 0 | 0 | 0 | 0 | 0 | 0 | 0 | 0 | 0 | 0
F2_Industrial_Industrial - WA_New_Process_Natural Gas_Process Heating_E9 | F2 | Industrial | Industrial - WA | New | Process | Natural Gas | Process Heating | E9 | TRC BC Ratio | 0 | 0 | 0 | 0 | 0 | 0 | 0 | 0 | 0 | 0 | 0 | 0 | 0 | 0 | 0 | 0 | 0 | 0 | 0 | 0 | 0 | 0 | 0 | 0 | 0 | 0 | 0
F2_Industrial_Industrial - WA_New_Process_Natural Gas_Process Heating_E10 | F2 | Industrial | Industrial - WA | New | Process | Natural Gas | Process Heating | E10 | TRC BC Ratio | 0 | 0 | 0 | 0 | 0 | 0 | 0 | 0 | 0 | 0 | 0 | 0 | 0 | 0 | 0 | 0 | 0 | 0 | 0 | 0 | 0 | 0 | 0 | 0 | 0 | 0 | 0
F3_Industrial_Industrial - WA_New_Process_Natural Gas_Process Heating_E1 | F3 | Industrial | Industrial - WA | New | Process | Natural Gas | Process Heating | E1 | PACT BC Ratio | [24 empty] | 1 | 1 | 1 | bar: 2019 to 2042
F3_Industrial_Industrial - WA_New_Process_Natural Gas_Process Heating_E2 | F3 | Industrial | Industrial - WA | New | Process | Natural Gas | Process Heating | E2 | PACT BC Ratio | 0 | 0 | 0 | 0 | 0 | 0 | 0 | 0 | 0 | 0 | 0 | 0 | 0 | 0 | 0 | 0 | 0 | 0 | 0 | 0 | 0 | 0 | 0 | 0 | 0 | 0 | 0
F3_Industrial_Industrial - WA_New_Process_Natural Gas_Process Heating_E3 | F3 | Industrial | Industrial - WA | New | Process | Natural Gas | Process Heating | E3 | PACT BC Ratio | 0 | 0 | 0 | 0 | 0 | 0 | 0 | 0 | 0 | 0 | 0 | 0 | 0 | 0 | 0 | 0 | 0 | 0 | 0 | 0 | 0 | 0 | 0 | 0 | 0 | 0 | 0
F3_Industrial_Industrial - WA_New_Process_Natural Gas_Process Heating_E4 | F3 | Industrial | Industrial - WA | New | Process | Natural Gas | Process Heating | E4 | PACT BC Ratio | 0 | 0 | 0 | 0 | 0 | 0 | 0 | 0 | 0 | 0 | 0 | 0 | 0 | 0 | 0 | 0 | 0 | 0 | 0 | 0 | 0 | 0 | 0 | 0 | 0 | 0 | 0
F3_Industrial_Industrial - WA_New_Process_Natural Gas_Process Heating_E5 | F3 | Industrial | Industrial - WA | New | Process | Natural Gas | Process Heating | E5 | PACT BC Ratio | 0 | 0 | 0 | 0 | 0 | 0 | 0 | 0 | 0 | 0 | 0 | 0 | 0 | 0 | 0 | 0 | 0 | 0 | 0 | 0 | 0 | 0 | 0 | 0 | 0 | 0 | 0
F3_Industrial_Industrial - WA_New_Process_Natural Gas_Process Heating_E6 | F3 | Industrial | Industrial - WA | New | Process | Natural Gas | Process Heating | E6 | PACT BC Ratio | 0 | 0 | 0 | 0 | 0 | 0 | 0 | 0 | 0 | 0 | 0 | 0 | 0 | 0 | 0 | 0 | 0 | 0 | 0 | 0 | 0 | 0 | 0 | 0 | 0 | 0 | 0
F3_Industrial_Industrial - WA_New_Process_Natural Gas_Process Heating_E7 | F3 | Industrial | Industrial - WA | New | Process | Natural Gas | Process Heating | E7 | PACT BC Ratio | 0 | 0 | 0 | 0 | 0 | 0 | 0 | 0 | 0 | 0 | 0 | 0 | 0 | 0 | 0 | 0 | 0 | 0 | 0 | 0 | 0 | 0 | 0 | 0 | 0 | 0 | 0
F3_Industrial_Industrial - WA_New_Process_Natural Gas_Process Heating_E8 | F3 | Industrial | Industrial - WA | New | Process | Natural Gas | Process Heating | E8 | PACT BC Ratio | 0 | 0 | 0 | 0 | 0 | 0 | 0 | 0 | 0 | 0 | 0 | 0 | 0 | 0 | 0 | 0 | 0 | 0 | 0 | 0 | 0 | 0 | 0 | 0 | 0 | 0 | 0
F3_Industrial_Industrial - WA_New_Process_Natural Gas_Process Heating_E9 | F3 | Industrial | Industrial - WA | New | Process | Natural Gas | Process Heating | E9 | PACT BC Ratio | 0 | 0 | 0 | 0 | 0 | 0 | 0 | 0 | 0 | 0 | 0 | 0 | 0 | 0 | 0 | 0 | 0 | 0 | 0 | 0 | 0 | 0 | 0 | 0 | 0 | 0 | 0
F3_Industrial_Industrial - WA_New_Process_Natural Gas_Process Heating_E10 | F3 | Industrial | Industrial - WA | New | Process | Natural Gas | Process Heating | E10 | PACT BC Ratio | 0 | 0 | 0 | 0 | 0 | 0 | 0 | 0 | 0 | 0 | 0 | 0 | 0 | 0 | 0 | 0 | 0 | 0 | 0 | 0 | 0 | 0 | 0 | 0 | 0 | 0 | 0
F4_Industrial_Industrial - WA_New_Process_Natural Gas_Process Heating_E1 | F4 | Industrial | Industrial - WA | New | Process | Natural Gas | Process Heating | E1 | RVT BC Ratio | [24 empty] | 1 | 1 | 1 | bar: 2019 to 2042
F4_Industrial_Industrial - WA_New_Process_Natural Gas_Process Heating_E2 | F4 | Industrial | Industrial - WA | New | Process | Natural Gas | Process Heating | E2 | RVT BC Ratio | 0 | 0 | 0 | 0 | 0 | 0 | 0 | 0 | 0 | 0 | 0 | 0 | 0 | 0 | 0 | 0 | 0 | 0 | 0 | 0 | 0 | 0 | 0 | 0 | 0 | 0 | 0
F4_Industrial_Industrial - WA_New_Process_Natural Gas_Process Heating_E3 | F4 | Industrial | Industrial - WA | New | Process | Natural Gas | Process Heating | E3 | RVT BC Ratio | 0 | 0 | 0 | 0 | 0 | 0 | 0 | 0 | 0 | 0 | 0 | 0 | 0 | 0 | 0 | 0 | 0 | 0 | 0 | 0 | 0 | 0 | 0 | 0 | 0 | 0 | 0
F4_Industrial_Industrial - WA_New_Process_Natural Gas_Process Heating_E4 | F4 | Industrial | Industrial - WA | New | Process | Natural Gas | Process Heating | E4 | RVT BC Ratio | 0 | 0 | 0 | 0 | 0 | 0 | 0 | 0 | 0 | 0 | 0 | 0 | 0 | 0 | 0 | 0 | 0 | 0 | 0 | 0 | 0 | 0 | 0 | 0 | 0 | 0 | 0
F4_Industrial_Industrial - WA_New_Process_Natural Gas_Process Heating_E5 | F4 | Industrial | Industrial - WA | New | Process | Natural Gas | Process Heating | E5 | RVT BC Ratio | 0 | 0 | 0 | 0 | 0 | 0 | 0 | 0 | 0 | 0 | 0 | 0 | 0 | 0 | 0 | 0 | 0 | 0 | 0 | 0 | 0 | 0 | 0 | 0 | 0 | 0 | 0
F4_Industrial_Industrial - WA_New_Process_Natural Gas_Process Heating_E6 | F4 | Industrial | Industrial - WA | New | Process | Natural Gas | Process Heating | E6 | RVT BC Ratio | 0 | 0 | 0 | 0 | 0 | 0 | 0 | 0 | 0 | 0 | 0 | 0 | 0 | 0 | 0 | 0 | 0 | 0 | 0 | 0 | 0 | 0 | 0 | 0 | 0 | 0 | 0
F4_Industrial_Industrial - WA_New_Process_Natural Gas_Process Heating_E7 | F4 | Industrial | Industrial - WA | New | Process | Natural Gas | Process Heating | E7 | RVT BC Ratio | 0 | 0 | 0 | 0 | 0 | 0 | 0 | 0 | 0 | 0 | 0 | 0 | 0 | 0 | 0 | 0 | 0 | 0 | 0 | 0 | 0 | 0 | 0 | 0 | 0 | 0 | 0
F4_Industrial_Industrial - WA_New_Process_Natural Gas_Process Heating_E8 | F4 | Industrial | Industrial - WA | New | Process | Natural Gas | Process Heating | E8 | RVT BC Ratio | 0 | 0 | 0 | 0 | 0 | 0 | 0 | 0 | 0 | 0 | 0 | 0 | 0 | 0 | 0 | 0 | 0 | 0 | 0 | 0 | 0 | 0 | 0 | 0 | 0 | 0 | 0
F4_Industrial_Industrial - WA_New_Process_Natural Gas_Process Heating_E9 | F4 | Industrial | Industrial - WA | New | Process | Natural Gas | Process Heating | E9 | RVT BC Ratio | 0 | 0 | 0 | 0 | 0 | 0 | 0 | 0 | 0 | 0 | 0 | 0 | 0 | 0 | 0 | 0 | 0 | 0 | 0 | 0 | 0 | 0 | 0 | 0 | 0 | 0 | 0
F4_Industrial_Industrial - WA_New_Process_Natural Gas_Process Heating_E10 | F4 | Industrial | Industrial - WA | New | Process | Natural Gas | Process Heating | E10 | RVT BC Ratio | 0 | 0 | 0 | 0 | 0 | 0 | 0 | 0 | 0 | 0 | 0 | 0 | 0 | 0 | 0 | 0 | 0 | 0 | 0 | 0 | 0 | 0 | 0 | 0 | 0 | 0 | 0
F5_Industrial_Industrial - WA_New_Process_Natural Gas_Process Heating_E1 | F5 | Industrial | Industrial - WA | New | Process | Natural Gas | Process Heating | E1 | RIM BC Ratio | [24 empty] | 1 | 1 | 1 | bar: 2019 to 2042
F5_Industrial_Industrial - WA_New_Process_Natural Gas_Process Heating_E2 | F5 | Industrial | Industrial - WA | New | Process | Natural Gas | Process Heating | E2 | RIM BC Ratio | 0 | 0 | 0 | 0 | 0 | 0 | 0 | 0 | 0 | 0 | 0 | 0 | 0 | 0 | 0 | 0 | 0 | 0 | 0 | 0 | 0 | 0 | 0 | 0 | 0 | 0 | 0
F5_Industrial_Industrial - WA_New_Process_Natural Gas_Process Heating_E3 | F5 | Industrial | Industrial - WA | New | Process | Natural Gas | Process Heating | E3 | RIM BC Ratio | 0 | 0 | 0 | 0 | 0 | 0 | 0 | 0 | 0 | 0 | 0 | 0 | 0 | 0 | 0 | 0 | 0 | 0 | 0 | 0 | 0 | 0 | 0 | 0 | 0 | 0 | 0
F5_Industrial_Industrial - WA_New_Process_Natural Gas_Process Heating_E4 | F5 | Industrial | Industrial - WA | New | Process | Natural Gas | Process Heating | E4 | RIM BC Ratio | 0 | 0 | 0 | 0 | 0 | 0 | 0 | 0 | 0 | 0 | 0 | 0 | 0 | 0 | 0 | 0 | 0 | 0 | 0 | 0 | 0 | 0 | 0 | 0 | 0 | 0 | 0
F5_Industrial_Industrial - WA_New_Process_Natural Gas_Process Heating_E5 | F5 | Industrial | Industrial - WA | New | Process | Natural Gas | Process Heating | E5 | RIM BC Ratio | 0 | 0 | 0 | 0 | 0 | 0 | 0 | 0 | 0 | 0 | 0 | 0 | 0 | 0 | 0 | 0 | 0 | 0 | 0 | 0 | 0 | 0 | 0 | 0 | 0 | 0 | 0
F5_Industrial_Industrial - WA_New_Process_Natural Gas_Process Heating_E6 | F5 | Industrial | Industrial - WA | New | Process | Natural Gas | Process Heating | E6 | RIM BC Ratio | 0 | 0 | 0 | 0 | 0 | 0 | 0 | 0 | 0 | 0 | 0 | 0 | 0 | 0 | 0 | 0 | 0 | 0 | 0 | 0 | 0 | 0 | 0 | 0 | 0 | 0 | 0
F5_Industrial_Industrial - WA_New_Process_Natural Gas_Process Heating_E7 | F5 | Industrial | Industrial - WA | New | Process | Natural Gas | Process Heating | E7 | RIM BC Ratio | 0 | 0 | 0 | 0 | 0 | 0 | 0 | 0 | 0 | 0 | 0 | 0 | 0 | 0 | 0 | 0 | 0 | 0 | 0 | 0 | 0 | 0 | 0 | 0 | 0 | 0 | 0
F5_Industrial_Industrial - WA_New_Process_Natural Gas_Process Heating_E8 | F5 | Industrial | Industrial - WA | New | Process | Natural Gas | Process Heating | E8 | RIM BC Ratio | 0 | 0 | 0 | 0 | 0 | 0 | 0 | 0 | 0 | 0 | 0 | 0 | 0 | 0 | 0 | 0 | 0 | 0 | 0 | 0 | 0 | 0 | 0 | 0 | 0 | 0 | 0
F5_Industrial_Industrial - WA_New_Process_Natural Gas_Process Heating_E9 | F5 | Industrial | Industrial - WA | New | Process | Natural Gas | Process Heating | E9 | RIM BC Ratio | 0 | 0 | 0 | 0 | 0 | 0 | 0 | 0 | 0 | 0 | 0 | 0 | 0 | 0 | 0 | 0 | 0 | 0 | 0 | 0 | 0 | 0 | 0 | 0 | 0 | 0 | 0
F5_Industrial_Industrial - WA_New_Process_Natural Gas_Process Heating_E10 | F5 | Industrial | Industrial - WA | New | Process | Natural Gas | Process Heating | E10 | RIM BC Ratio | 0 | 0 | 0 | 0 | 0 | 0 | 0 | 0 | 0 | 0 | 0 | 0 | 0 | 0 | 0 | 0 | 0 | 0 | 0 | 0 | 0 | 0 | 0 | 0 | 0 | 0 | 0
F0_Industrial_Industrial - WA_New_Process_Natural Gas_Process Cooling_E0 | F0 | Industrial | Industrial - WA | New | Process | Natural Gas | Process Cooling | E0 | Economic Unit | Standard | Standard | Standard | Standard | Standard | Standard | Standard | Standard | Standard | Standard | Standard | Standard | Standard | Standard | Standard | Standard | Standard | Standard | Standard | Standard | Standard | Standard | Standard | Standard | Standard | Standard | Standard
F1_Industrial_Industrial - WA_New_Process_Natural Gas_Process Cooling_E1 | F1 | Industrial | Industrial - WA | New | Process | Natural Gas | Process Cooling | E1 | CCE | 0 | 0 | 0 | 0 | 0 | 0 | 0 | 0 | 0 | 0 | 0 | 0 | 0 | 0 | 0 | 0 | 0 | 0 | 0 | 0 | 0 | 0 | 0 | 0 | 0 | 0 | 0
F1_Industrial_Industrial - WA_New_Process_Natural Gas_Process Cooling_E2 | F1 | Industrial | Industrial - WA | New | Process | Natural Gas | Process Cooling | E2 | CCE | 0 | 0 | 0 | 0 | 0 | 0 | 0 | 0 | 0 | 0 | 0 | 0 | 0 | 0 | 0 | 0 | 0 | 0 | 0 | 0 | 0 | 0 | 0 | 0 | 0 | 0 | 0
F1_Industrial_Industrial - WA_New_Process_Natural Gas_Process Cooling_E3 | F1 | Industrial | Industrial - WA | New | Process | Natural Gas | Process Cooling | E3 | CCE | 0 | 0 | 0 | 0 | 0 | 0 | 0 | 0 | 0 | 0 | 0 | 0 | 0 | 0 | 0 | 0 | 0 | 0 | 0 | 0 | 0 | 0 | 0 | 0 | 0 | 0 | 0
F1_Industrial_Industrial - WA_New_Process_Natural Gas_Process Cooling_E4 | F1 | Industrial | Industrial - WA | New | Process | Natural Gas | Process Cooling | E4 | CCE | 0 | 0 | 0 | 0 | 0 | 0 | 0 | 0 | 0 | 0 | 0 | 0 | 0 | 0 | 0 | 0 | 0 | 0 | 0 | 0 | 0 | 0 | 0 | 0 | 0 | 0 | 0
F1_Industrial_Industrial - WA_New_Process_Natural Gas_Process Cooling_E5 | F1 | Industrial | Industrial - WA | New | Process | Natural Gas | Process Cooling | E5 | CCE | 0 | 0 | 0 | 0 | 0 | 0 | 0 | 0 | 0 | 0 | 0 | 0 | 0 | 0 | 0 | 0 | 0 | 0 | 0 | 0 | 0 | 0 | 0 | 0 | 0 | 0 | 0
F1_Industrial_Industrial - WA_New_Process_Natural Gas_Process Cooling_E6 | F1 | Industrial | Industrial - WA | New | Process | Natural Gas | Process Cooling | E6 | CCE | 0 | 0 | 0 | 0 | 0 | 0 | 0 | 0 | 0 | 0 | 0 | 0 | 0 | 0 | 0 | 0 | 0 | 0 | 0 | 0 | 0 | 0 | 0 | 0 | 0 | 0 | 0
F1_Industrial_Industrial - WA_New_Process_Natural Gas_Process Cooling_E7 | F1 | Industrial | Industrial - WA | New | Process | Natural Gas | Process Cooling | E7 | CCE | 0 | 0 | 0 | 0 | 0 | 0 | 0 | 0 | 0 | 0 | 0 | 0 | 0 | 0 | 0 | 0 | 0 | 0 | 0 | 0 | 0 | 0 | 0 | 0 | 0 | 0 | 0
F1_Industrial_Industrial - WA_New_Process_Natural Gas_Process Cooling_E8 | F1 | Industrial | Industrial - WA | New | Process | Natural Gas | Process Cooling | E8 | CCE | 0 | 0 | 0 | 0 | 0 | 0 | 0 | 0 | 0 | 0 | 0 | 0 | 0 | 0 | 0 | 0 | 0 | 0 | 0 | 0 | 0 | 0 | 0 | 0 | 0 | 0 | 0
F1_Industrial_Industrial - WA_New_Process_Natural Gas_Process Cooling_E9 | F1 | Industrial | Industrial - WA | New | Process | Natural Gas | Process Cooling | E9 | CCE | 0 | 0 | 0 | 0 | 0 | 0 | 0 | 0 | 0 | 0 | 0 | 0 | 0 | 0 | 0 | 0 | 0 | 0 | 0 | 0 | 0 | 0 | 0 | 0 | 0 | 0 | 0
F1_Industrial_Industrial - WA_New_Process_Natural Gas_Process Cooling_E10 | F1 | Industrial | Industrial - WA | New | Process | Natural Gas | Process Cooling | E10 | CCE | 0 | 0 | 0 | 0 | 0 | 0 | 0 | 0 | 0 | 0 | 0 | 0 | 0 | 0 | 0 | 0 | 0 | 0 | 0 | 0 | 0 | 0 | 0 | 0 | 0 | 0 | 0
F2_Industrial_Industrial - WA_New_Process_Natural Gas_Process Cooling_E1 | F2 | Industrial | Industrial - WA | New | Process | Natural Gas | Process Cooling | E1 | TRC BC Ratio | [24 empty] | 1 | 1 | 1 | bar: 2019 to 2042
F2_Industrial_Industrial - WA_New_Process_Natural Gas_Process Cooling_E2 | F2 | Industrial | Industrial - WA | New | Process | Natural Gas | Process Cooling | E2 | TRC BC Ratio | 0 | 0 | 0 | 0 | 0 | 0 | 0 | 0 | 0 | 0 | 0 | 0 | 0 | 0 | 0 | 0 | 0 | 0 | 0 | 0 | 0 | 0 | 0 | 0 | 0 | 0 | 0
F2_Industrial_Industrial - WA_New_Process_Natural Gas_Process Cooling_E3 | F2 | Industrial | Industrial - WA | New | Process | Natural Gas | Process Cooling | E3 | TRC BC Ratio | 0 | 0 | 0 | 0 | 0 | 0 | 0 | 0 | 0 | 0 | 0 | 0 | 0 | 0 | 0 | 0 | 0 | 0 | 0 | 0 | 0 | 0 | 0 | 0 | 0 | 0 | 0
F2_Industrial_Industrial - WA_New_Process_Natural Gas_Process Cooling_E4 | F2 | Industrial | Industrial - WA | New | Process | Natural Gas | Process Cooling | E4 | TRC BC Ratio | 0 | 0 | 0 | 0 | 0 | 0 | 0 | 0 | 0 | 0 | 0 | 0 | 0 | 0 | 0 | 0 | 0 | 0 | 0 | 0 | 0 | 0 | 0 | 0 | 0 | 0 | 0
F2_Industrial_Industrial - WA_New_Process_Natural Gas_Process Cooling_E5 | F2 | Industrial | Industrial - WA | New | Process | Natural Gas | Process Cooling | E5 | TRC BC Ratio | 0 | 0 | 0 | 0 | 0 | 0 | 0 | 0 | 0 | 0 | 0 | 0 | 0 | 0 | 0 | 0 | 0 | 0 | 0 | 0 | 0 | 0 | 0 | 0 | 0 | 0 | 0
F2_Industrial_Industrial - WA_New_Process_Natural Gas_Process Cooling_E6 | F2 | Industrial | Industrial - WA | New | Process | Natural Gas | Process Cooling | E6 | TRC BC Ratio | 0 | 0 | 0 | 0 | 0 | 0 | 0 | 0 | 0 | 0 | 0 | 0 | 0 | 0 | 0 | 0 | 0 | 0 | 0 | 0 | 0 | 0 | 0 | 0 | 0 | 0 | 0
F2_Industrial_Industrial - WA_New_Process_Natural Gas_Process Cooling_E7 | F2 | Industrial | Industrial - WA | New | Process | Natural Gas | Process Cooling | E7 | TRC BC Ratio | 0 | 0 | 0 | 0 | 0 | 0 | 0 | 0 | 0 | 0 | 0 | 0 | 0 | 0 | 0 | 0 | 0 | 0 | 0 | 0 | 0 | 0 | 0 | 0 | 0 | 0 | 0
F2_Industrial_Industrial - WA_New_Process_Natural Gas_Process Cooling_E8 | F2 | Industrial | Industrial - WA | New | Process | Natural Gas | Process Cooling | E8 | TRC BC Ratio | 0 | 0 | 0 | 0 | 0 | 0 | 0 | 0 | 0 | 0 | 0 | 0 | 0 | 0 | 0 | 0 | 0 | 0 | 0 | 0 | 0 | 0 | 0 | 0 | 0 | 0 | 0
F2_Industrial_Industrial - WA_New_Process_Natural Gas_Process Cooling_E9 | F2 | Industrial | Industrial - WA | New | Process | Natural Gas | Process Cooling | E9 | TRC BC Ratio | 0 | 0 | 0 | 0 | 0 | 0 | 0 | 0 | 0 | 0 | 0 | 0 | 0 | 0 | 0 | 0 | 0 | 0 | 0 | 0 | 0 | 0 | 0 | 0 | 0 | 0 | 0
F2_Industrial_Industrial - WA_New_Process_Natural Gas_Process Cooling_E10 | F2 | Industrial | Industrial - WA | New | Process | Natural Gas | Process Cooling | E10 | TRC BC Ratio | 0 | 0 | 0 | 0 | 0 | 0 | 0 | 0 | 0 | 0 | 0 | 0 | 0 | 0 | 0 | 0 | 0 | 0 | 0 | 0 | 0 | 0 | 0 | 0 | 0 | 0 | 0
F3_Industrial_Industrial - WA_New_Process_Natural Gas_Process Cooling_E1 | F3 | Industrial | Industrial - WA | New | Process | Natural Gas | Process Cooling | E1 | PACT BC Ratio | [24 empty] | 1 | 1 | 1 | bar: 2019 to 2042
F3_Industrial_Industrial - WA_New_Process_Natural Gas_Process Cooling_E2 | F3 | Industrial | Industrial - WA | New | Process | Natural Gas | Process Cooling | E2 | PACT BC Ratio | 0 | 0 | 0 | 0 | 0 | 0 | 0 | 0 | 0 | 0 | 0 | 0 | 0 | 0 | 0 | 0 | 0 | 0 | 0 | 0 | 0 | 0 | 0 | 0 | 0 | 0 | 0
F3_Industrial_Industrial - WA_New_Process_Natural Gas_Process Cooling_E3 | F3 | Industrial | Industrial - WA | New | Process | Natural Gas | Process Cooling | E3 | PACT BC Ratio | 0 | 0 | 0 | 0 | 0 | 0 | 0 | 0 | 0 | 0 | 0 | 0 | 0 | 0 | 0 | 0 | 0 | 0 | 0 | 0 | 0 | 0 | 0 | 0 | 0 | 0 | 0
F3_Industrial_Industrial - WA_New_Process_Natural Gas_Process Cooling_E4 | F3 | Industrial | Industrial - WA | New | Process | Natural Gas | Process Cooling | E4 | PACT BC Ratio | 0 | 0 | 0 | 0 | 0 | 0 | 0 | 0 | 0 | 0 | 0 | 0 | 0 | 0 | 0 | 0 | 0 | 0 | 0 | 0 | 0 | 0 | 0 | 0 | 0 | 0 | 0
F3_Industrial_Industrial - WA_New_Process_Natural Gas_Process Cooling_E5 | F3 | Industrial | Industrial - WA | New | Process | Natural Gas | Process Cooling | E5 | PACT BC Ratio | 0 | 0 | 0 | 0 | 0 | 0 | 0 | 0 | 0 | 0 | 0 | 0 | 0 | 0 | 0 | 0 | 0 | 0 | 0 | 0 | 0 | 0 | 0 | 0 | 0 | 0 | 0
F3_Industrial_Industrial - WA_New_Process_Natural Gas_Process Cooling_E6 | F3 | Industrial | Industrial - WA | New | Process | Natural Gas | Process Cooling | E6 | PACT BC Ratio | 0 | 0 | 0 | 0 | 0 | 0 | 0 | 0 | 0 | 0 | 0 | 0 | 0 | 0 | 0 | 0 | 0 | 0 | 0 | 0 | 0 | 0 | 0 | 0 | 0 | 0 | 0
F3_Industrial_Industrial - WA_New_Process_Natural Gas_Process Cooling_E7 | F3 | Industrial | Industrial - WA | New | Process | Natural Gas | Process Cooling | E7 | PACT BC Ratio | 0 | 0 | 0 | 0 | 0 | 0 | 0 | 0 | 0 | 0 | 0 | 0 | 0 | 0 | 0 | 0 | 0 | 0 | 0 | 0 | 0 | 0 | 0 | 0 | 0 | 0 | 0
F3_Industrial_Industrial - WA_New_Process_Natural Gas_Process Cooling_E8 | F3 | Industrial | Industrial - WA | New | Process | Natural Gas | Process Cooling | E8 | PACT BC Ratio | 0 | 0 | 0 | 0 | 0 | 0 | 0 | 0 | 0 | 0 | 0 | 0 | 0 | 0 | 0 | 0 | 0 | 0 | 0 | 0 | 0 | 0 | 0 | 0 | 0 | 0 | 0
F3_Industrial_Industrial - WA_New_Process_Natural Gas_Process Cooling_E9 | F3 | Industrial | Industrial - WA | New | Process | Natural Gas | Process Cooling | E9 | PACT BC Ratio | 0 | 0 | 0 | 0 | 0 | 0 | 0 | 0 | 0 | 0 | 0 | 0 | 0 | 0 | 0 | 0 | 0 | 0 | 0 | 0 | 0 | 0 | 0 | 0 | 0 | 0 | 0
F3_Industrial_Industrial - WA_New_Process_Natural Gas_Process Cooling_E10 | F3 | Industrial | Industrial - WA | New | Process | Natural Gas | Process Cooling | E10 | PACT BC Ratio | 0 | 0 | 0 | 0 | 0 | 0 | 0 | 0 | 0 | 0 | 0 | 0 | 0 | 0 | 0 | 0 | 0 | 0 | 0 | 0 | 0 | 0 | 0 | 0 | 0 | 0 | 0
F4_Industrial_Industrial - WA_New_Process_Natural Gas_Process Cooling_E1 | F4 | Industrial | Industrial - WA | New | Process | Natural Gas | Process Cooling | E1 | RVT BC Ratio | [24 empty] | 1 | 1 | 1 | bar: 2019 to 2042
F4_Industrial_Industrial - WA_New_Process_Natural Gas_Process Cooling_E2 | F4 | Industrial | Industrial - WA | New | Process | Natural Gas | Process Cooling | E2 | RVT BC Ratio | 0 | 0 | 0 | 0 | 0 | 0 | 0 | 0 | 0 | 0 | 0 | 0 | 0 | 0 | 0 | 0 | 0 | 0 | 0 | 0 | 0 | 0 | 0 | 0 | 0 | 0 | 0
F4_Industrial_Industrial - WA_New_Process_Natural Gas_Process Cooling_E3 | F4 | Industrial | Industrial - WA | New | Process | Natural Gas | Process Cooling | E3 | RVT BC Ratio | 0 | 0 | 0 | 0 | 0 | 0 | 0 | 0 | 0 | 0 | 0 | 0 | 0 | 0 | 0 | 0 | 0 | 0 | 0 | 0 | 0 | 0 | 0 | 0 | 0 | 0 | 0
F4_Industrial_Industrial - WA_New_Process_Natural Gas_Process Cooling_E4 | F4 | Industrial | Industrial - WA | New | Process | Natural Gas | Process Cooling | E4 | RVT BC Ratio | 0 | 0 | 0 | 0 | 0 | 0 | 0 | 0 | 0 | 0 | 0 | 0 | 0 | 0 | 0 | 0 | 0 | 0 | 0 | 0 | 0 | 0 | 0 | 0 | 0 | 0 | 0
F4_Industrial_Industrial - WA_New_Process_Natural Gas_Process Cooling_E5 | F4 | Industrial | Industrial - WA | New | Process | Natural Gas | Process Cooling | E5 | RVT BC Ratio | 0 | 0 | 0 | 0 | 0 | 0 | 0 | 0 | 0 | 0 | 0 | 0 | 0 | 0 | 0 | 0 | 0 | 0 | 0 | 0 | 0 | 0 | 0 | 0 | 0 | 0 | 0
F4_Industrial_Industrial - WA_New_Process_Natural Gas_Process Cooling_E6 | F4 | Industrial | Industrial - WA | New | Process | Natural Gas | Process Cooling | E6 | RVT BC Ratio | 0 | 0 | 0 | 0 | 0 | 0 | 0 | 0 | 0 | 0 | 0 | 0 | 0 | 0 | 0 | 0 | 0 | 0 | 0 | 0 | 0 | 0 | 0 | 0 | 0 | 0 | 0
F4_Industrial_Industrial - WA_New_Process_Natural Gas_Process Cooling_E7 | F4 | Industrial | Industrial - WA | New | Process | Natural Gas | Process Cooling | E7 | RVT BC Ratio | 0 | 0 | 0 | 0 | 0 | 0 | 0 | 0 | 0 | 0 | 0 | 0 | 0 | 0 | 0 | 0 | 0 | 0 | 0 | 0 | 0 | 0 | 0 | 0 | 0 | 0 | 0
F4_Industrial_Industrial - WA_New_Process_Natural Gas_Process Cooling_E8 | F4 | Industrial | Industrial - WA | New | Process | Natural Gas | Process Cooling | E8 | RVT BC Ratio | 0 | 0 | 0 | 0 | 0 | 0 | 0 | 0 | 0 | 0 | 0 | 0 | 0 | 0 | 0 | 0 | 0 | 0 | 0 | 0 | 0 | 0 | 0 | 0 | 0 | 0 | 0
F4_Industrial_Industrial - WA_New_Process_Natural Gas_Process Cooling_E9 | F4 | Industrial | Industrial - WA | New | Process | Natural Gas | Process Cooling | E9 | RVT BC Ratio | 0 | 0 | 0 | 0 | 0 | 0 | 0 | 0 | 0 | 0 | 0 | 0 | 0 | 0 | 0 | 0 | 0 | 0 | 0 | 0 | 0 | 0 | 0 | 0 | 0 | 0 | 0
F4_Industrial_Industrial - WA_New_Process_Natural Gas_Process Cooling_E10 | F4 | Industrial | Industrial - WA | New | Process | Natural Gas | Process Cooling | E10 | RVT BC Ratio | 0 | 0 | 0 | 0 | 0 | 0 | 0 | 0 | 0 | 0 | 0 | 0 | 0 | 0 | 0 | 0 | 0 | 0 | 0 | 0 | 0 | 0 | 0 | 0 | 0 | 0 | 0
F5_Industrial_Industrial - WA_New_Process_Natural Gas_Process Cooling_E1 | F5 | Industrial | Industrial - WA | New | Process | Natural Gas | Process Cooling | E1 | RIM BC Ratio | [24 empty] | 1 | 1 | 1 | bar: 2019 to 2042
F5_Industrial_Industrial - WA_New_Process_Natural Gas_Process Cooling_E2 | F5 | Industrial | Industrial - WA | New | Process | Natural Gas | Process Cooling | E2 | RIM BC Ratio | 0 | 0 | 0 | 0 | 0 | 0 | 0 | 0 | 0 | 0 | 0 | 0 | 0 | 0 | 0 | 0 | 0 | 0 | 0 | 0 | 0 | 0 | 0 | 0 | 0 | 0 | 0
F5_Industrial_Industrial - WA_New_Process_Natural Gas_Process Cooling_E3 | F5 | Industrial | Industrial - WA | New | Process | Natural Gas | Process Cooling | E3 | RIM BC Ratio | 0 | 0 | 0 | 0 | 0 | 0 | 0 | 0 | 0 | 0 | 0 | 0 | 0 | 0 | 0 | 0 | 0 | 0 | 0 | 0 | 0 | 0 | 0 | 0 | 0 | 0 | 0
F5_Industrial_Industrial - WA_New_Process_Natural Gas_Process Cooling_E4 | F5 | Industrial | Industrial - WA | New | Process | Natural Gas | Process Cooling | E4 | RIM BC Ratio | 0 | 0 | 0 | 0 | 0 | 0 | 0 | 0 | 0 | 0 | 0 | 0 | 0 | 0 | 0 | 0 | 0 | 0 | 0 | 0 | 0 | 0 | 0 | 0 | 0 | 0 | 0
F5_Industrial_Industrial - WA_New_Process_Natural Gas_Process Cooling_E5 | F5 | Industrial | Industrial - WA | New | Process | Natural Gas | Process Cooling | E5 | RIM BC Ratio | 0 | 0 | 0 | 0 | 0 | 0 | 0 | 0 | 0 | 0 | 0 | 0 | 0 | 0 | 0 | 0 | 0 | 0 | 0 | 0 | 0 | 0 | 0 | 0 | 0 | 0 | 0
F5_Industrial_Industrial - WA_New_Process_Natural Gas_Process Cooling_E6 | F5 | Industrial | Industrial - WA | New | Process | Natural Gas | Process Cooling | E6 | RIM BC Ratio | 0 | 0 | 0 | 0 | 0 | 0 | 0 | 0 | 0 | 0 | 0 | 0 | 0 | 0 | 0 | 0 | 0 | 0 | 0 | 0 | 0 | 0 | 0 | 0 | 0 | 0 | 0
F5_Industrial_Industrial - WA_New_Process_Natural Gas_Process Cooling_E7 | F5 | Industrial | Industrial - WA | New | Process | Natural Gas | Process Cooling | E7 | RIM BC Ratio | 0 | 0 | 0 | 0 | 0 | 0 | 0 | 0 | 0 | 0 | 0 | 0 | 0 | 0 | 0 | 0 | 0 | 0 | 0 | 0 | 0 | 0 | 0 | 0 | 0 | 0 | 0
F5_Industrial_Industrial - WA_New_Process_Natural Gas_Process Cooling_E8 | F5 | Industrial | Industrial - WA | New | Process | Natural Gas | Process Cooling | E8 | RIM BC Ratio | 0 | 0 | 0 | 0 | 0 | 0 | 0 | 0 | 0 | 0 | 0 | 0 | 0 | 0 | 0 | 0 | 0 | 0 | 0 | 0 | 0 | 0 | 0 | 0 | 0 | 0 | 0
F5_Industrial_Industrial - WA_New_Process_Natural Gas_Process Cooling_E9 | F5 | Industrial | Industrial - WA | New | Process | Natural Gas | Process Cooling | E9 | RIM BC Ratio | 0 | 0 | 0 | 0 | 0 | 0 | 0 | 0 | 0 | 0 | 0 | 0 | 0 | 0 | 0 | 0 | 0 | 0 | 0 | 0 | 0 | 0 | 0 | 0 | 0 | 0 | 0
F5_Industrial_Industrial - WA_New_Process_Natural Gas_Process Cooling_E10 | F5 | Industrial | Industrial - WA | New | Process | Natural Gas | Process Cooling | E10 | RIM BC Ratio | 0 | 0 | 0 | 0 | 0 | 0 | 0 | 0 | 0 | 0 | 0 | 0 | 0 | 0 | 0 | 0 | 0 | 0 | 0 | 0 | 0 | 0 | 0 | 0 | 0 | 0 | 0
F0_Industrial_Industrial - WA_New_Process_Natural Gas_Other Process_E0 | F0 | Industrial | Industrial - WA | New | Process | Natural Gas | Other Process | E0 | Economic Unit | Standard | Standard | Standard | Standard | Standard | Standard | Standard | Standard | Standard | Standard | Standard | Standard | Standard | Standard | Standard | Standard | Standard | Standard | Standard | Standard | Standard | Standard | Standard | Standard | Standard | Standard | Standard
F1_Industrial_Industrial - WA_New_Process_Natural Gas_Other Process_E1 | F1 | Industrial | Industrial - WA | New | Process | Natural Gas | Other Process | E1 | CCE | 0 | 0 | 0 | 0 | 0 | 0 | 0 | 0 | 0 | 0 | 0 | 0 | 0 | 0 | 0 | 0 | 0 | 0 | 0 | 0 | 0 | 0 | 0 | 0 | 0 | 0 | 0
F1_Industrial_Industrial - WA_New_Process_Natural Gas_Other Process_E2 | F1 | Industrial | Industrial - WA | New | Process | Natural Gas | Other Process | E2 | CCE | 0 | 0 | 0 | 0 | 0 | 0 | 0 | 0 | 0 | 0 | 0 | 0 | 0 | 0 | 0 | 0 | 0 | 0 | 0 | 0 | 0 | 0 | 0 | 0 | 0 | 0 | 0
F1_Industrial_Industrial - WA_New_Process_Natural Gas_Other Process_E3 | F1 | Industrial | Industrial - WA | New | Process | Natural Gas | Other Process | E3 | CCE | 0 | 0 | 0 | 0 | 0 | 0 | 0 | 0 | 0 | 0 | 0 | 0 | 0 | 0 | 0 | 0 | 0 | 0 | 0 | 0 | 0 | 0 | 0 | 0 | 0 | 0 | 0
F1_Industrial_Industrial - WA_New_Process_Natural Gas_Other Process_E4 | F1 | Industrial | Industrial - WA | New | Process | Natural Gas | Other Process | E4 | CCE | 0 | 0 | 0 | 0 | 0 | 0 | 0 | 0 | 0 | 0 | 0 | 0 | 0 | 0 | 0 | 0 | 0 | 0 | 0 | 0 | 0 | 0 | 0 | 0 | 0 | 0 | 0
F1_Industrial_Industrial - WA_New_Process_Natural Gas_Other Process_E5 | F1 | Industrial | Industrial - WA | New | Process | Natural Gas | Other Process | E5 | CCE | 0 | 0 | 0 | 0 | 0 | 0 | 0 | 0 | 0 | 0 | 0 | 0 | 0 | 0 | 0 | 0 | 0 | 0 | 0 | 0 | 0 | 0 | 0 | 0 | 0 | 0 | 0
F1_Industrial_Industrial - WA_New_Process_Natural Gas_Other Process_E6 | F1 | Industrial | Industrial - WA | New | Process | Natural Gas | Other Process | E6 | CCE | 0 | 0 | 0 | 0 | 0 | 0 | 0 | 0 | 0 | 0 | 0 | 0 | 0 | 0 | 0 | 0 | 0 | 0 | 0 | 0 | 0 | 0 | 0 | 0 | 0 | 0 | 0
F1_Industrial_Industrial - WA_New_Process_Natural Gas_Other Process_E7 | F1 | Industrial | Industrial - WA | New | Process | Natural Gas | Other Process | E7 | CCE | 0 | 0 | 0 | 0 | 0 | 0 | 0 | 0 | 0 | 0 | 0 | 0 | 0 | 0 | 0 | 0 | 0 | 0 | 0 | 0 | 0 | 0 | 0 | 0 | 0 | 0 | 0
F1_Industrial_Industrial - WA_New_Process_Natural Gas_Other Process_E8 | F1 | Industrial | Industrial - WA | New | Process | Natural Gas | Other Process | E8 | CCE | 0 | 0 | 0 | 0 | 0 | 0 | 0 | 0 | 0 | 0 | 0 | 0 | 0 | 0 | 0 | 0 | 0 | 0 | 0 | 0 | 0 | 0 | 0 | 0 | 0 | 0 | 0
F1_Industrial_Industrial - WA_New_Process_Natural Gas_Other Process_E9 | F1 | Industrial | Industrial - WA | New | Process | Natural Gas | Other Process | E9 | CCE | 0 | 0 | 0 | 0 | 0 | 0 | 0 | 0 | 0 | 0 | 0 | 0 | 0 | 0 | 0 | 0 | 0 | 0 | 0 | 0 | 0 | 0 | 0 | 0 | 0 | 0 | 0
F1_Industrial_Industrial - WA_New_Process_Natural Gas_Other Process_E10 | F1 | Industrial | Industrial - WA | New | Process | Natural Gas | Other Process | E10 | CCE | 0 | 0 | 0 | 0 | 0 | 0 | 0 | 0 | 0 | 0 | 0 | 0 | 0 | 0 | 0 | 0 | 0 | 0 | 0 | 0 | 0 | 0 | 0 | 0 | 0 | 0 | 0
F2_Industrial_Industrial - WA_New_Process_Natural Gas_Other Process_E1 | F2 | Industrial | Industrial - WA | New | Process | Natural Gas | Other Process | E1 | TRC BC Ratio | [24 empty] | 1 | 1 | 1 | bar: 2019 to 2042
F2_Industrial_Industrial - WA_New_Process_Natural Gas_Other Process_E2 | F2 | Industrial | Industrial - WA | New | Process | Natural Gas | Other Process | E2 | TRC BC Ratio | 0 | 0 | 0 | 0 | 0 | 0 | 0 | 0 | 0 | 0 | 0 | 0 | 0 | 0 | 0 | 0 | 0 | 0 | 0 | 0 | 0 | 0 | 0 | 0 | 0 | 0 | 0
F2_Industrial_Industrial - WA_New_Process_Natural Gas_Other Process_E3 | F2 | Industrial | Industrial - WA | New | Process | Natural Gas | Other Process | E3 | TRC BC Ratio | 0 | 0 | 0 | 0 | 0 | 0 | 0 | 0 | 0 | 0 | 0 | 0 | 0 | 0 | 0 | 0 | 0 | 0 | 0 | 0 | 0 | 0 | 0 | 0 | 0 | 0 | 0
F2_Industrial_Industrial - WA_New_Process_Natural Gas_Other Process_E4 | F2 | Industrial | Industrial - WA | New | Process | Natural Gas | Other Process | E4 | TRC BC Ratio | 0 | 0 | 0 | 0 | 0 | 0 | 0 | 0 | 0 | 0 | 0 | 0 | 0 | 0 | 0 | 0 | 0 | 0 | 0 | 0 | 0 | 0 | 0 | 0 | 0 | 0 | 0
F2_Industrial_Industrial - WA_New_Process_Natural Gas_Other Process_E5 | F2 | Industrial | Industrial - WA | New | Process | Natural Gas | Other Process | E5 | TRC BC Ratio | 0 | 0 | 0 | 0 | 0 | 0 | 0 | 0 | 0 | 0 | 0 | 0 | 0 | 0 | 0 | 0 | 0 | 0 | 0 | 0 | 0 | 0 | 0 | 0 | 0 | 0 | 0
F2_Industrial_Industrial - WA_New_Process_Natural Gas_Other Process_E6 | F2 | Industrial | Industrial - WA | New | Process | Natural Gas | Other Process | E6 | TRC BC Ratio | 0 | 0 | 0 | 0 | 0 | 0 | 0 | 0 | 0 | 0 | 0 | 0 | 0 | 0 | 0 | 0 | 0 | 0 | 0 | 0 | 0 | 0 | 0 | 0 | 0 | 0 | 0
F2_Industrial_Industrial - WA_New_Process_Natural Gas_Other Process_E7 | F2 | Industrial | Industrial - WA | New | Process | Natural Gas | Other Process | E7 | TRC BC Ratio | 0 | 0 | 0 | 0 | 0 | 0 | 0 | 0 | 0 | 0 | 0 | 0 | 0 | 0 | 0 | 0 | 0 | 0 | 0 | 0 | 0 | 0 | 0 | 0 | 0 | 0 | 0
F2_Industrial_Industrial - WA_New_Process_Natural Gas_Other Process_E8 | F2 | Industrial | Industrial - WA | New | Process | Natural Gas | Other Process | E8 | TRC BC Ratio | 0 | 0 | 0 | 0 | 0 | 0 | 0 | 0 | 0 | 0 | 0 | 0 | 0 | 0 | 0 | 0 | 0 | 0 | 0 | 0 | 0 | 0 | 0 | 0 | 0 | 0 | 0
F2_Industrial_Industrial - WA_New_Process_Natural Gas_Other Process_E9 | F2 | Industrial | Industrial - WA | New | Process | Natural Gas | Other Process | E9 | TRC BC Ratio | 0 | 0 | 0 | 0 | 0 | 0 | 0 | 0 | 0 | 0 | 0 | 0 | 0 | 0 | 0 | 0 | 0 | 0 | 0 | 0 | 0 | 0 | 0 | 0 | 0 | 0 | 0
F2_Industrial_Industrial - WA_New_Process_Natural Gas_Other Process_E10 | F2 | Industrial | Industrial - WA | New | Process | Natural Gas | Other Process | E10 | TRC BC Ratio | 0 | 0 | 0 | 0 | 0 | 0 | 0 | 0 | 0 | 0 | 0 | 0 | 0 | 0 | 0 | 0 | 0 | 0 | 0 | 0 | 0 | 0 | 0 | 0 | 0 | 0 | 0
F3_Industrial_Industrial - WA_New_Process_Natural Gas_Other Process_E1 | F3 | Industrial | Industrial - WA | New | Process | Natural Gas | Other Process | E1 | PACT BC Ratio | [24 empty] | 1 | 1 | 1 | bar: 2019 to 2042
F3_Industrial_Industrial - WA_New_Process_Natural Gas_Other Process_E2 | F3 | Industrial | Industrial - WA | New | Process | Natural Gas | Other Process | E2 | PACT BC Ratio | 0 | 0 | 0 | 0 | 0 | 0 | 0 | 0 | 0 | 0 | 0 | 0 | 0 | 0 | 0 | 0 | 0 | 0 | 0 | 0 | 0 | 0 | 0 | 0 | 0 | 0 | 0
F3_Industrial_Industrial - WA_New_Process_Natural Gas_Other Process_E3 | F3 | Industrial | Industrial - WA | New | Process | Natural Gas | Other Process | E3 | PACT BC Ratio | 0 | 0 | 0 | 0 | 0 | 0 | 0 | 0 | 0 | 0 | 0 | 0 | 0 | 0 | 0 | 0 | 0 | 0 | 0 | 0 | 0 | 0 | 0 | 0 | 0 | 0 | 0
F3_Industrial_Industrial - WA_New_Process_Natural Gas_Other Process_E4 | F3 | Industrial | Industrial - WA | New | Process | Natural Gas | Other Process | E4 | PACT BC Ratio | 0 | 0 | 0 | 0 | 0 | 0 | 0 | 0 | 0 | 0 | 0 | 0 | 0 | 0 | 0 | 0 | 0 | 0 | 0 | 0 | 0 | 0 | 0 | 0 | 0 | 0 | 0
F3_Industrial_Industrial - WA_New_Process_Natural Gas_Other Process_E5 | F3 | Industrial | Industrial - WA | New | Process | Natural Gas | Other Process | E5 | PACT BC Ratio | 0 | 0 | 0 | 0 | 0 | 0 | 0 | 0 | 0 | 0 | 0 | 0 | 0 | 0 | 0 | 0 | 0 | 0 | 0 | 0 | 0 | 0 | 0 | 0 | 0 | 0 | 0
F3_Industrial_Industrial - WA_New_Process_Natural Gas_Other Process_E6 | F3 | Industrial | Industrial - WA | New | Process | Natural Gas | Other Process | E6 | PACT BC Ratio | 0 | 0 | 0 | 0 | 0 | 0 | 0 | 0 | 0 | 0 | 0 | 0 | 0 | 0 | 0 | 0 | 0 | 0 | 0 | 0 | 0 | 0 | 0 | 0 | 0 | 0 | 0
F3_Industrial_Industrial - WA_New_Process_Natural Gas_Other Process_E7 | F3 | Industrial | Industrial - WA | New | Process | Natural Gas | Other Process | E7 | PACT BC Ratio | 0 | 0 | 0 | 0 | 0 | 0 | 0 | 0 | 0 | 0 | 0 | 0 | 0 | 0 | 0 | 0 | 0 | 0 | 0 | 0 | 0 | 0 | 0 | 0 | 0 | 0 | 0
F3_Industrial_Industrial - WA_New_Process_Natural Gas_Other Process_E8 | F3 | Industrial | Industrial - WA | New | Process | Natural Gas | Other Process | E8 | PACT BC Ratio | 0 | 0 | 0 | 0 | 0 | 0 | 0 | 0 | 0 | 0 | 0 | 0 | 0 | 0 | 0 | 0 | 0 | 0 | 0 | 0 | 0 | 0 | 0 | 0 | 0 | 0 | 0
F3_Industrial_Industrial - WA_New_Process_Natural Gas_Other Process_E9 | F3 | Industrial | Industrial - WA | New | Process | Natural Gas | Other Process | E9 | PACT BC Ratio | 0 | 0 | 0 | 0 | 0 | 0 | 0 | 0 | 0 | 0 | 0 | 0 | 0 | 0 | 0 | 0 | 0 | 0 | 0 | 0 | 0 | 0 | 0 | 0 | 0 | 0 | 0
F3_Industrial_Industrial - WA_New_Process_Natural Gas_Other Process_E10 | F3 | Industrial | Industrial - WA | New | Process | Natural Gas | Other Process | E10 | PACT BC Ratio | 0 | 0 | 0 | 0 | 0 | 0 | 0 | 0 | 0 | 0 | 0 | 0 | 0 | 0 | 0 | 0 | 0 | 0 | 0 | 0 | 0 | 0 | 0 | 0 | 0 | 0 | 0
F4_Industrial_Industrial - WA_New_Process_Natural Gas_Other Process_E1 | F4 | Industrial | Industrial - WA | New | Process | Natural Gas | Other Process | E1 | RVT BC Ratio | [24 empty] | 1 | 1 | 1 | bar: 2019 to 2042
F4_Industrial_Industrial - WA_New_Process_Natural Gas_Other Process_E2 | F4 | Industrial | Industrial - WA | New | Process | Natural Gas | Other Process | E2 | RVT BC Ratio | 0 | 0 | 0 | 0 | 0 | 0 | 0 | 0 | 0 | 0 | 0 | 0 | 0 | 0 | 0 | 0 | 0 | 0 | 0 | 0 | 0 | 0 | 0 | 0 | 0 | 0 | 0
F4_Industrial_Industrial - WA_New_Process_Natural Gas_Other Process_E3 | F4 | Industrial | Industrial - WA | New | Process | Natural Gas | Other Process | E3 | RVT BC Ratio | 0 | 0 | 0 | 0 | 0 | 0 | 0 | 0 | 0 | 0 | 0 | 0 | 0 | 0 | 0 | 0 | 0 | 0 | 0 | 0 | 0 | 0 | 0 | 0 | 0 | 0 | 0
F4_Industrial_Industrial - WA_New_Process_Natural Gas_Other Process_E4 | F4 | Industrial | Industrial - WA | New | Process | Natural Gas | Other Process | E4 | RVT BC Ratio | 0 | 0 | 0 | 0 | 0 | 0 | 0 | 0 | 0 | 0 | 0 | 0 | 0 | 0 | 0 | 0 | 0 | 0 | 0 | 0 | 0 | 0 | 0 | 0 | 0 | 0 | 0
F4_Industrial_Industrial - WA_New_Process_Natural Gas_Other Process_E5 | F4 | Industrial | Industrial - WA | New | Process | Natural Gas | Other Process | E5 | RVT BC Ratio | 0 | 0 | 0 | 0 | 0 | 0 | 0 | 0 | 0 | 0 | 0 | 0 | 0 | 0 | 0 | 0 | 0 | 0 | 0 | 0 | 0 | 0 | 0 | 0 | 0 | 0 | 0
F4_Industrial_Industrial - WA_New_Process_Natural Gas_Other Process_E6 | F4 | Industrial | Industrial - WA | New | Process | Natural Gas | Other Process | E6 | RVT BC Ratio | 0 | 0 | 0 | 0 | 0 | 0 | 0 | 0 | 0 | 0 | 0 | 0 | 0 | 0 | 0 | 0 | 0 | 0 | 0 | 0 | 0 | 0 | 0 | 0 | 0 | 0 | 0
F4_Industrial_Industrial - WA_New_Process_Natural Gas_Other Process_E7 | F4 | Industrial | Industrial - WA | New | Process | Natural Gas | Other Process | E7 | RVT BC Ratio | 0 | 0 | 0 | 0 | 0 | 0 | 0 | 0 | 0 | 0 | 0 | 0 | 0 | 0 | 0 | 0 | 0 | 0 | 0 | 0 | 0 | 0 | 0 | 0 | 0 | 0 | 0
F4_Industrial_Industrial - WA_New_Process_Natural Gas_Other Process_E8 | F4 | Industrial | Industrial - WA | New | Process | Natural Gas | Other Process | E8 | RVT BC Ratio | 0 | 0 | 0 | 0 | 0 | 0 | 0 | 0 | 0 | 0 | 0 | 0 | 0 | 0 | 0 | 0 | 0 | 0 | 0 | 0 | 0 | 0 | 0 | 0 | 0 | 0 | 0
F4_Industrial_Industrial - WA_New_Process_Natural Gas_Other Process_E9 | F4 | Industrial | Industrial - WA | New | Process | Natural Gas | Other Process | E9 | RVT BC Ratio | 0 | 0 | 0 | 0 | 0 | 0 | 0 | 0 | 0 | 0 | 0 | 0 | 0 | 0 | 0 | 0 | 0 | 0 | 0 | 0 | 0 | 0 | 0 | 0 | 0 | 0 | 0
F4_Industrial_Industrial - WA_New_Process_Natural Gas_Other Process_E10 | F4 | Industrial | Industrial - WA | New | Process | Natural Gas | Other Process | E10 | RVT BC Ratio | 0 | 0 | 0 | 0 | 0 | 0 | 0 | 0 | 0 | 0 | 0 | 0 | 0 | 0 | 0 | 0 | 0 | 0 | 0 | 0 | 0 | 0 | 0 | 0 | 0 | 0 | 0
F5_Industrial_Industrial - WA_New_Process_Natural Gas_Other Process_E1 | F5 | Industrial | Industrial - WA | New | Process | Natural Gas | Other Process | E1 | RIM BC Ratio | [24 empty] | 1 | 1 | 1 | bar: 2019 to 2042
F5_Industrial_Industrial - WA_New_Process_Natural Gas_Other Process_E2 | F5 | Industrial | Industrial - WA | New | Process | Natural Gas | Other Process | E2 | RIM BC Ratio | 0 | 0 | 0 | 0 | 0 | 0 | 0 | 0 | 0 | 0 | 0 | 0 | 0 | 0 | 0 | 0 | 0 | 0 | 0 | 0 | 0 | 0 | 0 | 0 | 0 | 0 | 0
F5_Industrial_Industrial - WA_New_Process_Natural Gas_Other Process_E3 | F5 | Industrial | Industrial - WA | New | Process | Natural Gas | Other Process | E3 | RIM BC Ratio | 0 | 0 | 0 | 0 | 0 | 0 | 0 | 0 | 0 | 0 | 0 | 0 | 0 | 0 | 0 | 0 | 0 | 0 | 0 | 0 | 0 | 0 | 0 | 0 | 0 | 0 | 0
F5_Industrial_Industrial - WA_New_Process_Natural Gas_Other Process_E4 | F5 | Industrial | Industrial - WA | New | Process | Natural Gas | Other Process | E4 | RIM BC Ratio | 0 | 0 | 0 | 0 | 0 | 0 | 0 | 0 | 0 | 0 | 0 | 0 | 0 | 0 | 0 | 0 | 0 | 0 | 0 | 0 | 0 | 0 | 0 | 0 | 0 | 0 | 0
F5_Industrial_Industrial - WA_New_Process_Natural Gas_Other Process_E5 | F5 | Industrial | Industrial - WA | New | Process | Natural Gas | Other Process | E5 | RIM BC Ratio | 0 | 0 | 0 | 0 | 0 | 0 | 0 | 0 | 0 | 0 | 0 | 0 | 0 | 0 | 0 | 0 | 0 | 0 | 0 | 0 | 0 | 0 | 0 | 0 | 0 | 0 | 0
F5_Industrial_Industrial - WA_New_Process_Natural Gas_Other Process_E6 | F5 | Industrial | Industrial - WA | New | Process | Natural Gas | Other Process | E6 | RIM BC Ratio | 0 | 0 | 0 | 0 | 0 | 0 | 0 | 0 | 0 | 0 | 0 | 0 | 0 | 0 | 0 | 0 | 0 | 0 | 0 | 0 | 0 | 0 | 0 | 0 | 0 | 0 | 0
F5_Industrial_Industrial - WA_New_Process_Natural Gas_Other Process_E7 | F5 | Industrial | Industrial - WA | New | Process | Natural Gas | Other Process | E7 | RIM BC Ratio | 0 | 0 | 0 | 0 | 0 | 0 | 0 | 0 | 0 | 0 | 0 | 0 | 0 | 0 | 0 | 0 | 0 | 0 | 0 | 0 | 0 | 0 | 0 | 0 | 0 | 0 | 0
F5_Industrial_Industrial - WA_New_Process_Natural Gas_Other Process_E8 | F5 | Industrial | Industrial - WA | New | Process | Natural Gas | Other Process | E8 | RIM BC Ratio | 0 | 0 | 0 | 0 | 0 | 0 | 0 | 0 | 0 | 0 | 0 | 0 | 0 | 0 | 0 | 0 | 0 | 0 | 0 | 0 | 0 | 0 | 0 | 0 | 0 | 0 | 0
F5_Industrial_Industrial - WA_New_Process_Natural Gas_Other Process_E9 | F5 | Industrial | Industrial - WA | New | Process | Natural Gas | Other Process | E9 | RIM BC Ratio | 0 | 0 | 0 | 0 | 0 | 0 | 0 | 0 | 0 | 0 | 0 | 0 | 0 | 0 | 0 | 0 | 0 | 0 | 0 | 0 | 0 | 0 | 0 | 0 | 0 | 0 | 0
F5_Industrial_Industrial - WA_New_Process_Natural Gas_Other Process_E10 | F5 | Industrial | Industrial - WA | New | Process | Natural Gas | Other Process | E10 | RIM BC Ratio | 0 | 0 | 0 | 0 | 0 | 0 | 0 | 0 | 0 | 0 | 0 | 0 | 0 | 0 | 0 | 0 | 0 | 0 | 0 | 0 | 0 | 0 | 0 | 0 | 0 | 0 | 0
F0_Industrial_Industrial - WA_New_Miscellaneous_Natural Gas_Miscellaneous_E0 | F0 | Industrial | Industrial - WA | New | Miscellaneous | Natural Gas | Miscellaneous | E0 | Economic Unit | Standard | Standard | Standard | Standard | Standard | Standard | Standard | Standard | Standard | Standard | Standard | Standard | Standard | Standard | Standard | Standard | Standard | Standard | Standard | Standard | Standard | Standard | Standard | Standard | Standard | Standard | Standard
F1_Industrial_Industrial - WA_New_Miscellaneous_Natural Gas_Miscellaneous_E1 | F1 | Industrial | Industrial - WA | New | Miscellaneous | Natural Gas | Miscellaneous | E1 | CCE | 0 | 0 | 0 | 0 | 0 | 0 | 0 | 0 | 0 | 0 | 0 | 0 | 0 | 0 | 0 | 0 | 0 | 0 | 0 | 0 | 0 | 0 | 0 | 0 | 0 | 0 | 0
F1_Industrial_Industrial - WA_New_Miscellaneous_Natural Gas_Miscellaneous_E2 | F1 | Industrial | Industrial - WA | New | Miscellaneous | Natural Gas | Miscellaneous | E2 | CCE | 0 | 0 | 0 | 0 | 0 | 0 | 0 | 0 | 0 | 0 | 0 | 0 | 0 | 0 | 0 | 0 | 0 | 0 | 0 | 0 | 0 | 0 | 0 | 0 | 0 | 0 | 0
F1_Industrial_Industrial - WA_New_Miscellaneous_Natural Gas_Miscellaneous_E3 | F1 | Industrial | Industrial - WA | New | Miscellaneous | Natural Gas | Miscellaneous | E3 | CCE | 0 | 0 | 0 | 0 | 0 | 0 | 0 | 0 | 0 | 0 | 0 | 0 | 0 | 0 | 0 | 0 | 0 | 0 | 0 | 0 | 0 | 0 | 0 | 0 | 0 | 0 | 0
F1_Industrial_Industrial - WA_New_Miscellaneous_Natural Gas_Miscellaneous_E4 | F1 | Industrial | Industrial - WA | New | Miscellaneous | Natural Gas | Miscellaneous | E4 | CCE | 0 | 0 | 0 | 0 | 0 | 0 | 0 | 0 | 0 | 0 | 0 | 0 | 0 | 0 | 0 | 0 | 0 | 0 | 0 | 0 | 0 | 0 | 0 | 0 | 0 | 0 | 0
F1_Industrial_Industrial - WA_New_Miscellaneous_Natural Gas_Miscellaneous_E5 | F1 | Industrial | Industrial - WA | New | Miscellaneous | Natural Gas | Miscellaneous | E5 | CCE | 0 | 0 | 0 | 0 | 0 | 0 | 0 | 0 | 0 | 0 | 0 | 0 | 0 | 0 | 0 | 0 | 0 | 0 | 0 | 0 | 0 | 0 | 0 | 0 | 0 | 0 | 0
F1_Industrial_Industrial - WA_New_Miscellaneous_Natural Gas_Miscellaneous_E6 | F1 | Industrial | Industrial - WA | New | Miscellaneous | Natural Gas | Miscellaneous | E6 | CCE | 0 | 0 | 0 | 0 | 0 | 0 | 0 | 0 | 0 | 0 | 0 | 0 | 0 | 0 | 0 | 0 | 0 | 0 | 0 | 0 | 0 | 0 | 0 | 0 | 0 | 0 | 0
F1_Industrial_Industrial - WA_New_Miscellaneous_Natural Gas_Miscellaneous_E7 | F1 | Industrial | Industrial - WA | New | Miscellaneous | Natural Gas | Miscellaneous | E7 | CCE | 0 | 0 | 0 | 0 | 0 | 0 | 0 | 0 | 0 | 0 | 0 | 0 | 0 | 0 | 0 | 0 | 0 | 0 | 0 | 0 | 0 | 0 | 0 | 0 | 0 | 0 | 0
F1_Industrial_Industrial - WA_New_Miscellaneous_Natural Gas_Miscellaneous_E8 | F1 | Industrial | Industrial - WA | New | Miscellaneous | Natural Gas | Miscellaneous | E8 | CCE | 0 | 0 | 0 | 0 | 0 | 0 | 0 | 0 | 0 | 0 | 0 | 0 | 0 | 0 | 0 | 0 | 0 | 0 | 0 | 0 | 0 | 0 | 0 | 0 | 0 | 0 | 0
F1_Industrial_Industrial - WA_New_Miscellaneous_Natural Gas_Miscellaneous_E9 | F1 | Industrial | Industrial - WA | New | Miscellaneous | Natural Gas | Miscellaneous | E9 | CCE | 0 | 0 | 0 | 0 | 0 | 0 | 0 | 0 | 0 | 0 | 0 | 0 | 0 | 0 | 0 | 0 | 0 | 0 | 0 | 0 | 0 | 0 | 0 | 0 | 0 | 0 | 0
F1_Industrial_Industrial - WA_New_Miscellaneous_Natural Gas_Miscellaneous_E10 | F1 | Industrial | Industrial - WA | New | Miscellaneous | Natural Gas | Miscellaneous | E10 | CCE | 0 | 0 | 0 | 0 | 0 | 0 | 0 | 0 | 0 | 0 | 0 | 0 | 0 | 0 | 0 | 0 | 0 | 0 | 0 | 0 | 0 | 0 | 0 | 0 | 0 | 0 | 0
F2_Industrial_Industrial - WA_New_Miscellaneous_Natural Gas_Miscellaneous_E1 | F2 | Industrial | Industrial - WA | New | Miscellaneous | Natural Gas | Miscellaneous | E1 | TRC BC Ratio | [24 empty] | 1 | 1 | 1 | bar: 2019 to 2042
F2_Industrial_Industrial - WA_New_Miscellaneous_Natural Gas_Miscellaneous_E2 | F2 | Industrial | Industrial - WA | New | Miscellaneous | Natural Gas | Miscellaneous | E2 | TRC BC Ratio | 0 | 0 | 0 | 0 | 0 | 0 | 0 | 0 | 0 | 0 | 0 | 0 | 0 | 0 | 0 | 0 | 0 | 0 | 0 | 0 | 0 | 0 | 0 | 0 | 0 | 0 | 0
F2_Industrial_Industrial - WA_New_Miscellaneous_Natural Gas_Miscellaneous_E3 | F2 | Industrial | Industrial - WA | New | Miscellaneous | Natural Gas | Miscellaneous | E3 | TRC BC Ratio | 0 | 0 | 0 | 0 | 0 | 0 | 0 | 0 | 0 | 0 | 0 | 0 | 0 | 0 | 0 | 0 | 0 | 0 | 0 | 0 | 0 | 0 | 0 | 0 | 0 | 0 | 0
F2_Industrial_Industrial - WA_New_Miscellaneous_Natural Gas_Miscellaneous_E4 | F2 | Industrial | Industrial - WA | New | Miscellaneous | Natural Gas | Miscellaneous | E4 | TRC BC Ratio | 0 | 0 | 0 | 0 | 0 | 0 | 0 | 0 | 0 | 0 | 0 | 0 | 0 | 0 | 0 | 0 | 0 | 0 | 0 | 0 | 0 | 0 | 0 | 0 | 0 | 0 | 0
F2_Industrial_Industrial - WA_New_Miscellaneous_Natural Gas_Miscellaneous_E5 | F2 | Industrial | Industrial - WA | New | Miscellaneous | Natural Gas | Miscellaneous | E5 | TRC BC Ratio | 0 | 0 | 0 | 0 | 0 | 0 | 0 | 0 | 0 | 0 | 0 | 0 | 0 | 0 | 0 | 0 | 0 | 0 | 0 | 0 | 0 | 0 | 0 | 0 | 0 | 0 | 0
F2_Industrial_Industrial - WA_New_Miscellaneous_Natural Gas_Miscellaneous_E6 | F2 | Industrial | Industrial - WA | New | Miscellaneous | Natural Gas | Miscellaneous | E6 | TRC BC Ratio | 0 | 0 | 0 | 0 | 0 | 0 | 0 | 0 | 0 | 0 | 0 | 0 | 0 | 0 | 0 | 0 | 0 | 0 | 0 | 0 | 0 | 0 | 0 | 0 | 0 | 0 | 0
F2_Industrial_Industrial - WA_New_Miscellaneous_Natural Gas_Miscellaneous_E7 | F2 | Industrial | Industrial - WA | New | Miscellaneous | Natural Gas | Miscellaneous | E7 | TRC BC Ratio | 0 | 0 | 0 | 0 | 0 | 0 | 0 | 0 | 0 | 0 | 0 | 0 | 0 | 0 | 0 | 0 | 0 | 0 | 0 | 0 | 0 | 0 | 0 | 0 | 0 | 0 | 0
F2_Industrial_Industrial - WA_New_Miscellaneous_Natural Gas_Miscellaneous_E8 | F2 | Industrial | Industrial - WA | New | Miscellaneous | Natural Gas | Miscellaneous | E8 | TRC BC Ratio | 0 | 0 | 0 | 0 | 0 | 0 | 0 | 0 | 0 | 0 | 0 | 0 | 0 | 0 | 0 | 0 | 0 | 0 | 0 | 0 | 0 | 0 | 0 | 0 | 0 | 0 | 0
F2_Industrial_Industrial - WA_New_Miscellaneous_Natural Gas_Miscellaneous_E9 | F2 | Industrial | Industrial - WA | New | Miscellaneous | Natural Gas | Miscellaneous | E9 | TRC BC Ratio | 0 | 0 | 0 | 0 | 0 | 0 | 0 | 0 | 0 | 0 | 0 | 0 | 0 | 0 | 0 | 0 | 0 | 0 | 0 | 0 | 0 | 0 | 0 | 0 | 0 | 0 | 0
F2_Industrial_Industrial - WA_New_Miscellaneous_Natural Gas_Miscellaneous_E10 | F2 | Industrial | Industrial - WA | New | Miscellaneous | Natural Gas | Miscellaneous | E10 | TRC BC Ratio | 0 | 0 | 0 | 0 | 0 | 0 | 0 | 0 | 0 | 0 | 0 | 0 | 0 | 0 | 0 | 0 | 0 | 0 | 0 | 0 | 0 | 0 | 0 | 0 | 0 | 0 | 0
F3_Industrial_Industrial - WA_New_Miscellaneous_Natural Gas_Miscellaneous_E1 | F3 | Industrial | Industrial - WA | New | Miscellaneous | Natural Gas | Miscellaneous | E1 | PACT BC Ratio | [24 empty] | 1 | 1 | 1 | bar: 2019 to 2042
F3_Industrial_Industrial - WA_New_Miscellaneous_Natural Gas_Miscellaneous_E2 | F3 | Industrial | Industrial - WA | New | Miscellaneous | Natural Gas | Miscellaneous | E2 | PACT BC Ratio | 0 | 0 | 0 | 0 | 0 | 0 | 0 | 0 | 0 | 0 | 0 | 0 | 0 | 0 | 0 | 0 | 0 | 0 | 0 | 0 | 0 | 0 | 0 | 0 | 0 | 0 | 0
F3_Industrial_Industrial - WA_New_Miscellaneous_Natural Gas_Miscellaneous_E3 | F3 | Industrial | Industrial - WA | New | Miscellaneous | Natural Gas | Miscellaneous | E3 | PACT BC Ratio | 0 | 0 | 0 | 0 | 0 | 0 | 0 | 0 | 0 | 0 | 0 | 0 | 0 | 0 | 0 | 0 | 0 | 0 | 0 | 0 | 0 | 0 | 0 | 0 | 0 | 0 | 0
F3_Industrial_Industrial - WA_New_Miscellaneous_Natural Gas_Miscellaneous_E4 | F3 | Industrial | Industrial - WA | New | Miscellaneous | Natural Gas | Miscellaneous | E4 | PACT BC Ratio | 0 | 0 | 0 | 0 | 0 | 0 | 0 | 0 | 0 | 0 | 0 | 0 | 0 | 0 | 0 | 0 | 0 | 0 | 0 | 0 | 0 | 0 | 0 | 0 | 0 | 0 | 0
F3_Industrial_Industrial - WA_New_Miscellaneous_Natural Gas_Miscellaneous_E5 | F3 | Industrial | Industrial - WA | New | Miscellaneous | Natural Gas | Miscellaneous | E5 | PACT BC Ratio | 0 | 0 | 0 | 0 | 0 | 0 | 0 | 0 | 0 | 0 | 0 | 0 | 0 | 0 | 0 | 0 | 0 | 0 | 0 | 0 | 0 | 0 | 0 | 0 | 0 | 0 | 0
F3_Industrial_Industrial - WA_New_Miscellaneous_Natural Gas_Miscellaneous_E6 | F3 | Industrial | Industrial - WA | New | Miscellaneous | Natural Gas | Miscellaneous | E6 | PACT BC Ratio | 0 | 0 | 0 | 0 | 0 | 0 | 0 | 0 | 0 | 0 | 0 | 0 | 0 | 0 | 0 | 0 | 0 | 0 | 0 | 0 | 0 | 0 | 0 | 0 | 0 | 0 | 0
F3_Industrial_Industrial - WA_New_Miscellaneous_Natural Gas_Miscellaneous_E7 | F3 | Industrial | Industrial - WA | New | Miscellaneous | Natural Gas | Miscellaneous | E7 | PACT BC Ratio | 0 | 0 | 0 | 0 | 0 | 0 | 0 | 0 | 0 | 0 | 0 | 0 | 0 | 0 | 0 | 0 | 0 | 0 | 0 | 0 | 0 | 0 | 0 | 0 | 0 | 0 | 0
F3_Industrial_Industrial - WA_New_Miscellaneous_Natural Gas_Miscellaneous_E8 | F3 | Industrial | Industrial - WA | New | Miscellaneous | Natural Gas | Miscellaneous | E8 | PACT BC Ratio | 0 | 0 | 0 | 0 | 0 | 0 | 0 | 0 | 0 | 0 | 0 | 0 | 0 | 0 | 0 | 0 | 0 | 0 | 0 | 0 | 0 | 0 | 0 | 0 | 0 | 0 | 0
F3_Industrial_Industrial - WA_New_Miscellaneous_Natural Gas_Miscellaneous_E9 | F3 | Industrial | Industrial - WA | New | Miscellaneous | Natural Gas | Miscellaneous | E9 | PACT BC Ratio | 0 | 0 | 0 | 0 | 0 | 0 | 0 | 0 | 0 | 0 | 0 | 0 | 0 | 0 | 0 | 0 | 0 | 0 | 0 | 0 | 0 | 0 | 0 | 0 | 0 | 0 | 0
F3_Industrial_Industrial - WA_New_Miscellaneous_Natural Gas_Miscellaneous_E10 | F3 | Industrial | Industrial - WA | New | Miscellaneous | Natural Gas | Miscellaneous | E10 | PACT BC Ratio | 0 | 0 | 0 | 0 | 0 | 0 | 0 | 0 | 0 | 0 | 0 | 0 | 0 | 0 | 0 | 0 | 0 | 0 | 0 | 0 | 0 | 0 | 0 | 0 | 0 | 0 | 0
F4_Industrial_Industrial - WA_New_Miscellaneous_Natural Gas_Miscellaneous_E1 | F4 | Industrial | Industrial - WA | New | Miscellaneous | Natural Gas | Miscellaneous | E1 | RVT BC Ratio | [24 empty] | 1 | 1 | 1 | bar: 2019 to 2042
F4_Industrial_Industrial - WA_New_Miscellaneous_Natural Gas_Miscellaneous_E2 | F4 | Industrial | Industrial - WA | New | Miscellaneous | Natural Gas | Miscellaneous | E2 | RVT BC Ratio | 0 | 0 | 0 | 0 | 0 | 0 | 0 | 0 | 0 | 0 | 0 | 0 | 0 | 0 | 0 | 0 | 0 | 0 | 0 | 0 | 0 | 0 | 0 | 0 | 0 | 0 | 0
F4_Industrial_Industrial - WA_New_Miscellaneous_Natural Gas_Miscellaneous_E3 | F4 | Industrial | Industrial - WA | New | Miscellaneous | Natural Gas | Miscellaneous | E3 | RVT BC Ratio | 0 | 0 | 0 | 0 | 0 | 0 | 0 | 0 | 0 | 0 | 0 | 0 | 0 | 0 | 0 | 0 | 0 | 0 | 0 | 0 | 0 | 0 | 0 | 0 | 0 | 0 | 0
F4_Industrial_Industrial - WA_New_Miscellaneous_Natural Gas_Miscellaneous_E4 | F4 | Industrial | Industrial - WA | New | Miscellaneous | Natural Gas | Miscellaneous | E4 | RVT BC Ratio | 0 | 0 | 0 | 0 | 0 | 0 | 0 | 0 | 0 | 0 | 0 | 0 | 0 | 0 | 0 | 0 | 0 | 0 | 0 | 0 | 0 | 0 | 0 | 0 | 0 | 0 | 0
F4_Industrial_Industrial - WA_New_Miscellaneous_Natural Gas_Miscellaneous_E5 | F4 | Industrial | Industrial - WA | New | Miscellaneous | Natural Gas | Miscellaneous | E5 | RVT BC Ratio | 0 | 0 | 0 | 0 | 0 | 0 | 0 | 0 | 0 | 0 | 0 | 0 | 0 | 0 | 0 | 0 | 0 | 0 | 0 | 0 | 0 | 0 | 0 | 0 | 0 | 0 | 0
F4_Industrial_Industrial - WA_New_Miscellaneous_Natural Gas_Miscellaneous_E6 | F4 | Industrial | Industrial - WA | New | Miscellaneous | Natural Gas | Miscellaneous | E6 | RVT BC Ratio | 0 | 0 | 0 | 0 | 0 | 0 | 0 | 0 | 0 | 0 | 0 | 0 | 0 | 0 | 0 | 0 | 0 | 0 | 0 | 0 | 0 | 0 | 0 | 0 | 0 | 0 | 0
F4_Industrial_Industrial - WA_New_Miscellaneous_Natural Gas_Miscellaneous_E7 | F4 | Industrial | Industrial - WA | New | Miscellaneous | Natural Gas | Miscellaneous | E7 | RVT BC Ratio | 0 | 0 | 0 | 0 | 0 | 0 | 0 | 0 | 0 | 0 | 0 | 0 | 0 | 0 | 0 | 0 | 0 | 0 | 0 | 0 | 0 | 0 | 0 | 0 | 0 | 0 | 0
F4_Industrial_Industrial - WA_New_Miscellaneous_Natural Gas_Miscellaneous_E8 | F4 | Industrial | Industrial - WA | New | Miscellaneous | Natural Gas | Miscellaneous | E8 | RVT BC Ratio | 0 | 0 | 0 | 0 | 0 | 0 | 0 | 0 | 0 | 0 | 0 | 0 | 0 | 0 | 0 | 0 | 0 | 0 | 0 | 0 | 0 | 0 | 0 | 0 | 0 | 0 | 0
F4_Industrial_Industrial - WA_New_Miscellaneous_Natural Gas_Miscellaneous_E9 | F4 | Industrial | Industrial - WA | New | Miscellaneous | Natural Gas | Miscellaneous | E9 | RVT BC Ratio | 0 | 0 | 0 | 0 | 0 | 0 | 0 | 0 | 0 | 0 | 0 | 0 | 0 | 0 | 0 | 0 | 0 | 0 | 0 | 0 | 0 | 0 | 0 | 0 | 0 | 0 | 0
F4_Industrial_Industrial - WA_New_Miscellaneous_Natural Gas_Miscellaneous_E10 | F4 | Industrial | Industrial - WA | New | Miscellaneous | Natural Gas | Miscellaneous | E10 | RVT BC Ratio | 0 | 0 | 0 | 0 | 0 | 0 | 0 | 0 | 0 | 0 | 0 | 0 | 0 | 0 | 0 | 0 | 0 | 0 | 0 | 0 | 0 | 0 | 0 | 0 | 0 | 0 | 0
F5_Industrial_Industrial - WA_New_Miscellaneous_Natural Gas_Miscellaneous_E1 | F5 | Industrial | Industrial - WA | New | Miscellaneous | Natural Gas | Miscellaneous | E1 | RIM BC Ratio | [24 empty] | 1 | 1 | 1 | bar: 2019 to 2042
F5_Industrial_Industrial - WA_New_Miscellaneous_Natural Gas_Miscellaneous_E2 | F5 | Industrial | Industrial - WA | New | Miscellaneous | Natural Gas | Miscellaneous | E2 | RIM BC Ratio | 0 | 0 | 0 | 0 | 0 | 0 | 0 | 0 | 0 | 0 | 0 | 0 | 0 | 0 | 0 | 0 | 0 | 0 | 0 | 0 | 0 | 0 | 0 | 0 | 0 | 0 | 0
F5_Industrial_Industrial - WA_New_Miscellaneous_Natural Gas_Miscellaneous_E3 | F5 | Industrial | Industrial - WA | New | Miscellaneous | Natural Gas | Miscellaneous | E3 | RIM BC Ratio | 0 | 0 | 0 | 0 | 0 | 0 | 0 | 0 | 0 | 0 | 0 | 0 | 0 | 0 | 0 | 0 | 0 | 0 | 0 | 0 | 0 | 0 | 0 | 0 | 0 | 0 | 0
F5_Industrial_Industrial - WA_New_Miscellaneous_Natural Gas_Miscellaneous_E4 | F5 | Industrial | Industrial - WA | New | Miscellaneous | Natural Gas | Miscellaneous | E4 | RIM BC Ratio | 0 | 0 | 0 | 0 | 0 | 0 | 0 | 0 | 0 | 0 | 0 | 0 | 0 | 0 | 0 | 0 | 0 | 0 | 0 | 0 | 0 | 0 | 0 | 0 | 0 | 0 | 0
F5_Industrial_Industrial - WA_New_Miscellaneous_Natural Gas_Miscellaneous_E5 | F5 | Industrial | Industrial - WA | New | Miscellaneous | Natural Gas | Miscellaneous | E5 | RIM BC Ratio | 0 | 0 | 0 | 0 | 0 | 0 | 0 | 0 | 0 | 0 | 0 | 0 | 0 | 0 | 0 | 0 | 0 | 0 | 0 | 0 | 0 | 0 | 0 | 0 | 0 | 0 | 0
F5_Industrial_Industrial - WA_New_Miscellaneous_Natural Gas_Miscellaneous_E6 | F5 | Industrial | Industrial - WA | New | Miscellaneous | Natural Gas | Miscellaneous | E6 | RIM BC Ratio | 0 | 0 | 0 | 0 | 0 | 0 | 0 | 0 | 0 | 0 | 0 | 0 | 0 | 0 | 0 | 0 | 0 | 0 | 0 | 0 | 0 | 0 | 0 | 0 | 0 | 0 | 0
F5_Industrial_Industrial - WA_New_Miscellaneous_Natural Gas_Miscellaneous_E7 | F5 | Industrial | Industrial - WA | New | Miscellaneous | Natural Gas | Miscellaneous | E7 | RIM BC Ratio | 0 | 0 | 0 | 0 | 0 | 0 | 0 | 0 | 0 | 0 | 0 | 0 | 0 | 0 | 0 | 0 | 0 | 0 | 0 | 0 | 0 | 0 | 0 | 0 | 0 | 0 | 0
F5_Industrial_Industrial - WA_New_Miscellaneous_Natural Gas_Miscellaneous_E8 | F5 | Industrial | Industrial - WA | New | Miscellaneous | Natural Gas | Miscellaneous | E8 | RIM BC Ratio | 0 | 0 | 0 | 0 | 0 | 0 | 0 | 0 | 0 | 0 | 0 | 0 | 0 | 0 | 0 | 0 | 0 | 0 | 0 | 0 | 0 | 0 | 0 | 0 | 0 | 0 | 0
F5_Industrial_Industrial - WA_New_Miscellaneous_Natural Gas_Miscellaneous_E9 | F5 | Industrial | Industrial - WA | New | Miscellaneous | Natural Gas | Miscellaneous | E9 | RIM BC Ratio | 0 | 0 | 0 | 0 | 0 | 0 | 0 | 0 | 0 | 0 | 0 | 0 | 0 | 0 | 0 | 0 | 0 | 0 | 0 | 0 | 0 | 0 | 0 | 0 | 0 | 0 | 0
F5_Industrial_Industrial - WA_New_Miscellaneous_Natural Gas_Miscellaneous_E10 | F5 | Industrial | Industrial - WA | New | Miscellaneous | Natural Gas | Miscellaneous | E10 | RIM BC Ratio | 0 | 0 | 0 | 0 | 0 | 0 | 0 | 0 | 0 | 0 | 0 | 0 | 0 | 0 | 0 | 0 | 0 | 0 | 0 | 0 | 0 | 0 | 0 | 0 | 0 | 0 | 0
F0_Industrial_Industrial - ID_Existing_Space Heating_Natural Gas_Furnace_E0 | F0 | Industrial | Industrial - ID | Existing | Space Heating | Natural Gas | Furnace | E0 | Economic Unit | AFUE 96% | AFUE 96% | AFUE 96% | AFUE 96% | AFUE 96% | AFUE 96% | AFUE 96% | AFUE 96% | AFUE 96% | AFUE 96% | AFUE 96% | AFUE 96% | AFUE 96% | AFUE 96% | AFUE 96% | AFUE 96% | AFUE 96% | AFUE 96% | AFUE 96% | AFUE 96% | AFUE 96% | AFUE 96% | AFUE 96% | AFUE 96% | AFUE 96% | AFUE 96% | AFUE 96%
F1_Industrial_Industrial - ID_Existing_Space Heating_Natural Gas_Furnace_E1 | F1 | Industrial | Industrial - ID | Existing | Space Heating | Natural Gas | Furnace | E1 | CCE | 0 | 0 | 0 | 0 | 0 | 0 | 0 | 0 | 0 | 0 | 0 | 0 | 0 | 0 | 0 | 0 | 0 | 0 | 0 | 0 | 0 | 0 | 0 | 0 | 0 | 0 | 0
F1_Industrial_Industrial - ID_Existing_Space Heating_Natural Gas_Furnace_E2 | F1 | Industrial | Industrial - ID | Existing | Space Heating | Natural Gas | Furnace | E2 | CCE | 0.47823 | 0.49629 | 0.49629 | 0.49629 | 0.49629 | 0.49629 | 0.49629 | 0.49629 | 0.49629 | 0.49629 | 0.49629 | 0.49629 | 0.49629 | 0.49629 | 0.49629 | 0.49629 | 0.49629 | 0.49629 | 0.49629 | 0.49629 | 0.49629 | 0.49629 | 0.49629 | 0.49629 | 0.49629 | 0.49629 | 0.49629
F1_Industrial_Industrial - ID_Existing_Space Heating_Natural Gas_Furnace_E3 | F1 | Industrial | Industrial - ID | Existing | Space Heating | Natural Gas | Furnace | E3 | CCE | -0.063976 | -0.066392 | -0.066392 | -0.066392 | -0.066392 | -0.066392 | -0.066392 | -0.066392 | -0.066392 | -0.066392 | -0.066392 | -0.066392 | -0.066392 | -0.066392 | -0.066392 | -0.066392 | -0.066392 | -0.066392 | -0.066392 | -0.066392 | -0.066392 | -0.066392 | -0.066392 | -0.066392 | -0.066392 | -0.066392 | -0.066392
F1_Industrial_Industrial - ID_Existing_Space Heating_Natural Gas_Furnace_E4 | F1 | Industrial | Industrial - ID | Existing | Space Heating | Natural Gas | Furnace | E4 | CCE | 0 | 0 | 0 | 0 | 0 | 0 | 0 | 0 | 0 | 0 | 0 | 0 | 0 | 0 | 0 | 0 | 0 | 0 | 0 | 0 | 0 | 0 | 0 | 0 | 0 | 0 | 0
F1_Industrial_Industrial - ID_Existing_Space Heating_Natural Gas_Furnace_E5 | F1 | Industrial | Industrial - ID | Existing | Space Heating | Natural Gas | Furnace | E5 | CCE | 0 | 0 | 0 | 0 | 0 | 0 | 0 | 0 | 0 | 0 | 0 | 0 | 0 | 0 | 0 | 0 | 0 | 0 | 0 | 0 | 0 | 0 | 0 | 0 | 0 | 0 | 0
F1_Industrial_Industrial - ID_Existing_Space Heating_Natural Gas_Furnace_E6 | F1 | Industrial | Industrial - ID | Existing | Space Heating | Natural Gas | Furnace | E6 | CCE | 0 | 0 | 0 | 0 | 0 | 0 | 0 | 0 | 0 | 0 | 0 | 0 | 0 | 0 | 0 | 0 | 0 | 0 | 0 | 0 | 0 | 0 | 0 | 0 | 0 | 0 | 0
F1_Industrial_Industrial - ID_Existing_Space Heating_Natural Gas_Furnace_E7 | F1 | Industrial | Industrial - ID | Existing | Space Heating | Natural Gas | Furnace | E7 | CCE | 0 | 0 | 0 | 0 | 0 | 0 | 0 | 0 | 0 | 0 | 0 | 0 | 0 | 0 | 0 | 0 | 0 | 0 | 0 | 0 | 0 | 0 | 0 | 0 | 0 | 0 | 0
F1_Industrial_Industrial - ID_Existing_Space Heating_Natural Gas_Furnace_E8 | F1 | Industrial | Industrial - ID | Existing | Space Heating | Natural Gas | Furnace | E8 | CCE | 0 | 0 | 0 | 0 | 0 | 0 | 0 | 0 | 0 | 0 | 0 | 0 | 0 | 0 | 0 | 0 | 0 | 0 | 0 | 0 | 0 | 0 | 0 | 0 | 0 | 0 | 0
F1_Industrial_Industrial - ID_Existing_Space Heating_Natural Gas_Furnace_E9 | F1 | Industrial | Industrial - ID | Existing | Space Heating | Natural Gas | Furnace | E9 | CCE | 0 | 0 | 0 | 0 | 0 | 0 | 0 | 0 | 0 | 0 | 0 | 0 | 0 | 0 | 0 | 0 | 0 | 0 | 0 | 0 | 0 | 0 | 0 | 0 | 0 | 0 | 0
F1_Industrial_Industrial - ID_Existing_Space Heating_Natural Gas_Furnace_E10 | F1 | Industrial | Industrial - ID | Existing | Space Heating | Natural Gas | Furnace | E10 | CCE | 0 | 0 | 0 | 0 | 0 | 0 | 0 | 0 | 0 | 0 | 0 | 0 | 0 | 0 | 0 | 0 | 0 | 0 | 0 | 0 | 0 | 0 | 0 | 0 | 0 | 0 | 0
F2_Industrial_Industrial - ID_Existing_Space Heating_Natural Gas_Furnace_E1 | F2 | Industrial | Industrial - ID | Existing | Space Heating | Natural Gas | Furnace | E1 | TRC BC Ratio | [24 empty] | 1 | 1 | 1 | bar: 2019 to 2042
F2_Industrial_Industrial - ID_Existing_Space Heating_Natural Gas_Furnace_E2 | F2 | Industrial | Industrial - ID | Existing | Space Heating | Natural Gas | Furnace | E2 | TRC BC Ratio | 0.0063702 | 0.0067602 | 0.0072003 | 0.0076796 | 0.0081469 | 0.0085602 | 0.0089717 | 0.0093508 | 0.0097227 | 0.01003 | 0.010312 | 0.010598 | 0.010869 | 0.011105 | 0.011317 | 0.011495 | 0.01167 | 0.011857 | 0.012041 | 0.012228 | 0.012422 | 0.012617 | 0.012816 | 0.012954 | 0.013082 | 0.013201 | 0.013309
F2_Industrial_Industrial - ID_Existing_Space Heating_Natural Gas_Furnace_E3 | F2 | Industrial | Industrial - ID | Existing | Space Heating | Natural Gas | Furnace | E3 | TRC BC Ratio | [24 empty] | 1 | 1 | 1 | bar: 2019 to 2042
F2_Industrial_Industrial - ID_Existing_Space Heating_Natural Gas_Furnace_E4 | F2 | Industrial | Industrial - ID | Existing | Space Heating | Natural Gas | Furnace | E4 | TRC BC Ratio | 0 | 0 | 0 | 0 | 0 | 0 | 0 | 0 | 0 | 0 | 0 | 0 | 0 | 0 | 0 | 0 | 0 | 0 | 0 | 0 | 0 | 0 | 0 | 0 | 0 | 0 | 0
F2_Industrial_Industrial - ID_Existing_Space Heating_Natural Gas_Furnace_E5 | F2 | Industrial | Industrial - ID | Existing | Space Heating | Natural Gas | Furnace | E5 | TRC BC Ratio | 0 | 0 | 0 | 0 | 0 | 0 | 0 | 0 | 0 | 0 | 0 | 0 | 0 | 0 | 0 | 0 | 0 | 0 | 0 | 0 | 0 | 0 | 0 | 0 | 0 | 0 | 0
F2_Industrial_Industrial - ID_Existing_Space Heating_Natural Gas_Furnace_E6 | F2 | Industrial | Industrial - ID | Existing | Space Heating | Natural Gas | Furnace | E6 | TRC BC Ratio | 0 | 0 | 0 | 0 | 0 | 0 | 0 | 0 | 0 | 0 | 0 | 0 | 0 | 0 | 0 | 0 | 0 | 0 | 0 | 0 | 0 | 0 | 0 | 0 | 0 | 0 | 0
F2_Industrial_Industrial - ID_Existing_Space Heating_Natural Gas_Furnace_E7 | F2 | Industrial | Industrial - ID | Existing | Space Heating | Natural Gas | Furnace | E7 | TRC BC Ratio | 0 | 0 | 0 | 0 | 0 | 0 | 0 | 0 | 0 | 0 | 0 | 0 | 0 | 0 | 0 | 0 | 0 | 0 | 0 | 0 | 0 | 0 | 0 | 0 | 0 | 0 | 0
F2_Industrial_Industrial - ID_Existing_Space Heating_Natural Gas_Furnace_E8 | F2 | Industrial | Industrial - ID | Existing | Space Heating | Natural Gas | Furnace | E8 | TRC BC Ratio | 0 | 0 | 0 | 0 | 0 | 0 | 0 | 0 | 0 | 0 | 0 | 0 | 0 | 0 | 0 | 0 | 0 | 0 | 0 | 0 | 0 | 0 | 0 | 0 | 0 | 0 | 0
F2_Industrial_Industrial - ID_Existing_Space Heating_Natural Gas_Furnace_E9 | F2 | Industrial | Industrial - ID | Existing | Space Heating | Natural Gas | Furnace | E9 | TRC BC Ratio | 0 | 0 | 0 | 0 | 0 | 0 | 0 | 0 | 0 | 0 | 0 | 0 | 0 | 0 | 0 | 0 | 0 | 0 | 0 | 0 | 0 | 0 | 0 | 0 | 0 | 0 | 0
F2_Industrial_Industrial - ID_Existing_Space Heating_Natural Gas_Furnace_E10 | F2 | Industrial | Industrial - ID | Existing | Space Heating | Natural Gas | Furnace | E10 | TRC BC Ratio | 0 | 0 | 0 | 0 | 0 | 0 | 0 | 0 | 0 | 0 | 0 | 0 | 0 | 0 | 0 | 0 | 0 | 0 | 0 | 0 | 0 | 0 | 0 | 0 | 0 | 0 | 0
F3_Industrial_Industrial - ID_Existing_Space Heating_Natural Gas_Furnace_E1 | F3 | Industrial | Industrial - ID | Existing | Space Heating | Natural Gas | Furnace | E1 | PACT BC Ratio | [24 empty] | 1 | 1 | 1 | bar: 2019 to 2042
F3_Industrial_Industrial - ID_Existing_Space Heating_Natural Gas_Furnace_E2 | F3 | Industrial | Industrial - ID | Existing | Space Heating | Natural Gas | Furnace | E2 | PACT BC Ratio | 0.01092 | 0.011589 | 0.012343 | 0.013165 | 0.013966 | 0.014675 | 0.01538 | 0.01603 | 0.016667 | 0.017194 | 0.017678 | 0.018168 | 0.018632 | 0.019038 | 0.0194 | 0.019706 | 0.020006 | 0.020326 | 0.020641 | 0.020963 | 0.021296 | 0.02163 | 0.02197 | 0.022207 | 0.022427 | 0.02263 | 0.022816
F3_Industrial_Industrial - ID_Existing_Space Heating_Natural Gas_Furnace_E3 | F3 | Industrial | Industrial - ID | Existing | Space Heating | Natural Gas | Furnace | E3 | PACT BC Ratio | [24 empty] | 1 | 1 | 1 | bar: 2019 to 2042
F3_Industrial_Industrial - ID_Existing_Space Heating_Natural Gas_Furnace_E4 | F3 | Industrial | Industrial - ID | Existing | Space Heating | Natural Gas | Furnace | E4 | PACT BC Ratio | 0 | 0 | 0 | 0 | 0 | 0 | 0 | 0 | 0 | 0 | 0 | 0 | 0 | 0 | 0 | 0 | 0 | 0 | 0 | 0 | 0 | 0 | 0 | 0 | 0 | 0 | 0
F3_Industrial_Industrial - ID_Existing_Space Heating_Natural Gas_Furnace_E5 | F3 | Industrial | Industrial - ID | Existing | Space Heating | Natural Gas | Furnace | E5 | PACT BC Ratio | 0 | 0 | 0 | 0 | 0 | 0 | 0 | 0 | 0 | 0 | 0 | 0 | 0 | 0 | 0 | 0 | 0 | 0 | 0 | 0 | 0 | 0 | 0 | 0 | 0 | 0 | 0
F3_Industrial_Industrial - ID_Existing_Space Heating_Natural Gas_Furnace_E6 | F3 | Industrial | Industrial - ID | Existing | Space Heating | Natural Gas | Furnace | E6 | PACT BC Ratio | 0 | 0 | 0 | 0 | 0 | 0 | 0 | 0 | 0 | 0 | 0 | 0 | 0 | 0 | 0 | 0 | 0 | 0 | 0 | 0 | 0 | 0 | 0 | 0 | 0 | 0 | 0
F3_Industrial_Industrial - ID_Existing_Space Heating_Natural Gas_Furnace_E7 | F3 | Industrial | Industrial - ID | Existing | Space Heating | Natural Gas | Furnace | E7 | PACT BC Ratio | 0 | 0 | 0 | 0 | 0 | 0 | 0 | 0 | 0 | 0 | 0 | 0 | 0 | 0 | 0 | 0 | 0 | 0 | 0 | 0 | 0 | 0 | 0 | 0 | 0 | 0 | 0
F3_Industrial_Industrial - ID_Existing_Space Heating_Natural Gas_Furnace_E8 | F3 | Industrial | Industrial - ID | Existing | Space Heating | Natural Gas | Furnace | E8 | PACT BC Ratio | 0 | 0 | 0 | 0 | 0 | 0 | 0 | 0 | 0 | 0 | 0 | 0 | 0 | 0 | 0 | 0 | 0 | 0 | 0 | 0 | 0 | 0 | 0 | 0 | 0 | 0 | 0
F3_Industrial_Industrial - ID_Existing_Space Heating_Natural Gas_Furnace_E9 | F3 | Industrial | Industrial - ID | Existing | Space Heating | Natural Gas | Furnace | E9 | PACT BC Ratio | 0 | 0 | 0 | 0 | 0 | 0 | 0 | 0 | 0 | 0 | 0 | 0 | 0 | 0 | 0 | 0 | 0 | 0 | 0 | 0 | 0 | 0 | 0 | 0 | 0 | 0 | 0
F3_Industrial_Industrial - ID_Existing_Space Heating_Natural Gas_Furnace_E10 | F3 | Industrial | Industrial - ID | Existing | Space Heating | Natural Gas | Furnace | E10 | PACT BC Ratio | 0 | 0 | 0 | 0 | 0 | 0 | 0 | 0 | 0 | 0 | 0 | 0 | 0 | 0 | 0 | 0 | 0 | 0 | 0 | 0 | 0 | 0 | 0 | 0 | 0 | 0 | 0
F4_Industrial_Industrial - ID_Existing_Space Heating_Natural Gas_Furnace_E1 | F4 | Industrial | Industrial - ID | Existing | Space Heating | Natural Gas | Furnace | E1 | RVT BC Ratio | [24 empty] | 1 | 1 | 1 | bar: 2019 to 2042
F4_Industrial_Industrial - ID_Existing_Space Heating_Natural Gas_Furnace_E2 | F4 | Industrial | Industrial - ID | Existing | Space Heating | Natural Gas | Furnace | E2 | RVT BC Ratio | 0.50708 | 0.50734 | 0.50766 | 0.508 | 0.50836 | 0.50871 | 0.50905 | 0.50936 | 0.50966 | 0.50988 | 0.51014 | 0.51041 | 0.51067 | 0.51089 | 0.51109 | 0.51125 | 0.5114 | 0.51156 | 0.51169 | 0.51181 | 0.51193 | 0.51208 | 0.51223 | 0.51235 | 0.51247 | 0.51258 | 0.51268
F4_Industrial_Industrial - ID_Existing_Space Heating_Natural Gas_Furnace_E3 | F4 | Industrial | Industrial - ID | Existing | Space Heating | Natural Gas | Furnace | E3 | RVT BC Ratio | [24 empty] | 1 | 1 | 1 | bar: 2019 to 2042
F4_Industrial_Industrial - ID_Existing_Space Heating_Natural Gas_Furnace_E4 | F4 | Industrial | Industrial - ID | Existing | Space Heating | Natural Gas | Furnace | E4 | RVT BC Ratio | 0 | 0 | 0 | 0 | 0 | 0 | 0 | 0 | 0 | 0 | 0 | 0 | 0 | 0 | 0 | 0 | 0 | 0 | 0 | 0 | 0 | 0 | 0 | 0 | 0 | 0 | 0
F4_Industrial_Industrial - ID_Existing_Space Heating_Natural Gas_Furnace_E5 | F4 | Industrial | Industrial - ID | Existing | Space Heating | Natural Gas | Furnace | E5 | RVT BC Ratio | 0 | 0 | 0 | 0 | 0 | 0 | 0 | 0 | 0 | 0 | 0 | 0 | 0 | 0 | 0 | 0 | 0 | 0 | 0 | 0 | 0 | 0 | 0 | 0 | 0 | 0 | 0
F4_Industrial_Industrial - ID_Existing_Space Heating_Natural Gas_Furnace_E6 | F4 | Industrial | Industrial - ID | Existing | Space Heating | Natural Gas | Furnace | E6 | RVT BC Ratio | 0 | 0 | 0 | 0 | 0 | 0 | 0 | 0 | 0 | 0 | 0 | 0 | 0 | 0 | 0 | 0 | 0 | 0 | 0 | 0 | 0 | 0 | 0 | 0 | 0 | 0 | 0
F4_Industrial_Industrial - ID_Existing_Space Heating_Natural Gas_Furnace_E7 | F4 | Industrial | Industrial - ID | Existing | Space Heating | Natural Gas | Furnace | E7 | RVT BC Ratio | 0 | 0 | 0 | 0 | 0 | 0 | 0 | 0 | 0 | 0 | 0 | 0 | 0 | 0 | 0 | 0 | 0 | 0 | 0 | 0 | 0 | 0 | 0 | 0 | 0 | 0 | 0
F4_Industrial_Industrial - ID_Existing_Space Heating_Natural Gas_Furnace_E8 | F4 | Industrial | Industrial - ID | Existing | Space Heating | Natural Gas | Furnace | E8 | RVT BC Ratio | 0 | 0 | 0 | 0 | 0 | 0 | 0 | 0 | 0 | 0 | 0 | 0 | 0 | 0 | 0 | 0 | 0 | 0 | 0 | 0 | 0 | 0 | 0 | 0 | 0 | 0 | 0
F4_Industrial_Industrial - ID_Existing_Space Heating_Natural Gas_Furnace_E9 | F4 | Industrial | Industrial - ID | Existing | Space Heating | Natural Gas | Furnace | E9 | RVT BC Ratio | 0 | 0 | 0 | 0 | 0 | 0 | 0 | 0 | 0 | 0 | 0 | 0 | 0 | 0 | 0 | 0 | 0 | 0 | 0 | 0 | 0 | 0 | 0 | 0 | 0 | 0 | 0
F4_Industrial_Industrial - ID_Existing_Space Heating_Natural Gas_Furnace_E10 | F4 | Industrial | Industrial - ID | Existing | Space Heating | Natural Gas | Furnace | E10 | RVT BC Ratio | 0 | 0 | 0 | 0 | 0 | 0 | 0 | 0 | 0 | 0 | 0 | 0 | 0 | 0 | 0 | 0 | 0 | 0 | 0 | 0 | 0 | 0 | 0 | 0 | 0 | 0 | 0
F5_Industrial_Industrial - ID_Existing_Space Heating_Natural Gas_Furnace_E1 | F5 | Industrial | Industrial - ID | Existing | Space Heating | Natural Gas | Furnace | E1 | RIM BC Ratio | [24 empty] | 1 | 1 | 1 | bar: 2019 to 2042
F5_Industrial_Industrial - ID_Existing_Space Heating_Natural Gas_Furnace_E2 | F5 | Industrial | Industrial - ID | Existing | Space Heating | Natural Gas | Furnace | E2 | RIM BC Ratio | 0.010811 | 0.011469 | 0.01221 | 0.013016 | 0.013801 | 0.014494 | 0.015184 | 0.015818 | 0.01644 | 0.016954 | 0.017425 | 0.017902 | 0.018352 | 0.018746 | 0.019097 | 0.019394 | 0.019685 | 0.019996 | 0.020302 | 0.020615 | 0.020939 | 0.021263 | 0.021593 | 0.021822 | 0.022035 | 0.02223 | 0.02241
F5_Industrial_Industrial - ID_Existing_Space Heating_Natural Gas_Furnace_E3 | F5 | Industrial | Industrial - ID | Existing | Space Heating | Natural Gas | Furnace | E3 | RIM BC Ratio | [24 empty] | 1 | 1 | 1 | bar: 2019 to 2042
F5_Industrial_Industrial - ID_Existing_Space Heating_Natural Gas_Furnace_E4 | F5 | Industrial | Industrial - ID | Existing | Space Heating | Natural Gas | Furnace | E4 | RIM BC Ratio | 0 | 0 | 0 | 0 | 0 | 0 | 0 | 0 | 0 | 0 | 0 | 0 | 0 | 0 | 0 | 0 | 0 | 0 | 0 | 0 | 0 | 0 | 0 | 0 | 0 | 0 | 0
F5_Industrial_Industrial - ID_Existing_Space Heating_Natural Gas_Furnace_E5 | F5 | Industrial | Industrial - ID | Existing | Space Heating | Natural Gas | Furnace | E5 | RIM BC Ratio | 0 | 0 | 0 | 0 | 0 | 0 | 0 | 0 | 0 | 0 | 0 | 0 | 0 | 0 | 0 | 0 | 0 | 0 | 0 | 0 | 0 | 0 | 0 | 0 | 0 | 0 | 0
F5_Industrial_Industrial - ID_Existing_Space Heating_Natural Gas_Furnace_E6 | F5 | Industrial | Industrial - ID | Existing | Space Heating | Natural Gas | Furnace | E6 | RIM BC Ratio | 0 | 0 | 0 | 0 | 0 | 0 | 0 | 0 | 0 | 0 | 0 | 0 | 0 | 0 | 0 | 0 | 0 | 0 | 0 | 0 | 0 | 0 | 0 | 0 | 0 | 0 | 0
F5_Industrial_Industrial - ID_Existing_Space Heating_Natural Gas_Furnace_E7 | F5 | Industrial | Industrial - ID | Existing | Space Heating | Natural Gas | Furnace | E7 | RIM BC Ratio | 0 | 0 | 0 | 0 | 0 | 0 | 0 | 0 | 0 | 0 | 0 | 0 | 0 | 0 | 0 | 0 | 0 | 0 | 0 | 0 | 0 | 0 | 0 | 0 | 0 | 0 | 0
F5_Industrial_Industrial - ID_Existing_Space Heating_Natural Gas_Furnace_E8 | F5 | Industrial | Industrial - ID | Existing | Space Heating | Natural Gas | Furnace | E8 | RIM BC Ratio | 0 | 0 | 0 | 0 | 0 | 0 | 0 | 0 | 0 | 0 | 0 | 0 | 0 | 0 | 0 | 0 | 0 | 0 | 0 | 0 | 0 | 0 | 0 | 0 | 0 | 0 | 0
F5_Industrial_Industrial - ID_Existing_Space Heating_Natural Gas_Furnace_E9 | F5 | Industrial | Industrial - ID | Existing | Space Heating | Natural Gas | Furnace | E9 | RIM BC Ratio | 0 | 0 | 0 | 0 | 0 | 0 | 0 | 0 | 0 | 0 | 0 | 0 | 0 | 0 | 0 | 0 | 0 | 0 | 0 | 0 | 0 | 0 | 0 | 0 | 0 | 0 | 0
F5_Industrial_Industrial - ID_Existing_Space Heating_Natural Gas_Furnace_E10 | F5 | Industrial | Industrial - ID | Existing | Space Heating | Natural Gas | Furnace | E10 | RIM BC Ratio | 0 | 0 | 0 | 0 | 0 | 0 | 0 | 0 | 0 | 0 | 0 | 0 | 0 | 0 | 0 | 0 | 0 | 0 | 0 | 0 | 0 | 0 | 0 | 0 | 0 | 0 | 0
F0_Industrial_Industrial - ID_Existing_Space Heating_Natural Gas_Boiler_E0 | F0 | Industrial | Industrial - ID | Existing | Space Heating | Natural Gas | Boiler | E0 | Economic Unit | AFUE 97% | AFUE 97% | AFUE 97% | AFUE 97% | AFUE 97% | AFUE 97% | AFUE 97% | AFUE 97% | AFUE 97% | AFUE 97% | AFUE 97% | AFUE 97% | AFUE 97% | AFUE 97% | AFUE 97% | AFUE 97% | AFUE 97% | AFUE 97% | AFUE 97% | AFUE 97% | AFUE 97% | AFUE 97% | AFUE 97% | AFUE 97% | AFUE 97% | AFUE 97% | AFUE 97%
F1_Industrial_Industrial - ID_Existing_Space Heating_Natural Gas_Boiler_E1 | F1 | Industrial | Industrial - ID | Existing | Space Heating | Natural Gas | Boiler | E1 | CCE | 0 | 0 | 0 | 0 | 0 | 0 | 0 | 0 | 0 | 0 | 0 | 0 | 0 | 0 | 0 | 0 | 0 | 0 | 0 | 0 | 0 | 0 | 0 | 0 | 0 | 0 | 0
F1_Industrial_Industrial - ID_Existing_Space Heating_Natural Gas_Boiler_E2 | F1 | Industrial | Industrial - ID | Existing | Space Heating | Natural Gas | Boiler | E2 | CCE | 0.02918 | 0.030281 | 0.030281 | 0.030281 | 0.030281 | 0.030281 | 0.030281 | 0.030281 | 0.030281 | 0.030281 | 0.030281 | 0.030281 | 0.030281 | 0.030281 | 0.030281 | 0.030281 | 0.030281 | 0.030281 | 0.030281 | 0.030281 | 0.030281 | 0.030281 | 0.030281 | 0.030281 | 0.030281 | 0.030281 | 0.030281
F1_Industrial_Industrial - ID_Existing_Space Heating_Natural Gas_Boiler_E3 | F1 | Industrial | Industrial - ID | Existing | Space Heating | Natural Gas | Boiler | E3 | CCE | -0.0063753 | -0.006616 | -0.006616 | -0.006616 | -0.006616 | -0.006616 | -0.006616 | -0.006616 | -0.006616 | -0.006616 | -0.006616 | -0.006616 | -0.006616 | -0.006616 | -0.006616 | -0.006616 | -0.006616 | -0.006616 | -0.006616 | -0.006616 | -0.006616 | -0.006616 | -0.006616 | -0.006616 | -0.006616 | -0.006616 | -0.006616
F1_Industrial_Industrial - ID_Existing_Space Heating_Natural Gas_Boiler_E4 | F1 | Industrial | Industrial - ID | Existing | Space Heating | Natural Gas | Boiler | E4 | CCE | 0.67064 | 0.69596 | 0.69596 | 0.69596 | 0.69596 | 0.69596 | 0.69596 | 0.69596 | 0.69596 | 0.69596 | 0.69596 | 0.69596 | 0.69596 | 0.69596 | 0.69596 | 0.69596 | 0.69596 | 0.69596 | 0.69596 | 0.69596 | 0.69596 | 0.69596 | 0.69596 | 0.69596 | 0.69596 | 0.69596 | 0.69596
F1_Industrial_Industrial - ID_Existing_Space Heating_Natural Gas_Boiler_E5 | F1 | Industrial | Industrial - ID | Existing | Space Heating | Natural Gas | Boiler | E5 | CCE | 0 | 0 | 0 | 0 | 0 | 0 | 0 | 0 | 0 | 0 | 0 | 0 | 0 | 0 | 0 | 0 | 0 | 0 | 0 | 0 | 0 | 0 | 0 | 0 | 0 | 0 | 0
F1_Industrial_Industrial - ID_Existing_Space Heating_Natural Gas_Boiler_E6 | F1 | Industrial | Industrial - ID | Existing | Space Heating | Natural Gas | Boiler | E6 | CCE | 0 | 0 | 0 | 0 | 0 | 0 | 0 | 0 | 0 | 0 | 0 | 0 | 0 | 0 | 0 | 0 | 0 | 0 | 0 | 0 | 0 | 0 | 0 | 0 | 0 | 0 | 0
F1_Industrial_Industrial - ID_Existing_Space Heating_Natural Gas_Boiler_E7 | F1 | Industrial | Industrial - ID | Existing | Space Heating | Natural Gas | Boiler | E7 | CCE | 0 | 0 | 0 | 0 | 0 | 0 | 0 | 0 | 0 | 0 | 0 | 0 | 0 | 0 | 0 | 0 | 0 | 0 | 0 | 0 | 0 | 0 | 0 | 0 | 0 | 0 | 0
F1_Industrial_Industrial - ID_Existing_Space Heating_Natural Gas_Boiler_E8 | F1 | Industrial | Industrial - ID | Existing | Space Heating | Natural Gas | Boiler | E8 | CCE | 0 | 0 | 0 | 0 | 0 | 0 | 0 | 0 | 0 | 0 | 0 | 0 | 0 | 0 | 0 | 0 | 0 | 0 | 0 | 0 | 0 | 0 | 0 | 0 | 0 | 0 | 0
F1_Industrial_Industrial - ID_Existing_Space Heating_Natural Gas_Boiler_E9 | F1 | Industrial | Industrial - ID | Existing | Space Heating | Natural Gas | Boiler | E9 | CCE | 0 | 0 | 0 | 0 | 0 | 0 | 0 | 0 | 0 | 0 | 0 | 0 | 0 | 0 | 0 | 0 | 0 | 0 | 0 | 0 | 0 | 0 | 0 | 0 | 0 | 0 | 0
F1_Industrial_Industrial - ID_Existing_Space Heating_Natural Gas_Boiler_E10 | F1 | Industrial | Industrial - ID | Existing | Space Heating | Natural Gas | Boiler | E10 | CCE | 0 | 0 | 0 | 0 | 0 | 0 | 0 | 0 | 0 | 0 | 0 | 0 | 0 | 0 | 0 | 0 | 0 | 0 | 0 | 0 | 0 | 0 | 0 | 0 | 0 | 0 | 0
F2_Industrial_Industrial - ID_Existing_Space Heating_Natural Gas_Boiler_E1 | F2 | Industrial | Industrial - ID | Existing | Space Heating | Natural Gas | Boiler | E1 | TRC BC Ratio | [24 empty] | 1 | 1 | 1 | bar: 2019 to 2042
F2_Industrial_Industrial - ID_Existing_Space Heating_Natural Gas_Boiler_E2 | F2 | Industrial | Industrial - ID | Existing | Space Heating | Natural Gas | Boiler | E2 | TRC BC Ratio | 0.12267 | 0.12859 | 0.13514 | 0.14216 | 0.14898 | 0.15507 | 0.16111 | 0.1667 | 0.17217 | 0.17675 | 0.18097 | 0.1852 | 0.18917 | 0.19265 | 0.19576 | 0.1984 | 0.20098 | 0.20368 | 0.20631 | 0.20897 | 0.21169 | 0.21439 | 0.21713 | 0.21905 | 0.22082 | 0.22164 | 0.22204
F2_Industrial_Industrial - ID_Existing_Space Heating_Natural Gas_Boiler_E3 | F2 | Industrial | Industrial - ID | Existing | Space Heating | Natural Gas | Boiler | E3 | TRC BC Ratio | [24 empty] | 1 | 1 | 1 | bar: 2019 to 2042
F2_Industrial_Industrial - ID_Existing_Space Heating_Natural Gas_Boiler_E4 | F2 | Industrial | Industrial - ID | Existing | Space Heating | Natural Gas | Boiler | E4 | TRC BC Ratio | 0.0067078 | 0.006922 | 0.0071459 | 0.0073755 | 0.0075971 | 0.0077994 | 0.0079991 | 0.0081871 | 0.0083695 | 0.0085291 | 0.008677 | 0.0088205 | 0.0089533 | 0.0090692 | 0.0091735 | 0.0092642 | 0.0093503 | 0.0094362 | 0.0095176 | 0.009597 | 0.009675 | 0.0097503 | 0.009824 | 0.0098775 | 0.0099256 | 0.0098868 | 0.0098159
F2_Industrial_Industrial - ID_Existing_Space Heating_Natural Gas_Boiler_E5 | F2 | Industrial | Industrial - ID | Existing | Space Heating | Natural Gas | Boiler | E5 | TRC BC Ratio | 0 | 0 | 0 | 0 | 0 | 0 | 0 | 0 | 0 | 0 | 0 | 0 | 0 | 0 | 0 | 0 | 0 | 0 | 0 | 0 | 0 | 0 | 0 | 0 | 0 | 0 | 0
F2_Industrial_Industrial - ID_Existing_Space Heating_Natural Gas_Boiler_E6 | F2 | Industrial | Industrial - ID | Existing | Space Heating | Natural Gas | Boiler | E6 | TRC BC Ratio | 0 | 0 | 0 | 0 | 0 | 0 | 0 | 0 | 0 | 0 | 0 | 0 | 0 | 0 | 0 | 0 | 0 | 0 | 0 | 0 | 0 | 0 | 0 | 0 | 0 | 0 | 0
F2_Industrial_Industrial - ID_Existing_Space Heating_Natural Gas_Boiler_E7 | F2 | Industrial | Industrial - ID | Existing | Space Heating | Natural Gas | Boiler | E7 | TRC BC Ratio | 0 | 0 | 0 | 0 | 0 | 0 | 0 | 0 | 0 | 0 | 0 | 0 | 0 | 0 | 0 | 0 | 0 | 0 | 0 | 0 | 0 | 0 | 0 | 0 | 0 | 0 | 0
F2_Industrial_Industrial - ID_Existing_Space Heating_Natural Gas_Boiler_E8 | F2 | Industrial | Industrial - ID | Existing | Space Heating | Natural Gas | Boiler | E8 | TRC BC Ratio | 0 | 0 | 0 | 0 | 0 | 0 | 0 | 0 | 0 | 0 | 0 | 0 | 0 | 0 | 0 | 0 | 0 | 0 | 0 | 0 | 0 | 0 | 0 | 0 | 0 | 0 | 0
F2_Industrial_Industrial - ID_Existing_Space Heating_Natural Gas_Boiler_E9 | F2 | Industrial | Industrial - ID | Existing | Space Heating | Natural Gas | Boiler | E9 | TRC BC Ratio | 0 | 0 | 0 | 0 | 0 | 0 | 0 | 0 | 0 | 0 | 0 | 0 | 0 | 0 | 0 | 0 | 0 | 0 | 0 | 0 | 0 | 0 | 0 | 0 | 0 | 0 | 0
F2_Industrial_Industrial - ID_Existing_Space Heating_Natural Gas_Boiler_E10 | F2 | Industrial | Industrial - ID | Existing | Space Heating | Natural Gas | Boiler | E10 | TRC BC Ratio | 0 | 0 | 0 | 0 | 0 | 0 | 0 | 0 | 0 | 0 | 0 | 0 | 0 | 0 | 0 | 0 | 0 | 0 | 0 | 0 | 0 | 0 | 0 | 0 | 0 | 0 | 0
F3_Industrial_Industrial - ID_Existing_Space Heating_Natural Gas_Boiler_E1 | F3 | Industrial | Industrial - ID | Existing | Space Heating | Natural Gas | Boiler | E1 | PACT BC Ratio | [24 empty] | 1 | 1 | 1 | bar: 2019 to 2042
F3_Industrial_Industrial - ID_Existing_Space Heating_Natural Gas_Boiler_E2 | F3 | Industrial | Industrial - ID | Existing | Space Heating | Natural Gas | Boiler | E2 | PACT BC Ratio | 0.21028 | 0.22045 | 0.23167 | 0.2437 | 0.2554 | 0.26583 | 0.27618 | 0.28577 | 0.29515 | 0.303 | 0.31023 | 0.31748 | 0.3243 | 0.33026 | 0.33559 | 0.34012 | 0.34453 | 0.34916 | 0.35367 | 0.35823 | 0.36289 | 0.36753 | 0.37222 | 0.37552 | 0.37855 | 0.37995 | 0.38064
F3_Industrial_Industrial - ID_Existing_Space Heating_Natural Gas_Boiler_E3 | F3 | Industrial | Industrial - ID | Existing | Space Heating | Natural Gas | Boiler | E3 | PACT BC Ratio | [24 empty] | 1 | 1 | 1 | bar: 2019 to 2042
F3_Industrial_Industrial - ID_Existing_Space Heating_Natural Gas_Boiler_E4 | F3 | Industrial | Industrial - ID | Existing | Space Heating | Natural Gas | Boiler | E4 | PACT BC Ratio | 0.011499 | 0.011866 | 0.01225 | 0.012644 | 0.013024 | 0.01337 | 0.013713 | 0.014035 | 0.014348 | 0.014621 | 0.014875 | 0.015121 | 0.015349 | 0.015547 | 0.015726 | 0.015882 | 0.016029 | 0.016176 | 0.016316 | 0.016452 | 0.016586 | 0.016715 | 0.016841 | 0.016933 | 0.017015 | 0.016949 | 0.016827
F3_Industrial_Industrial - ID_Existing_Space Heating_Natural Gas_Boiler_E5 | F3 | Industrial | Industrial - ID | Existing | Space Heating | Natural Gas | Boiler | E5 | PACT BC Ratio | 0 | 0 | 0 | 0 | 0 | 0 | 0 | 0 | 0 | 0 | 0 | 0 | 0 | 0 | 0 | 0 | 0 | 0 | 0 | 0 | 0 | 0 | 0 | 0 | 0 | 0 | 0
F3_Industrial_Industrial - ID_Existing_Space Heating_Natural Gas_Boiler_E6 | F3 | Industrial | Industrial - ID | Existing | Space Heating | Natural Gas | Boiler | E6 | PACT BC Ratio | 0 | 0 | 0 | 0 | 0 | 0 | 0 | 0 | 0 | 0 | 0 | 0 | 0 | 0 | 0 | 0 | 0 | 0 | 0 | 0 | 0 | 0 | 0 | 0 | 0 | 0 | 0
F3_Industrial_Industrial - ID_Existing_Space Heating_Natural Gas_Boiler_E7 | F3 | Industrial | Industrial - ID | Existing | Space Heating | Natural Gas | Boiler | E7 | PACT BC Ratio | 0 | 0 | 0 | 0 | 0 | 0 | 0 | 0 | 0 | 0 | 0 | 0 | 0 | 0 | 0 | 0 | 0 | 0 | 0 | 0 | 0 | 0 | 0 | 0 | 0 | 0 | 0
F3_Industrial_Industrial - ID_Existing_Space Heating_Natural Gas_Boiler_E8 | F3 | Industrial | Industrial - ID | Existing | Space Heating | Natural Gas | Boiler | E8 | PACT BC Ratio | 0 | 0 | 0 | 0 | 0 | 0 | 0 | 0 | 0 | 0 | 0 | 0 | 0 | 0 | 0 | 0 | 0 | 0 | 0 | 0 | 0 | 0 | 0 | 0 | 0 | 0 | 0
F3_Industrial_Industrial - ID_Existing_Space Heating_Natural Gas_Boiler_E9 | F3 | Industrial | Industrial - ID | Existing | Space Heating | Natural Gas | Boiler | E9 | PACT BC Ratio | 0 | 0 | 0 | 0 | 0 | 0 | 0 | 0 | 0 | 0 | 0 | 0 | 0 | 0 | 0 | 0 | 0 | 0 | 0 | 0 | 0 | 0 | 0 | 0 | 0 | 0 | 0
F3_Industrial_Industrial - ID_Existing_Space Heating_Natural Gas_Boiler_E10 | F3 | Industrial | Industrial - ID | Existing | Space Heating | Natural Gas | Boiler | E10 | PACT BC Ratio | 0 | 0 | 0 | 0 | 0 | 0 | 0 | 0 | 0 | 0 | 0 | 0 | 0 | 0 | 0 | 0 | 0 | 0 | 0 | 0 | 0 | 0 | 0 | 0 | 0 | 0 | 0
F4_Industrial_Industrial - ID_Existing_Space Heating_Natural Gas_Boiler_E1 | F4 | Industrial | Industrial - ID | Existing | Space Heating | Natural Gas | Boiler | E1 | RVT BC Ratio | [24 empty] | 1 | 1 | 1 | bar: 2019 to 2042
F4_Industrial_Industrial - ID_Existing_Space Heating_Natural Gas_Boiler_E2 | F4 | Industrial | Industrial - ID | Existing | Space Heating | Natural Gas | Boiler | E2 | RVT BC Ratio | 0.63114 | 0.63533 | 0.6401 | 0.64522 | 0.65042 | 0.65557 | 0.66051 | 0.66508 | 0.66956 | 0.67284 | 0.67664 | 0.6806 | 0.68437 | 0.68763 | 0.69053 | 0.69296 | 0.69519 | 0.69741 | 0.69936 | 0.70115 | 0.70282 | 0.70494 | 0.70694 | 0.70869 | 0.71029 | 0.711 | 0.71132
F4_Industrial_Industrial - ID_Existing_Space Heating_Natural Gas_Boiler_E3 | F4 | Industrial | Industrial - ID | Existing | Space Heating | Natural Gas | Boiler | E3 | RVT BC Ratio | [24 empty] | 1 | 1 | 1 | bar: 2019 to 2042
F4_Industrial_Industrial - ID_Existing_Space Heating_Natural Gas_Boiler_E4 | F4 | Industrial | Industrial - ID | Existing | Space Heating | Natural Gas | Boiler | E4 | RVT BC Ratio | 0.50682 | 0.50698 | 0.50715 | 0.50733 | 0.5075 | 0.50767 | 0.50783 | 0.50798 | 0.50812 | 0.50824 | 0.50837 | 0.5085 | 0.50862 | 0.50873 | 0.50883 | 0.50891 | 0.50898 | 0.50906 | 0.50912 | 0.50918 | 0.50923 | 0.50929 | 0.50935 | 0.50939 | 0.50944 | 0.5094 | 0.50933
F4_Industrial_Industrial - ID_Existing_Space Heating_Natural Gas_Boiler_E5 | F4 | Industrial | Industrial - ID | Existing | Space Heating | Natural Gas | Boiler | E5 | RVT BC Ratio | 0 | 0 | 0 | 0 | 0 | 0 | 0 | 0 | 0 | 0 | 0 | 0 | 0 | 0 | 0 | 0 | 0 | 0 | 0 | 0 | 0 | 0 | 0 | 0 | 0 | 0 | 0
F4_Industrial_Industrial - ID_Existing_Space Heating_Natural Gas_Boiler_E6 | F4 | Industrial | Industrial - ID | Existing | Space Heating | Natural Gas | Boiler | E6 | RVT BC Ratio | 0 | 0 | 0 | 0 | 0 | 0 | 0 | 0 | 0 | 0 | 0 | 0 | 0 | 0 | 0 | 0 | 0 | 0 | 0 | 0 | 0 | 0 | 0 | 0 | 0 | 0 | 0
F4_Industrial_Industrial - ID_Existing_Space Heating_Natural Gas_Boiler_E7 | F4 | Industrial | Industrial - ID | Existing | Space Heating | Natural Gas | Boiler | E7 | RVT BC Ratio | 0 | 0 | 0 | 0 | 0 | 0 | 0 | 0 | 0 | 0 | 0 | 0 | 0 | 0 | 0 | 0 | 0 | 0 | 0 | 0 | 0 | 0 | 0 | 0 | 0 | 0 | 0
F4_Industrial_Industrial - ID_Existing_Space Heating_Natural Gas_Boiler_E8 | F4 | Industrial | Industrial - ID | Existing | Space Heating | Natural Gas | Boiler | E8 | RVT BC Ratio | 0 | 0 | 0 | 0 | 0 | 0 | 0 | 0 | 0 | 0 | 0 | 0 | 0 | 0 | 0 | 0 | 0 | 0 | 0 | 0 | 0 | 0 | 0 | 0 | 0 | 0 | 0
F4_Industrial_Industrial - ID_Existing_Space Heating_Natural Gas_Boiler_E9 | F4 | Industrial | Industrial - ID | Existing | Space Heating | Natural Gas | Boiler | E9 | RVT BC Ratio | 0 | 0 | 0 | 0 | 0 | 0 | 0 | 0 | 0 | 0 | 0 | 0 | 0 | 0 | 0 | 0 | 0 | 0 | 0 | 0 | 0 | 0 | 0 | 0 | 0 | 0 | 0
F4_Industrial_Industrial - ID_Existing_Space Heating_Natural Gas_Boiler_E10 | F4 | Industrial | Industrial - ID | Existing | Space Heating | Natural Gas | Boiler | E10 | RVT BC Ratio | 0 | 0 | 0 | 0 | 0 | 0 | 0 | 0 | 0 | 0 | 0 | 0 | 0 | 0 | 0 | 0 | 0 | 0 | 0 | 0 | 0 | 0 | 0 | 0 | 0 | 0 | 0
F5_Industrial_Industrial - ID_Existing_Space Heating_Natural Gas_Boiler_E1 | F5 | Industrial | Industrial - ID | Existing | Space Heating | Natural Gas | Boiler | E1 | RIM BC Ratio | [24 empty] | 1 | 1 | 1 | bar: 2019 to 2042
F5_Industrial_Industrial - ID_Existing_Space Heating_Natural Gas_Boiler_E2 | F5 | Industrial | Industrial - ID | Existing | Space Heating | Natural Gas | Boiler | E2 | RIM BC Ratio | 0.17711 | 0.18473 | 0.19303 | 0.20183 | 0.21023 | 0.21749 | 0.22467 | 0.23124 | 0.2376 | 0.243 | 0.24772 | 0.25237 | 0.25669 | 0.26045 | 0.26379 | 0.26662 | 0.26941 | 0.27235 | 0.27527 | 0.27827 | 0.28137 | 0.2843 | 0.28729 | 0.28928 | 0.2911 | 0.29195 | 0.29238
F5_Industrial_Industrial - ID_Existing_Space Heating_Natural Gas_Boiler_E3 | F5 | Industrial | Industrial - ID | Existing | Space Heating | Natural Gas | Boiler | E3 | RIM BC Ratio | [24 empty] | 1 | 1 | 1 | bar: 2019 to 2042
F5_Industrial_Industrial - ID_Existing_Space Heating_Natural Gas_Boiler_E4 | F5 | Industrial | Industrial - ID | Existing | Space Heating | Natural Gas | Boiler | E4 | RIM BC Ratio | 0.011388 | 0.011749 | 0.012126 | 0.012513 | 0.012886 | 0.013226 | 0.013561 | 0.013877 | 0.014183 | 0.014451 | 0.014699 | 0.014939 | 0.015162 | 0.015356 | 0.01553 | 0.015682 | 0.015826 | 0.01597 | 0.016106 | 0.016239 | 0.01637 | 0.016496 | 0.016619 | 0.016709 | 0.016789 | 0.016724 | 0.016606
F5_Industrial_Industrial - ID_Existing_Space Heating_Natural Gas_Boiler_E5 | F5 | Industrial | Industrial - ID | Existing | Space Heating | Natural Gas | Boiler | E5 | RIM BC Ratio | 0 | 0 | 0 | 0 | 0 | 0 | 0 | 0 | 0 | 0 | 0 | 0 | 0 | 0 | 0 | 0 | 0 | 0 | 0 | 0 | 0 | 0 | 0 | 0 | 0 | 0 | 0
F5_Industrial_Industrial - ID_Existing_Space Heating_Natural Gas_Boiler_E6 | F5 | Industrial | Industrial - ID | Existing | Space Heating | Natural Gas | Boiler | E6 | RIM BC Ratio | 0 | 0 | 0 | 0 | 0 | 0 | 0 | 0 | 0 | 0 | 0 | 0 | 0 | 0 | 0 | 0 | 0 | 0 | 0 | 0 | 0 | 0 | 0 | 0 | 0 | 0 | 0
F5_Industrial_Industrial - ID_Existing_Space Heating_Natural Gas_Boiler_E7 | F5 | Industrial | Industrial - ID | Existing | Space Heating | Natural Gas | Boiler | E7 | RIM BC Ratio | 0 | 0 | 0 | 0 | 0 | 0 | 0 | 0 | 0 | 0 | 0 | 0 | 0 | 0 | 0 | 0 | 0 | 0 | 0 | 0 | 0 | 0 | 0 | 0 | 0 | 0 | 0
F5_Industrial_Industrial - ID_Existing_Space Heating_Natural Gas_Boiler_E8 | F5 | Industrial | Industrial - ID | Existing | Space Heating | Natural Gas | Boiler | E8 | RIM BC Ratio | 0 | 0 | 0 | 0 | 0 | 0 | 0 | 0 | 0 | 0 | 0 | 0 | 0 | 0 | 0 | 0 | 0 | 0 | 0 | 0 | 0 | 0 | 0 | 0 | 0 | 0 | 0
F5_Industrial_Industrial - ID_Existing_Space Heating_Natural Gas_Boiler_E9 | F5 | Industrial | Industrial - ID | Existing | Space Heating | Natural Gas | Boiler | E9 | RIM BC Ratio | 0 | 0 | 0 | 0 | 0 | 0 | 0 | 0 | 0 | 0 | 0 | 0 | 0 | 0 | 0 | 0 | 0 | 0 | 0 | 0 | 0 | 0 | 0 | 0 | 0 | 0 | 0
F5_Industrial_Industrial - ID_Existing_Space Heating_Natural Gas_Boiler_E10 | F5 | Industrial | Industrial - ID | Existing | Space Heating | Natural Gas | Boiler | E10 | RIM BC Ratio | 0 | 0 | 0 | 0 | 0 | 0 | 0 | 0 | 0 | 0 | 0 | 0 | 0 | 0 | 0 | 0 | 0 | 0 | 0 | 0 | 0 | 0 | 0 | 0 | 0 | 0 | 0
F0_Industrial_Industrial - ID_Existing_Space Heating_Natural Gas_Unit Heater_E0 | F0 | Industrial | Industrial - ID | Existing | Space Heating | Natural Gas | Unit Heater | E0 | Economic Unit | Infrared Radiant | Infrared Radiant | Infrared Radiant | Infrared Radiant | Infrared Radiant | Infrared Radiant | Infrared Radiant | Infrared Radiant | Infrared Radiant | Infrared Radiant | Infrared Radiant | Infrared Radiant | Infrared Radiant | Infrared Radiant | Infrared Radiant | Infrared Radiant | Infrared Radiant | Infrared Radiant | Infrared Radiant | Infrared Radiant | Infrared Radiant | Infrared Radiant | Infrared Radiant | Infrared Radiant | Infrared Radiant | Infrared Radiant | Infrared Radiant
F1_Industrial_Industrial - ID_Existing_Space Heating_Natural Gas_Unit Heater_E1 | F1 | Industrial | Industrial - ID | Existing | Space Heating | Natural Gas | Unit Heater | E1 | CCE | 0 | 0 | 0 | 0 | 0 | 0 | 0 | 0 | 0 | 0 | 0 | 0 | 0 | 0 | 0 | 0 | 0 | 0 | 0 | 0 | 0 | 0 | 0 | 0 | 0 | 0 | 0
F1_Industrial_Industrial - ID_Existing_Space Heating_Natural Gas_Unit Heater_E2 | F1 | Industrial | Industrial - ID | Existing | Space Heating | Natural Gas | Unit Heater | E2 | CCE | 0.00085669 | 0.00088904 | 0.00088904 | 0.00088904 | 0.00088904 | 0.00088904 | 0.00088904 | 0.00088904 | 0.00088904 | 0.00088904 | 0.00088904 | 0.00088904 | 0.00088904 | 0.00088904 | 0.00088904 | 0.00088904 | 0.00088904 | 0.00088904 | 0.00088904 | 0.00088904 | 0.00088904 | 0.00088904 | 0.00088904 | 0.00088904 | 0.00088904 | 0.00088904 | 0.00088904
F1_Industrial_Industrial - ID_Existing_Space Heating_Natural Gas_Unit Heater_E3 | F1 | Industrial | Industrial - ID | Existing | Space Heating | Natural Gas | Unit Heater | E3 | CCE | 0.00026888 | 0.00027904 | 0.00027904 | 0.00027904 | 0.00027904 | 0.00027904 | 0.00027904 | 0.00027904 | 0.00027904 | 0.00027904 | 0.00027904 | 0.00027904 | 0.00027904 | 0.00027904 | 0.00027904 | 0.00027904 | 0.00027904 | 0.00027904 | 0.00027904 | 0.00027904 | 0.00027904 | 0.00027904 | 0.00027904 | 0.00027904 | 0.00027904 | 0.00027904 | 0.00027904
F1_Industrial_Industrial - ID_Existing_Space Heating_Natural Gas_Unit Heater_E4 | F1 | Industrial | Industrial - ID | Existing | Space Heating | Natural Gas | Unit Heater | E4 | CCE | 0 | 0 | 0 | 0 | 0 | 0 | 0 | 0 | 0 | 0 | 0 | 0 | 0 | 0 | 0 | 0 | 0 | 0 | 0 | 0 | 0 | 0 | 0 | 0 | 0 | 0 | 0
F1_Industrial_Industrial - ID_Existing_Space Heating_Natural Gas_Unit Heater_E5 | F1 | Industrial | Industrial - ID | Existing | Space Heating | Natural Gas | Unit Heater | E5 | CCE | 0 | 0 | 0 | 0 | 0 | 0 | 0 | 0 | 0 | 0 | 0 | 0 | 0 | 0 | 0 | 0 | 0 | 0 | 0 | 0 | 0 | 0 | 0 | 0 | 0 | 0 | 0
F1_Industrial_Industrial - ID_Existing_Space Heating_Natural Gas_Unit Heater_E6 | F1 | Industrial | Industrial - ID | Existing | Space Heating | Natural Gas | Unit Heater | E6 | CCE | 0 | 0 | 0 | 0 | 0 | 0 | 0 | 0 | 0 | 0 | 0 | 0 | 0 | 0 | 0 | 0 | 0 | 0 | 0 | 0 | 0 | 0 | 0 | 0 | 0 | 0 | 0
F1_Industrial_Industrial - ID_Existing_Space Heating_Natural Gas_Unit Heater_E7 | F1 | Industrial | Industrial - ID | Existing | Space Heating | Natural Gas | Unit Heater | E7 | CCE | 0 | 0 | 0 | 0 | 0 | 0 | 0 | 0 | 0 | 0 | 0 | 0 | 0 | 0 | 0 | 0 | 0 | 0 | 0 | 0 | 0 | 0 | 0 | 0 | 0 | 0 | 0
F1_Industrial_Industrial - ID_Existing_Space Heating_Natural Gas_Unit Heater_E8 | F1 | Industrial | Industrial - ID | Existing | Space Heating | Natural Gas | Unit Heater | E8 | CCE | 0 | 0 | 0 | 0 | 0 | 0 | 0 | 0 | 0 | 0 | 0 | 0 | 0 | 0 | 0 | 0 | 0 | 0 | 0 | 0 | 0 | 0 | 0 | 0 | 0 | 0 | 0
F1_Industrial_Industrial - ID_Existing_Space Heating_Natural Gas_Unit Heater_E9 | F1 | Industrial | Industrial - ID | Existing | Space Heating | Natural Gas | Unit Heater | E9 | CCE | 0 | 0 | 0 | 0 | 0 | 0 | 0 | 0 | 0 | 0 | 0 | 0 | 0 | 0 | 0 | 0 | 0 | 0 | 0 | 0 | 0 | 0 | 0 | 0 | 0 | 0 | 0
F1_Industrial_Industrial - ID_Existing_Space Heating_Natural Gas_Unit Heater_E10 | F1 | Industrial | Industrial - ID | Existing | Space Heating | Natural Gas | Unit Heater | E10 | CCE | 0 | 0 | 0 | 0 | 0 | 0 | 0 | 0 | 0 | 0 | 0 | 0 | 0 | 0 | 0 | 0 | 0 | 0 | 0 | 0 | 0 | 0 | 0 | 0 | 0 | 0 | 0
F2_Industrial_Industrial - ID_Existing_Space Heating_Natural Gas_Unit Heater_E1 | F2 | Industrial | Industrial - ID | Existing | Space Heating | Natural Gas | Unit Heater | E1 | TRC BC Ratio | [24 empty] | 1 | 1 | 1 | bar: 2019 to 2042
F2_Industrial_Industrial - ID_Existing_Space Heating_Natural Gas_Unit Heater_E2 | F2 | Industrial | Industrial - ID | Existing | Space Heating | Natural Gas | Unit Heater | E2 | TRC BC Ratio | 3.7439 | 3.9608 | 4.2027 | 4.4644 | 4.7191 | 4.9452 | 5.171 | 5.3804 | 5.5868 | 5.7587 | 5.9171 | 6.0767 | 6.2271 | 6.3585 | 6.4758 | 6.5754 | 6.673 | 6.7763 | 6.8774 | 6.9806 | 7.0867 | 7.1929 | 7.3007 | 7.3765 | 7.4464 | 7.5108 | 7.5698
F2_Industrial_Industrial - ID_Existing_Space Heating_Natural Gas_Unit Heater_E3 | F2 | Industrial | Industrial - ID | Existing | Space Heating | Natural Gas | Unit Heater | E3 | TRC BC Ratio | 20.9802 | 21.41 | 21.7725 | 22.0691 | 22.3425 | 22.6297 | 22.9334 | 23.2701 | 23.6226 | 23.988 | 24.3378 | 24.6472 | 24.916 | 25.1405 | 25.352 | 25.5545 | 25.7357 | 25.8898 | 26.0243 | 26.1363 | 26.2259 | 26.2962 | 26.3464 | 26.4056 | 26.4523 | 26.487 | 26.5102
F2_Industrial_Industrial - ID_Existing_Space Heating_Natural Gas_Unit Heater_E4 | F2 | Industrial | Industrial - ID | Existing | Space Heating | Natural Gas | Unit Heater | E4 | TRC BC Ratio | 0 | 0 | 0 | 0 | 0 | 0 | 0 | 0 | 0 | 0 | 0 | 0 | 0 | 0 | 0 | 0 | 0 | 0 | 0 | 0 | 0 | 0 | 0 | 0 | 0 | 0 | 0
F2_Industrial_Industrial - ID_Existing_Space Heating_Natural Gas_Unit Heater_E5 | F2 | Industrial | Industrial - ID | Existing | Space Heating | Natural Gas | Unit Heater | E5 | TRC BC Ratio | 0 | 0 | 0 | 0 | 0 | 0 | 0 | 0 | 0 | 0 | 0 | 0 | 0 | 0 | 0 | 0 | 0 | 0 | 0 | 0 | 0 | 0 | 0 | 0 | 0 | 0 | 0
F2_Industrial_Industrial - ID_Existing_Space Heating_Natural Gas_Unit Heater_E6 | F2 | Industrial | Industrial - ID | Existing | Space Heating | Natural Gas | Unit Heater | E6 | TRC BC Ratio | 0 | 0 | 0 | 0 | 0 | 0 | 0 | 0 | 0 | 0 | 0 | 0 | 0 | 0 | 0 | 0 | 0 | 0 | 0 | 0 | 0 | 0 | 0 | 0 | 0 | 0 | 0
F2_Industrial_Industrial - ID_Existing_Space Heating_Natural Gas_Unit Heater_E7 | F2 | Industrial | Industrial - ID | Existing | Space Heating | Natural Gas | Unit Heater | E7 | TRC BC Ratio | 0 | 0 | 0 | 0 | 0 | 0 | 0 | 0 | 0 | 0 | 0 | 0 | 0 | 0 | 0 | 0 | 0 | 0 | 0 | 0 | 0 | 0 | 0 | 0 | 0 | 0 | 0
F2_Industrial_Industrial - ID_Existing_Space Heating_Natural Gas_Unit Heater_E8 | F2 | Industrial | Industrial - ID | Existing | Space Heating | Natural Gas | Unit Heater | E8 | TRC BC Ratio | 0 | 0 | 0 | 0 | 0 | 0 | 0 | 0 | 0 | 0 | 0 | 0 | 0 | 0 | 0 | 0 | 0 | 0 | 0 | 0 | 0 | 0 | 0 | 0 | 0 | 0 | 0
F2_Industrial_Industrial - ID_Existing_Space Heating_Natural Gas_Unit Heater_E9 | F2 | Industrial | Industrial - ID | Existing | Space Heating | Natural Gas | Unit Heater | E9 | TRC BC Ratio | 0 | 0 | 0 | 0 | 0 | 0 | 0 | 0 | 0 | 0 | 0 | 0 | 0 | 0 | 0 | 0 | 0 | 0 | 0 | 0 | 0 | 0 | 0 | 0 | 0 | 0 | 0
F2_Industrial_Industrial - ID_Existing_Space Heating_Natural Gas_Unit Heater_E10 | F2 | Industrial | Industrial - ID | Existing | Space Heating | Natural Gas | Unit Heater | E10 | TRC BC Ratio | 0 | 0 | 0 | 0 | 0 | 0 | 0 | 0 | 0 | 0 | 0 | 0 | 0 | 0 | 0 | 0 | 0 | 0 | 0 | 0 | 0 | 0 | 0 | 0 | 0 | 0 | 0
F3_Industrial_Industrial - ID_Existing_Space Heating_Natural Gas_Unit Heater_E1 | F3 | Industrial | Industrial - ID | Existing | Space Heating | Natural Gas | Unit Heater | E1 | PACT BC Ratio | [24 empty] | 1 | 1 | 1 | bar: 2019 to 2042
F3_Industrial_Industrial - ID_Existing_Space Heating_Natural Gas_Unit Heater_E2 | F3 | Industrial | Industrial - ID | Existing | Space Heating | Natural Gas | Unit Heater | E2 | PACT BC Ratio | 6.4181 | 6.79 | 7.2047 | 7.6533 | 8.0899 | 8.4774 | 8.8645 | 9.2236 | 9.5774 | 9.872 | 10.1435 | 10.4172 | 10.675 | 10.9002 | 11.1014 | 11.2721 | 11.4394 | 11.6165 | 11.7899 | 11.9668 | 12.1486 | 12.3306 | 12.5155 | 12.6454 | 12.7653 | 12.8757 | 12.9768
F3_Industrial_Industrial - ID_Existing_Space Heating_Natural Gas_Unit Heater_E3 | F3 | Industrial | Industrial - ID | Existing | Space Heating | Natural Gas | Unit Heater | E3 | PACT BC Ratio | 35.9661 | 36.7028 | 37.3243 | 37.8328 | 38.3015 | 38.7938 | 39.3143 | 39.8915 | 40.4959 | 41.1222 | 41.7219 | 42.2523 | 42.7131 | 43.0979 | 43.4606 | 43.8077 | 44.1183 | 44.3825 | 44.613 | 44.8051 | 44.9587 | 45.0791 | 45.1652 | 45.2667 | 45.3468 | 45.4063 | 45.4461
F3_Industrial_Industrial - ID_Existing_Space Heating_Natural Gas_Unit Heater_E4 | F3 | Industrial | Industrial - ID | Existing | Space Heating | Natural Gas | Unit Heater | E4 | PACT BC Ratio | 0 | 0 | 0 | 0 | 0 | 0 | 0 | 0 | 0 | 0 | 0 | 0 | 0 | 0 | 0 | 0 | 0 | 0 | 0 | 0 | 0 | 0 | 0 | 0 | 0 | 0 | 0
F3_Industrial_Industrial - ID_Existing_Space Heating_Natural Gas_Unit Heater_E5 | F3 | Industrial | Industrial - ID | Existing | Space Heating | Natural Gas | Unit Heater | E5 | PACT BC Ratio | 0 | 0 | 0 | 0 | 0 | 0 | 0 | 0 | 0 | 0 | 0 | 0 | 0 | 0 | 0 | 0 | 0 | 0 | 0 | 0 | 0 | 0 | 0 | 0 | 0 | 0 | 0
F3_Industrial_Industrial - ID_Existing_Space Heating_Natural Gas_Unit Heater_E6 | F3 | Industrial | Industrial - ID | Existing | Space Heating | Natural Gas | Unit Heater | E6 | PACT BC Ratio | 0 | 0 | 0 | 0 | 0 | 0 | 0 | 0 | 0 | 0 | 0 | 0 | 0 | 0 | 0 | 0 | 0 | 0 | 0 | 0 | 0 | 0 | 0 | 0 | 0 | 0 | 0
F3_Industrial_Industrial - ID_Existing_Space Heating_Natural Gas_Unit Heater_E7 | F3 | Industrial | Industrial - ID | Existing | Space Heating | Natural Gas | Unit Heater | E7 | PACT BC Ratio | 0 | 0 | 0 | 0 | 0 | 0 | 0 | 0 | 0 | 0 | 0 | 0 | 0 | 0 | 0 | 0 | 0 | 0 | 0 | 0 | 0 | 0 | 0 | 0 | 0 | 0 | 0
F3_Industrial_Industrial - ID_Existing_Space Heating_Natural Gas_Unit Heater_E8 | F3 | Industrial | Industrial - ID | Existing | Space Heating | Natural Gas | Unit Heater | E8 | PACT BC Ratio | 0 | 0 | 0 | 0 | 0 | 0 | 0 | 0 | 0 | 0 | 0 | 0 | 0 | 0 | 0 | 0 | 0 | 0 | 0 | 0 | 0 | 0 | 0 | 0 | 0 | 0 | 0
F3_Industrial_Industrial - ID_Existing_Space Heating_Natural Gas_Unit Heater_E9 | F3 | Industrial | Industrial - ID | Existing | Space Heating | Natural Gas | Unit Heater | E9 | PACT BC Ratio | 0 | 0 | 0 | 0 | 0 | 0 | 0 | 0 | 0 | 0 | 0 | 0 | 0 | 0 | 0 | 0 | 0 | 0 | 0 | 0 | 0 | 0 | 0 | 0 | 0 | 0 | 0
F3_Industrial_Industrial - ID_Existing_Space Heating_Natural Gas_Unit Heater_E10 | F3 | Industrial | Industrial - ID | Existing | Space Heating | Natural Gas | Unit Heater | E10 | PACT BC Ratio | 0 | 0 | 0 | 0 | 0 | 0 | 0 | 0 | 0 | 0 | 0 | 0 | 0 | 0 | 0 | 0 | 0 | 0 | 0 | 0 | 0 | 0 | 0 | 0 | 0 | 0 | 0
F4_Industrial_Industrial - ID_Existing_Space Heating_Natural Gas_Unit Heater_E1 | F4 | Industrial | Industrial - ID | Existing | Space Heating | Natural Gas | Unit Heater | E1 | RVT BC Ratio | [24 empty] | 1 | 1 | 1 | bar: 2019 to 2042
F4_Industrial_Industrial - ID_Existing_Space Heating_Natural Gas_Unit Heater_E2 | F4 | Industrial | Industrial - ID | Existing | Space Heating | Natural Gas | Unit Heater | E2 | RVT BC Ratio | 4.6153 | 4.7679 | 4.9439 | 5.1345 | 5.3283 | 5.5209 | 5.7048 | 5.8753 | 6.0433 | 6.1643 | 6.307 | 6.4568 | 6.5997 | 6.7229 | 6.8329 | 6.9248 | 7.0091 | 7.0938 | 7.1682 | 7.2373 | 7.3018 | 7.385 | 7.4635 | 7.5326 | 7.5963 | 7.6548 | 7.7083
F4_Industrial_Industrial - ID_Existing_Space Heating_Natural Gas_Unit Heater_E3 | F4 | Industrial | Industrial - ID | Existing | Space Heating | Natural Gas | Unit Heater | E3 | RVT BC Ratio | 20.9615 | 21.4244 | 21.8037 | 22.109 | 22.3619 | 22.5752 | 22.7724 | 22.9847 | 23.1969 | 23.4505 | 23.6894 | 23.9265 | 24.1413 | 24.3438 | 24.5342 | 24.7176 | 24.8858 | 25.033 | 25.1688 | 25.2896 | 25.3957 | 25.4682 | 25.5272 | 25.5774 | 25.6161 | 25.6435 | 25.6602
F4_Industrial_Industrial - ID_Existing_Space Heating_Natural Gas_Unit Heater_E4 | F4 | Industrial | Industrial - ID | Existing | Space Heating | Natural Gas | Unit Heater | E4 | RVT BC Ratio | 0 | 0 | 0 | 0 | 0 | 0 | 0 | 0 | 0 | 0 | 0 | 0 | 0 | 0 | 0 | 0 | 0 | 0 | 0 | 0 | 0 | 0 | 0 | 0 | 0 | 0 | 0
F4_Industrial_Industrial - ID_Existing_Space Heating_Natural Gas_Unit Heater_E5 | F4 | Industrial | Industrial - ID | Existing | Space Heating | Natural Gas | Unit Heater | E5 | RVT BC Ratio | 0 | 0 | 0 | 0 | 0 | 0 | 0 | 0 | 0 | 0 | 0 | 0 | 0 | 0 | 0 | 0 | 0 | 0 | 0 | 0 | 0 | 0 | 0 | 0 | 0 | 0 | 0
F4_Industrial_Industrial - ID_Existing_Space Heating_Natural Gas_Unit Heater_E6 | F4 | Industrial | Industrial - ID | Existing | Space Heating | Natural Gas | Unit Heater | E6 | RVT BC Ratio | 0 | 0 | 0 | 0 | 0 | 0 | 0 | 0 | 0 | 0 | 0 | 0 | 0 | 0 | 0 | 0 | 0 | 0 | 0 | 0 | 0 | 0 | 0 | 0 | 0 | 0 | 0
F4_Industrial_Industrial - ID_Existing_Space Heating_Natural Gas_Unit Heater_E7 | F4 | Industrial | Industrial - ID | Existing | Space Heating | Natural Gas | Unit Heater | E7 | RVT BC Ratio | 0 | 0 | 0 | 0 | 0 | 0 | 0 | 0 | 0 | 0 | 0 | 0 | 0 | 0 | 0 | 0 | 0 | 0 | 0 | 0 | 0 | 0 | 0 | 0 | 0 | 0 | 0
F4_Industrial_Industrial - ID_Existing_Space Heating_Natural Gas_Unit Heater_E8 | F4 | Industrial | Industrial - ID | Existing | Space Heating | Natural Gas | Unit Heater | E8 | RVT BC Ratio | 0 | 0 | 0 | 0 | 0 | 0 | 0 | 0 | 0 | 0 | 0 | 0 | 0 | 0 | 0 | 0 | 0 | 0 | 0 | 0 | 0 | 0 | 0 | 0 | 0 | 0 | 0
F4_Industrial_Industrial - ID_Existing_Space Heating_Natural Gas_Unit Heater_E9 | F4 | Industrial | Industrial - ID | Existing | Space Heating | Natural Gas | Unit Heater | E9 | RVT BC Ratio | 0 | 0 | 0 | 0 | 0 | 0 | 0 | 0 | 0 | 0 | 0 | 0 | 0 | 0 | 0 | 0 | 0 | 0 | 0 | 0 | 0 | 0 | 0 | 0 | 0 | 0 | 0
F4_Industrial_Industrial - ID_Existing_Space Heating_Natural Gas_Unit Heater_E10 | F4 | Industrial | Industrial - ID | Existing | Space Heating | Natural Gas | Unit Heater | E10 | RVT BC Ratio | 0 | 0 | 0 | 0 | 0 | 0 | 0 | 0 | 0 | 0 | 0 | 0 | 0 | 0 | 0 | 0 | 0 | 0 | 0 | 0 | 0 | 0 | 0 | 0 | 0 | 0 | 0
F5_Industrial_Industrial - ID_Existing_Space Heating_Natural Gas_Unit Heater_E1 | F5 | Industrial | Industrial - ID | Existing | Space Heating | Natural Gas | Unit Heater | E1 | RIM BC Ratio | [24 empty] | 1 | 1 | 1 | bar: 2019 to 2042
F5_Industrial_Industrial - ID_Existing_Space Heating_Natural Gas_Unit Heater_E2 | F5 | Industrial | Industrial - ID | Existing | Space Heating | Natural Gas | Unit Heater | E2 | RIM BC Ratio | 0.93301 | 0.95674 | 0.98045 | 1.0043 | 1.0243 | 1.0373 | 1.0509 | 1.0627 | 1.0738 | 1.0858 | 1.0912 | 1.0954 | 1.0989 | 1.1022 | 1.1049 | 1.1075 | 1.1108 | 1.1149 | 1.1201 | 1.1263 | 1.1336 | 1.138 | 1.1432 | 1.1447 | 1.1461 | 1.1474 | 1.1486
F5_Industrial_Industrial - ID_Existing_Space Heating_Natural Gas_Unit Heater_E3 | F5 | Industrial | Industrial - ID | Existing | Space Heating | Natural Gas | Unit Heater | E3 | RIM BC Ratio | 1.1897 | 1.1881 | 1.1874 | 1.1871 | 1.1883 | 1.1923 | 1.198 | 1.2044 | 1.2116 | 1.2171 | 1.2225 | 1.2259 | 1.2283 | 1.2292 | 1.23 | 1.2307 | 1.2311 | 1.2312 | 1.231 | 1.2304 | 1.2295 | 1.2294 | 1.2289 | 1.2292 | 1.2296 | 1.2299 | 1.2302
F5_Industrial_Industrial - ID_Existing_Space Heating_Natural Gas_Unit Heater_E4 | F5 | Industrial | Industrial - ID | Existing | Space Heating | Natural Gas | Unit Heater | E4 | RIM BC Ratio | 0 | 0 | 0 | 0 | 0 | 0 | 0 | 0 | 0 | 0 | 0 | 0 | 0 | 0 | 0 | 0 | 0 | 0 | 0 | 0 | 0 | 0 | 0 | 0 | 0 | 0 | 0
F5_Industrial_Industrial - ID_Existing_Space Heating_Natural Gas_Unit Heater_E5 | F5 | Industrial | Industrial - ID | Existing | Space Heating | Natural Gas | Unit Heater | E5 | RIM BC Ratio | 0 | 0 | 0 | 0 | 0 | 0 | 0 | 0 | 0 | 0 | 0 | 0 | 0 | 0 | 0 | 0 | 0 | 0 | 0 | 0 | 0 | 0 | 0 | 0 | 0 | 0 | 0
F5_Industrial_Industrial - ID_Existing_Space Heating_Natural Gas_Unit Heater_E6 | F5 | Industrial | Industrial - ID | Existing | Space Heating | Natural Gas | Unit Heater | E6 | RIM BC Ratio | 0 | 0 | 0 | 0 | 0 | 0 | 0 | 0 | 0 | 0 | 0 | 0 | 0 | 0 | 0 | 0 | 0 | 0 | 0 | 0 | 0 | 0 | 0 | 0 | 0 | 0 | 0
F5_Industrial_Industrial - ID_Existing_Space Heating_Natural Gas_Unit Heater_E7 | F5 | Industrial | Industrial - ID | Existing | Space Heating | Natural Gas | Unit Heater | E7 | RIM BC Ratio | 0 | 0 | 0 | 0 | 0 | 0 | 0 | 0 | 0 | 0 | 0 | 0 | 0 | 0 | 0 | 0 | 0 | 0 | 0 | 0 | 0 | 0 | 0 | 0 | 0 | 0 | 0
F5_Industrial_Industrial - ID_Existing_Space Heating_Natural Gas_Unit Heater_E8 | F5 | Industrial | Industrial - ID | Existing | Space Heating | Natural Gas | Unit Heater | E8 | RIM BC Ratio | 0 | 0 | 0 | 0 | 0 | 0 | 0 | 0 | 0 | 0 | 0 | 0 | 0 | 0 | 0 | 0 | 0 | 0 | 0 | 0 | 0 | 0 | 0 | 0 | 0 | 0 | 0
F5_Industrial_Industrial - ID_Existing_Space Heating_Natural Gas_Unit Heater_E9 | F5 | Industrial | Industrial - ID | Existing | Space Heating | Natural Gas | Unit Heater | E9 | RIM BC Ratio | 0 | 0 | 0 | 0 | 0 | 0 | 0 | 0 | 0 | 0 | 0 | 0 | 0 | 0 | 0 | 0 | 0 | 0 | 0 | 0 | 0 | 0 | 0 | 0 | 0 | 0 | 0
F5_Industrial_Industrial - ID_Existing_Space Heating_Natural Gas_Unit Heater_E10 | F5 | Industrial | Industrial - ID | Existing | Space Heating | Natural Gas | Unit Heater | E10 | RIM BC Ratio | 0 | 0 | 0 | 0 | 0 | 0 | 0 | 0 | 0 | 0 | 0 | 0 | 0 | 0 | 0 | 0 | 0 | 0 | 0 | 0 | 0 | 0 | 0 | 0 | 0 | 0 | 0
F0_Industrial_Industrial - ID_Existing_Process_Natural Gas_Process Boiler_E0 | F0 | Industrial | Industrial - ID | Existing | Process | Natural Gas | Process Boiler | E0 | Economic Unit | Standard | Standard | Standard | Standard | Standard | Standard | Standard | Standard | Standard | Standard | Standard | Standard | Standard | Standard | Standard | Standard | Standard | Standard | Standard | Standard | Standard | Standard | Standard | Standard | Standard | Standard | Standard
F1_Industrial_Industrial - ID_Existing_Process_Natural Gas_Process Boiler_E1 | F1 | Industrial | Industrial - ID | Existing | Process | Natural Gas | Process Boiler | E1 | CCE | 0 | 0 | 0 | 0 | 0 | 0 | 0 | 0 | 0 | 0 | 0 | 0 | 0 | 0 | 0 | 0 | 0 | 0 | 0 | 0 | 0 | 0 | 0 | 0 | 0 | 0 | 0
F1_Industrial_Industrial - ID_Existing_Process_Natural Gas_Process Boiler_E2 | F1 | Industrial | Industrial - ID | Existing | Process | Natural Gas | Process Boiler | E2 | CCE | 0 | 0 | 0 | 0 | 0 | 0 | 0 | 0 | 0 | 0 | 0 | 0 | 0 | 0 | 0 | 0 | 0 | 0 | 0 | 0 | 0 | 0 | 0 | 0 | 0 | 0 | 0
F1_Industrial_Industrial - ID_Existing_Process_Natural Gas_Process Boiler_E3 | F1 | Industrial | Industrial - ID | Existing | Process | Natural Gas | Process Boiler | E3 | CCE | 0 | 0 | 0 | 0 | 0 | 0 | 0 | 0 | 0 | 0 | 0 | 0 | 0 | 0 | 0 | 0 | 0 | 0 | 0 | 0 | 0 | 0 | 0 | 0 | 0 | 0 | 0
F1_Industrial_Industrial - ID_Existing_Process_Natural Gas_Process Boiler_E4 | F1 | Industrial | Industrial - ID | Existing | Process | Natural Gas | Process Boiler | E4 | CCE | 0 | 0 | 0 | 0 | 0 | 0 | 0 | 0 | 0 | 0 | 0 | 0 | 0 | 0 | 0 | 0 | 0 | 0 | 0 | 0 | 0 | 0 | 0 | 0 | 0 | 0 | 0
F1_Industrial_Industrial - ID_Existing_Process_Natural Gas_Process Boiler_E5 | F1 | Industrial | Industrial - ID | Existing | Process | Natural Gas | Process Boiler | E5 | CCE | 0 | 0 | 0 | 0 | 0 | 0 | 0 | 0 | 0 | 0 | 0 | 0 | 0 | 0 | 0 | 0 | 0 | 0 | 0 | 0 | 0 | 0 | 0 | 0 | 0 | 0 | 0
F1_Industrial_Industrial - ID_Existing_Process_Natural Gas_Process Boiler_E6 | F1 | Industrial | Industrial - ID | Existing | Process | Natural Gas | Process Boiler | E6 | CCE | 0 | 0 | 0 | 0 | 0 | 0 | 0 | 0 | 0 | 0 | 0 | 0 | 0 | 0 | 0 | 0 | 0 | 0 | 0 | 0 | 0 | 0 | 0 | 0 | 0 | 0 | 0
F1_Industrial_Industrial - ID_Existing_Process_Natural Gas_Process Boiler_E7 | F1 | Industrial | Industrial - ID | Existing | Process | Natural Gas | Process Boiler | E7 | CCE | 0 | 0 | 0 | 0 | 0 | 0 | 0 | 0 | 0 | 0 | 0 | 0 | 0 | 0 | 0 | 0 | 0 | 0 | 0 | 0 | 0 | 0 | 0 | 0 | 0 | 0 | 0
F1_Industrial_Industrial - ID_Existing_Process_Natural Gas_Process Boiler_E8 | F1 | Industrial | Industrial - ID | Existing | Process | Natural Gas | Process Boiler | E8 | CCE | 0 | 0 | 0 | 0 | 0 | 0 | 0 | 0 | 0 | 0 | 0 | 0 | 0 | 0 | 0 | 0 | 0 | 0 | 0 | 0 | 0 | 0 | 0 | 0 | 0 | 0 | 0
F1_Industrial_Industrial - ID_Existing_Process_Natural Gas_Process Boiler_E9 | F1 | Industrial | Industrial - ID | Existing | Process | Natural Gas | Process Boiler | E9 | CCE | 0 | 0 | 0 | 0 | 0 | 0 | 0 | 0 | 0 | 0 | 0 | 0 | 0 | 0 | 0 | 0 | 0 | 0 | 0 | 0 | 0 | 0 | 0 | 0 | 0 | 0 | 0
F1_Industrial_Industrial - ID_Existing_Process_Natural Gas_Process Boiler_E10 | F1 | Industrial | Industrial - ID | Existing | Process | Natural Gas | Process Boiler | E10 | CCE | 0 | 0 | 0 | 0 | 0 | 0 | 0 | 0 | 0 | 0 | 0 | 0 | 0 | 0 | 0 | 0 | 0 | 0 | 0 | 0 | 0 | 0 | 0 | 0 | 0 | 0 | 0
F2_Industrial_Industrial - ID_Existing_Process_Natural Gas_Process Boiler_E1 | F2 | Industrial | Industrial - ID | Existing | Process | Natural Gas | Process Boiler | E1 | TRC BC Ratio | [24 empty] | 1 | 1 | 1 | bar: 2019 to 2042
F2_Industrial_Industrial - ID_Existing_Process_Natural Gas_Process Boiler_E2 | F2 | Industrial | Industrial - ID | Existing | Process | Natural Gas | Process Boiler | E2 | TRC BC Ratio | 0 | 0 | 0 | 0 | 0 | 0 | 0 | 0 | 0 | 0 | 0 | 0 | 0 | 0 | 0 | 0 | 0 | 0 | 0 | 0 | 0 | 0 | 0 | 0 | 0 | 0 | 0
F2_Industrial_Industrial - ID_Existing_Process_Natural Gas_Process Boiler_E3 | F2 | Industrial | Industrial - ID | Existing | Process | Natural Gas | Process Boiler | E3 | TRC BC Ratio | 0 | 0 | 0 | 0 | 0 | 0 | 0 | 0 | 0 | 0 | 0 | 0 | 0 | 0 | 0 | 0 | 0 | 0 | 0 | 0 | 0 | 0 | 0 | 0 | 0 | 0 | 0
F2_Industrial_Industrial - ID_Existing_Process_Natural Gas_Process Boiler_E4 | F2 | Industrial | Industrial - ID | Existing | Process | Natural Gas | Process Boiler | E4 | TRC BC Ratio | 0 | 0 | 0 | 0 | 0 | 0 | 0 | 0 | 0 | 0 | 0 | 0 | 0 | 0 | 0 | 0 | 0 | 0 | 0 | 0 | 0 | 0 | 0 | 0 | 0 | 0 | 0
F2_Industrial_Industrial - ID_Existing_Process_Natural Gas_Process Boiler_E5 | F2 | Industrial | Industrial - ID | Existing | Process | Natural Gas | Process Boiler | E5 | TRC BC Ratio | 0 | 0 | 0 | 0 | 0 | 0 | 0 | 0 | 0 | 0 | 0 | 0 | 0 | 0 | 0 | 0 | 0 | 0 | 0 | 0 | 0 | 0 | 0 | 0 | 0 | 0 | 0
F2_Industrial_Industrial - ID_Existing_Process_Natural Gas_Process Boiler_E6 | F2 | Industrial | Industrial - ID | Existing | Process | Natural Gas | Process Boiler | E6 | TRC BC Ratio | 0 | 0 | 0 | 0 | 0 | 0 | 0 | 0 | 0 | 0 | 0 | 0 | 0 | 0 | 0 | 0 | 0 | 0 | 0 | 0 | 0 | 0 | 0 | 0 | 0 | 0 | 0
F2_Industrial_Industrial - ID_Existing_Process_Natural Gas_Process Boiler_E7 | F2 | Industrial | Industrial - ID | Existing | Process | Natural Gas | Process Boiler | E7 | TRC BC Ratio | 0 | 0 | 0 | 0 | 0 | 0 | 0 | 0 | 0 | 0 | 0 | 0 | 0 | 0 | 0 | 0 | 0 | 0 | 0 | 0 | 0 | 0 | 0 | 0 | 0 | 0 | 0
F2_Industrial_Industrial - ID_Existing_Process_Natural Gas_Process Boiler_E8 | F2 | Industrial | Industrial - ID | Existing | Process | Natural Gas | Process Boiler | E8 | TRC BC Ratio | 0 | 0 | 0 | 0 | 0 | 0 | 0 | 0 | 0 | 0 | 0 | 0 | 0 | 0 | 0 | 0 | 0 | 0 | 0 | 0 | 0 | 0 | 0 | 0 | 0 | 0 | 0
F2_Industrial_Industrial - ID_Existing_Process_Natural Gas_Process Boiler_E9 | F2 | Industrial | Industrial - ID | Existing | Process | Natural Gas | Process Boiler | E9 | TRC BC Ratio | 0 | 0 | 0 | 0 | 0 | 0 | 0 | 0 | 0 | 0 | 0 | 0 | 0 | 0 | 0 | 0 | 0 | 0 | 0 | 0 | 0 | 0 | 0 | 0 | 0 | 0 | 0
F2_Industrial_Industrial - ID_Existing_Process_Natural Gas_Process Boiler_E10 | F2 | Industrial | Industrial - ID | Existing | Process | Natural Gas | Process Boiler | E10 | TRC BC Ratio | 0 | 0 | 0 | 0 | 0 | 0 | 0 | 0 | 0 | 0 | 0 | 0 | 0 | 0 | 0 | 0 | 0 | 0 | 0 | 0 | 0 | 0 | 0 | 0 | 0 | 0 | 0
F3_Industrial_Industrial - ID_Existing_Process_Natural Gas_Process Boiler_E1 | F3 | Industrial | Industrial - ID | Existing | Process | Natural Gas | Process Boiler | E1 | PACT BC Ratio | [24 empty] | 1 | 1 | 1 | bar: 2019 to 2042
F3_Industrial_Industrial - ID_Existing_Process_Natural Gas_Process Boiler_E2 | F3 | Industrial | Industrial - ID | Existing | Process | Natural Gas | Process Boiler | E2 | PACT BC Ratio | 0 | 0 | 0 | 0 | 0 | 0 | 0 | 0 | 0 | 0 | 0 | 0 | 0 | 0 | 0 | 0 | 0 | 0 | 0 | 0 | 0 | 0 | 0 | 0 | 0 | 0 | 0
F3_Industrial_Industrial - ID_Existing_Process_Natural Gas_Process Boiler_E3 | F3 | Industrial | Industrial - ID | Existing | Process | Natural Gas | Process Boiler | E3 | PACT BC Ratio | 0 | 0 | 0 | 0 | 0 | 0 | 0 | 0 | 0 | 0 | 0 | 0 | 0 | 0 | 0 | 0 | 0 | 0 | 0 | 0 | 0 | 0 | 0 | 0 | 0 | 0 | 0
F3_Industrial_Industrial - ID_Existing_Process_Natural Gas_Process Boiler_E4 | F3 | Industrial | Industrial - ID | Existing | Process | Natural Gas | Process Boiler | E4 | PACT BC Ratio | 0 | 0 | 0 | 0 | 0 | 0 | 0 | 0 | 0 | 0 | 0 | 0 | 0 | 0 | 0 | 0 | 0 | 0 | 0 | 0 | 0 | 0 | 0 | 0 | 0 | 0 | 0
F3_Industrial_Industrial - ID_Existing_Process_Natural Gas_Process Boiler_E5 | F3 | Industrial | Industrial - ID | Existing | Process | Natural Gas | Process Boiler | E5 | PACT BC Ratio | 0 | 0 | 0 | 0 | 0 | 0 | 0 | 0 | 0 | 0 | 0 | 0 | 0 | 0 | 0 | 0 | 0 | 0 | 0 | 0 | 0 | 0 | 0 | 0 | 0 | 0 | 0
F3_Industrial_Industrial - ID_Existing_Process_Natural Gas_Process Boiler_E6 | F3 | Industrial | Industrial - ID | Existing | Process | Natural Gas | Process Boiler | E6 | PACT BC Ratio | 0 | 0 | 0 | 0 | 0 | 0 | 0 | 0 | 0 | 0 | 0 | 0 | 0 | 0 | 0 | 0 | 0 | 0 | 0 | 0 | 0 | 0 | 0 | 0 | 0 | 0 | 0
F3_Industrial_Industrial - ID_Existing_Process_Natural Gas_Process Boiler_E7 | F3 | Industrial | Industrial - ID | Existing | Process | Natural Gas | Process Boiler | E7 | PACT BC Ratio | 0 | 0 | 0 | 0 | 0 | 0 | 0 | 0 | 0 | 0 | 0 | 0 | 0 | 0 | 0 | 0 | 0 | 0 | 0 | 0 | 0 | 0 | 0 | 0 | 0 | 0 | 0
F3_Industrial_Industrial - ID_Existing_Process_Natural Gas_Process Boiler_E8 | F3 | Industrial | Industrial - ID | Existing | Process | Natural Gas | Process Boiler | E8 | PACT BC Ratio | 0 | 0 | 0 | 0 | 0 | 0 | 0 | 0 | 0 | 0 | 0 | 0 | 0 | 0 | 0 | 0 | 0 | 0 | 0 | 0 | 0 | 0 | 0 | 0 | 0 | 0 | 0
F3_Industrial_Industrial - ID_Existing_Process_Natural Gas_Process Boiler_E9 | F3 | Industrial | Industrial - ID | Existing | Process | Natural Gas | Process Boiler | E9 | PACT BC Ratio | 0 | 0 | 0 | 0 | 0 | 0 | 0 | 0 | 0 | 0 | 0 | 0 | 0 | 0 | 0 | 0 | 0 | 0 | 0 | 0 | 0 | 0 | 0 | 0 | 0 | 0 | 0
F3_Industrial_Industrial - ID_Existing_Process_Natural Gas_Process Boiler_E10 | F3 | Industrial | Industrial - ID | Existing | Process | Natural Gas | Process Boiler | E10 | PACT BC Ratio | 0 | 0 | 0 | 0 | 0 | 0 | 0 | 0 | 0 | 0 | 0 | 0 | 0 | 0 | 0 | 0 | 0 | 0 | 0 | 0 | 0 | 0 | 0 | 0 | 0 | 0 | 0
F4_Industrial_Industrial - ID_Existing_Process_Natural Gas_Process Boiler_E1 | F4 | Industrial | Industrial - ID | Existing | Process | Natural Gas | Process Boiler | E1 | RVT BC Ratio | [24 empty] | 1 | 1 | 1 | bar: 2019 to 2042
F4_Industrial_Industrial - ID_Existing_Process_Natural Gas_Process Boiler_E2 | F4 | Industrial | Industrial - ID | Existing | Process | Natural Gas | Process Boiler | E2 | RVT BC Ratio | 0 | 0 | 0 | 0 | 0 | 0 | 0 | 0 | 0 | 0 | 0 | 0 | 0 | 0 | 0 | 0 | 0 | 0 | 0 | 0 | 0 | 0 | 0 | 0 | 0 | 0 | 0
F4_Industrial_Industrial - ID_Existing_Process_Natural Gas_Process Boiler_E3 | F4 | Industrial | Industrial - ID | Existing | Process | Natural Gas | Process Boiler | E3 | RVT BC Ratio | 0 | 0 | 0 | 0 | 0 | 0 | 0 | 0 | 0 | 0 | 0 | 0 | 0 | 0 | 0 | 0 | 0 | 0 | 0 | 0 | 0 | 0 | 0 | 0 | 0 | 0 | 0
F4_Industrial_Industrial - ID_Existing_Process_Natural Gas_Process Boiler_E4 | F4 | Industrial | Industrial - ID | Existing | Process | Natural Gas | Process Boiler | E4 | RVT BC Ratio | 0 | 0 | 0 | 0 | 0 | 0 | 0 | 0 | 0 | 0 | 0 | 0 | 0 | 0 | 0 | 0 | 0 | 0 | 0 | 0 | 0 | 0 | 0 | 0 | 0 | 0 | 0
F4_Industrial_Industrial - ID_Existing_Process_Natural Gas_Process Boiler_E5 | F4 | Industrial | Industrial - ID | Existing | Process | Natural Gas | Process Boiler | E5 | RVT BC Ratio | 0 | 0 | 0 | 0 | 0 | 0 | 0 | 0 | 0 | 0 | 0 | 0 | 0 | 0 | 0 | 0 | 0 | 0 | 0 | 0 | 0 | 0 | 0 | 0 | 0 | 0 | 0
F4_Industrial_Industrial - ID_Existing_Process_Natural Gas_Process Boiler_E6 | F4 | Industrial | Industrial - ID | Existing | Process | Natural Gas | Process Boiler | E6 | RVT BC Ratio | 0 | 0 | 0 | 0 | 0 | 0 | 0 | 0 | 0 | 0 | 0 | 0 | 0 | 0 | 0 | 0 | 0 | 0 | 0 | 0 | 0 | 0 | 0 | 0 | 0 | 0 | 0
F4_Industrial_Industrial - ID_Existing_Process_Natural Gas_Process Boiler_E7 | F4 | Industrial | Industrial - ID | Existing | Process | Natural Gas | Process Boiler | E7 | RVT BC Ratio | 0 | 0 | 0 | 0 | 0 | 0 | 0 | 0 | 0 | 0 | 0 | 0 | 0 | 0 | 0 | 0 | 0 | 0 | 0 | 0 | 0 | 0 | 0 | 0 | 0 | 0 | 0
F4_Industrial_Industrial - ID_Existing_Process_Natural Gas_Process Boiler_E8 | F4 | Industrial | Industrial - ID | Existing | Process | Natural Gas | Process Boiler | E8 | RVT BC Ratio | 0 | 0 | 0 | 0 | 0 | 0 | 0 | 0 | 0 | 0 | 0 | 0 | 0 | 0 | 0 | 0 | 0 | 0 | 0 | 0 | 0 | 0 | 0 | 0 | 0 | 0 | 0
F4_Industrial_Industrial - ID_Existing_Process_Natural Gas_Process Boiler_E9 | F4 | Industrial | Industrial - ID | Existing | Process | Natural Gas | Process Boiler | E9 | RVT BC Ratio | 0 | 0 | 0 | 0 | 0 | 0 | 0 | 0 | 0 | 0 | 0 | 0 | 0 | 0 | 0 | 0 | 0 | 0 | 0 | 0 | 0 | 0 | 0 | 0 | 0 | 0 | 0
F4_Industrial_Industrial - ID_Existing_Process_Natural Gas_Process Boiler_E10 | F4 | Industrial | Industrial - ID | Existing | Process | Natural Gas | Process Boiler | E10 | RVT BC Ratio | 0 | 0 | 0 | 0 | 0 | 0 | 0 | 0 | 0 | 0 | 0 | 0 | 0 | 0 | 0 | 0 | 0 | 0 | 0 | 0 | 0 | 0 | 0 | 0 | 0 | 0 | 0
F5_Industrial_Industrial - ID_Existing_Process_Natural Gas_Process Boiler_E1 | F5 | Industrial | Industrial - ID | Existing | Process | Natural Gas | Process Boiler | E1 | RIM BC Ratio | [24 empty] | 1 | 1 | 1 | bar: 2019 to 2042
F5_Industrial_Industrial - ID_Existing_Process_Natural Gas_Process Boiler_E2 | F5 | Industrial | Industrial - ID | Existing | Process | Natural Gas | Process Boiler | E2 | RIM BC Ratio | 0 | 0 | 0 | 0 | 0 | 0 | 0 | 0 | 0 | 0 | 0 | 0 | 0 | 0 | 0 | 0 | 0 | 0 | 0 | 0 | 0 | 0 | 0 | 0 | 0 | 0 | 0
F5_Industrial_Industrial - ID_Existing_Process_Natural Gas_Process Boiler_E3 | F5 | Industrial | Industrial - ID | Existing | Process | Natural Gas | Process Boiler | E3 | RIM BC Ratio | 0 | 0 | 0 | 0 | 0 | 0 | 0 | 0 | 0 | 0 | 0 | 0 | 0 | 0 | 0 | 0 | 0 | 0 | 0 | 0 | 0 | 0 | 0 | 0 | 0 | 0 | 0
F5_Industrial_Industrial - ID_Existing_Process_Natural Gas_Process Boiler_E4 | F5 | Industrial | Industrial - ID | Existing | Process | Natural Gas | Process Boiler | E4 | RIM BC Ratio | 0 | 0 | 0 | 0 | 0 | 0 | 0 | 0 | 0 | 0 | 0 | 0 | 0 | 0 | 0 | 0 | 0 | 0 | 0 | 0 | 0 | 0 | 0 | 0 | 0 | 0 | 0
F5_Industrial_Industrial - ID_Existing_Process_Natural Gas_Process Boiler_E5 | F5 | Industrial | Industrial - ID | Existing | Process | Natural Gas | Process Boiler | E5 | RIM BC Ratio | 0 | 0 | 0 | 0 | 0 | 0 | 0 | 0 | 0 | 0 | 0 | 0 | 0 | 0 | 0 | 0 | 0 | 0 | 0 | 0 | 0 | 0 | 0 | 0 | 0 | 0 | 0
F5_Industrial_Industrial - ID_Existing_Process_Natural Gas_Process Boiler_E6 | F5 | Industrial | Industrial - ID | Existing | Process | Natural Gas | Process Boiler | E6 | RIM BC Ratio | 0 | 0 | 0 | 0 | 0 | 0 | 0 | 0 | 0 | 0 | 0 | 0 | 0 | 0 | 0 | 0 | 0 | 0 | 0 | 0 | 0 | 0 | 0 | 0 | 0 | 0 | 0
F5_Industrial_Industrial - ID_Existing_Process_Natural Gas_Process Boiler_E7 | F5 | Industrial | Industrial - ID | Existing | Process | Natural Gas | Process Boiler | E7 | RIM BC Ratio | 0 | 0 | 0 | 0 | 0 | 0 | 0 | 0 | 0 | 0 | 0 | 0 | 0 | 0 | 0 | 0 | 0 | 0 | 0 | 0 | 0 | 0 | 0 | 0 | 0 | 0 | 0
F5_Industrial_Industrial - ID_Existing_Process_Natural Gas_Process Boiler_E8 | F5 | Industrial | Industrial - ID | Existing | Process | Natural Gas | Process Boiler | E8 | RIM BC Ratio | 0 | 0 | 0 | 0 | 0 | 0 | 0 | 0 | 0 | 0 | 0 | 0 | 0 | 0 | 0 | 0 | 0 | 0 | 0 | 0 | 0 | 0 | 0 | 0 | 0 | 0 | 0
F5_Industrial_Industrial - ID_Existing_Process_Natural Gas_Process Boiler_E9 | F5 | Industrial | Industrial - ID | Existing | Process | Natural Gas | Process Boiler | E9 | RIM BC Ratio | 0 | 0 | 0 | 0 | 0 | 0 | 0 | 0 | 0 | 0 | 0 | 0 | 0 | 0 | 0 | 0 | 0 | 0 | 0 | 0 | 0 | 0 | 0 | 0 | 0 | 0 | 0
F5_Industrial_Industrial - ID_Existing_Process_Natural Gas_Process Boiler_E10 | F5 | Industrial | Industrial - ID | Existing | Process | Natural Gas | Process Boiler | E10 | RIM BC Ratio | 0 | 0 | 0 | 0 | 0 | 0 | 0 | 0 | 0 | 0 | 0 | 0 | 0 | 0 | 0 | 0 | 0 | 0 | 0 | 0 | 0 | 0 | 0 | 0 | 0 | 0 | 0
F0_Industrial_Industrial - ID_Existing_Process_Natural Gas_Process Heating_E0 | F0 | Industrial | Industrial - ID | Existing | Process | Natural Gas | Process Heating | E0 | Economic Unit | Standard | Standard | Standard | Standard | Standard | Standard | Standard | Standard | Standard | Standard | Standard | Standard | Standard | Standard | Standard | Standard | Standard | Standard | Standard | Standard | Standard | Standard | Standard | Standard | Standard | Standard | Standard
F1_Industrial_Industrial - ID_Existing_Process_Natural Gas_Process Heating_E1 | F1 | Industrial | Industrial - ID | Existing | Process | Natural Gas | Process Heating | E1 | CCE | 0 | 0 | 0 | 0 | 0 | 0 | 0 | 0 | 0 | 0 | 0 | 0 | 0 | 0 | 0 | 0 | 0 | 0 | 0 | 0 | 0 | 0 | 0 | 0 | 0 | 0 | 0
F1_Industrial_Industrial - ID_Existing_Process_Natural Gas_Process Heating_E2 | F1 | Industrial | Industrial - ID | Existing | Process | Natural Gas | Process Heating | E2 | CCE | 0 | 0 | 0 | 0 | 0 | 0 | 0 | 0 | 0 | 0 | 0 | 0 | 0 | 0 | 0 | 0 | 0 | 0 | 0 | 0 | 0 | 0 | 0 | 0 | 0 | 0 | 0
F1_Industrial_Industrial - ID_Existing_Process_Natural Gas_Process Heating_E3 | F1 | Industrial | Industrial - ID | Existing | Process | Natural Gas | Process Heating | E3 | CCE | 0 | 0 | 0 | 0 | 0 | 0 | 0 | 0 | 0 | 0 | 0 | 0 | 0 | 0 | 0 | 0 | 0 | 0 | 0 | 0 | 0 | 0 | 0 | 0 | 0 | 0 | 0
F1_Industrial_Industrial - ID_Existing_Process_Natural Gas_Process Heating_E4 | F1 | Industrial | Industrial - ID | Existing | Process | Natural Gas | Process Heating | E4 | CCE | 0 | 0 | 0 | 0 | 0 | 0 | 0 | 0 | 0 | 0 | 0 | 0 | 0 | 0 | 0 | 0 | 0 | 0 | 0 | 0 | 0 | 0 | 0 | 0 | 0 | 0 | 0
F1_Industrial_Industrial - ID_Existing_Process_Natural Gas_Process Heating_E5 | F1 | Industrial | Industrial - ID | Existing | Process | Natural Gas | Process Heating | E5 | CCE | 0 | 0 | 0 | 0 | 0 | 0 | 0 | 0 | 0 | 0 | 0 | 0 | 0 | 0 | 0 | 0 | 0 | 0 | 0 | 0 | 0 | 0 | 0 | 0 | 0 | 0 | 0
F1_Industrial_Industrial - ID_Existing_Process_Natural Gas_Process Heating_E6 | F1 | Industrial | Industrial - ID | Existing | Process | Natural Gas | Process Heating | E6 | CCE | 0 | 0 | 0 | 0 | 0 | 0 | 0 | 0 | 0 | 0 | 0 | 0 | 0 | 0 | 0 | 0 | 0 | 0 | 0 | 0 | 0 | 0 | 0 | 0 | 0 | 0 | 0
F1_Industrial_Industrial - ID_Existing_Process_Natural Gas_Process Heating_E7 | F1 | Industrial | Industrial - ID | Existing | Process | Natural Gas | Process Heating | E7 | CCE | 0 | 0 | 0 | 0 | 0 | 0 | 0 | 0 | 0 | 0 | 0 | 0 | 0 | 0 | 0 | 0 | 0 | 0 | 0 | 0 | 0 | 0 | 0 | 0 | 0 | 0 | 0
F1_Industrial_Industrial - ID_Existing_Process_Natural Gas_Process Heating_E8 | F1 | Industrial | Industrial - ID | Existing | Process | Natural Gas | Process Heating | E8 | CCE | 0 | 0 | 0 | 0 | 0 | 0 | 0 | 0 | 0 | 0 | 0 | 0 | 0 | 0 | 0 | 0 | 0 | 0 | 0 | 0 | 0 | 0 | 0 | 0 | 0 | 0 | 0
F1_Industrial_Industrial - ID_Existing_Process_Natural Gas_Process Heating_E9 | F1 | Industrial | Industrial - ID | Existing | Process | Natural Gas | Process Heating | E9 | CCE | 0 | 0 | 0 | 0 | 0 | 0 | 0 | 0 | 0 | 0 | 0 | 0 | 0 | 0 | 0 | 0 | 0 | 0 | 0 | 0 | 0 | 0 | 0 | 0 | 0 | 0 | 0
F1_Industrial_Industrial - ID_Existing_Process_Natural Gas_Process Heating_E10 | F1 | Industrial | Industrial - ID | Existing | Process | Natural Gas | Process Heating | E10 | CCE | 0 | 0 | 0 | 0 | 0 | 0 | 0 | 0 | 0 | 0 | 0 | 0 | 0 | 0 | 0 | 0 | 0 | 0 | 0 | 0 | 0 | 0 | 0 | 0 | 0 | 0 | 0
F2_Industrial_Industrial - ID_Existing_Process_Natural Gas_Process Heating_E1 | F2 | Industrial | Industrial - ID | Existing | Process | Natural Gas | Process Heating | E1 | TRC BC Ratio | [24 empty] | 1 | 1 | 1 | bar: 2019 to 2042
F2_Industrial_Industrial - ID_Existing_Process_Natural Gas_Process Heating_E2 | F2 | Industrial | Industrial - ID | Existing | Process | Natural Gas | Process Heating | E2 | TRC BC Ratio | 0 | 0 | 0 | 0 | 0 | 0 | 0 | 0 | 0 | 0 | 0 | 0 | 0 | 0 | 0 | 0 | 0 | 0 | 0 | 0 | 0 | 0 | 0 | 0 | 0 | 0 | 0
F2_Industrial_Industrial - ID_Existing_Process_Natural Gas_Process Heating_E3 | F2 | Industrial | Industrial - ID | Existing | Process | Natural Gas | Process Heating | E3 | TRC BC Ratio | 0 | 0 | 0 | 0 | 0 | 0 | 0 | 0 | 0 | 0 | 0 | 0 | 0 | 0 | 0 | 0 | 0 | 0 | 0 | 0 | 0 | 0 | 0 | 0 | 0 | 0 | 0
F2_Industrial_Industrial - ID_Existing_Process_Natural Gas_Process Heating_E4 | F2 | Industrial | Industrial - ID | Existing | Process | Natural Gas | Process Heating | E4 | TRC BC Ratio | 0 | 0 | 0 | 0 | 0 | 0 | 0 | 0 | 0 | 0 | 0 | 0 | 0 | 0 | 0 | 0 | 0 | 0 | 0 | 0 | 0 | 0 | 0 | 0 | 0 | 0 | 0
F2_Industrial_Industrial - ID_Existing_Process_Natural Gas_Process Heating_E5 | F2 | Industrial | Industrial - ID | Existing | Process | Natural Gas | Process Heating | E5 | TRC BC Ratio | 0 | 0 | 0 | 0 | 0 | 0 | 0 | 0 | 0 | 0 | 0 | 0 | 0 | 0 | 0 | 0 | 0 | 0 | 0 | 0 | 0 | 0 | 0 | 0 | 0 | 0 | 0
F2_Industrial_Industrial - ID_Existing_Process_Natural Gas_Process Heating_E6 | F2 | Industrial | Industrial - ID | Existing | Process | Natural Gas | Process Heating | E6 | TRC BC Ratio | 0 | 0 | 0 | 0 | 0 | 0 | 0 | 0 | 0 | 0 | 0 | 0 | 0 | 0 | 0 | 0 | 0 | 0 | 0 | 0 | 0 | 0 | 0 | 0 | 0 | 0 | 0
F2_Industrial_Industrial - ID_Existing_Process_Natural Gas_Process Heating_E7 | F2 | Industrial | Industrial - ID | Existing | Process | Natural Gas | Process Heating | E7 | TRC BC Ratio | 0 | 0 | 0 | 0 | 0 | 0 | 0 | 0 | 0 | 0 | 0 | 0 | 0 | 0 | 0 | 0 | 0 | 0 | 0 | 0 | 0 | 0 | 0 | 0 | 0 | 0 | 0
F2_Industrial_Industrial - ID_Existing_Process_Natural Gas_Process Heating_E8 | F2 | Industrial | Industrial - ID | Existing | Process | Natural Gas | Process Heating | E8 | TRC BC Ratio | 0 | 0 | 0 | 0 | 0 | 0 | 0 | 0 | 0 | 0 | 0 | 0 | 0 | 0 | 0 | 0 | 0 | 0 | 0 | 0 | 0 | 0 | 0 | 0 | 0 | 0 | 0
F2_Industrial_Industrial - ID_Existing_Process_Natural Gas_Process Heating_E9 | F2 | Industrial | Industrial - ID | Existing | Process | Natural Gas | Process Heating | E9 | TRC BC Ratio | 0 | 0 | 0 | 0 | 0 | 0 | 0 | 0 | 0 | 0 | 0 | 0 | 0 | 0 | 0 | 0 | 0 | 0 | 0 | 0 | 0 | 0 | 0 | 0 | 0 | 0 | 0
F2_Industrial_Industrial - ID_Existing_Process_Natural Gas_Process Heating_E10 | F2 | Industrial | Industrial - ID | Existing | Process | Natural Gas | Process Heating | E10 | TRC BC Ratio | 0 | 0 | 0 | 0 | 0 | 0 | 0 | 0 | 0 | 0 | 0 | 0 | 0 | 0 | 0 | 0 | 0 | 0 | 0 | 0 | 0 | 0 | 0 | 0 | 0 | 0 | 0
F3_Industrial_Industrial - ID_Existing_Process_Natural Gas_Process Heating_E1 | F3 | Industrial | Industrial - ID | Existing | Process | Natural Gas | Process Heating | E1 | PACT BC Ratio | [24 empty] | 1 | 1 | 1 | bar: 2019 to 2042
F3_Industrial_Industrial - ID_Existing_Process_Natural Gas_Process Heating_E2 | F3 | Industrial | Industrial - ID | Existing | Process | Natural Gas | Process Heating | E2 | PACT BC Ratio | 0 | 0 | 0 | 0 | 0 | 0 | 0 | 0 | 0 | 0 | 0 | 0 | 0 | 0 | 0 | 0 | 0 | 0 | 0 | 0 | 0 | 0 | 0 | 0 | 0 | 0 | 0
F3_Industrial_Industrial - ID_Existing_Process_Natural Gas_Process Heating_E3 | F3 | Industrial | Industrial - ID | Existing | Process | Natural Gas | Process Heating | E3 | PACT BC Ratio | 0 | 0 | 0 | 0 | 0 | 0 | 0 | 0 | 0 | 0 | 0 | 0 | 0 | 0 | 0 | 0 | 0 | 0 | 0 | 0 | 0 | 0 | 0 | 0 | 0 | 0 | 0
F3_Industrial_Industrial - ID_Existing_Process_Natural Gas_Process Heating_E4 | F3 | Industrial | Industrial - ID | Existing | Process | Natural Gas | Process Heating | E4 | PACT BC Ratio | 0 | 0 | 0 | 0 | 0 | 0 | 0 | 0 | 0 | 0 | 0 | 0 | 0 | 0 | 0 | 0 | 0 | 0 | 0 | 0 | 0 | 0 | 0 | 0 | 0 | 0 | 0
F3_Industrial_Industrial - ID_Existing_Process_Natural Gas_Process Heating_E5 | F3 | Industrial | Industrial - ID | Existing | Process | Natural Gas | Process Heating | E5 | PACT BC Ratio | 0 | 0 | 0 | 0 | 0 | 0 | 0 | 0 | 0 | 0 | 0 | 0 | 0 | 0 | 0 | 0 | 0 | 0 | 0 | 0 | 0 | 0 | 0 | 0 | 0 | 0 | 0
F3_Industrial_Industrial - ID_Existing_Process_Natural Gas_Process Heating_E6 | F3 | Industrial | Industrial - ID | Existing | Process | Natural Gas | Process Heating | E6 | PACT BC Ratio | 0 | 0 | 0 | 0 | 0 | 0 | 0 | 0 | 0 | 0 | 0 | 0 | 0 | 0 | 0 | 0 | 0 | 0 | 0 | 0 | 0 | 0 | 0 | 0 | 0 | 0 | 0
F3_Industrial_Industrial - ID_Existing_Process_Natural Gas_Process Heating_E7 | F3 | Industrial | Industrial - ID | Existing | Process | Natural Gas | Process Heating | E7 | PACT BC Ratio | 0 | 0 | 0 | 0 | 0 | 0 | 0 | 0 | 0 | 0 | 0 | 0 | 0 | 0 | 0 | 0 | 0 | 0 | 0 | 0 | 0 | 0 | 0 | 0 | 0 | 0 | 0
F3_Industrial_Industrial - ID_Existing_Process_Natural Gas_Process Heating_E8 | F3 | Industrial | Industrial - ID | Existing | Process | Natural Gas | Process Heating | E8 | PACT BC Ratio | 0 | 0 | 0 | 0 | 0 | 0 | 0 | 0 | 0 | 0 | 0 | 0 | 0 | 0 | 0 | 0 | 0 | 0 | 0 | 0 | 0 | 0 | 0 | 0 | 0 | 0 | 0
F3_Industrial_Industrial - ID_Existing_Process_Natural Gas_Process Heating_E9 | F3 | Industrial | Industrial - ID | Existing | Process | Natural Gas | Process Heating | E9 | PACT BC Ratio | 0 | 0 | 0 | 0 | 0 | 0 | 0 | 0 | 0 | 0 | 0 | 0 | 0 | 0 | 0 | 0 | 0 | 0 | 0 | 0 | 0 | 0 | 0 | 0 | 0 | 0 | 0
F3_Industrial_Industrial - ID_Existing_Process_Natural Gas_Process Heating_E10 | F3 | Industrial | Industrial - ID | Existing | Process | Natural Gas | Process Heating | E10 | PACT BC Ratio | 0 | 0 | 0 | 0 | 0 | 0 | 0 | 0 | 0 | 0 | 0 | 0 | 0 | 0 | 0 | 0 | 0 | 0 | 0 | 0 | 0 | 0 | 0 | 0 | 0 | 0 | 0
F4_Industrial_Industrial - ID_Existing_Process_Natural Gas_Process Heating_E1 | F4 | Industrial | Industrial - ID | Existing | Process | Natural Gas | Process Heating | E1 | RVT BC Ratio | [24 empty] | 1 | 1 | 1 | bar: 2019 to 2042
F4_Industrial_Industrial - ID_Existing_Process_Natural Gas_Process Heating_E2 | F4 | Industrial | Industrial - ID | Existing | Process | Natural Gas | Process Heating | E2 | RVT BC Ratio | 0 | 0 | 0 | 0 | 0 | 0 | 0 | 0 | 0 | 0 | 0 | 0 | 0 | 0 | 0 | 0 | 0 | 0 | 0 | 0 | 0 | 0 | 0 | 0 | 0 | 0 | 0
F4_Industrial_Industrial - ID_Existing_Process_Natural Gas_Process Heating_E3 | F4 | Industrial | Industrial - ID | Existing | Process | Natural Gas | Process Heating | E3 | RVT BC Ratio | 0 | 0 | 0 | 0 | 0 | 0 | 0 | 0 | 0 | 0 | 0 | 0 | 0 | 0 | 0 | 0 | 0 | 0 | 0 | 0 | 0 | 0 | 0 | 0 | 0 | 0 | 0
F4_Industrial_Industrial - ID_Existing_Process_Natural Gas_Process Heating_E4 | F4 | Industrial | Industrial - ID | Existing | Process | Natural Gas | Process Heating | E4 | RVT BC Ratio | 0 | 0 | 0 | 0 | 0 | 0 | 0 | 0 | 0 | 0 | 0 | 0 | 0 | 0 | 0 | 0 | 0 | 0 | 0 | 0 | 0 | 0 | 0 | 0 | 0 | 0 | 0
F4_Industrial_Industrial - ID_Existing_Process_Natural Gas_Process Heating_E5 | F4 | Industrial | Industrial - ID | Existing | Process | Natural Gas | Process Heating | E5 | RVT BC Ratio | 0 | 0 | 0 | 0 | 0 | 0 | 0 | 0 | 0 | 0 | 0 | 0 | 0 | 0 | 0 | 0 | 0 | 0 | 0 | 0 | 0 | 0 | 0 | 0 | 0 | 0 | 0
F4_Industrial_Industrial - ID_Existing_Process_Natural Gas_Process Heating_E6 | F4 | Industrial | Industrial - ID | Existing | Process | Natural Gas | Process Heating | E6 | RVT BC Ratio | 0 | 0 | 0 | 0 | 0 | 0 | 0 | 0 | 0 | 0 | 0 | 0 | 0 | 0 | 0 | 0 | 0 | 0 | 0 | 0 | 0 | 0 | 0 | 0 | 0 | 0 | 0
F4_Industrial_Industrial - ID_Existing_Process_Natural Gas_Process Heating_E7 | F4 | Industrial | Industrial - ID | Existing | Process | Natural Gas | Process Heating | E7 | RVT BC Ratio | 0 | 0 | 0 | 0 | 0 | 0 | 0 | 0 | 0 | 0 | 0 | 0 | 0 | 0 | 0 | 0 | 0 | 0 | 0 | 0 | 0 | 0 | 0 | 0 | 0 | 0 | 0
F4_Industrial_Industrial - ID_Existing_Process_Natural Gas_Process Heating_E8 | F4 | Industrial | Industrial - ID | Existing | Process | Natural Gas | Process Heating | E8 | RVT BC Ratio | 0 | 0 | 0 | 0 | 0 | 0 | 0 | 0 | 0 | 0 | 0 | 0 | 0 | 0 | 0 | 0 | 0 | 0 | 0 | 0 | 0 | 0 | 0 | 0 | 0 | 0 | 0
F4_Industrial_Industrial - ID_Existing_Process_Natural Gas_Process Heating_E9 | F4 | Industrial | Industrial - ID | Existing | Process | Natural Gas | Process Heating | E9 | RVT BC Ratio | 0 | 0 | 0 | 0 | 0 | 0 | 0 | 0 | 0 | 0 | 0 | 0 | 0 | 0 | 0 | 0 | 0 | 0 | 0 | 0 | 0 | 0 | 0 | 0 | 0 | 0 | 0
F4_Industrial_Industrial - ID_Existing_Process_Natural Gas_Process Heating_E10 | F4 | Industrial | Industrial - ID | Existing | Process | Natural Gas | Process Heating | E10 | RVT BC Ratio | 0 | 0 | 0 | 0 | 0 | 0 | 0 | 0 | 0 | 0 | 0 | 0 | 0 | 0 | 0 | 0 | 0 | 0 | 0 | 0 | 0 | 0 | 0 | 0 | 0 | 0 | 0
F5_Industrial_Industrial - ID_Existing_Process_Natural Gas_Process Heating_E1 | F5 | Industrial | Industrial - ID | Existing | Process | Natural Gas | Process Heating | E1 | RIM BC Ratio | [24 empty] | 1 | 1 | 1 | bar: 2019 to 2042
F5_Industrial_Industrial - ID_Existing_Process_Natural Gas_Process Heating_E2 | F5 | Industrial | Industrial - ID | Existing | Process | Natural Gas | Process Heating | E2 | RIM BC Ratio | 0 | 0 | 0 | 0 | 0 | 0 | 0 | 0 | 0 | 0 | 0 | 0 | 0 | 0 | 0 | 0 | 0 | 0 | 0 | 0 | 0 | 0 | 0 | 0 | 0 | 0 | 0
F5_Industrial_Industrial - ID_Existing_Process_Natural Gas_Process Heating_E3 | F5 | Industrial | Industrial - ID | Existing | Process | Natural Gas | Process Heating | E3 | RIM BC Ratio | 0 | 0 | 0 | 0 | 0 | 0 | 0 | 0 | 0 | 0 | 0 | 0 | 0 | 0 | 0 | 0 | 0 | 0 | 0 | 0 | 0 | 0 | 0 | 0 | 0 | 0 | 0
F5_Industrial_Industrial - ID_Existing_Process_Natural Gas_Process Heating_E4 | F5 | Industrial | Industrial - ID | Existing | Process | Natural Gas | Process Heating | E4 | RIM BC Ratio | 0 | 0 | 0 | 0 | 0 | 0 | 0 | 0 | 0 | 0 | 0 | 0 | 0 | 0 | 0 | 0 | 0 | 0 | 0 | 0 | 0 | 0 | 0 | 0 | 0 | 0 | 0
F5_Industrial_Industrial - ID_Existing_Process_Natural Gas_Process Heating_E5 | F5 | Industrial | Industrial - ID | Existing | Process | Natural Gas | Process Heating | E5 | RIM BC Ratio | 0 | 0 | 0 | 0 | 0 | 0 | 0 | 0 | 0 | 0 | 0 | 0 | 0 | 0 | 0 | 0 | 0 | 0 | 0 | 0 | 0 | 0 | 0 | 0 | 0 | 0 | 0
F5_Industrial_Industrial - ID_Existing_Process_Natural Gas_Process Heating_E6 | F5 | Industrial | Industrial - ID | Existing | Process | Natural Gas | Process Heating | E6 | RIM BC Ratio | 0 | 0 | 0 | 0 | 0 | 0 | 0 | 0 | 0 | 0 | 0 | 0 | 0 | 0 | 0 | 0 | 0 | 0 | 0 | 0 | 0 | 0 | 0 | 0 | 0 | 0 | 0
F5_Industrial_Industrial - ID_Existing_Process_Natural Gas_Process Heating_E7 | F5 | Industrial | Industrial - ID | Existing | Process | Natural Gas | Process Heating | E7 | RIM BC Ratio | 0 | 0 | 0 | 0 | 0 | 0 | 0 | 0 | 0 | 0 | 0 | 0 | 0 | 0 | 0 | 0 | 0 | 0 | 0 | 0 | 0 | 0 | 0 | 0 | 0 | 0 | 0
F5_Industrial_Industrial - ID_Existing_Process_Natural Gas_Process Heating_E8 | F5 | Industrial | Industrial - ID | Existing | Process | Natural Gas | Process Heating | E8 | RIM BC Ratio | 0 | 0 | 0 | 0 | 0 | 0 | 0 | 0 | 0 | 0 | 0 | 0 | 0 | 0 | 0 | 0 | 0 | 0 | 0 | 0 | 0 | 0 | 0 | 0 | 0 | 0 | 0
F5_Industrial_Industrial - ID_Existing_Process_Natural Gas_Process Heating_E9 | F5 | Industrial | Industrial - ID | Existing | Process | Natural Gas | Process Heating | E9 | RIM BC Ratio | 0 | 0 | 0 | 0 | 0 | 0 | 0 | 0 | 0 | 0 | 0 | 0 | 0 | 0 | 0 | 0 | 0 | 0 | 0 | 0 | 0 | 0 | 0 | 0 | 0 | 0 | 0
F5_Industrial_Industrial - ID_Existing_Process_Natural Gas_Process Heating_E10 | F5 | Industrial | Industrial - ID | Existing | Process | Natural Gas | Process Heating | E10 | RIM BC Ratio | 0 | 0 | 0 | 0 | 0 | 0 | 0 | 0 | 0 | 0 | 0 | 0 | 0 | 0 | 0 | 0 | 0 | 0 | 0 | 0 | 0 | 0 | 0 | 0 | 0 | 0 | 0
F0_Industrial_Industrial - ID_Existing_Process_Natural Gas_Process Cooling_E0 | F0 | Industrial | Industrial - ID | Existing | Process | Natural Gas | Process Cooling | E0 | Economic Unit | Standard | Standard | Standard | Standard | Standard | Standard | Standard | Standard | Standard | Standard | Standard | Standard | Standard | Standard | Standard | Standard | Standard | Standard | Standard | Standard | Standard | Standard | Standard | Standard | Standard | Standard | Standard
F1_Industrial_Industrial - ID_Existing_Process_Natural Gas_Process Cooling_E1 | F1 | Industrial | Industrial - ID | Existing | Process | Natural Gas | Process Cooling | E1 | CCE | 0 | 0 | 0 | 0 | 0 | 0 | 0 | 0 | 0 | 0 | 0 | 0 | 0 | 0 | 0 | 0 | 0 | 0 | 0 | 0 | 0 | 0 | 0 | 0 | 0 | 0 | 0
F1_Industrial_Industrial - ID_Existing_Process_Natural Gas_Process Cooling_E2 | F1 | Industrial | Industrial - ID | Existing | Process | Natural Gas | Process Cooling | E2 | CCE | 0 | 0 | 0 | 0 | 0 | 0 | 0 | 0 | 0 | 0 | 0 | 0 | 0 | 0 | 0 | 0 | 0 | 0 | 0 | 0 | 0 | 0 | 0 | 0 | 0 | 0 | 0
F1_Industrial_Industrial - ID_Existing_Process_Natural Gas_Process Cooling_E3 | F1 | Industrial | Industrial - ID | Existing | Process | Natural Gas | Process Cooling | E3 | CCE | 0 | 0 | 0 | 0 | 0 | 0 | 0 | 0 | 0 | 0 | 0 | 0 | 0 | 0 | 0 | 0 | 0 | 0 | 0 | 0 | 0 | 0 | 0 | 0 | 0 | 0 | 0
F1_Industrial_Industrial - ID_Existing_Process_Natural Gas_Process Cooling_E4 | F1 | Industrial | Industrial - ID | Existing | Process | Natural Gas | Process Cooling | E4 | CCE | 0 | 0 | 0 | 0 | 0 | 0 | 0 | 0 | 0 | 0 | 0 | 0 | 0 | 0 | 0 | 0 | 0 | 0 | 0 | 0 | 0 | 0 | 0 | 0 | 0 | 0 | 0
F1_Industrial_Industrial - ID_Existing_Process_Natural Gas_Process Cooling_E5 | F1 | Industrial | Industrial - ID | Existing | Process | Natural Gas | Process Cooling | E5 | CCE | 0 | 0 | 0 | 0 | 0 | 0 | 0 | 0 | 0 | 0 | 0 | 0 | 0 | 0 | 0 | 0 | 0 | 0 | 0 | 0 | 0 | 0 | 0 | 0 | 0 | 0 | 0
F1_Industrial_Industrial - ID_Existing_Process_Natural Gas_Process Cooling_E6 | F1 | Industrial | Industrial - ID | Existing | Process | Natural Gas | Process Cooling | E6 | CCE | 0 | 0 | 0 | 0 | 0 | 0 | 0 | 0 | 0 | 0 | 0 | 0 | 0 | 0 | 0 | 0 | 0 | 0 | 0 | 0 | 0 | 0 | 0 | 0 | 0 | 0 | 0
F1_Industrial_Industrial - ID_Existing_Process_Natural Gas_Process Cooling_E7 | F1 | Industrial | Industrial - ID | Existing | Process | Natural Gas | Process Cooling | E7 | CCE | 0 | 0 | 0 | 0 | 0 | 0 | 0 | 0 | 0 | 0 | 0 | 0 | 0 | 0 | 0 | 0 | 0 | 0 | 0 | 0 | 0 | 0 | 0 | 0 | 0 | 0 | 0
F1_Industrial_Industrial - ID_Existing_Process_Natural Gas_Process Cooling_E8 | F1 | Industrial | Industrial - ID | Existing | Process | Natural Gas | Process Cooling | E8 | CCE | 0 | 0 | 0 | 0 | 0 | 0 | 0 | 0 | 0 | 0 | 0 | 0 | 0 | 0 | 0 | 0 | 0 | 0 | 0 | 0 | 0 | 0 | 0 | 0 | 0 | 0 | 0
F1_Industrial_Industrial - ID_Existing_Process_Natural Gas_Process Cooling_E9 | F1 | Industrial | Industrial - ID | Existing | Process | Natural Gas | Process Cooling | E9 | CCE | 0 | 0 | 0 | 0 | 0 | 0 | 0 | 0 | 0 | 0 | 0 | 0 | 0 | 0 | 0 | 0 | 0 | 0 | 0 | 0 | 0 | 0 | 0 | 0 | 0 | 0 | 0
F1_Industrial_Industrial - ID_Existing_Process_Natural Gas_Process Cooling_E10 | F1 | Industrial | Industrial - ID | Existing | Process | Natural Gas | Process Cooling | E10 | CCE | 0 | 0 | 0 | 0 | 0 | 0 | 0 | 0 | 0 | 0 | 0 | 0 | 0 | 0 | 0 | 0 | 0 | 0 | 0 | 0 | 0 | 0 | 0 | 0 | 0 | 0 | 0
F2_Industrial_Industrial - ID_Existing_Process_Natural Gas_Process Cooling_E1 | F2 | Industrial | Industrial - ID | Existing | Process | Natural Gas | Process Cooling | E1 | TRC BC Ratio | [24 empty] | 1 | 1 | 1 | bar: 2019 to 2042
F2_Industrial_Industrial - ID_Existing_Process_Natural Gas_Process Cooling_E2 | F2 | Industrial | Industrial - ID | Existing | Process | Natural Gas | Process Cooling | E2 | TRC BC Ratio | 0 | 0 | 0 | 0 | 0 | 0 | 0 | 0 | 0 | 0 | 0 | 0 | 0 | 0 | 0 | 0 | 0 | 0 | 0 | 0 | 0 | 0 | 0 | 0 | 0 | 0 | 0
F2_Industrial_Industrial - ID_Existing_Process_Natural Gas_Process Cooling_E3 | F2 | Industrial | Industrial - ID | Existing | Process | Natural Gas | Process Cooling | E3 | TRC BC Ratio | 0 | 0 | 0 | 0 | 0 | 0 | 0 | 0 | 0 | 0 | 0 | 0 | 0 | 0 | 0 | 0 | 0 | 0 | 0 | 0 | 0 | 0 | 0 | 0 | 0 | 0 | 0
F2_Industrial_Industrial - ID_Existing_Process_Natural Gas_Process Cooling_E4 | F2 | Industrial | Industrial - ID | Existing | Process | Natural Gas | Process Cooling | E4 | TRC BC Ratio | 0 | 0 | 0 | 0 | 0 | 0 | 0 | 0 | 0 | 0 | 0 | 0 | 0 | 0 | 0 | 0 | 0 | 0 | 0 | 0 | 0 | 0 | 0 | 0 | 0 | 0 | 0
F2_Industrial_Industrial - ID_Existing_Process_Natural Gas_Process Cooling_E5 | F2 | Industrial | Industrial - ID | Existing | Process | Natural Gas | Process Cooling | E5 | TRC BC Ratio | 0 | 0 | 0 | 0 | 0 | 0 | 0 | 0 | 0 | 0 | 0 | 0 | 0 | 0 | 0 | 0 | 0 | 0 | 0 | 0 | 0 | 0 | 0 | 0 | 0 | 0 | 0
F2_Industrial_Industrial - ID_Existing_Process_Natural Gas_Process Cooling_E6 | F2 | Industrial | Industrial - ID | Existing | Process | Natural Gas | Process Cooling | E6 | TRC BC Ratio | 0 | 0 | 0 | 0 | 0 | 0 | 0 | 0 | 0 | 0 | 0 | 0 | 0 | 0 | 0 | 0 | 0 | 0 | 0 | 0 | 0 | 0 | 0 | 0 | 0 | 0 | 0
F2_Industrial_Industrial - ID_Existing_Process_Natural Gas_Process Cooling_E7 | F2 | Industrial | Industrial - ID | Existing | Process | Natural Gas | Process Cooling | E7 | TRC BC Ratio | 0 | 0 | 0 | 0 | 0 | 0 | 0 | 0 | 0 | 0 | 0 | 0 | 0 | 0 | 0 | 0 | 0 | 0 | 0 | 0 | 0 | 0 | 0 | 0 | 0 | 0 | 0
F2_Industrial_Industrial - ID_Existing_Process_Natural Gas_Process Cooling_E8 | F2 | Industrial | Industrial - ID | Existing | Process | Natural Gas | Process Cooling | E8 | TRC BC Ratio | 0 | 0 | 0 | 0 | 0 | 0 | 0 | 0 | 0 | 0 | 0 | 0 | 0 | 0 | 0 | 0 | 0 | 0 | 0 | 0 | 0 | 0 | 0 | 0 | 0 | 0 | 0
F2_Industrial_Industrial - ID_Existing_Process_Natural Gas_Process Cooling_E9 | F2 | Industrial | Industrial - ID | Existing | Process | Natural Gas | Process Cooling | E9 | TRC BC Ratio | 0 | 0 | 0 | 0 | 0 | 0 | 0 | 0 | 0 | 0 | 0 | 0 | 0 | 0 | 0 | 0 | 0 | 0 | 0 | 0 | 0 | 0 | 0 | 0 | 0 | 0 | 0
F2_Industrial_Industrial - ID_Existing_Process_Natural Gas_Process Cooling_E10 | F2 | Industrial | Industrial - ID | Existing | Process | Natural Gas | Process Cooling | E10 | TRC BC Ratio | 0 | 0 | 0 | 0 | 0 | 0 | 0 | 0 | 0 | 0 | 0 | 0 | 0 | 0 | 0 | 0 | 0 | 0 | 0 | 0 | 0 | 0 | 0 | 0 | 0 | 0 | 0
F3_Industrial_Industrial - ID_Existing_Process_Natural Gas_Process Cooling_E1 | F3 | Industrial | Industrial - ID | Existing | Process | Natural Gas | Process Cooling | E1 | PACT BC Ratio | [24 empty] | 1 | 1 | 1 | bar: 2019 to 2042
F3_Industrial_Industrial - ID_Existing_Process_Natural Gas_Process Cooling_E2 | F3 | Industrial | Industrial - ID | Existing | Process | Natural Gas | Process Cooling | E2 | PACT BC Ratio | 0 | 0 | 0 | 0 | 0 | 0 | 0 | 0 | 0 | 0 | 0 | 0 | 0 | 0 | 0 | 0 | 0 | 0 | 0 | 0 | 0 | 0 | 0 | 0 | 0 | 0 | 0
F3_Industrial_Industrial - ID_Existing_Process_Natural Gas_Process Cooling_E3 | F3 | Industrial | Industrial - ID | Existing | Process | Natural Gas | Process Cooling | E3 | PACT BC Ratio | 0 | 0 | 0 | 0 | 0 | 0 | 0 | 0 | 0 | 0 | 0 | 0 | 0 | 0 | 0 | 0 | 0 | 0 | 0 | 0 | 0 | 0 | 0 | 0 | 0 | 0 | 0
F3_Industrial_Industrial - ID_Existing_Process_Natural Gas_Process Cooling_E4 | F3 | Industrial | Industrial - ID | Existing | Process | Natural Gas | Process Cooling | E4 | PACT BC Ratio | 0 | 0 | 0 | 0 | 0 | 0 | 0 | 0 | 0 | 0 | 0 | 0 | 0 | 0 | 0 | 0 | 0 | 0 | 0 | 0 | 0 | 0 | 0 | 0 | 0 | 0 | 0
F3_Industrial_Industrial - ID_Existing_Process_Natural Gas_Process Cooling_E5 | F3 | Industrial | Industrial - ID | Existing | Process | Natural Gas | Process Cooling | E5 | PACT BC Ratio | 0 | 0 | 0 | 0 | 0 | 0 | 0 | 0 | 0 | 0 | 0 | 0 | 0 | 0 | 0 | 0 | 0 | 0 | 0 | 0 | 0 | 0 | 0 | 0 | 0 | 0 | 0
F3_Industrial_Industrial - ID_Existing_Process_Natural Gas_Process Cooling_E6 | F3 | Industrial | Industrial - ID | Existing | Process | Natural Gas | Process Cooling | E6 | PACT BC Ratio | 0 | 0 | 0 | 0 | 0 | 0 | 0 | 0 | 0 | 0 | 0 | 0 | 0 | 0 | 0 | 0 | 0 | 0 | 0 | 0 | 0 | 0 | 0 | 0 | 0 | 0 | 0
F3_Industrial_Industrial - ID_Existing_Process_Natural Gas_Process Cooling_E7 | F3 | Industrial | Industrial - ID | Existing | Process | Natural Gas | Process Cooling | E7 | PACT BC Ratio | 0 | 0 | 0 | 0 | 0 | 0 | 0 | 0 | 0 | 0 | 0 | 0 | 0 | 0 | 0 | 0 | 0 | 0 | 0 | 0 | 0 | 0 | 0 | 0 | 0 | 0 | 0
F3_Industrial_Industrial - ID_Existing_Process_Natural Gas_Process Cooling_E8 | F3 | Industrial | Industrial - ID | Existing | Process | Natural Gas | Process Cooling | E8 | PACT BC Ratio | 0 | 0 | 0 | 0 | 0 | 0 | 0 | 0 | 0 | 0 | 0 | 0 | 0 | 0 | 0 | 0 | 0 | 0 | 0 | 0 | 0 | 0 | 0 | 0 | 0 | 0 | 0
F3_Industrial_Industrial - ID_Existing_Process_Natural Gas_Process Cooling_E9 | F3 | Industrial | Industrial - ID | Existing | Process | Natural Gas | Process Cooling | E9 | PACT BC Ratio | 0 | 0 | 0 | 0 | 0 | 0 | 0 | 0 | 0 | 0 | 0 | 0 | 0 | 0 | 0 | 0 | 0 | 0 | 0 | 0 | 0 | 0 | 0 | 0 | 0 | 0 | 0
F3_Industrial_Industrial - ID_Existing_Process_Natural Gas_Process Cooling_E10 | F3 | Industrial | Industrial - ID | Existing | Process | Natural Gas | Process Cooling | E10 | PACT BC Ratio | 0 | 0 | 0 | 0 | 0 | 0 | 0 | 0 | 0 | 0 | 0 | 0 | 0 | 0 | 0 | 0 | 0 | 0 | 0 | 0 | 0 | 0 | 0 | 0 | 0 | 0 | 0
F4_Industrial_Industrial - ID_Existing_Process_Natural Gas_Process Cooling_E1 | F4 | Industrial | Industrial - ID | Existing | Process | Natural Gas | Process Cooling | E1 | RVT BC Ratio | [24 empty] | 1 | 1 | 1 | bar: 2019 to 2042
F4_Industrial_Industrial - ID_Existing_Process_Natural Gas_Process Cooling_E2 | F4 | Industrial | Industrial - ID | Existing | Process | Natural Gas | Process Cooling | E2 | RVT BC Ratio | 0 | 0 | 0 | 0 | 0 | 0 | 0 | 0 | 0 | 0 | 0 | 0 | 0 | 0 | 0 | 0 | 0 | 0 | 0 | 0 | 0 | 0 | 0 | 0 | 0 | 0 | 0
F4_Industrial_Industrial - ID_Existing_Process_Natural Gas_Process Cooling_E3 | F4 | Industrial | Industrial - ID | Existing | Process | Natural Gas | Process Cooling | E3 | RVT BC Ratio | 0 | 0 | 0 | 0 | 0 | 0 | 0 | 0 | 0 | 0 | 0 | 0 | 0 | 0 | 0 | 0 | 0 | 0 | 0 | 0 | 0 | 0 | 0 | 0 | 0 | 0 | 0
F4_Industrial_Industrial - ID_Existing_Process_Natural Gas_Process Cooling_E4 | F4 | Industrial | Industrial - ID | Existing | Process | Natural Gas | Process Cooling | E4 | RVT BC Ratio | 0 | 0 | 0 | 0 | 0 | 0 | 0 | 0 | 0 | 0 | 0 | 0 | 0 | 0 | 0 | 0 | 0 | 0 | 0 | 0 | 0 | 0 | 0 | 0 | 0 | 0 | 0
F4_Industrial_Industrial - ID_Existing_Process_Natural Gas_Process Cooling_E5 | F4 | Industrial | Industrial - ID | Existing | Process | Natural Gas | Process Cooling | E5 | RVT BC Ratio | 0 | 0 | 0 | 0 | 0 | 0 | 0 | 0 | 0 | 0 | 0 | 0 | 0 | 0 | 0 | 0 | 0 | 0 | 0 | 0 | 0 | 0 | 0 | 0 | 0 | 0 | 0
F4_Industrial_Industrial - ID_Existing_Process_Natural Gas_Process Cooling_E6 | F4 | Industrial | Industrial - ID | Existing | Process | Natural Gas | Process Cooling | E6 | RVT BC Ratio | 0 | 0 | 0 | 0 | 0 | 0 | 0 | 0 | 0 | 0 | 0 | 0 | 0 | 0 | 0 | 0 | 0 | 0 | 0 | 0 | 0 | 0 | 0 | 0 | 0 | 0 | 0
F4_Industrial_Industrial - ID_Existing_Process_Natural Gas_Process Cooling_E7 | F4 | Industrial | Industrial - ID | Existing | Process | Natural Gas | Process Cooling | E7 | RVT BC Ratio | 0 | 0 | 0 | 0 | 0 | 0 | 0 | 0 | 0 | 0 | 0 | 0 | 0 | 0 | 0 | 0 | 0 | 0 | 0 | 0 | 0 | 0 | 0 | 0 | 0 | 0 | 0
F4_Industrial_Industrial - ID_Existing_Process_Natural Gas_Process Cooling_E8 | F4 | Industrial | Industrial - ID | Existing | Process | Natural Gas | Process Cooling | E8 | RVT BC Ratio | 0 | 0 | 0 | 0 | 0 | 0 | 0 | 0 | 0 | 0 | 0 | 0 | 0 | 0 | 0 | 0 | 0 | 0 | 0 | 0 | 0 | 0 | 0 | 0 | 0 | 0 | 0
F4_Industrial_Industrial - ID_Existing_Process_Natural Gas_Process Cooling_E9 | F4 | Industrial | Industrial - ID | Existing | Process | Natural Gas | Process Cooling | E9 | RVT BC Ratio | 0 | 0 | 0 | 0 | 0 | 0 | 0 | 0 | 0 | 0 | 0 | 0 | 0 | 0 | 0 | 0 | 0 | 0 | 0 | 0 | 0 | 0 | 0 | 0 | 0 | 0 | 0
F4_Industrial_Industrial - ID_Existing_Process_Natural Gas_Process Cooling_E10 | F4 | Industrial | Industrial - ID | Existing | Process | Natural Gas | Process Cooling | E10 | RVT BC Ratio | 0 | 0 | 0 | 0 | 0 | 0 | 0 | 0 | 0 | 0 | 0 | 0 | 0 | 0 | 0 | 0 | 0 | 0 | 0 | 0 | 0 | 0 | 0 | 0 | 0 | 0 | 0
F5_Industrial_Industrial - ID_Existing_Process_Natural Gas_Process Cooling_E1 | F5 | Industrial | Industrial - ID | Existing | Process | Natural Gas | Process Cooling | E1 | RIM BC Ratio | [24 empty] | 1 | 1 | 1 | bar: 2019 to 2042
F5_Industrial_Industrial - ID_Existing_Process_Natural Gas_Process Cooling_E2 | F5 | Industrial | Industrial - ID | Existing | Process | Natural Gas | Process Cooling | E2 | RIM BC Ratio | 0 | 0 | 0 | 0 | 0 | 0 | 0 | 0 | 0 | 0 | 0 | 0 | 0 | 0 | 0 | 0 | 0 | 0 | 0 | 0 | 0 | 0 | 0 | 0 | 0 | 0 | 0
F5_Industrial_Industrial - ID_Existing_Process_Natural Gas_Process Cooling_E3 | F5 | Industrial | Industrial - ID | Existing | Process | Natural Gas | Process Cooling | E3 | RIM BC Ratio | 0 | 0 | 0 | 0 | 0 | 0 | 0 | 0 | 0 | 0 | 0 | 0 | 0 | 0 | 0 | 0 | 0 | 0 | 0 | 0 | 0 | 0 | 0 | 0 | 0 | 0 | 0
F5_Industrial_Industrial - ID_Existing_Process_Natural Gas_Process Cooling_E4 | F5 | Industrial | Industrial - ID | Existing | Process | Natural Gas | Process Cooling | E4 | RIM BC Ratio | 0 | 0 | 0 | 0 | 0 | 0 | 0 | 0 | 0 | 0 | 0 | 0 | 0 | 0 | 0 | 0 | 0 | 0 | 0 | 0 | 0 | 0 | 0 | 0 | 0 | 0 | 0
F5_Industrial_Industrial - ID_Existing_Process_Natural Gas_Process Cooling_E5 | F5 | Industrial | Industrial - ID | Existing | Process | Natural Gas | Process Cooling | E5 | RIM BC Ratio | 0 | 0 | 0 | 0 | 0 | 0 | 0 | 0 | 0 | 0 | 0 | 0 | 0 | 0 | 0 | 0 | 0 | 0 | 0 | 0 | 0 | 0 | 0 | 0 | 0 | 0 | 0
F5_Industrial_Industrial - ID_Existing_Process_Natural Gas_Process Cooling_E6 | F5 | Industrial | Industrial - ID | Existing | Process | Natural Gas | Process Cooling | E6 | RIM BC Ratio | 0 | 0 | 0 | 0 | 0 | 0 | 0 | 0 | 0 | 0 | 0 | 0 | 0 | 0 | 0 | 0 | 0 | 0 | 0 | 0 | 0 | 0 | 0 | 0 | 0 | 0 | 0
F5_Industrial_Industrial - ID_Existing_Process_Natural Gas_Process Cooling_E7 | F5 | Industrial | Industrial - ID | Existing | Process | Natural Gas | Process Cooling | E7 | RIM BC Ratio | 0 | 0 | 0 | 0 | 0 | 0 | 0 | 0 | 0 | 0 | 0 | 0 | 0 | 0 | 0 | 0 | 0 | 0 | 0 | 0 | 0 | 0 | 0 | 0 | 0 | 0 | 0
F5_Industrial_Industrial - ID_Existing_Process_Natural Gas_Process Cooling_E8 | F5 | Industrial | Industrial - ID | Existing | Process | Natural Gas | Process Cooling | E8 | RIM BC Ratio | 0 | 0 | 0 | 0 | 0 | 0 | 0 | 0 | 0 | 0 | 0 | 0 | 0 | 0 | 0 | 0 | 0 | 0 | 0 | 0 | 0 | 0 | 0 | 0 | 0 | 0 | 0
F5_Industrial_Industrial - ID_Existing_Process_Natural Gas_Process Cooling_E9 | F5 | Industrial | Industrial - ID | Existing | Process | Natural Gas | Process Cooling | E9 | RIM BC Ratio | 0 | 0 | 0 | 0 | 0 | 0 | 0 | 0 | 0 | 0 | 0 | 0 | 0 | 0 | 0 | 0 | 0 | 0 | 0 | 0 | 0 | 0 | 0 | 0 | 0 | 0 | 0
F5_Industrial_Industrial - ID_Existing_Process_Natural Gas_Process Cooling_E10 | F5 | Industrial | Industrial - ID | Existing | Process | Natural Gas | Process Cooling | E10 | RIM BC Ratio | 0 | 0 | 0 | 0 | 0 | 0 | 0 | 0 | 0 | 0 | 0 | 0 | 0 | 0 | 0 | 0 | 0 | 0 | 0 | 0 | 0 | 0 | 0 | 0 | 0 | 0 | 0
F0_Industrial_Industrial - ID_Existing_Process_Natural Gas_Other Process_E0 | F0 | Industrial | Industrial - ID | Existing | Process | Natural Gas | Other Process | E0 | Economic Unit | Standard | Standard | Standard | Standard | Standard | Standard | Standard | Standard | Standard | Standard | Standard | Standard | Standard | Standard | Standard | Standard | Standard | Standard | Standard | Standard | Standard | Standard | Standard | Standard | Standard | Standard | Standard
F1_Industrial_Industrial - ID_Existing_Process_Natural Gas_Other Process_E1 | F1 | Industrial | Industrial - ID | Existing | Process | Natural Gas | Other Process | E1 | CCE | 0 | 0 | 0 | 0 | 0 | 0 | 0 | 0 | 0 | 0 | 0 | 0 | 0 | 0 | 0 | 0 | 0 | 0 | 0 | 0 | 0 | 0 | 0 | 0 | 0 | 0 | 0
F1_Industrial_Industrial - ID_Existing_Process_Natural Gas_Other Process_E2 | F1 | Industrial | Industrial - ID | Existing | Process | Natural Gas | Other Process | E2 | CCE | 0 | 0 | 0 | 0 | 0 | 0 | 0 | 0 | 0 | 0 | 0 | 0 | 0 | 0 | 0 | 0 | 0 | 0 | 0 | 0 | 0 | 0 | 0 | 0 | 0 | 0 | 0
F1_Industrial_Industrial - ID_Existing_Process_Natural Gas_Other Process_E3 | F1 | Industrial | Industrial - ID | Existing | Process | Natural Gas | Other Process | E3 | CCE | 0 | 0 | 0 | 0 | 0 | 0 | 0 | 0 | 0 | 0 | 0 | 0 | 0 | 0 | 0 | 0 | 0 | 0 | 0 | 0 | 0 | 0 | 0 | 0 | 0 | 0 | 0
F1_Industrial_Industrial - ID_Existing_Process_Natural Gas_Other Process_E4 | F1 | Industrial | Industrial - ID | Existing | Process | Natural Gas | Other Process | E4 | CCE | 0 | 0 | 0 | 0 | 0 | 0 | 0 | 0 | 0 | 0 | 0 | 0 | 0 | 0 | 0 | 0 | 0 | 0 | 0 | 0 | 0 | 0 | 0 | 0 | 0 | 0 | 0
F1_Industrial_Industrial - ID_Existing_Process_Natural Gas_Other Process_E5 | F1 | Industrial | Industrial - ID | Existing | Process | Natural Gas | Other Process | E5 | CCE | 0 | 0 | 0 | 0 | 0 | 0 | 0 | 0 | 0 | 0 | 0 | 0 | 0 | 0 | 0 | 0 | 0 | 0 | 0 | 0 | 0 | 0 | 0 | 0 | 0 | 0 | 0
F1_Industrial_Industrial - ID_Existing_Process_Natural Gas_Other Process_E6 | F1 | Industrial | Industrial - ID | Existing | Process | Natural Gas | Other Process | E6 | CCE | 0 | 0 | 0 | 0 | 0 | 0 | 0 | 0 | 0 | 0 | 0 | 0 | 0 | 0 | 0 | 0 | 0 | 0 | 0 | 0 | 0 | 0 | 0 | 0 | 0 | 0 | 0
F1_Industrial_Industrial - ID_Existing_Process_Natural Gas_Other Process_E7 | F1 | Industrial | Industrial - ID | Existing | Process | Natural Gas | Other Process | E7 | CCE | 0 | 0 | 0 | 0 | 0 | 0 | 0 | 0 | 0 | 0 | 0 | 0 | 0 | 0 | 0 | 0 | 0 | 0 | 0 | 0 | 0 | 0 | 0 | 0 | 0 | 0 | 0
F1_Industrial_Industrial - ID_Existing_Process_Natural Gas_Other Process_E8 | F1 | Industrial | Industrial - ID | Existing | Process | Natural Gas | Other Process | E8 | CCE | 0 | 0 | 0 | 0 | 0 | 0 | 0 | 0 | 0 | 0 | 0 | 0 | 0 | 0 | 0 | 0 | 0 | 0 | 0 | 0 | 0 | 0 | 0 | 0 | 0 | 0 | 0
F1_Industrial_Industrial - ID_Existing_Process_Natural Gas_Other Process_E9 | F1 | Industrial | Industrial - ID | Existing | Process | Natural Gas | Other Process | E9 | CCE | 0 | 0 | 0 | 0 | 0 | 0 | 0 | 0 | 0 | 0 | 0 | 0 | 0 | 0 | 0 | 0 | 0 | 0 | 0 | 0 | 0 | 0 | 0 | 0 | 0 | 0 | 0
F1_Industrial_Industrial - ID_Existing_Process_Natural Gas_Other Process_E10 | F1 | Industrial | Industrial - ID | Existing | Process | Natural Gas | Other Process | E10 | CCE | 0 | 0 | 0 | 0 | 0 | 0 | 0 | 0 | 0 | 0 | 0 | 0 | 0 | 0 | 0 | 0 | 0 | 0 | 0 | 0 | 0 | 0 | 0 | 0 | 0 | 0 | 0
F2_Industrial_Industrial - ID_Existing_Process_Natural Gas_Other Process_E1 | F2 | Industrial | Industrial - ID | Existing | Process | Natural Gas | Other Process | E1 | TRC BC Ratio | [24 empty] | 1 | 1 | 1 | bar: 2019 to 2042
F2_Industrial_Industrial - ID_Existing_Process_Natural Gas_Other Process_E2 | F2 | Industrial | Industrial - ID | Existing | Process | Natural Gas | Other Process | E2 | TRC BC Ratio | 0 | 0 | 0 | 0 | 0 | 0 | 0 | 0 | 0 | 0 | 0 | 0 | 0 | 0 | 0 | 0 | 0 | 0 | 0 | 0 | 0 | 0 | 0 | 0 | 0 | 0 | 0
F2_Industrial_Industrial - ID_Existing_Process_Natural Gas_Other Process_E3 | F2 | Industrial | Industrial - ID | Existing | Process | Natural Gas | Other Process | E3 | TRC BC Ratio | 0 | 0 | 0 | 0 | 0 | 0 | 0 | 0 | 0 | 0 | 0 | 0 | 0 | 0 | 0 | 0 | 0 | 0 | 0 | 0 | 0 | 0 | 0 | 0 | 0 | 0 | 0
F2_Industrial_Industrial - ID_Existing_Process_Natural Gas_Other Process_E4 | F2 | Industrial | Industrial - ID | Existing | Process | Natural Gas | Other Process | E4 | TRC BC Ratio | 0 | 0 | 0 | 0 | 0 | 0 | 0 | 0 | 0 | 0 | 0 | 0 | 0 | 0 | 0 | 0 | 0 | 0 | 0 | 0 | 0 | 0 | 0 | 0 | 0 | 0 | 0
F2_Industrial_Industrial - ID_Existing_Process_Natural Gas_Other Process_E5 | F2 | Industrial | Industrial - ID | Existing | Process | Natural Gas | Other Process | E5 | TRC BC Ratio | 0 | 0 | 0 | 0 | 0 | 0 | 0 | 0 | 0 | 0 | 0 | 0 | 0 | 0 | 0 | 0 | 0 | 0 | 0 | 0 | 0 | 0 | 0 | 0 | 0 | 0 | 0
F2_Industrial_Industrial - ID_Existing_Process_Natural Gas_Other Process_E6 | F2 | Industrial | Industrial - ID | Existing | Process | Natural Gas | Other Process | E6 | TRC BC Ratio | 0 | 0 | 0 | 0 | 0 | 0 | 0 | 0 | 0 | 0 | 0 | 0 | 0 | 0 | 0 | 0 | 0 | 0 | 0 | 0 | 0 | 0 | 0 | 0 | 0 | 0 | 0
F2_Industrial_Industrial - ID_Existing_Process_Natural Gas_Other Process_E7 | F2 | Industrial | Industrial - ID | Existing | Process | Natural Gas | Other Process | E7 | TRC BC Ratio | 0 | 0 | 0 | 0 | 0 | 0 | 0 | 0 | 0 | 0 | 0 | 0 | 0 | 0 | 0 | 0 | 0 | 0 | 0 | 0 | 0 | 0 | 0 | 0 | 0 | 0 | 0
F2_Industrial_Industrial - ID_Existing_Process_Natural Gas_Other Process_E8 | F2 | Industrial | Industrial - ID | Existing | Process | Natural Gas | Other Process | E8 | TRC BC Ratio | 0 | 0 | 0 | 0 | 0 | 0 | 0 | 0 | 0 | 0 | 0 | 0 | 0 | 0 | 0 | 0 | 0 | 0 | 0 | 0 | 0 | 0 | 0 | 0 | 0 | 0 | 0
F2_Industrial_Industrial - ID_Existing_Process_Natural Gas_Other Process_E9 | F2 | Industrial | Industrial - ID | Existing | Process | Natural Gas | Other Process | E9 | TRC BC Ratio | 0 | 0 | 0 | 0 | 0 | 0 | 0 | 0 | 0 | 0 | 0 | 0 | 0 | 0 | 0 | 0 | 0 | 0 | 0 | 0 | 0 | 0 | 0 | 0 | 0 | 0 | 0
F2_Industrial_Industrial - ID_Existing_Process_Natural Gas_Other Process_E10 | F2 | Industrial | Industrial - ID | Existing | Process | Natural Gas | Other Process | E10 | TRC BC Ratio | 0 | 0 | 0 | 0 | 0 | 0 | 0 | 0 | 0 | 0 | 0 | 0 | 0 | 0 | 0 | 0 | 0 | 0 | 0 | 0 | 0 | 0 | 0 | 0 | 0 | 0 | 0
F3_Industrial_Industrial - ID_Existing_Process_Natural Gas_Other Process_E1 | F3 | Industrial | Industrial - ID | Existing | Process | Natural Gas | Other Process | E1 | PACT BC Ratio | [24 empty] | 1 | 1 | 1 | bar: 2019 to 2042
F3_Industrial_Industrial - ID_Existing_Process_Natural Gas_Other Process_E2 | F3 | Industrial | Industrial - ID | Existing | Process | Natural Gas | Other Process | E2 | PACT BC Ratio | 0 | 0 | 0 | 0 | 0 | 0 | 0 | 0 | 0 | 0 | 0 | 0 | 0 | 0 | 0 | 0 | 0 | 0 | 0 | 0 | 0 | 0 | 0 | 0 | 0 | 0 | 0
F3_Industrial_Industrial - ID_Existing_Process_Natural Gas_Other Process_E3 | F3 | Industrial | Industrial - ID | Existing | Process | Natural Gas | Other Process | E3 | PACT BC Ratio | 0 | 0 | 0 | 0 | 0 | 0 | 0 | 0 | 0 | 0 | 0 | 0 | 0 | 0 | 0 | 0 | 0 | 0 | 0 | 0 | 0 | 0 | 0 | 0 | 0 | 0 | 0
F3_Industrial_Industrial - ID_Existing_Process_Natural Gas_Other Process_E4 | F3 | Industrial | Industrial - ID | Existing | Process | Natural Gas | Other Process | E4 | PACT BC Ratio | 0 | 0 | 0 | 0 | 0 | 0 | 0 | 0 | 0 | 0 | 0 | 0 | 0 | 0 | 0 | 0 | 0 | 0 | 0 | 0 | 0 | 0 | 0 | 0 | 0 | 0 | 0
F3_Industrial_Industrial - ID_Existing_Process_Natural Gas_Other Process_E5 | F3 | Industrial | Industrial - ID | Existing | Process | Natural Gas | Other Process | E5 | PACT BC Ratio | 0 | 0 | 0 | 0 | 0 | 0 | 0 | 0 | 0 | 0 | 0 | 0 | 0 | 0 | 0 | 0 | 0 | 0 | 0 | 0 | 0 | 0 | 0 | 0 | 0 | 0 | 0
F3_Industrial_Industrial - ID_Existing_Process_Natural Gas_Other Process_E6 | F3 | Industrial | Industrial - ID | Existing | Process | Natural Gas | Other Process | E6 | PACT BC Ratio | 0 | 0 | 0 | 0 | 0 | 0 | 0 | 0 | 0 | 0 | 0 | 0 | 0 | 0 | 0 | 0 | 0 | 0 | 0 | 0 | 0 | 0 | 0 | 0 | 0 | 0 | 0
F3_Industrial_Industrial - ID_Existing_Process_Natural Gas_Other Process_E7 | F3 | Industrial | Industrial - ID | Existing | Process | Natural Gas | Other Process | E7 | PACT BC Ratio | 0 | 0 | 0 | 0 | 0 | 0 | 0 | 0 | 0 | 0 | 0 | 0 | 0 | 0 | 0 | 0 | 0 | 0 | 0 | 0 | 0 | 0 | 0 | 0 | 0 | 0 | 0
F3_Industrial_Industrial - ID_Existing_Process_Natural Gas_Other Process_E8 | F3 | Industrial | Industrial - ID | Existing | Process | Natural Gas | Other Process | E8 | PACT BC Ratio | 0 | 0 | 0 | 0 | 0 | 0 | 0 | 0 | 0 | 0 | 0 | 0 | 0 | 0 | 0 | 0 | 0 | 0 | 0 | 0 | 0 | 0 | 0 | 0 | 0 | 0 | 0
F3_Industrial_Industrial - ID_Existing_Process_Natural Gas_Other Process_E9 | F3 | Industrial | Industrial - ID | Existing | Process | Natural Gas | Other Process | E9 | PACT BC Ratio | 0 | 0 | 0 | 0 | 0 | 0 | 0 | 0 | 0 | 0 | 0 | 0 | 0 | 0 | 0 | 0 | 0 | 0 | 0 | 0 | 0 | 0 | 0 | 0 | 0 | 0 | 0
F3_Industrial_Industrial - ID_Existing_Process_Natural Gas_Other Process_E10 | F3 | Industrial | Industrial - ID | Existing | Process | Natural Gas | Other Process | E10 | PACT BC Ratio | 0 | 0 | 0 | 0 | 0 | 0 | 0 | 0 | 0 | 0 | 0 | 0 | 0 | 0 | 0 | 0 | 0 | 0 | 0 | 0 | 0 | 0 | 0 | 0 | 0 | 0 | 0
F4_Industrial_Industrial - ID_Existing_Process_Natural Gas_Other Process_E1 | F4 | Industrial | Industrial - ID | Existing | Process | Natural Gas | Other Process | E1 | RVT BC Ratio | [24 empty] | 1 | 1 | 1 | bar: 2019 to 2042
F4_Industrial_Industrial - ID_Existing_Process_Natural Gas_Other Process_E2 | F4 | Industrial | Industrial - ID | Existing | Process | Natural Gas | Other Process | E2 | RVT BC Ratio | 0 | 0 | 0 | 0 | 0 | 0 | 0 | 0 | 0 | 0 | 0 | 0 | 0 | 0 | 0 | 0 | 0 | 0 | 0 | 0 | 0 | 0 | 0 | 0 | 0 | 0 | 0
F4_Industrial_Industrial - ID_Existing_Process_Natural Gas_Other Process_E3 | F4 | Industrial | Industrial - ID | Existing | Process | Natural Gas | Other Process | E3 | RVT BC Ratio | 0 | 0 | 0 | 0 | 0 | 0 | 0 | 0 | 0 | 0 | 0 | 0 | 0 | 0 | 0 | 0 | 0 | 0 | 0 | 0 | 0 | 0 | 0 | 0 | 0 | 0 | 0
F4_Industrial_Industrial - ID_Existing_Process_Natural Gas_Other Process_E4 | F4 | Industrial | Industrial - ID | Existing | Process | Natural Gas | Other Process | E4 | RVT BC Ratio | 0 | 0 | 0 | 0 | 0 | 0 | 0 | 0 | 0 | 0 | 0 | 0 | 0 | 0 | 0 | 0 | 0 | 0 | 0 | 0 | 0 | 0 | 0 | 0 | 0 | 0 | 0
F4_Industrial_Industrial - ID_Existing_Process_Natural Gas_Other Process_E5 | F4 | Industrial | Industrial - ID | Existing | Process | Natural Gas | Other Process | E5 | RVT BC Ratio | 0 | 0 | 0 | 0 | 0 | 0 | 0 | 0 | 0 | 0 | 0 | 0 | 0 | 0 | 0 | 0 | 0 | 0 | 0 | 0 | 0 | 0 | 0 | 0 | 0 | 0 | 0
F4_Industrial_Industrial - ID_Existing_Process_Natural Gas_Other Process_E6 | F4 | Industrial | Industrial - ID | Existing | Process | Natural Gas | Other Process | E6 | RVT BC Ratio | 0 | 0 | 0 | 0 | 0 | 0 | 0 | 0 | 0 | 0 | 0 | 0 | 0 | 0 | 0 | 0 | 0 | 0 | 0 | 0 | 0 | 0 | 0 | 0 | 0 | 0 | 0
F4_Industrial_Industrial - ID_Existing_Process_Natural Gas_Other Process_E7 | F4 | Industrial | Industrial - ID | Existing | Process | Natural Gas | Other Process | E7 | RVT BC Ratio | 0 | 0 | 0 | 0 | 0 | 0 | 0 | 0 | 0 | 0 | 0 | 0 | 0 | 0 | 0 | 0 | 0 | 0 | 0 | 0 | 0 | 0 | 0 | 0 | 0 | 0 | 0
F4_Industrial_Industrial - ID_Existing_Process_Natural Gas_Other Process_E8 | F4 | Industrial | Industrial - ID | Existing | Process | Natural Gas | Other Process | E8 | RVT BC Ratio | 0 | 0 | 0 | 0 | 0 | 0 | 0 | 0 | 0 | 0 | 0 | 0 | 0 | 0 | 0 | 0 | 0 | 0 | 0 | 0 | 0 | 0 | 0 | 0 | 0 | 0 | 0
F4_Industrial_Industrial - ID_Existing_Process_Natural Gas_Other Process_E9 | F4 | Industrial | Industrial - ID | Existing | Process | Natural Gas | Other Process | E9 | RVT BC Ratio | 0 | 0 | 0 | 0 | 0 | 0 | 0 | 0 | 0 | 0 | 0 | 0 | 0 | 0 | 0 | 0 | 0 | 0 | 0 | 0 | 0 | 0 | 0 | 0 | 0 | 0 | 0
F4_Industrial_Industrial - ID_Existing_Process_Natural Gas_Other Process_E10 | F4 | Industrial | Industrial - ID | Existing | Process | Natural Gas | Other Process | E10 | RVT BC Ratio | 0 | 0 | 0 | 0 | 0 | 0 | 0 | 0 | 0 | 0 | 0 | 0 | 0 | 0 | 0 | 0 | 0 | 0 | 0 | 0 | 0 | 0 | 0 | 0 | 0 | 0 | 0
F5_Industrial_Industrial - ID_Existing_Process_Natural Gas_Other Process_E1 | F5 | Industrial | Industrial - ID | Existing | Process | Natural Gas | Other Process | E1 | RIM BC Ratio | [24 empty] | 1 | 1 | 1 | bar: 2019 to 2042
F5_Industrial_Industrial - ID_Existing_Process_Natural Gas_Other Process_E2 | F5 | Industrial | Industrial - ID | Existing | Process | Natural Gas | Other Process | E2 | RIM BC Ratio | 0 | 0 | 0 | 0 | 0 | 0 | 0 | 0 | 0 | 0 | 0 | 0 | 0 | 0 | 0 | 0 | 0 | 0 | 0 | 0 | 0 | 0 | 0 | 0 | 0 | 0 | 0
F5_Industrial_Industrial - ID_Existing_Process_Natural Gas_Other Process_E3 | F5 | Industrial | Industrial - ID | Existing | Process | Natural Gas | Other Process | E3 | RIM BC Ratio | 0 | 0 | 0 | 0 | 0 | 0 | 0 | 0 | 0 | 0 | 0 | 0 | 0 | 0 | 0 | 0 | 0 | 0 | 0 | 0 | 0 | 0 | 0 | 0 | 0 | 0 | 0
F5_Industrial_Industrial - ID_Existing_Process_Natural Gas_Other Process_E4 | F5 | Industrial | Industrial - ID | Existing | Process | Natural Gas | Other Process | E4 | RIM BC Ratio | 0 | 0 | 0 | 0 | 0 | 0 | 0 | 0 | 0 | 0 | 0 | 0 | 0 | 0 | 0 | 0 | 0 | 0 | 0 | 0 | 0 | 0 | 0 | 0 | 0 | 0 | 0
F5_Industrial_Industrial - ID_Existing_Process_Natural Gas_Other Process_E5 | F5 | Industrial | Industrial - ID | Existing | Process | Natural Gas | Other Process | E5 | RIM BC Ratio | 0 | 0 | 0 | 0 | 0 | 0 | 0 | 0 | 0 | 0 | 0 | 0 | 0 | 0 | 0 | 0 | 0 | 0 | 0 | 0 | 0 | 0 | 0 | 0 | 0 | 0 | 0
F5_Industrial_Industrial - ID_Existing_Process_Natural Gas_Other Process_E6 | F5 | Industrial | Industrial - ID | Existing | Process | Natural Gas | Other Process | E6 | RIM BC Ratio | 0 | 0 | 0 | 0 | 0 | 0 | 0 | 0 | 0 | 0 | 0 | 0 | 0 | 0 | 0 | 0 | 0 | 0 | 0 | 0 | 0 | 0 | 0 | 0 | 0 | 0 | 0
F5_Industrial_Industrial - ID_Existing_Process_Natural Gas_Other Process_E7 | F5 | Industrial | Industrial - ID | Existing | Process | Natural Gas | Other Process | E7 | RIM BC Ratio | 0 | 0 | 0 | 0 | 0 | 0 | 0 | 0 | 0 | 0 | 0 | 0 | 0 | 0 | 0 | 0 | 0 | 0 | 0 | 0 | 0 | 0 | 0 | 0 | 0 | 0 | 0
F5_Industrial_Industrial - ID_Existing_Process_Natural Gas_Other Process_E8 | F5 | Industrial | Industrial - ID | Existing | Process | Natural Gas | Other Process | E8 | RIM BC Ratio | 0 | 0 | 0 | 0 | 0 | 0 | 0 | 0 | 0 | 0 | 0 | 0 | 0 | 0 | 0 | 0 | 0 | 0 | 0 | 0 | 0 | 0 | 0 | 0 | 0 | 0 | 0
F5_Industrial_Industrial - ID_Existing_Process_Natural Gas_Other Process_E9 | F5 | Industrial | Industrial - ID | Existing | Process | Natural Gas | Other Process | E9 | RIM BC Ratio | 0 | 0 | 0 | 0 | 0 | 0 | 0 | 0 | 0 | 0 | 0 | 0 | 0 | 0 | 0 | 0 | 0 | 0 | 0 | 0 | 0 | 0 | 0 | 0 | 0 | 0 | 0
F5_Industrial_Industrial - ID_Existing_Process_Natural Gas_Other Process_E10 | F5 | Industrial | Industrial - ID | Existing | Process | Natural Gas | Other Process | E10 | RIM BC Ratio | 0 | 0 | 0 | 0 | 0 | 0 | 0 | 0 | 0 | 0 | 0 | 0 | 0 | 0 | 0 | 0 | 0 | 0 | 0 | 0 | 0 | 0 | 0 | 0 | 0 | 0 | 0
F0_Industrial_Industrial - ID_Existing_Miscellaneous_Natural Gas_Miscellaneous_E0 | F0 | Industrial | Industrial - ID | Existing | Miscellaneous | Natural Gas | Miscellaneous | E0 | Economic Unit | Standard | Standard | Standard | Standard | Standard | Standard | Standard | Standard | Standard | Standard | Standard | Standard | Standard | Standard | Standard | Standard | Standard | Standard | Standard | Standard | Standard | Standard | Standard | Standard | Standard | Standard | Standard
F1_Industrial_Industrial - ID_Existing_Miscellaneous_Natural Gas_Miscellaneous_E1 | F1 | Industrial | Industrial - ID | Existing | Miscellaneous | Natural Gas | Miscellaneous | E1 | CCE | 0 | 0 | 0 | 0 | 0 | 0 | 0 | 0 | 0 | 0 | 0 | 0 | 0 | 0 | 0 | 0 | 0 | 0 | 0 | 0 | 0 | 0 | 0 | 0 | 0 | 0 | 0
F1_Industrial_Industrial - ID_Existing_Miscellaneous_Natural Gas_Miscellaneous_E2 | F1 | Industrial | Industrial - ID | Existing | Miscellaneous | Natural Gas | Miscellaneous | E2 | CCE | 0 | 0 | 0 | 0 | 0 | 0 | 0 | 0 | 0 | 0 | 0 | 0 | 0 | 0 | 0 | 0 | 0 | 0 | 0 | 0 | 0 | 0 | 0 | 0 | 0 | 0 | 0
F1_Industrial_Industrial - ID_Existing_Miscellaneous_Natural Gas_Miscellaneous_E3 | F1 | Industrial | Industrial - ID | Existing | Miscellaneous | Natural Gas | Miscellaneous | E3 | CCE | 0 | 0 | 0 | 0 | 0 | 0 | 0 | 0 | 0 | 0 | 0 | 0 | 0 | 0 | 0 | 0 | 0 | 0 | 0 | 0 | 0 | 0 | 0 | 0 | 0 | 0 | 0
F1_Industrial_Industrial - ID_Existing_Miscellaneous_Natural Gas_Miscellaneous_E4 | F1 | Industrial | Industrial - ID | Existing | Miscellaneous | Natural Gas | Miscellaneous | E4 | CCE | 0 | 0 | 0 | 0 | 0 | 0 | 0 | 0 | 0 | 0 | 0 | 0 | 0 | 0 | 0 | 0 | 0 | 0 | 0 | 0 | 0 | 0 | 0 | 0 | 0 | 0 | 0
F1_Industrial_Industrial - ID_Existing_Miscellaneous_Natural Gas_Miscellaneous_E5 | F1 | Industrial | Industrial - ID | Existing | Miscellaneous | Natural Gas | Miscellaneous | E5 | CCE | 0 | 0 | 0 | 0 | 0 | 0 | 0 | 0 | 0 | 0 | 0 | 0 | 0 | 0 | 0 | 0 | 0 | 0 | 0 | 0 | 0 | 0 | 0 | 0 | 0 | 0 | 0
F1_Industrial_Industrial - ID_Existing_Miscellaneous_Natural Gas_Miscellaneous_E6 | F1 | Industrial | Industrial - ID | Existing | Miscellaneous | Natural Gas | Miscellaneous | E6 | CCE | 0 | 0 | 0 | 0 | 0 | 0 | 0 | 0 | 0 | 0 | 0 | 0 | 0 | 0 | 0 | 0 | 0 | 0 | 0 | 0 | 0 | 0 | 0 | 0 | 0 | 0 | 0
F1_Industrial_Industrial - ID_Existing_Miscellaneous_Natural Gas_Miscellaneous_E7 | F1 | Industrial | Industrial - ID | Existing | Miscellaneous | Natural Gas | Miscellaneous | E7 | CCE | 0 | 0 | 0 | 0 | 0 | 0 | 0 | 0 | 0 | 0 | 0 | 0 | 0 | 0 | 0 | 0 | 0 | 0 | 0 | 0 | 0 | 0 | 0 | 0 | 0 | 0 | 0
F1_Industrial_Industrial - ID_Existing_Miscellaneous_Natural Gas_Miscellaneous_E8 | F1 | Industrial | Industrial - ID | Existing | Miscellaneous | Natural Gas | Miscellaneous | E8 | CCE | 0 | 0 | 0 | 0 | 0 | 0 | 0 | 0 | 0 | 0 | 0 | 0 | 0 | 0 | 0 | 0 | 0 | 0 | 0 | 0 | 0 | 0 | 0 | 0 | 0 | 0 | 0
F1_Industrial_Industrial - ID_Existing_Miscellaneous_Natural Gas_Miscellaneous_E9 | F1 | Industrial | Industrial - ID | Existing | Miscellaneous | Natural Gas | Miscellaneous | E9 | CCE | 0 | 0 | 0 | 0 | 0 | 0 | 0 | 0 | 0 | 0 | 0 | 0 | 0 | 0 | 0 | 0 | 0 | 0 | 0 | 0 | 0 | 0 | 0 | 0 | 0 | 0 | 0
F1_Industrial_Industrial - ID_Existing_Miscellaneous_Natural Gas_Miscellaneous_E10 | F1 | Industrial | Industrial - ID | Existing | Miscellaneous | Natural Gas | Miscellaneous | E10 | CCE | 0 | 0 | 0 | 0 | 0 | 0 | 0 | 0 | 0 | 0 | 0 | 0 | 0 | 0 | 0 | 0 | 0 | 0 | 0 | 0 | 0 | 0 | 0 | 0 | 0 | 0 | 0
F2_Industrial_Industrial - ID_Existing_Miscellaneous_Natural Gas_Miscellaneous_E1 | F2 | Industrial | Industrial - ID | Existing | Miscellaneous | Natural Gas | Miscellaneous | E1 | TRC BC Ratio | [24 empty] | 1 | 1 | 1 | bar: 2019 to 2042
F2_Industrial_Industrial - ID_Existing_Miscellaneous_Natural Gas_Miscellaneous_E2 | F2 | Industrial | Industrial - ID | Existing | Miscellaneous | Natural Gas | Miscellaneous | E2 | TRC BC Ratio | 0 | 0 | 0 | 0 | 0 | 0 | 0 | 0 | 0 | 0 | 0 | 0 | 0 | 0 | 0 | 0 | 0 | 0 | 0 | 0 | 0 | 0 | 0 | 0 | 0 | 0 | 0
F2_Industrial_Industrial - ID_Existing_Miscellaneous_Natural Gas_Miscellaneous_E3 | F2 | Industrial | Industrial - ID | Existing | Miscellaneous | Natural Gas | Miscellaneous | E3 | TRC BC Ratio | 0 | 0 | 0 | 0 | 0 | 0 | 0 | 0 | 0 | 0 | 0 | 0 | 0 | 0 | 0 | 0 | 0 | 0 | 0 | 0 | 0 | 0 | 0 | 0 | 0 | 0 | 0
F2_Industrial_Industrial - ID_Existing_Miscellaneous_Natural Gas_Miscellaneous_E4 | F2 | Industrial | Industrial - ID | Existing | Miscellaneous | Natural Gas | Miscellaneous | E4 | TRC BC Ratio | 0 | 0 | 0 | 0 | 0 | 0 | 0 | 0 | 0 | 0 | 0 | 0 | 0 | 0 | 0 | 0 | 0 | 0 | 0 | 0 | 0 | 0 | 0 | 0 | 0 | 0 | 0
F2_Industrial_Industrial - ID_Existing_Miscellaneous_Natural Gas_Miscellaneous_E5 | F2 | Industrial | Industrial - ID | Existing | Miscellaneous | Natural Gas | Miscellaneous | E5 | TRC BC Ratio | 0 | 0 | 0 | 0 | 0 | 0 | 0 | 0 | 0 | 0 | 0 | 0 | 0 | 0 | 0 | 0 | 0 | 0 | 0 | 0 | 0 | 0 | 0 | 0 | 0 | 0 | 0
F2_Industrial_Industrial - ID_Existing_Miscellaneous_Natural Gas_Miscellaneous_E6 | F2 | Industrial | Industrial - ID | Existing | Miscellaneous | Natural Gas | Miscellaneous | E6 | TRC BC Ratio | 0 | 0 | 0 | 0 | 0 | 0 | 0 | 0 | 0 | 0 | 0 | 0 | 0 | 0 | 0 | 0 | 0 | 0 | 0 | 0 | 0 | 0 | 0 | 0 | 0 | 0 | 0
F2_Industrial_Industrial - ID_Existing_Miscellaneous_Natural Gas_Miscellaneous_E7 | F2 | Industrial | Industrial - ID | Existing | Miscellaneous | Natural Gas | Miscellaneous | E7 | TRC BC Ratio | 0 | 0 | 0 | 0 | 0 | 0 | 0 | 0 | 0 | 0 | 0 | 0 | 0 | 0 | 0 | 0 | 0 | 0 | 0 | 0 | 0 | 0 | 0 | 0 | 0 | 0 | 0
F2_Industrial_Industrial - ID_Existing_Miscellaneous_Natural Gas_Miscellaneous_E8 | F2 | Industrial | Industrial - ID | Existing | Miscellaneous | Natural Gas | Miscellaneous | E8 | TRC BC Ratio | 0 | 0 | 0 | 0 | 0 | 0 | 0 | 0 | 0 | 0 | 0 | 0 | 0 | 0 | 0 | 0 | 0 | 0 | 0 | 0 | 0 | 0 | 0 | 0 | 0 | 0 | 0
F2_Industrial_Industrial - ID_Existing_Miscellaneous_Natural Gas_Miscellaneous_E9 | F2 | Industrial | Industrial - ID | Existing | Miscellaneous | Natural Gas | Miscellaneous | E9 | TRC BC Ratio | 0 | 0 | 0 | 0 | 0 | 0 | 0 | 0 | 0 | 0 | 0 | 0 | 0 | 0 | 0 | 0 | 0 | 0 | 0 | 0 | 0 | 0 | 0 | 0 | 0 | 0 | 0
F2_Industrial_Industrial - ID_Existing_Miscellaneous_Natural Gas_Miscellaneous_E10 | F2 | Industrial | Industrial - ID | Existing | Miscellaneous | Natural Gas | Miscellaneous | E10 | TRC BC Ratio | 0 | 0 | 0 | 0 | 0 | 0 | 0 | 0 | 0 | 0 | 0 | 0 | 0 | 0 | 0 | 0 | 0 | 0 | 0 | 0 | 0 | 0 | 0 | 0 | 0 | 0 | 0
F3_Industrial_Industrial - ID_Existing_Miscellaneous_Natural Gas_Miscellaneous_E1 | F3 | Industrial | Industrial - ID | Existing | Miscellaneous | Natural Gas | Miscellaneous | E1 | PACT BC Ratio | [24 empty] | 1 | 1 | 1 | bar: 2019 to 2042
F3_Industrial_Industrial - ID_Existing_Miscellaneous_Natural Gas_Miscellaneous_E2 | F3 | Industrial | Industrial - ID | Existing | Miscellaneous | Natural Gas | Miscellaneous | E2 | PACT BC Ratio | 0 | 0 | 0 | 0 | 0 | 0 | 0 | 0 | 0 | 0 | 0 | 0 | 0 | 0 | 0 | 0 | 0 | 0 | 0 | 0 | 0 | 0 | 0 | 0 | 0 | 0 | 0
F3_Industrial_Industrial - ID_Existing_Miscellaneous_Natural Gas_Miscellaneous_E3 | F3 | Industrial | Industrial - ID | Existing | Miscellaneous | Natural Gas | Miscellaneous | E3 | PACT BC Ratio | 0 | 0 | 0 | 0 | 0 | 0 | 0 | 0 | 0 | 0 | 0 | 0 | 0 | 0 | 0 | 0 | 0 | 0 | 0 | 0 | 0 | 0 | 0 | 0 | 0 | 0 | 0
F3_Industrial_Industrial - ID_Existing_Miscellaneous_Natural Gas_Miscellaneous_E4 | F3 | Industrial | Industrial - ID | Existing | Miscellaneous | Natural Gas | Miscellaneous | E4 | PACT BC Ratio | 0 | 0 | 0 | 0 | 0 | 0 | 0 | 0 | 0 | 0 | 0 | 0 | 0 | 0 | 0 | 0 | 0 | 0 | 0 | 0 | 0 | 0 | 0 | 0 | 0 | 0 | 0
F3_Industrial_Industrial - ID_Existing_Miscellaneous_Natural Gas_Miscellaneous_E5 | F3 | Industrial | Industrial - ID | Existing | Miscellaneous | Natural Gas | Miscellaneous | E5 | PACT BC Ratio | 0 | 0 | 0 | 0 | 0 | 0 | 0 | 0 | 0 | 0 | 0 | 0 | 0 | 0 | 0 | 0 | 0 | 0 | 0 | 0 | 0 | 0 | 0 | 0 | 0 | 0 | 0
F3_Industrial_Industrial - ID_Existing_Miscellaneous_Natural Gas_Miscellaneous_E6 | F3 | Industrial | Industrial - ID | Existing | Miscellaneous | Natural Gas | Miscellaneous | E6 | PACT BC Ratio | 0 | 0 | 0 | 0 | 0 | 0 | 0 | 0 | 0 | 0 | 0 | 0 | 0 | 0 | 0 | 0 | 0 | 0 | 0 | 0 | 0 | 0 | 0 | 0 | 0 | 0 | 0
F3_Industrial_Industrial - ID_Existing_Miscellaneous_Natural Gas_Miscellaneous_E7 | F3 | Industrial | Industrial - ID | Existing | Miscellaneous | Natural Gas | Miscellaneous | E7 | PACT BC Ratio | 0 | 0 | 0 | 0 | 0 | 0 | 0 | 0 | 0 | 0 | 0 | 0 | 0 | 0 | 0 | 0 | 0 | 0 | 0 | 0 | 0 | 0 | 0 | 0 | 0 | 0 | 0
F3_Industrial_Industrial - ID_Existing_Miscellaneous_Natural Gas_Miscellaneous_E8 | F3 | Industrial | Industrial - ID | Existing | Miscellaneous | Natural Gas | Miscellaneous | E8 | PACT BC Ratio | 0 | 0 | 0 | 0 | 0 | 0 | 0 | 0 | 0 | 0 | 0 | 0 | 0 | 0 | 0 | 0 | 0 | 0 | 0 | 0 | 0 | 0 | 0 | 0 | 0 | 0 | 0
F3_Industrial_Industrial - ID_Existing_Miscellaneous_Natural Gas_Miscellaneous_E9 | F3 | Industrial | Industrial - ID | Existing | Miscellaneous | Natural Gas | Miscellaneous | E9 | PACT BC Ratio | 0 | 0 | 0 | 0 | 0 | 0 | 0 | 0 | 0 | 0 | 0 | 0 | 0 | 0 | 0 | 0 | 0 | 0 | 0 | 0 | 0 | 0 | 0 | 0 | 0 | 0 | 0
F3_Industrial_Industrial - ID_Existing_Miscellaneous_Natural Gas_Miscellaneous_E10 | F3 | Industrial | Industrial - ID | Existing | Miscellaneous | Natural Gas | Miscellaneous | E10 | PACT BC Ratio | 0 | 0 | 0 | 0 | 0 | 0 | 0 | 0 | 0 | 0 | 0 | 0 | 0 | 0 | 0 | 0 | 0 | 0 | 0 | 0 | 0 | 0 | 0 | 0 | 0 | 0 | 0
F4_Industrial_Industrial - ID_Existing_Miscellaneous_Natural Gas_Miscellaneous_E1 | F4 | Industrial | Industrial - ID | Existing | Miscellaneous | Natural Gas | Miscellaneous | E1 | RVT BC Ratio | [24 empty] | 1 | 1 | 1 | bar: 2019 to 2042
F4_Industrial_Industrial - ID_Existing_Miscellaneous_Natural Gas_Miscellaneous_E2 | F4 | Industrial | Industrial - ID | Existing | Miscellaneous | Natural Gas | Miscellaneous | E2 | RVT BC Ratio | 0 | 0 | 0 | 0 | 0 | 0 | 0 | 0 | 0 | 0 | 0 | 0 | 0 | 0 | 0 | 0 | 0 | 0 | 0 | 0 | 0 | 0 | 0 | 0 | 0 | 0 | 0
F4_Industrial_Industrial - ID_Existing_Miscellaneous_Natural Gas_Miscellaneous_E3 | F4 | Industrial | Industrial - ID | Existing | Miscellaneous | Natural Gas | Miscellaneous | E3 | RVT BC Ratio | 0 | 0 | 0 | 0 | 0 | 0 | 0 | 0 | 0 | 0 | 0 | 0 | 0 | 0 | 0 | 0 | 0 | 0 | 0 | 0 | 0 | 0 | 0 | 0 | 0 | 0 | 0
F4_Industrial_Industrial - ID_Existing_Miscellaneous_Natural Gas_Miscellaneous_E4 | F4 | Industrial | Industrial - ID | Existing | Miscellaneous | Natural Gas | Miscellaneous | E4 | RVT BC Ratio | 0 | 0 | 0 | 0 | 0 | 0 | 0 | 0 | 0 | 0 | 0 | 0 | 0 | 0 | 0 | 0 | 0 | 0 | 0 | 0 | 0 | 0 | 0 | 0 | 0 | 0 | 0
F4_Industrial_Industrial - ID_Existing_Miscellaneous_Natural Gas_Miscellaneous_E5 | F4 | Industrial | Industrial - ID | Existing | Miscellaneous | Natural Gas | Miscellaneous | E5 | RVT BC Ratio | 0 | 0 | 0 | 0 | 0 | 0 | 0 | 0 | 0 | 0 | 0 | 0 | 0 | 0 | 0 | 0 | 0 | 0 | 0 | 0 | 0 | 0 | 0 | 0 | 0 | 0 | 0
F4_Industrial_Industrial - ID_Existing_Miscellaneous_Natural Gas_Miscellaneous_E6 | F4 | Industrial | Industrial - ID | Existing | Miscellaneous | Natural Gas | Miscellaneous | E6 | RVT BC Ratio | 0 | 0 | 0 | 0 | 0 | 0 | 0 | 0 | 0 | 0 | 0 | 0 | 0 | 0 | 0 | 0 | 0 | 0 | 0 | 0 | 0 | 0 | 0 | 0 | 0 | 0 | 0
F4_Industrial_Industrial - ID_Existing_Miscellaneous_Natural Gas_Miscellaneous_E7 | F4 | Industrial | Industrial - ID | Existing | Miscellaneous | Natural Gas | Miscellaneous | E7 | RVT BC Ratio | 0 | 0 | 0 | 0 | 0 | 0 | 0 | 0 | 0 | 0 | 0 | 0 | 0 | 0 | 0 | 0 | 0 | 0 | 0 | 0 | 0 | 0 | 0 | 0 | 0 | 0 | 0
F4_Industrial_Industrial - ID_Existing_Miscellaneous_Natural Gas_Miscellaneous_E8 | F4 | Industrial | Industrial - ID | Existing | Miscellaneous | Natural Gas | Miscellaneous | E8 | RVT BC Ratio | 0 | 0 | 0 | 0 | 0 | 0 | 0 | 0 | 0 | 0 | 0 | 0 | 0 | 0 | 0 | 0 | 0 | 0 | 0 | 0 | 0 | 0 | 0 | 0 | 0 | 0 | 0
F4_Industrial_Industrial - ID_Existing_Miscellaneous_Natural Gas_Miscellaneous_E9 | F4 | Industrial | Industrial - ID | Existing | Miscellaneous | Natural Gas | Miscellaneous | E9 | RVT BC Ratio | 0 | 0 | 0 | 0 | 0 | 0 | 0 | 0 | 0 | 0 | 0 | 0 | 0 | 0 | 0 | 0 | 0 | 0 | 0 | 0 | 0 | 0 | 0 | 0 | 0 | 0 | 0
F4_Industrial_Industrial - ID_Existing_Miscellaneous_Natural Gas_Miscellaneous_E10 | F4 | Industrial | Industrial - ID | Existing | Miscellaneous | Natural Gas | Miscellaneous | E10 | RVT BC Ratio | 0 | 0 | 0 | 0 | 0 | 0 | 0 | 0 | 0 | 0 | 0 | 0 | 0 | 0 | 0 | 0 | 0 | 0 | 0 | 0 | 0 | 0 | 0 | 0 | 0 | 0 | 0
F5_Industrial_Industrial - ID_Existing_Miscellaneous_Natural Gas_Miscellaneous_E1 | F5 | Industrial | Industrial - ID | Existing | Miscellaneous | Natural Gas | Miscellaneous | E1 | RIM BC Ratio | [24 empty] | 1 | 1 | 1 | bar: 2019 to 2042
F5_Industrial_Industrial - ID_Existing_Miscellaneous_Natural Gas_Miscellaneous_E2 | F5 | Industrial | Industrial - ID | Existing | Miscellaneous | Natural Gas | Miscellaneous | E2 | RIM BC Ratio | 0 | 0 | 0 | 0 | 0 | 0 | 0 | 0 | 0 | 0 | 0 | 0 | 0 | 0 | 0 | 0 | 0 | 0 | 0 | 0 | 0 | 0 | 0 | 0 | 0 | 0 | 0
F5_Industrial_Industrial - ID_Existing_Miscellaneous_Natural Gas_Miscellaneous_E3 | F5 | Industrial | Industrial - ID | Existing | Miscellaneous | Natural Gas | Miscellaneous | E3 | RIM BC Ratio | 0 | 0 | 0 | 0 | 0 | 0 | 0 | 0 | 0 | 0 | 0 | 0 | 0 | 0 | 0 | 0 | 0 | 0 | 0 | 0 | 0 | 0 | 0 | 0 | 0 | 0 | 0
F5_Industrial_Industrial - ID_Existing_Miscellaneous_Natural Gas_Miscellaneous_E4 | F5 | Industrial | Industrial - ID | Existing | Miscellaneous | Natural Gas | Miscellaneous | E4 | RIM BC Ratio | 0 | 0 | 0 | 0 | 0 | 0 | 0 | 0 | 0 | 0 | 0 | 0 | 0 | 0 | 0 | 0 | 0 | 0 | 0 | 0 | 0 | 0 | 0 | 0 | 0 | 0 | 0
F5_Industrial_Industrial - ID_Existing_Miscellaneous_Natural Gas_Miscellaneous_E5 | F5 | Industrial | Industrial - ID | Existing | Miscellaneous | Natural Gas | Miscellaneous | E5 | RIM BC Ratio | 0 | 0 | 0 | 0 | 0 | 0 | 0 | 0 | 0 | 0 | 0 | 0 | 0 | 0 | 0 | 0 | 0 | 0 | 0 | 0 | 0 | 0 | 0 | 0 | 0 | 0 | 0
F5_Industrial_Industrial - ID_Existing_Miscellaneous_Natural Gas_Miscellaneous_E6 | F5 | Industrial | Industrial - ID | Existing | Miscellaneous | Natural Gas | Miscellaneous | E6 | RIM BC Ratio | 0 | 0 | 0 | 0 | 0 | 0 | 0 | 0 | 0 | 0 | 0 | 0 | 0 | 0 | 0 | 0 | 0 | 0 | 0 | 0 | 0 | 0 | 0 | 0 | 0 | 0 | 0
F5_Industrial_Industrial - ID_Existing_Miscellaneous_Natural Gas_Miscellaneous_E7 | F5 | Industrial | Industrial - ID | Existing | Miscellaneous | Natural Gas | Miscellaneous | E7 | RIM BC Ratio | 0 | 0 | 0 | 0 | 0 | 0 | 0 | 0 | 0 | 0 | 0 | 0 | 0 | 0 | 0 | 0 | 0 | 0 | 0 | 0 | 0 | 0 | 0 | 0 | 0 | 0 | 0
F5_Industrial_Industrial - ID_Existing_Miscellaneous_Natural Gas_Miscellaneous_E8 | F5 | Industrial | Industrial - ID | Existing | Miscellaneous | Natural Gas | Miscellaneous | E8 | RIM BC Ratio | 0 | 0 | 0 | 0 | 0 | 0 | 0 | 0 | 0 | 0 | 0 | 0 | 0 | 0 | 0 | 0 | 0 | 0 | 0 | 0 | 0 | 0 | 0 | 0 | 0 | 0 | 0
F5_Industrial_Industrial - ID_Existing_Miscellaneous_Natural Gas_Miscellaneous_E9 | F5 | Industrial | Industrial - ID | Existing | Miscellaneous | Natural Gas | Miscellaneous | E9 | RIM BC Ratio | 0 | 0 | 0 | 0 | 0 | 0 | 0 | 0 | 0 | 0 | 0 | 0 | 0 | 0 | 0 | 0 | 0 | 0 | 0 | 0 | 0 | 0 | 0 | 0 | 0 | 0 | 0
F5_Industrial_Industrial - ID_Existing_Miscellaneous_Natural Gas_Miscellaneous_E10 | F5 | Industrial | Industrial - ID | Existing | Miscellaneous | Natural Gas | Miscellaneous | E10 | RIM BC Ratio | 0 | 0 | 0 | 0 | 0 | 0 | 0 | 0 | 0 | 0 | 0 | 0 | 0 | 0 | 0 | 0 | 0 | 0 | 0 | 0 | 0 | 0 | 0 | 0 | 0 | 0 | 0
F0_Industrial_Industrial - ID_New_Space Heating_Natural Gas_Furnace_E0 | F0 | Industrial | Industrial - ID | New | Space Heating | Natural Gas | Furnace | E0 | Economic Unit | AFUE 96% | AFUE 96% | AFUE 96% | AFUE 96% | AFUE 96% | AFUE 96% | AFUE 96% | AFUE 96% | AFUE 96% | AFUE 96% | AFUE 96% | AFUE 96% | AFUE 96% | AFUE 96% | AFUE 96% | AFUE 96% | AFUE 96% | AFUE 96% | AFUE 96% | AFUE 96% | AFUE 96% | AFUE 96% | AFUE 96% | AFUE 96% | AFUE 96% | AFUE 96% | AFUE 96%
F1_Industrial_Industrial - ID_New_Space Heating_Natural Gas_Furnace_E1 | F1 | Industrial | Industrial - ID | New | Space Heating | Natural Gas | Furnace | E1 | CCE | 0 | 0 | 0 | 0 | 0 | 0 | 0 | 0 | 0 | 0 | 0 | 0 | 0 | 0 | 0 | 0 | 0 | 0 | 0 | 0 | 0 | 0 | 0 | 0 | 0 | 0 | 0
F1_Industrial_Industrial - ID_New_Space Heating_Natural Gas_Furnace_E2 | F1 | Industrial | Industrial - ID | New | Space Heating | Natural Gas | Furnace | E2 | CCE | 0.62352 | 0.64707 | 0.64707 | 0.64707 | 0.64707 | 0.64707 | 0.64707 | 0.64707 | 0.64707 | 0.64707 | 0.64707 | 0.64707 | 0.64707 | 0.64707 | 0.64707 | 0.64707 | 0.64707 | 0.64707 | 0.64707 | 0.64707 | 0.64707 | 0.64707 | 0.64707 | 0.64707 | 0.64707 | 0.64707 | 0.64707
F1_Industrial_Industrial - ID_New_Space Heating_Natural Gas_Furnace_E3 | F1 | Industrial | Industrial - ID | New | Space Heating | Natural Gas | Furnace | E3 | CCE | -0.083412 | -0.086562 | -0.086562 | -0.086562 | -0.086562 | -0.086562 | -0.086562 | -0.086562 | -0.086562 | -0.086562 | -0.086562 | -0.086562 | -0.086562 | -0.086562 | -0.086562 | -0.086562 | -0.086562 | -0.086562 | -0.086562 | -0.086562 | -0.086562 | -0.086562 | -0.086562 | -0.086562 | -0.086562 | -0.086562 | -0.086562
F1_Industrial_Industrial - ID_New_Space Heating_Natural Gas_Furnace_E4 | F1 | Industrial | Industrial - ID | New | Space Heating | Natural Gas | Furnace | E4 | CCE | 0 | 0 | 0 | 0 | 0 | 0 | 0 | 0 | 0 | 0 | 0 | 0 | 0 | 0 | 0 | 0 | 0 | 0 | 0 | 0 | 0 | 0 | 0 | 0 | 0 | 0 | 0
F1_Industrial_Industrial - ID_New_Space Heating_Natural Gas_Furnace_E5 | F1 | Industrial | Industrial - ID | New | Space Heating | Natural Gas | Furnace | E5 | CCE | 0 | 0 | 0 | 0 | 0 | 0 | 0 | 0 | 0 | 0 | 0 | 0 | 0 | 0 | 0 | 0 | 0 | 0 | 0 | 0 | 0 | 0 | 0 | 0 | 0 | 0 | 0
F1_Industrial_Industrial - ID_New_Space Heating_Natural Gas_Furnace_E6 | F1 | Industrial | Industrial - ID | New | Space Heating | Natural Gas | Furnace | E6 | CCE | 0 | 0 | 0 | 0 | 0 | 0 | 0 | 0 | 0 | 0 | 0 | 0 | 0 | 0 | 0 | 0 | 0 | 0 | 0 | 0 | 0 | 0 | 0 | 0 | 0 | 0 | 0
F1_Industrial_Industrial - ID_New_Space Heating_Natural Gas_Furnace_E7 | F1 | Industrial | Industrial - ID | New | Space Heating | Natural Gas | Furnace | E7 | CCE | 0 | 0 | 0 | 0 | 0 | 0 | 0 | 0 | 0 | 0 | 0 | 0 | 0 | 0 | 0 | 0 | 0 | 0 | 0 | 0 | 0 | 0 | 0 | 0 | 0 | 0 | 0
F1_Industrial_Industrial - ID_New_Space Heating_Natural Gas_Furnace_E8 | F1 | Industrial | Industrial - ID | New | Space Heating | Natural Gas | Furnace | E8 | CCE | 0 | 0 | 0 | 0 | 0 | 0 | 0 | 0 | 0 | 0 | 0 | 0 | 0 | 0 | 0 | 0 | 0 | 0 | 0 | 0 | 0 | 0 | 0 | 0 | 0 | 0 | 0
F1_Industrial_Industrial - ID_New_Space Heating_Natural Gas_Furnace_E9 | F1 | Industrial | Industrial - ID | New | Space Heating | Natural Gas | Furnace | E9 | CCE | 0 | 0 | 0 | 0 | 0 | 0 | 0 | 0 | 0 | 0 | 0 | 0 | 0 | 0 | 0 | 0 | 0 | 0 | 0 | 0 | 0 | 0 | 0 | 0 | 0 | 0 | 0
F1_Industrial_Industrial - ID_New_Space Heating_Natural Gas_Furnace_E10 | F1 | Industrial | Industrial - ID | New | Space Heating | Natural Gas | Furnace | E10 | CCE | 0 | 0 | 0 | 0 | 0 | 0 | 0 | 0 | 0 | 0 | 0 | 0 | 0 | 0 | 0 | 0 | 0 | 0 | 0 | 0 | 0 | 0 | 0 | 0 | 0 | 0 | 0
F2_Industrial_Industrial - ID_New_Space Heating_Natural Gas_Furnace_E1 | F2 | Industrial | Industrial - ID | New | Space Heating | Natural Gas | Furnace | E1 | TRC BC Ratio | [24 empty] | 1 | 1 | 1 | bar: 2019 to 2042
F2_Industrial_Industrial - ID_New_Space Heating_Natural Gas_Furnace_E2 | F2 | Industrial | Industrial - ID | New | Space Heating | Natural Gas | Furnace | E2 | TRC BC Ratio | 0.0048859 | 0.005185 | 0.0055225 | 0.0058902 | 0.0062485 | 0.0065655 | 0.0068812 | 0.0071719 | 0.0074571 | 0.0076926 | 0.0079092 | 0.0081286 | 0.0083361 | 0.0085177 | 0.0086796 | 0.0088165 | 0.0089509 | 0.0090942 | 0.0092349 | 0.0093791 | 0.0095279 | 0.0096772 | 0.0098295 | 0.0099358 | 0.010034 | 0.010125 | 0.010208
F2_Industrial_Industrial - ID_New_Space Heating_Natural Gas_Furnace_E3 | F2 | Industrial | Industrial - ID | New | Space Heating | Natural Gas | Furnace | E3 | TRC BC Ratio | [24 empty] | 1 | 1 | 1 | bar: 2019 to 2042
F2_Industrial_Industrial - ID_New_Space Heating_Natural Gas_Furnace_E4 | F2 | Industrial | Industrial - ID | New | Space Heating | Natural Gas | Furnace | E4 | TRC BC Ratio | 0 | 0 | 0 | 0 | 0 | 0 | 0 | 0 | 0 | 0 | 0 | 0 | 0 | 0 | 0 | 0 | 0 | 0 | 0 | 0 | 0 | 0 | 0 | 0 | 0 | 0 | 0
F2_Industrial_Industrial - ID_New_Space Heating_Natural Gas_Furnace_E5 | F2 | Industrial | Industrial - ID | New | Space Heating | Natural Gas | Furnace | E5 | TRC BC Ratio | 0 | 0 | 0 | 0 | 0 | 0 | 0 | 0 | 0 | 0 | 0 | 0 | 0 | 0 | 0 | 0 | 0 | 0 | 0 | 0 | 0 | 0 | 0 | 0 | 0 | 0 | 0
F2_Industrial_Industrial - ID_New_Space Heating_Natural Gas_Furnace_E6 | F2 | Industrial | Industrial - ID | New | Space Heating | Natural Gas | Furnace | E6 | TRC BC Ratio | 0 | 0 | 0 | 0 | 0 | 0 | 0 | 0 | 0 | 0 | 0 | 0 | 0 | 0 | 0 | 0 | 0 | 0 | 0 | 0 | 0 | 0 | 0 | 0 | 0 | 0 | 0
F2_Industrial_Industrial - ID_New_Space Heating_Natural Gas_Furnace_E7 | F2 | Industrial | Industrial - ID | New | Space Heating | Natural Gas | Furnace | E7 | TRC BC Ratio | 0 | 0 | 0 | 0 | 0 | 0 | 0 | 0 | 0 | 0 | 0 | 0 | 0 | 0 | 0 | 0 | 0 | 0 | 0 | 0 | 0 | 0 | 0 | 0 | 0 | 0 | 0
F2_Industrial_Industrial - ID_New_Space Heating_Natural Gas_Furnace_E8 | F2 | Industrial | Industrial - ID | New | Space Heating | Natural Gas | Furnace | E8 | TRC BC Ratio | 0 | 0 | 0 | 0 | 0 | 0 | 0 | 0 | 0 | 0 | 0 | 0 | 0 | 0 | 0 | 0 | 0 | 0 | 0 | 0 | 0 | 0 | 0 | 0 | 0 | 0 | 0
F2_Industrial_Industrial - ID_New_Space Heating_Natural Gas_Furnace_E9 | F2 | Industrial | Industrial - ID | New | Space Heating | Natural Gas | Furnace | E9 | TRC BC Ratio | 0 | 0 | 0 | 0 | 0 | 0 | 0 | 0 | 0 | 0 | 0 | 0 | 0 | 0 | 0 | 0 | 0 | 0 | 0 | 0 | 0 | 0 | 0 | 0 | 0 | 0 | 0
F2_Industrial_Industrial - ID_New_Space Heating_Natural Gas_Furnace_E10 | F2 | Industrial | Industrial - ID | New | Space Heating | Natural Gas | Furnace | E10 | TRC BC Ratio | 0 | 0 | 0 | 0 | 0 | 0 | 0 | 0 | 0 | 0 | 0 | 0 | 0 | 0 | 0 | 0 | 0 | 0 | 0 | 0 | 0 | 0 | 0 | 0 | 0 | 0 | 0
F3_Industrial_Industrial - ID_New_Space Heating_Natural Gas_Furnace_E1 | F3 | Industrial | Industrial - ID | New | Space Heating | Natural Gas | Furnace | E1 | PACT BC Ratio | [24 empty] | 1 | 1 | 1 | bar: 2019 to 2042
F3_Industrial_Industrial - ID_New_Space Heating_Natural Gas_Furnace_E2 | F3 | Industrial | Industrial - ID | New | Space Heating | Natural Gas | Furnace | E2 | PACT BC Ratio | 0.0083758 | 0.0088885 | 0.0094672 | 0.010097 | 0.010712 | 0.011255 | 0.011796 | 0.012295 | 0.012784 | 0.013187 | 0.013559 | 0.013935 | 0.01429 | 0.014602 | 0.014879 | 0.015114 | 0.015344 | 0.01559 | 0.015831 | 0.016078 | 0.016333 | 0.01659 | 0.016851 | 0.017033 | 0.017201 | 0.017357 | 0.017499
F3_Industrial_Industrial - ID_New_Space Heating_Natural Gas_Furnace_E3 | F3 | Industrial | Industrial - ID | New | Space Heating | Natural Gas | Furnace | E3 | PACT BC Ratio | [24 empty] | 1 | 1 | 1 | bar: 2019 to 2042
F3_Industrial_Industrial - ID_New_Space Heating_Natural Gas_Furnace_E4 | F3 | Industrial | Industrial - ID | New | Space Heating | Natural Gas | Furnace | E4 | PACT BC Ratio | 0 | 0 | 0 | 0 | 0 | 0 | 0 | 0 | 0 | 0 | 0 | 0 | 0 | 0 | 0 | 0 | 0 | 0 | 0 | 0 | 0 | 0 | 0 | 0 | 0 | 0 | 0
F3_Industrial_Industrial - ID_New_Space Heating_Natural Gas_Furnace_E5 | F3 | Industrial | Industrial - ID | New | Space Heating | Natural Gas | Furnace | E5 | PACT BC Ratio | 0 | 0 | 0 | 0 | 0 | 0 | 0 | 0 | 0 | 0 | 0 | 0 | 0 | 0 | 0 | 0 | 0 | 0 | 0 | 0 | 0 | 0 | 0 | 0 | 0 | 0 | 0
F3_Industrial_Industrial - ID_New_Space Heating_Natural Gas_Furnace_E6 | F3 | Industrial | Industrial - ID | New | Space Heating | Natural Gas | Furnace | E6 | PACT BC Ratio | 0 | 0 | 0 | 0 | 0 | 0 | 0 | 0 | 0 | 0 | 0 | 0 | 0 | 0 | 0 | 0 | 0 | 0 | 0 | 0 | 0 | 0 | 0 | 0 | 0 | 0 | 0
F3_Industrial_Industrial - ID_New_Space Heating_Natural Gas_Furnace_E7 | F3 | Industrial | Industrial - ID | New | Space Heating | Natural Gas | Furnace | E7 | PACT BC Ratio | 0 | 0 | 0 | 0 | 0 | 0 | 0 | 0 | 0 | 0 | 0 | 0 | 0 | 0 | 0 | 0 | 0 | 0 | 0 | 0 | 0 | 0 | 0 | 0 | 0 | 0 | 0
F3_Industrial_Industrial - ID_New_Space Heating_Natural Gas_Furnace_E8 | F3 | Industrial | Industrial - ID | New | Space Heating | Natural Gas | Furnace | E8 | PACT BC Ratio | 0 | 0 | 0 | 0 | 0 | 0 | 0 | 0 | 0 | 0 | 0 | 0 | 0 | 0 | 0 | 0 | 0 | 0 | 0 | 0 | 0 | 0 | 0 | 0 | 0 | 0 | 0
F3_Industrial_Industrial - ID_New_Space Heating_Natural Gas_Furnace_E9 | F3 | Industrial | Industrial - ID | New | Space Heating | Natural Gas | Furnace | E9 | PACT BC Ratio | 0 | 0 | 0 | 0 | 0 | 0 | 0 | 0 | 0 | 0 | 0 | 0 | 0 | 0 | 0 | 0 | 0 | 0 | 0 | 0 | 0 | 0 | 0 | 0 | 0 | 0 | 0
F3_Industrial_Industrial - ID_New_Space Heating_Natural Gas_Furnace_E10 | F3 | Industrial | Industrial - ID | New | Space Heating | Natural Gas | Furnace | E10 | PACT BC Ratio | 0 | 0 | 0 | 0 | 0 | 0 | 0 | 0 | 0 | 0 | 0 | 0 | 0 | 0 | 0 | 0 | 0 | 0 | 0 | 0 | 0 | 0 | 0 | 0 | 0 | 0 | 0
F4_Industrial_Industrial - ID_New_Space Heating_Natural Gas_Furnace_E1 | F4 | Industrial | Industrial - ID | New | Space Heating | Natural Gas | Furnace | E1 | RVT BC Ratio | [24 empty] | 1 | 1 | 1 | bar: 2019 to 2042
F4_Industrial_Industrial - ID_New_Space Heating_Natural Gas_Furnace_E2 | F4 | Industrial | Industrial - ID | New | Space Heating | Natural Gas | Furnace | E2 | RVT BC Ratio | 0.50543 | 0.50563 | 0.50587 | 0.50614 | 0.50641 | 0.50668 | 0.50694 | 0.50718 | 0.50741 | 0.50758 | 0.50778 | 0.50798 | 0.50818 | 0.50835 | 0.5085 | 0.50863 | 0.50875 | 0.50886 | 0.50897 | 0.50906 | 0.50915 | 0.50927 | 0.50938 | 0.50947 | 0.50956 | 0.50965 | 0.50972
F4_Industrial_Industrial - ID_New_Space Heating_Natural Gas_Furnace_E3 | F4 | Industrial | Industrial - ID | New | Space Heating | Natural Gas | Furnace | E3 | RVT BC Ratio | [24 empty] | 1 | 1 | 1 | bar: 2019 to 2042
F4_Industrial_Industrial - ID_New_Space Heating_Natural Gas_Furnace_E4 | F4 | Industrial | Industrial - ID | New | Space Heating | Natural Gas | Furnace | E4 | RVT BC Ratio | 0 | 0 | 0 | 0 | 0 | 0 | 0 | 0 | 0 | 0 | 0 | 0 | 0 | 0 | 0 | 0 | 0 | 0 | 0 | 0 | 0 | 0 | 0 | 0 | 0 | 0 | 0
F4_Industrial_Industrial - ID_New_Space Heating_Natural Gas_Furnace_E5 | F4 | Industrial | Industrial - ID | New | Space Heating | Natural Gas | Furnace | E5 | RVT BC Ratio | 0 | 0 | 0 | 0 | 0 | 0 | 0 | 0 | 0 | 0 | 0 | 0 | 0 | 0 | 0 | 0 | 0 | 0 | 0 | 0 | 0 | 0 | 0 | 0 | 0 | 0 | 0
F4_Industrial_Industrial - ID_New_Space Heating_Natural Gas_Furnace_E6 | F4 | Industrial | Industrial - ID | New | Space Heating | Natural Gas | Furnace | E6 | RVT BC Ratio | 0 | 0 | 0 | 0 | 0 | 0 | 0 | 0 | 0 | 0 | 0 | 0 | 0 | 0 | 0 | 0 | 0 | 0 | 0 | 0 | 0 | 0 | 0 | 0 | 0 | 0 | 0
F4_Industrial_Industrial - ID_New_Space Heating_Natural Gas_Furnace_E7 | F4 | Industrial | Industrial - ID | New | Space Heating | Natural Gas | Furnace | E7 | RVT BC Ratio | 0 | 0 | 0 | 0 | 0 | 0 | 0 | 0 | 0 | 0 | 0 | 0 | 0 | 0 | 0 | 0 | 0 | 0 | 0 | 0 | 0 | 0 | 0 | 0 | 0 | 0 | 0
F4_Industrial_Industrial - ID_New_Space Heating_Natural Gas_Furnace_E8 | F4 | Industrial | Industrial - ID | New | Space Heating | Natural Gas | Furnace | E8 | RVT BC Ratio | 0 | 0 | 0 | 0 | 0 | 0 | 0 | 0 | 0 | 0 | 0 | 0 | 0 | 0 | 0 | 0 | 0 | 0 | 0 | 0 | 0 | 0 | 0 | 0 | 0 | 0 | 0
F4_Industrial_Industrial - ID_New_Space Heating_Natural Gas_Furnace_E9 | F4 | Industrial | Industrial - ID | New | Space Heating | Natural Gas | Furnace | E9 | RVT BC Ratio | 0 | 0 | 0 | 0 | 0 | 0 | 0 | 0 | 0 | 0 | 0 | 0 | 0 | 0 | 0 | 0 | 0 | 0 | 0 | 0 | 0 | 0 | 0 | 0 | 0 | 0 | 0
F4_Industrial_Industrial - ID_New_Space Heating_Natural Gas_Furnace_E10 | F4 | Industrial | Industrial - ID | New | Space Heating | Natural Gas | Furnace | E10 | RVT BC Ratio | 0 | 0 | 0 | 0 | 0 | 0 | 0 | 0 | 0 | 0 | 0 | 0 | 0 | 0 | 0 | 0 | 0 | 0 | 0 | 0 | 0 | 0 | 0 | 0 | 0 | 0 | 0
F5_Industrial_Industrial - ID_New_Space Heating_Natural Gas_Furnace_E1 | F5 | Industrial | Industrial - ID | New | Space Heating | Natural Gas | Furnace | E1 | RIM BC Ratio | [24 empty] | 1 | 1 | 1 | bar: 2019 to 2042
F5_Industrial_Industrial - ID_New_Space Heating_Natural Gas_Furnace_E2 | F5 | Industrial | Industrial - ID | New | Space Heating | Natural Gas | Furnace | E2 | RIM BC Ratio | 0.0083113 | 0.0088176 | 0.0093884 | 0.01001 | 0.010615 | 0.011149 | 0.01168 | 0.01217 | 0.01265 | 0.013046 | 0.01341 | 0.013778 | 0.014125 | 0.01443 | 0.014701 | 0.01493 | 0.015155 | 0.015395 | 0.015631 | 0.015873 | 0.016123 | 0.016373 | 0.016628 | 0.016805 | 0.016969 | 0.017121 | 0.01726
F5_Industrial_Industrial - ID_New_Space Heating_Natural Gas_Furnace_E3 | F5 | Industrial | Industrial - ID | New | Space Heating | Natural Gas | Furnace | E3 | RIM BC Ratio | [24 empty] | 1 | 1 | 1 | bar: 2019 to 2042
F5_Industrial_Industrial - ID_New_Space Heating_Natural Gas_Furnace_E4 | F5 | Industrial | Industrial - ID | New | Space Heating | Natural Gas | Furnace | E4 | RIM BC Ratio | 0 | 0 | 0 | 0 | 0 | 0 | 0 | 0 | 0 | 0 | 0 | 0 | 0 | 0 | 0 | 0 | 0 | 0 | 0 | 0 | 0 | 0 | 0 | 0 | 0 | 0 | 0
F5_Industrial_Industrial - ID_New_Space Heating_Natural Gas_Furnace_E5 | F5 | Industrial | Industrial - ID | New | Space Heating | Natural Gas | Furnace | E5 | RIM BC Ratio | 0 | 0 | 0 | 0 | 0 | 0 | 0 | 0 | 0 | 0 | 0 | 0 | 0 | 0 | 0 | 0 | 0 | 0 | 0 | 0 | 0 | 0 | 0 | 0 | 0 | 0 | 0
F5_Industrial_Industrial - ID_New_Space Heating_Natural Gas_Furnace_E6 | F5 | Industrial | Industrial - ID | New | Space Heating | Natural Gas | Furnace | E6 | RIM BC Ratio | 0 | 0 | 0 | 0 | 0 | 0 | 0 | 0 | 0 | 0 | 0 | 0 | 0 | 0 | 0 | 0 | 0 | 0 | 0 | 0 | 0 | 0 | 0 | 0 | 0 | 0 | 0
F5_Industrial_Industrial - ID_New_Space Heating_Natural Gas_Furnace_E7 | F5 | Industrial | Industrial - ID | New | Space Heating | Natural Gas | Furnace | E7 | RIM BC Ratio | 0 | 0 | 0 | 0 | 0 | 0 | 0 | 0 | 0 | 0 | 0 | 0 | 0 | 0 | 0 | 0 | 0 | 0 | 0 | 0 | 0 | 0 | 0 | 0 | 0 | 0 | 0
F5_Industrial_Industrial - ID_New_Space Heating_Natural Gas_Furnace_E8 | F5 | Industrial | Industrial - ID | New | Space Heating | Natural Gas | Furnace | E8 | RIM BC Ratio | 0 | 0 | 0 | 0 | 0 | 0 | 0 | 0 | 0 | 0 | 0 | 0 | 0 | 0 | 0 | 0 | 0 | 0 | 0 | 0 | 0 | 0 | 0 | 0 | 0 | 0 | 0
F5_Industrial_Industrial - ID_New_Space Heating_Natural Gas_Furnace_E9 | F5 | Industrial | Industrial - ID | New | Space Heating | Natural Gas | Furnace | E9 | RIM BC Ratio | 0 | 0 | 0 | 0 | 0 | 0 | 0 | 0 | 0 | 0 | 0 | 0 | 0 | 0 | 0 | 0 | 0 | 0 | 0 | 0 | 0 | 0 | 0 | 0 | 0 | 0 | 0
F5_Industrial_Industrial - ID_New_Space Heating_Natural Gas_Furnace_E10 | F5 | Industrial | Industrial - ID | New | Space Heating | Natural Gas | Furnace | E10 | RIM BC Ratio | 0 | 0 | 0 | 0 | 0 | 0 | 0 | 0 | 0 | 0 | 0 | 0 | 0 | 0 | 0 | 0 | 0 | 0 | 0 | 0 | 0 | 0 | 0 | 0 | 0 | 0 | 0
F0_Industrial_Industrial - ID_New_Space Heating_Natural Gas_Boiler_E0 | F0 | Industrial | Industrial - ID | New | Space Heating | Natural Gas | Boiler | E0 | Economic Unit | AFUE 97% | AFUE 97% | AFUE 97% | AFUE 97% | AFUE 97% | AFUE 97% | AFUE 97% | AFUE 97% | AFUE 97% | AFUE 97% | AFUE 97% | AFUE 97% | AFUE 97% | AFUE 97% | AFUE 97% | AFUE 97% | AFUE 97% | AFUE 97% | AFUE 97% | AFUE 97% | AFUE 97% | AFUE 97% | AFUE 97% | AFUE 97% | AFUE 97% | AFUE 97% | AFUE 97%
F1_Industrial_Industrial - ID_New_Space Heating_Natural Gas_Boiler_E1 | F1 | Industrial | Industrial - ID | New | Space Heating | Natural Gas | Boiler | E1 | CCE | 0 | 0 | 0 | 0 | 0 | 0 | 0 | 0 | 0 | 0 | 0 | 0 | 0 | 0 | 0 | 0 | 0 | 0 | 0 | 0 | 0 | 0 | 0 | 0 | 0 | 0 | 0
F1_Industrial_Industrial - ID_New_Space Heating_Natural Gas_Boiler_E2 | F1 | Industrial | Industrial - ID | New | Space Heating | Natural Gas | Boiler | E2 | CCE | 0.032559 | 0.033788 | 0.033788 | 0.033788 | 0.033788 | 0.033788 | 0.033788 | 0.033788 | 0.033788 | 0.033788 | 0.033788 | 0.033788 | 0.033788 | 0.033788 | 0.033788 | 0.033788 | 0.033788 | 0.033788 | 0.033788 | 0.033788 | 0.033788 | 0.033788 | 0.033788 | 0.033788 | 0.033788 | 0.033788 | 0.033788
F1_Industrial_Industrial - ID_New_Space Heating_Natural Gas_Boiler_E3 | F1 | Industrial | Industrial - ID | New | Space Heating | Natural Gas | Boiler | E3 | CCE | -0.007117 | -0.0073857 | -0.0073857 | -0.0073857 | -0.0073857 | -0.0073857 | -0.0073857 | -0.0073857 | -0.0073857 | -0.0073857 | -0.0073857 | -0.0073857 | -0.0073857 | -0.0073857 | -0.0073857 | -0.0073857 | -0.0073857 | -0.0073857 | -0.0073857 | -0.0073857 | -0.0073857 | -0.0073857 | -0.0073857 | -0.0073857 | -0.0073857 | -0.0073857 | -0.0073857
F1_Industrial_Industrial - ID_New_Space Heating_Natural Gas_Boiler_E4 | F1 | Industrial | Industrial - ID | New | Space Heating | Natural Gas | Boiler | E4 | CCE | 0.7485 | 0.77677 | 0.77677 | 0.77677 | 0.77677 | 0.77677 | 0.77677 | 0.77677 | 0.77677 | 0.77677 | 0.77677 | 0.77677 | 0.77677 | 0.77677 | 0.77677 | 0.77677 | 0.77677 | 0.77677 | 0.77677 | 0.77677 | 0.77677 | 0.77677 | 0.77677 | 0.77677 | 0.77677 | 0.77677 | 0.77677
F1_Industrial_Industrial - ID_New_Space Heating_Natural Gas_Boiler_E5 | F1 | Industrial | Industrial - ID | New | Space Heating | Natural Gas | Boiler | E5 | CCE | 0 | 0 | 0 | 0 | 0 | 0 | 0 | 0 | 0 | 0 | 0 | 0 | 0 | 0 | 0 | 0 | 0 | 0 | 0 | 0 | 0 | 0 | 0 | 0 | 0 | 0 | 0
F1_Industrial_Industrial - ID_New_Space Heating_Natural Gas_Boiler_E6 | F1 | Industrial | Industrial - ID | New | Space Heating | Natural Gas | Boiler | E6 | CCE | 0 | 0 | 0 | 0 | 0 | 0 | 0 | 0 | 0 | 0 | 0 | 0 | 0 | 0 | 0 | 0 | 0 | 0 | 0 | 0 | 0 | 0 | 0 | 0 | 0 | 0 | 0
F1_Industrial_Industrial - ID_New_Space Heating_Natural Gas_Boiler_E7 | F1 | Industrial | Industrial - ID | New | Space Heating | Natural Gas | Boiler | E7 | CCE | 0 | 0 | 0 | 0 | 0 | 0 | 0 | 0 | 0 | 0 | 0 | 0 | 0 | 0 | 0 | 0 | 0 | 0 | 0 | 0 | 0 | 0 | 0 | 0 | 0 | 0 | 0
F1_Industrial_Industrial - ID_New_Space Heating_Natural Gas_Boiler_E8 | F1 | Industrial | Industrial - ID | New | Space Heating | Natural Gas | Boiler | E8 | CCE | 0 | 0 | 0 | 0 | 0 | 0 | 0 | 0 | 0 | 0 | 0 | 0 | 0 | 0 | 0 | 0 | 0 | 0 | 0 | 0 | 0 | 0 | 0 | 0 | 0 | 0 | 0
F1_Industrial_Industrial - ID_New_Space Heating_Natural Gas_Boiler_E9 | F1 | Industrial | Industrial - ID | New | Space Heating | Natural Gas | Boiler | E9 | CCE | 0 | 0 | 0 | 0 | 0 | 0 | 0 | 0 | 0 | 0 | 0 | 0 | 0 | 0 | 0 | 0 | 0 | 0 | 0 | 0 | 0 | 0 | 0 | 0 | 0 | 0 | 0
F1_Industrial_Industrial - ID_New_Space Heating_Natural Gas_Boiler_E10 | F1 | Industrial | Industrial - ID | New | Space Heating | Natural Gas | Boiler | E10 | CCE | 0 | 0 | 0 | 0 | 0 | 0 | 0 | 0 | 0 | 0 | 0 | 0 | 0 | 0 | 0 | 0 | 0 | 0 | 0 | 0 | 0 | 0 | 0 | 0 | 0 | 0 | 0
F2_Industrial_Industrial - ID_New_Space Heating_Natural Gas_Boiler_E1 | F2 | Industrial | Industrial - ID | New | Space Heating | Natural Gas | Boiler | E1 | TRC BC Ratio | [24 empty] | 1 | 1 | 1 | bar: 2019 to 2042
F2_Industrial_Industrial - ID_New_Space Heating_Natural Gas_Boiler_E2 | F2 | Industrial | Industrial - ID | New | Space Heating | Natural Gas | Boiler | E2 | TRC BC Ratio | 0.10993 | 0.11525 | 0.12111 | 0.1274 | 0.13352 | 0.13897 | 0.14439 | 0.1494 | 0.1543 | 0.15841 | 0.16219 | 0.16598 | 0.16954 | 0.17266 | 0.17544 | 0.17781 | 0.18012 | 0.18254 | 0.18489 | 0.18728 | 0.18972 | 0.19214 | 0.19459 | 0.19632 | 0.1979 | 0.19863 | 0.19899
F2_Industrial_Industrial - ID_New_Space Heating_Natural Gas_Boiler_E3 | F2 | Industrial | Industrial - ID | New | Space Heating | Natural Gas | Boiler | E3 | TRC BC Ratio | [24 empty] | 1 | 1 | 1 | bar: 2019 to 2042
F2_Industrial_Industrial - ID_New_Space Heating_Natural Gas_Boiler_E4 | F2 | Industrial | Industrial - ID | New | Space Heating | Natural Gas | Boiler | E4 | TRC BC Ratio | 0.00601 | 0.0062019 | 0.0064026 | 0.0066083 | 0.0068068 | 0.0069881 | 0.007167 | 0.0073354 | 0.0074989 | 0.0076419 | 0.0077744 | 0.007903 | 0.0080219 | 0.0081258 | 0.0082192 | 0.0083005 | 0.0083777 | 0.0084546 | 0.0085276 | 0.0085987 | 0.0086686 | 0.0087361 | 0.0088021 | 0.00885 | 0.0088931 | 0.0088584 | 0.0087948
F2_Industrial_Industrial - ID_New_Space Heating_Natural Gas_Boiler_E5 | F2 | Industrial | Industrial - ID | New | Space Heating | Natural Gas | Boiler | E5 | TRC BC Ratio | 0 | 0 | 0 | 0 | 0 | 0 | 0 | 0 | 0 | 0 | 0 | 0 | 0 | 0 | 0 | 0 | 0 | 0 | 0 | 0 | 0 | 0 | 0 | 0 | 0 | 0 | 0
F2_Industrial_Industrial - ID_New_Space Heating_Natural Gas_Boiler_E6 | F2 | Industrial | Industrial - ID | New | Space Heating | Natural Gas | Boiler | E6 | TRC BC Ratio | 0 | 0 | 0 | 0 | 0 | 0 | 0 | 0 | 0 | 0 | 0 | 0 | 0 | 0 | 0 | 0 | 0 | 0 | 0 | 0 | 0 | 0 | 0 | 0 | 0 | 0 | 0
F2_Industrial_Industrial - ID_New_Space Heating_Natural Gas_Boiler_E7 | F2 | Industrial | Industrial - ID | New | Space Heating | Natural Gas | Boiler | E7 | TRC BC Ratio | 0 | 0 | 0 | 0 | 0 | 0 | 0 | 0 | 0 | 0 | 0 | 0 | 0 | 0 | 0 | 0 | 0 | 0 | 0 | 0 | 0 | 0 | 0 | 0 | 0 | 0 | 0
F2_Industrial_Industrial - ID_New_Space Heating_Natural Gas_Boiler_E8 | F2 | Industrial | Industrial - ID | New | Space Heating | Natural Gas | Boiler | E8 | TRC BC Ratio | 0 | 0 | 0 | 0 | 0 | 0 | 0 | 0 | 0 | 0 | 0 | 0 | 0 | 0 | 0 | 0 | 0 | 0 | 0 | 0 | 0 | 0 | 0 | 0 | 0 | 0 | 0
F2_Industrial_Industrial - ID_New_Space Heating_Natural Gas_Boiler_E9 | F2 | Industrial | Industrial - ID | New | Space Heating | Natural Gas | Boiler | E9 | TRC BC Ratio | 0 | 0 | 0 | 0 | 0 | 0 | 0 | 0 | 0 | 0 | 0 | 0 | 0 | 0 | 0 | 0 | 0 | 0 | 0 | 0 | 0 | 0 | 0 | 0 | 0 | 0 | 0
F2_Industrial_Industrial - ID_New_Space Heating_Natural Gas_Boiler_E10 | F2 | Industrial | Industrial - ID | New | Space Heating | Natural Gas | Boiler | E10 | TRC BC Ratio | 0 | 0 | 0 | 0 | 0 | 0 | 0 | 0 | 0 | 0 | 0 | 0 | 0 | 0 | 0 | 0 | 0 | 0 | 0 | 0 | 0 | 0 | 0 | 0 | 0 | 0 | 0
F3_Industrial_Industrial - ID_New_Space Heating_Natural Gas_Boiler_E1 | F3 | Industrial | Industrial - ID | New | Space Heating | Natural Gas | Boiler | E1 | PACT BC Ratio | [24 empty] | 1 | 1 | 1 | bar: 2019 to 2042
F3_Industrial_Industrial - ID_New_Space Heating_Natural Gas_Boiler_E2 | F3 | Industrial | Industrial - ID | New | Space Heating | Natural Gas | Boiler | E2 | PACT BC Ratio | 0.18846 | 0.19757 | 0.20762 | 0.21841 | 0.22889 | 0.23824 | 0.24752 | 0.25611 | 0.26451 | 0.27155 | 0.27804 | 0.28453 | 0.29064 | 0.29598 | 0.30076 | 0.30482 | 0.30877 | 0.31292 | 0.31696 | 0.32105 | 0.32523 | 0.32939 | 0.33359 | 0.33654 | 0.33926 | 0.34051 | 0.34113
F3_Industrial_Industrial - ID_New_Space Heating_Natural Gas_Boiler_E3 | F3 | Industrial | Industrial - ID | New | Space Heating | Natural Gas | Boiler | E3 | PACT BC Ratio | [24 empty] | 1 | 1 | 1 | bar: 2019 to 2042
F3_Industrial_Industrial - ID_New_Space Heating_Natural Gas_Boiler_E4 | F3 | Industrial | Industrial - ID | New | Space Heating | Natural Gas | Boiler | E4 | PACT BC Ratio | 0.010303 | 0.010632 | 0.010976 | 0.011328 | 0.011669 | 0.01198 | 0.012286 | 0.012575 | 0.012855 | 0.0131 | 0.013327 | 0.013548 | 0.013752 | 0.01393 | 0.01409 | 0.014229 | 0.014362 | 0.014494 | 0.014619 | 0.014741 | 0.01486 | 0.014976 | 0.015089 | 0.015171 | 0.015245 | 0.015186 | 0.015077
F3_Industrial_Industrial - ID_New_Space Heating_Natural Gas_Boiler_E5 | F3 | Industrial | Industrial - ID | New | Space Heating | Natural Gas | Boiler | E5 | PACT BC Ratio | 0 | 0 | 0 | 0 | 0 | 0 | 0 | 0 | 0 | 0 | 0 | 0 | 0 | 0 | 0 | 0 | 0 | 0 | 0 | 0 | 0 | 0 | 0 | 0 | 0 | 0 | 0
F3_Industrial_Industrial - ID_New_Space Heating_Natural Gas_Boiler_E6 | F3 | Industrial | Industrial - ID | New | Space Heating | Natural Gas | Boiler | E6 | PACT BC Ratio | 0 | 0 | 0 | 0 | 0 | 0 | 0 | 0 | 0 | 0 | 0 | 0 | 0 | 0 | 0 | 0 | 0 | 0 | 0 | 0 | 0 | 0 | 0 | 0 | 0 | 0 | 0
F3_Industrial_Industrial - ID_New_Space Heating_Natural Gas_Boiler_E7 | F3 | Industrial | Industrial - ID | New | Space Heating | Natural Gas | Boiler | E7 | PACT BC Ratio | 0 | 0 | 0 | 0 | 0 | 0 | 0 | 0 | 0 | 0 | 0 | 0 | 0 | 0 | 0 | 0 | 0 | 0 | 0 | 0 | 0 | 0 | 0 | 0 | 0 | 0 | 0
F3_Industrial_Industrial - ID_New_Space Heating_Natural Gas_Boiler_E8 | F3 | Industrial | Industrial - ID | New | Space Heating | Natural Gas | Boiler | E8 | PACT BC Ratio | 0 | 0 | 0 | 0 | 0 | 0 | 0 | 0 | 0 | 0 | 0 | 0 | 0 | 0 | 0 | 0 | 0 | 0 | 0 | 0 | 0 | 0 | 0 | 0 | 0 | 0 | 0
F3_Industrial_Industrial - ID_New_Space Heating_Natural Gas_Boiler_E9 | F3 | Industrial | Industrial - ID | New | Space Heating | Natural Gas | Boiler | E9 | PACT BC Ratio | 0 | 0 | 0 | 0 | 0 | 0 | 0 | 0 | 0 | 0 | 0 | 0 | 0 | 0 | 0 | 0 | 0 | 0 | 0 | 0 | 0 | 0 | 0 | 0 | 0 | 0 | 0
F3_Industrial_Industrial - ID_New_Space Heating_Natural Gas_Boiler_E10 | F3 | Industrial | Industrial - ID | New | Space Heating | Natural Gas | Boiler | E10 | PACT BC Ratio | 0 | 0 | 0 | 0 | 0 | 0 | 0 | 0 | 0 | 0 | 0 | 0 | 0 | 0 | 0 | 0 | 0 | 0 | 0 | 0 | 0 | 0 | 0 | 0 | 0 | 0 | 0
F4_Industrial_Industrial - ID_New_Space Heating_Natural Gas_Boiler_E1 | F4 | Industrial | Industrial - ID | New | Space Heating | Natural Gas | Boiler | E1 | RVT BC Ratio | [24 empty] | 1 | 1 | 1 | bar: 2019 to 2042
F4_Industrial_Industrial - ID_New_Space Heating_Natural Gas_Boiler_E2 | F4 | Industrial | Industrial - ID | New | Space Heating | Natural Gas | Boiler | E2 | RVT BC Ratio | 0.61752 | 0.62128 | 0.62556 | 0.63015 | 0.63481 | 0.63943 | 0.64385 | 0.64794 | 0.65196 | 0.6549 | 0.65831 | 0.66186 | 0.66524 | 0.66815 | 0.67076 | 0.67294 | 0.67493 | 0.67692 | 0.67867 | 0.68028 | 0.68177 | 0.68367 | 0.68546 | 0.68703 | 0.68847 | 0.6891 | 0.68939
F4_Industrial_Industrial - ID_New_Space Heating_Natural Gas_Boiler_E3 | F4 | Industrial | Industrial - ID | New | Space Heating | Natural Gas | Boiler | E3 | RVT BC Ratio | [24 empty] | 1 | 1 | 1 | bar: 2019 to 2042
F4_Industrial_Industrial - ID_New_Space Heating_Natural Gas_Boiler_E4 | F4 | Industrial | Industrial - ID | New | Space Heating | Natural Gas | Boiler | E4 | RVT BC Ratio | 0.50611 | 0.50625 | 0.50641 | 0.50656 | 0.50672 | 0.50687 | 0.50701 | 0.50715 | 0.50728 | 0.50738 | 0.5075 | 0.50762 | 0.50773 | 0.50782 | 0.50791 | 0.50798 | 0.50805 | 0.50811 | 0.50817 | 0.50822 | 0.50827 | 0.50832 | 0.50837 | 0.50842 | 0.50846 | 0.50842 | 0.50836
F4_Industrial_Industrial - ID_New_Space Heating_Natural Gas_Boiler_E5 | F4 | Industrial | Industrial - ID | New | Space Heating | Natural Gas | Boiler | E5 | RVT BC Ratio | 0 | 0 | 0 | 0 | 0 | 0 | 0 | 0 | 0 | 0 | 0 | 0 | 0 | 0 | 0 | 0 | 0 | 0 | 0 | 0 | 0 | 0 | 0 | 0 | 0 | 0 | 0
F4_Industrial_Industrial - ID_New_Space Heating_Natural Gas_Boiler_E6 | F4 | Industrial | Industrial - ID | New | Space Heating | Natural Gas | Boiler | E6 | RVT BC Ratio | 0 | 0 | 0 | 0 | 0 | 0 | 0 | 0 | 0 | 0 | 0 | 0 | 0 | 0 | 0 | 0 | 0 | 0 | 0 | 0 | 0 | 0 | 0 | 0 | 0 | 0 | 0
F4_Industrial_Industrial - ID_New_Space Heating_Natural Gas_Boiler_E7 | F4 | Industrial | Industrial - ID | New | Space Heating | Natural Gas | Boiler | E7 | RVT BC Ratio | 0 | 0 | 0 | 0 | 0 | 0 | 0 | 0 | 0 | 0 | 0 | 0 | 0 | 0 | 0 | 0 | 0 | 0 | 0 | 0 | 0 | 0 | 0 | 0 | 0 | 0 | 0
F4_Industrial_Industrial - ID_New_Space Heating_Natural Gas_Boiler_E8 | F4 | Industrial | Industrial - ID | New | Space Heating | Natural Gas | Boiler | E8 | RVT BC Ratio | 0 | 0 | 0 | 0 | 0 | 0 | 0 | 0 | 0 | 0 | 0 | 0 | 0 | 0 | 0 | 0 | 0 | 0 | 0 | 0 | 0 | 0 | 0 | 0 | 0 | 0 | 0
F4_Industrial_Industrial - ID_New_Space Heating_Natural Gas_Boiler_E9 | F4 | Industrial | Industrial - ID | New | Space Heating | Natural Gas | Boiler | E9 | RVT BC Ratio | 0 | 0 | 0 | 0 | 0 | 0 | 0 | 0 | 0 | 0 | 0 | 0 | 0 | 0 | 0 | 0 | 0 | 0 | 0 | 0 | 0 | 0 | 0 | 0 | 0 | 0 | 0
F4_Industrial_Industrial - ID_New_Space Heating_Natural Gas_Boiler_E10 | F4 | Industrial | Industrial - ID | New | Space Heating | Natural Gas | Boiler | E10 | RVT BC Ratio | 0 | 0 | 0 | 0 | 0 | 0 | 0 | 0 | 0 | 0 | 0 | 0 | 0 | 0 | 0 | 0 | 0 | 0 | 0 | 0 | 0 | 0 | 0 | 0 | 0 | 0 | 0
F5_Industrial_Industrial - ID_New_Space Heating_Natural Gas_Boiler_E1 | F5 | Industrial | Industrial - ID | New | Space Heating | Natural Gas | Boiler | E1 | RIM BC Ratio | [24 empty] | 1 | 1 | 1 | bar: 2019 to 2042
F5_Industrial_Industrial - ID_New_Space Heating_Natural Gas_Boiler_E2 | F5 | Industrial | Industrial - ID | New | Space Heating | Natural Gas | Boiler | E2 | RIM BC Ratio | 0.16137 | 0.16839 | 0.17604 | 0.18417 | 0.19193 | 0.19867 | 0.20533 | 0.21143 | 0.21733 | 0.22235 | 0.22675 | 0.2311 | 0.23514 | 0.23865 | 0.24178 | 0.24443 | 0.24704 | 0.24979 | 0.25251 | 0.2553 | 0.25818 | 0.26092 | 0.26372 | 0.26558 | 0.26729 | 0.26809 | 0.26849
F5_Industrial_Industrial - ID_New_Space Heating_Natural Gas_Boiler_E3 | F5 | Industrial | Industrial - ID | New | Space Heating | Natural Gas | Boiler | E3 | RIM BC Ratio | [24 empty] | 1 | 1 | 1 | bar: 2019 to 2042
F5_Industrial_Industrial - ID_New_Space Heating_Natural Gas_Boiler_E4 | F5 | Industrial | Industrial - ID | New | Space Heating | Natural Gas | Boiler | E4 | RIM BC Ratio | 0.010214 | 0.010538 | 0.010876 | 0.011223 | 0.011558 | 0.011863 | 0.012164 | 0.012448 | 0.012723 | 0.012964 | 0.013186 | 0.013402 | 0.013602 | 0.013776 | 0.013933 | 0.014069 | 0.014198 | 0.014328 | 0.01445 | 0.014569 | 0.014687 | 0.0148 | 0.014911 | 0.014991 | 0.015063 | 0.015005 | 0.014899
F5_Industrial_Industrial - ID_New_Space Heating_Natural Gas_Boiler_E5 | F5 | Industrial | Industrial - ID | New | Space Heating | Natural Gas | Boiler | E5 | RIM BC Ratio | 0 | 0 | 0 | 0 | 0 | 0 | 0 | 0 | 0 | 0 | 0 | 0 | 0 | 0 | 0 | 0 | 0 | 0 | 0 | 0 | 0 | 0 | 0 | 0 | 0 | 0 | 0
F5_Industrial_Industrial - ID_New_Space Heating_Natural Gas_Boiler_E6 | F5 | Industrial | Industrial - ID | New | Space Heating | Natural Gas | Boiler | E6 | RIM BC Ratio | 0 | 0 | 0 | 0 | 0 | 0 | 0 | 0 | 0 | 0 | 0 | 0 | 0 | 0 | 0 | 0 | 0 | 0 | 0 | 0 | 0 | 0 | 0 | 0 | 0 | 0 | 0
F5_Industrial_Industrial - ID_New_Space Heating_Natural Gas_Boiler_E7 | F5 | Industrial | Industrial - ID | New | Space Heating | Natural Gas | Boiler | E7 | RIM BC Ratio | 0 | 0 | 0 | 0 | 0 | 0 | 0 | 0 | 0 | 0 | 0 | 0 | 0 | 0 | 0 | 0 | 0 | 0 | 0 | 0 | 0 | 0 | 0 | 0 | 0 | 0 | 0
F5_Industrial_Industrial - ID_New_Space Heating_Natural Gas_Boiler_E8 | F5 | Industrial | Industrial - ID | New | Space Heating | Natural Gas | Boiler | E8 | RIM BC Ratio | 0 | 0 | 0 | 0 | 0 | 0 | 0 | 0 | 0 | 0 | 0 | 0 | 0 | 0 | 0 | 0 | 0 | 0 | 0 | 0 | 0 | 0 | 0 | 0 | 0 | 0 | 0
F5_Industrial_Industrial - ID_New_Space Heating_Natural Gas_Boiler_E9 | F5 | Industrial | Industrial - ID | New | Space Heating | Natural Gas | Boiler | E9 | RIM BC Ratio | 0 | 0 | 0 | 0 | 0 | 0 | 0 | 0 | 0 | 0 | 0 | 0 | 0 | 0 | 0 | 0 | 0 | 0 | 0 | 0 | 0 | 0 | 0 | 0 | 0 | 0 | 0
F5_Industrial_Industrial - ID_New_Space Heating_Natural Gas_Boiler_E10 | F5 | Industrial | Industrial - ID | New | Space Heating | Natural Gas | Boiler | E10 | RIM BC Ratio | 0 | 0 | 0 | 0 | 0 | 0 | 0 | 0 | 0 | 0 | 0 | 0 | 0 | 0 | 0 | 0 | 0 | 0 | 0 | 0 | 0 | 0 | 0 | 0 | 0 | 0 | 0
F0_Industrial_Industrial - ID_New_Space Heating_Natural Gas_Unit Heater_E0 | F0 | Industrial | Industrial - ID | New | Space Heating | Natural Gas | Unit Heater | E0 | Economic Unit | Infrared Radiant | Infrared Radiant | Infrared Radiant | Infrared Radiant | Infrared Radiant | Infrared Radiant | Infrared Radiant | Infrared Radiant | Infrared Radiant | Infrared Radiant | Infrared Radiant | Infrared Radiant | Infrared Radiant | Infrared Radiant | Infrared Radiant | Infrared Radiant | Infrared Radiant | Infrared Radiant | Infrared Radiant | Infrared Radiant | Infrared Radiant | Infrared Radiant | Infrared Radiant | Infrared Radiant | Infrared Radiant | Infrared Radiant | Infrared Radiant
F1_Industrial_Industrial - ID_New_Space Heating_Natural Gas_Unit Heater_E1 | F1 | Industrial | Industrial - ID | New | Space Heating | Natural Gas | Unit Heater | E1 | CCE | 0 | 0 | 0 | 0 | 0 | 0 | 0 | 0 | 0 | 0 | 0 | 0 | 0 | 0 | 0 | 0 | 0 | 0 | 0 | 0 | 0 | 0 | 0 | 0 | 0 | 0 | 0
F1_Industrial_Industrial - ID_New_Space Heating_Natural Gas_Unit Heater_E2 | F1 | Industrial | Industrial - ID | New | Space Heating | Natural Gas | Unit Heater | E2 | CCE | 0.00085669 | 0.00088904 | 0.00088904 | 0.00088904 | 0.00088904 | 0.00088904 | 0.00088904 | 0.00088904 | 0.00088904 | 0.00088904 | 0.00088904 | 0.00088904 | 0.00088904 | 0.00088904 | 0.00088904 | 0.00088904 | 0.00088904 | 0.00088904 | 0.00088904 | 0.00088904 | 0.00088904 | 0.00088904 | 0.00088904 | 0.00088904 | 0.00088904 | 0.00088904 | 0.00088904
F1_Industrial_Industrial - ID_New_Space Heating_Natural Gas_Unit Heater_E3 | F1 | Industrial | Industrial - ID | New | Space Heating | Natural Gas | Unit Heater | E3 | CCE | 0.00026888 | 0.00027904 | 0.00027904 | 0.00027904 | 0.00027904 | 0.00027904 | 0.00027904 | 0.00027904 | 0.00027904 | 0.00027904 | 0.00027904 | 0.00027904 | 0.00027904 | 0.00027904 | 0.00027904 | 0.00027904 | 0.00027904 | 0.00027904 | 0.00027904 | 0.00027904 | 0.00027904 | 0.00027904 | 0.00027904 | 0.00027904 | 0.00027904 | 0.00027904 | 0.00027904
F1_Industrial_Industrial - ID_New_Space Heating_Natural Gas_Unit Heater_E4 | F1 | Industrial | Industrial - ID | New | Space Heating | Natural Gas | Unit Heater | E4 | CCE | 0 | 0 | 0 | 0 | 0 | 0 | 0 | 0 | 0 | 0 | 0 | 0 | 0 | 0 | 0 | 0 | 0 | 0 | 0 | 0 | 0 | 0 | 0 | 0 | 0 | 0 | 0
F1_Industrial_Industrial - ID_New_Space Heating_Natural Gas_Unit Heater_E5 | F1 | Industrial | Industrial - ID | New | Space Heating | Natural Gas | Unit Heater | E5 | CCE | 0 | 0 | 0 | 0 | 0 | 0 | 0 | 0 | 0 | 0 | 0 | 0 | 0 | 0 | 0 | 0 | 0 | 0 | 0 | 0 | 0 | 0 | 0 | 0 | 0 | 0 | 0
F1_Industrial_Industrial - ID_New_Space Heating_Natural Gas_Unit Heater_E6 | F1 | Industrial | Industrial - ID | New | Space Heating | Natural Gas | Unit Heater | E6 | CCE | 0 | 0 | 0 | 0 | 0 | 0 | 0 | 0 | 0 | 0 | 0 | 0 | 0 | 0 | 0 | 0 | 0 | 0 | 0 | 0 | 0 | 0 | 0 | 0 | 0 | 0 | 0
F1_Industrial_Industrial - ID_New_Space Heating_Natural Gas_Unit Heater_E7 | F1 | Industrial | Industrial - ID | New | Space Heating | Natural Gas | Unit Heater | E7 | CCE | 0 | 0 | 0 | 0 | 0 | 0 | 0 | 0 | 0 | 0 | 0 | 0 | 0 | 0 | 0 | 0 | 0 | 0 | 0 | 0 | 0 | 0 | 0 | 0 | 0 | 0 | 0
F1_Industrial_Industrial - ID_New_Space Heating_Natural Gas_Unit Heater_E8 | F1 | Industrial | Industrial - ID | New | Space Heating | Natural Gas | Unit Heater | E8 | CCE | 0 | 0 | 0 | 0 | 0 | 0 | 0 | 0 | 0 | 0 | 0 | 0 | 0 | 0 | 0 | 0 | 0 | 0 | 0 | 0 | 0 | 0 | 0 | 0 | 0 | 0 | 0
F1_Industrial_Industrial - ID_New_Space Heating_Natural Gas_Unit Heater_E9 | F1 | Industrial | Industrial - ID | New | Space Heating | Natural Gas | Unit Heater | E9 | CCE | 0 | 0 | 0 | 0 | 0 | 0 | 0 | 0 | 0 | 0 | 0 | 0 | 0 | 0 | 0 | 0 | 0 | 0 | 0 | 0 | 0 | 0 | 0 | 0 | 0 | 0 | 0
F1_Industrial_Industrial - ID_New_Space Heating_Natural Gas_Unit Heater_E10 | F1 | Industrial | Industrial - ID | New | Space Heating | Natural Gas | Unit Heater | E10 | CCE | 0 | 0 | 0 | 0 | 0 | 0 | 0 | 0 | 0 | 0 | 0 | 0 | 0 | 0 | 0 | 0 | 0 | 0 | 0 | 0 | 0 | 0 | 0 | 0 | 0 | 0 | 0
F2_Industrial_Industrial - ID_New_Space Heating_Natural Gas_Unit Heater_E1 | F2 | Industrial | Industrial - ID | New | Space Heating | Natural Gas | Unit Heater | E1 | TRC BC Ratio | [24 empty] | 1 | 1 | 1 | bar: 2019 to 2042
F2_Industrial_Industrial - ID_New_Space Heating_Natural Gas_Unit Heater_E2 | F2 | Industrial | Industrial - ID | New | Space Heating | Natural Gas | Unit Heater | E2 | TRC BC Ratio | 3.7439 | 3.9608 | 4.2027 | 4.4644 | 4.7191 | 4.9452 | 5.171 | 5.3804 | 5.5868 | 5.7587 | 5.9171 | 6.0767 | 6.2271 | 6.3585 | 6.4758 | 6.5754 | 6.673 | 6.7763 | 6.8774 | 6.9806 | 7.0867 | 7.1929 | 7.3007 | 7.3765 | 7.4464 | 7.5108 | 7.5698
F2_Industrial_Industrial - ID_New_Space Heating_Natural Gas_Unit Heater_E3 | F2 | Industrial | Industrial - ID | New | Space Heating | Natural Gas | Unit Heater | E3 | TRC BC Ratio | 20.9802 | 21.41 | 21.7725 | 22.0691 | 22.3425 | 22.6297 | 22.9334 | 23.2701 | 23.6226 | 23.988 | 24.3378 | 24.6472 | 24.916 | 25.1405 | 25.352 | 25.5545 | 25.7357 | 25.8898 | 26.0243 | 26.1363 | 26.2259 | 26.2962 | 26.3464 | 26.4056 | 26.4523 | 26.487 | 26.5102
F2_Industrial_Industrial - ID_New_Space Heating_Natural Gas_Unit Heater_E4 | F2 | Industrial | Industrial - ID | New | Space Heating | Natural Gas | Unit Heater | E4 | TRC BC Ratio | 0 | 0 | 0 | 0 | 0 | 0 | 0 | 0 | 0 | 0 | 0 | 0 | 0 | 0 | 0 | 0 | 0 | 0 | 0 | 0 | 0 | 0 | 0 | 0 | 0 | 0 | 0
F2_Industrial_Industrial - ID_New_Space Heating_Natural Gas_Unit Heater_E5 | F2 | Industrial | Industrial - ID | New | Space Heating | Natural Gas | Unit Heater | E5 | TRC BC Ratio | 0 | 0 | 0 | 0 | 0 | 0 | 0 | 0 | 0 | 0 | 0 | 0 | 0 | 0 | 0 | 0 | 0 | 0 | 0 | 0 | 0 | 0 | 0 | 0 | 0 | 0 | 0
F2_Industrial_Industrial - ID_New_Space Heating_Natural Gas_Unit Heater_E6 | F2 | Industrial | Industrial - ID | New | Space Heating | Natural Gas | Unit Heater | E6 | TRC BC Ratio | 0 | 0 | 0 | 0 | 0 | 0 | 0 | 0 | 0 | 0 | 0 | 0 | 0 | 0 | 0 | 0 | 0 | 0 | 0 | 0 | 0 | 0 | 0 | 0 | 0 | 0 | 0
F2_Industrial_Industrial - ID_New_Space Heating_Natural Gas_Unit Heater_E7 | F2 | Industrial | Industrial - ID | New | Space Heating | Natural Gas | Unit Heater | E7 | TRC BC Ratio | 0 | 0 | 0 | 0 | 0 | 0 | 0 | 0 | 0 | 0 | 0 | 0 | 0 | 0 | 0 | 0 | 0 | 0 | 0 | 0 | 0 | 0 | 0 | 0 | 0 | 0 | 0
F2_Industrial_Industrial - ID_New_Space Heating_Natural Gas_Unit Heater_E8 | F2 | Industrial | Industrial - ID | New | Space Heating | Natural Gas | Unit Heater | E8 | TRC BC Ratio | 0 | 0 | 0 | 0 | 0 | 0 | 0 | 0 | 0 | 0 | 0 | 0 | 0 | 0 | 0 | 0 | 0 | 0 | 0 | 0 | 0 | 0 | 0 | 0 | 0 | 0 | 0
F2_Industrial_Industrial - ID_New_Space Heating_Natural Gas_Unit Heater_E9 | F2 | Industrial | Industrial - ID | New | Space Heating | Natural Gas | Unit Heater | E9 | TRC BC Ratio | 0 | 0 | 0 | 0 | 0 | 0 | 0 | 0 | 0 | 0 | 0 | 0 | 0 | 0 | 0 | 0 | 0 | 0 | 0 | 0 | 0 | 0 | 0 | 0 | 0 | 0 | 0
F2_Industrial_Industrial - ID_New_Space Heating_Natural Gas_Unit Heater_E10 | F2 | Industrial | Industrial - ID | New | Space Heating | Natural Gas | Unit Heater | E10 | TRC BC Ratio | 0 | 0 | 0 | 0 | 0 | 0 | 0 | 0 | 0 | 0 | 0 | 0 | 0 | 0 | 0 | 0 | 0 | 0 | 0 | 0 | 0 | 0 | 0 | 0 | 0 | 0 | 0
F3_Industrial_Industrial - ID_New_Space Heating_Natural Gas_Unit Heater_E1 | F3 | Industrial | Industrial - ID | New | Space Heating | Natural Gas | Unit Heater | E1 | PACT BC Ratio | [24 empty] | 1 | 1 | 1 | bar: 2019 to 2042
F3_Industrial_Industrial - ID_New_Space Heating_Natural Gas_Unit Heater_E2 | F3 | Industrial | Industrial - ID | New | Space Heating | Natural Gas | Unit Heater | E2 | PACT BC Ratio | 6.4181 | 6.79 | 7.2047 | 7.6533 | 8.0899 | 8.4774 | 8.8645 | 9.2236 | 9.5774 | 9.872 | 10.1435 | 10.4172 | 10.675 | 10.9002 | 11.1014 | 11.2721 | 11.4394 | 11.6165 | 11.7899 | 11.9668 | 12.1486 | 12.3306 | 12.5155 | 12.6454 | 12.7653 | 12.8757 | 12.9768
F3_Industrial_Industrial - ID_New_Space Heating_Natural Gas_Unit Heater_E3 | F3 | Industrial | Industrial - ID | New | Space Heating | Natural Gas | Unit Heater | E3 | PACT BC Ratio | 35.9661 | 36.7028 | 37.3243 | 37.8328 | 38.3015 | 38.7938 | 39.3143 | 39.8915 | 40.4959 | 41.1222 | 41.7219 | 42.2523 | 42.7131 | 43.0979 | 43.4606 | 43.8077 | 44.1183 | 44.3825 | 44.613 | 44.8051 | 44.9587 | 45.0791 | 45.1652 | 45.2667 | 45.3468 | 45.4063 | 45.4461
F3_Industrial_Industrial - ID_New_Space Heating_Natural Gas_Unit Heater_E4 | F3 | Industrial | Industrial - ID | New | Space Heating | Natural Gas | Unit Heater | E4 | PACT BC Ratio | 0 | 0 | 0 | 0 | 0 | 0 | 0 | 0 | 0 | 0 | 0 | 0 | 0 | 0 | 0 | 0 | 0 | 0 | 0 | 0 | 0 | 0 | 0 | 0 | 0 | 0 | 0
F3_Industrial_Industrial - ID_New_Space Heating_Natural Gas_Unit Heater_E5 | F3 | Industrial | Industrial - ID | New | Space Heating | Natural Gas | Unit Heater | E5 | PACT BC Ratio | 0 | 0 | 0 | 0 | 0 | 0 | 0 | 0 | 0 | 0 | 0 | 0 | 0 | 0 | 0 | 0 | 0 | 0 | 0 | 0 | 0 | 0 | 0 | 0 | 0 | 0 | 0
F3_Industrial_Industrial - ID_New_Space Heating_Natural Gas_Unit Heater_E6 | F3 | Industrial | Industrial - ID | New | Space Heating | Natural Gas | Unit Heater | E6 | PACT BC Ratio | 0 | 0 | 0 | 0 | 0 | 0 | 0 | 0 | 0 | 0 | 0 | 0 | 0 | 0 | 0 | 0 | 0 | 0 | 0 | 0 | 0 | 0 | 0 | 0 | 0 | 0 | 0
F3_Industrial_Industrial - ID_New_Space Heating_Natural Gas_Unit Heater_E7 | F3 | Industrial | Industrial - ID | New | Space Heating | Natural Gas | Unit Heater | E7 | PACT BC Ratio | 0 | 0 | 0 | 0 | 0 | 0 | 0 | 0 | 0 | 0 | 0 | 0 | 0 | 0 | 0 | 0 | 0 | 0 | 0 | 0 | 0 | 0 | 0 | 0 | 0 | 0 | 0
F3_Industrial_Industrial - ID_New_Space Heating_Natural Gas_Unit Heater_E8 | F3 | Industrial | Industrial - ID | New | Space Heating | Natural Gas | Unit Heater | E8 | PACT BC Ratio | 0 | 0 | 0 | 0 | 0 | 0 | 0 | 0 | 0 | 0 | 0 | 0 | 0 | 0 | 0 | 0 | 0 | 0 | 0 | 0 | 0 | 0 | 0 | 0 | 0 | 0 | 0
F3_Industrial_Industrial - ID_New_Space Heating_Natural Gas_Unit Heater_E9 | F3 | Industrial | Industrial - ID | New | Space Heating | Natural Gas | Unit Heater | E9 | PACT BC Ratio | 0 | 0 | 0 | 0 | 0 | 0 | 0 | 0 | 0 | 0 | 0 | 0 | 0 | 0 | 0 | 0 | 0 | 0 | 0 | 0 | 0 | 0 | 0 | 0 | 0 | 0 | 0
F3_Industrial_Industrial - ID_New_Space Heating_Natural Gas_Unit Heater_E10 | F3 | Industrial | Industrial - ID | New | Space Heating | Natural Gas | Unit Heater | E10 | PACT BC Ratio | 0 | 0 | 0 | 0 | 0 | 0 | 0 | 0 | 0 | 0 | 0 | 0 | 0 | 0 | 0 | 0 | 0 | 0 | 0 | 0 | 0 | 0 | 0 | 0 | 0 | 0 | 0
F4_Industrial_Industrial - ID_New_Space Heating_Natural Gas_Unit Heater_E1 | F4 | Industrial | Industrial - ID | New | Space Heating | Natural Gas | Unit Heater | E1 | RVT BC Ratio | [24 empty] | 1 | 1 | 1 | bar: 2019 to 2042
F4_Industrial_Industrial - ID_New_Space Heating_Natural Gas_Unit Heater_E2 | F4 | Industrial | Industrial - ID | New | Space Heating | Natural Gas | Unit Heater | E2 | RVT BC Ratio | 4.6153 | 4.7679 | 4.9439 | 5.1345 | 5.3283 | 5.5209 | 5.7048 | 5.8753 | 6.0433 | 6.1643 | 6.307 | 6.4568 | 6.5997 | 6.7229 | 6.8329 | 6.9248 | 7.0091 | 7.0938 | 7.1682 | 7.2373 | 7.3018 | 7.385 | 7.4635 | 7.5326 | 7.5963 | 7.6548 | 7.7083
F4_Industrial_Industrial - ID_New_Space Heating_Natural Gas_Unit Heater_E3 | F4 | Industrial | Industrial - ID | New | Space Heating | Natural Gas | Unit Heater | E3 | RVT BC Ratio | 20.9615 | 21.4244 | 21.8037 | 22.109 | 22.3619 | 22.5752 | 22.7724 | 22.9847 | 23.1969 | 23.4505 | 23.6894 | 23.9265 | 24.1413 | 24.3438 | 24.5342 | 24.7176 | 24.8858 | 25.033 | 25.1688 | 25.2896 | 25.3957 | 25.4682 | 25.5272 | 25.5774 | 25.6161 | 25.6435 | 25.6602
F4_Industrial_Industrial - ID_New_Space Heating_Natural Gas_Unit Heater_E4 | F4 | Industrial | Industrial - ID | New | Space Heating | Natural Gas | Unit Heater | E4 | RVT BC Ratio | 0 | 0 | 0 | 0 | 0 | 0 | 0 | 0 | 0 | 0 | 0 | 0 | 0 | 0 | 0 | 0 | 0 | 0 | 0 | 0 | 0 | 0 | 0 | 0 | 0 | 0 | 0
F4_Industrial_Industrial - ID_New_Space Heating_Natural Gas_Unit Heater_E5 | F4 | Industrial | Industrial - ID | New | Space Heating | Natural Gas | Unit Heater | E5 | RVT BC Ratio | 0 | 0 | 0 | 0 | 0 | 0 | 0 | 0 | 0 | 0 | 0 | 0 | 0 | 0 | 0 | 0 | 0 | 0 | 0 | 0 | 0 | 0 | 0 | 0 | 0 | 0 | 0
F4_Industrial_Industrial - ID_New_Space Heating_Natural Gas_Unit Heater_E6 | F4 | Industrial | Industrial - ID | New | Space Heating | Natural Gas | Unit Heater | E6 | RVT BC Ratio | 0 | 0 | 0 | 0 | 0 | 0 | 0 | 0 | 0 | 0 | 0 | 0 | 0 | 0 | 0 | 0 | 0 | 0 | 0 | 0 | 0 | 0 | 0 | 0 | 0 | 0 | 0
F4_Industrial_Industrial - ID_New_Space Heating_Natural Gas_Unit Heater_E7 | F4 | Industrial | Industrial - ID | New | Space Heating | Natural Gas | Unit Heater | E7 | RVT BC Ratio | 0 | 0 | 0 | 0 | 0 | 0 | 0 | 0 | 0 | 0 | 0 | 0 | 0 | 0 | 0 | 0 | 0 | 0 | 0 | 0 | 0 | 0 | 0 | 0 | 0 | 0 | 0
F4_Industrial_Industrial - ID_New_Space Heating_Natural Gas_Unit Heater_E8 | F4 | Industrial | Industrial - ID | New | Space Heating | Natural Gas | Unit Heater | E8 | RVT BC Ratio | 0 | 0 | 0 | 0 | 0 | 0 | 0 | 0 | 0 | 0 | 0 | 0 | 0 | 0 | 0 | 0 | 0 | 0 | 0 | 0 | 0 | 0 | 0 | 0 | 0 | 0 | 0
F4_Industrial_Industrial - ID_New_Space Heating_Natural Gas_Unit Heater_E9 | F4 | Industrial | Industrial - ID | New | Space Heating | Natural Gas | Unit Heater | E9 | RVT BC Ratio | 0 | 0 | 0 | 0 | 0 | 0 | 0 | 0 | 0 | 0 | 0 | 0 | 0 | 0 | 0 | 0 | 0 | 0 | 0 | 0 | 0 | 0 | 0 | 0 | 0 | 0 | 0
F4_Industrial_Industrial - ID_New_Space Heating_Natural Gas_Unit Heater_E10 | F4 | Industrial | Industrial - ID | New | Space Heating | Natural Gas | Unit Heater | E10 | RVT BC Ratio | 0 | 0 | 0 | 0 | 0 | 0 | 0 | 0 | 0 | 0 | 0 | 0 | 0 | 0 | 0 | 0 | 0 | 0 | 0 | 0 | 0 | 0 | 0 | 0 | 0 | 0 | 0
F5_Industrial_Industrial - ID_New_Space Heating_Natural Gas_Unit Heater_E1 | F5 | Industrial | Industrial - ID | New | Space Heating | Natural Gas | Unit Heater | E1 | RIM BC Ratio | [24 empty] | 1 | 1 | 1 | bar: 2019 to 2042
F5_Industrial_Industrial - ID_New_Space Heating_Natural Gas_Unit Heater_E2 | F5 | Industrial | Industrial - ID | New | Space Heating | Natural Gas | Unit Heater | E2 | RIM BC Ratio | 0.93301 | 0.95674 | 0.98045 | 1.0043 | 1.0243 | 1.0373 | 1.0509 | 1.0627 | 1.0738 | 1.0858 | 1.0912 | 1.0954 | 1.0989 | 1.1022 | 1.1049 | 1.1075 | 1.1108 | 1.1149 | 1.1201 | 1.1263 | 1.1336 | 1.138 | 1.1432 | 1.1447 | 1.1461 | 1.1474 | 1.1486
F5_Industrial_Industrial - ID_New_Space Heating_Natural Gas_Unit Heater_E3 | F5 | Industrial | Industrial - ID | New | Space Heating | Natural Gas | Unit Heater | E3 | RIM BC Ratio | 1.1897 | 1.1881 | 1.1874 | 1.1871 | 1.1883 | 1.1923 | 1.198 | 1.2044 | 1.2116 | 1.2171 | 1.2225 | 1.2259 | 1.2283 | 1.2292 | 1.23 | 1.2307 | 1.2311 | 1.2312 | 1.231 | 1.2304 | 1.2295 | 1.2294 | 1.2289 | 1.2292 | 1.2296 | 1.2299 | 1.2302
F5_Industrial_Industrial - ID_New_Space Heating_Natural Gas_Unit Heater_E4 | F5 | Industrial | Industrial - ID | New | Space Heating | Natural Gas | Unit Heater | E4 | RIM BC Ratio | 0 | 0 | 0 | 0 | 0 | 0 | 0 | 0 | 0 | 0 | 0 | 0 | 0 | 0 | 0 | 0 | 0 | 0 | 0 | 0 | 0 | 0 | 0 | 0 | 0 | 0 | 0
F5_Industrial_Industrial - ID_New_Space Heating_Natural Gas_Unit Heater_E5 | F5 | Industrial | Industrial - ID | New | Space Heating | Natural Gas | Unit Heater | E5 | RIM BC Ratio | 0 | 0 | 0 | 0 | 0 | 0 | 0 | 0 | 0 | 0 | 0 | 0 | 0 | 0 | 0 | 0 | 0 | 0 | 0 | 0 | 0 | 0 | 0 | 0 | 0 | 0 | 0
F5_Industrial_Industrial - ID_New_Space Heating_Natural Gas_Unit Heater_E6 | F5 | Industrial | Industrial - ID | New | Space Heating | Natural Gas | Unit Heater | E6 | RIM BC Ratio | 0 | 0 | 0 | 0 | 0 | 0 | 0 | 0 | 0 | 0 | 0 | 0 | 0 | 0 | 0 | 0 | 0 | 0 | 0 | 0 | 0 | 0 | 0 | 0 | 0 | 0 | 0
F5_Industrial_Industrial - ID_New_Space Heating_Natural Gas_Unit Heater_E7 | F5 | Industrial | Industrial - ID | New | Space Heating | Natural Gas | Unit Heater | E7 | RIM BC Ratio | 0 | 0 | 0 | 0 | 0 | 0 | 0 | 0 | 0 | 0 | 0 | 0 | 0 | 0 | 0 | 0 | 0 | 0 | 0 | 0 | 0 | 0 | 0 | 0 | 0 | 0 | 0
F5_Industrial_Industrial - ID_New_Space Heating_Natural Gas_Unit Heater_E8 | F5 | Industrial | Industrial - ID | New | Space Heating | Natural Gas | Unit Heater | E8 | RIM BC Ratio | 0 | 0 | 0 | 0 | 0 | 0 | 0 | 0 | 0 | 0 | 0 | 0 | 0 | 0 | 0 | 0 | 0 | 0 | 0 | 0 | 0 | 0 | 0 | 0 | 0 | 0 | 0
F5_Industrial_Industrial - ID_New_Space Heating_Natural Gas_Unit Heater_E9 | F5 | Industrial | Industrial - ID | New | Space Heating | Natural Gas | Unit Heater | E9 | RIM BC Ratio | 0 | 0 | 0 | 0 | 0 | 0 | 0 | 0 | 0 | 0 | 0 | 0 | 0 | 0 | 0 | 0 | 0 | 0 | 0 | 0 | 0 | 0 | 0 | 0 | 0 | 0 | 0
F5_Industrial_Industrial - ID_New_Space Heating_Natural Gas_Unit Heater_E10 | F5 | Industrial | Industrial - ID | New | Space Heating | Natural Gas | Unit Heater | E10 | RIM BC Ratio | 0 | 0 | 0 | 0 | 0 | 0 | 0 | 0 | 0 | 0 | 0 | 0 | 0 | 0 | 0 | 0 | 0 | 0 | 0 | 0 | 0 | 0 | 0 | 0 | 0 | 0 | 0
F0_Industrial_Industrial - ID_New_Process_Natural Gas_Process Boiler_E0 | F0 | Industrial | Industrial - ID | New | Process | Natural Gas | Process Boiler | E0 | Economic Unit | Standard | Standard | Standard | Standard | Standard | Standard | Standard | Standard | Standard | Standard | Standard | Standard | Standard | Standard | Standard | Standard | Standard | Standard | Standard | Standard | Standard | Standard | Standard | Standard | Standard | Standard | Standard
F1_Industrial_Industrial - ID_New_Process_Natural Gas_Process Boiler_E1 | F1 | Industrial | Industrial - ID | New | Process | Natural Gas | Process Boiler | E1 | CCE | 0 | 0 | 0 | 0 | 0 | 0 | 0 | 0 | 0 | 0 | 0 | 0 | 0 | 0 | 0 | 0 | 0 | 0 | 0 | 0 | 0 | 0 | 0 | 0 | 0 | 0 | 0
F1_Industrial_Industrial - ID_New_Process_Natural Gas_Process Boiler_E2 | F1 | Industrial | Industrial - ID | New | Process | Natural Gas | Process Boiler | E2 | CCE | 0 | 0 | 0 | 0 | 0 | 0 | 0 | 0 | 0 | 0 | 0 | 0 | 0 | 0 | 0 | 0 | 0 | 0 | 0 | 0 | 0 | 0 | 0 | 0 | 0 | 0 | 0
F1_Industrial_Industrial - ID_New_Process_Natural Gas_Process Boiler_E3 | F1 | Industrial | Industrial - ID | New | Process | Natural Gas | Process Boiler | E3 | CCE | 0 | 0 | 0 | 0 | 0 | 0 | 0 | 0 | 0 | 0 | 0 | 0 | 0 | 0 | 0 | 0 | 0 | 0 | 0 | 0 | 0 | 0 | 0 | 0 | 0 | 0 | 0
F1_Industrial_Industrial - ID_New_Process_Natural Gas_Process Boiler_E4 | F1 | Industrial | Industrial - ID | New | Process | Natural Gas | Process Boiler | E4 | CCE | 0 | 0 | 0 | 0 | 0 | 0 | 0 | 0 | 0 | 0 | 0 | 0 | 0 | 0 | 0 | 0 | 0 | 0 | 0 | 0 | 0 | 0 | 0 | 0 | 0 | 0 | 0
F1_Industrial_Industrial - ID_New_Process_Natural Gas_Process Boiler_E5 | F1 | Industrial | Industrial - ID | New | Process | Natural Gas | Process Boiler | E5 | CCE | 0 | 0 | 0 | 0 | 0 | 0 | 0 | 0 | 0 | 0 | 0 | 0 | 0 | 0 | 0 | 0 | 0 | 0 | 0 | 0 | 0 | 0 | 0 | 0 | 0 | 0 | 0
F1_Industrial_Industrial - ID_New_Process_Natural Gas_Process Boiler_E6 | F1 | Industrial | Industrial - ID | New | Process | Natural Gas | Process Boiler | E6 | CCE | 0 | 0 | 0 | 0 | 0 | 0 | 0 | 0 | 0 | 0 | 0 | 0 | 0 | 0 | 0 | 0 | 0 | 0 | 0 | 0 | 0 | 0 | 0 | 0 | 0 | 0 | 0
F1_Industrial_Industrial - ID_New_Process_Natural Gas_Process Boiler_E7 | F1 | Industrial | Industrial - ID | New | Process | Natural Gas | Process Boiler | E7 | CCE | 0 | 0 | 0 | 0 | 0 | 0 | 0 | 0 | 0 | 0 | 0 | 0 | 0 | 0 | 0 | 0 | 0 | 0 | 0 | 0 | 0 | 0 | 0 | 0 | 0 | 0 | 0
F1_Industrial_Industrial - ID_New_Process_Natural Gas_Process Boiler_E8 | F1 | Industrial | Industrial - ID | New | Process | Natural Gas | Process Boiler | E8 | CCE | 0 | 0 | 0 | 0 | 0 | 0 | 0 | 0 | 0 | 0 | 0 | 0 | 0 | 0 | 0 | 0 | 0 | 0 | 0 | 0 | 0 | 0 | 0 | 0 | 0 | 0 | 0
F1_Industrial_Industrial - ID_New_Process_Natural Gas_Process Boiler_E9 | F1 | Industrial | Industrial - ID | New | Process | Natural Gas | Process Boiler | E9 | CCE | 0 | 0 | 0 | 0 | 0 | 0 | 0 | 0 | 0 | 0 | 0 | 0 | 0 | 0 | 0 | 0 | 0 | 0 | 0 | 0 | 0 | 0 | 0 | 0 | 0 | 0 | 0
F1_Industrial_Industrial - ID_New_Process_Natural Gas_Process Boiler_E10 | F1 | Industrial | Industrial - ID | New | Process | Natural Gas | Process Boiler | E10 | CCE | 0 | 0 | 0 | 0 | 0 | 0 | 0 | 0 | 0 | 0 | 0 | 0 | 0 | 0 | 0 | 0 | 0 | 0 | 0 | 0 | 0 | 0 | 0 | 0 | 0 | 0 | 0
F2_Industrial_Industrial - ID_New_Process_Natural Gas_Process Boiler_E1 | F2 | Industrial | Industrial - ID | New | Process | Natural Gas | Process Boiler | E1 | TRC BC Ratio | [24 empty] | 1 | 1 | 1 | bar: 2019 to 2042
F2_Industrial_Industrial - ID_New_Process_Natural Gas_Process Boiler_E2 | F2 | Industrial | Industrial - ID | New | Process | Natural Gas | Process Boiler | E2 | TRC BC Ratio | 0 | 0 | 0 | 0 | 0 | 0 | 0 | 0 | 0 | 0 | 0 | 0 | 0 | 0 | 0 | 0 | 0 | 0 | 0 | 0 | 0 | 0 | 0 | 0 | 0 | 0 | 0
F2_Industrial_Industrial - ID_New_Process_Natural Gas_Process Boiler_E3 | F2 | Industrial | Industrial - ID | New | Process | Natural Gas | Process Boiler | E3 | TRC BC Ratio | 0 | 0 | 0 | 0 | 0 | 0 | 0 | 0 | 0 | 0 | 0 | 0 | 0 | 0 | 0 | 0 | 0 | 0 | 0 | 0 | 0 | 0 | 0 | 0 | 0 | 0 | 0
F2_Industrial_Industrial - ID_New_Process_Natural Gas_Process Boiler_E4 | F2 | Industrial | Industrial - ID | New | Process | Natural Gas | Process Boiler | E4 | TRC BC Ratio | 0 | 0 | 0 | 0 | 0 | 0 | 0 | 0 | 0 | 0 | 0 | 0 | 0 | 0 | 0 | 0 | 0 | 0 | 0 | 0 | 0 | 0 | 0 | 0 | 0 | 0 | 0
F2_Industrial_Industrial - ID_New_Process_Natural Gas_Process Boiler_E5 | F2 | Industrial | Industrial - ID | New | Process | Natural Gas | Process Boiler | E5 | TRC BC Ratio | 0 | 0 | 0 | 0 | 0 | 0 | 0 | 0 | 0 | 0 | 0 | 0 | 0 | 0 | 0 | 0 | 0 | 0 | 0 | 0 | 0 | 0 | 0 | 0 | 0 | 0 | 0
F2_Industrial_Industrial - ID_New_Process_Natural Gas_Process Boiler_E6 | F2 | Industrial | Industrial - ID | New | Process | Natural Gas | Process Boiler | E6 | TRC BC Ratio | 0 | 0 | 0 | 0 | 0 | 0 | 0 | 0 | 0 | 0 | 0 | 0 | 0 | 0 | 0 | 0 | 0 | 0 | 0 | 0 | 0 | 0 | 0 | 0 | 0 | 0 | 0
F2_Industrial_Industrial - ID_New_Process_Natural Gas_Process Boiler_E7 | F2 | Industrial | Industrial - ID | New | Process | Natural Gas | Process Boiler | E7 | TRC BC Ratio | 0 | 0 | 0 | 0 | 0 | 0 | 0 | 0 | 0 | 0 | 0 | 0 | 0 | 0 | 0 | 0 | 0 | 0 | 0 | 0 | 0 | 0 | 0 | 0 | 0 | 0 | 0
F2_Industrial_Industrial - ID_New_Process_Natural Gas_Process Boiler_E8 | F2 | Industrial | Industrial - ID | New | Process | Natural Gas | Process Boiler | E8 | TRC BC Ratio | 0 | 0 | 0 | 0 | 0 | 0 | 0 | 0 | 0 | 0 | 0 | 0 | 0 | 0 | 0 | 0 | 0 | 0 | 0 | 0 | 0 | 0 | 0 | 0 | 0 | 0 | 0
F2_Industrial_Industrial - ID_New_Process_Natural Gas_Process Boiler_E9 | F2 | Industrial | Industrial - ID | New | Process | Natural Gas | Process Boiler | E9 | TRC BC Ratio | 0 | 0 | 0 | 0 | 0 | 0 | 0 | 0 | 0 | 0 | 0 | 0 | 0 | 0 | 0 | 0 | 0 | 0 | 0 | 0 | 0 | 0 | 0 | 0 | 0 | 0 | 0
F2_Industrial_Industrial - ID_New_Process_Natural Gas_Process Boiler_E10 | F2 | Industrial | Industrial - ID | New | Process | Natural Gas | Process Boiler | E10 | TRC BC Ratio | 0 | 0 | 0 | 0 | 0 | 0 | 0 | 0 | 0 | 0 | 0 | 0 | 0 | 0 | 0 | 0 | 0 | 0 | 0 | 0 | 0 | 0 | 0 | 0 | 0 | 0 | 0
F3_Industrial_Industrial - ID_New_Process_Natural Gas_Process Boiler_E1 | F3 | Industrial | Industrial - ID | New | Process | Natural Gas | Process Boiler | E1 | PACT BC Ratio | [24 empty] | 1 | 1 | 1 | bar: 2019 to 2042
F3_Industrial_Industrial - ID_New_Process_Natural Gas_Process Boiler_E2 | F3 | Industrial | Industrial - ID | New | Process | Natural Gas | Process Boiler | E2 | PACT BC Ratio | 0 | 0 | 0 | 0 | 0 | 0 | 0 | 0 | 0 | 0 | 0 | 0 | 0 | 0 | 0 | 0 | 0 | 0 | 0 | 0 | 0 | 0 | 0 | 0 | 0 | 0 | 0
F3_Industrial_Industrial - ID_New_Process_Natural Gas_Process Boiler_E3 | F3 | Industrial | Industrial - ID | New | Process | Natural Gas | Process Boiler | E3 | PACT BC Ratio | 0 | 0 | 0 | 0 | 0 | 0 | 0 | 0 | 0 | 0 | 0 | 0 | 0 | 0 | 0 | 0 | 0 | 0 | 0 | 0 | 0 | 0 | 0 | 0 | 0 | 0 | 0
F3_Industrial_Industrial - ID_New_Process_Natural Gas_Process Boiler_E4 | F3 | Industrial | Industrial - ID | New | Process | Natural Gas | Process Boiler | E4 | PACT BC Ratio | 0 | 0 | 0 | 0 | 0 | 0 | 0 | 0 | 0 | 0 | 0 | 0 | 0 | 0 | 0 | 0 | 0 | 0 | 0 | 0 | 0 | 0 | 0 | 0 | 0 | 0 | 0
F3_Industrial_Industrial - ID_New_Process_Natural Gas_Process Boiler_E5 | F3 | Industrial | Industrial - ID | New | Process | Natural Gas | Process Boiler | E5 | PACT BC Ratio | 0 | 0 | 0 | 0 | 0 | 0 | 0 | 0 | 0 | 0 | 0 | 0 | 0 | 0 | 0 | 0 | 0 | 0 | 0 | 0 | 0 | 0 | 0 | 0 | 0 | 0 | 0
F3_Industrial_Industrial - ID_New_Process_Natural Gas_Process Boiler_E6 | F3 | Industrial | Industrial - ID | New | Process | Natural Gas | Process Boiler | E6 | PACT BC Ratio | 0 | 0 | 0 | 0 | 0 | 0 | 0 | 0 | 0 | 0 | 0 | 0 | 0 | 0 | 0 | 0 | 0 | 0 | 0 | 0 | 0 | 0 | 0 | 0 | 0 | 0 | 0
F3_Industrial_Industrial - ID_New_Process_Natural Gas_Process Boiler_E7 | F3 | Industrial | Industrial - ID | New | Process | Natural Gas | Process Boiler | E7 | PACT BC Ratio | 0 | 0 | 0 | 0 | 0 | 0 | 0 | 0 | 0 | 0 | 0 | 0 | 0 | 0 | 0 | 0 | 0 | 0 | 0 | 0 | 0 | 0 | 0 | 0 | 0 | 0 | 0
F3_Industrial_Industrial - ID_New_Process_Natural Gas_Process Boiler_E8 | F3 | Industrial | Industrial - ID | New | Process | Natural Gas | Process Boiler | E8 | PACT BC Ratio | 0 | 0 | 0 | 0 | 0 | 0 | 0 | 0 | 0 | 0 | 0 | 0 | 0 | 0 | 0 | 0 | 0 | 0 | 0 | 0 | 0 | 0 | 0 | 0 | 0 | 0 | 0
F3_Industrial_Industrial - ID_New_Process_Natural Gas_Process Boiler_E9 | F3 | Industrial | Industrial - ID | New | Process | Natural Gas | Process Boiler | E9 | PACT BC Ratio | 0 | 0 | 0 | 0 | 0 | 0 | 0 | 0 | 0 | 0 | 0 | 0 | 0 | 0 | 0 | 0 | 0 | 0 | 0 | 0 | 0 | 0 | 0 | 0 | 0 | 0 | 0
F3_Industrial_Industrial - ID_New_Process_Natural Gas_Process Boiler_E10 | F3 | Industrial | Industrial - ID | New | Process | Natural Gas | Process Boiler | E10 | PACT BC Ratio | 0 | 0 | 0 | 0 | 0 | 0 | 0 | 0 | 0 | 0 | 0 | 0 | 0 | 0 | 0 | 0 | 0 | 0 | 0 | 0 | 0 | 0 | 0 | 0 | 0 | 0 | 0
F4_Industrial_Industrial - ID_New_Process_Natural Gas_Process Boiler_E1 | F4 | Industrial | Industrial - ID | New | Process | Natural Gas | Process Boiler | E1 | RVT BC Ratio | [24 empty] | 1 | 1 | 1 | bar: 2019 to 2042
F4_Industrial_Industrial - ID_New_Process_Natural Gas_Process Boiler_E2 | F4 | Industrial | Industrial - ID | New | Process | Natural Gas | Process Boiler | E2 | RVT BC Ratio | 0 | 0 | 0 | 0 | 0 | 0 | 0 | 0 | 0 | 0 | 0 | 0 | 0 | 0 | 0 | 0 | 0 | 0 | 0 | 0 | 0 | 0 | 0 | 0 | 0 | 0 | 0
F4_Industrial_Industrial - ID_New_Process_Natural Gas_Process Boiler_E3 | F4 | Industrial | Industrial - ID | New | Process | Natural Gas | Process Boiler | E3 | RVT BC Ratio | 0 | 0 | 0 | 0 | 0 | 0 | 0 | 0 | 0 | 0 | 0 | 0 | 0 | 0 | 0 | 0 | 0 | 0 | 0 | 0 | 0 | 0 | 0 | 0 | 0 | 0 | 0
F4_Industrial_Industrial - ID_New_Process_Natural Gas_Process Boiler_E4 | F4 | Industrial | Industrial - ID | New | Process | Natural Gas | Process Boiler | E4 | RVT BC Ratio | 0 | 0 | 0 | 0 | 0 | 0 | 0 | 0 | 0 | 0 | 0 | 0 | 0 | 0 | 0 | 0 | 0 | 0 | 0 | 0 | 0 | 0 | 0 | 0 | 0 | 0 | 0
F4_Industrial_Industrial - ID_New_Process_Natural Gas_Process Boiler_E5 | F4 | Industrial | Industrial - ID | New | Process | Natural Gas | Process Boiler | E5 | RVT BC Ratio | 0 | 0 | 0 | 0 | 0 | 0 | 0 | 0 | 0 | 0 | 0 | 0 | 0 | 0 | 0 | 0 | 0 | 0 | 0 | 0 | 0 | 0 | 0 | 0 | 0 | 0 | 0
F4_Industrial_Industrial - ID_New_Process_Natural Gas_Process Boiler_E6 | F4 | Industrial | Industrial - ID | New | Process | Natural Gas | Process Boiler | E6 | RVT BC Ratio | 0 | 0 | 0 | 0 | 0 | 0 | 0 | 0 | 0 | 0 | 0 | 0 | 0 | 0 | 0 | 0 | 0 | 0 | 0 | 0 | 0 | 0 | 0 | 0 | 0 | 0 | 0
F4_Industrial_Industrial - ID_New_Process_Natural Gas_Process Boiler_E7 | F4 | Industrial | Industrial - ID | New | Process | Natural Gas | Process Boiler | E7 | RVT BC Ratio | 0 | 0 | 0 | 0 | 0 | 0 | 0 | 0 | 0 | 0 | 0 | 0 | 0 | 0 | 0 | 0 | 0 | 0 | 0 | 0 | 0 | 0 | 0 | 0 | 0 | 0 | 0
F4_Industrial_Industrial - ID_New_Process_Natural Gas_Process Boiler_E8 | F4 | Industrial | Industrial - ID | New | Process | Natural Gas | Process Boiler | E8 | RVT BC Ratio | 0 | 0 | 0 | 0 | 0 | 0 | 0 | 0 | 0 | 0 | 0 | 0 | 0 | 0 | 0 | 0 | 0 | 0 | 0 | 0 | 0 | 0 | 0 | 0 | 0 | 0 | 0
F4_Industrial_Industrial - ID_New_Process_Natural Gas_Process Boiler_E9 | F4 | Industrial | Industrial - ID | New | Process | Natural Gas | Process Boiler | E9 | RVT BC Ratio | 0 | 0 | 0 | 0 | 0 | 0 | 0 | 0 | 0 | 0 | 0 | 0 | 0 | 0 | 0 | 0 | 0 | 0 | 0 | 0 | 0 | 0 | 0 | 0 | 0 | 0 | 0
F4_Industrial_Industrial - ID_New_Process_Natural Gas_Process Boiler_E10 | F4 | Industrial | Industrial - ID | New | Process | Natural Gas | Process Boiler | E10 | RVT BC Ratio | 0 | 0 | 0 | 0 | 0 | 0 | 0 | 0 | 0 | 0 | 0 | 0 | 0 | 0 | 0 | 0 | 0 | 0 | 0 | 0 | 0 | 0 | 0 | 0 | 0 | 0 | 0
F5_Industrial_Industrial - ID_New_Process_Natural Gas_Process Boiler_E1 | F5 | Industrial | Industrial - ID | New | Process | Natural Gas | Process Boiler | E1 | RIM BC Ratio | [24 empty] | 1 | 1 | 1 | bar: 2019 to 2042
F5_Industrial_Industrial - ID_New_Process_Natural Gas_Process Boiler_E2 | F5 | Industrial | Industrial - ID | New | Process | Natural Gas | Process Boiler | E2 | RIM BC Ratio | 0 | 0 | 0 | 0 | 0 | 0 | 0 | 0 | 0 | 0 | 0 | 0 | 0 | 0 | 0 | 0 | 0 | 0 | 0 | 0 | 0 | 0 | 0 | 0 | 0 | 0 | 0
F5_Industrial_Industrial - ID_New_Process_Natural Gas_Process Boiler_E3 | F5 | Industrial | Industrial - ID | New | Process | Natural Gas | Process Boiler | E3 | RIM BC Ratio | 0 | 0 | 0 | 0 | 0 | 0 | 0 | 0 | 0 | 0 | 0 | 0 | 0 | 0 | 0 | 0 | 0 | 0 | 0 | 0 | 0 | 0 | 0 | 0 | 0 | 0 | 0
F5_Industrial_Industrial - ID_New_Process_Natural Gas_Process Boiler_E4 | F5 | Industrial | Industrial - ID | New | Process | Natural Gas | Process Boiler | E4 | RIM BC Ratio | 0 | 0 | 0 | 0 | 0 | 0 | 0 | 0 | 0 | 0 | 0 | 0 | 0 | 0 | 0 | 0 | 0 | 0 | 0 | 0 | 0 | 0 | 0 | 0 | 0 | 0 | 0
F5_Industrial_Industrial - ID_New_Process_Natural Gas_Process Boiler_E5 | F5 | Industrial | Industrial - ID | New | Process | Natural Gas | Process Boiler | E5 | RIM BC Ratio | 0 | 0 | 0 | 0 | 0 | 0 | 0 | 0 | 0 | 0 | 0 | 0 | 0 | 0 | 0 | 0 | 0 | 0 | 0 | 0 | 0 | 0 | 0 | 0 | 0 | 0 | 0
F5_Industrial_Industrial - ID_New_Process_Natural Gas_Process Boiler_E6 | F5 | Industrial | Industrial - ID | New | Process | Natural Gas | Process Boiler | E6 | RIM BC Ratio | 0 | 0 | 0 | 0 | 0 | 0 | 0 | 0 | 0 | 0 | 0 | 0 | 0 | 0 | 0 | 0 | 0 | 0 | 0 | 0 | 0 | 0 | 0 | 0 | 0 | 0 | 0
F5_Industrial_Industrial - ID_New_Process_Natural Gas_Process Boiler_E7 | F5 | Industrial | Industrial - ID | New | Process | Natural Gas | Process Boiler | E7 | RIM BC Ratio | 0 | 0 | 0 | 0 | 0 | 0 | 0 | 0 | 0 | 0 | 0 | 0 | 0 | 0 | 0 | 0 | 0 | 0 | 0 | 0 | 0 | 0 | 0 | 0 | 0 | 0 | 0
F5_Industrial_Industrial - ID_New_Process_Natural Gas_Process Boiler_E8 | F5 | Industrial | Industrial - ID | New | Process | Natural Gas | Process Boiler | E8 | RIM BC Ratio | 0 | 0 | 0 | 0 | 0 | 0 | 0 | 0 | 0 | 0 | 0 | 0 | 0 | 0 | 0 | 0 | 0 | 0 | 0 | 0 | 0 | 0 | 0 | 0 | 0 | 0 | 0
F5_Industrial_Industrial - ID_New_Process_Natural Gas_Process Boiler_E9 | F5 | Industrial | Industrial - ID | New | Process | Natural Gas | Process Boiler | E9 | RIM BC Ratio | 0 | 0 | 0 | 0 | 0 | 0 | 0 | 0 | 0 | 0 | 0 | 0 | 0 | 0 | 0 | 0 | 0 | 0 | 0 | 0 | 0 | 0 | 0 | 0 | 0 | 0 | 0
F5_Industrial_Industrial - ID_New_Process_Natural Gas_Process Boiler_E10 | F5 | Industrial | Industrial - ID | New | Process | Natural Gas | Process Boiler | E10 | RIM BC Ratio | 0 | 0 | 0 | 0 | 0 | 0 | 0 | 0 | 0 | 0 | 0 | 0 | 0 | 0 | 0 | 0 | 0 | 0 | 0 | 0 | 0 | 0 | 0 | 0 | 0 | 0 | 0
F0_Industrial_Industrial - ID_New_Process_Natural Gas_Process Heating_E0 | F0 | Industrial | Industrial - ID | New | Process | Natural Gas | Process Heating | E0 | Economic Unit | Standard | Standard | Standard | Standard | Standard | Standard | Standard | Standard | Standard | Standard | Standard | Standard | Standard | Standard | Standard | Standard | Standard | Standard | Standard | Standard | Standard | Standard | Standard | Standard | Standard | Standard | Standard
F1_Industrial_Industrial - ID_New_Process_Natural Gas_Process Heating_E1 | F1 | Industrial | Industrial - ID | New | Process | Natural Gas | Process Heating | E1 | CCE | 0 | 0 | 0 | 0 | 0 | 0 | 0 | 0 | 0 | 0 | 0 | 0 | 0 | 0 | 0 | 0 | 0 | 0 | 0 | 0 | 0 | 0 | 0 | 0 | 0 | 0 | 0
F1_Industrial_Industrial - ID_New_Process_Natural Gas_Process Heating_E2 | F1 | Industrial | Industrial - ID | New | Process | Natural Gas | Process Heating | E2 | CCE | 0 | 0 | 0 | 0 | 0 | 0 | 0 | 0 | 0 | 0 | 0 | 0 | 0 | 0 | 0 | 0 | 0 | 0 | 0 | 0 | 0 | 0 | 0 | 0 | 0 | 0 | 0
F1_Industrial_Industrial - ID_New_Process_Natural Gas_Process Heating_E3 | F1 | Industrial | Industrial - ID | New | Process | Natural Gas | Process Heating | E3 | CCE | 0 | 0 | 0 | 0 | 0 | 0 | 0 | 0 | 0 | 0 | 0 | 0 | 0 | 0 | 0 | 0 | 0 | 0 | 0 | 0 | 0 | 0 | 0 | 0 | 0 | 0 | 0
F1_Industrial_Industrial - ID_New_Process_Natural Gas_Process Heating_E4 | F1 | Industrial | Industrial - ID | New | Process | Natural Gas | Process Heating | E4 | CCE | 0 | 0 | 0 | 0 | 0 | 0 | 0 | 0 | 0 | 0 | 0 | 0 | 0 | 0 | 0 | 0 | 0 | 0 | 0 | 0 | 0 | 0 | 0 | 0 | 0 | 0 | 0
F1_Industrial_Industrial - ID_New_Process_Natural Gas_Process Heating_E5 | F1 | Industrial | Industrial - ID | New | Process | Natural Gas | Process Heating | E5 | CCE | 0 | 0 | 0 | 0 | 0 | 0 | 0 | 0 | 0 | 0 | 0 | 0 | 0 | 0 | 0 | 0 | 0 | 0 | 0 | 0 | 0 | 0 | 0 | 0 | 0 | 0 | 0
F1_Industrial_Industrial - ID_New_Process_Natural Gas_Process Heating_E6 | F1 | Industrial | Industrial - ID | New | Process | Natural Gas | Process Heating | E6 | CCE | 0 | 0 | 0 | 0 | 0 | 0 | 0 | 0 | 0 | 0 | 0 | 0 | 0 | 0 | 0 | 0 | 0 | 0 | 0 | 0 | 0 | 0 | 0 | 0 | 0 | 0 | 0
F1_Industrial_Industrial - ID_New_Process_Natural Gas_Process Heating_E7 | F1 | Industrial | Industrial - ID | New | Process | Natural Gas | Process Heating | E7 | CCE | 0 | 0 | 0 | 0 | 0 | 0 | 0 | 0 | 0 | 0 | 0 | 0 | 0 | 0 | 0 | 0 | 0 | 0 | 0 | 0 | 0 | 0 | 0 | 0 | 0 | 0 | 0
F1_Industrial_Industrial - ID_New_Process_Natural Gas_Process Heating_E8 | F1 | Industrial | Industrial - ID | New | Process | Natural Gas | Process Heating | E8 | CCE | 0 | 0 | 0 | 0 | 0 | 0 | 0 | 0 | 0 | 0 | 0 | 0 | 0 | 0 | 0 | 0 | 0 | 0 | 0 | 0 | 0 | 0 | 0 | 0 | 0 | 0 | 0
F1_Industrial_Industrial - ID_New_Process_Natural Gas_Process Heating_E9 | F1 | Industrial | Industrial - ID | New | Process | Natural Gas | Process Heating | E9 | CCE | 0 | 0 | 0 | 0 | 0 | 0 | 0 | 0 | 0 | 0 | 0 | 0 | 0 | 0 | 0 | 0 | 0 | 0 | 0 | 0 | 0 | 0 | 0 | 0 | 0 | 0 | 0
F1_Industrial_Industrial - ID_New_Process_Natural Gas_Process Heating_E10 | F1 | Industrial | Industrial - ID | New | Process | Natural Gas | Process Heating | E10 | CCE | 0 | 0 | 0 | 0 | 0 | 0 | 0 | 0 | 0 | 0 | 0 | 0 | 0 | 0 | 0 | 0 | 0 | 0 | 0 | 0 | 0 | 0 | 0 | 0 | 0 | 0 | 0
F2_Industrial_Industrial - ID_New_Process_Natural Gas_Process Heating_E1 | F2 | Industrial | Industrial - ID | New | Process | Natural Gas | Process Heating | E1 | TRC BC Ratio | [24 empty] | 1 | 1 | 1 | bar: 2019 to 2042
F2_Industrial_Industrial - ID_New_Process_Natural Gas_Process Heating_E2 | F2 | Industrial | Industrial - ID | New | Process | Natural Gas | Process Heating | E2 | TRC BC Ratio | 0 | 0 | 0 | 0 | 0 | 0 | 0 | 0 | 0 | 0 | 0 | 0 | 0 | 0 | 0 | 0 | 0 | 0 | 0 | 0 | 0 | 0 | 0 | 0 | 0 | 0 | 0
F2_Industrial_Industrial - ID_New_Process_Natural Gas_Process Heating_E3 | F2 | Industrial | Industrial - ID | New | Process | Natural Gas | Process Heating | E3 | TRC BC Ratio | 0 | 0 | 0 | 0 | 0 | 0 | 0 | 0 | 0 | 0 | 0 | 0 | 0 | 0 | 0 | 0 | 0 | 0 | 0 | 0 | 0 | 0 | 0 | 0 | 0 | 0 | 0
F2_Industrial_Industrial - ID_New_Process_Natural Gas_Process Heating_E4 | F2 | Industrial | Industrial - ID | New | Process | Natural Gas | Process Heating | E4 | TRC BC Ratio | 0 | 0 | 0 | 0 | 0 | 0 | 0 | 0 | 0 | 0 | 0 | 0 | 0 | 0 | 0 | 0 | 0 | 0 | 0 | 0 | 0 | 0 | 0 | 0 | 0 | 0 | 0
F2_Industrial_Industrial - ID_New_Process_Natural Gas_Process Heating_E5 | F2 | Industrial | Industrial - ID | New | Process | Natural Gas | Process Heating | E5 | TRC BC Ratio | 0 | 0 | 0 | 0 | 0 | 0 | 0 | 0 | 0 | 0 | 0 | 0 | 0 | 0 | 0 | 0 | 0 | 0 | 0 | 0 | 0 | 0 | 0 | 0 | 0 | 0 | 0
F2_Industrial_Industrial - ID_New_Process_Natural Gas_Process Heating_E6 | F2 | Industrial | Industrial - ID | New | Process | Natural Gas | Process Heating | E6 | TRC BC Ratio | 0 | 0 | 0 | 0 | 0 | 0 | 0 | 0 | 0 | 0 | 0 | 0 | 0 | 0 | 0 | 0 | 0 | 0 | 0 | 0 | 0 | 0 | 0 | 0 | 0 | 0 | 0
F2_Industrial_Industrial - ID_New_Process_Natural Gas_Process Heating_E7 | F2 | Industrial | Industrial - ID | New | Process | Natural Gas | Process Heating | E7 | TRC BC Ratio | 0 | 0 | 0 | 0 | 0 | 0 | 0 | 0 | 0 | 0 | 0 | 0 | 0 | 0 | 0 | 0 | 0 | 0 | 0 | 0 | 0 | 0 | 0 | 0 | 0 | 0 | 0
F2_Industrial_Industrial - ID_New_Process_Natural Gas_Process Heating_E8 | F2 | Industrial | Industrial - ID | New | Process | Natural Gas | Process Heating | E8 | TRC BC Ratio | 0 | 0 | 0 | 0 | 0 | 0 | 0 | 0 | 0 | 0 | 0 | 0 | 0 | 0 | 0 | 0 | 0 | 0 | 0 | 0 | 0 | 0 | 0 | 0 | 0 | 0 | 0
F2_Industrial_Industrial - ID_New_Process_Natural Gas_Process Heating_E9 | F2 | Industrial | Industrial - ID | New | Process | Natural Gas | Process Heating | E9 | TRC BC Ratio | 0 | 0 | 0 | 0 | 0 | 0 | 0 | 0 | 0 | 0 | 0 | 0 | 0 | 0 | 0 | 0 | 0 | 0 | 0 | 0 | 0 | 0 | 0 | 0 | 0 | 0 | 0
F2_Industrial_Industrial - ID_New_Process_Natural Gas_Process Heating_E10 | F2 | Industrial | Industrial - ID | New | Process | Natural Gas | Process Heating | E10 | TRC BC Ratio | 0 | 0 | 0 | 0 | 0 | 0 | 0 | 0 | 0 | 0 | 0 | 0 | 0 | 0 | 0 | 0 | 0 | 0 | 0 | 0 | 0 | 0 | 0 | 0 | 0 | 0 | 0
F3_Industrial_Industrial - ID_New_Process_Natural Gas_Process Heating_E1 | F3 | Industrial | Industrial - ID | New | Process | Natural Gas | Process Heating | E1 | PACT BC Ratio | [24 empty] | 1 | 1 | 1 | bar: 2019 to 2042
F3_Industrial_Industrial - ID_New_Process_Natural Gas_Process Heating_E2 | F3 | Industrial | Industrial - ID | New | Process | Natural Gas | Process Heating | E2 | PACT BC Ratio | 0 | 0 | 0 | 0 | 0 | 0 | 0 | 0 | 0 | 0 | 0 | 0 | 0 | 0 | 0 | 0 | 0 | 0 | 0 | 0 | 0 | 0 | 0 | 0 | 0 | 0 | 0
F3_Industrial_Industrial - ID_New_Process_Natural Gas_Process Heating_E3 | F3 | Industrial | Industrial - ID | New | Process | Natural Gas | Process Heating | E3 | PACT BC Ratio | 0 | 0 | 0 | 0 | 0 | 0 | 0 | 0 | 0 | 0 | 0 | 0 | 0 | 0 | 0 | 0 | 0 | 0 | 0 | 0 | 0 | 0 | 0 | 0 | 0 | 0 | 0
F3_Industrial_Industrial - ID_New_Process_Natural Gas_Process Heating_E4 | F3 | Industrial | Industrial - ID | New | Process | Natural Gas | Process Heating | E4 | PACT BC Ratio | 0 | 0 | 0 | 0 | 0 | 0 | 0 | 0 | 0 | 0 | 0 | 0 | 0 | 0 | 0 | 0 | 0 | 0 | 0 | 0 | 0 | 0 | 0 | 0 | 0 | 0 | 0
F3_Industrial_Industrial - ID_New_Process_Natural Gas_Process Heating_E5 | F3 | Industrial | Industrial - ID | New | Process | Natural Gas | Process Heating | E5 | PACT BC Ratio | 0 | 0 | 0 | 0 | 0 | 0 | 0 | 0 | 0 | 0 | 0 | 0 | 0 | 0 | 0 | 0 | 0 | 0 | 0 | 0 | 0 | 0 | 0 | 0 | 0 | 0 | 0
F3_Industrial_Industrial - ID_New_Process_Natural Gas_Process Heating_E6 | F3 | Industrial | Industrial - ID | New | Process | Natural Gas | Process Heating | E6 | PACT BC Ratio | 0 | 0 | 0 | 0 | 0 | 0 | 0 | 0 | 0 | 0 | 0 | 0 | 0 | 0 | 0 | 0 | 0 | 0 | 0 | 0 | 0 | 0 | 0 | 0 | 0 | 0 | 0
F3_Industrial_Industrial - ID_New_Process_Natural Gas_Process Heating_E7 | F3 | Industrial | Industrial - ID | New | Process | Natural Gas | Process Heating | E7 | PACT BC Ratio | 0 | 0 | 0 | 0 | 0 | 0 | 0 | 0 | 0 | 0 | 0 | 0 | 0 | 0 | 0 | 0 | 0 | 0 | 0 | 0 | 0 | 0 | 0 | 0 | 0 | 0 | 0
F3_Industrial_Industrial - ID_New_Process_Natural Gas_Process Heating_E8 | F3 | Industrial | Industrial - ID | New | Process | Natural Gas | Process Heating | E8 | PACT BC Ratio | 0 | 0 | 0 | 0 | 0 | 0 | 0 | 0 | 0 | 0 | 0 | 0 | 0 | 0 | 0 | 0 | 0 | 0 | 0 | 0 | 0 | 0 | 0 | 0 | 0 | 0 | 0
F3_Industrial_Industrial - ID_New_Process_Natural Gas_Process Heating_E9 | F3 | Industrial | Industrial - ID | New | Process | Natural Gas | Process Heating | E9 | PACT BC Ratio | 0 | 0 | 0 | 0 | 0 | 0 | 0 | 0 | 0 | 0 | 0 | 0 | 0 | 0 | 0 | 0 | 0 | 0 | 0 | 0 | 0 | 0 | 0 | 0 | 0 | 0 | 0
F3_Industrial_Industrial - ID_New_Process_Natural Gas_Process Heating_E10 | F3 | Industrial | Industrial - ID | New | Process | Natural Gas | Process Heating | E10 | PACT BC Ratio | 0 | 0 | 0 | 0 | 0 | 0 | 0 | 0 | 0 | 0 | 0 | 0 | 0 | 0 | 0 | 0 | 0 | 0 | 0 | 0 | 0 | 0 | 0 | 0 | 0 | 0 | 0
F4_Industrial_Industrial - ID_New_Process_Natural Gas_Process Heating_E1 | F4 | Industrial | Industrial - ID | New | Process | Natural Gas | Process Heating | E1 | RVT BC Ratio | [24 empty] | 1 | 1 | 1 | bar: 2019 to 2042
F4_Industrial_Industrial - ID_New_Process_Natural Gas_Process Heating_E2 | F4 | Industrial | Industrial - ID | New | Process | Natural Gas | Process Heating | E2 | RVT BC Ratio | 0 | 0 | 0 | 0 | 0 | 0 | 0 | 0 | 0 | 0 | 0 | 0 | 0 | 0 | 0 | 0 | 0 | 0 | 0 | 0 | 0 | 0 | 0 | 0 | 0 | 0 | 0
F4_Industrial_Industrial - ID_New_Process_Natural Gas_Process Heating_E3 | F4 | Industrial | Industrial - ID | New | Process | Natural Gas | Process Heating | E3 | RVT BC Ratio | 0 | 0 | 0 | 0 | 0 | 0 | 0 | 0 | 0 | 0 | 0 | 0 | 0 | 0 | 0 | 0 | 0 | 0 | 0 | 0 | 0 | 0 | 0 | 0 | 0 | 0 | 0
F4_Industrial_Industrial - ID_New_Process_Natural Gas_Process Heating_E4 | F4 | Industrial | Industrial - ID | New | Process | Natural Gas | Process Heating | E4 | RVT BC Ratio | 0 | 0 | 0 | 0 | 0 | 0 | 0 | 0 | 0 | 0 | 0 | 0 | 0 | 0 | 0 | 0 | 0 | 0 | 0 | 0 | 0 | 0 | 0 | 0 | 0 | 0 | 0
F4_Industrial_Industrial - ID_New_Process_Natural Gas_Process Heating_E5 | F4 | Industrial | Industrial - ID | New | Process | Natural Gas | Process Heating | E5 | RVT BC Ratio | 0 | 0 | 0 | 0 | 0 | 0 | 0 | 0 | 0 | 0 | 0 | 0 | 0 | 0 | 0 | 0 | 0 | 0 | 0 | 0 | 0 | 0 | 0 | 0 | 0 | 0 | 0
F4_Industrial_Industrial - ID_New_Process_Natural Gas_Process Heating_E6 | F4 | Industrial | Industrial - ID | New | Process | Natural Gas | Process Heating | E6 | RVT BC Ratio | 0 | 0 | 0 | 0 | 0 | 0 | 0 | 0 | 0 | 0 | 0 | 0 | 0 | 0 | 0 | 0 | 0 | 0 | 0 | 0 | 0 | 0 | 0 | 0 | 0 | 0 | 0
F4_Industrial_Industrial - ID_New_Process_Natural Gas_Process Heating_E7 | F4 | Industrial | Industrial - ID | New | Process | Natural Gas | Process Heating | E7 | RVT BC Ratio | 0 | 0 | 0 | 0 | 0 | 0 | 0 | 0 | 0 | 0 | 0 | 0 | 0 | 0 | 0 | 0 | 0 | 0 | 0 | 0 | 0 | 0 | 0 | 0 | 0 | 0 | 0
F4_Industrial_Industrial - ID_New_Process_Natural Gas_Process Heating_E8 | F4 | Industrial | Industrial - ID | New | Process | Natural Gas | Process Heating | E8 | RVT BC Ratio | 0 | 0 | 0 | 0 | 0 | 0 | 0 | 0 | 0 | 0 | 0 | 0 | 0 | 0 | 0 | 0 | 0 | 0 | 0 | 0 | 0 | 0 | 0 | 0 | 0 | 0 | 0
F4_Industrial_Industrial - ID_New_Process_Natural Gas_Process Heating_E9 | F4 | Industrial | Industrial - ID | New | Process | Natural Gas | Process Heating | E9 | RVT BC Ratio | 0 | 0 | 0 | 0 | 0 | 0 | 0 | 0 | 0 | 0 | 0 | 0 | 0 | 0 | 0 | 0 | 0 | 0 | 0 | 0 | 0 | 0 | 0 | 0 | 0 | 0 | 0
F4_Industrial_Industrial - ID_New_Process_Natural Gas_Process Heating_E10 | F4 | Industrial | Industrial - ID | New | Process | Natural Gas | Process Heating | E10 | RVT BC Ratio | 0 | 0 | 0 | 0 | 0 | 0 | 0 | 0 | 0 | 0 | 0 | 0 | 0 | 0 | 0 | 0 | 0 | 0 | 0 | 0 | 0 | 0 | 0 | 0 | 0 | 0 | 0
F5_Industrial_Industrial - ID_New_Process_Natural Gas_Process Heating_E1 | F5 | Industrial | Industrial - ID | New | Process | Natural Gas | Process Heating | E1 | RIM BC Ratio | [24 empty] | 1 | 1 | 1 | bar: 2019 to 2042
F5_Industrial_Industrial - ID_New_Process_Natural Gas_Process Heating_E2 | F5 | Industrial | Industrial - ID | New | Process | Natural Gas | Process Heating | E2 | RIM BC Ratio | 0 | 0 | 0 | 0 | 0 | 0 | 0 | 0 | 0 | 0 | 0 | 0 | 0 | 0 | 0 | 0 | 0 | 0 | 0 | 0 | 0 | 0 | 0 | 0 | 0 | 0 | 0
F5_Industrial_Industrial - ID_New_Process_Natural Gas_Process Heating_E3 | F5 | Industrial | Industrial - ID | New | Process | Natural Gas | Process Heating | E3 | RIM BC Ratio | 0 | 0 | 0 | 0 | 0 | 0 | 0 | 0 | 0 | 0 | 0 | 0 | 0 | 0 | 0 | 0 | 0 | 0 | 0 | 0 | 0 | 0 | 0 | 0 | 0 | 0 | 0
F5_Industrial_Industrial - ID_New_Process_Natural Gas_Process Heating_E4 | F5 | Industrial | Industrial - ID | New | Process | Natural Gas | Process Heating | E4 | RIM BC Ratio | 0 | 0 | 0 | 0 | 0 | 0 | 0 | 0 | 0 | 0 | 0 | 0 | 0 | 0 | 0 | 0 | 0 | 0 | 0 | 0 | 0 | 0 | 0 | 0 | 0 | 0 | 0
F5_Industrial_Industrial - ID_New_Process_Natural Gas_Process Heating_E5 | F5 | Industrial | Industrial - ID | New | Process | Natural Gas | Process Heating | E5 | RIM BC Ratio | 0 | 0 | 0 | 0 | 0 | 0 | 0 | 0 | 0 | 0 | 0 | 0 | 0 | 0 | 0 | 0 | 0 | 0 | 0 | 0 | 0 | 0 | 0 | 0 | 0 | 0 | 0
F5_Industrial_Industrial - ID_New_Process_Natural Gas_Process Heating_E6 | F5 | Industrial | Industrial - ID | New | Process | Natural Gas | Process Heating | E6 | RIM BC Ratio | 0 | 0 | 0 | 0 | 0 | 0 | 0 | 0 | 0 | 0 | 0 | 0 | 0 | 0 | 0 | 0 | 0 | 0 | 0 | 0 | 0 | 0 | 0 | 0 | 0 | 0 | 0
F5_Industrial_Industrial - ID_New_Process_Natural Gas_Process Heating_E7 | F5 | Industrial | Industrial - ID | New | Process | Natural Gas | Process Heating | E7 | RIM BC Ratio | 0 | 0 | 0 | 0 | 0 | 0 | 0 | 0 | 0 | 0 | 0 | 0 | 0 | 0 | 0 | 0 | 0 | 0 | 0 | 0 | 0 | 0 | 0 | 0 | 0 | 0 | 0
F5_Industrial_Industrial - ID_New_Process_Natural Gas_Process Heating_E8 | F5 | Industrial | Industrial - ID | New | Process | Natural Gas | Process Heating | E8 | RIM BC Ratio | 0 | 0 | 0 | 0 | 0 | 0 | 0 | 0 | 0 | 0 | 0 | 0 | 0 | 0 | 0 | 0 | 0 | 0 | 0 | 0 | 0 | 0 | 0 | 0 | 0 | 0 | 0
F5_Industrial_Industrial - ID_New_Process_Natural Gas_Process Heating_E9 | F5 | Industrial | Industrial - ID | New | Process | Natural Gas | Process Heating | E9 | RIM BC Ratio | 0 | 0 | 0 | 0 | 0 | 0 | 0 | 0 | 0 | 0 | 0 | 0 | 0 | 0 | 0 | 0 | 0 | 0 | 0 | 0 | 0 | 0 | 0 | 0 | 0 | 0 | 0
F5_Industrial_Industrial - ID_New_Process_Natural Gas_Process Heating_E10 | F5 | Industrial | Industrial - ID | New | Process | Natural Gas | Process Heating | E10 | RIM BC Ratio | 0 | 0 | 0 | 0 | 0 | 0 | 0 | 0 | 0 | 0 | 0 | 0 | 0 | 0 | 0 | 0 | 0 | 0 | 0 | 0 | 0 | 0 | 0 | 0 | 0 | 0 | 0
F0_Industrial_Industrial - ID_New_Process_Natural Gas_Process Cooling_E0 | F0 | Industrial | Industrial - ID | New | Process | Natural Gas | Process Cooling | E0 | Economic Unit | Standard | Standard | Standard | Standard | Standard | Standard | Standard | Standard | Standard | Standard | Standard | Standard | Standard | Standard | Standard | Standard | Standard | Standard | Standard | Standard | Standard | Standard | Standard | Standard | Standard | Standard | Standard
F1_Industrial_Industrial - ID_New_Process_Natural Gas_Process Cooling_E1 | F1 | Industrial | Industrial - ID | New | Process | Natural Gas | Process Cooling | E1 | CCE | 0 | 0 | 0 | 0 | 0 | 0 | 0 | 0 | 0 | 0 | 0 | 0 | 0 | 0 | 0 | 0 | 0 | 0 | 0 | 0 | 0 | 0 | 0 | 0 | 0 | 0 | 0
F1_Industrial_Industrial - ID_New_Process_Natural Gas_Process Cooling_E2 | F1 | Industrial | Industrial - ID | New | Process | Natural Gas | Process Cooling | E2 | CCE | 0 | 0 | 0 | 0 | 0 | 0 | 0 | 0 | 0 | 0 | 0 | 0 | 0 | 0 | 0 | 0 | 0 | 0 | 0 | 0 | 0 | 0 | 0 | 0 | 0 | 0 | 0
F1_Industrial_Industrial - ID_New_Process_Natural Gas_Process Cooling_E3 | F1 | Industrial | Industrial - ID | New | Process | Natural Gas | Process Cooling | E3 | CCE | 0 | 0 | 0 | 0 | 0 | 0 | 0 | 0 | 0 | 0 | 0 | 0 | 0 | 0 | 0 | 0 | 0 | 0 | 0 | 0 | 0 | 0 | 0 | 0 | 0 | 0 | 0
F1_Industrial_Industrial - ID_New_Process_Natural Gas_Process Cooling_E4 | F1 | Industrial | Industrial - ID | New | Process | Natural Gas | Process Cooling | E4 | CCE | 0 | 0 | 0 | 0 | 0 | 0 | 0 | 0 | 0 | 0 | 0 | 0 | 0 | 0 | 0 | 0 | 0 | 0 | 0 | 0 | 0 | 0 | 0 | 0 | 0 | 0 | 0
F1_Industrial_Industrial - ID_New_Process_Natural Gas_Process Cooling_E5 | F1 | Industrial | Industrial - ID | New | Process | Natural Gas | Process Cooling | E5 | CCE | 0 | 0 | 0 | 0 | 0 | 0 | 0 | 0 | 0 | 0 | 0 | 0 | 0 | 0 | 0 | 0 | 0 | 0 | 0 | 0 | 0 | 0 | 0 | 0 | 0 | 0 | 0
F1_Industrial_Industrial - ID_New_Process_Natural Gas_Process Cooling_E6 | F1 | Industrial | Industrial - ID | New | Process | Natural Gas | Process Cooling | E6 | CCE | 0 | 0 | 0 | 0 | 0 | 0 | 0 | 0 | 0 | 0 | 0 | 0 | 0 | 0 | 0 | 0 | 0 | 0 | 0 | 0 | 0 | 0 | 0 | 0 | 0 | 0 | 0
F1_Industrial_Industrial - ID_New_Process_Natural Gas_Process Cooling_E7 | F1 | Industrial | Industrial - ID | New | Process | Natural Gas | Process Cooling | E7 | CCE | 0 | 0 | 0 | 0 | 0 | 0 | 0 | 0 | 0 | 0 | 0 | 0 | 0 | 0 | 0 | 0 | 0 | 0 | 0 | 0 | 0 | 0 | 0 | 0 | 0 | 0 | 0
F1_Industrial_Industrial - ID_New_Process_Natural Gas_Process Cooling_E8 | F1 | Industrial | Industrial - ID | New | Process | Natural Gas | Process Cooling | E8 | CCE | 0 | 0 | 0 | 0 | 0 | 0 | 0 | 0 | 0 | 0 | 0 | 0 | 0 | 0 | 0 | 0 | 0 | 0 | 0 | 0 | 0 | 0 | 0 | 0 | 0 | 0 | 0
F1_Industrial_Industrial - ID_New_Process_Natural Gas_Process Cooling_E9 | F1 | Industrial | Industrial - ID | New | Process | Natural Gas | Process Cooling | E9 | CCE | 0 | 0 | 0 | 0 | 0 | 0 | 0 | 0 | 0 | 0 | 0 | 0 | 0 | 0 | 0 | 0 | 0 | 0 | 0 | 0 | 0 | 0 | 0 | 0 | 0 | 0 | 0
F1_Industrial_Industrial - ID_New_Process_Natural Gas_Process Cooling_E10 | F1 | Industrial | Industrial - ID | New | Process | Natural Gas | Process Cooling | E10 | CCE | 0 | 0 | 0 | 0 | 0 | 0 | 0 | 0 | 0 | 0 | 0 | 0 | 0 | 0 | 0 | 0 | 0 | 0 | 0 | 0 | 0 | 0 | 0 | 0 | 0 | 0 | 0
F2_Industrial_Industrial - ID_New_Process_Natural Gas_Process Cooling_E1 | F2 | Industrial | Industrial - ID | New | Process | Natural Gas | Process Cooling | E1 | TRC BC Ratio | [24 empty] | 1 | 1 | 1 | bar: 2019 to 2042
F2_Industrial_Industrial - ID_New_Process_Natural Gas_Process Cooling_E2 | F2 | Industrial | Industrial - ID | New | Process | Natural Gas | Process Cooling | E2 | TRC BC Ratio | 0 | 0 | 0 | 0 | 0 | 0 | 0 | 0 | 0 | 0 | 0 | 0 | 0 | 0 | 0 | 0 | 0 | 0 | 0 | 0 | 0 | 0 | 0 | 0 | 0 | 0 | 0
F2_Industrial_Industrial - ID_New_Process_Natural Gas_Process Cooling_E3 | F2 | Industrial | Industrial - ID | New | Process | Natural Gas | Process Cooling | E3 | TRC BC Ratio | 0 | 0 | 0 | 0 | 0 | 0 | 0 | 0 | 0 | 0 | 0 | 0 | 0 | 0 | 0 | 0 | 0 | 0 | 0 | 0 | 0 | 0 | 0 | 0 | 0 | 0 | 0
F2_Industrial_Industrial - ID_New_Process_Natural Gas_Process Cooling_E4 | F2 | Industrial | Industrial - ID | New | Process | Natural Gas | Process Cooling | E4 | TRC BC Ratio | 0 | 0 | 0 | 0 | 0 | 0 | 0 | 0 | 0 | 0 | 0 | 0 | 0 | 0 | 0 | 0 | 0 | 0 | 0 | 0 | 0 | 0 | 0 | 0 | 0 | 0 | 0
F2_Industrial_Industrial - ID_New_Process_Natural Gas_Process Cooling_E5 | F2 | Industrial | Industrial - ID | New | Process | Natural Gas | Process Cooling | E5 | TRC BC Ratio | 0 | 0 | 0 | 0 | 0 | 0 | 0 | 0 | 0 | 0 | 0 | 0 | 0 | 0 | 0 | 0 | 0 | 0 | 0 | 0 | 0 | 0 | 0 | 0 | 0 | 0 | 0
F2_Industrial_Industrial - ID_New_Process_Natural Gas_Process Cooling_E6 | F2 | Industrial | Industrial - ID | New | Process | Natural Gas | Process Cooling | E6 | TRC BC Ratio | 0 | 0 | 0 | 0 | 0 | 0 | 0 | 0 | 0 | 0 | 0 | 0 | 0 | 0 | 0 | 0 | 0 | 0 | 0 | 0 | 0 | 0 | 0 | 0 | 0 | 0 | 0
F2_Industrial_Industrial - ID_New_Process_Natural Gas_Process Cooling_E7 | F2 | Industrial | Industrial - ID | New | Process | Natural Gas | Process Cooling | E7 | TRC BC Ratio | 0 | 0 | 0 | 0 | 0 | 0 | 0 | 0 | 0 | 0 | 0 | 0 | 0 | 0 | 0 | 0 | 0 | 0 | 0 | 0 | 0 | 0 | 0 | 0 | 0 | 0 | 0
F2_Industrial_Industrial - ID_New_Process_Natural Gas_Process Cooling_E8 | F2 | Industrial | Industrial - ID | New | Process | Natural Gas | Process Cooling | E8 | TRC BC Ratio | 0 | 0 | 0 | 0 | 0 | 0 | 0 | 0 | 0 | 0 | 0 | 0 | 0 | 0 | 0 | 0 | 0 | 0 | 0 | 0 | 0 | 0 | 0 | 0 | 0 | 0 | 0
F2_Industrial_Industrial - ID_New_Process_Natural Gas_Process Cooling_E9 | F2 | Industrial | Industrial - ID | New | Process | Natural Gas | Process Cooling | E9 | TRC BC Ratio | 0 | 0 | 0 | 0 | 0 | 0 | 0 | 0 | 0 | 0 | 0 | 0 | 0 | 0 | 0 | 0 | 0 | 0 | 0 | 0 | 0 | 0 | 0 | 0 | 0 | 0 | 0
F2_Industrial_Industrial - ID_New_Process_Natural Gas_Process Cooling_E10 | F2 | Industrial | Industrial - ID | New | Process | Natural Gas | Process Cooling | E10 | TRC BC Ratio | 0 | 0 | 0 | 0 | 0 | 0 | 0 | 0 | 0 | 0 | 0 | 0 | 0 | 0 | 0 | 0 | 0 | 0 | 0 | 0 | 0 | 0 | 0 | 0 | 0 | 0 | 0
F3_Industrial_Industrial - ID_New_Process_Natural Gas_Process Cooling_E1 | F3 | Industrial | Industrial - ID | New | Process | Natural Gas | Process Cooling | E1 | PACT BC Ratio | [24 empty] | 1 | 1 | 1 | bar: 2019 to 2042
F3_Industrial_Industrial - ID_New_Process_Natural Gas_Process Cooling_E2 | F3 | Industrial | Industrial - ID | New | Process | Natural Gas | Process Cooling | E2 | PACT BC Ratio | 0 | 0 | 0 | 0 | 0 | 0 | 0 | 0 | 0 | 0 | 0 | 0 | 0 | 0 | 0 | 0 | 0 | 0 | 0 | 0 | 0 | 0 | 0 | 0 | 0 | 0 | 0
F3_Industrial_Industrial - ID_New_Process_Natural Gas_Process Cooling_E3 | F3 | Industrial | Industrial - ID | New | Process | Natural Gas | Process Cooling | E3 | PACT BC Ratio | 0 | 0 | 0 | 0 | 0 | 0 | 0 | 0 | 0 | 0 | 0 | 0 | 0 | 0 | 0 | 0 | 0 | 0 | 0 | 0 | 0 | 0 | 0 | 0 | 0 | 0 | 0
F3_Industrial_Industrial - ID_New_Process_Natural Gas_Process Cooling_E4 | F3 | Industrial | Industrial - ID | New | Process | Natural Gas | Process Cooling | E4 | PACT BC Ratio | 0 | 0 | 0 | 0 | 0 | 0 | 0 | 0 | 0 | 0 | 0 | 0 | 0 | 0 | 0 | 0 | 0 | 0 | 0 | 0 | 0 | 0 | 0 | 0 | 0 | 0 | 0
F3_Industrial_Industrial - ID_New_Process_Natural Gas_Process Cooling_E5 | F3 | Industrial | Industrial - ID | New | Process | Natural Gas | Process Cooling | E5 | PACT BC Ratio | 0 | 0 | 0 | 0 | 0 | 0 | 0 | 0 | 0 | 0 | 0 | 0 | 0 | 0 | 0 | 0 | 0 | 0 | 0 | 0 | 0 | 0 | 0 | 0 | 0 | 0 | 0
F3_Industrial_Industrial - ID_New_Process_Natural Gas_Process Cooling_E6 | F3 | Industrial | Industrial - ID | New | Process | Natural Gas | Process Cooling | E6 | PACT BC Ratio | 0 | 0 | 0 | 0 | 0 | 0 | 0 | 0 | 0 | 0 | 0 | 0 | 0 | 0 | 0 | 0 | 0 | 0 | 0 | 0 | 0 | 0 | 0 | 0 | 0 | 0 | 0
F3_Industrial_Industrial - ID_New_Process_Natural Gas_Process Cooling_E7 | F3 | Industrial | Industrial - ID | New | Process | Natural Gas | Process Cooling | E7 | PACT BC Ratio | 0 | 0 | 0 | 0 | 0 | 0 | 0 | 0 | 0 | 0 | 0 | 0 | 0 | 0 | 0 | 0 | 0 | 0 | 0 | 0 | 0 | 0 | 0 | 0 | 0 | 0 | 0
F3_Industrial_Industrial - ID_New_Process_Natural Gas_Process Cooling_E8 | F3 | Industrial | Industrial - ID | New | Process | Natural Gas | Process Cooling | E8 | PACT BC Ratio | 0 | 0 | 0 | 0 | 0 | 0 | 0 | 0 | 0 | 0 | 0 | 0 | 0 | 0 | 0 | 0 | 0 | 0 | 0 | 0 | 0 | 0 | 0 | 0 | 0 | 0 | 0
F3_Industrial_Industrial - ID_New_Process_Natural Gas_Process Cooling_E9 | F3 | Industrial | Industrial - ID | New | Process | Natural Gas | Process Cooling | E9 | PACT BC Ratio | 0 | 0 | 0 | 0 | 0 | 0 | 0 | 0 | 0 | 0 | 0 | 0 | 0 | 0 | 0 | 0 | 0 | 0 | 0 | 0 | 0 | 0 | 0 | 0 | 0 | 0 | 0
F3_Industrial_Industrial - ID_New_Process_Natural Gas_Process Cooling_E10 | F3 | Industrial | Industrial - ID | New | Process | Natural Gas | Process Cooling | E10 | PACT BC Ratio | 0 | 0 | 0 | 0 | 0 | 0 | 0 | 0 | 0 | 0 | 0 | 0 | 0 | 0 | 0 | 0 | 0 | 0 | 0 | 0 | 0 | 0 | 0 | 0 | 0 | 0 | 0
F4_Industrial_Industrial - ID_New_Process_Natural Gas_Process Cooling_E1 | F4 | Industrial | Industrial - ID | New | Process | Natural Gas | Process Cooling | E1 | RVT BC Ratio | [24 empty] | 1 | 1 | 1 | bar: 2019 to 2042
F4_Industrial_Industrial - ID_New_Process_Natural Gas_Process Cooling_E2 | F4 | Industrial | Industrial - ID | New | Process | Natural Gas | Process Cooling | E2 | RVT BC Ratio | 0 | 0 | 0 | 0 | 0 | 0 | 0 | 0 | 0 | 0 | 0 | 0 | 0 | 0 | 0 | 0 | 0 | 0 | 0 | 0 | 0 | 0 | 0 | 0 | 0 | 0 | 0
F4_Industrial_Industrial - ID_New_Process_Natural Gas_Process Cooling_E3 | F4 | Industrial | Industrial - ID | New | Process | Natural Gas | Process Cooling | E3 | RVT BC Ratio | 0 | 0 | 0 | 0 | 0 | 0 | 0 | 0 | 0 | 0 | 0 | 0 | 0 | 0 | 0 | 0 | 0 | 0 | 0 | 0 | 0 | 0 | 0 | 0 | 0 | 0 | 0
F4_Industrial_Industrial - ID_New_Process_Natural Gas_Process Cooling_E4 | F4 | Industrial | Industrial - ID | New | Process | Natural Gas | Process Cooling | E4 | RVT BC Ratio | 0 | 0 | 0 | 0 | 0 | 0 | 0 | 0 | 0 | 0 | 0 | 0 | 0 | 0 | 0 | 0 | 0 | 0 | 0 | 0 | 0 | 0 | 0 | 0 | 0 | 0 | 0
F4_Industrial_Industrial - ID_New_Process_Natural Gas_Process Cooling_E5 | F4 | Industrial | Industrial - ID | New | Process | Natural Gas | Process Cooling | E5 | RVT BC Ratio | 0 | 0 | 0 | 0 | 0 | 0 | 0 | 0 | 0 | 0 | 0 | 0 | 0 | 0 | 0 | 0 | 0 | 0 | 0 | 0 | 0 | 0 | 0 | 0 | 0 | 0 | 0
F4_Industrial_Industrial - ID_New_Process_Natural Gas_Process Cooling_E6 | F4 | Industrial | Industrial - ID | New | Process | Natural Gas | Process Cooling | E6 | RVT BC Ratio | 0 | 0 | 0 | 0 | 0 | 0 | 0 | 0 | 0 | 0 | 0 | 0 | 0 | 0 | 0 | 0 | 0 | 0 | 0 | 0 | 0 | 0 | 0 | 0 | 0 | 0 | 0
F4_Industrial_Industrial - ID_New_Process_Natural Gas_Process Cooling_E7 | F4 | Industrial | Industrial - ID | New | Process | Natural Gas | Process Cooling | E7 | RVT BC Ratio | 0 | 0 | 0 | 0 | 0 | 0 | 0 | 0 | 0 | 0 | 0 | 0 | 0 | 0 | 0 | 0 | 0 | 0 | 0 | 0 | 0 | 0 | 0 | 0 | 0 | 0 | 0
F4_Industrial_Industrial - ID_New_Process_Natural Gas_Process Cooling_E8 | F4 | Industrial | Industrial - ID | New | Process | Natural Gas | Process Cooling | E8 | RVT BC Ratio | 0 | 0 | 0 | 0 | 0 | 0 | 0 | 0 | 0 | 0 | 0 | 0 | 0 | 0 | 0 | 0 | 0 | 0 | 0 | 0 | 0 | 0 | 0 | 0 | 0 | 0 | 0
F4_Industrial_Industrial - ID_New_Process_Natural Gas_Process Cooling_E9 | F4 | Industrial | Industrial - ID | New | Process | Natural Gas | Process Cooling | E9 | RVT BC Ratio | 0 | 0 | 0 | 0 | 0 | 0 | 0 | 0 | 0 | 0 | 0 | 0 | 0 | 0 | 0 | 0 | 0 | 0 | 0 | 0 | 0 | 0 | 0 | 0 | 0 | 0 | 0
F4_Industrial_Industrial - ID_New_Process_Natural Gas_Process Cooling_E10 | F4 | Industrial | Industrial - ID | New | Process | Natural Gas | Process Cooling | E10 | RVT BC Ratio | 0 | 0 | 0 | 0 | 0 | 0 | 0 | 0 | 0 | 0 | 0 | 0 | 0 | 0 | 0 | 0 | 0 | 0 | 0 | 0 | 0 | 0 | 0 | 0 | 0 | 0 | 0
F5_Industrial_Industrial - ID_New_Process_Natural Gas_Process Cooling_E1 | F5 | Industrial | Industrial - ID | New | Process | Natural Gas | Process Cooling | E1 | RIM BC Ratio | [24 empty] | 1 | 1 | 1 | bar: 2019 to 2042
F5_Industrial_Industrial - ID_New_Process_Natural Gas_Process Cooling_E2 | F5 | Industrial | Industrial - ID | New | Process | Natural Gas | Process Cooling | E2 | RIM BC Ratio | 0 | 0 | 0 | 0 | 0 | 0 | 0 | 0 | 0 | 0 | 0 | 0 | 0 | 0 | 0 | 0 | 0 | 0 | 0 | 0 | 0 | 0 | 0 | 0 | 0 | 0 | 0
F5_Industrial_Industrial - ID_New_Process_Natural Gas_Process Cooling_E3 | F5 | Industrial | Industrial - ID | New | Process | Natural Gas | Process Cooling | E3 | RIM BC Ratio | 0 | 0 | 0 | 0 | 0 | 0 | 0 | 0 | 0 | 0 | 0 | 0 | 0 | 0 | 0 | 0 | 0 | 0 | 0 | 0 | 0 | 0 | 0 | 0 | 0 | 0 | 0
F5_Industrial_Industrial - ID_New_Process_Natural Gas_Process Cooling_E4 | F5 | Industrial | Industrial - ID | New | Process | Natural Gas | Process Cooling | E4 | RIM BC Ratio | 0 | 0 | 0 | 0 | 0 | 0 | 0 | 0 | 0 | 0 | 0 | 0 | 0 | 0 | 0 | 0 | 0 | 0 | 0 | 0 | 0 | 0 | 0 | 0 | 0 | 0 | 0
F5_Industrial_Industrial - ID_New_Process_Natural Gas_Process Cooling_E5 | F5 | Industrial | Industrial - ID | New | Process | Natural Gas | Process Cooling | E5 | RIM BC Ratio | 0 | 0 | 0 | 0 | 0 | 0 | 0 | 0 | 0 | 0 | 0 | 0 | 0 | 0 | 0 | 0 | 0 | 0 | 0 | 0 | 0 | 0 | 0 | 0 | 0 | 0 | 0
F5_Industrial_Industrial - ID_New_Process_Natural Gas_Process Cooling_E6 | F5 | Industrial | Industrial - ID | New | Process | Natural Gas | Process Cooling | E6 | RIM BC Ratio | 0 | 0 | 0 | 0 | 0 | 0 | 0 | 0 | 0 | 0 | 0 | 0 | 0 | 0 | 0 | 0 | 0 | 0 | 0 | 0 | 0 | 0 | 0 | 0 | 0 | 0 | 0
F5_Industrial_Industrial - ID_New_Process_Natural Gas_Process Cooling_E7 | F5 | Industrial | Industrial - ID | New | Process | Natural Gas | Process Cooling | E7 | RIM BC Ratio | 0 | 0 | 0 | 0 | 0 | 0 | 0 | 0 | 0 | 0 | 0 | 0 | 0 | 0 | 0 | 0 | 0 | 0 | 0 | 0 | 0 | 0 | 0 | 0 | 0 | 0 | 0
F5_Industrial_Industrial - ID_New_Process_Natural Gas_Process Cooling_E8 | F5 | Industrial | Industrial - ID | New | Process | Natural Gas | Process Cooling | E8 | RIM BC Ratio | 0 | 0 | 0 | 0 | 0 | 0 | 0 | 0 | 0 | 0 | 0 | 0 | 0 | 0 | 0 | 0 | 0 | 0 | 0 | 0 | 0 | 0 | 0 | 0 | 0 | 0 | 0
F5_Industrial_Industrial - ID_New_Process_Natural Gas_Process Cooling_E9 | F5 | Industrial | Industrial - ID | New | Process | Natural Gas | Process Cooling | E9 | RIM BC Ratio | 0 | 0 | 0 | 0 | 0 | 0 | 0 | 0 | 0 | 0 | 0 | 0 | 0 | 0 | 0 | 0 | 0 | 0 | 0 | 0 | 0 | 0 | 0 | 0 | 0 | 0 | 0
F5_Industrial_Industrial - ID_New_Process_Natural Gas_Process Cooling_E10 | F5 | Industrial | Industrial - ID | New | Process | Natural Gas | Process Cooling | E10 | RIM BC Ratio | 0 | 0 | 0 | 0 | 0 | 0 | 0 | 0 | 0 | 0 | 0 | 0 | 0 | 0 | 0 | 0 | 0 | 0 | 0 | 0 | 0 | 0 | 0 | 0 | 0 | 0 | 0
F0_Industrial_Industrial - ID_New_Process_Natural Gas_Other Process_E0 | F0 | Industrial | Industrial - ID | New | Process | Natural Gas | Other Process | E0 | Economic Unit | Standard | Standard | Standard | Standard | Standard | Standard | Standard | Standard | Standard | Standard | Standard | Standard | Standard | Standard | Standard | Standard | Standard | Standard | Standard | Standard | Standard | Standard | Standard | Standard | Standard | Standard | Standard
F1_Industrial_Industrial - ID_New_Process_Natural Gas_Other Process_E1 | F1 | Industrial | Industrial - ID | New | Process | Natural Gas | Other Process | E1 | CCE | 0 | 0 | 0 | 0 | 0 | 0 | 0 | 0 | 0 | 0 | 0 | 0 | 0 | 0 | 0 | 0 | 0 | 0 | 0 | 0 | 0 | 0 | 0 | 0 | 0 | 0 | 0
F1_Industrial_Industrial - ID_New_Process_Natural Gas_Other Process_E2 | F1 | Industrial | Industrial - ID | New | Process | Natural Gas | Other Process | E2 | CCE | 0 | 0 | 0 | 0 | 0 | 0 | 0 | 0 | 0 | 0 | 0 | 0 | 0 | 0 | 0 | 0 | 0 | 0 | 0 | 0 | 0 | 0 | 0 | 0 | 0 | 0 | 0
F1_Industrial_Industrial - ID_New_Process_Natural Gas_Other Process_E3 | F1 | Industrial | Industrial - ID | New | Process | Natural Gas | Other Process | E3 | CCE | 0 | 0 | 0 | 0 | 0 | 0 | 0 | 0 | 0 | 0 | 0 | 0 | 0 | 0 | 0 | 0 | 0 | 0 | 0 | 0 | 0 | 0 | 0 | 0 | 0 | 0 | 0
F1_Industrial_Industrial - ID_New_Process_Natural Gas_Other Process_E4 | F1 | Industrial | Industrial - ID | New | Process | Natural Gas | Other Process | E4 | CCE | 0 | 0 | 0 | 0 | 0 | 0 | 0 | 0 | 0 | 0 | 0 | 0 | 0 | 0 | 0 | 0 | 0 | 0 | 0 | 0 | 0 | 0 | 0 | 0 | 0 | 0 | 0
F1_Industrial_Industrial - ID_New_Process_Natural Gas_Other Process_E5 | F1 | Industrial | Industrial - ID | New | Process | Natural Gas | Other Process | E5 | CCE | 0 | 0 | 0 | 0 | 0 | 0 | 0 | 0 | 0 | 0 | 0 | 0 | 0 | 0 | 0 | 0 | 0 | 0 | 0 | 0 | 0 | 0 | 0 | 0 | 0 | 0 | 0
F1_Industrial_Industrial - ID_New_Process_Natural Gas_Other Process_E6 | F1 | Industrial | Industrial - ID | New | Process | Natural Gas | Other Process | E6 | CCE | 0 | 0 | 0 | 0 | 0 | 0 | 0 | 0 | 0 | 0 | 0 | 0 | 0 | 0 | 0 | 0 | 0 | 0 | 0 | 0 | 0 | 0 | 0 | 0 | 0 | 0 | 0
F1_Industrial_Industrial - ID_New_Process_Natural Gas_Other Process_E7 | F1 | Industrial | Industrial - ID | New | Process | Natural Gas | Other Process | E7 | CCE | 0 | 0 | 0 | 0 | 0 | 0 | 0 | 0 | 0 | 0 | 0 | 0 | 0 | 0 | 0 | 0 | 0 | 0 | 0 | 0 | 0 | 0 | 0 | 0 | 0 | 0 | 0
F1_Industrial_Industrial - ID_New_Process_Natural Gas_Other Process_E8 | F1 | Industrial | Industrial - ID | New | Process | Natural Gas | Other Process | E8 | CCE | 0 | 0 | 0 | 0 | 0 | 0 | 0 | 0 | 0 | 0 | 0 | 0 | 0 | 0 | 0 | 0 | 0 | 0 | 0 | 0 | 0 | 0 | 0 | 0 | 0 | 0 | 0
F1_Industrial_Industrial - ID_New_Process_Natural Gas_Other Process_E9 | F1 | Industrial | Industrial - ID | New | Process | Natural Gas | Other Process | E9 | CCE | 0 | 0 | 0 | 0 | 0 | 0 | 0 | 0 | 0 | 0 | 0 | 0 | 0 | 0 | 0 | 0 | 0 | 0 | 0 | 0 | 0 | 0 | 0 | 0 | 0 | 0 | 0
F1_Industrial_Industrial - ID_New_Process_Natural Gas_Other Process_E10 | F1 | Industrial | Industrial - ID | New | Process | Natural Gas | Other Process | E10 | CCE | 0 | 0 | 0 | 0 | 0 | 0 | 0 | 0 | 0 | 0 | 0 | 0 | 0 | 0 | 0 | 0 | 0 | 0 | 0 | 0 | 0 | 0 | 0 | 0 | 0 | 0 | 0
F2_Industrial_Industrial - ID_New_Process_Natural Gas_Other Process_E1 | F2 | Industrial | Industrial - ID | New | Process | Natural Gas | Other Process | E1 | TRC BC Ratio | [24 empty] | 1 | 1 | 1 | bar: 2019 to 2042
F2_Industrial_Industrial - ID_New_Process_Natural Gas_Other Process_E2 | F2 | Industrial | Industrial - ID | New | Process | Natural Gas | Other Process | E2 | TRC BC Ratio | 0 | 0 | 0 | 0 | 0 | 0 | 0 | 0 | 0 | 0 | 0 | 0 | 0 | 0 | 0 | 0 | 0 | 0 | 0 | 0 | 0 | 0 | 0 | 0 | 0 | 0 | 0
F2_Industrial_Industrial - ID_New_Process_Natural Gas_Other Process_E3 | F2 | Industrial | Industrial - ID | New | Process | Natural Gas | Other Process | E3 | TRC BC Ratio | 0 | 0 | 0 | 0 | 0 | 0 | 0 | 0 | 0 | 0 | 0 | 0 | 0 | 0 | 0 | 0 | 0 | 0 | 0 | 0 | 0 | 0 | 0 | 0 | 0 | 0 | 0
F2_Industrial_Industrial - ID_New_Process_Natural Gas_Other Process_E4 | F2 | Industrial | Industrial - ID | New | Process | Natural Gas | Other Process | E4 | TRC BC Ratio | 0 | 0 | 0 | 0 | 0 | 0 | 0 | 0 | 0 | 0 | 0 | 0 | 0 | 0 | 0 | 0 | 0 | 0 | 0 | 0 | 0 | 0 | 0 | 0 | 0 | 0 | 0
F2_Industrial_Industrial - ID_New_Process_Natural Gas_Other Process_E5 | F2 | Industrial | Industrial - ID | New | Process | Natural Gas | Other Process | E5 | TRC BC Ratio | 0 | 0 | 0 | 0 | 0 | 0 | 0 | 0 | 0 | 0 | 0 | 0 | 0 | 0 | 0 | 0 | 0 | 0 | 0 | 0 | 0 | 0 | 0 | 0 | 0 | 0 | 0
F2_Industrial_Industrial - ID_New_Process_Natural Gas_Other Process_E6 | F2 | Industrial | Industrial - ID | New | Process | Natural Gas | Other Process | E6 | TRC BC Ratio | 0 | 0 | 0 | 0 | 0 | 0 | 0 | 0 | 0 | 0 | 0 | 0 | 0 | 0 | 0 | 0 | 0 | 0 | 0 | 0 | 0 | 0 | 0 | 0 | 0 | 0 | 0
F2_Industrial_Industrial - ID_New_Process_Natural Gas_Other Process_E7 | F2 | Industrial | Industrial - ID | New | Process | Natural Gas | Other Process | E7 | TRC BC Ratio | 0 | 0 | 0 | 0 | 0 | 0 | 0 | 0 | 0 | 0 | 0 | 0 | 0 | 0 | 0 | 0 | 0 | 0 | 0 | 0 | 0 | 0 | 0 | 0 | 0 | 0 | 0
F2_Industrial_Industrial - ID_New_Process_Natural Gas_Other Process_E8 | F2 | Industrial | Industrial - ID | New | Process | Natural Gas | Other Process | E8 | TRC BC Ratio | 0 | 0 | 0 | 0 | 0 | 0 | 0 | 0 | 0 | 0 | 0 | 0 | 0 | 0 | 0 | 0 | 0 | 0 | 0 | 0 | 0 | 0 | 0 | 0 | 0 | 0 | 0
F2_Industrial_Industrial - ID_New_Process_Natural Gas_Other Process_E9 | F2 | Industrial | Industrial - ID | New | Process | Natural Gas | Other Process | E9 | TRC BC Ratio | 0 | 0 | 0 | 0 | 0 | 0 | 0 | 0 | 0 | 0 | 0 | 0 | 0 | 0 | 0 | 0 | 0 | 0 | 0 | 0 | 0 | 0 | 0 | 0 | 0 | 0 | 0
F2_Industrial_Industrial - ID_New_Process_Natural Gas_Other Process_E10 | F2 | Industrial | Industrial - ID | New | Process | Natural Gas | Other Process | E10 | TRC BC Ratio | 0 | 0 | 0 | 0 | 0 | 0 | 0 | 0 | 0 | 0 | 0 | 0 | 0 | 0 | 0 | 0 | 0 | 0 | 0 | 0 | 0 | 0 | 0 | 0 | 0 | 0 | 0
F3_Industrial_Industrial - ID_New_Process_Natural Gas_Other Process_E1 | F3 | Industrial | Industrial - ID | New | Process | Natural Gas | Other Process | E1 | PACT BC Ratio | [24 empty] | 1 | 1 | 1 | bar: 2019 to 2042
F3_Industrial_Industrial - ID_New_Process_Natural Gas_Other Process_E2 | F3 | Industrial | Industrial - ID | New | Process | Natural Gas | Other Process | E2 | PACT BC Ratio | 0 | 0 | 0 | 0 | 0 | 0 | 0 | 0 | 0 | 0 | 0 | 0 | 0 | 0 | 0 | 0 | 0 | 0 | 0 | 0 | 0 | 0 | 0 | 0 | 0 | 0 | 0
F3_Industrial_Industrial - ID_New_Process_Natural Gas_Other Process_E3 | F3 | Industrial | Industrial - ID | New | Process | Natural Gas | Other Process | E3 | PACT BC Ratio | 0 | 0 | 0 | 0 | 0 | 0 | 0 | 0 | 0 | 0 | 0 | 0 | 0 | 0 | 0 | 0 | 0 | 0 | 0 | 0 | 0 | 0 | 0 | 0 | 0 | 0 | 0
F3_Industrial_Industrial - ID_New_Process_Natural Gas_Other Process_E4 | F3 | Industrial | Industrial - ID | New | Process | Natural Gas | Other Process | E4 | PACT BC Ratio | 0 | 0 | 0 | 0 | 0 | 0 | 0 | 0 | 0 | 0 | 0 | 0 | 0 | 0 | 0 | 0 | 0 | 0 | 0 | 0 | 0 | 0 | 0 | 0 | 0 | 0 | 0
F3_Industrial_Industrial - ID_New_Process_Natural Gas_Other Process_E5 | F3 | Industrial | Industrial - ID | New | Process | Natural Gas | Other Process | E5 | PACT BC Ratio | 0 | 0 | 0 | 0 | 0 | 0 | 0 | 0 | 0 | 0 | 0 | 0 | 0 | 0 | 0 | 0 | 0 | 0 | 0 | 0 | 0 | 0 | 0 | 0 | 0 | 0 | 0
F3_Industrial_Industrial - ID_New_Process_Natural Gas_Other Process_E6 | F3 | Industrial | Industrial - ID | New | Process | Natural Gas | Other Process | E6 | PACT BC Ratio | 0 | 0 | 0 | 0 | 0 | 0 | 0 | 0 | 0 | 0 | 0 | 0 | 0 | 0 | 0 | 0 | 0 | 0 | 0 | 0 | 0 | 0 | 0 | 0 | 0 | 0 | 0
F3_Industrial_Industrial - ID_New_Process_Natural Gas_Other Process_E7 | F3 | Industrial | Industrial - ID | New | Process | Natural Gas | Other Process | E7 | PACT BC Ratio | 0 | 0 | 0 | 0 | 0 | 0 | 0 | 0 | 0 | 0 | 0 | 0 | 0 | 0 | 0 | 0 | 0 | 0 | 0 | 0 | 0 | 0 | 0 | 0 | 0 | 0 | 0
F3_Industrial_Industrial - ID_New_Process_Natural Gas_Other Process_E8 | F3 | Industrial | Industrial - ID | New | Process | Natural Gas | Other Process | E8 | PACT BC Ratio | 0 | 0 | 0 | 0 | 0 | 0 | 0 | 0 | 0 | 0 | 0 | 0 | 0 | 0 | 0 | 0 | 0 | 0 | 0 | 0 | 0 | 0 | 0 | 0 | 0 | 0 | 0
F3_Industrial_Industrial - ID_New_Process_Natural Gas_Other Process_E9 | F3 | Industrial | Industrial - ID | New | Process | Natural Gas | Other Process | E9 | PACT BC Ratio | 0 | 0 | 0 | 0 | 0 | 0 | 0 | 0 | 0 | 0 | 0 | 0 | 0 | 0 | 0 | 0 | 0 | 0 | 0 | 0 | 0 | 0 | 0 | 0 | 0 | 0 | 0
F3_Industrial_Industrial - ID_New_Process_Natural Gas_Other Process_E10 | F3 | Industrial | Industrial - ID | New | Process | Natural Gas | Other Process | E10 | PACT BC Ratio | 0 | 0 | 0 | 0 | 0 | 0 | 0 | 0 | 0 | 0 | 0 | 0 | 0 | 0 | 0 | 0 | 0 | 0 | 0 | 0 | 0 | 0 | 0 | 0 | 0 | 0 | 0
F4_Industrial_Industrial - ID_New_Process_Natural Gas_Other Process_E1 | F4 | Industrial | Industrial - ID | New | Process | Natural Gas | Other Process | E1 | RVT BC Ratio | [24 empty] | 1 | 1 | 1 | bar: 2019 to 2042
F4_Industrial_Industrial - ID_New_Process_Natural Gas_Other Process_E2 | F4 | Industrial | Industrial - ID | New | Process | Natural Gas | Other Process | E2 | RVT BC Ratio | 0 | 0 | 0 | 0 | 0 | 0 | 0 | 0 | 0 | 0 | 0 | 0 | 0 | 0 | 0 | 0 | 0 | 0 | 0 | 0 | 0 | 0 | 0 | 0 | 0 | 0 | 0
F4_Industrial_Industrial - ID_New_Process_Natural Gas_Other Process_E3 | F4 | Industrial | Industrial - ID | New | Process | Natural Gas | Other Process | E3 | RVT BC Ratio | 0 | 0 | 0 | 0 | 0 | 0 | 0 | 0 | 0 | 0 | 0 | 0 | 0 | 0 | 0 | 0 | 0 | 0 | 0 | 0 | 0 | 0 | 0 | 0 | 0 | 0 | 0
F4_Industrial_Industrial - ID_New_Process_Natural Gas_Other Process_E4 | F4 | Industrial | Industrial - ID | New | Process | Natural Gas | Other Process | E4 | RVT BC Ratio | 0 | 0 | 0 | 0 | 0 | 0 | 0 | 0 | 0 | 0 | 0 | 0 | 0 | 0 | 0 | 0 | 0 | 0 | 0 | 0 | 0 | 0 | 0 | 0 | 0 | 0 | 0
F4_Industrial_Industrial - ID_New_Process_Natural Gas_Other Process_E5 | F4 | Industrial | Industrial - ID | New | Process | Natural Gas | Other Process | E5 | RVT BC Ratio | 0 | 0 | 0 | 0 | 0 | 0 | 0 | 0 | 0 | 0 | 0 | 0 | 0 | 0 | 0 | 0 | 0 | 0 | 0 | 0 | 0 | 0 | 0 | 0 | 0 | 0 | 0
F4_Industrial_Industrial - ID_New_Process_Natural Gas_Other Process_E6 | F4 | Industrial | Industrial - ID | New | Process | Natural Gas | Other Process | E6 | RVT BC Ratio | 0 | 0 | 0 | 0 | 0 | 0 | 0 | 0 | 0 | 0 | 0 | 0 | 0 | 0 | 0 | 0 | 0 | 0 | 0 | 0 | 0 | 0 | 0 | 0 | 0 | 0 | 0
F4_Industrial_Industrial - ID_New_Process_Natural Gas_Other Process_E7 | F4 | Industrial | Industrial - ID | New | Process | Natural Gas | Other Process | E7 | RVT BC Ratio | 0 | 0 | 0 | 0 | 0 | 0 | 0 | 0 | 0 | 0 | 0 | 0 | 0 | 0 | 0 | 0 | 0 | 0 | 0 | 0 | 0 | 0 | 0 | 0 | 0 | 0 | 0
F4_Industrial_Industrial - ID_New_Process_Natural Gas_Other Process_E8 | F4 | Industrial | Industrial - ID | New | Process | Natural Gas | Other Process | E8 | RVT BC Ratio | 0 | 0 | 0 | 0 | 0 | 0 | 0 | 0 | 0 | 0 | 0 | 0 | 0 | 0 | 0 | 0 | 0 | 0 | 0 | 0 | 0 | 0 | 0 | 0 | 0 | 0 | 0
F4_Industrial_Industrial - ID_New_Process_Natural Gas_Other Process_E9 | F4 | Industrial | Industrial - ID | New | Process | Natural Gas | Other Process | E9 | RVT BC Ratio | 0 | 0 | 0 | 0 | 0 | 0 | 0 | 0 | 0 | 0 | 0 | 0 | 0 | 0 | 0 | 0 | 0 | 0 | 0 | 0 | 0 | 0 | 0 | 0 | 0 | 0 | 0
F4_Industrial_Industrial - ID_New_Process_Natural Gas_Other Process_E10 | F4 | Industrial | Industrial - ID | New | Process | Natural Gas | Other Process | E10 | RVT BC Ratio | 0 | 0 | 0 | 0 | 0 | 0 | 0 | 0 | 0 | 0 | 0 | 0 | 0 | 0 | 0 | 0 | 0 | 0 | 0 | 0 | 0 | 0 | 0 | 0 | 0 | 0 | 0
F5_Industrial_Industrial - ID_New_Process_Natural Gas_Other Process_E1 | F5 | Industrial | Industrial - ID | New | Process | Natural Gas | Other Process | E1 | RIM BC Ratio | [24 empty] | 1 | 1 | 1 | bar: 2019 to 2042
F5_Industrial_Industrial - ID_New_Process_Natural Gas_Other Process_E2 | F5 | Industrial | Industrial - ID | New | Process | Natural Gas | Other Process | E2 | RIM BC Ratio | 0 | 0 | 0 | 0 | 0 | 0 | 0 | 0 | 0 | 0 | 0 | 0 | 0 | 0 | 0 | 0 | 0 | 0 | 0 | 0 | 0 | 0 | 0 | 0 | 0 | 0 | 0
F5_Industrial_Industrial - ID_New_Process_Natural Gas_Other Process_E3 | F5 | Industrial | Industrial - ID | New | Process | Natural Gas | Other Process | E3 | RIM BC Ratio | 0 | 0 | 0 | 0 | 0 | 0 | 0 | 0 | 0 | 0 | 0 | 0 | 0 | 0 | 0 | 0 | 0 | 0 | 0 | 0 | 0 | 0 | 0 | 0 | 0 | 0 | 0
F5_Industrial_Industrial - ID_New_Process_Natural Gas_Other Process_E4 | F5 | Industrial | Industrial - ID | New | Process | Natural Gas | Other Process | E4 | RIM BC Ratio | 0 | 0 | 0 | 0 | 0 | 0 | 0 | 0 | 0 | 0 | 0 | 0 | 0 | 0 | 0 | 0 | 0 | 0 | 0 | 0 | 0 | 0 | 0 | 0 | 0 | 0 | 0
F5_Industrial_Industrial - ID_New_Process_Natural Gas_Other Process_E5 | F5 | Industrial | Industrial - ID | New | Process | Natural Gas | Other Process | E5 | RIM BC Ratio | 0 | 0 | 0 | 0 | 0 | 0 | 0 | 0 | 0 | 0 | 0 | 0 | 0 | 0 | 0 | 0 | 0 | 0 | 0 | 0 | 0 | 0 | 0 | 0 | 0 | 0 | 0
F5_Industrial_Industrial - ID_New_Process_Natural Gas_Other Process_E6 | F5 | Industrial | Industrial - ID | New | Process | Natural Gas | Other Process | E6 | RIM BC Ratio | 0 | 0 | 0 | 0 | 0 | 0 | 0 | 0 | 0 | 0 | 0 | 0 | 0 | 0 | 0 | 0 | 0 | 0 | 0 | 0 | 0 | 0 | 0 | 0 | 0 | 0 | 0
F5_Industrial_Industrial - ID_New_Process_Natural Gas_Other Process_E7 | F5 | Industrial | Industrial - ID | New | Process | Natural Gas | Other Process | E7 | RIM BC Ratio | 0 | 0 | 0 | 0 | 0 | 0 | 0 | 0 | 0 | 0 | 0 | 0 | 0 | 0 | 0 | 0 | 0 | 0 | 0 | 0 | 0 | 0 | 0 | 0 | 0 | 0 | 0
F5_Industrial_Industrial - ID_New_Process_Natural Gas_Other Process_E8 | F5 | Industrial | Industrial - ID | New | Process | Natural Gas | Other Process | E8 | RIM BC Ratio | 0 | 0 | 0 | 0 | 0 | 0 | 0 | 0 | 0 | 0 | 0 | 0 | 0 | 0 | 0 | 0 | 0 | 0 | 0 | 0 | 0 | 0 | 0 | 0 | 0 | 0 | 0
F5_Industrial_Industrial - ID_New_Process_Natural Gas_Other Process_E9 | F5 | Industrial | Industrial - ID | New | Process | Natural Gas | Other Process | E9 | RIM BC Ratio | 0 | 0 | 0 | 0 | 0 | 0 | 0 | 0 | 0 | 0 | 0 | 0 | 0 | 0 | 0 | 0 | 0 | 0 | 0 | 0 | 0 | 0 | 0 | 0 | 0 | 0 | 0
F5_Industrial_Industrial - ID_New_Process_Natural Gas_Other Process_E10 | F5 | Industrial | Industrial - ID | New | Process | Natural Gas | Other Process | E10 | RIM BC Ratio | 0 | 0 | 0 | 0 | 0 | 0 | 0 | 0 | 0 | 0 | 0 | 0 | 0 | 0 | 0 | 0 | 0 | 0 | 0 | 0 | 0 | 0 | 0 | 0 | 0 | 0 | 0
F0_Industrial_Industrial - ID_New_Miscellaneous_Natural Gas_Miscellaneous_E0 | F0 | Industrial | Industrial - ID | New | Miscellaneous | Natural Gas | Miscellaneous | E0 | Economic Unit | Standard | Standard | Standard | Standard | Standard | Standard | Standard | Standard | Standard | Standard | Standard | Standard | Standard | Standard | Standard | Standard | Standard | Standard | Standard | Standard | Standard | Standard | Standard | Standard | Standard | Standard | Standard
F1_Industrial_Industrial - ID_New_Miscellaneous_Natural Gas_Miscellaneous_E1 | F1 | Industrial | Industrial - ID | New | Miscellaneous | Natural Gas | Miscellaneous | E1 | CCE | 0 | 0 | 0 | 0 | 0 | 0 | 0 | 0 | 0 | 0 | 0 | 0 | 0 | 0 | 0 | 0 | 0 | 0 | 0 | 0 | 0 | 0 | 0 | 0 | 0 | 0 | 0
F1_Industrial_Industrial - ID_New_Miscellaneous_Natural Gas_Miscellaneous_E2 | F1 | Industrial | Industrial - ID | New | Miscellaneous | Natural Gas | Miscellaneous | E2 | CCE | 0 | 0 | 0 | 0 | 0 | 0 | 0 | 0 | 0 | 0 | 0 | 0 | 0 | 0 | 0 | 0 | 0 | 0 | 0 | 0 | 0 | 0 | 0 | 0 | 0 | 0 | 0
F1_Industrial_Industrial - ID_New_Miscellaneous_Natural Gas_Miscellaneous_E3 | F1 | Industrial | Industrial - ID | New | Miscellaneous | Natural Gas | Miscellaneous | E3 | CCE | 0 | 0 | 0 | 0 | 0 | 0 | 0 | 0 | 0 | 0 | 0 | 0 | 0 | 0 | 0 | 0 | 0 | 0 | 0 | 0 | 0 | 0 | 0 | 0 | 0 | 0 | 0
F1_Industrial_Industrial - ID_New_Miscellaneous_Natural Gas_Miscellaneous_E4 | F1 | Industrial | Industrial - ID | New | Miscellaneous | Natural Gas | Miscellaneous | E4 | CCE | 0 | 0 | 0 | 0 | 0 | 0 | 0 | 0 | 0 | 0 | 0 | 0 | 0 | 0 | 0 | 0 | 0 | 0 | 0 | 0 | 0 | 0 | 0 | 0 | 0 | 0 | 0
F1_Industrial_Industrial - ID_New_Miscellaneous_Natural Gas_Miscellaneous_E5 | F1 | Industrial | Industrial - ID | New | Miscellaneous | Natural Gas | Miscellaneous | E5 | CCE | 0 | 0 | 0 | 0 | 0 | 0 | 0 | 0 | 0 | 0 | 0 | 0 | 0 | 0 | 0 | 0 | 0 | 0 | 0 | 0 | 0 | 0 | 0 | 0 | 0 | 0 | 0
F1_Industrial_Industrial - ID_New_Miscellaneous_Natural Gas_Miscellaneous_E6 | F1 | Industrial | Industrial - ID | New | Miscellaneous | Natural Gas | Miscellaneous | E6 | CCE | 0 | 0 | 0 | 0 | 0 | 0 | 0 | 0 | 0 | 0 | 0 | 0 | 0 | 0 | 0 | 0 | 0 | 0 | 0 | 0 | 0 | 0 | 0 | 0 | 0 | 0 | 0
F1_Industrial_Industrial - ID_New_Miscellaneous_Natural Gas_Miscellaneous_E7 | F1 | Industrial | Industrial - ID | New | Miscellaneous | Natural Gas | Miscellaneous | E7 | CCE | 0 | 0 | 0 | 0 | 0 | 0 | 0 | 0 | 0 | 0 | 0 | 0 | 0 | 0 | 0 | 0 | 0 | 0 | 0 | 0 | 0 | 0 | 0 | 0 | 0 | 0 | 0
F1_Industrial_Industrial - ID_New_Miscellaneous_Natural Gas_Miscellaneous_E8 | F1 | Industrial | Industrial - ID | New | Miscellaneous | Natural Gas | Miscellaneous | E8 | CCE | 0 | 0 | 0 | 0 | 0 | 0 | 0 | 0 | 0 | 0 | 0 | 0 | 0 | 0 | 0 | 0 | 0 | 0 | 0 | 0 | 0 | 0 | 0 | 0 | 0 | 0 | 0
F1_Industrial_Industrial - ID_New_Miscellaneous_Natural Gas_Miscellaneous_E9 | F1 | Industrial | Industrial - ID | New | Miscellaneous | Natural Gas | Miscellaneous | E9 | CCE | 0 | 0 | 0 | 0 | 0 | 0 | 0 | 0 | 0 | 0 | 0 | 0 | 0 | 0 | 0 | 0 | 0 | 0 | 0 | 0 | 0 | 0 | 0 | 0 | 0 | 0 | 0
F1_Industrial_Industrial - ID_New_Miscellaneous_Natural Gas_Miscellaneous_E10 | F1 | Industrial | Industrial - ID | New | Miscellaneous | Natural Gas | Miscellaneous | E10 | CCE | 0 | 0 | 0 | 0 | 0 | 0 | 0 | 0 | 0 | 0 | 0 | 0 | 0 | 0 | 0 | 0 | 0 | 0 | 0 | 0 | 0 | 0 | 0 | 0 | 0 | 0 | 0
F2_Industrial_Industrial - ID_New_Miscellaneous_Natural Gas_Miscellaneous_E1 | F2 | Industrial | Industrial - ID | New | Miscellaneous | Natural Gas | Miscellaneous | E1 | TRC BC Ratio | [24 empty] | 1 | 1 | 1 | bar: 2019 to 2042
F2_Industrial_Industrial - ID_New_Miscellaneous_Natural Gas_Miscellaneous_E2 | F2 | Industrial | Industrial - ID | New | Miscellaneous | Natural Gas | Miscellaneous | E2 | TRC BC Ratio | 0 | 0 | 0 | 0 | 0 | 0 | 0 | 0 | 0 | 0 | 0 | 0 | 0 | 0 | 0 | 0 | 0 | 0 | 0 | 0 | 0 | 0 | 0 | 0 | 0 | 0 | 0
F2_Industrial_Industrial - ID_New_Miscellaneous_Natural Gas_Miscellaneous_E3 | F2 | Industrial | Industrial - ID | New | Miscellaneous | Natural Gas | Miscellaneous | E3 | TRC BC Ratio | 0 | 0 | 0 | 0 | 0 | 0 | 0 | 0 | 0 | 0 | 0 | 0 | 0 | 0 | 0 | 0 | 0 | 0 | 0 | 0 | 0 | 0 | 0 | 0 | 0 | 0 | 0
F2_Industrial_Industrial - ID_New_Miscellaneous_Natural Gas_Miscellaneous_E4 | F2 | Industrial | Industrial - ID | New | Miscellaneous | Natural Gas | Miscellaneous | E4 | TRC BC Ratio | 0 | 0 | 0 | 0 | 0 | 0 | 0 | 0 | 0 | 0 | 0 | 0 | 0 | 0 | 0 | 0 | 0 | 0 | 0 | 0 | 0 | 0 | 0 | 0 | 0 | 0 | 0
F2_Industrial_Industrial - ID_New_Miscellaneous_Natural Gas_Miscellaneous_E5 | F2 | Industrial | Industrial - ID | New | Miscellaneous | Natural Gas | Miscellaneous | E5 | TRC BC Ratio | 0 | 0 | 0 | 0 | 0 | 0 | 0 | 0 | 0 | 0 | 0 | 0 | 0 | 0 | 0 | 0 | 0 | 0 | 0 | 0 | 0 | 0 | 0 | 0 | 0 | 0 | 0
F2_Industrial_Industrial - ID_New_Miscellaneous_Natural Gas_Miscellaneous_E6 | F2 | Industrial | Industrial - ID | New | Miscellaneous | Natural Gas | Miscellaneous | E6 | TRC BC Ratio | 0 | 0 | 0 | 0 | 0 | 0 | 0 | 0 | 0 | 0 | 0 | 0 | 0 | 0 | 0 | 0 | 0 | 0 | 0 | 0 | 0 | 0 | 0 | 0 | 0 | 0 | 0
F2_Industrial_Industrial - ID_New_Miscellaneous_Natural Gas_Miscellaneous_E7 | F2 | Industrial | Industrial - ID | New | Miscellaneous | Natural Gas | Miscellaneous | E7 | TRC BC Ratio | 0 | 0 | 0 | 0 | 0 | 0 | 0 | 0 | 0 | 0 | 0 | 0 | 0 | 0 | 0 | 0 | 0 | 0 | 0 | 0 | 0 | 0 | 0 | 0 | 0 | 0 | 0
F2_Industrial_Industrial - ID_New_Miscellaneous_Natural Gas_Miscellaneous_E8 | F2 | Industrial | Industrial - ID | New | Miscellaneous | Natural Gas | Miscellaneous | E8 | TRC BC Ratio | 0 | 0 | 0 | 0 | 0 | 0 | 0 | 0 | 0 | 0 | 0 | 0 | 0 | 0 | 0 | 0 | 0 | 0 | 0 | 0 | 0 | 0 | 0 | 0 | 0 | 0 | 0
F2_Industrial_Industrial - ID_New_Miscellaneous_Natural Gas_Miscellaneous_E9 | F2 | Industrial | Industrial - ID | New | Miscellaneous | Natural Gas | Miscellaneous | E9 | TRC BC Ratio | 0 | 0 | 0 | 0 | 0 | 0 | 0 | 0 | 0 | 0 | 0 | 0 | 0 | 0 | 0 | 0 | 0 | 0 | 0 | 0 | 0 | 0 | 0 | 0 | 0 | 0 | 0
F2_Industrial_Industrial - ID_New_Miscellaneous_Natural Gas_Miscellaneous_E10 | F2 | Industrial | Industrial - ID | New | Miscellaneous | Natural Gas | Miscellaneous | E10 | TRC BC Ratio | 0 | 0 | 0 | 0 | 0 | 0 | 0 | 0 | 0 | 0 | 0 | 0 | 0 | 0 | 0 | 0 | 0 | 0 | 0 | 0 | 0 | 0 | 0 | 0 | 0 | 0 | 0
F3_Industrial_Industrial - ID_New_Miscellaneous_Natural Gas_Miscellaneous_E1 | F3 | Industrial | Industrial - ID | New | Miscellaneous | Natural Gas | Miscellaneous | E1 | PACT BC Ratio | [24 empty] | 1 | 1 | 1 | bar: 2019 to 2042
F3_Industrial_Industrial - ID_New_Miscellaneous_Natural Gas_Miscellaneous_E2 | F3 | Industrial | Industrial - ID | New | Miscellaneous | Natural Gas | Miscellaneous | E2 | PACT BC Ratio | 0 | 0 | 0 | 0 | 0 | 0 | 0 | 0 | 0 | 0 | 0 | 0 | 0 | 0 | 0 | 0 | 0 | 0 | 0 | 0 | 0 | 0 | 0 | 0 | 0 | 0 | 0
F3_Industrial_Industrial - ID_New_Miscellaneous_Natural Gas_Miscellaneous_E3 | F3 | Industrial | Industrial - ID | New | Miscellaneous | Natural Gas | Miscellaneous | E3 | PACT BC Ratio | 0 | 0 | 0 | 0 | 0 | 0 | 0 | 0 | 0 | 0 | 0 | 0 | 0 | 0 | 0 | 0 | 0 | 0 | 0 | 0 | 0 | 0 | 0 | 0 | 0 | 0 | 0
F3_Industrial_Industrial - ID_New_Miscellaneous_Natural Gas_Miscellaneous_E4 | F3 | Industrial | Industrial - ID | New | Miscellaneous | Natural Gas | Miscellaneous | E4 | PACT BC Ratio | 0 | 0 | 0 | 0 | 0 | 0 | 0 | 0 | 0 | 0 | 0 | 0 | 0 | 0 | 0 | 0 | 0 | 0 | 0 | 0 | 0 | 0 | 0 | 0 | 0 | 0 | 0
F3_Industrial_Industrial - ID_New_Miscellaneous_Natural Gas_Miscellaneous_E5 | F3 | Industrial | Industrial - ID | New | Miscellaneous | Natural Gas | Miscellaneous | E5 | PACT BC Ratio | 0 | 0 | 0 | 0 | 0 | 0 | 0 | 0 | 0 | 0 | 0 | 0 | 0 | 0 | 0 | 0 | 0 | 0 | 0 | 0 | 0 | 0 | 0 | 0 | 0 | 0 | 0
F3_Industrial_Industrial - ID_New_Miscellaneous_Natural Gas_Miscellaneous_E6 | F3 | Industrial | Industrial - ID | New | Miscellaneous | Natural Gas | Miscellaneous | E6 | PACT BC Ratio | 0 | 0 | 0 | 0 | 0 | 0 | 0 | 0 | 0 | 0 | 0 | 0 | 0 | 0 | 0 | 0 | 0 | 0 | 0 | 0 | 0 | 0 | 0 | 0 | 0 | 0 | 0
F3_Industrial_Industrial - ID_New_Miscellaneous_Natural Gas_Miscellaneous_E7 | F3 | Industrial | Industrial - ID | New | Miscellaneous | Natural Gas | Miscellaneous | E7 | PACT BC Ratio | 0 | 0 | 0 | 0 | 0 | 0 | 0 | 0 | 0 | 0 | 0 | 0 | 0 | 0 | 0 | 0 | 0 | 0 | 0 | 0 | 0 | 0 | 0 | 0 | 0 | 0 | 0
F3_Industrial_Industrial - ID_New_Miscellaneous_Natural Gas_Miscellaneous_E8 | F3 | Industrial | Industrial - ID | New | Miscellaneous | Natural Gas | Miscellaneous | E8 | PACT BC Ratio | 0 | 0 | 0 | 0 | 0 | 0 | 0 | 0 | 0 | 0 | 0 | 0 | 0 | 0 | 0 | 0 | 0 | 0 | 0 | 0 | 0 | 0 | 0 | 0 | 0 | 0 | 0
F3_Industrial_Industrial - ID_New_Miscellaneous_Natural Gas_Miscellaneous_E9 | F3 | Industrial | Industrial - ID | New | Miscellaneous | Natural Gas | Miscellaneous | E9 | PACT BC Ratio | 0 | 0 | 0 | 0 | 0 | 0 | 0 | 0 | 0 | 0 | 0 | 0 | 0 | 0 | 0 | 0 | 0 | 0 | 0 | 0 | 0 | 0 | 0 | 0 | 0 | 0 | 0
F3_Industrial_Industrial - ID_New_Miscellaneous_Natural Gas_Miscellaneous_E10 | F3 | Industrial | Industrial - ID | New | Miscellaneous | Natural Gas | Miscellaneous | E10 | PACT BC Ratio | 0 | 0 | 0 | 0 | 0 | 0 | 0 | 0 | 0 | 0 | 0 | 0 | 0 | 0 | 0 | 0 | 0 | 0 | 0 | 0 | 0 | 0 | 0 | 0 | 0 | 0 | 0
F4_Industrial_Industrial - ID_New_Miscellaneous_Natural Gas_Miscellaneous_E1 | F4 | Industrial | Industrial - ID | New | Miscellaneous | Natural Gas | Miscellaneous | E1 | RVT BC Ratio | [24 empty] | 1 | 1 | 1 | bar: 2019 to 2042
F4_Industrial_Industrial - ID_New_Miscellaneous_Natural Gas_Miscellaneous_E2 | F4 | Industrial | Industrial - ID | New | Miscellaneous | Natural Gas | Miscellaneous | E2 | RVT BC Ratio | 0 | 0 | 0 | 0 | 0 | 0 | 0 | 0 | 0 | 0 | 0 | 0 | 0 | 0 | 0 | 0 | 0 | 0 | 0 | 0 | 0 | 0 | 0 | 0 | 0 | 0 | 0
F4_Industrial_Industrial - ID_New_Miscellaneous_Natural Gas_Miscellaneous_E3 | F4 | Industrial | Industrial - ID | New | Miscellaneous | Natural Gas | Miscellaneous | E3 | RVT BC Ratio | 0 | 0 | 0 | 0 | 0 | 0 | 0 | 0 | 0 | 0 | 0 | 0 | 0 | 0 | 0 | 0 | 0 | 0 | 0 | 0 | 0 | 0 | 0 | 0 | 0 | 0 | 0
F4_Industrial_Industrial - ID_New_Miscellaneous_Natural Gas_Miscellaneous_E4 | F4 | Industrial | Industrial - ID | New | Miscellaneous | Natural Gas | Miscellaneous | E4 | RVT BC Ratio | 0 | 0 | 0 | 0 | 0 | 0 | 0 | 0 | 0 | 0 | 0 | 0 | 0 | 0 | 0 | 0 | 0 | 0 | 0 | 0 | 0 | 0 | 0 | 0 | 0 | 0 | 0
F4_Industrial_Industrial - ID_New_Miscellaneous_Natural Gas_Miscellaneous_E5 | F4 | Industrial | Industrial - ID | New | Miscellaneous | Natural Gas | Miscellaneous | E5 | RVT BC Ratio | 0 | 0 | 0 | 0 | 0 | 0 | 0 | 0 | 0 | 0 | 0 | 0 | 0 | 0 | 0 | 0 | 0 | 0 | 0 | 0 | 0 | 0 | 0 | 0 | 0 | 0 | 0
F4_Industrial_Industrial - ID_New_Miscellaneous_Natural Gas_Miscellaneous_E6 | F4 | Industrial | Industrial - ID | New | Miscellaneous | Natural Gas | Miscellaneous | E6 | RVT BC Ratio | 0 | 0 | 0 | 0 | 0 | 0 | 0 | 0 | 0 | 0 | 0 | 0 | 0 | 0 | 0 | 0 | 0 | 0 | 0 | 0 | 0 | 0 | 0 | 0 | 0 | 0 | 0
F4_Industrial_Industrial - ID_New_Miscellaneous_Natural Gas_Miscellaneous_E7 | F4 | Industrial | Industrial - ID | New | Miscellaneous | Natural Gas | Miscellaneous | E7 | RVT BC Ratio | 0 | 0 | 0 | 0 | 0 | 0 | 0 | 0 | 0 | 0 | 0 | 0 | 0 | 0 | 0 | 0 | 0 | 0 | 0 | 0 | 0 | 0 | 0 | 0 | 0 | 0 | 0
F4_Industrial_Industrial - ID_New_Miscellaneous_Natural Gas_Miscellaneous_E8 | F4 | Industrial | Industrial - ID | New | Miscellaneous | Natural Gas | Miscellaneous | E8 | RVT BC Ratio | 0 | 0 | 0 | 0 | 0 | 0 | 0 | 0 | 0 | 0 | 0 | 0 | 0 | 0 | 0 | 0 | 0 | 0 | 0 | 0 | 0 | 0 | 0 | 0 | 0 | 0 | 0
F4_Industrial_Industrial - ID_New_Miscellaneous_Natural Gas_Miscellaneous_E9 | F4 | Industrial | Industrial - ID | New | Miscellaneous | Natural Gas | Miscellaneous | E9 | RVT BC Ratio | 0 | 0 | 0 | 0 | 0 | 0 | 0 | 0 | 0 | 0 | 0 | 0 | 0 | 0 | 0 | 0 | 0 | 0 | 0 | 0 | 0 | 0 | 0 | 0 | 0 | 0 | 0
F4_Industrial_Industrial - ID_New_Miscellaneous_Natural Gas_Miscellaneous_E10 | F4 | Industrial | Industrial - ID | New | Miscellaneous | Natural Gas | Miscellaneous | E10 | RVT BC Ratio | 0 | 0 | 0 | 0 | 0 | 0 | 0 | 0 | 0 | 0 | 0 | 0 | 0 | 0 | 0 | 0 | 0 | 0 | 0 | 0 | 0 | 0 | 0 | 0 | 0 | 0 | 0
F5_Industrial_Industrial - ID_New_Miscellaneous_Natural Gas_Miscellaneous_E1 | F5 | Industrial | Industrial - ID | New | Miscellaneous | Natural Gas | Miscellaneous | E1 | RIM BC Ratio | [24 empty] | 1 | 1 | 1 | bar: 2019 to 2042
F5_Industrial_Industrial - ID_New_Miscellaneous_Natural Gas_Miscellaneous_E2 | F5 | Industrial | Industrial - ID | New | Miscellaneous | Natural Gas | Miscellaneous | E2 | RIM BC Ratio | 0 | 0 | 0 | 0 | 0 | 0 | 0 | 0 | 0 | 0 | 0 | 0 | 0 | 0 | 0 | 0 | 0 | 0 | 0 | 0 | 0 | 0 | 0 | 0 | 0 | 0 | 0
F5_Industrial_Industrial - ID_New_Miscellaneous_Natural Gas_Miscellaneous_E3 | F5 | Industrial | Industrial - ID | New | Miscellaneous | Natural Gas | Miscellaneous | E3 | RIM BC Ratio | 0 | 0 | 0 | 0 | 0 | 0 | 0 | 0 | 0 | 0 | 0 | 0 | 0 | 0 | 0 | 0 | 0 | 0 | 0 | 0 | 0 | 0 | 0 | 0 | 0 | 0 | 0
F5_Industrial_Industrial - ID_New_Miscellaneous_Natural Gas_Miscellaneous_E4 | F5 | Industrial | Industrial - ID | New | Miscellaneous | Natural Gas | Miscellaneous | E4 | RIM BC Ratio | 0 | 0 | 0 | 0 | 0 | 0 | 0 | 0 | 0 | 0 | 0 | 0 | 0 | 0 | 0 | 0 | 0 | 0 | 0 | 0 | 0 | 0 | 0 | 0 | 0 | 0 | 0
F5_Industrial_Industrial - ID_New_Miscellaneous_Natural Gas_Miscellaneous_E5 | F5 | Industrial | Industrial - ID | New | Miscellaneous | Natural Gas | Miscellaneous | E5 | RIM BC Ratio | 0 | 0 | 0 | 0 | 0 | 0 | 0 | 0 | 0 | 0 | 0 | 0 | 0 | 0 | 0 | 0 | 0 | 0 | 0 | 0 | 0 | 0 | 0 | 0 | 0 | 0 | 0
F5_Industrial_Industrial - ID_New_Miscellaneous_Natural Gas_Miscellaneous_E6 | F5 | Industrial | Industrial - ID | New | Miscellaneous | Natural Gas | Miscellaneous | E6 | RIM BC Ratio | 0 | 0 | 0 | 0 | 0 | 0 | 0 | 0 | 0 | 0 | 0 | 0 | 0 | 0 | 0 | 0 | 0 | 0 | 0 | 0 | 0 | 0 | 0 | 0 | 0 | 0 | 0
F5_Industrial_Industrial - ID_New_Miscellaneous_Natural Gas_Miscellaneous_E7 | F5 | Industrial | Industrial - ID | New | Miscellaneous | Natural Gas | Miscellaneous | E7 | RIM BC Ratio | 0 | 0 | 0 | 0 | 0 | 0 | 0 | 0 | 0 | 0 | 0 | 0 | 0 | 0 | 0 | 0 | 0 | 0 | 0 | 0 | 0 | 0 | 0 | 0 | 0 | 0 | 0
F5_Industrial_Industrial - ID_New_Miscellaneous_Natural Gas_Miscellaneous_E8 | F5 | Industrial | Industrial - ID | New | Miscellaneous | Natural Gas | Miscellaneous | E8 | RIM BC Ratio | 0 | 0 | 0 | 0 | 0 | 0 | 0 | 0 | 0 | 0 | 0 | 0 | 0 | 0 | 0 | 0 | 0 | 0 | 0 | 0 | 0 | 0 | 0 | 0 | 0 | 0 | 0
F5_Industrial_Industrial - ID_New_Miscellaneous_Natural Gas_Miscellaneous_E9 | F5 | Industrial | Industrial - ID | New | Miscellaneous | Natural Gas | Miscellaneous | E9 | RIM BC Ratio | 0 | 0 | 0 | 0 | 0 | 0 | 0 | 0 | 0 | 0 | 0 | 0 | 0 | 0 | 0 | 0 | 0 | 0 | 0 | 0 | 0 | 0 | 0 | 0 | 0 | 0 | 0
F5_Industrial_Industrial - ID_New_Miscellaneous_Natural Gas_Miscellaneous_E10 | F5 | Industrial | Industrial - ID | New | Miscellaneous | Natural Gas | Miscellaneous | E10 | RIM BC Ratio | 0 | 0 | 0 | 0 | 0 | 0 | 0 | 0 | 0 | 0 | 0 | 0 | 0 | 0 | 0 | 0 | 0 | 0 | 0 | 0 | 0 | 0 | 0 | 0 | 0 | 0 | 0

## System Costs (hidden)
Key | Field | Sector | Segment | Vintage | System | System Label | Label | 2013 | 2014 | 2015 | 2016 | 2017 | 2018 | 2019 | 2020 | 2021 | 2022 | 2023 | 2024 | 2025 | 2026 | 2027 | 2028 | 2029 | 2030 | 2031 | 2032 | 2033 | 2034 | 2035

## System Stock (hidden)
Key | Sector | Segment | Vintage | System | Label | Case | 2013 | 2014 | 2015 | 2016 | 2017 | 2018 | 2019 | 2020 | 2021 | 2022 | 2023 | 2024 | 2025 | 2026 | 2027 | 2028 | 2029 | 2030 | 2031 | 2032 | 2033 | 2034 | 2035

## Equipment Results
Key | Field | Sector | Segment | Vintage | End Use | Fuel | Technology | Case | Label | 2019 | 2020 | 2021 | 2022 | 2023 | 2024 | 2025 | 2026 | 2027 | 2028 | 2029 | 2030 | 2031 | 2032 | 2033 | 2034 | 2035 | 2036 | 2037 | 2038 | 2039 | 2040 | 2041 | 2042 | 2043 | 2044 | 2045 | 2046
F1_Industrial_Industrial - WA_Existing_Space Heating_Natural Gas_Furnace_Baseline Forecast | F1 | Industrial | Industrial - WA | Existing | Space Heating | Natural Gas | Furnace | Baseline Forecast | Units | 558.4083 | 548.7806 | 539.3189 | 530.0203 | 520.882 | 511.9013 | 503.0754 | 494.4017 | 485.8775 | 477.5003 | 469.2675 | 461.1767 | 453.2254 | 445.4112 | 437.7317 | 430.1846 | 422.7676 | 415.4785 | 408.3151 | 401.2752 | 394.3566 | 387.5574 | 380.8753 | 374.3085 | 367.8549 | 361.5126 | 355.2796
F2_Industrial_Industrial - WA_Existing_Space Heating_Natural Gas_Furnace_Baseline Forecast | F2 | Industrial | Industrial - WA | Existing | Space Heating | Natural Gas | Furnace | Baseline Forecast | Usage (MMtherm) | 0.060241 | 0.056987 | 0.055944 | 0.054919 | 0.053913 | 0.052926 | 0.051958 | 0.051009 | 0.050079 | 0.049168 | 0.048276 | 0.047402 | 0.046547 | 0.045709 | 0.044889 | 0.044085 | 0.043297 | 0.042524 | 0.041767 | 0.041025 | 0.040298 | 0.039584 | 0.038884 | 0.038197 | 0.037524 | 0.036863 | 0.036215
F3_Industrial_Industrial - WA_Existing_Space Heating_Natural Gas_Furnace_Baseline Forecast | F3 | Industrial | Industrial - WA | Existing | Space Heating | Natural Gas | Furnace | Baseline Forecast | Summer Peak Demand (n/a) | 0 | 0 | 0 | 0 | 0 | 0 | 0 | 0 | 0 | 0 | 0 | 0 | 0 | 0 | 0 | 0 | 0 | 0 | 0 | 0 | 0 | 0 | 0 | 0 | 0 | 0 | 0
F4_Industrial_Industrial - WA_Existing_Space Heating_Natural Gas_Furnace_Baseline Forecast | F4 | Industrial | Industrial - WA | Existing | Space Heating | Natural Gas | Furnace | Baseline Forecast | Winter Peak Demand (n/a) | 0 | 0 | 0 | 0 | 0 | 0 | 0 | 0 | 0 | 0 | 0 | 0 | 0 | 0 | 0 | 0 | 0 | 0 | 0 | 0 | 0 | 0 | 0 | 0 | 0 | 0 | 0
F5_Industrial_Industrial - WA_Existing_Space Heating_Natural Gas_Furnace_Baseline Forecast | F5 | Industrial | Industrial - WA | Existing | Space Heating | Natural Gas | Furnace | Baseline Forecast | Turnover | 0 | 14.3472 | 15.0329 | 15.6368 | 16.1655 | 16.6251 | 17.0214 | 17.3596 | 17.6446 | 17.8808 | 18.0724 | 18.2232 | 17.5525 | 16.9655 | 16.4519 | 16.0025 | 15.6092 | 15.2646 | 14.9623 | 14.6966 | 14.4623 | 14.2548 | 14.0703 | 13.867 | 13.6505 | 13.4253 | 13.1951
F6_Industrial_Industrial - WA_Existing_Space Heating_Natural Gas_Furnace_Baseline Forecast | F6 | Industrial | Industrial - WA | Existing | Space Heating | Natural Gas | Furnace | Baseline Forecast | Avg. Replacement Usage (therms) | 105.1855 | 101.3583 | 101.3583 | 101.3583 | 101.3583 | 101.3583 | 101.3583 | 101.3583 | 101.3583 | 101.3583 | 101.3583 | 101.3583 | 101.3583 | 101.3583 | 101.3583 | 101.3583 | 101.3583 | 101.3583 | 101.3583 | 101.3583 | 101.3583 | 101.3583 | 101.3583 | 101.3583 | 101.3583 | 101.3583 | 101.3583
F7_Industrial_Industrial - WA_Existing_Space Heating_Natural Gas_Furnace_Baseline Forecast | F7 | Industrial | Industrial - WA | Existing | Space Heating | Natural Gas | Furnace | Baseline Forecast | Avg. Replacement Summer Demand (n/a) | 0 | 0 | 0 | 0 | 0 | 0 | 0 | 0 | 0 | 0 | 0 | 0 | 0 | 0 | 0 | 0 | 0 | 0 | 0 | 0 | 0 | 0 | 0 | 0 | 0 | 0 | 0
F8_Industrial_Industrial - WA_Existing_Space Heating_Natural Gas_Furnace_Baseline Forecast | F8 | Industrial | Industrial - WA | Existing | Space Heating | Natural Gas | Furnace | Baseline Forecast | Avg. Replacement Winter Demand (n/a) | 0 | 0 | 0 | 0 | 0 | 0 | 0 | 0 | 0 | 0 | 0 | 0 | 0 | 0 | 0 | 0 | 0 | 0 | 0 | 0 | 0 | 0 | 0 | 0 | 0 | 0 | 0
F1_Industrial_Industrial - WA_Existing_Space Heating_Natural Gas_Boiler_Baseline Forecast | F1 | Industrial | Industrial - WA | Existing | Space Heating | Natural Gas | Boiler | Baseline Forecast | Units | 1194.8177 | 1174.2174 | 1153.9722 | 1134.0762 | 1114.5231 | 1095.3072 | 1076.4226 | 1057.8636 | 1039.6246 | 1021.7 | 1004.0845 | 986.7727 | 969.7594 | 953.0394 | 936.6077 | 920.4593 | 904.5893 | 888.9929 | 873.6654 | 858.6022 | 843.7988 | 829.2505 | 814.9531 | 800.9022 | 787.0935 | 773.5229 | 760.1863
F2_Industrial_Industrial - WA_Existing_Space Heating_Natural Gas_Boiler_Baseline Forecast | F2 | Industrial | Industrial - WA | Existing | Space Heating | Natural Gas | Boiler | Baseline Forecast | Usage (MMtherm) | 0.1289 | 0.12189 | 0.1196 | 0.11734 | 0.11512 | 0.11293 | 0.11078 | 0.10866 | 0.10658 | 0.10455 | 0.10255 | 0.10059 | 0.098668 | 0.096788 | 0.094947 | 0.093145 | 0.091383 | 0.089659 | 0.087972 | 0.086324 | 0.084712 | 0.083137 | 0.081598 | 0.080094 | 0.078625 | 0.077189 | 0.075787
F3_Industrial_Industrial - WA_Existing_Space Heating_Natural Gas_Boiler_Baseline Forecast | F3 | Industrial | Industrial - WA | Existing | Space Heating | Natural Gas | Boiler | Baseline Forecast | Summer Peak Demand (n/a) | 0 | 0 | 0 | 0 | 0 | 0 | 0 | 0 | 0 | 0 | 0 | 0 | 0 | 0 | 0 | 0 | 0 | 0 | 0 | 0 | 0 | 0 | 0 | 0 | 0 | 0 | 0
F4_Industrial_Industrial - WA_Existing_Space Heating_Natural Gas_Boiler_Baseline Forecast | F4 | Industrial | Industrial - WA | Existing | Space Heating | Natural Gas | Boiler | Baseline Forecast | Winter Peak Demand (n/a) | 0 | 0 | 0 | 0 | 0 | 0 | 0 | 0 | 0 | 0 | 0 | 0 | 0 | 0 | 0 | 0 | 0 | 0 | 0 | 0 | 0 | 0 | 0 | 0 | 0 | 0 | 0
F5_Industrial_Industrial - WA_Existing_Space Heating_Natural Gas_Boiler_Baseline Forecast | F5 | Industrial | Industrial - WA | Existing | Space Heating | Natural Gas | Boiler | Baseline Forecast | Turnover | 0 | 17.7912 | 19.3918 | 20.7616 | 21.9261 | 22.9082 | 23.7285 | 24.4051 | 24.9543 | 25.3907 | 25.7271 | 25.9753 | 26.1454 | 26.2467 | 26.2875 | 26.275 | 26.2157 | 26.1154 | 25.9795 | 25.8123 | 25.6181 | 25.4005 | 25.1628 | 24.9079 | 24.6382 | 24.3562 | 24.0639
F6_Industrial_Industrial - WA_Existing_Space Heating_Natural Gas_Boiler_Baseline Forecast | F6 | Industrial | Industrial - WA | Existing | Space Heating | Natural Gas | Boiler | Baseline Forecast | Avg. Replacement Usage (therms) | 102.4858 | 98.7569 | 98.7569 | 98.7569 | 98.7569 | 98.7569 | 98.7569 | 98.7569 | 98.7569 | 98.7569 | 98.7569 | 98.7569 | 98.7569 | 98.7569 | 98.7569 | 98.7569 | 98.7569 | 98.7569 | 98.7569 | 98.7569 | 98.7569 | 98.7569 | 98.7569 | 98.7569 | 98.7569 | 98.7569 | 98.7569
F7_Industrial_Industrial - WA_Existing_Space Heating_Natural Gas_Boiler_Baseline Forecast | F7 | Industrial | Industrial - WA | Existing | Space Heating | Natural Gas | Boiler | Baseline Forecast | Avg. Replacement Summer Demand (n/a) | 0 | 0 | 0 | 0 | 0 | 0 | 0 | 0 | 0 | 0 | 0 | 0 | 0 | 0 | 0 | 0 | 0 | 0 | 0 | 0 | 0 | 0 | 0 | 0 | 0 | 0 | 0
F8_Industrial_Industrial - WA_Existing_Space Heating_Natural Gas_Boiler_Baseline Forecast | F8 | Industrial | Industrial - WA | Existing | Space Heating | Natural Gas | Boiler | Baseline Forecast | Avg. Replacement Winter Demand (n/a) | 0 | 0 | 0 | 0 | 0 | 0 | 0 | 0 | 0 | 0 | 0 | 0 | 0 | 0 | 0 | 0 | 0 | 0 | 0 | 0 | 0 | 0 | 0 | 0 | 0 | 0 | 0
F1_Industrial_Industrial - WA_Existing_Space Heating_Natural Gas_Unit Heater_Baseline Forecast | F1 | Industrial | Industrial - WA | Existing | Space Heating | Natural Gas | Unit Heater | Baseline Forecast | Units | 279.2042 | 274.3903 | 269.6594 | 265.0101 | 260.441 | 255.9506 | 251.5377 | 247.2008 | 242.9387 | 238.7501 | 234.6338 | 230.5884 | 226.6127 | 222.7056 | 218.8658 | 215.0923 | 211.3838 | 207.7392 | 204.1575 | 200.6376 | 197.1783 | 193.7787 | 190.4377 | 187.1543 | 183.9275 | 180.7563 | 177.6398
F2_Industrial_Industrial - WA_Existing_Space Heating_Natural Gas_Unit Heater_Baseline Forecast | F2 | Industrial | Industrial - WA | Existing | Space Heating | Natural Gas | Unit Heater | Baseline Forecast | Usage (MMtherm) | 0.030121 | 0.028524 | 0.028032 | 0.027549 | 0.027074 | 0.026607 | 0.026149 | 0.025698 | 0.025255 | 0.024819 | 0.024391 | 0.023971 | 0.023557 | 0.023151 | 0.022752 | 0.02236 | 0.021974 | 0.021595 | 0.021223 | 0.020857 | 0.020498 | 0.020144 | 0.019797 | 0.019456 | 0.01912 | 0.01879 | 0.018466
F3_Industrial_Industrial - WA_Existing_Space Heating_Natural Gas_Unit Heater_Baseline Forecast | F3 | Industrial | Industrial - WA | Existing | Space Heating | Natural Gas | Unit Heater | Baseline Forecast | Summer Peak Demand (n/a) | 0 | 0 | 0 | 0 | 0 | 0 | 0 | 0 | 0 | 0 | 0 | 0 | 0 | 0 | 0 | 0 | 0 | 0 | 0 | 0 | 0 | 0 | 0 | 0 | 0 | 0 | 0
F4_Industrial_Industrial - WA_Existing_Space Heating_Natural Gas_Unit Heater_Baseline Forecast | F4 | Industrial | Industrial - WA | Existing | Space Heating | Natural Gas | Unit Heater | Baseline Forecast | Winter Peak Demand (n/a) | 0 | 0 | 0 | 0 | 0 | 0 | 0 | 0 | 0 | 0 | 0 | 0 | 0 | 0 | 0 | 0 | 0 | 0 | 0 | 0 | 0 | 0 | 0 | 0 | 0 | 0 | 0
F5_Industrial_Industrial - WA_Existing_Space Heating_Natural Gas_Unit Heater_Baseline Forecast | F5 | Industrial | Industrial - WA | Existing | Space Heating | Natural Gas | Unit Heater | Baseline Forecast | Turnover | 0 | 0.23097 | 0.66032 | 1.2592 | 2.0019 | 2.8657 | 3.8307 | 4.879 | 5.9949 | 7.1647 | 8.1786 | 9.0537 | 9.8055 | 10.4476 | 10.9921 | 11.45 | 11.8311 | 10.586 | 9.5031 | 8.5769 | 7.8005 | 7.1664 | 6.6662 | 6.2915 | 6.0336 | 5.8836 | 5.8194
F6_Industrial_Industrial - WA_Existing_Space Heating_Natural Gas_Unit Heater_Baseline Forecast | F6 | Industrial | Industrial - WA | Existing | Space Heating | Natural Gas | Unit Heater | Baseline Forecast | Avg. Replacement Usage (therms) | 107.8798 | 103.9546 | 103.9546 | 103.9546 | 103.9546 | 103.9546 | 103.9546 | 103.9546 | 103.9546 | 103.9546 | 103.9546 | 103.9546 | 103.9546 | 103.9546 | 103.9546 | 103.9546 | 103.9546 | 103.9546 | 103.9546 | 103.9546 | 103.9546 | 103.9546 | 103.9546 | 103.9546 | 103.9546 | 103.9546 | 103.9546
F7_Industrial_Industrial - WA_Existing_Space Heating_Natural Gas_Unit Heater_Baseline Forecast | F7 | Industrial | Industrial - WA | Existing | Space Heating | Natural Gas | Unit Heater | Baseline Forecast | Avg. Replacement Summer Demand (n/a) | 0 | 0 | 0 | 0 | 0 | 0 | 0 | 0 | 0 | 0 | 0 | 0 | 0 | 0 | 0 | 0 | 0 | 0 | 0 | 0 | 0 | 0 | 0 | 0 | 0 | 0 | 0
F8_Industrial_Industrial - WA_Existing_Space Heating_Natural Gas_Unit Heater_Baseline Forecast | F8 | Industrial | Industrial - WA | Existing | Space Heating | Natural Gas | Unit Heater | Baseline Forecast | Avg. Replacement Winter Demand (n/a) | 0 | 0 | 0 | 0 | 0 | 0 | 0 | 0 | 0 | 0 | 0 | 0 | 0 | 0 | 0 | 0 | 0 | 0 | 0 | 0 | 0 | 0 | 0 | 0 | 0 | 0 | 0
F1_Industrial_Industrial - WA_Existing_Process_Natural Gas_Process Boiler_Baseline Forecast | F1 | Industrial | Industrial - WA | Existing | Process | Natural Gas | Process Boiler | Baseline Forecast | Units | 2032.4302 | 1997.3883 | 1962.9505 | 1929.1066 | 1895.8461 | 1863.1591 | 1831.0357 | 1799.4661 | 1768.4408 | 1737.9505 | 1707.9858 | 1678.5378 | 1649.5975 | 1621.1561 | 1593.2052 | 1565.7361 | 1538.7406 | 1512.2106 | 1486.138 | 1460.515 | 1435.3337 | 1410.5865 | 1386.2661 | 1362.3649 | 1338.8759 | 1315.7918 | 1293.1058
F2_Industrial_Industrial - WA_Existing_Process_Natural Gas_Process Boiler_Baseline Forecast | F2 | Industrial | Industrial - WA | Existing | Process | Natural Gas | Process Boiler | Baseline Forecast | Usage (MMtherm) | 1.5415 | 1.515 | 1.4888 | 1.4632 | 1.4379 | 1.4132 | 1.3888 | 1.3648 | 1.3413 | 1.3182 | 1.2955 | 1.2731 | 1.2512 | 1.2296 | 1.2084 | 1.1876 | 1.1671 | 1.147 | 1.1272 | 1.1078 | 1.0887 | 1.0699 | 1.0514 | 1.0333 | 1.0155 | 0.99799 | 0.98079
F3_Industrial_Industrial - WA_Existing_Process_Natural Gas_Process Boiler_Baseline Forecast | F3 | Industrial | Industrial - WA | Existing | Process | Natural Gas | Process Boiler | Baseline Forecast | Summer Peak Demand (n/a) | 0 | 0 | 0 | 0 | 0 | 0 | 0 | 0 | 0 | 0 | 0 | 0 | 0 | 0 | 0 | 0 | 0 | 0 | 0 | 0 | 0 | 0 | 0 | 0 | 0 | 0 | 0
F4_Industrial_Industrial - WA_Existing_Process_Natural Gas_Process Boiler_Baseline Forecast | F4 | Industrial | Industrial - WA | Existing | Process | Natural Gas | Process Boiler | Baseline Forecast | Winter Peak Demand (n/a) | 0 | 0 | 0 | 0 | 0 | 0 | 0 | 0 | 0 | 0 | 0 | 0 | 0 | 0 | 0 | 0 | 0 | 0 | 0 | 0 | 0 | 0 | 0 | 0 | 0 | 0 | 0
F5_Industrial_Industrial - WA_Existing_Process_Natural Gas_Process Boiler_Baseline Forecast | F5 | Industrial | Industrial - WA | Existing | Process | Natural Gas | Process Boiler | Baseline Forecast | Turnover | 0 | 171.2047 | 200.3011 | 223.8439 | 211.7726 | 205.5495 | 203.4996 | 200.1361 | 196.4589 | 193.0835 | 189.7841 | 228.4251 | 226.4451 | 223.093 | 216.8882 | 212.774 | 209.8493 | 206.214 | 202.5029 | 199.0386 | 195.6318 | 202.5139 | 198.0586 | 193.4993 | 189.8793 | 186.7115 | 183.6988
F6_Industrial_Industrial - WA_Existing_Process_Natural Gas_Process Boiler_Baseline Forecast | F6 | Industrial | Industrial - WA | Existing | Process | Natural Gas | Process Boiler | Baseline Forecast | Avg. Replacement Usage (therms) | 758.4736 | 758.4736 | 758.4736 | 758.4736 | 758.4736 | 758.4736 | 758.4736 | 758.4736 | 758.4736 | 758.4736 | 758.4736 | 758.4736 | 758.4736 | 758.4736 | 758.4736 | 758.4736 | 758.4736 | 758.4736 | 758.4736 | 758.4736 | 758.4736 | 758.4736 | 758.4736 | 758.4736 | 758.4736 | 758.4736 | 758.4736
F7_Industrial_Industrial - WA_Existing_Process_Natural Gas_Process Boiler_Baseline Forecast | F7 | Industrial | Industrial - WA | Existing | Process | Natural Gas | Process Boiler | Baseline Forecast | Avg. Replacement Summer Demand (n/a) | 0 | 0 | 0 | 0 | 0 | 0 | 0 | 0 | 0 | 0 | 0 | 0 | 0 | 0 | 0 | 0 | 0 | 0 | 0 | 0 | 0 | 0 | 0 | 0 | 0 | 0 | 0
F8_Industrial_Industrial - WA_Existing_Process_Natural Gas_Process Boiler_Baseline Forecast | F8 | Industrial | Industrial - WA | Existing | Process | Natural Gas | Process Boiler | Baseline Forecast | Avg. Replacement Winter Demand (n/a) | 0 | 0 | 0 | 0 | 0 | 0 | 0 | 0 | 0 | 0 | 0 | 0 | 0 | 0 | 0 | 0 | 0 | 0 | 0 | 0 | 0 | 0 | 0 | 0 | 0 | 0 | 0
F1_Industrial_Industrial - WA_Existing_Process_Natural Gas_Process Heating_Baseline Forecast | F1 | Industrial | Industrial - WA | Existing | Process | Natural Gas | Process Heating | Baseline Forecast | Units | 2032.4302 | 1997.3883 | 1962.9505 | 1929.1066 | 1895.8461 | 1863.1591 | 1831.0357 | 1799.4661 | 1768.4408 | 1737.9505 | 1707.9858 | 1678.5378 | 1649.5975 | 1621.1561 | 1593.2052 | 1565.7361 | 1538.7406 | 1512.2106 | 1486.138 | 1460.515 | 1435.3337 | 1410.5865 | 1386.2661 | 1362.3649 | 1338.8759 | 1315.7918 | 1293.1058
F2_Industrial_Industrial - WA_Existing_Process_Natural Gas_Process Heating_Baseline Forecast | F2 | Industrial | Industrial - WA | Existing | Process | Natural Gas | Process Heating | Baseline Forecast | Usage (MMtherm) | 1.3719 | 1.3482 | 1.325 | 1.3022 | 1.2797 | 1.2576 | 1.236 | 1.2146 | 1.1937 | 1.1731 | 1.1529 | 1.133 | 1.1135 | 1.0943 | 1.0754 | 1.0569 | 1.0387 | 1.0207 | 1.0031 | 0.98585 | 0.96885 | 0.95215 | 0.93573 | 0.9196 | 0.90374 | 0.88816 | 0.87285
F3_Industrial_Industrial - WA_Existing_Process_Natural Gas_Process Heating_Baseline Forecast | F3 | Industrial | Industrial - WA | Existing | Process | Natural Gas | Process Heating | Baseline Forecast | Summer Peak Demand (n/a) | 0 | 0 | 0 | 0 | 0 | 0 | 0 | 0 | 0 | 0 | 0 | 0 | 0 | 0 | 0 | 0 | 0 | 0 | 0 | 0 | 0 | 0 | 0 | 0 | 0 | 0 | 0
F4_Industrial_Industrial - WA_Existing_Process_Natural Gas_Process Heating_Baseline Forecast | F4 | Industrial | Industrial - WA | Existing | Process | Natural Gas | Process Heating | Baseline Forecast | Winter Peak Demand (n/a) | 0 | 0 | 0 | 0 | 0 | 0 | 0 | 0 | 0 | 0 | 0 | 0 | 0 | 0 | 0 | 0 | 0 | 0 | 0 | 0 | 0 | 0 | 0 | 0 | 0 | 0 | 0
F5_Industrial_Industrial - WA_Existing_Process_Natural Gas_Process Heating_Baseline Forecast | F5 | Industrial | Industrial - WA | Existing | Process | Natural Gas | Process Heating | Baseline Forecast | Turnover | 0 | 171.2047 | 200.3011 | 223.8439 | 211.7726 | 205.5495 | 203.4996 | 200.1361 | 196.4589 | 193.0835 | 189.7841 | 228.4251 | 226.4451 | 223.093 | 216.8882 | 212.774 | 209.8493 | 206.214 | 202.5029 | 199.0386 | 195.6318 | 202.5139 | 198.0586 | 193.4993 | 189.8793 | 186.7115 | 183.6988
F6_Industrial_Industrial - WA_Existing_Process_Natural Gas_Process Heating_Baseline Forecast | F6 | Industrial | Industrial - WA | Existing | Process | Natural Gas | Process Heating | Baseline Forecast | Avg. Replacement Usage (therms) | 675.0023 | 675.0023 | 675.0023 | 675.0023 | 675.0023 | 675.0023 | 675.0023 | 675.0023 | 675.0023 | 675.0023 | 675.0023 | 675.0023 | 675.0023 | 675.0023 | 675.0023 | 675.0023 | 675.0023 | 675.0023 | 675.0023 | 675.0023 | 675.0023 | 675.0023 | 675.0023 | 675.0023 | 675.0023 | 675.0023 | 675.0023
F7_Industrial_Industrial - WA_Existing_Process_Natural Gas_Process Heating_Baseline Forecast | F7 | Industrial | Industrial - WA | Existing | Process | Natural Gas | Process Heating | Baseline Forecast | Avg. Replacement Summer Demand (n/a) | 0 | 0 | 0 | 0 | 0 | 0 | 0 | 0 | 0 | 0 | 0 | 0 | 0 | 0 | 0 | 0 | 0 | 0 | 0 | 0 | 0 | 0 | 0 | 0 | 0 | 0 | 0
F8_Industrial_Industrial - WA_Existing_Process_Natural Gas_Process Heating_Baseline Forecast | F8 | Industrial | Industrial - WA | Existing | Process | Natural Gas | Process Heating | Baseline Forecast | Avg. Replacement Winter Demand (n/a) | 0 | 0 | 0 | 0 | 0 | 0 | 0 | 0 | 0 | 0 | 0 | 0 | 0 | 0 | 0 | 0 | 0 | 0 | 0 | 0 | 0 | 0 | 0 | 0 | 0 | 0 | 0
F1_Industrial_Industrial - WA_Existing_Process_Natural Gas_Process Cooling_Baseline Forecast | F1 | Industrial | Industrial - WA | Existing | Process | Natural Gas | Process Cooling | Baseline Forecast | Units | 2032.4302 | 1997.3883 | 1962.9505 | 1929.1066 | 1895.8461 | 1863.1591 | 1831.0357 | 1799.4661 | 1768.4408 | 1737.9505 | 1707.9858 | 1678.5378 | 1649.5975 | 1621.1561 | 1593.2052 | 1565.7361 | 1538.7406 | 1512.2106 | 1486.138 | 1460.515 | 1435.3337 | 1410.5865 | 1386.2661 | 1362.3649 | 1338.8759 | 1315.7918 | 1293.1058
F2_Industrial_Industrial - WA_Existing_Process_Natural Gas_Process Cooling_Baseline Forecast | F2 | Industrial | Industrial - WA | Existing | Process | Natural Gas | Process Cooling | Baseline Forecast | Usage (MMtherm) | 0.015924 | 0.015649 | 0.015379 | 0.015114 | 0.014854 | 0.014598 | 0.014346 | 0.014099 | 0.013855 | 0.013617 | 0.013382 | 0.013151 | 0.012924 | 0.012702 | 0.012483 | 0.012267 | 0.012056 | 0.011848 | 0.011644 | 0.011443 | 0.011246 | 0.011052 | 0.010861 | 0.010674 | 0.01049 | 0.010309 | 0.010131
F3_Industrial_Industrial - WA_Existing_Process_Natural Gas_Process Cooling_Baseline Forecast | F3 | Industrial | Industrial - WA | Existing | Process | Natural Gas | Process Cooling | Baseline Forecast | Summer Peak Demand (n/a) | 0 | 0 | 0 | 0 | 0 | 0 | 0 | 0 | 0 | 0 | 0 | 0 | 0 | 0 | 0 | 0 | 0 | 0 | 0 | 0 | 0 | 0 | 0 | 0 | 0 | 0 | 0
F4_Industrial_Industrial - WA_Existing_Process_Natural Gas_Process Cooling_Baseline Forecast | F4 | Industrial | Industrial - WA | Existing | Process | Natural Gas | Process Cooling | Baseline Forecast | Winter Peak Demand (n/a) | 0 | 0 | 0 | 0 | 0 | 0 | 0 | 0 | 0 | 0 | 0 | 0 | 0 | 0 | 0 | 0 | 0 | 0 | 0 | 0 | 0 | 0 | 0 | 0 | 0 | 0 | 0
F5_Industrial_Industrial - WA_Existing_Process_Natural Gas_Process Cooling_Baseline Forecast | F5 | Industrial | Industrial - WA | Existing | Process | Natural Gas | Process Cooling | Baseline Forecast | Turnover | 0 | 171.2047 | 200.3011 | 223.8439 | 211.7726 | 205.5495 | 203.4996 | 200.1361 | 196.4589 | 193.0835 | 189.7841 | 228.4251 | 226.4451 | 223.093 | 216.8882 | 212.774 | 209.8493 | 206.214 | 202.5029 | 199.0386 | 195.6318 | 202.5139 | 198.0586 | 193.4993 | 189.8793 | 186.7115 | 183.6988
F6_Industrial_Industrial - WA_Existing_Process_Natural Gas_Process Cooling_Baseline Forecast | F6 | Industrial | Industrial - WA | Existing | Process | Natural Gas | Process Cooling | Baseline Forecast | Avg. Replacement Usage (therms) | 7.8348 | 7.8348 | 7.8348 | 7.8348 | 7.8348 | 7.8348 | 7.8348 | 7.8348 | 7.8348 | 7.8348 | 7.8348 | 7.8348 | 7.8348 | 7.8348 | 7.8348 | 7.8348 | 7.8348 | 7.8348 | 7.8348 | 7.8348 | 7.8348 | 7.8348 | 7.8348 | 7.8348 | 7.8348 | 7.8348 | 7.8348
F7_Industrial_Industrial - WA_Existing_Process_Natural Gas_Process Cooling_Baseline Forecast | F7 | Industrial | Industrial - WA | Existing | Process | Natural Gas | Process Cooling | Baseline Forecast | Avg. Replacement Summer Demand (n/a) | 0 | 0 | 0 | 0 | 0 | 0 | 0 | 0 | 0 | 0 | 0 | 0 | 0 | 0 | 0 | 0 | 0 | 0 | 0 | 0 | 0 | 0 | 0 | 0 | 0 | 0 | 0
F8_Industrial_Industrial - WA_Existing_Process_Natural Gas_Process Cooling_Baseline Forecast | F8 | Industrial | Industrial - WA | Existing | Process | Natural Gas | Process Cooling | Baseline Forecast | Avg. Replacement Winter Demand (n/a) | 0 | 0 | 0 | 0 | 0 | 0 | 0 | 0 | 0 | 0 | 0 | 0 | 0 | 0 | 0 | 0 | 0 | 0 | 0 | 0 | 0 | 0 | 0 | 0 | 0 | 0 | 0
F1_Industrial_Industrial - WA_Existing_Process_Natural Gas_Other Process_Baseline Forecast | F1 | Industrial | Industrial - WA | Existing | Process | Natural Gas | Other Process | Baseline Forecast | Units | 2032.4302 | 1997.3883 | 1962.9505 | 1929.1066 | 1895.8461 | 1863.1591 | 1831.0357 | 1799.4661 | 1768.4408 | 1737.9505 | 1707.9858 | 1678.5378 | 1649.5975 | 1621.1561 | 1593.2052 | 1565.7361 | 1538.7406 | 1512.2106 | 1486.138 | 1460.515 | 1435.3337 | 1410.5865 | 1386.2661 | 1362.3649 | 1338.8759 | 1315.7918 | 1293.1058
F2_Industrial_Industrial - WA_Existing_Process_Natural Gas_Other Process_Baseline Forecast | F2 | Industrial | Industrial - WA | Existing | Process | Natural Gas | Other Process | Baseline Forecast | Usage (MMtherm) | 0.1035 | 0.10172 | 0.099966 | 0.098243 | 0.096549 | 0.094884 | 0.093248 | 0.091641 | 0.090061 | 0.088508 | 0.086982 | 0.085482 | 0.084008 | 0.08256 | 0.081136 | 0.079737 | 0.078363 | 0.077012 | 0.075684 | 0.074379 | 0.073097 | 0.071836 | 0.070598 | 0.069381 | 0.068184 | 0.067009 | 0.065853
F3_Industrial_Industrial - WA_Existing_Process_Natural Gas_Other Process_Baseline Forecast | F3 | Industrial | Industrial - WA | Existing | Process | Natural Gas | Other Process | Baseline Forecast | Summer Peak Demand (n/a) | 0 | 0 | 0 | 0 | 0 | 0 | 0 | 0 | 0 | 0 | 0 | 0 | 0 | 0 | 0 | 0 | 0 | 0 | 0 | 0 | 0 | 0 | 0 | 0 | 0 | 0 | 0
F4_Industrial_Industrial - WA_Existing_Process_Natural Gas_Other Process_Baseline Forecast | F4 | Industrial | Industrial - WA | Existing | Process | Natural Gas | Other Process | Baseline Forecast | Winter Peak Demand (n/a) | 0 | 0 | 0 | 0 | 0 | 0 | 0 | 0 | 0 | 0 | 0 | 0 | 0 | 0 | 0 | 0 | 0 | 0 | 0 | 0 | 0 | 0 | 0 | 0 | 0 | 0 | 0
F5_Industrial_Industrial - WA_Existing_Process_Natural Gas_Other Process_Baseline Forecast | F5 | Industrial | Industrial - WA | Existing | Process | Natural Gas | Other Process | Baseline Forecast | Turnover | 0 | 171.2047 | 200.3011 | 223.8439 | 211.7726 | 205.5495 | 203.4996 | 200.1361 | 196.4589 | 193.0835 | 189.7841 | 228.4251 | 226.4451 | 223.093 | 216.8882 | 212.774 | 209.8493 | 206.214 | 202.5029 | 199.0386 | 195.6318 | 202.5139 | 198.0586 | 193.4993 | 189.8793 | 186.7115 | 183.6988
F6_Industrial_Industrial - WA_Existing_Process_Natural Gas_Other Process_Baseline Forecast | F6 | Industrial | Industrial - WA | Existing | Process | Natural Gas | Other Process | Baseline Forecast | Avg. Replacement Usage (therms) | 50.9265 | 50.9265 | 50.9265 | 50.9265 | 50.9265 | 50.9265 | 50.9265 | 50.9265 | 50.9265 | 50.9265 | 50.9265 | 50.9265 | 50.9265 | 50.9265 | 50.9265 | 50.9265 | 50.9265 | 50.9265 | 50.9265 | 50.9265 | 50.9265 | 50.9265 | 50.9265 | 50.9265 | 50.9265 | 50.9265 | 50.9265
F7_Industrial_Industrial - WA_Existing_Process_Natural Gas_Other Process_Baseline Forecast | F7 | Industrial | Industrial - WA | Existing | Process | Natural Gas | Other Process | Baseline Forecast | Avg. Replacement Summer Demand (n/a) | 0 | 0 | 0 | 0 | 0 | 0 | 0 | 0 | 0 | 0 | 0 | 0 | 0 | 0 | 0 | 0 | 0 | 0 | 0 | 0 | 0 | 0 | 0 | 0 | 0 | 0 | 0
F8_Industrial_Industrial - WA_Existing_Process_Natural Gas_Other Process_Baseline Forecast | F8 | Industrial | Industrial - WA | Existing | Process | Natural Gas | Other Process | Baseline Forecast | Avg. Replacement Winter Demand (n/a) | 0 | 0 | 0 | 0 | 0 | 0 | 0 | 0 | 0 | 0 | 0 | 0 | 0 | 0 | 0 | 0 | 0 | 0 | 0 | 0 | 0 | 0 | 0 | 0 | 0 | 0 | 0
F1_Industrial_Industrial - WA_Existing_Miscellaneous_Natural Gas_Miscellaneous_Baseline Forecast | F1 | Industrial | Industrial - WA | Existing | Miscellaneous | Natural Gas | Miscellaneous | Baseline Forecast | Units | 2032.4302 | 1997.3883 | 1962.9505 | 1929.1066 | 1895.8461 | 1863.1591 | 1831.0357 | 1799.4661 | 1768.4408 | 1737.9505 | 1707.9858 | 1678.5378 | 1649.5975 | 1621.1561 | 1593.2052 | 1565.7361 | 1538.7406 | 1512.2106 | 1486.138 | 1460.515 | 1435.3337 | 1410.5865 | 1386.2661 | 1362.3649 | 1338.8759 | 1315.7918 | 1293.1058
F2_Industrial_Industrial - WA_Existing_Miscellaneous_Natural Gas_Miscellaneous_Baseline Forecast | F2 | Industrial | Industrial - WA | Existing | Miscellaneous | Natural Gas | Miscellaneous | Baseline Forecast | Usage (MMtherm) | 0.23457 | 0.23053 | 0.22655 | 0.22264 | 0.21881 | 0.21503 | 0.21133 | 0.20768 | 0.2041 | 0.20058 | 0.19712 | 0.19373 | 0.19039 | 0.1871 | 0.18388 | 0.18071 | 0.17759 | 0.17453 | 0.17152 | 0.16856 | 0.16566 | 0.1628 | 0.15999 | 0.15724 | 0.15452 | 0.15186 | 0.14924
F3_Industrial_Industrial - WA_Existing_Miscellaneous_Natural Gas_Miscellaneous_Baseline Forecast | F3 | Industrial | Industrial - WA | Existing | Miscellaneous | Natural Gas | Miscellaneous | Baseline Forecast | Summer Peak Demand (n/a) | 0 | 0 | 0 | 0 | 0 | 0 | 0 | 0 | 0 | 0 | 0 | 0 | 0 | 0 | 0 | 0 | 0 | 0 | 0 | 0 | 0 | 0 | 0 | 0 | 0 | 0 | 0
F4_Industrial_Industrial - WA_Existing_Miscellaneous_Natural Gas_Miscellaneous_Baseline Forecast | F4 | Industrial | Industrial - WA | Existing | Miscellaneous | Natural Gas | Miscellaneous | Baseline Forecast | Winter Peak Demand (n/a) | 0 | 0 | 0 | 0 | 0 | 0 | 0 | 0 | 0 | 0 | 0 | 0 | 0 | 0 | 0 | 0 | 0 | 0 | 0 | 0 | 0 | 0 | 0 | 0 | 0 | 0 | 0
F5_Industrial_Industrial - WA_Existing_Miscellaneous_Natural Gas_Miscellaneous_Baseline Forecast | F5 | Industrial | Industrial - WA | Existing | Miscellaneous | Natural Gas | Miscellaneous | Baseline Forecast | Turnover | 0 | 171.2047 | 200.3011 | 223.8439 | 211.7726 | 205.5495 | 203.4996 | 200.1361 | 196.4589 | 193.0835 | 189.7841 | 228.4251 | 226.4451 | 223.093 | 216.8882 | 212.774 | 209.8493 | 206.214 | 202.5029 | 199.0386 | 195.6318 | 202.5139 | 198.0586 | 193.4993 | 189.8793 | 186.7115 | 183.6988
F6_Industrial_Industrial - WA_Existing_Miscellaneous_Natural Gas_Miscellaneous_Baseline Forecast | F6 | Industrial | Industrial - WA | Existing | Miscellaneous | Natural Gas | Miscellaneous | Baseline Forecast | Avg. Replacement Usage (therms) | 115.4133 | 115.4133 | 115.4133 | 115.4133 | 115.4133 | 115.4133 | 115.4133 | 115.4133 | 115.4133 | 115.4133 | 115.4133 | 115.4133 | 115.4133 | 115.4133 | 115.4133 | 115.4133 | 115.4133 | 115.4133 | 115.4133 | 115.4133 | 115.4133 | 115.4133 | 115.4133 | 115.4133 | 115.4133 | 115.4133 | 115.4133
F7_Industrial_Industrial - WA_Existing_Miscellaneous_Natural Gas_Miscellaneous_Baseline Forecast | F7 | Industrial | Industrial - WA | Existing | Miscellaneous | Natural Gas | Miscellaneous | Baseline Forecast | Avg. Replacement Summer Demand (n/a) | 0 | 0 | 0 | 0 | 0 | 0 | 0 | 0 | 0 | 0 | 0 | 0 | 0 | 0 | 0 | 0 | 0 | 0 | 0 | 0 | 0 | 0 | 0 | 0 | 0 | 0 | 0
F8_Industrial_Industrial - WA_Existing_Miscellaneous_Natural Gas_Miscellaneous_Baseline Forecast | F8 | Industrial | Industrial - WA | Existing | Miscellaneous | Natural Gas | Miscellaneous | Baseline Forecast | Avg. Replacement Winter Demand (n/a) | 0 | 0 | 0 | 0 | 0 | 0 | 0 | 0 | 0 | 0 | 0 | 0 | 0 | 0 | 0 | 0 | 0 | 0 | 0 | 0 | 0 | 0 | 0 | 0 | 0 | 0 | 0
F1_Industrial_Industrial - WA_New_Space Heating_Natural Gas_Furnace_Baseline Forecast | F1 | Industrial | Industrial - WA | New | Space Heating | Natural Gas | Furnace | Baseline Forecast | Units | 0 | 4.4063 | 9.6237 | 14.3375 | 19.3207 | 24.1469 | 28.8179 | 33.3368 | 37.7062 | 41.9286 | 46.0066 | 49.9426 | 53.7391 | 57.3986 | 60.9233 | 64.3156 | 67.5778 | 70.7121 | 73.7207 | 76.6058 | 79.3696 | 82.0141 | 84.5413 | 86.9534 | 89.2521 | 91.4396 | 95.2491
F2_Industrial_Industrial - WA_New_Space Heating_Natural Gas_Furnace_Baseline Forecast | F2 | Industrial | Industrial - WA | New | Space Heating | Natural Gas | Furnace | Baseline Forecast | Usage (MMtherm) | 0 | 0.00034242 | 0.00074786 | 0.0011142 | 0.0015014 | 0.0018765 | 0.0022394 | 0.0025906 | 0.0029302 | 0.0032583 | 0.0035752 | 0.003881 | 0.0041761 | 0.0044604 | 0.0047344 | 0.004998 | 0.0052515 | 0.005495 | 0.0057288 | 0.005953 | 0.0061678 | 0.0063733 | 0.0065697 | 0.0067571 | 0.0069358 | 0.0071058 | 0.0074018
F3_Industrial_Industrial - WA_New_Space Heating_Natural Gas_Furnace_Baseline Forecast | F3 | Industrial | Industrial - WA | New | Space Heating | Natural Gas | Furnace | Baseline Forecast | Summer Peak Demand (n/a) | 0 | 0 | 0 | 0 | 0 | 0 | 0 | 0 | 0 | 0 | 0 | 0 | 0 | 0 | 0 | 0 | 0 | 0 | 0 | 0 | 0 | 0 | 0 | 0 | 0 | 0 | 0
F4_Industrial_Industrial - WA_New_Space Heating_Natural Gas_Furnace_Baseline Forecast | F4 | Industrial | Industrial - WA | New | Space Heating | Natural Gas | Furnace | Baseline Forecast | Winter Peak Demand (n/a) | 0 | 0 | 0 | 0 | 0 | 0 | 0 | 0 | 0 | 0 | 0 | 0 | 0 | 0 | 0 | 0 | 0 | 0 | 0 | 0 | 0 | 0 | 0 | 0 | 0 | 0 | 0
F5_Industrial_Industrial - WA_New_Space Heating_Natural Gas_Furnace_Baseline Forecast | F5 | Industrial | Industrial - WA | New | Space Heating | Natural Gas | Furnace | Baseline Forecast | Turnover | 0 | 4.4063 | 5.2174 | 4.7138 | 4.9832 | 4.8261 | 4.671 | 4.5189 | 4.3694 | 4.2224 | 4.078 | 3.936 | 4.0557 | 4.2103 | 4.3205 | 4.4344 | 4.5268 | 4.5994 | 4.6532 | 4.6901 | 4.711 | 4.7169 | 4.7094 | 4.7044 | 4.7039 | 4.7053 | 6.44
F6_Industrial_Industrial - WA_New_Space Heating_Natural Gas_Furnace_Baseline Forecast | F6 | Industrial | Industrial - WA | New | Space Heating | Natural Gas | Furnace | Baseline Forecast | Avg. Replacement Usage (therms) | 80.6443 | 77.71 | 77.71 | 77.71 | 77.71 | 77.71 | 77.71 | 77.71 | 77.71 | 77.71 | 77.71 | 77.71 | 77.71 | 77.71 | 77.71 | 77.71 | 77.71 | 77.71 | 77.71 | 77.71 | 77.71 | 77.71 | 77.71 | 77.71 | 77.71 | 77.71 | 77.71
F7_Industrial_Industrial - WA_New_Space Heating_Natural Gas_Furnace_Baseline Forecast | F7 | Industrial | Industrial - WA | New | Space Heating | Natural Gas | Furnace | Baseline Forecast | Avg. Replacement Summer Demand (n/a) | 0 | 0 | 0 | 0 | 0 | 0 | 0 | 0 | 0 | 0 | 0 | 0 | 0 | 0 | 0 | 0 | 0 | 0 | 0 | 0 | 0 | 0 | 0 | 0 | 0 | 0 | 0
F8_Industrial_Industrial - WA_New_Space Heating_Natural Gas_Furnace_Baseline Forecast | F8 | Industrial | Industrial - WA | New | Space Heating | Natural Gas | Furnace | Baseline Forecast | Avg. Replacement Winter Demand (n/a) | 0 | 0 | 0 | 0 | 0 | 0 | 0 | 0 | 0 | 0 | 0 | 0 | 0 | 0 | 0 | 0 | 0 | 0 | 0 | 0 | 0 | 0 | 0 | 0 | 0 | 0 | 0
F1_Industrial_Industrial - WA_New_Space Heating_Natural Gas_Boiler_Baseline Forecast | F1 | Industrial | Industrial - WA | New | Space Heating | Natural Gas | Boiler | Baseline Forecast | Units | 0 | 9.4281 | 20.5916 | 30.6778 | 41.3403 | 51.6667 | 61.6613 | 71.3303 | 80.6794 | 89.714 | 98.4397 | 106.8615 | 114.9848 | 122.8149 | 130.3567 | 137.6152 | 144.5952 | 151.3017 | 157.739 | 163.9123 | 169.826 | 175.4842 | 180.8917 | 186.0528 | 190.9714 | 195.652 | 203.8031
F2_Industrial_Industrial - WA_New_Space Heating_Natural Gas_Boiler_Baseline Forecast | F2 | Industrial | Industrial - WA | New | Space Heating | Natural Gas | Boiler | Baseline Forecast | Usage (MMtherm) | 0 | 0.00083424 | 0.001822 | 0.0027145 | 0.0036579 | 0.0045717 | 0.005456 | 0.0063116 | 0.0071388 | 0.0079382 | 0.0087103 | 0.0094555 | 0.010174 | 0.010867 | 0.011534 | 0.012177 | 0.012794 | 0.013388 | 0.013957 | 0.014504 | 0.015027 | 0.015528 | 0.016006 | 0.016463 | 0.016898 | 0.017312 | 0.018033
F3_Industrial_Industrial - WA_New_Space Heating_Natural Gas_Boiler_Baseline Forecast | F3 | Industrial | Industrial - WA | New | Space Heating | Natural Gas | Boiler | Baseline Forecast | Summer Peak Demand (n/a) | 0 | 0 | 0 | 0 | 0 | 0 | 0 | 0 | 0 | 0 | 0 | 0 | 0 | 0 | 0 | 0 | 0 | 0 | 0 | 0 | 0 | 0 | 0 | 0 | 0 | 0 | 0
F4_Industrial_Industrial - WA_New_Space Heating_Natural Gas_Boiler_Baseline Forecast | F4 | Industrial | Industrial - WA | New | Space Heating | Natural Gas | Boiler | Baseline Forecast | Winter Peak Demand (n/a) | 0 | 0 | 0 | 0 | 0 | 0 | 0 | 0 | 0 | 0 | 0 | 0 | 0 | 0 | 0 | 0 | 0 | 0 | 0 | 0 | 0 | 0 | 0 | 0 | 0 | 0 | 0
F5_Industrial_Industrial - WA_New_Space Heating_Natural Gas_Boiler_Baseline Forecast | F5 | Industrial | Industrial - WA | New | Space Heating | Natural Gas | Boiler | Baseline Forecast | Turnover | 0 | 9.4281 | 11.1635 | 10.0861 | 10.6625 | 10.3264 | 9.9946 | 9.669 | 9.3491 | 9.0347 | 8.7256 | 8.4218 | 8.1233 | 7.8301 | 7.5418 | 7.2584 | 6.98 | 6.7065 | 6.4373 | 6.1733 | 5.9137 | 5.6582 | 5.4075 | 5.161 | 4.9186 | 4.6806 | 8.1511
F6_Industrial_Industrial - WA_New_Space Heating_Natural Gas_Boiler_Baseline Forecast | F6 | Industrial | Industrial - WA | New | Space Heating | Natural Gas | Boiler | Baseline Forecast | Avg. Replacement Usage (therms) | 91.8248 | 88.4838 | 88.4838 | 88.4838 | 88.4838 | 88.4838 | 88.4838 | 88.4838 | 88.4838 | 88.4838 | 88.4838 | 88.4838 | 88.4838 | 88.4838 | 88.4838 | 88.4838 | 88.4838 | 88.4838 | 88.4838 | 88.4838 | 88.4838 | 88.4838 | 88.4838 | 88.4838 | 88.4838 | 88.4838 | 88.4838
F7_Industrial_Industrial - WA_New_Space Heating_Natural Gas_Boiler_Baseline Forecast | F7 | Industrial | Industrial - WA | New | Space Heating | Natural Gas | Boiler | Baseline Forecast | Avg. Replacement Summer Demand (n/a) | 0 | 0 | 0 | 0 | 0 | 0 | 0 | 0 | 0 | 0 | 0 | 0 | 0 | 0 | 0 | 0 | 0 | 0 | 0 | 0 | 0 | 0 | 0 | 0 | 0 | 0 | 0
F8_Industrial_Industrial - WA_New_Space Heating_Natural Gas_Boiler_Baseline Forecast | F8 | Industrial | Industrial - WA | New | Space Heating | Natural Gas | Boiler | Baseline Forecast | Avg. Replacement Winter Demand (n/a) | 0 | 0 | 0 | 0 | 0 | 0 | 0 | 0 | 0 | 0 | 0 | 0 | 0 | 0 | 0 | 0 | 0 | 0 | 0 | 0 | 0 | 0 | 0 | 0 | 0 | 0 | 0
F1_Industrial_Industrial - WA_New_Space Heating_Natural Gas_Unit Heater_Baseline Forecast | F1 | Industrial | Industrial - WA | New | Space Heating | Natural Gas | Unit Heater | Baseline Forecast | Units | 0 | 2.2032 | 4.8118 | 7.1688 | 9.6604 | 12.0734 | 14.409 | 16.6684 | 18.8531 | 20.9643 | 23.0033 | 24.9713 | 26.8696 | 28.6993 | 30.4617 | 32.1578 | 33.7889 | 35.3561 | 36.8603 | 38.3029 | 39.6848 | 41.007 | 42.2707 | 43.4767 | 44.6261 | 45.7198 | 47.6246
F2_Industrial_Industrial - WA_New_Space Heating_Natural Gas_Unit Heater_Baseline Forecast | F2 | Industrial | Industrial - WA | New | Space Heating | Natural Gas | Unit Heater | Baseline Forecast | Usage (MMtherm) | 0 | 0.00022903 | 0.00050021 | 0.00074523 | 0.0010042 | 0.0012551 | 0.0014979 | 0.0017328 | 0.0019599 | 0.0021793 | 0.0023913 | 0.0025959 | 0.0027932 | 0.0029834 | 0.0031666 | 0.003343 | 0.0035125 | 0.0036754 | 0.0038318 | 0.0039818 | 0.0041254 | 0.0042629 | 0.0043942 | 0.0045196 | 0.0046391 | 0.0047528 | 0.0049508
F3_Industrial_Industrial - WA_New_Space Heating_Natural Gas_Unit Heater_Baseline Forecast | F3 | Industrial | Industrial - WA | New | Space Heating | Natural Gas | Unit Heater | Baseline Forecast | Summer Peak Demand (n/a) | 0 | 0 | 0 | 0 | 0 | 0 | 0 | 0 | 0 | 0 | 0 | 0 | 0 | 0 | 0 | 0 | 0 | 0 | 0 | 0 | 0 | 0 | 0 | 0 | 0 | 0 | 0
F4_Industrial_Industrial - WA_New_Space Heating_Natural Gas_Unit Heater_Baseline Forecast | F4 | Industrial | Industrial - WA | New | Space Heating | Natural Gas | Unit Heater | Baseline Forecast | Winter Peak Demand (n/a) | 0 | 0 | 0 | 0 | 0 | 0 | 0 | 0 | 0 | 0 | 0 | 0 | 0 | 0 | 0 | 0 | 0 | 0 | 0 | 0 | 0 | 0 | 0 | 0 | 0 | 0 | 0
F5_Industrial_Industrial - WA_New_Space Heating_Natural Gas_Unit Heater_Baseline Forecast | F5 | Industrial | Industrial - WA | New | Space Heating | Natural Gas | Unit Heater | Baseline Forecast | Turnover | 0 | 2.2032 | 2.6087 | 2.3569 | 2.4916 | 2.4131 | 2.3355 | 2.2595 | 2.1847 | 2.1112 | 2.039 | 1.968 | 1.8982 | 1.8297 | 1.7624 | 1.6961 | 1.6311 | 1.7675 | 1.9235 | 2.038 | 2.1497 | 2.2395 | 2.3099 | 2.3626 | 2.3994 | 2.4221 | 3.2977
F6_Industrial_Industrial - WA_New_Space Heating_Natural Gas_Unit Heater_Baseline Forecast | F6 | Industrial | Industrial - WA | New | Space Heating | Natural Gas | Unit Heater | Baseline Forecast | Avg. Replacement Usage (therms) | 107.8798 | 103.9546 | 103.9546 | 103.9546 | 103.9546 | 103.9546 | 103.9546 | 103.9546 | 103.9546 | 103.9546 | 103.9546 | 103.9546 | 103.9546 | 103.9546 | 103.9546 | 103.9546 | 103.9546 | 103.9546 | 103.9546 | 103.9546 | 103.9546 | 103.9546 | 103.9546 | 103.9546 | 103.9546 | 103.9546 | 103.9546
F7_Industrial_Industrial - WA_New_Space Heating_Natural Gas_Unit Heater_Baseline Forecast | F7 | Industrial | Industrial - WA | New | Space Heating | Natural Gas | Unit Heater | Baseline Forecast | Avg. Replacement Summer Demand (n/a) | 0 | 0 | 0 | 0 | 0 | 0 | 0 | 0 | 0 | 0 | 0 | 0 | 0 | 0 | 0 | 0 | 0 | 0 | 0 | 0 | 0 | 0 | 0 | 0 | 0 | 0 | 0
F8_Industrial_Industrial - WA_New_Space Heating_Natural Gas_Unit Heater_Baseline Forecast | F8 | Industrial | Industrial - WA | New | Space Heating | Natural Gas | Unit Heater | Baseline Forecast | Avg. Replacement Winter Demand (n/a) | 0 | 0 | 0 | 0 | 0 | 0 | 0 | 0 | 0 | 0 | 0 | 0 | 0 | 0 | 0 | 0 | 0 | 0 | 0 | 0 | 0 | 0 | 0 | 0 | 0 | 0 | 0
F1_Industrial_Industrial - WA_New_Process_Natural Gas_Process Boiler_Baseline Forecast | F1 | Industrial | Industrial - WA | New | Process | Natural Gas | Process Boiler | Baseline Forecast | Units | 0 | 16.0376 | 35.0271 | 52.184 | 70.3214 | 87.887 | 104.8881 | 121.3356 | 137.2387 | 152.607 | 167.4496 | 181.7755 | 195.5935 | 208.9128 | 221.7417 | 234.0886 | 245.9619 | 257.3699 | 268.32 | 278.8211 | 288.8804 | 298.5053 | 307.7037 | 316.4828 | 324.8496 | 332.8115 | 346.6767
F2_Industrial_Industrial - WA_New_Process_Natural Gas_Process Boiler_Baseline Forecast | F2 | Industrial | Industrial - WA | New | Process | Natural Gas | Process Boiler | Baseline Forecast | Usage (MMtherm) | 0 | 0.012164 | 0.026567 | 0.03958 | 0.053337 | 0.06666 | 0.079555 | 0.09203 | 0.10409 | 0.11575 | 0.12701 | 0.13787 | 0.14835 | 0.15845 | 0.16819 | 0.17755 | 0.18656 | 0.19521 | 0.20351 | 0.21148 | 0.21911 | 0.22641 | 0.23339 | 0.24004 | 0.24639 | 0.25243 | 0.26295
F3_Industrial_Industrial - WA_New_Process_Natural Gas_Process Boiler_Baseline Forecast | F3 | Industrial | Industrial - WA | New | Process | Natural Gas | Process Boiler | Baseline Forecast | Summer Peak Demand (n/a) | 0 | 0 | 0 | 0 | 0 | 0 | 0 | 0 | 0 | 0 | 0 | 0 | 0 | 0 | 0 | 0 | 0 | 0 | 0 | 0 | 0 | 0 | 0 | 0 | 0 | 0 | 0
F4_Industrial_Industrial - WA_New_Process_Natural Gas_Process Boiler_Baseline Forecast | F4 | Industrial | Industrial - WA | New | Process | Natural Gas | Process Boiler | Baseline Forecast | Winter Peak Demand (n/a) | 0 | 0 | 0 | 0 | 0 | 0 | 0 | 0 | 0 | 0 | 0 | 0 | 0 | 0 | 0 | 0 | 0 | 0 | 0 | 0 | 0 | 0 | 0 | 0 | 0 | 0 | 0
F5_Industrial_Industrial - WA_New_Process_Natural Gas_Process Boiler_Baseline Forecast | F5 | Industrial | Industrial - WA | New | Process | Natural Gas | Process Boiler | Baseline Forecast | Turnover | 0 | 16.0376 | 18.9895 | 17.1569 | 20.4284 | 22.2422 | 23.4606 | 24.9025 | 26.3278 | 27.6552 | 28.9318 | 34.8361 | 36.209 | 36.1107 | 38.2942 | 39.8754 | 40.9828 | 42.2497 | 43.4977 | 44.6404 | 45.7293 | 48.1332 | 48.9828 | 49.3842 | 50.6834 | 51.6916 | 58.7254
F6_Industrial_Industrial - WA_New_Process_Natural Gas_Process Boiler_Baseline Forecast | F6 | Industrial | Industrial - WA | New | Process | Natural Gas | Process Boiler | Baseline Forecast | Avg. Replacement Usage (therms) | 758.4736 | 758.4736 | 758.4736 | 758.4736 | 758.4736 | 758.4736 | 758.4736 | 758.4736 | 758.4736 | 758.4736 | 758.4736 | 758.4736 | 758.4736 | 758.4736 | 758.4736 | 758.4736 | 758.4736 | 758.4736 | 758.4736 | 758.4736 | 758.4736 | 758.4736 | 758.4736 | 758.4736 | 758.4736 | 758.4736 | 758.4736
F7_Industrial_Industrial - WA_New_Process_Natural Gas_Process Boiler_Baseline Forecast | F7 | Industrial | Industrial - WA | New | Process | Natural Gas | Process Boiler | Baseline Forecast | Avg. Replacement Summer Demand (n/a) | 0 | 0 | 0 | 0 | 0 | 0 | 0 | 0 | 0 | 0 | 0 | 0 | 0 | 0 | 0 | 0 | 0 | 0 | 0 | 0 | 0 | 0 | 0 | 0 | 0 | 0 | 0
F8_Industrial_Industrial - WA_New_Process_Natural Gas_Process Boiler_Baseline Forecast | F8 | Industrial | Industrial - WA | New | Process | Natural Gas | Process Boiler | Baseline Forecast | Avg. Replacement Winter Demand (n/a) | 0 | 0 | 0 | 0 | 0 | 0 | 0 | 0 | 0 | 0 | 0 | 0 | 0 | 0 | 0 | 0 | 0 | 0 | 0 | 0 | 0 | 0 | 0 | 0 | 0 | 0 | 0
F1_Industrial_Industrial - WA_New_Process_Natural Gas_Process Heating_Baseline Forecast | F1 | Industrial | Industrial - WA | New | Process | Natural Gas | Process Heating | Baseline Forecast | Units | 0 | 16.0376 | 35.0271 | 52.184 | 70.3214 | 87.887 | 104.8881 | 121.3356 | 137.2387 | 152.607 | 167.4496 | 181.7755 | 195.5935 | 208.9128 | 221.7417 | 234.0886 | 245.9619 | 257.3699 | 268.32 | 278.8211 | 288.8804 | 298.5053 | 307.7037 | 316.4828 | 324.8496 | 332.8115 | 346.6767
F2_Industrial_Industrial - WA_New_Process_Natural Gas_Process Heating_Baseline Forecast | F2 | Industrial | Industrial - WA | New | Process | Natural Gas | Process Heating | Baseline Forecast | Usage (MMtherm) | 0 | 0.010825 | 0.023643 | 0.035224 | 0.047467 | 0.059324 | 0.0708 | 0.081902 | 0.092636 | 0.10301 | 0.11303 | 0.1227 | 0.13203 | 0.14102 | 0.14968 | 0.15801 | 0.16602 | 0.17373 | 0.18112 | 0.1882 | 0.19499 | 0.20149 | 0.2077 | 0.21363 | 0.21927 | 0.22465 | 0.23401
F3_Industrial_Industrial - WA_New_Process_Natural Gas_Process Heating_Baseline Forecast | F3 | Industrial | Industrial - WA | New | Process | Natural Gas | Process Heating | Baseline Forecast | Summer Peak Demand (n/a) | 0 | 0 | 0 | 0 | 0 | 0 | 0 | 0 | 0 | 0 | 0 | 0 | 0 | 0 | 0 | 0 | 0 | 0 | 0 | 0 | 0 | 0 | 0 | 0 | 0 | 0 | 0
F4_Industrial_Industrial - WA_New_Process_Natural Gas_Process Heating_Baseline Forecast | F4 | Industrial | Industrial - WA | New | Process | Natural Gas | Process Heating | Baseline Forecast | Winter Peak Demand (n/a) | 0 | 0 | 0 | 0 | 0 | 0 | 0 | 0 | 0 | 0 | 0 | 0 | 0 | 0 | 0 | 0 | 0 | 0 | 0 | 0 | 0 | 0 | 0 | 0 | 0 | 0 | 0
F5_Industrial_Industrial - WA_New_Process_Natural Gas_Process Heating_Baseline Forecast | F5 | Industrial | Industrial - WA | New | Process | Natural Gas | Process Heating | Baseline Forecast | Turnover | 0 | 16.0376 | 18.9895 | 17.1569 | 20.4284 | 22.2422 | 23.4606 | 24.9025 | 26.3278 | 27.6552 | 28.9318 | 34.8361 | 36.209 | 36.1107 | 38.2942 | 39.8754 | 40.9828 | 42.2497 | 43.4977 | 44.6404 | 45.7293 | 48.1332 | 48.9828 | 49.3842 | 50.6834 | 51.6916 | 58.7254
F6_Industrial_Industrial - WA_New_Process_Natural Gas_Process Heating_Baseline Forecast | F6 | Industrial | Industrial - WA | New | Process | Natural Gas | Process Heating | Baseline Forecast | Avg. Replacement Usage (therms) | 675.0023 | 675.0023 | 675.0023 | 675.0023 | 675.0023 | 675.0023 | 675.0023 | 675.0023 | 675.0023 | 675.0023 | 675.0023 | 675.0023 | 675.0023 | 675.0023 | 675.0023 | 675.0023 | 675.0023 | 675.0023 | 675.0023 | 675.0023 | 675.0023 | 675.0023 | 675.0023 | 675.0023 | 675.0023 | 675.0023 | 675.0023
F7_Industrial_Industrial - WA_New_Process_Natural Gas_Process Heating_Baseline Forecast | F7 | Industrial | Industrial - WA | New | Process | Natural Gas | Process Heating | Baseline Forecast | Avg. Replacement Summer Demand (n/a) | 0 | 0 | 0 | 0 | 0 | 0 | 0 | 0 | 0 | 0 | 0 | 0 | 0 | 0 | 0 | 0 | 0 | 0 | 0 | 0 | 0 | 0 | 0 | 0 | 0 | 0 | 0
F8_Industrial_Industrial - WA_New_Process_Natural Gas_Process Heating_Baseline Forecast | F8 | Industrial | Industrial - WA | New | Process | Natural Gas | Process Heating | Baseline Forecast | Avg. Replacement Winter Demand (n/a) | 0 | 0 | 0 | 0 | 0 | 0 | 0 | 0 | 0 | 0 | 0 | 0 | 0 | 0 | 0 | 0 | 0 | 0 | 0 | 0 | 0 | 0 | 0 | 0 | 0 | 0 | 0
F1_Industrial_Industrial - WA_New_Process_Natural Gas_Process Cooling_Baseline Forecast | F1 | Industrial | Industrial - WA | New | Process | Natural Gas | Process Cooling | Baseline Forecast | Units | 0 | 16.0376 | 35.0271 | 52.184 | 70.3214 | 87.887 | 104.8881 | 121.3356 | 137.2387 | 152.607 | 167.4496 | 181.7755 | 195.5935 | 208.9128 | 221.7417 | 234.0886 | 245.9619 | 257.3699 | 268.32 | 278.8211 | 288.8804 | 298.5053 | 307.7037 | 316.4828 | 324.8496 | 332.8115 | 346.6767
F2_Industrial_Industrial - WA_New_Process_Natural Gas_Process Cooling_Baseline Forecast | F2 | Industrial | Industrial - WA | New | Process | Natural Gas | Process Cooling | Baseline Forecast | Usage (MMtherm) | 0 | 0.00012565 | 0.00027443 | 0.00040885 | 0.00055096 | 0.00068858 | 0.00082178 | 0.00095065 | 0.0010752 | 0.0011957 | 0.0013119 | 0.0014242 | 0.0015324 | 0.0016368 | 0.0017373 | 0.001834 | 0.0019271 | 0.0020165 | 0.0021022 | 0.0021845 | 0.0022633 | 0.0023387 | 0.0024108 | 0.0024796 | 0.0025451 | 0.0026075 | 0.0027162
F3_Industrial_Industrial - WA_New_Process_Natural Gas_Process Cooling_Baseline Forecast | F3 | Industrial | Industrial - WA | New | Process | Natural Gas | Process Cooling | Baseline Forecast | Summer Peak Demand (n/a) | 0 | 0 | 0 | 0 | 0 | 0 | 0 | 0 | 0 | 0 | 0 | 0 | 0 | 0 | 0 | 0 | 0 | 0 | 0 | 0 | 0 | 0 | 0 | 0 | 0 | 0 | 0
F4_Industrial_Industrial - WA_New_Process_Natural Gas_Process Cooling_Baseline Forecast | F4 | Industrial | Industrial - WA | New | Process | Natural Gas | Process Cooling | Baseline Forecast | Winter Peak Demand (n/a) | 0 | 0 | 0 | 0 | 0 | 0 | 0 | 0 | 0 | 0 | 0 | 0 | 0 | 0 | 0 | 0 | 0 | 0 | 0 | 0 | 0 | 0 | 0 | 0 | 0 | 0 | 0
F5_Industrial_Industrial - WA_New_Process_Natural Gas_Process Cooling_Baseline Forecast | F5 | Industrial | Industrial - WA | New | Process | Natural Gas | Process Cooling | Baseline Forecast | Turnover | 0 | 16.0376 | 18.9895 | 17.1569 | 20.4284 | 22.2422 | 23.4606 | 24.9025 | 26.3278 | 27.6552 | 28.9318 | 34.8361 | 36.209 | 36.1107 | 38.2942 | 39.8754 | 40.9828 | 42.2497 | 43.4977 | 44.6404 | 45.7293 | 48.1332 | 48.9828 | 49.3842 | 50.6834 | 51.6916 | 58.7254
F6_Industrial_Industrial - WA_New_Process_Natural Gas_Process Cooling_Baseline Forecast | F6 | Industrial | Industrial - WA | New | Process | Natural Gas | Process Cooling | Baseline Forecast | Avg. Replacement Usage (therms) | 7.8348 | 7.8348 | 7.8348 | 7.8348 | 7.8348 | 7.8348 | 7.8348 | 7.8348 | 7.8348 | 7.8348 | 7.8348 | 7.8348 | 7.8348 | 7.8348 | 7.8348 | 7.8348 | 7.8348 | 7.8348 | 7.8348 | 7.8348 | 7.8348 | 7.8348 | 7.8348 | 7.8348 | 7.8348 | 7.8348 | 7.8348
F7_Industrial_Industrial - WA_New_Process_Natural Gas_Process Cooling_Baseline Forecast | F7 | Industrial | Industrial - WA | New | Process | Natural Gas | Process Cooling | Baseline Forecast | Avg. Replacement Summer Demand (n/a) | 0 | 0 | 0 | 0 | 0 | 0 | 0 | 0 | 0 | 0 | 0 | 0 | 0 | 0 | 0 | 0 | 0 | 0 | 0 | 0 | 0 | 0 | 0 | 0 | 0 | 0 | 0
F8_Industrial_Industrial - WA_New_Process_Natural Gas_Process Cooling_Baseline Forecast | F8 | Industrial | Industrial - WA | New | Process | Natural Gas | Process Cooling | Baseline Forecast | Avg. Replacement Winter Demand (n/a) | 0 | 0 | 0 | 0 | 0 | 0 | 0 | 0 | 0 | 0 | 0 | 0 | 0 | 0 | 0 | 0 | 0 | 0 | 0 | 0 | 0 | 0 | 0 | 0 | 0 | 0 | 0
F1_Industrial_Industrial - WA_New_Process_Natural Gas_Other Process_Baseline Forecast | F1 | Industrial | Industrial - WA | New | Process | Natural Gas | Other Process | Baseline Forecast | Units | 0 | 16.0376 | 35.0271 | 52.184 | 70.3214 | 87.887 | 104.8881 | 121.3356 | 137.2387 | 152.607 | 167.4496 | 181.7755 | 195.5935 | 208.9128 | 221.7417 | 234.0886 | 245.9619 | 257.3699 | 268.32 | 278.8211 | 288.8804 | 298.5053 | 307.7037 | 316.4828 | 324.8496 | 332.8115 | 346.6767
F2_Industrial_Industrial - WA_New_Process_Natural Gas_Other Process_Baseline Forecast | F2 | Industrial | Industrial - WA | New | Process | Natural Gas | Other Process | Baseline Forecast | Usage (MMtherm) | 0 | 0.00081674 | 0.0017838 | 0.0026576 | 0.0035812 | 0.0044758 | 0.0053416 | 0.0061792 | 0.0069891 | 0.0077717 | 0.0085276 | 0.0092572 | 0.0099609 | 0.010639 | 0.011293 | 0.011921 | 0.012526 | 0.013107 | 0.013665 | 0.014199 | 0.014712 | 0.015202 | 0.01567 | 0.016117 | 0.016543 | 0.016949 | 0.017655
F3_Industrial_Industrial - WA_New_Process_Natural Gas_Other Process_Baseline Forecast | F3 | Industrial | Industrial - WA | New | Process | Natural Gas | Other Process | Baseline Forecast | Summer Peak Demand (n/a) | 0 | 0 | 0 | 0 | 0 | 0 | 0 | 0 | 0 | 0 | 0 | 0 | 0 | 0 | 0 | 0 | 0 | 0 | 0 | 0 | 0 | 0 | 0 | 0 | 0 | 0 | 0
F4_Industrial_Industrial - WA_New_Process_Natural Gas_Other Process_Baseline Forecast | F4 | Industrial | Industrial - WA | New | Process | Natural Gas | Other Process | Baseline Forecast | Winter Peak Demand (n/a) | 0 | 0 | 0 | 0 | 0 | 0 | 0 | 0 | 0 | 0 | 0 | 0 | 0 | 0 | 0 | 0 | 0 | 0 | 0 | 0 | 0 | 0 | 0 | 0 | 0 | 0 | 0
F5_Industrial_Industrial - WA_New_Process_Natural Gas_Other Process_Baseline Forecast | F5 | Industrial | Industrial - WA | New | Process | Natural Gas | Other Process | Baseline Forecast | Turnover | 0 | 16.0376 | 18.9895 | 17.1569 | 20.4284 | 22.2422 | 23.4606 | 24.9025 | 26.3278 | 27.6552 | 28.9318 | 34.8361 | 36.209 | 36.1107 | 38.2942 | 39.8754 | 40.9828 | 42.2497 | 43.4977 | 44.6404 | 45.7293 | 48.1332 | 48.9828 | 49.3842 | 50.6834 | 51.6916 | 58.7254
F6_Industrial_Industrial - WA_New_Process_Natural Gas_Other Process_Baseline Forecast | F6 | Industrial | Industrial - WA | New | Process | Natural Gas | Other Process | Baseline Forecast | Avg. Replacement Usage (therms) | 50.9265 | 50.9265 | 50.9265 | 50.9265 | 50.9265 | 50.9265 | 50.9265 | 50.9265 | 50.9265 | 50.9265 | 50.9265 | 50.9265 | 50.9265 | 50.9265 | 50.9265 | 50.9265 | 50.9265 | 50.9265 | 50.9265 | 50.9265 | 50.9265 | 50.9265 | 50.9265 | 50.9265 | 50.9265 | 50.9265 | 50.9265
F7_Industrial_Industrial - WA_New_Process_Natural Gas_Other Process_Baseline Forecast | F7 | Industrial | Industrial - WA | New | Process | Natural Gas | Other Process | Baseline Forecast | Avg. Replacement Summer Demand (n/a) | 0 | 0 | 0 | 0 | 0 | 0 | 0 | 0 | 0 | 0 | 0 | 0 | 0 | 0 | 0 | 0 | 0 | 0 | 0 | 0 | 0 | 0 | 0 | 0 | 0 | 0 | 0
F8_Industrial_Industrial - WA_New_Process_Natural Gas_Other Process_Baseline Forecast | F8 | Industrial | Industrial - WA | New | Process | Natural Gas | Other Process | Baseline Forecast | Avg. Replacement Winter Demand (n/a) | 0 | 0 | 0 | 0 | 0 | 0 | 0 | 0 | 0 | 0 | 0 | 0 | 0 | 0 | 0 | 0 | 0 | 0 | 0 | 0 | 0 | 0 | 0 | 0 | 0 | 0 | 0
F1_Industrial_Industrial - WA_New_Miscellaneous_Natural Gas_Miscellaneous_Baseline Forecast | F1 | Industrial | Industrial - WA | New | Miscellaneous | Natural Gas | Miscellaneous | Baseline Forecast | Units | 0 | 16.0376 | 35.0271 | 52.184 | 70.3214 | 87.887 | 104.8881 | 121.3356 | 137.2387 | 152.607 | 167.4496 | 181.7755 | 195.5935 | 208.9128 | 221.7417 | 234.0886 | 245.9619 | 257.3699 | 268.32 | 278.8211 | 288.8804 | 298.5053 | 307.7037 | 316.4828 | 324.8496 | 332.8115 | 346.6767
F2_Industrial_Industrial - WA_New_Miscellaneous_Natural Gas_Miscellaneous_Baseline Forecast | F2 | Industrial | Industrial - WA | New | Miscellaneous | Natural Gas | Miscellaneous | Baseline Forecast | Usage (MMtherm) | 0 | 0.001851 | 0.0040426 | 0.0060227 | 0.008116 | 0.010143 | 0.012105 | 0.014004 | 0.015839 | 0.017613 | 0.019326 | 0.020979 | 0.022574 | 0.024111 | 0.025592 | 0.027017 | 0.028387 | 0.029704 | 0.030968 | 0.03218 | 0.033341 | 0.034451 | 0.035513 | 0.036526 | 0.037492 | 0.038411 | 0.040011
F3_Industrial_Industrial - WA_New_Miscellaneous_Natural Gas_Miscellaneous_Baseline Forecast | F3 | Industrial | Industrial - WA | New | Miscellaneous | Natural Gas | Miscellaneous | Baseline Forecast | Summer Peak Demand (n/a) | 0 | 0 | 0 | 0 | 0 | 0 | 0 | 0 | 0 | 0 | 0 | 0 | 0 | 0 | 0 | 0 | 0 | 0 | 0 | 0 | 0 | 0 | 0 | 0 | 0 | 0 | 0
F4_Industrial_Industrial - WA_New_Miscellaneous_Natural Gas_Miscellaneous_Baseline Forecast | F4 | Industrial | Industrial - WA | New | Miscellaneous | Natural Gas | Miscellaneous | Baseline Forecast | Winter Peak Demand (n/a) | 0 | 0 | 0 | 0 | 0 | 0 | 0 | 0 | 0 | 0 | 0 | 0 | 0 | 0 | 0 | 0 | 0 | 0 | 0 | 0 | 0 | 0 | 0 | 0 | 0 | 0 | 0
F5_Industrial_Industrial - WA_New_Miscellaneous_Natural Gas_Miscellaneous_Baseline Forecast | F5 | Industrial | Industrial - WA | New | Miscellaneous | Natural Gas | Miscellaneous | Baseline Forecast | Turnover | 0 | 16.0376 | 18.9895 | 17.1569 | 20.4284 | 22.2422 | 23.4606 | 24.9025 | 26.3278 | 27.6552 | 28.9318 | 34.8361 | 36.209 | 36.1107 | 38.2942 | 39.8754 | 40.9828 | 42.2497 | 43.4977 | 44.6404 | 45.7293 | 48.1332 | 48.9828 | 49.3842 | 50.6834 | 51.6916 | 58.7254
F6_Industrial_Industrial - WA_New_Miscellaneous_Natural Gas_Miscellaneous_Baseline Forecast | F6 | Industrial | Industrial - WA | New | Miscellaneous | Natural Gas | Miscellaneous | Baseline Forecast | Avg. Replacement Usage (therms) | 115.4133 | 115.4133 | 115.4133 | 115.4133 | 115.4133 | 115.4133 | 115.4133 | 115.4133 | 115.4133 | 115.4133 | 115.4133 | 115.4133 | 115.4133 | 115.4133 | 115.4133 | 115.4133 | 115.4133 | 115.4133 | 115.4133 | 115.4133 | 115.4133 | 115.4133 | 115.4133 | 115.4133 | 115.4133 | 115.4133 | 115.4133
F7_Industrial_Industrial - WA_New_Miscellaneous_Natural Gas_Miscellaneous_Baseline Forecast | F7 | Industrial | Industrial - WA | New | Miscellaneous | Natural Gas | Miscellaneous | Baseline Forecast | Avg. Replacement Summer Demand (n/a) | 0 | 0 | 0 | 0 | 0 | 0 | 0 | 0 | 0 | 0 | 0 | 0 | 0 | 0 | 0 | 0 | 0 | 0 | 0 | 0 | 0 | 0 | 0 | 0 | 0 | 0 | 0
F8_Industrial_Industrial - WA_New_Miscellaneous_Natural Gas_Miscellaneous_Baseline Forecast | F8 | Industrial | Industrial - WA | New | Miscellaneous | Natural Gas | Miscellaneous | Baseline Forecast | Avg. Replacement Winter Demand (n/a) | 0 | 0 | 0 | 0 | 0 | 0 | 0 | 0 | 0 | 0 | 0 | 0 | 0 | 0 | 0 | 0 | 0 | 0 | 0 | 0 | 0 | 0 | 0 | 0 | 0 | 0 | 0
F1_Industrial_Industrial - ID_Existing_Space Heating_Natural Gas_Furnace_Baseline Forecast | F1 | Industrial | Industrial - ID | Existing | Space Heating | Natural Gas | Furnace | Baseline Forecast | Units | 326.5599 | 320.9295 | 315.3963 | 309.9584 | 304.6143 | 299.3623 | 294.2009 | 289.1285 | 284.1435 | 279.2445 | 274.4299 | 269.6984 | 265.0484 | 260.4786 | 255.9876 | 251.574 | 247.2365 | 242.9738 | 238.7846 | 234.6676 | 230.6217 | 226.6454 | 222.7377 | 218.8974 | 215.1233 | 211.4143 | 207.7692
F2_Industrial_Industrial - ID_Existing_Space Heating_Natural Gas_Furnace_Baseline Forecast | F2 | Industrial | Industrial - ID | Existing | Space Heating | Natural Gas | Furnace | Baseline Forecast | Usage (MMtherm) | 0.041242 | 0.039014 | 0.0383 | 0.037598 | 0.03691 | 0.036234 | 0.035571 | 0.034922 | 0.034285 | 0.033661 | 0.03305 | 0.032452 | 0.031867 | 0.031293 | 0.030731 | 0.030181 | 0.029642 | 0.029113 | 0.028595 | 0.028087 | 0.027588 | 0.0271 | 0.026621 | 0.026151 | 0.025689 | 0.025237 | 0.024793
F3_Industrial_Industrial - ID_Existing_Space Heating_Natural Gas_Furnace_Baseline Forecast | F3 | Industrial | Industrial - ID | Existing | Space Heating | Natural Gas | Furnace | Baseline Forecast | Summer Peak Demand (n/a) | 0 | 0 | 0 | 0 | 0 | 0 | 0 | 0 | 0 | 0 | 0 | 0 | 0 | 0 | 0 | 0 | 0 | 0 | 0 | 0 | 0 | 0 | 0 | 0 | 0 | 0 | 0
F4_Industrial_Industrial - ID_Existing_Space Heating_Natural Gas_Furnace_Baseline Forecast | F4 | Industrial | Industrial - ID | Existing | Space Heating | Natural Gas | Furnace | Baseline Forecast | Winter Peak Demand (n/a) | 0 | 0 | 0 | 0 | 0 | 0 | 0 | 0 | 0 | 0 | 0 | 0 | 0 | 0 | 0 | 0 | 0 | 0 | 0 | 0 | 0 | 0 | 0 | 0 | 0 | 0 | 0
F5_Industrial_Industrial - ID_Existing_Space Heating_Natural Gas_Furnace_Baseline Forecast | F5 | Industrial | Industrial - ID | Existing | Space Heating | Natural Gas | Furnace | Baseline Forecast | Turnover | 0 | 8.3903 | 8.7913 | 9.1445 | 9.4536 | 9.7224 | 9.9542 | 10.152 | 10.3187 | 10.4568 | 10.5688 | 10.657 | 10.2648 | 9.9215 | 9.6211 | 9.3583 | 9.1283 | 8.9268 | 8.75 | 8.5946 | 8.4576 | 8.3363 | 8.2284 | 8.1095 | 7.9829 | 7.8512 | 7.7166
F6_Industrial_Industrial - ID_Existing_Space Heating_Natural Gas_Furnace_Baseline Forecast | F6 | Industrial | Industrial - ID | Existing | Space Heating | Natural Gas | Furnace | Baseline Forecast | Avg. Replacement Usage (therms) | 123.1378 | 118.6574 | 118.6574 | 118.6574 | 118.6574 | 118.6574 | 118.6574 | 118.6574 | 118.6574 | 118.6574 | 118.6574 | 118.6574 | 118.6574 | 118.6574 | 118.6574 | 118.6574 | 118.6574 | 118.6574 | 118.6574 | 118.6574 | 118.6574 | 118.6574 | 118.6574 | 118.6574 | 118.6574 | 118.6574 | 118.6574
F7_Industrial_Industrial - ID_Existing_Space Heating_Natural Gas_Furnace_Baseline Forecast | F7 | Industrial | Industrial - ID | Existing | Space Heating | Natural Gas | Furnace | Baseline Forecast | Avg. Replacement Summer Demand (n/a) | 0 | 0 | 0 | 0 | 0 | 0 | 0 | 0 | 0 | 0 | 0 | 0 | 0 | 0 | 0 | 0 | 0 | 0 | 0 | 0 | 0 | 0 | 0 | 0 | 0 | 0 | 0
F8_Industrial_Industrial - ID_Existing_Space Heating_Natural Gas_Furnace_Baseline Forecast | F8 | Industrial | Industrial - ID | Existing | Space Heating | Natural Gas | Furnace | Baseline Forecast | Avg. Replacement Winter Demand (n/a) | 0 | 0 | 0 | 0 | 0 | 0 | 0 | 0 | 0 | 0 | 0 | 0 | 0 | 0 | 0 | 0 | 0 | 0 | 0 | 0 | 0 | 0 | 0 | 0 | 0 | 0 | 0
F1_Industrial_Industrial - ID_Existing_Space Heating_Natural Gas_Boiler_Baseline Forecast | F1 | Industrial | Industrial - ID | Existing | Space Heating | Natural Gas | Boiler | Baseline Forecast | Units | 698.7351 | 686.688 | 674.8485 | 663.2132 | 651.7785 | 640.5409 | 629.4971 | 618.6437 | 607.9775 | 597.4951 | 587.1935 | 577.0694 | 567.12 | 557.342 | 547.7327 | 538.289 | 529.0082 | 519.8873 | 510.9238 | 502.1147 | 493.4576 | 484.9497 | 476.5885 | 468.3714 | 460.2961 | 452.3599 | 444.5606
F2_Industrial_Industrial - ID_Existing_Space Heating_Natural Gas_Boiler_Baseline Forecast | F2 | Industrial | Industrial - ID | Existing | Space Heating | Natural Gas | Boiler | Baseline Forecast | Usage (MMtherm) | 0.088245 | 0.083447 | 0.08188 | 0.080334 | 0.078812 | 0.077313 | 0.075839 | 0.074391 | 0.072969 | 0.071574 | 0.070205 | 0.068864 | 0.06755 | 0.066262 | 0.065002 | 0.063769 | 0.062562 | 0.061382 | 0.060227 | 0.059099 | 0.057995 | 0.056917 | 0.055863 | 0.054834 | 0.053828 | 0.052845 | 0.051885
F3_Industrial_Industrial - ID_Existing_Space Heating_Natural Gas_Boiler_Baseline Forecast | F3 | Industrial | Industrial - ID | Existing | Space Heating | Natural Gas | Boiler | Baseline Forecast | Summer Peak Demand (n/a) | 0 | 0 | 0 | 0 | 0 | 0 | 0 | 0 | 0 | 0 | 0 | 0 | 0 | 0 | 0 | 0 | 0 | 0 | 0 | 0 | 0 | 0 | 0 | 0 | 0 | 0 | 0
F4_Industrial_Industrial - ID_Existing_Space Heating_Natural Gas_Boiler_Baseline Forecast | F4 | Industrial | Industrial - ID | Existing | Space Heating | Natural Gas | Boiler | Baseline Forecast | Winter Peak Demand (n/a) | 0 | 0 | 0 | 0 | 0 | 0 | 0 | 0 | 0 | 0 | 0 | 0 | 0 | 0 | 0 | 0 | 0 | 0 | 0 | 0 | 0 | 0 | 0 | 0 | 0 | 0 | 0
F5_Industrial_Industrial - ID_Existing_Space Heating_Natural Gas_Boiler_Baseline Forecast | F5 | Industrial | Industrial - ID | Existing | Space Heating | Natural Gas | Boiler | Baseline Forecast | Turnover | 0 | 10.4044 | 11.3404 | 12.1415 | 12.8225 | 13.3969 | 13.8765 | 14.2722 | 14.5934 | 14.8486 | 15.0453 | 15.1905 | 15.29 | 15.3492 | 15.3731 | 15.3657 | 15.3311 | 15.2724 | 15.1929 | 15.0952 | 14.9816 | 14.8544 | 14.7153 | 14.5662 | 14.4086 | 14.2436 | 14.0727
F6_Industrial_Industrial - ID_Existing_Space Heating_Natural Gas_Boiler_Baseline Forecast | F6 | Industrial | Industrial - ID | Existing | Space Heating | Natural Gas | Boiler | Baseline Forecast | Avg. Replacement Usage (therms) | 119.9774 | 115.6121 | 115.6121 | 115.6121 | 115.6121 | 115.6121 | 115.6121 | 115.6121 | 115.6121 | 115.6121 | 115.6121 | 115.6121 | 115.6121 | 115.6121 | 115.6121 | 115.6121 | 115.6121 | 115.6121 | 115.6121 | 115.6121 | 115.6121 | 115.6121 | 115.6121 | 115.6121 | 115.6121 | 115.6121 | 115.6121
F7_Industrial_Industrial - ID_Existing_Space Heating_Natural Gas_Boiler_Baseline Forecast | F7 | Industrial | Industrial - ID | Existing | Space Heating | Natural Gas | Boiler | Baseline Forecast | Avg. Replacement Summer Demand (n/a) | 0 | 0 | 0 | 0 | 0 | 0 | 0 | 0 | 0 | 0 | 0 | 0 | 0 | 0 | 0 | 0 | 0 | 0 | 0 | 0 | 0 | 0 | 0 | 0 | 0 | 0 | 0
F8_Industrial_Industrial - ID_Existing_Space Heating_Natural Gas_Boiler_Baseline Forecast | F8 | Industrial | Industrial - ID | Existing | Space Heating | Natural Gas | Boiler | Baseline Forecast | Avg. Replacement Winter Demand (n/a) | 0 | 0 | 0 | 0 | 0 | 0 | 0 | 0 | 0 | 0 | 0 | 0 | 0 | 0 | 0 | 0 | 0 | 0 | 0 | 0 | 0 | 0 | 0 | 0 | 0 | 0 | 0
F1_Industrial_Industrial - ID_Existing_Space Heating_Natural Gas_Unit Heater_Baseline Forecast | F1 | Industrial | Industrial - ID | Existing | Space Heating | Natural Gas | Unit Heater | Baseline Forecast | Units | 163.2799 | 160.4648 | 157.6981 | 154.9792 | 152.3071 | 149.6812 | 147.1005 | 144.5642 | 142.0718 | 139.6222 | 137.215 | 134.8492 | 132.5242 | 130.2393 | 127.9938 | 125.787 | 123.6183 | 121.4869 | 119.3923 | 117.3338 | 115.3108 | 113.3227 | 111.3689 | 109.4487 | 107.5617 | 105.7072 | 103.8846
F2_Industrial_Industrial - ID_Existing_Space Heating_Natural Gas_Unit Heater_Baseline Forecast | F2 | Industrial | Industrial - ID | Existing | Space Heating | Natural Gas | Unit Heater | Baseline Forecast | Usage (MMtherm) | 0.020621 | 0.019528 | 0.019191 | 0.01886 | 0.018535 | 0.018216 | 0.017902 | 0.017593 | 0.01729 | 0.016992 | 0.016699 | 0.016411 | 0.016128 | 0.01585 | 0.015576 | 0.015308 | 0.015044 | 0.014785 | 0.01453 | 0.014279 | 0.014033 | 0.013791 | 0.013553 | 0.01332 | 0.01309 | 0.012864 | 0.012642
F3_Industrial_Industrial - ID_Existing_Space Heating_Natural Gas_Unit Heater_Baseline Forecast | F3 | Industrial | Industrial - ID | Existing | Space Heating | Natural Gas | Unit Heater | Baseline Forecast | Summer Peak Demand (n/a) | 0 | 0 | 0 | 0 | 0 | 0 | 0 | 0 | 0 | 0 | 0 | 0 | 0 | 0 | 0 | 0 | 0 | 0 | 0 | 0 | 0 | 0 | 0 | 0 | 0 | 0 | 0
F4_Industrial_Industrial - ID_Existing_Space Heating_Natural Gas_Unit Heater_Baseline Forecast | F4 | Industrial | Industrial - ID | Existing | Space Heating | Natural Gas | Unit Heater | Baseline Forecast | Winter Peak Demand (n/a) | 0 | 0 | 0 | 0 | 0 | 0 | 0 | 0 | 0 | 0 | 0 | 0 | 0 | 0 | 0 | 0 | 0 | 0 | 0 | 0 | 0 | 0 | 0 | 0 | 0 | 0 | 0
F5_Industrial_Industrial - ID_Existing_Space Heating_Natural Gas_Unit Heater_Baseline Forecast | F5 | Industrial | Industrial - ID | Existing | Space Heating | Natural Gas | Unit Heater | Baseline Forecast | Turnover | 0 | 0.13507 | 0.38616 | 0.73636 | 1.1707 | 1.6759 | 2.2402 | 2.8532 | 3.5058 | 4.1899 | 4.7829 | 5.2947 | 5.7343 | 6.1098 | 6.4283 | 6.696 | 6.9189 | 6.1907 | 5.5575 | 5.0158 | 4.5618 | 4.1909 | 3.8984 | 3.6793 | 3.5285 | 3.4408 | 3.4032
F6_Industrial_Industrial - ID_Existing_Space Heating_Natural Gas_Unit Heater_Baseline Forecast | F6 | Industrial | Industrial - ID | Existing | Space Heating | Natural Gas | Unit Heater | Baseline Forecast | Avg. Replacement Usage (therms) | 126.292 | 121.6969 | 121.6969 | 121.6969 | 121.6969 | 121.6969 | 121.6969 | 121.6969 | 121.6969 | 121.6969 | 121.6969 | 121.6969 | 121.6969 | 121.6969 | 121.6969 | 121.6969 | 121.6969 | 121.6969 | 121.6969 | 121.6969 | 121.6969 | 121.6969 | 121.6969 | 121.6969 | 121.6969 | 121.6969 | 121.6969
F7_Industrial_Industrial - ID_Existing_Space Heating_Natural Gas_Unit Heater_Baseline Forecast | F7 | Industrial | Industrial - ID | Existing | Space Heating | Natural Gas | Unit Heater | Baseline Forecast | Avg. Replacement Summer Demand (n/a) | 0 | 0 | 0 | 0 | 0 | 0 | 0 | 0 | 0 | 0 | 0 | 0 | 0 | 0 | 0 | 0 | 0 | 0 | 0 | 0 | 0 | 0 | 0 | 0 | 0 | 0 | 0
F8_Industrial_Industrial - ID_Existing_Space Heating_Natural Gas_Unit Heater_Baseline Forecast | F8 | Industrial | Industrial - ID | Existing | Space Heating | Natural Gas | Unit Heater | Baseline Forecast | Avg. Replacement Winter Demand (n/a) | 0 | 0 | 0 | 0 | 0 | 0 | 0 | 0 | 0 | 0 | 0 | 0 | 0 | 0 | 0 | 0 | 0 | 0 | 0 | 0 | 0 | 0 | 0 | 0 | 0 | 0 | 0
F1_Industrial_Industrial - ID_Existing_Process_Natural Gas_Process Boiler_Baseline Forecast | F1 | Industrial | Industrial - ID | Existing | Process | Natural Gas | Process Boiler | Baseline Forecast | Units | 1188.575 | 1168.0823 | 1147.9429 | 1128.1508 | 1108.7 | 1089.5844 | 1070.7985 | 1052.3365 | 1034.1927 | 1016.3618 | 998.8383 | 981.617 | 964.6926 | 948.0599 | 931.7141 | 915.65 | 899.863 | 884.3481 | 869.1007 | 854.1162 | 839.3901 | 824.9178 | 810.6951 | 796.7176 | 782.9811 | 769.4814 | 756.2145
F2_Industrial_Industrial - ID_Existing_Process_Natural Gas_Process Boiler_Baseline Forecast | F2 | Industrial | Industrial - ID | Existing | Process | Natural Gas | Process Boiler | Baseline Forecast | Usage (MMtherm) | 1.0554 | 1.0372 | 1.0193 | 1.0017 | 0.98444 | 0.96747 | 0.95079 | 0.9344 | 0.91829 | 0.90245 | 0.88689 | 0.8716 | 0.85657 | 0.84181 | 0.82729 | 0.81303 | 0.79901 | 0.78523 | 0.7717 | 0.75839 | 0.74532 | 0.73246 | 0.71984 | 0.70743 | 0.69523 | 0.68324 | 0.67146
F3_Industrial_Industrial - ID_Existing_Process_Natural Gas_Process Boiler_Baseline Forecast | F3 | Industrial | Industrial - ID | Existing | Process | Natural Gas | Process Boiler | Baseline Forecast | Summer Peak Demand (n/a) | 0 | 0 | 0 | 0 | 0 | 0 | 0 | 0 | 0 | 0 | 0 | 0 | 0 | 0 | 0 | 0 | 0 | 0 | 0 | 0 | 0 | 0 | 0 | 0 | 0 | 0 | 0
F4_Industrial_Industrial - ID_Existing_Process_Natural Gas_Process Boiler_Baseline Forecast | F4 | Industrial | Industrial - ID | Existing | Process | Natural Gas | Process Boiler | Baseline Forecast | Winter Peak Demand (n/a) | 0 | 0 | 0 | 0 | 0 | 0 | 0 | 0 | 0 | 0 | 0 | 0 | 0 | 0 | 0 | 0 | 0 | 0 | 0 | 0 | 0 | 0 | 0 | 0 | 0 | 0 | 0
F5_Industrial_Industrial - ID_Existing_Process_Natural Gas_Process Boiler_Baseline Forecast | F5 | Industrial | Industrial - ID | Existing | Process | Natural Gas | Process Boiler | Baseline Forecast | Turnover | 0 | 100.1213 | 117.137 | 130.905 | 123.8456 | 120.2063 | 119.0075 | 117.0405 | 114.8901 | 112.9162 | 110.9866 | 133.5841 | 132.4262 | 130.4659 | 126.8373 | 124.4312 | 122.7209 | 120.5949 | 118.4247 | 116.3987 | 114.4064 | 118.4311 | 115.8256 | 113.1594 | 111.0424 | 109.1898 | 107.4279
F6_Industrial_Industrial - ID_Existing_Process_Natural Gas_Process Boiler_Baseline Forecast | F6 | Industrial | Industrial - ID | Existing | Process | Natural Gas | Process Boiler | Baseline Forecast | Avg. Replacement Usage (therms) | 887.9248 | 887.9248 | 887.9248 | 887.9248 | 887.9248 | 887.9248 | 887.9248 | 887.9248 | 887.9248 | 887.9248 | 887.9248 | 887.9248 | 887.9248 | 887.9248 | 887.9248 | 887.9248 | 887.9248 | 887.9248 | 887.9248 | 887.9248 | 887.9248 | 887.9248 | 887.9248 | 887.9248 | 887.9248 | 887.9248 | 887.9248
F7_Industrial_Industrial - ID_Existing_Process_Natural Gas_Process Boiler_Baseline Forecast | F7 | Industrial | Industrial - ID | Existing | Process | Natural Gas | Process Boiler | Baseline Forecast | Avg. Replacement Summer Demand (n/a) | 0 | 0 | 0 | 0 | 0 | 0 | 0 | 0 | 0 | 0 | 0 | 0 | 0 | 0 | 0 | 0 | 0 | 0 | 0 | 0 | 0 | 0 | 0 | 0 | 0 | 0 | 0
F8_Industrial_Industrial - ID_Existing_Process_Natural Gas_Process Boiler_Baseline Forecast | F8 | Industrial | Industrial - ID | Existing | Process | Natural Gas | Process Boiler | Baseline Forecast | Avg. Replacement Winter Demand (n/a) | 0 | 0 | 0 | 0 | 0 | 0 | 0 | 0 | 0 | 0 | 0 | 0 | 0 | 0 | 0 | 0 | 0 | 0 | 0 | 0 | 0 | 0 | 0 | 0 | 0 | 0 | 0
F1_Industrial_Industrial - ID_Existing_Process_Natural Gas_Process Heating_Baseline Forecast | F1 | Industrial | Industrial - ID | Existing | Process | Natural Gas | Process Heating | Baseline Forecast | Units | 1188.575 | 1168.0823 | 1147.9429 | 1128.1508 | 1108.7 | 1089.5844 | 1070.7985 | 1052.3365 | 1034.1927 | 1016.3618 | 998.8383 | 981.617 | 964.6926 | 948.0599 | 931.7141 | 915.65 | 899.863 | 884.3481 | 869.1007 | 854.1162 | 839.3901 | 824.9178 | 810.6951 | 796.7176 | 782.9811 | 769.4814 | 756.2145
F2_Industrial_Industrial - ID_Existing_Process_Natural Gas_Process Heating_Baseline Forecast | F2 | Industrial | Industrial - ID | Existing | Process | Natural Gas | Process Heating | Baseline Forecast | Usage (MMtherm) | 0.93922 | 0.92303 | 0.90711 | 0.89147 | 0.8761 | 0.861 | 0.84615 | 0.83156 | 0.81723 | 0.80314 | 0.78929 | 0.77568 | 0.76231 | 0.74916 | 0.73625 | 0.72355 | 0.71108 | 0.69882 | 0.68677 | 0.67493 | 0.66329 | 0.65186 | 0.64062 | 0.62957 | 0.61872 | 0.60805 | 0.59757
F3_Industrial_Industrial - ID_Existing_Process_Natural Gas_Process Heating_Baseline Forecast | F3 | Industrial | Industrial - ID | Existing | Process | Natural Gas | Process Heating | Baseline Forecast | Summer Peak Demand (n/a) | 0 | 0 | 0 | 0 | 0 | 0 | 0 | 0 | 0 | 0 | 0 | 0 | 0 | 0 | 0 | 0 | 0 | 0 | 0 | 0 | 0 | 0 | 0 | 0 | 0 | 0 | 0
F4_Industrial_Industrial - ID_Existing_Process_Natural Gas_Process Heating_Baseline Forecast | F4 | Industrial | Industrial - ID | Existing | Process | Natural Gas | Process Heating | Baseline Forecast | Winter Peak Demand (n/a) | 0 | 0 | 0 | 0 | 0 | 0 | 0 | 0 | 0 | 0 | 0 | 0 | 0 | 0 | 0 | 0 | 0 | 0 | 0 | 0 | 0 | 0 | 0 | 0 | 0 | 0 | 0
F5_Industrial_Industrial - ID_Existing_Process_Natural Gas_Process Heating_Baseline Forecast | F5 | Industrial | Industrial - ID | Existing | Process | Natural Gas | Process Heating | Baseline Forecast | Turnover | 0 | 100.1213 | 117.137 | 130.905 | 123.8456 | 120.2063 | 119.0075 | 117.0405 | 114.8901 | 112.9162 | 110.9866 | 133.5841 | 132.4262 | 130.4659 | 126.8373 | 124.4312 | 122.7209 | 120.5949 | 118.4247 | 116.3987 | 114.4064 | 118.4311 | 115.8256 | 113.1594 | 111.0424 | 109.1898 | 107.4279
F6_Industrial_Industrial - ID_Existing_Process_Natural Gas_Process Heating_Baseline Forecast | F6 | Industrial | Industrial - ID | Existing | Process | Natural Gas | Process Heating | Baseline Forecast | Avg. Replacement Usage (therms) | 790.2072 | 790.2072 | 790.2072 | 790.2072 | 790.2072 | 790.2072 | 790.2072 | 790.2072 | 790.2072 | 790.2072 | 790.2072 | 790.2072 | 790.2072 | 790.2072 | 790.2072 | 790.2072 | 790.2072 | 790.2072 | 790.2072 | 790.2072 | 790.2072 | 790.2072 | 790.2072 | 790.2072 | 790.2072 | 790.2072 | 790.2072
F7_Industrial_Industrial - ID_Existing_Process_Natural Gas_Process Heating_Baseline Forecast | F7 | Industrial | Industrial - ID | Existing | Process | Natural Gas | Process Heating | Baseline Forecast | Avg. Replacement Summer Demand (n/a) | 0 | 0 | 0 | 0 | 0 | 0 | 0 | 0 | 0 | 0 | 0 | 0 | 0 | 0 | 0 | 0 | 0 | 0 | 0 | 0 | 0 | 0 | 0 | 0 | 0 | 0 | 0
F8_Industrial_Industrial - ID_Existing_Process_Natural Gas_Process Heating_Baseline Forecast | F8 | Industrial | Industrial - ID | Existing | Process | Natural Gas | Process Heating | Baseline Forecast | Avg. Replacement Winter Demand (n/a) | 0 | 0 | 0 | 0 | 0 | 0 | 0 | 0 | 0 | 0 | 0 | 0 | 0 | 0 | 0 | 0 | 0 | 0 | 0 | 0 | 0 | 0 | 0 | 0 | 0 | 0 | 0
F1_Industrial_Industrial - ID_Existing_Process_Natural Gas_Process Cooling_Baseline Forecast | F1 | Industrial | Industrial - ID | Existing | Process | Natural Gas | Process Cooling | Baseline Forecast | Units | 1188.575 | 1168.0823 | 1147.9429 | 1128.1508 | 1108.7 | 1089.5844 | 1070.7985 | 1052.3365 | 1034.1927 | 1016.3618 | 998.8383 | 981.617 | 964.6926 | 948.0599 | 931.7141 | 915.65 | 899.863 | 884.3481 | 869.1007 | 854.1162 | 839.3901 | 824.9178 | 810.6951 | 796.7176 | 782.9811 | 769.4814 | 756.2145
F2_Industrial_Industrial - ID_Existing_Process_Natural Gas_Process Cooling_Baseline Forecast | F2 | Industrial | Industrial - ID | Existing | Process | Natural Gas | Process Cooling | Baseline Forecast | Usage (MMtherm) | 0.010902 | 0.010714 | 0.010529 | 0.010347 | 0.010169 | 0.0099937 | 0.0098214 | 0.0096521 | 0.0094857 | 0.0093221 | 0.0091614 | 0.0090034 | 0.0088482 | 0.0086957 | 0.0085457 | 0.0083984 | 0.0082536 | 0.0081113 | 0.0079714 | 0.007834 | 0.0076989 | 0.0075662 | 0.0074357 | 0.0073075 | 0.0071815 | 0.0070577 | 0.006936
F3_Industrial_Industrial - ID_Existing_Process_Natural Gas_Process Cooling_Baseline Forecast | F3 | Industrial | Industrial - ID | Existing | Process | Natural Gas | Process Cooling | Baseline Forecast | Summer Peak Demand (n/a) | 0 | 0 | 0 | 0 | 0 | 0 | 0 | 0 | 0 | 0 | 0 | 0 | 0 | 0 | 0 | 0 | 0 | 0 | 0 | 0 | 0 | 0 | 0 | 0 | 0 | 0 | 0
F4_Industrial_Industrial - ID_Existing_Process_Natural Gas_Process Cooling_Baseline Forecast | F4 | Industrial | Industrial - ID | Existing | Process | Natural Gas | Process Cooling | Baseline Forecast | Winter Peak Demand (n/a) | 0 | 0 | 0 | 0 | 0 | 0 | 0 | 0 | 0 | 0 | 0 | 0 | 0 | 0 | 0 | 0 | 0 | 0 | 0 | 0 | 0 | 0 | 0 | 0 | 0 | 0 | 0
F5_Industrial_Industrial - ID_Existing_Process_Natural Gas_Process Cooling_Baseline Forecast | F5 | Industrial | Industrial - ID | Existing | Process | Natural Gas | Process Cooling | Baseline Forecast | Turnover | 0 | 100.1213 | 117.137 | 130.905 | 123.8456 | 120.2063 | 119.0075 | 117.0405 | 114.8901 | 112.9162 | 110.9866 | 133.5841 | 132.4262 | 130.4659 | 126.8373 | 124.4312 | 122.7209 | 120.5949 | 118.4247 | 116.3987 | 114.4064 | 118.4311 | 115.8256 | 113.1594 | 111.0424 | 109.1898 | 107.4279
F6_Industrial_Industrial - ID_Existing_Process_Natural Gas_Process Cooling_Baseline Forecast | F6 | Industrial | Industrial - ID | Existing | Process | Natural Gas | Process Cooling | Baseline Forecast | Avg. Replacement Usage (therms) | 9.172 | 9.172 | 9.172 | 9.172 | 9.172 | 9.172 | 9.172 | 9.172 | 9.172 | 9.172 | 9.172 | 9.172 | 9.172 | 9.172 | 9.172 | 9.172 | 9.172 | 9.172 | 9.172 | 9.172 | 9.172 | 9.172 | 9.172 | 9.172 | 9.172 | 9.172 | 9.172
F7_Industrial_Industrial - ID_Existing_Process_Natural Gas_Process Cooling_Baseline Forecast | F7 | Industrial | Industrial - ID | Existing | Process | Natural Gas | Process Cooling | Baseline Forecast | Avg. Replacement Summer Demand (n/a) | 0 | 0 | 0 | 0 | 0 | 0 | 0 | 0 | 0 | 0 | 0 | 0 | 0 | 0 | 0 | 0 | 0 | 0 | 0 | 0 | 0 | 0 | 0 | 0 | 0 | 0 | 0
F8_Industrial_Industrial - ID_Existing_Process_Natural Gas_Process Cooling_Baseline Forecast | F8 | Industrial | Industrial - ID | Existing | Process | Natural Gas | Process Cooling | Baseline Forecast | Avg. Replacement Winter Demand (n/a) | 0 | 0 | 0 | 0 | 0 | 0 | 0 | 0 | 0 | 0 | 0 | 0 | 0 | 0 | 0 | 0 | 0 | 0 | 0 | 0 | 0 | 0 | 0 | 0 | 0 | 0 | 0
F1_Industrial_Industrial - ID_Existing_Process_Natural Gas_Other Process_Baseline Forecast | F1 | Industrial | Industrial - ID | Existing | Process | Natural Gas | Other Process | Baseline Forecast | Units | 1188.575 | 1168.0823 | 1147.9429 | 1128.1508 | 1108.7 | 1089.5844 | 1070.7985 | 1052.3365 | 1034.1927 | 1016.3618 | 998.8383 | 981.617 | 964.6926 | 948.0599 | 931.7141 | 915.65 | 899.863 | 884.3481 | 869.1007 | 854.1162 | 839.3901 | 824.9178 | 810.6951 | 796.7176 | 782.9811 | 769.4814 | 756.2145
F2_Industrial_Industrial - ID_Existing_Process_Natural Gas_Other Process_Baseline Forecast | F2 | Industrial | Industrial - ID | Existing | Process | Natural Gas | Other Process | Baseline Forecast | Usage (MMtherm) | 0.070861 | 0.069639 | 0.068438 | 0.067258 | 0.066099 | 0.064959 | 0.063839 | 0.062739 | 0.061657 | 0.060594 | 0.059549 | 0.058522 | 0.057513 | 0.056522 | 0.055547 | 0.05459 | 0.053648 | 0.052723 | 0.051814 | 0.050921 | 0.050043 | 0.04918 | 0.048332 | 0.047499 | 0.04668 | 0.045875 | 0.045084
F3_Industrial_Industrial - ID_Existing_Process_Natural Gas_Other Process_Baseline Forecast | F3 | Industrial | Industrial - ID | Existing | Process | Natural Gas | Other Process | Baseline Forecast | Summer Peak Demand (n/a) | 0 | 0 | 0 | 0 | 0 | 0 | 0 | 0 | 0 | 0 | 0 | 0 | 0 | 0 | 0 | 0 | 0 | 0 | 0 | 0 | 0 | 0 | 0 | 0 | 0 | 0 | 0
F4_Industrial_Industrial - ID_Existing_Process_Natural Gas_Other Process_Baseline Forecast | F4 | Industrial | Industrial - ID | Existing | Process | Natural Gas | Other Process | Baseline Forecast | Winter Peak Demand (n/a) | 0 | 0 | 0 | 0 | 0 | 0 | 0 | 0 | 0 | 0 | 0 | 0 | 0 | 0 | 0 | 0 | 0 | 0 | 0 | 0 | 0 | 0 | 0 | 0 | 0 | 0 | 0
F5_Industrial_Industrial - ID_Existing_Process_Natural Gas_Other Process_Baseline Forecast | F5 | Industrial | Industrial - ID | Existing | Process | Natural Gas | Other Process | Baseline Forecast | Turnover | 0 | 100.1213 | 117.137 | 130.905 | 123.8456 | 120.2063 | 119.0075 | 117.0405 | 114.8901 | 112.9162 | 110.9866 | 133.5841 | 132.4262 | 130.4659 | 126.8373 | 124.4312 | 122.7209 | 120.5949 | 118.4247 | 116.3987 | 114.4064 | 118.4311 | 115.8256 | 113.1594 | 111.0424 | 109.1898 | 107.4279
F6_Industrial_Industrial - ID_Existing_Process_Natural Gas_Other Process_Baseline Forecast | F6 | Industrial | Industrial - ID | Existing | Process | Natural Gas | Other Process | Baseline Forecast | Avg. Replacement Usage (therms) | 59.6183 | 59.6183 | 59.6183 | 59.6183 | 59.6183 | 59.6183 | 59.6183 | 59.6183 | 59.6183 | 59.6183 | 59.6183 | 59.6183 | 59.6183 | 59.6183 | 59.6183 | 59.6183 | 59.6183 | 59.6183 | 59.6183 | 59.6183 | 59.6183 | 59.6183 | 59.6183 | 59.6183 | 59.6183 | 59.6183 | 59.6183
F7_Industrial_Industrial - ID_Existing_Process_Natural Gas_Other Process_Baseline Forecast | F7 | Industrial | Industrial - ID | Existing | Process | Natural Gas | Other Process | Baseline Forecast | Avg. Replacement Summer Demand (n/a) | 0 | 0 | 0 | 0 | 0 | 0 | 0 | 0 | 0 | 0 | 0 | 0 | 0 | 0 | 0 | 0 | 0 | 0 | 0 | 0 | 0 | 0 | 0 | 0 | 0 | 0 | 0
F8_Industrial_Industrial - ID_Existing_Process_Natural Gas_Other Process_Baseline Forecast | F8 | Industrial | Industrial - ID | Existing | Process | Natural Gas | Other Process | Baseline Forecast | Avg. Replacement Winter Demand (n/a) | 0 | 0 | 0 | 0 | 0 | 0 | 0 | 0 | 0 | 0 | 0 | 0 | 0 | 0 | 0 | 0 | 0 | 0 | 0 | 0 | 0 | 0 | 0 | 0 | 0 | 0 | 0
F1_Industrial_Industrial - ID_Existing_Miscellaneous_Natural Gas_Miscellaneous_Baseline Forecast | F1 | Industrial | Industrial - ID | Existing | Miscellaneous | Natural Gas | Miscellaneous | Baseline Forecast | Units | 1188.575 | 1168.0823 | 1147.9429 | 1128.1508 | 1108.7 | 1089.5844 | 1070.7985 | 1052.3365 | 1034.1927 | 1016.3618 | 998.8383 | 981.617 | 964.6926 | 948.0599 | 931.7141 | 915.65 | 899.863 | 884.3481 | 869.1007 | 854.1162 | 839.3901 | 824.9178 | 810.6951 | 796.7176 | 782.9811 | 769.4814 | 756.2145
F2_Industrial_Industrial - ID_Existing_Miscellaneous_Natural Gas_Miscellaneous_Baseline Forecast | F2 | Industrial | Industrial - ID | Existing | Miscellaneous | Natural Gas | Miscellaneous | Baseline Forecast | Usage (MMtherm) | 0.16059 | 0.15782 | 0.1551 | 0.15243 | 0.1498 | 0.14722 | 0.14468 | 0.14218 | 0.13973 | 0.13732 | 0.13495 | 0.13263 | 0.13034 | 0.12809 | 0.12589 | 0.12371 | 0.12158 | 0.11949 | 0.11743 | 0.1154 | 0.11341 | 0.11146 | 0.10953 | 0.10765 | 0.10579 | 0.10397 | 0.10217
F3_Industrial_Industrial - ID_Existing_Miscellaneous_Natural Gas_Miscellaneous_Baseline Forecast | F3 | Industrial | Industrial - ID | Existing | Miscellaneous | Natural Gas | Miscellaneous | Baseline Forecast | Summer Peak Demand (n/a) | 0 | 0 | 0 | 0 | 0 | 0 | 0 | 0 | 0 | 0 | 0 | 0 | 0 | 0 | 0 | 0 | 0 | 0 | 0 | 0 | 0 | 0 | 0 | 0 | 0 | 0 | 0
F4_Industrial_Industrial - ID_Existing_Miscellaneous_Natural Gas_Miscellaneous_Baseline Forecast | F4 | Industrial | Industrial - ID | Existing | Miscellaneous | Natural Gas | Miscellaneous | Baseline Forecast | Winter Peak Demand (n/a) | 0 | 0 | 0 | 0 | 0 | 0 | 0 | 0 | 0 | 0 | 0 | 0 | 0 | 0 | 0 | 0 | 0 | 0 | 0 | 0 | 0 | 0 | 0 | 0 | 0 | 0 | 0
F5_Industrial_Industrial - ID_Existing_Miscellaneous_Natural Gas_Miscellaneous_Baseline Forecast | F5 | Industrial | Industrial - ID | Existing | Miscellaneous | Natural Gas | Miscellaneous | Baseline Forecast | Turnover | 0 | 100.1213 | 117.137 | 130.905 | 123.8456 | 120.2063 | 119.0075 | 117.0405 | 114.8901 | 112.9162 | 110.9866 | 133.5841 | 132.4262 | 130.4659 | 126.8373 | 124.4312 | 122.7209 | 120.5949 | 118.4247 | 116.3987 | 114.4064 | 118.4311 | 115.8256 | 113.1594 | 111.0424 | 109.1898 | 107.4279
F6_Industrial_Industrial - ID_Existing_Miscellaneous_Natural Gas_Miscellaneous_Baseline Forecast | F6 | Industrial | Industrial - ID | Existing | Miscellaneous | Natural Gas | Miscellaneous | Baseline Forecast | Avg. Replacement Usage (therms) | 135.1113 | 135.1113 | 135.1113 | 135.1113 | 135.1113 | 135.1113 | 135.1113 | 135.1113 | 135.1113 | 135.1113 | 135.1113 | 135.1113 | 135.1113 | 135.1113 | 135.1113 | 135.1113 | 135.1113 | 135.1113 | 135.1113 | 135.1113 | 135.1113 | 135.1113 | 135.1113 | 135.1113 | 135.1113 | 135.1113 | 135.1113
F7_Industrial_Industrial - ID_Existing_Miscellaneous_Natural Gas_Miscellaneous_Baseline Forecast | F7 | Industrial | Industrial - ID | Existing | Miscellaneous | Natural Gas | Miscellaneous | Baseline Forecast | Avg. Replacement Summer Demand (n/a) | 0 | 0 | 0 | 0 | 0 | 0 | 0 | 0 | 0 | 0 | 0 | 0 | 0 | 0 | 0 | 0 | 0 | 0 | 0 | 0 | 0 | 0 | 0 | 0 | 0 | 0 | 0
F8_Industrial_Industrial - ID_Existing_Miscellaneous_Natural Gas_Miscellaneous_Baseline Forecast | F8 | Industrial | Industrial - ID | Existing | Miscellaneous | Natural Gas | Miscellaneous | Baseline Forecast | Avg. Replacement Winter Demand (n/a) | 0 | 0 | 0 | 0 | 0 | 0 | 0 | 0 | 0 | 0 | 0 | 0 | 0 | 0 | 0 | 0 | 0 | 0 | 0 | 0 | 0 | 0 | 0 | 0 | 0 | 0 | 0
F1_Industrial_Industrial - ID_New_Space Heating_Natural Gas_Furnace_Baseline Forecast | F1 | Industrial | Industrial - ID | New | Space Heating | Natural Gas | Furnace | Baseline Forecast | Units | 0 | 2.5768 | 5.628 | 8.3846 | 10.812 | 13.1309 | 15.3523 | 17.4895 | 19.5385 | 21.5013 | 23.3798 | 25.175 | 26.8888 | 28.5223 | 30.077 | 31.5543 | 32.9556 | 34.2819 | 35.5349 | 36.7155 | 37.8253 | 38.8652 | 39.8366 | 40.7406 | 41.5784 | 42.3511 | 44.2834
F2_Industrial_Industrial - ID_New_Space Heating_Natural Gas_Furnace_Baseline Forecast | F2 | Industrial | Industrial - ID | New | Space Heating | Natural Gas | Furnace | Baseline Forecast | Usage (MMtherm) | 0 | 0.00023442 | 0.00051199 | 0.00076278 | 0.0009836 | 0.0011946 | 0.0013966 | 0.0015911 | 0.0017775 | 0.001956 | 0.0021269 | 0.0022902 | 0.0024462 | 0.0025948 | 0.0027362 | 0.0028706 | 0.0029981 | 0.0031187 | 0.0032327 | 0.0033401 | 0.0034411 | 0.0035357 | 0.0036241 | 0.0037063 | 0.0037825 | 0.0038528 | 0.0040286
F3_Industrial_Industrial - ID_New_Space Heating_Natural Gas_Furnace_Baseline Forecast | F3 | Industrial | Industrial - ID | New | Space Heating | Natural Gas | Furnace | Baseline Forecast | Summer Peak Demand (n/a) | 0 | 0 | 0 | 0 | 0 | 0 | 0 | 0 | 0 | 0 | 0 | 0 | 0 | 0 | 0 | 0 | 0 | 0 | 0 | 0 | 0 | 0 | 0 | 0 | 0 | 0 | 0
F4_Industrial_Industrial - ID_New_Space Heating_Natural Gas_Furnace_Baseline Forecast | F4 | Industrial | Industrial - ID | New | Space Heating | Natural Gas | Furnace | Baseline Forecast | Winter Peak Demand (n/a) | 0 | 0 | 0 | 0 | 0 | 0 | 0 | 0 | 0 | 0 | 0 | 0 | 0 | 0 | 0 | 0 | 0 | 0 | 0 | 0 | 0 | 0 | 0 | 0 | 0 | 0 | 0
F5_Industrial_Industrial - ID_New_Space Heating_Natural Gas_Furnace_Baseline Forecast | F5 | Industrial | Industrial - ID | New | Space Heating | Natural Gas | Furnace | Baseline Forecast | Turnover | 0 | 2.5768 | 3.0511 | 2.7567 | 2.4274 | 2.3189 | 2.2215 | 2.1372 | 2.049 | 1.9628 | 1.8785 | 1.7952 | 1.8654 | 1.9557 | 2.0201 | 2.0581 | 2.0842 | 2.0999 | 2.1066 | 2.1047 | 2.0949 | 2.0776 | 2.0536 | 2.0324 | 2.0147 | 1.9993 | 3.2077
F6_Industrial_Industrial - ID_New_Space Heating_Natural Gas_Furnace_Baseline Forecast | F6 | Industrial | Industrial - ID | New | Space Heating | Natural Gas | Furnace | Baseline Forecast | Avg. Replacement Usage (therms) | 94.4081 | 90.9731 | 90.9731 | 90.9731 | 90.9731 | 90.9731 | 90.9731 | 90.9731 | 90.9731 | 90.9731 | 90.9731 | 90.9731 | 90.9731 | 90.9731 | 90.9731 | 90.9731 | 90.9731 | 90.9731 | 90.9731 | 90.9731 | 90.9731 | 90.9731 | 90.9731 | 90.9731 | 90.9731 | 90.9731 | 90.9731
F7_Industrial_Industrial - ID_New_Space Heating_Natural Gas_Furnace_Baseline Forecast | F7 | Industrial | Industrial - ID | New | Space Heating | Natural Gas | Furnace | Baseline Forecast | Avg. Replacement Summer Demand (n/a) | 0 | 0 | 0 | 0 | 0 | 0 | 0 | 0 | 0 | 0 | 0 | 0 | 0 | 0 | 0 | 0 | 0 | 0 | 0 | 0 | 0 | 0 | 0 | 0 | 0 | 0 | 0
F8_Industrial_Industrial - ID_New_Space Heating_Natural Gas_Furnace_Baseline Forecast | F8 | Industrial | Industrial - ID | New | Space Heating | Natural Gas | Furnace | Baseline Forecast | Avg. Replacement Winter Demand (n/a) | 0 | 0 | 0 | 0 | 0 | 0 | 0 | 0 | 0 | 0 | 0 | 0 | 0 | 0 | 0 | 0 | 0 | 0 | 0 | 0 | 0 | 0 | 0 | 0 | 0 | 0 | 0
F1_Industrial_Industrial - ID_New_Space Heating_Natural Gas_Boiler_Baseline Forecast | F1 | Industrial | Industrial - ID | New | Space Heating | Natural Gas | Boiler | Baseline Forecast | Units | 0 | 5.5136 | 12.0421 | 17.9405 | 23.1343 | 28.0959 | 32.8491 | 37.422 | 41.8063 | 46.0061 | 50.0254 | 53.8666 | 57.5335 | 61.0288 | 64.3554 | 67.5163 | 70.5145 | 73.3525 | 76.0334 | 78.5597 | 80.9342 | 83.1592 | 85.2377 | 87.1721 | 88.9647 | 90.6181 | 94.7524
F2_Industrial_Industrial - ID_New_Space Heating_Natural Gas_Boiler_Baseline Forecast | F2 | Industrial | Industrial - ID | New | Space Heating | Natural Gas | Boiler | Baseline Forecast | Usage (MMtherm) | 0 | 0.00057113 | 0.0012474 | 0.0018584 | 0.0023964 | 0.0029103 | 0.0034027 | 0.0038764 | 0.0043305 | 0.0047656 | 0.0051819 | 0.0055798 | 0.0059596 | 0.0063217 | 0.0066663 | 0.0069937 | 0.0073043 | 0.0075983 | 0.007876 | 0.0081376 | 0.0083836 | 0.0086141 | 0.0088294 | 0.0090298 | 0.0092155 | 0.0093867 | 0.009815
F3_Industrial_Industrial - ID_New_Space Heating_Natural Gas_Boiler_Baseline Forecast | F3 | Industrial | Industrial - ID | New | Space Heating | Natural Gas | Boiler | Baseline Forecast | Summer Peak Demand (n/a) | 0 | 0 | 0 | 0 | 0 | 0 | 0 | 0 | 0 | 0 | 0 | 0 | 0 | 0 | 0 | 0 | 0 | 0 | 0 | 0 | 0 | 0 | 0 | 0 | 0 | 0 | 0
F4_Industrial_Industrial - ID_New_Space Heating_Natural Gas_Boiler_Baseline Forecast | F4 | Industrial | Industrial - ID | New | Space Heating | Natural Gas | Boiler | Baseline Forecast | Winter Peak Demand (n/a) | 0 | 0 | 0 | 0 | 0 | 0 | 0 | 0 | 0 | 0 | 0 | 0 | 0 | 0 | 0 | 0 | 0 | 0 | 0 | 0 | 0 | 0 | 0 | 0 | 0 | 0 | 0
F5_Industrial_Industrial - ID_New_Space Heating_Natural Gas_Boiler_Baseline Forecast | F5 | Industrial | Industrial - ID | New | Space Heating | Natural Gas | Boiler | Baseline Forecast | Turnover | 0 | 5.5136 | 6.5285 | 5.8984 | 5.1938 | 4.9616 | 4.7532 | 4.5729 | 4.3842 | 4.1998 | 4.0194 | 3.8411 | 3.667 | 3.4952 | 3.3266 | 3.161 | 2.9981 | 2.8381 | 2.6809 | 2.5263 | 2.3745 | 2.2251 | 2.0785 | 1.9344 | 1.7925 | 1.6534 | 4.1344
F6_Industrial_Industrial - ID_New_Space Heating_Natural Gas_Boiler_Baseline Forecast | F6 | Industrial | Industrial - ID | New | Space Heating | Natural Gas | Boiler | Baseline Forecast | Avg. Replacement Usage (therms) | 107.4968 | 103.5856 | 103.5856 | 103.5856 | 103.5856 | 103.5856 | 103.5856 | 103.5856 | 103.5856 | 103.5856 | 103.5856 | 103.5856 | 103.5856 | 103.5856 | 103.5856 | 103.5856 | 103.5856 | 103.5856 | 103.5856 | 103.5856 | 103.5856 | 103.5856 | 103.5856 | 103.5856 | 103.5856 | 103.5856 | 103.5856
F7_Industrial_Industrial - ID_New_Space Heating_Natural Gas_Boiler_Baseline Forecast | F7 | Industrial | Industrial - ID | New | Space Heating | Natural Gas | Boiler | Baseline Forecast | Avg. Replacement Summer Demand (n/a) | 0 | 0 | 0 | 0 | 0 | 0 | 0 | 0 | 0 | 0 | 0 | 0 | 0 | 0 | 0 | 0 | 0 | 0 | 0 | 0 | 0 | 0 | 0 | 0 | 0 | 0 | 0
F8_Industrial_Industrial - ID_New_Space Heating_Natural Gas_Boiler_Baseline Forecast | F8 | Industrial | Industrial - ID | New | Space Heating | Natural Gas | Boiler | Baseline Forecast | Avg. Replacement Winter Demand (n/a) | 0 | 0 | 0 | 0 | 0 | 0 | 0 | 0 | 0 | 0 | 0 | 0 | 0 | 0 | 0 | 0 | 0 | 0 | 0 | 0 | 0 | 0 | 0 | 0 | 0 | 0 | 0
F1_Industrial_Industrial - ID_New_Space Heating_Natural Gas_Unit Heater_Baseline Forecast | F1 | Industrial | Industrial - ID | New | Space Heating | Natural Gas | Unit Heater | Baseline Forecast | Units | 0 | 1.2884 | 2.814 | 4.1923 | 5.406 | 6.5654 | 7.6762 | 8.7448 | 9.7693 | 10.7507 | 11.6899 | 12.5875 | 13.4444 | 14.2612 | 15.0385 | 15.7772 | 16.4778 | 17.141 | 17.7674 | 18.3578 | 18.9126 | 19.4326 | 19.9183 | 20.3703 | 20.7892 | 21.1756 | 22.1417
F2_Industrial_Industrial - ID_New_Space Heating_Natural Gas_Unit Heater_Baseline Forecast | F2 | Industrial | Industrial - ID | New | Space Heating | Natural Gas | Unit Heater | Baseline Forecast | Usage (MMtherm) | 0 | 0.0001568 | 0.00034245 | 0.00051019 | 0.00065789 | 0.00079899 | 0.00093416 | 0.0010642 | 0.0011889 | 0.0013083 | 0.0014226 | 0.0015319 | 0.0016361 | 0.0017355 | 0.0018301 | 0.00192 | 0.0020053 | 0.002086 | 0.0021622 | 0.0022341 | 0.0023016 | 0.0023649 | 0.002424 | 0.002479 | 0.00253 | 0.002577 | 0.0026946
F3_Industrial_Industrial - ID_New_Space Heating_Natural Gas_Unit Heater_Baseline Forecast | F3 | Industrial | Industrial - ID | New | Space Heating | Natural Gas | Unit Heater | Baseline Forecast | Summer Peak Demand (n/a) | 0 | 0 | 0 | 0 | 0 | 0 | 0 | 0 | 0 | 0 | 0 | 0 | 0 | 0 | 0 | 0 | 0 | 0 | 0 | 0 | 0 | 0 | 0 | 0 | 0 | 0 | 0
F4_Industrial_Industrial - ID_New_Space Heating_Natural Gas_Unit Heater_Baseline Forecast | F4 | Industrial | Industrial - ID | New | Space Heating | Natural Gas | Unit Heater | Baseline Forecast | Winter Peak Demand (n/a) | 0 | 0 | 0 | 0 | 0 | 0 | 0 | 0 | 0 | 0 | 0 | 0 | 0 | 0 | 0 | 0 | 0 | 0 | 0 | 0 | 0 | 0 | 0 | 0 | 0 | 0 | 0
F5_Industrial_Industrial - ID_New_Space Heating_Natural Gas_Unit Heater_Baseline Forecast | F5 | Industrial | Industrial - ID | New | Space Heating | Natural Gas | Unit Heater | Baseline Forecast | Turnover | 0 | 1.2884 | 1.5256 | 1.3783 | 1.2137 | 1.1594 | 1.1107 | 1.0686 | 1.0245 | 0.9814 | 0.93925 | 0.89759 | 0.85689 | 0.81676 | 0.77737 | 0.73865 | 0.7006 | 0.78032 | 0.87163 | 0.93852 | 0.98174 | 1.0134 | 1.0353 | 1.0488 | 1.0545 | 1.0535 | 1.6579
F6_Industrial_Industrial - ID_New_Space Heating_Natural Gas_Unit Heater_Baseline Forecast | F6 | Industrial | Industrial - ID | New | Space Heating | Natural Gas | Unit Heater | Baseline Forecast | Avg. Replacement Usage (therms) | 126.292 | 121.6969 | 121.6969 | 121.6969 | 121.6969 | 121.6969 | 121.6969 | 121.6969 | 121.6969 | 121.6969 | 121.6969 | 121.6969 | 121.6969 | 121.6969 | 121.6969 | 121.6969 | 121.6969 | 121.6969 | 121.6969 | 121.6969 | 121.6969 | 121.6969 | 121.6969 | 121.6969 | 121.6969 | 121.6969 | 121.6969
F7_Industrial_Industrial - ID_New_Space Heating_Natural Gas_Unit Heater_Baseline Forecast | F7 | Industrial | Industrial - ID | New | Space Heating | Natural Gas | Unit Heater | Baseline Forecast | Avg. Replacement Summer Demand (n/a) | 0 | 0 | 0 | 0 | 0 | 0 | 0 | 0 | 0 | 0 | 0 | 0 | 0 | 0 | 0 | 0 | 0 | 0 | 0 | 0 | 0 | 0 | 0 | 0 | 0 | 0 | 0
F8_Industrial_Industrial - ID_New_Space Heating_Natural Gas_Unit Heater_Baseline Forecast | F8 | Industrial | Industrial - ID | New | Space Heating | Natural Gas | Unit Heater | Baseline Forecast | Avg. Replacement Winter Demand (n/a) | 0 | 0 | 0 | 0 | 0 | 0 | 0 | 0 | 0 | 0 | 0 | 0 | 0 | 0 | 0 | 0 | 0 | 0 | 0 | 0 | 0 | 0 | 0 | 0 | 0 | 0 | 0
F1_Industrial_Industrial - ID_New_Process_Natural Gas_Process Boiler_Baseline Forecast | F1 | Industrial | Industrial - ID | New | Process | Natural Gas | Process Boiler | Baseline Forecast | Units | 0 | 9.3789 | 20.484 | 30.5175 | 39.3523 | 47.7922 | 55.8776 | 63.6563 | 71.114 | 78.258 | 85.0952 | 91.6291 | 97.8667 | 103.8122 | 109.471 | 114.8479 | 119.9478 | 124.7755 | 129.3357 | 133.633 | 137.6721 | 141.457 | 144.9926 | 148.2831 | 151.3322 | 154.1448 | 161.1775
F2_Industrial_Industrial - ID_New_Process_Natural Gas_Process Boiler_Baseline Forecast | F2 | Industrial | Industrial - ID | New | Process | Natural Gas | Process Boiler | Baseline Forecast | Usage (MMtherm) | 0 | 0.0083277 | 0.018188 | 0.027097 | 0.034942 | 0.042436 | 0.049615 | 0.056522 | 0.063144 | 0.069487 | 0.075558 | 0.08136 | 0.086898 | 0.092177 | 0.097202 | 0.10198 | 0.1065 | 0.11079 | 0.11484 | 0.11866 | 0.12224 | 0.1256 | 0.12874 | 0.13166 | 0.13437 | 0.13687 | 0.14311
F3_Industrial_Industrial - ID_New_Process_Natural Gas_Process Boiler_Baseline Forecast | F3 | Industrial | Industrial - ID | New | Process | Natural Gas | Process Boiler | Baseline Forecast | Summer Peak Demand (n/a) | 0 | 0 | 0 | 0 | 0 | 0 | 0 | 0 | 0 | 0 | 0 | 0 | 0 | 0 | 0 | 0 | 0 | 0 | 0 | 0 | 0 | 0 | 0 | 0 | 0 | 0 | 0
F4_Industrial_Industrial - ID_New_Process_Natural Gas_Process Boiler_Baseline Forecast | F4 | Industrial | Industrial - ID | New | Process | Natural Gas | Process Boiler | Baseline Forecast | Winter Peak Demand (n/a) | 0 | 0 | 0 | 0 | 0 | 0 | 0 | 0 | 0 | 0 | 0 | 0 | 0 | 0 | 0 | 0 | 0 | 0 | 0 | 0 | 0 | 0 | 0 | 0 | 0 | 0 | 0
F5_Industrial_Industrial - ID_New_Process_Natural Gas_Process Boiler_Baseline Forecast | F5 | Industrial | Industrial - ID | New | Process | Natural Gas | Process Boiler | Baseline Forecast | Turnover | 0 | 9.3789 | 11.1052 | 10.0334 | 10.1746 | 11.1748 | 11.8629 | 12.4701 | 13.0753 | 13.6538 | 14.1984 | 17.4441 | 18.0427 | 17.7802 | 18.3359 | 19.112 | 19.6134 | 20.0641 | 20.5267 | 20.9532 | 21.3407 | 22.4928 | 22.7387 | 22.7225 | 23.0803 | 23.4566 | 28.1198
F6_Industrial_Industrial - ID_New_Process_Natural Gas_Process Boiler_Baseline Forecast | F6 | Industrial | Industrial - ID | New | Process | Natural Gas | Process Boiler | Baseline Forecast | Avg. Replacement Usage (therms) | 887.9248 | 887.9248 | 887.9248 | 887.9248 | 887.9248 | 887.9248 | 887.9248 | 887.9248 | 887.9248 | 887.9248 | 887.9248 | 887.9248 | 887.9248 | 887.9248 | 887.9248 | 887.9248 | 887.9248 | 887.9248 | 887.9248 | 887.9248 | 887.9248 | 887.9248 | 887.9248 | 887.9248 | 887.9248 | 887.9248 | 887.9248
F7_Industrial_Industrial - ID_New_Process_Natural Gas_Process Boiler_Baseline Forecast | F7 | Industrial | Industrial - ID | New | Process | Natural Gas | Process Boiler | Baseline Forecast | Avg. Replacement Summer Demand (n/a) | 0 | 0 | 0 | 0 | 0 | 0 | 0 | 0 | 0 | 0 | 0 | 0 | 0 | 0 | 0 | 0 | 0 | 0 | 0 | 0 | 0 | 0 | 0 | 0 | 0 | 0 | 0
F8_Industrial_Industrial - ID_New_Process_Natural Gas_Process Boiler_Baseline Forecast | F8 | Industrial | Industrial - ID | New | Process | Natural Gas | Process Boiler | Baseline Forecast | Avg. Replacement Winter Demand (n/a) | 0 | 0 | 0 | 0 | 0 | 0 | 0 | 0 | 0 | 0 | 0 | 0 | 0 | 0 | 0 | 0 | 0 | 0 | 0 | 0 | 0 | 0 | 0 | 0 | 0 | 0 | 0
F1_Industrial_Industrial - ID_New_Process_Natural Gas_Process Heating_Baseline Forecast | F1 | Industrial | Industrial - ID | New | Process | Natural Gas | Process Heating | Baseline Forecast | Units | 0 | 9.3789 | 20.484 | 30.5175 | 39.3523 | 47.7922 | 55.8776 | 63.6563 | 71.114 | 78.258 | 85.0952 | 91.6291 | 97.8667 | 103.8122 | 109.471 | 114.8479 | 119.9478 | 124.7755 | 129.3357 | 133.633 | 137.6721 | 141.457 | 144.9926 | 148.2831 | 151.3322 | 154.1448 | 161.1775
F2_Industrial_Industrial - ID_New_Process_Natural Gas_Process Heating_Baseline Forecast | F2 | Industrial | Industrial - ID | New | Process | Natural Gas | Process Heating | Baseline Forecast | Usage (MMtherm) | 0 | 0.0074113 | 0.016187 | 0.024115 | 0.031096 | 0.037766 | 0.044155 | 0.050302 | 0.056195 | 0.06184 | 0.067243 | 0.072406 | 0.077335 | 0.082033 | 0.086505 | 0.090754 | 0.094784 | 0.098598 | 0.1022 | 0.1056 | 0.10879 | 0.11178 | 0.11457 | 0.11717 | 0.11958 | 0.12181 | 0.12736
F3_Industrial_Industrial - ID_New_Process_Natural Gas_Process Heating_Baseline Forecast | F3 | Industrial | Industrial - ID | New | Process | Natural Gas | Process Heating | Baseline Forecast | Summer Peak Demand (n/a) | 0 | 0 | 0 | 0 | 0 | 0 | 0 | 0 | 0 | 0 | 0 | 0 | 0 | 0 | 0 | 0 | 0 | 0 | 0 | 0 | 0 | 0 | 0 | 0 | 0 | 0 | 0
F4_Industrial_Industrial - ID_New_Process_Natural Gas_Process Heating_Baseline Forecast | F4 | Industrial | Industrial - ID | New | Process | Natural Gas | Process Heating | Baseline Forecast | Winter Peak Demand (n/a) | 0 | 0 | 0 | 0 | 0 | 0 | 0 | 0 | 0 | 0 | 0 | 0 | 0 | 0 | 0 | 0 | 0 | 0 | 0 | 0 | 0 | 0 | 0 | 0 | 0 | 0 | 0
F5_Industrial_Industrial - ID_New_Process_Natural Gas_Process Heating_Baseline Forecast | F5 | Industrial | Industrial - ID | New | Process | Natural Gas | Process Heating | Baseline Forecast | Turnover | 0 | 9.3789 | 11.1052 | 10.0334 | 10.1746 | 11.1748 | 11.8629 | 12.4701 | 13.0753 | 13.6538 | 14.1984 | 17.4441 | 18.0427 | 17.7802 | 18.3359 | 19.112 | 19.6134 | 20.0641 | 20.5267 | 20.9532 | 21.3407 | 22.4928 | 22.7387 | 22.7225 | 23.0803 | 23.4566 | 28.1198
F6_Industrial_Industrial - ID_New_Process_Natural Gas_Process Heating_Baseline Forecast | F6 | Industrial | Industrial - ID | New | Process | Natural Gas | Process Heating | Baseline Forecast | Avg. Replacement Usage (therms) | 790.2072 | 790.2072 | 790.2072 | 790.2072 | 790.2072 | 790.2072 | 790.2072 | 790.2072 | 790.2072 | 790.2072 | 790.2072 | 790.2072 | 790.2072 | 790.2072 | 790.2072 | 790.2072 | 790.2072 | 790.2072 | 790.2072 | 790.2072 | 790.2072 | 790.2072 | 790.2072 | 790.2072 | 790.2072 | 790.2072 | 790.2072
F7_Industrial_Industrial - ID_New_Process_Natural Gas_Process Heating_Baseline Forecast | F7 | Industrial | Industrial - ID | New | Process | Natural Gas | Process Heating | Baseline Forecast | Avg. Replacement Summer Demand (n/a) | 0 | 0 | 0 | 0 | 0 | 0 | 0 | 0 | 0 | 0 | 0 | 0 | 0 | 0 | 0 | 0 | 0 | 0 | 0 | 0 | 0 | 0 | 0 | 0 | 0 | 0 | 0
F8_Industrial_Industrial - ID_New_Process_Natural Gas_Process Heating_Baseline Forecast | F8 | Industrial | Industrial - ID | New | Process | Natural Gas | Process Heating | Baseline Forecast | Avg. Replacement Winter Demand (n/a) | 0 | 0 | 0 | 0 | 0 | 0 | 0 | 0 | 0 | 0 | 0 | 0 | 0 | 0 | 0 | 0 | 0 | 0 | 0 | 0 | 0 | 0 | 0 | 0 | 0 | 0 | 0
F1_Industrial_Industrial - ID_New_Process_Natural Gas_Process Cooling_Baseline Forecast | F1 | Industrial | Industrial - ID | New | Process | Natural Gas | Process Cooling | Baseline Forecast | Units | 0 | 9.3789 | 20.484 | 30.5175 | 39.3523 | 47.7922 | 55.8776 | 63.6563 | 71.114 | 78.258 | 85.0952 | 91.6291 | 97.8667 | 103.8122 | 109.471 | 114.8479 | 119.9478 | 124.7755 | 129.3357 | 133.633 | 137.6721 | 141.457 | 144.9926 | 148.2831 | 151.3322 | 154.1448 | 161.1775
F2_Industrial_Industrial - ID_New_Process_Natural Gas_Process Cooling_Baseline Forecast | F2 | Industrial | Industrial - ID | New | Process | Natural Gas | Process Cooling | Baseline Forecast | Usage (MMtherm) | 0 | 8.6024e-05 | 0.00018788 | 0.00027991 | 0.00036094 | 0.00043835 | 0.00051251 | 0.00058386 | 0.00065226 | 0.00071779 | 0.0007805 | 0.00084043 | 0.00089764 | 0.00095217 | 0.0010041 | 0.0010534 | 0.0011002 | 0.0011444 | 0.0011863 | 0.0012257 | 0.0012627 | 0.0012975 | 0.0013299 | 0.0013601 | 0.001388 | 0.0014138 | 0.0014783
F3_Industrial_Industrial - ID_New_Process_Natural Gas_Process Cooling_Baseline Forecast | F3 | Industrial | Industrial - ID | New | Process | Natural Gas | Process Cooling | Baseline Forecast | Summer Peak Demand (n/a) | 0 | 0 | 0 | 0 | 0 | 0 | 0 | 0 | 0 | 0 | 0 | 0 | 0 | 0 | 0 | 0 | 0 | 0 | 0 | 0 | 0 | 0 | 0 | 0 | 0 | 0 | 0
F4_Industrial_Industrial - ID_New_Process_Natural Gas_Process Cooling_Baseline Forecast | F4 | Industrial | Industrial - ID | New | Process | Natural Gas | Process Cooling | Baseline Forecast | Winter Peak Demand (n/a) | 0 | 0 | 0 | 0 | 0 | 0 | 0 | 0 | 0 | 0 | 0 | 0 | 0 | 0 | 0 | 0 | 0 | 0 | 0 | 0 | 0 | 0 | 0 | 0 | 0 | 0 | 0
F5_Industrial_Industrial - ID_New_Process_Natural Gas_Process Cooling_Baseline Forecast | F5 | Industrial | Industrial - ID | New | Process | Natural Gas | Process Cooling | Baseline Forecast | Turnover | 0 | 9.3789 | 11.1052 | 10.0334 | 10.1746 | 11.1748 | 11.8629 | 12.4701 | 13.0753 | 13.6538 | 14.1984 | 17.4441 | 18.0427 | 17.7802 | 18.3359 | 19.112 | 19.6134 | 20.0641 | 20.5267 | 20.9532 | 21.3407 | 22.4928 | 22.7387 | 22.7225 | 23.0803 | 23.4566 | 28.1198
F6_Industrial_Industrial - ID_New_Process_Natural Gas_Process Cooling_Baseline Forecast | F6 | Industrial | Industrial - ID | New | Process | Natural Gas | Process Cooling | Baseline Forecast | Avg. Replacement Usage (therms) | 9.172 | 9.172 | 9.172 | 9.172 | 9.172 | 9.172 | 9.172 | 9.172 | 9.172 | 9.172 | 9.172 | 9.172 | 9.172 | 9.172 | 9.172 | 9.172 | 9.172 | 9.172 | 9.172 | 9.172 | 9.172 | 9.172 | 9.172 | 9.172 | 9.172 | 9.172 | 9.172
F7_Industrial_Industrial - ID_New_Process_Natural Gas_Process Cooling_Baseline Forecast | F7 | Industrial | Industrial - ID | New | Process | Natural Gas | Process Cooling | Baseline Forecast | Avg. Replacement Summer Demand (n/a) | 0 | 0 | 0 | 0 | 0 | 0 | 0 | 0 | 0 | 0 | 0 | 0 | 0 | 0 | 0 | 0 | 0 | 0 | 0 | 0 | 0 | 0 | 0 | 0 | 0 | 0 | 0
F8_Industrial_Industrial - ID_New_Process_Natural Gas_Process Cooling_Baseline Forecast | F8 | Industrial | Industrial - ID | New | Process | Natural Gas | Process Cooling | Baseline Forecast | Avg. Replacement Winter Demand (n/a) | 0 | 0 | 0 | 0 | 0 | 0 | 0 | 0 | 0 | 0 | 0 | 0 | 0 | 0 | 0 | 0 | 0 | 0 | 0 | 0 | 0 | 0 | 0 | 0 | 0 | 0 | 0
F1_Industrial_Industrial - ID_New_Process_Natural Gas_Other Process_Baseline Forecast | F1 | Industrial | Industrial - ID | New | Process | Natural Gas | Other Process | Baseline Forecast | Units | 0 | 9.3789 | 20.484 | 30.5175 | 39.3523 | 47.7922 | 55.8776 | 63.6563 | 71.114 | 78.258 | 85.0952 | 91.6291 | 97.8667 | 103.8122 | 109.471 | 114.8479 | 119.9478 | 124.7755 | 129.3357 | 133.633 | 137.6721 | 141.457 | 144.9926 | 148.2831 | 151.3322 | 154.1448 | 161.1775
F2_Industrial_Industrial - ID_New_Process_Natural Gas_Other Process_Baseline Forecast | F2 | Industrial | Industrial - ID | New | Process | Natural Gas | Other Process | Baseline Forecast | Usage (MMtherm) | 0 | 0.00055915 | 0.0012212 | 0.0018194 | 0.0023461 | 0.0028493 | 0.0033313 | 0.0037951 | 0.0042397 | 0.0046656 | 0.0050732 | 0.0054628 | 0.0058346 | 0.0061891 | 0.0065265 | 0.006847 | 0.0071511 | 0.0074389 | 0.0077108 | 0.007967 | 0.0082078 | 0.0084334 | 0.0086442 | 0.0088404 | 0.0090222 | 0.0091899 | 0.0096091
F3_Industrial_Industrial - ID_New_Process_Natural Gas_Other Process_Baseline Forecast | F3 | Industrial | Industrial - ID | New | Process | Natural Gas | Other Process | Baseline Forecast | Summer Peak Demand (n/a) | 0 | 0 | 0 | 0 | 0 | 0 | 0 | 0 | 0 | 0 | 0 | 0 | 0 | 0 | 0 | 0 | 0 | 0 | 0 | 0 | 0 | 0 | 0 | 0 | 0 | 0 | 0
F4_Industrial_Industrial - ID_New_Process_Natural Gas_Other Process_Baseline Forecast | F4 | Industrial | Industrial - ID | New | Process | Natural Gas | Other Process | Baseline Forecast | Winter Peak Demand (n/a) | 0 | 0 | 0 | 0 | 0 | 0 | 0 | 0 | 0 | 0 | 0 | 0 | 0 | 0 | 0 | 0 | 0 | 0 | 0 | 0 | 0 | 0 | 0 | 0 | 0 | 0 | 0
F5_Industrial_Industrial - ID_New_Process_Natural Gas_Other Process_Baseline Forecast | F5 | Industrial | Industrial - ID | New | Process | Natural Gas | Other Process | Baseline Forecast | Turnover | 0 | 9.3789 | 11.1052 | 10.0334 | 10.1746 | 11.1748 | 11.8629 | 12.4701 | 13.0753 | 13.6538 | 14.1984 | 17.4441 | 18.0427 | 17.7802 | 18.3359 | 19.112 | 19.6134 | 20.0641 | 20.5267 | 20.9532 | 21.3407 | 22.4928 | 22.7387 | 22.7225 | 23.0803 | 23.4566 | 28.1198
F6_Industrial_Industrial - ID_New_Process_Natural Gas_Other Process_Baseline Forecast | F6 | Industrial | Industrial - ID | New | Process | Natural Gas | Other Process | Baseline Forecast | Avg. Replacement Usage (therms) | 59.6183 | 59.6183 | 59.6183 | 59.6183 | 59.6183 | 59.6183 | 59.6183 | 59.6183 | 59.6183 | 59.6183 | 59.6183 | 59.6183 | 59.6183 | 59.6183 | 59.6183 | 59.6183 | 59.6183 | 59.6183 | 59.6183 | 59.6183 | 59.6183 | 59.6183 | 59.6183 | 59.6183 | 59.6183 | 59.6183 | 59.6183
F7_Industrial_Industrial - ID_New_Process_Natural Gas_Other Process_Baseline Forecast | F7 | Industrial | Industrial - ID | New | Process | Natural Gas | Other Process | Baseline Forecast | Avg. Replacement Summer Demand (n/a) | 0 | 0 | 0 | 0 | 0 | 0 | 0 | 0 | 0 | 0 | 0 | 0 | 0 | 0 | 0 | 0 | 0 | 0 | 0 | 0 | 0 | 0 | 0 | 0 | 0 | 0 | 0
F8_Industrial_Industrial - ID_New_Process_Natural Gas_Other Process_Baseline Forecast | F8 | Industrial | Industrial - ID | New | Process | Natural Gas | Other Process | Baseline Forecast | Avg. Replacement Winter Demand (n/a) | 0 | 0 | 0 | 0 | 0 | 0 | 0 | 0 | 0 | 0 | 0 | 0 | 0 | 0 | 0 | 0 | 0 | 0 | 0 | 0 | 0 | 0 | 0 | 0 | 0 | 0 | 0
F1_Industrial_Industrial - ID_New_Miscellaneous_Natural Gas_Miscellaneous_Baseline Forecast | F1 | Industrial | Industrial - ID | New | Miscellaneous | Natural Gas | Miscellaneous | Baseline Forecast | Units | 0 | 9.3789 | 20.484 | 30.5175 | 39.3523 | 47.7922 | 55.8776 | 63.6563 | 71.114 | 78.258 | 85.0952 | 91.6291 | 97.8667 | 103.8122 | 109.471 | 114.8479 | 119.9478 | 124.7755 | 129.3357 | 133.633 | 137.6721 | 141.457 | 144.9926 | 148.2831 | 151.3322 | 154.1448 | 161.1775
F2_Industrial_Industrial - ID_New_Miscellaneous_Natural Gas_Miscellaneous_Baseline Forecast | F2 | Industrial | Industrial - ID | New | Miscellaneous | Natural Gas | Miscellaneous | Baseline Forecast | Usage (MMtherm) | 0 | 0.0012672 | 0.0027676 | 0.0041233 | 0.0053169 | 0.0064573 | 0.0075497 | 0.0086007 | 0.0096083 | 0.010574 | 0.011497 | 0.01238 | 0.013223 | 0.014026 | 0.014791 | 0.015517 | 0.016206 | 0.016859 | 0.017475 | 0.018055 | 0.018601 | 0.019112 | 0.01959 | 0.020035 | 0.020447 | 0.020827 | 0.021777
F3_Industrial_Industrial - ID_New_Miscellaneous_Natural Gas_Miscellaneous_Baseline Forecast | F3 | Industrial | Industrial - ID | New | Miscellaneous | Natural Gas | Miscellaneous | Baseline Forecast | Summer Peak Demand (n/a) | 0 | 0 | 0 | 0 | 0 | 0 | 0 | 0 | 0 | 0 | 0 | 0 | 0 | 0 | 0 | 0 | 0 | 0 | 0 | 0 | 0 | 0 | 0 | 0 | 0 | 0 | 0
F4_Industrial_Industrial - ID_New_Miscellaneous_Natural Gas_Miscellaneous_Baseline Forecast | F4 | Industrial | Industrial - ID | New | Miscellaneous | Natural Gas | Miscellaneous | Baseline Forecast | Winter Peak Demand (n/a) | 0 | 0 | 0 | 0 | 0 | 0 | 0 | 0 | 0 | 0 | 0 | 0 | 0 | 0 | 0 | 0 | 0 | 0 | 0 | 0 | 0 | 0 | 0 | 0 | 0 | 0 | 0
F5_Industrial_Industrial - ID_New_Miscellaneous_Natural Gas_Miscellaneous_Baseline Forecast | F5 | Industrial | Industrial - ID | New | Miscellaneous | Natural Gas | Miscellaneous | Baseline Forecast | Turnover | 0 | 9.3789 | 11.1052 | 10.0334 | 10.1746 | 11.1748 | 11.8629 | 12.4701 | 13.0753 | 13.6538 | 14.1984 | 17.4441 | 18.0427 | 17.7802 | 18.3359 | 19.112 | 19.6134 | 20.0641 | 20.5267 | 20.9532 | 21.3407 | 22.4928 | 22.7387 | 22.7225 | 23.0803 | 23.4566 | 28.1198
F6_Industrial_Industrial - ID_New_Miscellaneous_Natural Gas_Miscellaneous_Baseline Forecast | F6 | Industrial | Industrial - ID | New | Miscellaneous | Natural Gas | Miscellaneous | Baseline Forecast | Avg. Replacement Usage (therms) | 135.1113 | 135.1113 | 135.1113 | 135.1113 | 135.1113 | 135.1113 | 135.1113 | 135.1113 | 135.1113 | 135.1113 | 135.1113 | 135.1113 | 135.1113 | 135.1113 | 135.1113 | 135.1113 | 135.1113 | 135.1113 | 135.1113 | 135.1113 | 135.1113 | 135.1113 | 135.1113 | 135.1113 | 135.1113 | 135.1113 | 135.1113
F7_Industrial_Industrial - ID_New_Miscellaneous_Natural Gas_Miscellaneous_Baseline Forecast | F7 | Industrial | Industrial - ID | New | Miscellaneous | Natural Gas | Miscellaneous | Baseline Forecast | Avg. Replacement Summer Demand (n/a) | 0 | 0 | 0 | 0 | 0 | 0 | 0 | 0 | 0 | 0 | 0 | 0 | 0 | 0 | 0 | 0 | 0 | 0 | 0 | 0 | 0 | 0 | 0 | 0 | 0 | 0 | 0
F8_Industrial_Industrial - ID_New_Miscellaneous_Natural Gas_Miscellaneous_Baseline Forecast | F8 | Industrial | Industrial - ID | New | Miscellaneous | Natural Gas | Miscellaneous | Baseline Forecast | Avg. Replacement Winter Demand (n/a) | 0 | 0 | 0 | 0 | 0 | 0 | 0 | 0 | 0 | 0 | 0 | 0 | 0 | 0 | 0 | 0 | 0 | 0 | 0 | 0 | 0 | 0 | 0 | 0 | 0 | 0 | 0

## Equipment Purchases
Key | Sector | Segment | Vintage | End Use | Fuel | Technology | Equipment | Label | Case | 2019 | 2020 | 2021 | 2022 | 2023 | 2024 | 2025 | 2026 | 2027 | 2028 | 2029 | 2030 | 2031 | 2032 | 2033 | 2034 | 2035 | 2036 | 2037 | 2038 | 2039 | 2040 | 2041 | 2042
Industrial_Industrial - WA_Existing_Space Heating_Natural Gas_Furnace_E1_Baseline Forecast | Industrial | Industrial - WA | Existing | Space Heating | Natural Gas | Furnace | E1 | AFUE 80% (Standard) | Baseline Forecast | 0 | 14.3472 | 15.0329 | 15.6368 | 16.1655 | 16.6251 | 17.0214 | 17.3596 | 17.6446 | 17.8808 | 18.0724 | 18.2232 | 17.5525 | 16.9655 | 16.4519 | 16.0025 | 15.6092 | 15.2646 | 14.9623 | 14.6966 | 14.4623 | 14.2548 | 14.0703 | 13.867 | 13.6505 | 13.4253 | 13.1951
Industrial_Industrial - WA_Existing_Space Heating_Natural Gas_Furnace_E2_Baseline Forecast | Industrial | Industrial - WA | Existing | Space Heating | Natural Gas | Furnace | E2 | AFUE 90% | Baseline Forecast | 0 | 0 | 0 | 0 | 0 | 0 | 0 | 0 | 0 | 0 | 0 | 0 | 0 | 0 | 0 | 0 | 0 | 0 | 0 | 0 | 0 | 0 | 0 | 0 | 0 | 0 | 0
Industrial_Industrial - WA_Existing_Space Heating_Natural Gas_Furnace_E3_Baseline Forecast | Industrial | Industrial - WA | Existing | Space Heating | Natural Gas | Furnace | E3 | AFUE 96% | Baseline Forecast | 0 | 0 | 0 | 0 | 0 | 0 | 0 | 0 | 0 | 0 | 0 | 0 | 0 | 0 | 0 | 0 | 0 | 0 | 0 | 0 | 0 | 0 | 0 | 0 | 0 | 0 | 0
Industrial_Industrial - WA_Existing_Space Heating_Natural Gas_Furnace_E4_Baseline Forecast | Industrial | Industrial - WA | Existing | Space Heating | Natural Gas | Furnace | E4 |  | Baseline Forecast | 0 | 0 | 0 | 0 | 0 | 0 | 0 | 0 | 0 | 0 | 0 | 0 | 0 | 0 | 0 | 0 | 0 | 0 | 0 | 0 | 0 | 0 | 0 | 0 | 0 | 0 | 0
Industrial_Industrial - WA_Existing_Space Heating_Natural Gas_Furnace_E5_Baseline Forecast | Industrial | Industrial - WA | Existing | Space Heating | Natural Gas | Furnace | E5 |  | Baseline Forecast | 0 | 0 | 0 | 0 | 0 | 0 | 0 | 0 | 0 | 0 | 0 | 0 | 0 | 0 | 0 | 0 | 0 | 0 | 0 | 0 | 0 | 0 | 0 | 0 | 0 | 0 | 0
Industrial_Industrial - WA_Existing_Space Heating_Natural Gas_Furnace_E6_Baseline Forecast | Industrial | Industrial - WA | Existing | Space Heating | Natural Gas | Furnace | E6 |  | Baseline Forecast | 0 | 0 | 0 | 0 | 0 | 0 | 0 | 0 | 0 | 0 | 0 | 0 | 0 | 0 | 0 | 0 | 0 | 0 | 0 | 0 | 0 | 0 | 0 | 0 | 0 | 0 | 0
Industrial_Industrial - WA_Existing_Space Heating_Natural Gas_Furnace_E7_Baseline Forecast | Industrial | Industrial - WA | Existing | Space Heating | Natural Gas | Furnace | E7 |  | Baseline Forecast | 0 | 0 | 0 | 0 | 0 | 0 | 0 | 0 | 0 | 0 | 0 | 0 | 0 | 0 | 0 | 0 | 0 | 0 | 0 | 0 | 0 | 0 | 0 | 0 | 0 | 0 | 0
Industrial_Industrial - WA_Existing_Space Heating_Natural Gas_Furnace_E8_Baseline Forecast | Industrial | Industrial - WA | Existing | Space Heating | Natural Gas | Furnace | E8 |  | Baseline Forecast | 0 | 0 | 0 | 0 | 0 | 0 | 0 | 0 | 0 | 0 | 0 | 0 | 0 | 0 | 0 | 0 | 0 | 0 | 0 | 0 | 0 | 0 | 0 | 0 | 0 | 0 | 0
Industrial_Industrial - WA_Existing_Space Heating_Natural Gas_Furnace_E9_Baseline Forecast | Industrial | Industrial - WA | Existing | Space Heating | Natural Gas | Furnace | E9 |  | Baseline Forecast | 0 | 0 | 0 | 0 | 0 | 0 | 0 | 0 | 0 | 0 | 0 | 0 | 0 | 0 | 0 | 0 | 0 | 0 | 0 | 0 | 0 | 0 | 0 | 0 | 0 | 0 | 0
Industrial_Industrial - WA_Existing_Space Heating_Natural Gas_Furnace_E10_Baseline Forecast | Industrial | Industrial - WA | Existing | Space Heating | Natural Gas | Furnace | E10 |  | Baseline Forecast | 0 | 0 | 0 | 0 | 0 | 0 | 0 | 0 | 0 | 0 | 0 | 0 | 0 | 0 | 0 | 0 | 0 | 0 | 0 | 0 | 0 | 0 | 0 | 0 | 0 | 0 | 0
Industrial_Industrial - WA_Existing_Space Heating_Natural Gas_Boiler_E1_Baseline Forecast | Industrial | Industrial - WA | Existing | Space Heating | Natural Gas | Boiler | E1 | AFUE 80% (Standard) | Baseline Forecast | 0 | 17.7912 | 19.3918 | 20.7616 | 21.9261 | 22.9082 | 23.7285 | 24.4051 | 24.9543 | 25.3907 | 25.7271 | 25.9753 | 26.1454 | 26.2467 | 26.2875 | 26.275 | 26.2157 | 26.1154 | 25.9795 | 25.8123 | 25.6181 | 25.4005 | 25.1628 | 24.9079 | 24.6382 | 24.3562 | 24.0639
Industrial_Industrial - WA_Existing_Space Heating_Natural Gas_Boiler_E2_Baseline Forecast | Industrial | Industrial - WA | Existing | Space Heating | Natural Gas | Boiler | E2 | AFUE 85% | Baseline Forecast | 0 | 0 | 0 | 0 | 0 | 0 | 0 | 0 | 0 | 0 | 0 | 0 | 0 | 0 | 0 | 0 | 0 | 0 | 0 | 0 | 0 | 0 | 0 | 0 | 0 | 0 | 0
Industrial_Industrial - WA_Existing_Space Heating_Natural Gas_Boiler_E3_Baseline Forecast | Industrial | Industrial - WA | Existing | Space Heating | Natural Gas | Boiler | E3 | AFUE 97% | Baseline Forecast | 0 | 0 | 0 | 0 | 0 | 0 | 0 | 0 | 0 | 0 | 0 | 0 | 0 | 0 | 0 | 0 | 0 | 0 | 0 | 0 | 0 | 0 | 0 | 0 | 0 | 0 | 0
Industrial_Industrial - WA_Existing_Space Heating_Natural Gas_Boiler_E4_Baseline Forecast | Industrial | Industrial - WA | Existing | Space Heating | Natural Gas | Boiler | E4 | Convert to NG Air Source Heat Pump | Baseline Forecast | 0 | 0 | 0 | 0 | 0 | 0 | 0 | 0 | 0 | 0 | 0 | 0 | 0 | 0 | 0 | 0 | 0 | 0 | 0 | 0 | 0 | 0 | 0 | 0 | 0 | 0 | 0
Industrial_Industrial - WA_Existing_Space Heating_Natural Gas_Boiler_E5_Baseline Forecast | Industrial | Industrial - WA | Existing | Space Heating | Natural Gas | Boiler | E5 |  | Baseline Forecast | 0 | 0 | 0 | 0 | 0 | 0 | 0 | 0 | 0 | 0 | 0 | 0 | 0 | 0 | 0 | 0 | 0 | 0 | 0 | 0 | 0 | 0 | 0 | 0 | 0 | 0 | 0
Industrial_Industrial - WA_Existing_Space Heating_Natural Gas_Boiler_E6_Baseline Forecast | Industrial | Industrial - WA | Existing | Space Heating | Natural Gas | Boiler | E6 |  | Baseline Forecast | 0 | 0 | 0 | 0 | 0 | 0 | 0 | 0 | 0 | 0 | 0 | 0 | 0 | 0 | 0 | 0 | 0 | 0 | 0 | 0 | 0 | 0 | 0 | 0 | 0 | 0 | 0
Industrial_Industrial - WA_Existing_Space Heating_Natural Gas_Boiler_E7_Baseline Forecast | Industrial | Industrial - WA | Existing | Space Heating | Natural Gas | Boiler | E7 |  | Baseline Forecast | 0 | 0 | 0 | 0 | 0 | 0 | 0 | 0 | 0 | 0 | 0 | 0 | 0 | 0 | 0 | 0 | 0 | 0 | 0 | 0 | 0 | 0 | 0 | 0 | 0 | 0 | 0
Industrial_Industrial - WA_Existing_Space Heating_Natural Gas_Boiler_E8_Baseline Forecast | Industrial | Industrial - WA | Existing | Space Heating | Natural Gas | Boiler | E8 |  | Baseline Forecast | 0 | 0 | 0 | 0 | 0 | 0 | 0 | 0 | 0 | 0 | 0 | 0 | 0 | 0 | 0 | 0 | 0 | 0 | 0 | 0 | 0 | 0 | 0 | 0 | 0 | 0 | 0
Industrial_Industrial - WA_Existing_Space Heating_Natural Gas_Boiler_E9_Baseline Forecast | Industrial | Industrial - WA | Existing | Space Heating | Natural Gas | Boiler | E9 |  | Baseline Forecast | 0 | 0 | 0 | 0 | 0 | 0 | 0 | 0 | 0 | 0 | 0 | 0 | 0 | 0 | 0 | 0 | 0 | 0 | 0 | 0 | 0 | 0 | 0 | 0 | 0 | 0 | 0
Industrial_Industrial - WA_Existing_Space Heating_Natural Gas_Boiler_E10_Baseline Forecast | Industrial | Industrial - WA | Existing | Space Heating | Natural Gas | Boiler | E10 |  | Baseline Forecast | 0 | 0 | 0 | 0 | 0 | 0 | 0 | 0 | 0 | 0 | 0 | 0 | 0 | 0 | 0 | 0 | 0 | 0 | 0 | 0 | 0 | 0 | 0 | 0 | 0 | 0 | 0
Industrial_Industrial - WA_Existing_Space Heating_Natural Gas_Unit Heater_E1_Baseline Forecast | Industrial | Industrial - WA | Existing | Space Heating | Natural Gas | Unit Heater | E1 | Standard | Baseline Forecast | 0 | 0.23097 | 0.66032 | 1.2592 | 2.0019 | 2.8657 | 3.8307 | 4.879 | 5.9949 | 7.1647 | 8.1786 | 9.0537 | 9.8055 | 10.4476 | 10.9921 | 11.45 | 11.8311 | 10.586 | 9.5031 | 8.5769 | 7.8005 | 7.1664 | 6.6662 | 6.2915 | 6.0336 | 5.8836 | 5.8194
Industrial_Industrial - WA_Existing_Space Heating_Natural Gas_Unit Heater_E2_Baseline Forecast | Industrial | Industrial - WA | Existing | Space Heating | Natural Gas | Unit Heater | E2 | Condensing | Baseline Forecast | 0 | 0 | 0 | 0 | 0 | 0 | 0 | 0 | 0 | 0 | 0 | 0 | 0 | 0 | 0 | 0 | 0 | 0 | 0 | 0 | 0 | 0 | 0 | 0 | 0 | 0 | 0
Industrial_Industrial - WA_Existing_Space Heating_Natural Gas_Unit Heater_E3_Baseline Forecast | Industrial | Industrial - WA | Existing | Space Heating | Natural Gas | Unit Heater | E3 | Infrared Radiant | Baseline Forecast | 0 | 0 | 0 | 0 | 0 | 0 | 0 | 0 | 0 | 0 | 0 | 0 | 0 | 0 | 0 | 0 | 0 | 0 | 0 | 0 | 0 | 0 | 0 | 0 | 0 | 0 | 0
Industrial_Industrial - WA_Existing_Space Heating_Natural Gas_Unit Heater_E4_Baseline Forecast | Industrial | Industrial - WA | Existing | Space Heating | Natural Gas | Unit Heater | E4 |  | Baseline Forecast | 0 | 0 | 0 | 0 | 0 | 0 | 0 | 0 | 0 | 0 | 0 | 0 | 0 | 0 | 0 | 0 | 0 | 0 | 0 | 0 | 0 | 0 | 0 | 0 | 0 | 0 | 0
Industrial_Industrial - WA_Existing_Space Heating_Natural Gas_Unit Heater_E5_Baseline Forecast | Industrial | Industrial - WA | Existing | Space Heating | Natural Gas | Unit Heater | E5 |  | Baseline Forecast | 0 | 0 | 0 | 0 | 0 | 0 | 0 | 0 | 0 | 0 | 0 | 0 | 0 | 0 | 0 | 0 | 0 | 0 | 0 | 0 | 0 | 0 | 0 | 0 | 0 | 0 | 0
Industrial_Industrial - WA_Existing_Space Heating_Natural Gas_Unit Heater_E6_Baseline Forecast | Industrial | Industrial - WA | Existing | Space Heating | Natural Gas | Unit Heater | E6 |  | Baseline Forecast | 0 | 0 | 0 | 0 | 0 | 0 | 0 | 0 | 0 | 0 | 0 | 0 | 0 | 0 | 0 | 0 | 0 | 0 | 0 | 0 | 0 | 0 | 0 | 0 | 0 | 0 | 0
Industrial_Industrial - WA_Existing_Space Heating_Natural Gas_Unit Heater_E7_Baseline Forecast | Industrial | Industrial - WA | Existing | Space Heating | Natural Gas | Unit Heater | E7 |  | Baseline Forecast | 0 | 0 | 0 | 0 | 0 | 0 | 0 | 0 | 0 | 0 | 0 | 0 | 0 | 0 | 0 | 0 | 0 | 0 | 0 | 0 | 0 | 0 | 0 | 0 | 0 | 0 | 0
Industrial_Industrial - WA_Existing_Space Heating_Natural Gas_Unit Heater_E8_Baseline Forecast | Industrial | Industrial - WA | Existing | Space Heating | Natural Gas | Unit Heater | E8 |  | Baseline Forecast | 0 | 0 | 0 | 0 | 0 | 0 | 0 | 0 | 0 | 0 | 0 | 0 | 0 | 0 | 0 | 0 | 0 | 0 | 0 | 0 | 0 | 0 | 0 | 0 | 0 | 0 | 0
Industrial_Industrial - WA_Existing_Space Heating_Natural Gas_Unit Heater_E9_Baseline Forecast | Industrial | Industrial - WA | Existing | Space Heating | Natural Gas | Unit Heater | E9 |  | Baseline Forecast | 0 | 0 | 0 | 0 | 0 | 0 | 0 | 0 | 0 | 0 | 0 | 0 | 0 | 0 | 0 | 0 | 0 | 0 | 0 | 0 | 0 | 0 | 0 | 0 | 0 | 0 | 0
Industrial_Industrial - WA_Existing_Space Heating_Natural Gas_Unit Heater_E10_Baseline Forecast | Industrial | Industrial - WA | Existing | Space Heating | Natural Gas | Unit Heater | E10 |  | Baseline Forecast | 0 | 0 | 0 | 0 | 0 | 0 | 0 | 0 | 0 | 0 | 0 | 0 | 0 | 0 | 0 | 0 | 0 | 0 | 0 | 0 | 0 | 0 | 0 | 0 | 0 | 0 | 0
Industrial_Industrial - WA_Existing_Process_Natural Gas_Process Boiler_E1_Baseline Forecast | Industrial | Industrial - WA | Existing | Process | Natural Gas | Process Boiler | E1 | TE 0.80 | Baseline Forecast | 0 | 171.2047 | 200.3011 | 223.8439 | 211.7726 | 205.5495 | 203.4996 | 200.1361 | 196.4589 | 193.0835 | 189.7841 | 228.4251 | 226.4451 | 223.093 | 216.8882 | 212.774 | 209.8493 | 206.214 | 202.5029 | 199.0386 | 195.6318 | 202.5139 | 198.0586 | 193.4993 | 189.8793 | 186.7115 | 183.6988
Industrial_Industrial - WA_Existing_Process_Natural Gas_Process Boiler_E2_Baseline Forecast | Industrial | Industrial - WA | Existing | Process | Natural Gas | Process Boiler | E2 | TE 0.90 | Baseline Forecast | 0 | 0 | 0 | 0 | 0 | 0 | 0 | 0 | 0 | 0 | 0 | 0 | 0 | 0 | 0 | 0 | 0 | 0 | 0 | 0 | 0 | 0 | 0 | 0 | 0 | 0 | 0
Industrial_Industrial - WA_Existing_Process_Natural Gas_Process Boiler_E3_Baseline Forecast | Industrial | Industrial - WA | Existing | Process | Natural Gas | Process Boiler | E3 | TE 0.94 | Baseline Forecast | 0 | 0 | 0 | 0 | 0 | 0 | 0 | 0 | 0 | 0 | 0 | 0 | 0 | 0 | 0 | 0 | 0 | 0 | 0 | 0 | 0 | 0 | 0 | 0 | 0 | 0 | 0
Industrial_Industrial - WA_Existing_Process_Natural Gas_Process Boiler_E4_Baseline Forecast | Industrial | Industrial - WA | Existing | Process | Natural Gas | Process Boiler | E4 | Instantaneous TE 0.94 | Baseline Forecast | 0 | 0 | 0 | 0 | 0 | 0 | 0 | 0 | 0 | 0 | 0 | 0 | 0 | 0 | 0 | 0 | 0 | 0 | 0 | 0 | 0 | 0 | 0 | 0 | 0 | 0 | 0
Industrial_Industrial - WA_Existing_Process_Natural Gas_Process Boiler_E5_Baseline Forecast | Industrial | Industrial - WA | Existing | Process | Natural Gas | Process Boiler | E5 | Gas-Fired Absorption HPWH | Baseline Forecast | 0 | 0 | 0 | 0 | 0 | 0 | 0 | 0 | 0 | 0 | 0 | 0 | 0 | 0 | 0 | 0 | 0 | 0 | 0 | 0 | 0 | 0 | 0 | 0 | 0 | 0 | 0
Industrial_Industrial - WA_Existing_Process_Natural Gas_Process Boiler_E6_Baseline Forecast | Industrial | Industrial - WA | Existing | Process | Natural Gas | Process Boiler | E6 |  | Baseline Forecast | 0 | 0 | 0 | 0 | 0 | 0 | 0 | 0 | 0 | 0 | 0 | 0 | 0 | 0 | 0 | 0 | 0 | 0 | 0 | 0 | 0 | 0 | 0 | 0 | 0 | 0 | 0
Industrial_Industrial - WA_Existing_Process_Natural Gas_Process Boiler_E7_Baseline Forecast | Industrial | Industrial - WA | Existing | Process | Natural Gas | Process Boiler | E7 |  | Baseline Forecast | 0 | 0 | 0 | 0 | 0 | 0 | 0 | 0 | 0 | 0 | 0 | 0 | 0 | 0 | 0 | 0 | 0 | 0 | 0 | 0 | 0 | 0 | 0 | 0 | 0 | 0 | 0
Industrial_Industrial - WA_Existing_Process_Natural Gas_Process Boiler_E8_Baseline Forecast | Industrial | Industrial - WA | Existing | Process | Natural Gas | Process Boiler | E8 |  | Baseline Forecast | 0 | 0 | 0 | 0 | 0 | 0 | 0 | 0 | 0 | 0 | 0 | 0 | 0 | 0 | 0 | 0 | 0 | 0 | 0 | 0 | 0 | 0 | 0 | 0 | 0 | 0 | 0
Industrial_Industrial - WA_Existing_Process_Natural Gas_Process Boiler_E9_Baseline Forecast | Industrial | Industrial - WA | Existing | Process | Natural Gas | Process Boiler | E9 |  | Baseline Forecast | 0 | 0 | 0 | 0 | 0 | 0 | 0 | 0 | 0 | 0 | 0 | 0 | 0 | 0 | 0 | 0 | 0 | 0 | 0 | 0 | 0 | 0 | 0 | 0 | 0 | 0 | 0
Industrial_Industrial - WA_Existing_Process_Natural Gas_Process Boiler_E10_Baseline Forecast | Industrial | Industrial - WA | Existing | Process | Natural Gas | Process Boiler | E10 |  | Baseline Forecast | 0 | 0 | 0 | 0 | 0 | 0 | 0 | 0 | 0 | 0 | 0 | 0 | 0 | 0 | 0 | 0 | 0 | 0 | 0 | 0 | 0 | 0 | 0 | 0 | 0 | 0 | 0
Industrial_Industrial - WA_Existing_Process_Natural Gas_Process Heating_E1_Baseline Forecast | Industrial | Industrial - WA | Existing | Process | Natural Gas | Process Heating | E1 | Standard | Baseline Forecast | 0 | 171.2047 | 200.3011 | 223.8439 | 211.7726 | 205.5495 | 203.4996 | 200.1361 | 196.4589 | 193.0835 | 189.7841 | 228.4251 | 226.4451 | 223.093 | 216.8882 | 212.774 | 209.8493 | 206.214 | 202.5029 | 199.0386 | 195.6318 | 202.5139 | 198.0586 | 193.4993 | 189.8793 | 186.7115 | 183.6988
Industrial_Industrial - WA_Existing_Process_Natural Gas_Process Heating_E2_Baseline Forecast | Industrial | Industrial - WA | Existing | Process | Natural Gas | Process Heating | E2 | ENERGY STAR (>42% Baking Efficiency) | Baseline Forecast | 0 | 0 | 0 | 0 | 0 | 0 | 0 | 0 | 0 | 0 | 0 | 0 | 0 | 0 | 0 | 0 | 0 | 0 | 0 | 0 | 0 | 0 | 0 | 0 | 0 | 0 | 0
Industrial_Industrial - WA_Existing_Process_Natural Gas_Process Heating_E3_Baseline Forecast | Industrial | Industrial - WA | Existing | Process | Natural Gas | Process Heating | E3 |  | Baseline Forecast | 0 | 0 | 0 | 0 | 0 | 0 | 0 | 0 | 0 | 0 | 0 | 0 | 0 | 0 | 0 | 0 | 0 | 0 | 0 | 0 | 0 | 0 | 0 | 0 | 0 | 0 | 0
Industrial_Industrial - WA_Existing_Process_Natural Gas_Process Heating_E4_Baseline Forecast | Industrial | Industrial - WA | Existing | Process | Natural Gas | Process Heating | E4 |  | Baseline Forecast | 0 | 0 | 0 | 0 | 0 | 0 | 0 | 0 | 0 | 0 | 0 | 0 | 0 | 0 | 0 | 0 | 0 | 0 | 0 | 0 | 0 | 0 | 0 | 0 | 0 | 0 | 0
Industrial_Industrial - WA_Existing_Process_Natural Gas_Process Heating_E5_Baseline Forecast | Industrial | Industrial - WA | Existing | Process | Natural Gas | Process Heating | E5 |  | Baseline Forecast | 0 | 0 | 0 | 0 | 0 | 0 | 0 | 0 | 0 | 0 | 0 | 0 | 0 | 0 | 0 | 0 | 0 | 0 | 0 | 0 | 0 | 0 | 0 | 0 | 0 | 0 | 0
Industrial_Industrial - WA_Existing_Process_Natural Gas_Process Heating_E6_Baseline Forecast | Industrial | Industrial - WA | Existing | Process | Natural Gas | Process Heating | E6 |  | Baseline Forecast | 0 | 0 | 0 | 0 | 0 | 0 | 0 | 0 | 0 | 0 | 0 | 0 | 0 | 0 | 0 | 0 | 0 | 0 | 0 | 0 | 0 | 0 | 0 | 0 | 0 | 0 | 0
Industrial_Industrial - WA_Existing_Process_Natural Gas_Process Heating_E7_Baseline Forecast | Industrial | Industrial - WA | Existing | Process | Natural Gas | Process Heating | E7 |  | Baseline Forecast | 0 | 0 | 0 | 0 | 0 | 0 | 0 | 0 | 0 | 0 | 0 | 0 | 0 | 0 | 0 | 0 | 0 | 0 | 0 | 0 | 0 | 0 | 0 | 0 | 0 | 0 | 0
Industrial_Industrial - WA_Existing_Process_Natural Gas_Process Heating_E8_Baseline Forecast | Industrial | Industrial - WA | Existing | Process | Natural Gas | Process Heating | E8 |  | Baseline Forecast | 0 | 0 | 0 | 0 | 0 | 0 | 0 | 0 | 0 | 0 | 0 | 0 | 0 | 0 | 0 | 0 | 0 | 0 | 0 | 0 | 0 | 0 | 0 | 0 | 0 | 0 | 0
Industrial_Industrial - WA_Existing_Process_Natural Gas_Process Heating_E9_Baseline Forecast | Industrial | Industrial - WA | Existing | Process | Natural Gas | Process Heating | E9 |  | Baseline Forecast | 0 | 0 | 0 | 0 | 0 | 0 | 0 | 0 | 0 | 0 | 0 | 0 | 0 | 0 | 0 | 0 | 0 | 0 | 0 | 0 | 0 | 0 | 0 | 0 | 0 | 0 | 0
Industrial_Industrial - WA_Existing_Process_Natural Gas_Process Heating_E10_Baseline Forecast | Industrial | Industrial - WA | Existing | Process | Natural Gas | Process Heating | E10 |  | Baseline Forecast | 0 | 0 | 0 | 0 | 0 | 0 | 0 | 0 | 0 | 0 | 0 | 0 | 0 | 0 | 0 | 0 | 0 | 0 | 0 | 0 | 0 | 0 | 0 | 0 | 0 | 0 | 0
Industrial_Industrial - WA_Existing_Process_Natural Gas_Process Cooling_E1_Baseline Forecast | Industrial | Industrial - WA | Existing | Process | Natural Gas | Process Cooling | E1 | Standard | Baseline Forecast | 0 | 171.2047 | 200.3011 | 223.8439 | 211.7726 | 205.5495 | 203.4996 | 200.1361 | 196.4589 | 193.0835 | 189.7841 | 228.4251 | 226.4451 | 223.093 | 216.8882 | 212.774 | 209.8493 | 206.214 | 202.5029 | 199.0386 | 195.6318 | 202.5139 | 198.0586 | 193.4993 | 189.8793 | 186.7115 | 183.6988
Industrial_Industrial - WA_Existing_Process_Natural Gas_Process Cooling_E2_Baseline Forecast | Industrial | Industrial - WA | Existing | Process | Natural Gas | Process Cooling | E2 | ENERGY STAR (>42% Baking Efficiency) | Baseline Forecast | 0 | 0 | 0 | 0 | 0 | 0 | 0 | 0 | 0 | 0 | 0 | 0 | 0 | 0 | 0 | 0 | 0 | 0 | 0 | 0 | 0 | 0 | 0 | 0 | 0 | 0 | 0
Industrial_Industrial - WA_Existing_Process_Natural Gas_Process Cooling_E3_Baseline Forecast | Industrial | Industrial - WA | Existing | Process | Natural Gas | Process Cooling | E3 |  | Baseline Forecast | 0 | 0 | 0 | 0 | 0 | 0 | 0 | 0 | 0 | 0 | 0 | 0 | 0 | 0 | 0 | 0 | 0 | 0 | 0 | 0 | 0 | 0 | 0 | 0 | 0 | 0 | 0
Industrial_Industrial - WA_Existing_Process_Natural Gas_Process Cooling_E4_Baseline Forecast | Industrial | Industrial - WA | Existing | Process | Natural Gas | Process Cooling | E4 |  | Baseline Forecast | 0 | 0 | 0 | 0 | 0 | 0 | 0 | 0 | 0 | 0 | 0 | 0 | 0 | 0 | 0 | 0 | 0 | 0 | 0 | 0 | 0 | 0 | 0 | 0 | 0 | 0 | 0
Industrial_Industrial - WA_Existing_Process_Natural Gas_Process Cooling_E5_Baseline Forecast | Industrial | Industrial - WA | Existing | Process | Natural Gas | Process Cooling | E5 |  | Baseline Forecast | 0 | 0 | 0 | 0 | 0 | 0 | 0 | 0 | 0 | 0 | 0 | 0 | 0 | 0 | 0 | 0 | 0 | 0 | 0 | 0 | 0 | 0 | 0 | 0 | 0 | 0 | 0
Industrial_Industrial - WA_Existing_Process_Natural Gas_Process Cooling_E6_Baseline Forecast | Industrial | Industrial - WA | Existing | Process | Natural Gas | Process Cooling | E6 |  | Baseline Forecast | 0 | 0 | 0 | 0 | 0 | 0 | 0 | 0 | 0 | 0 | 0 | 0 | 0 | 0 | 0 | 0 | 0 | 0 | 0 | 0 | 0 | 0 | 0 | 0 | 0 | 0 | 0
Industrial_Industrial - WA_Existing_Process_Natural Gas_Process Cooling_E7_Baseline Forecast | Industrial | Industrial - WA | Existing | Process | Natural Gas | Process Cooling | E7 |  | Baseline Forecast | 0 | 0 | 0 | 0 | 0 | 0 | 0 | 0 | 0 | 0 | 0 | 0 | 0 | 0 | 0 | 0 | 0 | 0 | 0 | 0 | 0 | 0 | 0 | 0 | 0 | 0 | 0
Industrial_Industrial - WA_Existing_Process_Natural Gas_Process Cooling_E8_Baseline Forecast | Industrial | Industrial - WA | Existing | Process | Natural Gas | Process Cooling | E8 |  | Baseline Forecast | 0 | 0 | 0 | 0 | 0 | 0 | 0 | 0 | 0 | 0 | 0 | 0 | 0 | 0 | 0 | 0 | 0 | 0 | 0 | 0 | 0 | 0 | 0 | 0 | 0 | 0 | 0
Industrial_Industrial - WA_Existing_Process_Natural Gas_Process Cooling_E9_Baseline Forecast | Industrial | Industrial - WA | Existing | Process | Natural Gas | Process Cooling | E9 |  | Baseline Forecast | 0 | 0 | 0 | 0 | 0 | 0 | 0 | 0 | 0 | 0 | 0 | 0 | 0 | 0 | 0 | 0 | 0 | 0 | 0 | 0 | 0 | 0 | 0 | 0 | 0 | 0 | 0
Industrial_Industrial - WA_Existing_Process_Natural Gas_Process Cooling_E10_Baseline Forecast | Industrial | Industrial - WA | Existing | Process | Natural Gas | Process Cooling | E10 |  | Baseline Forecast | 0 | 0 | 0 | 0 | 0 | 0 | 0 | 0 | 0 | 0 | 0 | 0 | 0 | 0 | 0 | 0 | 0 | 0 | 0 | 0 | 0 | 0 | 0 | 0 | 0 | 0 | 0
Industrial_Industrial - WA_Existing_Process_Natural Gas_Other Process_E1_Baseline Forecast | Industrial | Industrial - WA | Existing | Process | Natural Gas | Other Process | E1 | Standard | Baseline Forecast | 0 | 171.2047 | 200.3011 | 223.8439 | 211.7726 | 205.5495 | 203.4996 | 200.1361 | 196.4589 | 193.0835 | 189.7841 | 228.4251 | 226.4451 | 223.093 | 216.8882 | 212.774 | 209.8493 | 206.214 | 202.5029 | 199.0386 | 195.6318 | 202.5139 | 198.0586 | 193.4993 | 189.8793 | 186.7115 | 183.6988
Industrial_Industrial - WA_Existing_Process_Natural Gas_Other Process_E2_Baseline Forecast | Industrial | Industrial - WA | Existing | Process | Natural Gas | Other Process | E2 | FTSC Qualified (>50% Cooking Efficiency) | Baseline Forecast | 0 | 0 | 0 | 0 | 0 | 0 | 0 | 0 | 0 | 0 | 0 | 0 | 0 | 0 | 0 | 0 | 0 | 0 | 0 | 0 | 0 | 0 | 0 | 0 | 0 | 0 | 0
Industrial_Industrial - WA_Existing_Process_Natural Gas_Other Process_E3_Baseline Forecast | Industrial | Industrial - WA | Existing | Process | Natural Gas | Other Process | E3 |  | Baseline Forecast | 0 | 0 | 0 | 0 | 0 | 0 | 0 | 0 | 0 | 0 | 0 | 0 | 0 | 0 | 0 | 0 | 0 | 0 | 0 | 0 | 0 | 0 | 0 | 0 | 0 | 0 | 0
Industrial_Industrial - WA_Existing_Process_Natural Gas_Other Process_E4_Baseline Forecast | Industrial | Industrial - WA | Existing | Process | Natural Gas | Other Process | E4 |  | Baseline Forecast | 0 | 0 | 0 | 0 | 0 | 0 | 0 | 0 | 0 | 0 | 0 | 0 | 0 | 0 | 0 | 0 | 0 | 0 | 0 | 0 | 0 | 0 | 0 | 0 | 0 | 0 | 0
Industrial_Industrial - WA_Existing_Process_Natural Gas_Other Process_E5_Baseline Forecast | Industrial | Industrial - WA | Existing | Process | Natural Gas | Other Process | E5 |  | Baseline Forecast | 0 | 0 | 0 | 0 | 0 | 0 | 0 | 0 | 0 | 0 | 0 | 0 | 0 | 0 | 0 | 0 | 0 | 0 | 0 | 0 | 0 | 0 | 0 | 0 | 0 | 0 | 0
Industrial_Industrial - WA_Existing_Process_Natural Gas_Other Process_E6_Baseline Forecast | Industrial | Industrial - WA | Existing | Process | Natural Gas | Other Process | E6 |  | Baseline Forecast | 0 | 0 | 0 | 0 | 0 | 0 | 0 | 0 | 0 | 0 | 0 | 0 | 0 | 0 | 0 | 0 | 0 | 0 | 0 | 0 | 0 | 0 | 0 | 0 | 0 | 0 | 0
Industrial_Industrial - WA_Existing_Process_Natural Gas_Other Process_E7_Baseline Forecast | Industrial | Industrial - WA | Existing | Process | Natural Gas | Other Process | E7 |  | Baseline Forecast | 0 | 0 | 0 | 0 | 0 | 0 | 0 | 0 | 0 | 0 | 0 | 0 | 0 | 0 | 0 | 0 | 0 | 0 | 0 | 0 | 0 | 0 | 0 | 0 | 0 | 0 | 0
Industrial_Industrial - WA_Existing_Process_Natural Gas_Other Process_E8_Baseline Forecast | Industrial | Industrial - WA | Existing | Process | Natural Gas | Other Process | E8 |  | Baseline Forecast | 0 | 0 | 0 | 0 | 0 | 0 | 0 | 0 | 0 | 0 | 0 | 0 | 0 | 0 | 0 | 0 | 0 | 0 | 0 | 0 | 0 | 0 | 0 | 0 | 0 | 0 | 0
Industrial_Industrial - WA_Existing_Process_Natural Gas_Other Process_E9_Baseline Forecast | Industrial | Industrial - WA | Existing | Process | Natural Gas | Other Process | E9 |  | Baseline Forecast | 0 | 0 | 0 | 0 | 0 | 0 | 0 | 0 | 0 | 0 | 0 | 0 | 0 | 0 | 0 | 0 | 0 | 0 | 0 | 0 | 0 | 0 | 0 | 0 | 0 | 0 | 0
Industrial_Industrial - WA_Existing_Process_Natural Gas_Other Process_E10_Baseline Forecast | Industrial | Industrial - WA | Existing | Process | Natural Gas | Other Process | E10 |  | Baseline Forecast | 0 | 0 | 0 | 0 | 0 | 0 | 0 | 0 | 0 | 0 | 0 | 0 | 0 | 0 | 0 | 0 | 0 | 0 | 0 | 0 | 0 | 0 | 0 | 0 | 0 | 0 | 0
Industrial_Industrial - WA_Existing_Miscellaneous_Natural Gas_Miscellaneous_E1_Baseline Forecast | Industrial | Industrial - WA | Existing | Miscellaneous | Natural Gas | Miscellaneous | E1 | Standard | Baseline Forecast | 0 | 171.2047 | 200.3011 | 223.8439 | 211.7726 | 205.5495 | 203.4996 | 200.1361 | 196.4589 | 193.0835 | 189.7841 | 228.4251 | 226.4451 | 223.093 | 216.8882 | 212.774 | 209.8493 | 206.214 | 202.5029 | 199.0386 | 195.6318 | 202.5139 | 198.0586 | 193.4993 | 189.8793 | 186.7115 | 183.6988
Industrial_Industrial - WA_Existing_Miscellaneous_Natural Gas_Miscellaneous_E2_Baseline Forecast | Industrial | Industrial - WA | Existing | Miscellaneous | Natural Gas | Miscellaneous | E2 | ENERGY STAR | Baseline Forecast | 0 | 0 | 0 | 0 | 0 | 0 | 0 | 0 | 0 | 0 | 0 | 0 | 0 | 0 | 0 | 0 | 0 | 0 | 0 | 0 | 0 | 0 | 0 | 0 | 0 | 0 | 0
Industrial_Industrial - WA_Existing_Miscellaneous_Natural Gas_Miscellaneous_E3_Baseline Forecast | Industrial | Industrial - WA | Existing | Miscellaneous | Natural Gas | Miscellaneous | E3 |  | Baseline Forecast | 0 | 0 | 0 | 0 | 0 | 0 | 0 | 0 | 0 | 0 | 0 | 0 | 0 | 0 | 0 | 0 | 0 | 0 | 0 | 0 | 0 | 0 | 0 | 0 | 0 | 0 | 0
Industrial_Industrial - WA_Existing_Miscellaneous_Natural Gas_Miscellaneous_E4_Baseline Forecast | Industrial | Industrial - WA | Existing | Miscellaneous | Natural Gas | Miscellaneous | E4 |  | Baseline Forecast | 0 | 0 | 0 | 0 | 0 | 0 | 0 | 0 | 0 | 0 | 0 | 0 | 0 | 0 | 0 | 0 | 0 | 0 | 0 | 0 | 0 | 0 | 0 | 0 | 0 | 0 | 0
Industrial_Industrial - WA_Existing_Miscellaneous_Natural Gas_Miscellaneous_E5_Baseline Forecast | Industrial | Industrial - WA | Existing | Miscellaneous | Natural Gas | Miscellaneous | E5 |  | Baseline Forecast | 0 | 0 | 0 | 0 | 0 | 0 | 0 | 0 | 0 | 0 | 0 | 0 | 0 | 0 | 0 | 0 | 0 | 0 | 0 | 0 | 0 | 0 | 0 | 0 | 0 | 0 | 0
Industrial_Industrial - WA_Existing_Miscellaneous_Natural Gas_Miscellaneous_E6_Baseline Forecast | Industrial | Industrial - WA | Existing | Miscellaneous | Natural Gas | Miscellaneous | E6 |  | Baseline Forecast | 0 | 0 | 0 | 0 | 0 | 0 | 0 | 0 | 0 | 0 | 0 | 0 | 0 | 0 | 0 | 0 | 0 | 0 | 0 | 0 | 0 | 0 | 0 | 0 | 0 | 0 | 0
Industrial_Industrial - WA_Existing_Miscellaneous_Natural Gas_Miscellaneous_E7_Baseline Forecast | Industrial | Industrial - WA | Existing | Miscellaneous | Natural Gas | Miscellaneous | E7 |  | Baseline Forecast | 0 | 0 | 0 | 0 | 0 | 0 | 0 | 0 | 0 | 0 | 0 | 0 | 0 | 0 | 0 | 0 | 0 | 0 | 0 | 0 | 0 | 0 | 0 | 0 | 0 | 0 | 0
Industrial_Industrial - WA_Existing_Miscellaneous_Natural Gas_Miscellaneous_E8_Baseline Forecast | Industrial | Industrial - WA | Existing | Miscellaneous | Natural Gas | Miscellaneous | E8 |  | Baseline Forecast | 0 | 0 | 0 | 0 | 0 | 0 | 0 | 0 | 0 | 0 | 0 | 0 | 0 | 0 | 0 | 0 | 0 | 0 | 0 | 0 | 0 | 0 | 0 | 0 | 0 | 0 | 0
Industrial_Industrial - WA_Existing_Miscellaneous_Natural Gas_Miscellaneous_E9_Baseline Forecast | Industrial | Industrial - WA | Existing | Miscellaneous | Natural Gas | Miscellaneous | E9 |  | Baseline Forecast | 0 | 0 | 0 | 0 | 0 | 0 | 0 | 0 | 0 | 0 | 0 | 0 | 0 | 0 | 0 | 0 | 0 | 0 | 0 | 0 | 0 | 0 | 0 | 0 | 0 | 0 | 0
Industrial_Industrial - WA_Existing_Miscellaneous_Natural Gas_Miscellaneous_E10_Baseline Forecast | Industrial | Industrial - WA | Existing | Miscellaneous | Natural Gas | Miscellaneous | E10 |  | Baseline Forecast | 0 | 0 | 0 | 0 | 0 | 0 | 0 | 0 | 0 | 0 | 0 | 0 | 0 | 0 | 0 | 0 | 0 | 0 | 0 | 0 | 0 | 0 | 0 | 0 | 0 | 0 | 0
Industrial_Industrial - WA_New_Space Heating_Natural Gas_Furnace_E1_Baseline Forecast | Industrial | Industrial - WA | New | Space Heating | Natural Gas | Furnace | E1 | Standard | Baseline Forecast | 0 | 4.4063 | 5.2174 | 4.7138 | 4.9832 | 4.8261 | 4.671 | 4.5189 | 4.3694 | 4.2224 | 4.078 | 3.936 | 4.0557 | 4.2103 | 4.3205 | 4.4344 | 4.5268 | 4.5994 | 4.6532 | 4.6901 | 4.711 | 4.7169 | 4.7094 | 4.7044 | 4.7039 | 4.7053 | 6.44
Industrial_Industrial - WA_New_Space Heating_Natural Gas_Furnace_E2_Baseline Forecast | Industrial | Industrial - WA | New | Space Heating | Natural Gas | Furnace | E2 | Infrared Burners | Baseline Forecast | 0 | 0 | 0 | 0 | 0 | 0 | 0 | 0 | 0 | 0 | 0 | 0 | 0 | 0 | 0 | 0 | 0 | 0 | 0 | 0 | 0 | 0 | 0 | 0 | 0 | 0 | 0
Industrial_Industrial - WA_New_Space Heating_Natural Gas_Furnace_E3_Baseline Forecast | Industrial | Industrial - WA | New | Space Heating | Natural Gas | Furnace | E3 |  | Baseline Forecast | 0 | 0 | 0 | 0 | 0 | 0 | 0 | 0 | 0 | 0 | 0 | 0 | 0 | 0 | 0 | 0 | 0 | 0 | 0 | 0 | 0 | 0 | 0 | 0 | 0 | 0 | 0
Industrial_Industrial - WA_New_Space Heating_Natural Gas_Furnace_E4_Baseline Forecast | Industrial | Industrial - WA | New | Space Heating | Natural Gas | Furnace | E4 |  | Baseline Forecast | 0 | 0 | 0 | 0 | 0 | 0 | 0 | 0 | 0 | 0 | 0 | 0 | 0 | 0 | 0 | 0 | 0 | 0 | 0 | 0 | 0 | 0 | 0 | 0 | 0 | 0 | 0
Industrial_Industrial - WA_New_Space Heating_Natural Gas_Furnace_E5_Baseline Forecast | Industrial | Industrial - WA | New | Space Heating | Natural Gas | Furnace | E5 |  | Baseline Forecast | 0 | 0 | 0 | 0 | 0 | 0 | 0 | 0 | 0 | 0 | 0 | 0 | 0 | 0 | 0 | 0 | 0 | 0 | 0 | 0 | 0 | 0 | 0 | 0 | 0 | 0 | 0
Industrial_Industrial - WA_New_Space Heating_Natural Gas_Furnace_E6_Baseline Forecast | Industrial | Industrial - WA | New | Space Heating | Natural Gas | Furnace | E6 |  | Baseline Forecast | 0 | 0 | 0 | 0 | 0 | 0 | 0 | 0 | 0 | 0 | 0 | 0 | 0 | 0 | 0 | 0 | 0 | 0 | 0 | 0 | 0 | 0 | 0 | 0 | 0 | 0 | 0
Industrial_Industrial - WA_New_Space Heating_Natural Gas_Furnace_E7_Baseline Forecast | Industrial | Industrial - WA | New | Space Heating | Natural Gas | Furnace | E7 |  | Baseline Forecast | 0 | 0 | 0 | 0 | 0 | 0 | 0 | 0 | 0 | 0 | 0 | 0 | 0 | 0 | 0 | 0 | 0 | 0 | 0 | 0 | 0 | 0 | 0 | 0 | 0 | 0 | 0
Industrial_Industrial - WA_New_Space Heating_Natural Gas_Furnace_E8_Baseline Forecast | Industrial | Industrial - WA | New | Space Heating | Natural Gas | Furnace | E8 |  | Baseline Forecast | 0 | 0 | 0 | 0 | 0 | 0 | 0 | 0 | 0 | 0 | 0 | 0 | 0 | 0 | 0 | 0 | 0 | 0 | 0 | 0 | 0 | 0 | 0 | 0 | 0 | 0 | 0
Industrial_Industrial - WA_New_Space Heating_Natural Gas_Furnace_E9_Baseline Forecast | Industrial | Industrial - WA | New | Space Heating | Natural Gas | Furnace | E9 |  | Baseline Forecast | 0 | 0 | 0 | 0 | 0 | 0 | 0 | 0 | 0 | 0 | 0 | 0 | 0 | 0 | 0 | 0 | 0 | 0 | 0 | 0 | 0 | 0 | 0 | 0 | 0 | 0 | 0
Industrial_Industrial - WA_New_Space Heating_Natural Gas_Furnace_E10_Baseline Forecast | Industrial | Industrial - WA | New | Space Heating | Natural Gas | Furnace | E10 |  | Baseline Forecast | 0 | 0 | 0 | 0 | 0 | 0 | 0 | 0 | 0 | 0 | 0 | 0 | 0 | 0 | 0 | 0 | 0 | 0 | 0 | 0 | 0 | 0 | 0 | 0 | 0 | 0 | 0
Industrial_Industrial - WA_New_Space Heating_Natural Gas_Boiler_E1_Baseline Forecast | Industrial | Industrial - WA | New | Space Heating | Natural Gas | Boiler | E1 | Standard | Baseline Forecast | 0 | 9.4281 | 11.1635 | 10.0861 | 10.6625 | 10.3264 | 9.9946 | 9.669 | 9.3491 | 9.0347 | 8.7256 | 8.4218 | 8.1233 | 7.8301 | 7.5418 | 7.2584 | 6.98 | 6.7065 | 6.4373 | 6.1733 | 5.9137 | 5.6582 | 5.4075 | 5.161 | 4.9186 | 4.6806 | 8.1511
Industrial_Industrial - WA_New_Space Heating_Natural Gas_Boiler_E2_Baseline Forecast | Industrial | Industrial - WA | New | Space Heating | Natural Gas | Boiler | E2 | ENERGY STAR | Baseline Forecast | 0 | 0 | 0 | 0 | 0 | 0 | 0 | 0 | 0 | 0 | 0 | 0 | 0 | 0 | 0 | 0 | 0 | 0 | 0 | 0 | 0 | 0 | 0 | 0 | 0 | 0 | 0
Industrial_Industrial - WA_New_Space Heating_Natural Gas_Boiler_E3_Baseline Forecast | Industrial | Industrial - WA | New | Space Heating | Natural Gas | Boiler | E3 |  | Baseline Forecast | 0 | 0 | 0 | 0 | 0 | 0 | 0 | 0 | 0 | 0 | 0 | 0 | 0 | 0 | 0 | 0 | 0 | 0 | 0 | 0 | 0 | 0 | 0 | 0 | 0 | 0 | 0
Industrial_Industrial - WA_New_Space Heating_Natural Gas_Boiler_E4_Baseline Forecast | Industrial | Industrial - WA | New | Space Heating | Natural Gas | Boiler | E4 |  | Baseline Forecast | 0 | 0 | 0 | 0 | 0 | 0 | 0 | 0 | 0 | 0 | 0 | 0 | 0 | 0 | 0 | 0 | 0 | 0 | 0 | 0 | 0 | 0 | 0 | 0 | 0 | 0 | 0
Industrial_Industrial - WA_New_Space Heating_Natural Gas_Boiler_E5_Baseline Forecast | Industrial | Industrial - WA | New | Space Heating | Natural Gas | Boiler | E5 |  | Baseline Forecast | 0 | 0 | 0 | 0 | 0 | 0 | 0 | 0 | 0 | 0 | 0 | 0 | 0 | 0 | 0 | 0 | 0 | 0 | 0 | 0 | 0 | 0 | 0 | 0 | 0 | 0 | 0
Industrial_Industrial - WA_New_Space Heating_Natural Gas_Boiler_E6_Baseline Forecast | Industrial | Industrial - WA | New | Space Heating | Natural Gas | Boiler | E6 |  | Baseline Forecast | 0 | 0 | 0 | 0 | 0 | 0 | 0 | 0 | 0 | 0 | 0 | 0 | 0 | 0 | 0 | 0 | 0 | 0 | 0 | 0 | 0 | 0 | 0 | 0 | 0 | 0 | 0
Industrial_Industrial - WA_New_Space Heating_Natural Gas_Boiler_E7_Baseline Forecast | Industrial | Industrial - WA | New | Space Heating | Natural Gas | Boiler | E7 |  | Baseline Forecast | 0 | 0 | 0 | 0 | 0 | 0 | 0 | 0 | 0 | 0 | 0 | 0 | 0 | 0 | 0 | 0 | 0 | 0 | 0 | 0 | 0 | 0 | 0 | 0 | 0 | 0 | 0
Industrial_Industrial - WA_New_Space Heating_Natural Gas_Boiler_E8_Baseline Forecast | Industrial | Industrial - WA | New | Space Heating | Natural Gas | Boiler | E8 |  | Baseline Forecast | 0 | 0 | 0 | 0 | 0 | 0 | 0 | 0 | 0 | 0 | 0 | 0 | 0 | 0 | 0 | 0 | 0 | 0 | 0 | 0 | 0 | 0 | 0 | 0 | 0 | 0 | 0
Industrial_Industrial - WA_New_Space Heating_Natural Gas_Boiler_E9_Baseline Forecast | Industrial | Industrial - WA | New | Space Heating | Natural Gas | Boiler | E9 |  | Baseline Forecast | 0 | 0 | 0 | 0 | 0 | 0 | 0 | 0 | 0 | 0 | 0 | 0 | 0 | 0 | 0 | 0 | 0 | 0 | 0 | 0 | 0 | 0 | 0 | 0 | 0 | 0 | 0
Industrial_Industrial - WA_New_Space Heating_Natural Gas_Boiler_E10_Baseline Forecast | Industrial | Industrial - WA | New | Space Heating | Natural Gas | Boiler | E10 |  | Baseline Forecast | 0 | 0 | 0 | 0 | 0 | 0 | 0 | 0 | 0 | 0 | 0 | 0 | 0 | 0 | 0 | 0 | 0 | 0 | 0 | 0 | 0 | 0 | 0 | 0 | 0 | 0 | 0
Industrial_Industrial - WA_New_Space Heating_Natural Gas_Unit Heater_E1_Baseline Forecast | Industrial | Industrial - WA | New | Space Heating | Natural Gas | Unit Heater | E1 | Standard | Baseline Forecast | 0 | 2.2032 | 2.6087 | 2.3569 | 2.4916 | 2.4131 | 2.3355 | 2.2595 | 2.1847 | 2.1112 | 2.039 | 1.968 | 1.8982 | 1.8297 | 1.7624 | 1.6961 | 1.6311 | 1.7675 | 1.9235 | 2.038 | 2.1497 | 2.2395 | 2.3099 | 2.3626 | 2.3994 | 2.4221 | 3.2977
Industrial_Industrial - WA_New_Space Heating_Natural Gas_Unit Heater_E2_Baseline Forecast | Industrial | Industrial - WA | New | Space Heating | Natural Gas | Unit Heater | E2 | High Efficiency | Baseline Forecast | 0 | 0 | 0 | 0 | 0 | 0 | 0 | 0 | 0 | 0 | 0 | 0 | 0 | 0 | 0 | 0 | 0 | 0 | 0 | 0 | 0 | 0 | 0 | 0 | 0 | 0 | 0
Industrial_Industrial - WA_New_Space Heating_Natural Gas_Unit Heater_E3_Baseline Forecast | Industrial | Industrial - WA | New | Space Heating | Natural Gas | Unit Heater | E3 |  | Baseline Forecast | 0 | 0 | 0 | 0 | 0 | 0 | 0 | 0 | 0 | 0 | 0 | 0 | 0 | 0 | 0 | 0 | 0 | 0 | 0 | 0 | 0 | 0 | 0 | 0 | 0 | 0 | 0
Industrial_Industrial - WA_New_Space Heating_Natural Gas_Unit Heater_E4_Baseline Forecast | Industrial | Industrial - WA | New | Space Heating | Natural Gas | Unit Heater | E4 |  | Baseline Forecast | 0 | 0 | 0 | 0 | 0 | 0 | 0 | 0 | 0 | 0 | 0 | 0 | 0 | 0 | 0 | 0 | 0 | 0 | 0 | 0 | 0 | 0 | 0 | 0 | 0 | 0 | 0
Industrial_Industrial - WA_New_Space Heating_Natural Gas_Unit Heater_E5_Baseline Forecast | Industrial | Industrial - WA | New | Space Heating | Natural Gas | Unit Heater | E5 |  | Baseline Forecast | 0 | 0 | 0 | 0 | 0 | 0 | 0 | 0 | 0 | 0 | 0 | 0 | 0 | 0 | 0 | 0 | 0 | 0 | 0 | 0 | 0 | 0 | 0 | 0 | 0 | 0 | 0
Industrial_Industrial - WA_New_Space Heating_Natural Gas_Unit Heater_E6_Baseline Forecast | Industrial | Industrial - WA | New | Space Heating | Natural Gas | Unit Heater | E6 |  | Baseline Forecast | 0 | 0 | 0 | 0 | 0 | 0 | 0 | 0 | 0 | 0 | 0 | 0 | 0 | 0 | 0 | 0 | 0 | 0 | 0 | 0 | 0 | 0 | 0 | 0 | 0 | 0 | 0
Industrial_Industrial - WA_New_Space Heating_Natural Gas_Unit Heater_E7_Baseline Forecast | Industrial | Industrial - WA | New | Space Heating | Natural Gas | Unit Heater | E7 |  | Baseline Forecast | 0 | 0 | 0 | 0 | 0 | 0 | 0 | 0 | 0 | 0 | 0 | 0 | 0 | 0 | 0 | 0 | 0 | 0 | 0 | 0 | 0 | 0 | 0 | 0 | 0 | 0 | 0
Industrial_Industrial - WA_New_Space Heating_Natural Gas_Unit Heater_E8_Baseline Forecast | Industrial | Industrial - WA | New | Space Heating | Natural Gas | Unit Heater | E8 |  | Baseline Forecast | 0 | 0 | 0 | 0 | 0 | 0 | 0 | 0 | 0 | 0 | 0 | 0 | 0 | 0 | 0 | 0 | 0 | 0 | 0 | 0 | 0 | 0 | 0 | 0 | 0 | 0 | 0
Industrial_Industrial - WA_New_Space Heating_Natural Gas_Unit Heater_E9_Baseline Forecast | Industrial | Industrial - WA | New | Space Heating | Natural Gas | Unit Heater | E9 |  | Baseline Forecast | 0 | 0 | 0 | 0 | 0 | 0 | 0 | 0 | 0 | 0 | 0 | 0 | 0 | 0 | 0 | 0 | 0 | 0 | 0 | 0 | 0 | 0 | 0 | 0 | 0 | 0 | 0
Industrial_Industrial - WA_New_Space Heating_Natural Gas_Unit Heater_E10_Baseline Forecast | Industrial | Industrial - WA | New | Space Heating | Natural Gas | Unit Heater | E10 |  | Baseline Forecast | 0 | 0 | 0 | 0 | 0 | 0 | 0 | 0 | 0 | 0 | 0 | 0 | 0 | 0 | 0 | 0 | 0 | 0 | 0 | 0 | 0 | 0 | 0 | 0 | 0 | 0 | 0
Industrial_Industrial - WA_New_Process_Natural Gas_Process Boiler_E1_Baseline Forecast | Industrial | Industrial - WA | New | Process | Natural Gas | Process Boiler | E1 | Standard | Baseline Forecast | 0 | 16.0376 | 18.9895 | 17.1569 | 20.4284 | 22.2422 | 23.4606 | 24.9025 | 26.3278 | 27.6552 | 28.9318 | 34.8361 | 36.209 | 36.1107 | 38.2942 | 39.8754 | 40.9828 | 42.2497 | 43.4977 | 44.6404 | 45.7293 | 48.1332 | 48.9828 | 49.3842 | 50.6834 | 51.6916 | 58.7254
Industrial_Industrial - WA_New_Process_Natural Gas_Process Boiler_E2_Baseline Forecast | Industrial | Industrial - WA | New | Process | Natural Gas | Process Boiler | E2 | ENERGY STAR | Baseline Forecast | 0 | 0 | 0 | 0 | 0 | 0 | 0 | 0 | 0 | 0 | 0 | 0 | 0 | 0 | 0 | 0 | 0 | 0 | 0 | 0 | 0 | 0 | 0 | 0 | 0 | 0 | 0
Industrial_Industrial - WA_New_Process_Natural Gas_Process Boiler_E3_Baseline Forecast | Industrial | Industrial - WA | New | Process | Natural Gas | Process Boiler | E3 |  | Baseline Forecast | 0 | 0 | 0 | 0 | 0 | 0 | 0 | 0 | 0 | 0 | 0 | 0 | 0 | 0 | 0 | 0 | 0 | 0 | 0 | 0 | 0 | 0 | 0 | 0 | 0 | 0 | 0
Industrial_Industrial - WA_New_Process_Natural Gas_Process Boiler_E4_Baseline Forecast | Industrial | Industrial - WA | New | Process | Natural Gas | Process Boiler | E4 |  | Baseline Forecast | 0 | 0 | 0 | 0 | 0 | 0 | 0 | 0 | 0 | 0 | 0 | 0 | 0 | 0 | 0 | 0 | 0 | 0 | 0 | 0 | 0 | 0 | 0 | 0 | 0 | 0 | 0
Industrial_Industrial - WA_New_Process_Natural Gas_Process Boiler_E5_Baseline Forecast | Industrial | Industrial - WA | New | Process | Natural Gas | Process Boiler | E5 |  | Baseline Forecast | 0 | 0 | 0 | 0 | 0 | 0 | 0 | 0 | 0 | 0 | 0 | 0 | 0 | 0 | 0 | 0 | 0 | 0 | 0 | 0 | 0 | 0 | 0 | 0 | 0 | 0 | 0
Industrial_Industrial - WA_New_Process_Natural Gas_Process Boiler_E6_Baseline Forecast | Industrial | Industrial - WA | New | Process | Natural Gas | Process Boiler | E6 |  | Baseline Forecast | 0 | 0 | 0 | 0 | 0 | 0 | 0 | 0 | 0 | 0 | 0 | 0 | 0 | 0 | 0 | 0 | 0 | 0 | 0 | 0 | 0 | 0 | 0 | 0 | 0 | 0 | 0
Industrial_Industrial - WA_New_Process_Natural Gas_Process Boiler_E7_Baseline Forecast | Industrial | Industrial - WA | New | Process | Natural Gas | Process Boiler | E7 |  | Baseline Forecast | 0 | 0 | 0 | 0 | 0 | 0 | 0 | 0 | 0 | 0 | 0 | 0 | 0 | 0 | 0 | 0 | 0 | 0 | 0 | 0 | 0 | 0 | 0 | 0 | 0 | 0 | 0
Industrial_Industrial - WA_New_Process_Natural Gas_Process Boiler_E8_Baseline Forecast | Industrial | Industrial - WA | New | Process | Natural Gas | Process Boiler | E8 |  | Baseline Forecast | 0 | 0 | 0 | 0 | 0 | 0 | 0 | 0 | 0 | 0 | 0 | 0 | 0 | 0 | 0 | 0 | 0 | 0 | 0 | 0 | 0 | 0 | 0 | 0 | 0 | 0 | 0
Industrial_Industrial - WA_New_Process_Natural Gas_Process Boiler_E9_Baseline Forecast | Industrial | Industrial - WA | New | Process | Natural Gas | Process Boiler | E9 |  | Baseline Forecast | 0 | 0 | 0 | 0 | 0 | 0 | 0 | 0 | 0 | 0 | 0 | 0 | 0 | 0 | 0 | 0 | 0 | 0 | 0 | 0 | 0 | 0 | 0 | 0 | 0 | 0 | 0
Industrial_Industrial - WA_New_Process_Natural Gas_Process Boiler_E10_Baseline Forecast | Industrial | Industrial - WA | New | Process | Natural Gas | Process Boiler | E10 |  | Baseline Forecast | 0 | 0 | 0 | 0 | 0 | 0 | 0 | 0 | 0 | 0 | 0 | 0 | 0 | 0 | 0 | 0 | 0 | 0 | 0 | 0 | 0 | 0 | 0 | 0 | 0 | 0 | 0
Industrial_Industrial - WA_New_Process_Natural Gas_Process Heating_E1_Baseline Forecast | Industrial | Industrial - WA | New | Process | Natural Gas | Process Heating | E1 | Standard | Baseline Forecast | 0 | 16.0376 | 18.9895 | 17.1569 | 20.4284 | 22.2422 | 23.4606 | 24.9025 | 26.3278 | 27.6552 | 28.9318 | 34.8361 | 36.209 | 36.1107 | 38.2942 | 39.8754 | 40.9828 | 42.2497 | 43.4977 | 44.6404 | 45.7293 | 48.1332 | 48.9828 | 49.3842 | 50.6834 | 51.6916 | 58.7254
Industrial_Industrial - WA_New_Process_Natural Gas_Process Heating_E2_Baseline Forecast | Industrial | Industrial - WA | New | Process | Natural Gas | Process Heating | E2 | ENERGY STAR | Baseline Forecast | 0 | 0 | 0 | 0 | 0 | 0 | 0 | 0 | 0 | 0 | 0 | 0 | 0 | 0 | 0 | 0 | 0 | 0 | 0 | 0 | 0 | 0 | 0 | 0 | 0 | 0 | 0
Industrial_Industrial - WA_New_Process_Natural Gas_Process Heating_E3_Baseline Forecast | Industrial | Industrial - WA | New | Process | Natural Gas | Process Heating | E3 |  | Baseline Forecast | 0 | 0 | 0 | 0 | 0 | 0 | 0 | 0 | 0 | 0 | 0 | 0 | 0 | 0 | 0 | 0 | 0 | 0 | 0 | 0 | 0 | 0 | 0 | 0 | 0 | 0 | 0
Industrial_Industrial - WA_New_Process_Natural Gas_Process Heating_E4_Baseline Forecast | Industrial | Industrial - WA | New | Process | Natural Gas | Process Heating | E4 |  | Baseline Forecast | 0 | 0 | 0 | 0 | 0 | 0 | 0 | 0 | 0 | 0 | 0 | 0 | 0 | 0 | 0 | 0 | 0 | 0 | 0 | 0 | 0 | 0 | 0 | 0 | 0 | 0 | 0
Industrial_Industrial - WA_New_Process_Natural Gas_Process Heating_E5_Baseline Forecast | Industrial | Industrial - WA | New | Process | Natural Gas | Process Heating | E5 |  | Baseline Forecast | 0 | 0 | 0 | 0 | 0 | 0 | 0 | 0 | 0 | 0 | 0 | 0 | 0 | 0 | 0 | 0 | 0 | 0 | 0 | 0 | 0 | 0 | 0 | 0 | 0 | 0 | 0
Industrial_Industrial - WA_New_Process_Natural Gas_Process Heating_E6_Baseline Forecast | Industrial | Industrial - WA | New | Process | Natural Gas | Process Heating | E6 |  | Baseline Forecast | 0 | 0 | 0 | 0 | 0 | 0 | 0 | 0 | 0 | 0 | 0 | 0 | 0 | 0 | 0 | 0 | 0 | 0 | 0 | 0 | 0 | 0 | 0 | 0 | 0 | 0 | 0
Industrial_Industrial - WA_New_Process_Natural Gas_Process Heating_E7_Baseline Forecast | Industrial | Industrial - WA | New | Process | Natural Gas | Process Heating | E7 |  | Baseline Forecast | 0 | 0 | 0 | 0 | 0 | 0 | 0 | 0 | 0 | 0 | 0 | 0 | 0 | 0 | 0 | 0 | 0 | 0 | 0 | 0 | 0 | 0 | 0 | 0 | 0 | 0 | 0
Industrial_Industrial - WA_New_Process_Natural Gas_Process Heating_E8_Baseline Forecast | Industrial | Industrial - WA | New | Process | Natural Gas | Process Heating | E8 |  | Baseline Forecast | 0 | 0 | 0 | 0 | 0 | 0 | 0 | 0 | 0 | 0 | 0 | 0 | 0 | 0 | 0 | 0 | 0 | 0 | 0 | 0 | 0 | 0 | 0 | 0 | 0 | 0 | 0
Industrial_Industrial - WA_New_Process_Natural Gas_Process Heating_E9_Baseline Forecast | Industrial | Industrial - WA | New | Process | Natural Gas | Process Heating | E9 |  | Baseline Forecast | 0 | 0 | 0 | 0 | 0 | 0 | 0 | 0 | 0 | 0 | 0 | 0 | 0 | 0 | 0 | 0 | 0 | 0 | 0 | 0 | 0 | 0 | 0 | 0 | 0 | 0 | 0
Industrial_Industrial - WA_New_Process_Natural Gas_Process Heating_E10_Baseline Forecast | Industrial | Industrial - WA | New | Process | Natural Gas | Process Heating | E10 |  | Baseline Forecast | 0 | 0 | 0 | 0 | 0 | 0 | 0 | 0 | 0 | 0 | 0 | 0 | 0 | 0 | 0 | 0 | 0 | 0 | 0 | 0 | 0 | 0 | 0 | 0 | 0 | 0 | 0
Industrial_Industrial - WA_New_Process_Natural Gas_Process Cooling_E1_Baseline Forecast | Industrial | Industrial - WA | New | Process | Natural Gas | Process Cooling | E1 | Standard (EF .82) | Baseline Forecast | 0 | 16.0376 | 18.9895 | 17.1569 | 20.4284 | 22.2422 | 23.4606 | 24.9025 | 26.3278 | 27.6552 | 28.9318 | 34.8361 | 36.209 | 36.1107 | 38.2942 | 39.8754 | 40.9828 | 42.2497 | 43.4977 | 44.6404 | 45.7293 | 48.1332 | 48.9828 | 49.3842 | 50.6834 | 51.6916 | 58.7254
Industrial_Industrial - WA_New_Process_Natural Gas_Process Cooling_E2_Baseline Forecast | Industrial | Industrial - WA | New | Process | Natural Gas | Process Cooling | E2 | Condensing (EF .90) | Baseline Forecast | 0 | 0 | 0 | 0 | 0 | 0 | 0 | 0 | 0 | 0 | 0 | 0 | 0 | 0 | 0 | 0 | 0 | 0 | 0 | 0 | 0 | 0 | 0 | 0 | 0 | 0 | 0
Industrial_Industrial - WA_New_Process_Natural Gas_Process Cooling_E3_Baseline Forecast | Industrial | Industrial - WA | New | Process | Natural Gas | Process Cooling | E3 |  | Baseline Forecast | 0 | 0 | 0 | 0 | 0 | 0 | 0 | 0 | 0 | 0 | 0 | 0 | 0 | 0 | 0 | 0 | 0 | 0 | 0 | 0 | 0 | 0 | 0 | 0 | 0 | 0 | 0
Industrial_Industrial - WA_New_Process_Natural Gas_Process Cooling_E4_Baseline Forecast | Industrial | Industrial - WA | New | Process | Natural Gas | Process Cooling | E4 |  | Baseline Forecast | 0 | 0 | 0 | 0 | 0 | 0 | 0 | 0 | 0 | 0 | 0 | 0 | 0 | 0 | 0 | 0 | 0 | 0 | 0 | 0 | 0 | 0 | 0 | 0 | 0 | 0 | 0
Industrial_Industrial - WA_New_Process_Natural Gas_Process Cooling_E5_Baseline Forecast | Industrial | Industrial - WA | New | Process | Natural Gas | Process Cooling | E5 |  | Baseline Forecast | 0 | 0 | 0 | 0 | 0 | 0 | 0 | 0 | 0 | 0 | 0 | 0 | 0 | 0 | 0 | 0 | 0 | 0 | 0 | 0 | 0 | 0 | 0 | 0 | 0 | 0 | 0
Industrial_Industrial - WA_New_Process_Natural Gas_Process Cooling_E6_Baseline Forecast | Industrial | Industrial - WA | New | Process | Natural Gas | Process Cooling | E6 |  | Baseline Forecast | 0 | 0 | 0 | 0 | 0 | 0 | 0 | 0 | 0 | 0 | 0 | 0 | 0 | 0 | 0 | 0 | 0 | 0 | 0 | 0 | 0 | 0 | 0 | 0 | 0 | 0 | 0
Industrial_Industrial - WA_New_Process_Natural Gas_Process Cooling_E7_Baseline Forecast | Industrial | Industrial - WA | New | Process | Natural Gas | Process Cooling | E7 |  | Baseline Forecast | 0 | 0 | 0 | 0 | 0 | 0 | 0 | 0 | 0 | 0 | 0 | 0 | 0 | 0 | 0 | 0 | 0 | 0 | 0 | 0 | 0 | 0 | 0 | 0 | 0 | 0 | 0
Industrial_Industrial - WA_New_Process_Natural Gas_Process Cooling_E8_Baseline Forecast | Industrial | Industrial - WA | New | Process | Natural Gas | Process Cooling | E8 |  | Baseline Forecast | 0 | 0 | 0 | 0 | 0 | 0 | 0 | 0 | 0 | 0 | 0 | 0 | 0 | 0 | 0 | 0 | 0 | 0 | 0 | 0 | 0 | 0 | 0 | 0 | 0 | 0 | 0
Industrial_Industrial - WA_New_Process_Natural Gas_Process Cooling_E9_Baseline Forecast | Industrial | Industrial - WA | New | Process | Natural Gas | Process Cooling | E9 |  | Baseline Forecast | 0 | 0 | 0 | 0 | 0 | 0 | 0 | 0 | 0 | 0 | 0 | 0 | 0 | 0 | 0 | 0 | 0 | 0 | 0 | 0 | 0 | 0 | 0 | 0 | 0 | 0 | 0
Industrial_Industrial - WA_New_Process_Natural Gas_Process Cooling_E10_Baseline Forecast | Industrial | Industrial - WA | New | Process | Natural Gas | Process Cooling | E10 |  | Baseline Forecast | 0 | 0 | 0 | 0 | 0 | 0 | 0 | 0 | 0 | 0 | 0 | 0 | 0 | 0 | 0 | 0 | 0 | 0 | 0 | 0 | 0 | 0 | 0 | 0 | 0 | 0 | 0
Industrial_Industrial - WA_New_Process_Natural Gas_Other Process_E1_Baseline Forecast | Industrial | Industrial - WA | New | Process | Natural Gas | Other Process | E1 | Standard | Baseline Forecast | 0 | 16.0376 | 18.9895 | 17.1569 | 20.4284 | 22.2422 | 23.4606 | 24.9025 | 26.3278 | 27.6552 | 28.9318 | 34.8361 | 36.209 | 36.1107 | 38.2942 | 39.8754 | 40.9828 | 42.2497 | 43.4977 | 44.6404 | 45.7293 | 48.1332 | 48.9828 | 49.3842 | 50.6834 | 51.6916 | 58.7254
Industrial_Industrial - WA_New_Process_Natural Gas_Other Process_E2_Baseline Forecast | Industrial | Industrial - WA | New | Process | Natural Gas | Other Process | E2 |  | Baseline Forecast | 0 | 0 | 0 | 0 | 0 | 0 | 0 | 0 | 0 | 0 | 0 | 0 | 0 | 0 | 0 | 0 | 0 | 0 | 0 | 0 | 0 | 0 | 0 | 0 | 0 | 0 | 0
Industrial_Industrial - WA_New_Process_Natural Gas_Other Process_E3_Baseline Forecast | Industrial | Industrial - WA | New | Process | Natural Gas | Other Process | E3 |  | Baseline Forecast | 0 | 0 | 0 | 0 | 0 | 0 | 0 | 0 | 0 | 0 | 0 | 0 | 0 | 0 | 0 | 0 | 0 | 0 | 0 | 0 | 0 | 0 | 0 | 0 | 0 | 0 | 0
Industrial_Industrial - WA_New_Process_Natural Gas_Other Process_E4_Baseline Forecast | Industrial | Industrial - WA | New | Process | Natural Gas | Other Process | E4 |  | Baseline Forecast | 0 | 0 | 0 | 0 | 0 | 0 | 0 | 0 | 0 | 0 | 0 | 0 | 0 | 0 | 0 | 0 | 0 | 0 | 0 | 0 | 0 | 0 | 0 | 0 | 0 | 0 | 0
Industrial_Industrial - WA_New_Process_Natural Gas_Other Process_E5_Baseline Forecast | Industrial | Industrial - WA | New | Process | Natural Gas | Other Process | E5 |  | Baseline Forecast | 0 | 0 | 0 | 0 | 0 | 0 | 0 | 0 | 0 | 0 | 0 | 0 | 0 | 0 | 0 | 0 | 0 | 0 | 0 | 0 | 0 | 0 | 0 | 0 | 0 | 0 | 0
Industrial_Industrial - WA_New_Process_Natural Gas_Other Process_E6_Baseline Forecast | Industrial | Industrial - WA | New | Process | Natural Gas | Other Process | E6 |  | Baseline Forecast | 0 | 0 | 0 | 0 | 0 | 0 | 0 | 0 | 0 | 0 | 0 | 0 | 0 | 0 | 0 | 0 | 0 | 0 | 0 | 0 | 0 | 0 | 0 | 0 | 0 | 0 | 0
Industrial_Industrial - WA_New_Process_Natural Gas_Other Process_E7_Baseline Forecast | Industrial | Industrial - WA | New | Process | Natural Gas | Other Process | E7 |  | Baseline Forecast | 0 | 0 | 0 | 0 | 0 | 0 | 0 | 0 | 0 | 0 | 0 | 0 | 0 | 0 | 0 | 0 | 0 | 0 | 0 | 0 | 0 | 0 | 0 | 0 | 0 | 0 | 0
Industrial_Industrial - WA_New_Process_Natural Gas_Other Process_E8_Baseline Forecast | Industrial | Industrial - WA | New | Process | Natural Gas | Other Process | E8 |  | Baseline Forecast | 0 | 0 | 0 | 0 | 0 | 0 | 0 | 0 | 0 | 0 | 0 | 0 | 0 | 0 | 0 | 0 | 0 | 0 | 0 | 0 | 0 | 0 | 0 | 0 | 0 | 0 | 0
Industrial_Industrial - WA_New_Process_Natural Gas_Other Process_E9_Baseline Forecast | Industrial | Industrial - WA | New | Process | Natural Gas | Other Process | E9 |  | Baseline Forecast | 0 | 0 | 0 | 0 | 0 | 0 | 0 | 0 | 0 | 0 | 0 | 0 | 0 | 0 | 0 | 0 | 0 | 0 | 0 | 0 | 0 | 0 | 0 | 0 | 0 | 0 | 0
Industrial_Industrial - WA_New_Process_Natural Gas_Other Process_E10_Baseline Forecast | Industrial | Industrial - WA | New | Process | Natural Gas | Other Process | E10 |  | Baseline Forecast | 0 | 0 | 0 | 0 | 0 | 0 | 0 | 0 | 0 | 0 | 0 | 0 | 0 | 0 | 0 | 0 | 0 | 0 | 0 | 0 | 0 | 0 | 0 | 0 | 0 | 0 | 0
Industrial_Industrial - WA_New_Miscellaneous_Natural Gas_Miscellaneous_E1_Baseline Forecast | Industrial | Industrial - WA | New | Miscellaneous | Natural Gas | Miscellaneous | E1 | AFUE 80% (Standard) | Baseline Forecast | 0 | 16.0376 | 18.9895 | 17.1569 | 20.4284 | 22.2422 | 23.4606 | 24.9025 | 26.3278 | 27.6552 | 28.9318 | 34.8361 | 36.209 | 36.1107 | 38.2942 | 39.8754 | 40.9828 | 42.2497 | 43.4977 | 44.6404 | 45.7293 | 48.1332 | 48.9828 | 49.3842 | 50.6834 | 51.6916 | 58.7254
Industrial_Industrial - WA_New_Miscellaneous_Natural Gas_Miscellaneous_E2_Baseline Forecast | Industrial | Industrial - WA | New | Miscellaneous | Natural Gas | Miscellaneous | E2 | AFUE 90% | Baseline Forecast | 0 | 0 | 0 | 0 | 0 | 0 | 0 | 0 | 0 | 0 | 0 | 0 | 0 | 0 | 0 | 0 | 0 | 0 | 0 | 0 | 0 | 0 | 0 | 0 | 0 | 0 | 0
Industrial_Industrial - WA_New_Miscellaneous_Natural Gas_Miscellaneous_E3_Baseline Forecast | Industrial | Industrial - WA | New | Miscellaneous | Natural Gas | Miscellaneous | E3 | AFUE 96% | Baseline Forecast | 0 | 0 | 0 | 0 | 0 | 0 | 0 | 0 | 0 | 0 | 0 | 0 | 0 | 0 | 0 | 0 | 0 | 0 | 0 | 0 | 0 | 0 | 0 | 0 | 0 | 0 | 0
Industrial_Industrial - WA_New_Miscellaneous_Natural Gas_Miscellaneous_E4_Baseline Forecast | Industrial | Industrial - WA | New | Miscellaneous | Natural Gas | Miscellaneous | E4 |  | Baseline Forecast | 0 | 0 | 0 | 0 | 0 | 0 | 0 | 0 | 0 | 0 | 0 | 0 | 0 | 0 | 0 | 0 | 0 | 0 | 0 | 0 | 0 | 0 | 0 | 0 | 0 | 0 | 0
Industrial_Industrial - WA_New_Miscellaneous_Natural Gas_Miscellaneous_E5_Baseline Forecast | Industrial | Industrial - WA | New | Miscellaneous | Natural Gas | Miscellaneous | E5 |  | Baseline Forecast | 0 | 0 | 0 | 0 | 0 | 0 | 0 | 0 | 0 | 0 | 0 | 0 | 0 | 0 | 0 | 0 | 0 | 0 | 0 | 0 | 0 | 0 | 0 | 0 | 0 | 0 | 0
Industrial_Industrial - WA_New_Miscellaneous_Natural Gas_Miscellaneous_E6_Baseline Forecast | Industrial | Industrial - WA | New | Miscellaneous | Natural Gas | Miscellaneous | E6 |  | Baseline Forecast | 0 | 0 | 0 | 0 | 0 | 0 | 0 | 0 | 0 | 0 | 0 | 0 | 0 | 0 | 0 | 0 | 0 | 0 | 0 | 0 | 0 | 0 | 0 | 0 | 0 | 0 | 0
Industrial_Industrial - WA_New_Miscellaneous_Natural Gas_Miscellaneous_E7_Baseline Forecast | Industrial | Industrial - WA | New | Miscellaneous | Natural Gas | Miscellaneous | E7 |  | Baseline Forecast | 0 | 0 | 0 | 0 | 0 | 0 | 0 | 0 | 0 | 0 | 0 | 0 | 0 | 0 | 0 | 0 | 0 | 0 | 0 | 0 | 0 | 0 | 0 | 0 | 0 | 0 | 0
Industrial_Industrial - WA_New_Miscellaneous_Natural Gas_Miscellaneous_E8_Baseline Forecast | Industrial | Industrial - WA | New | Miscellaneous | Natural Gas | Miscellaneous | E8 |  | Baseline Forecast | 0 | 0 | 0 | 0 | 0 | 0 | 0 | 0 | 0 | 0 | 0 | 0 | 0 | 0 | 0 | 0 | 0 | 0 | 0 | 0 | 0 | 0 | 0 | 0 | 0 | 0 | 0
Industrial_Industrial - WA_New_Miscellaneous_Natural Gas_Miscellaneous_E9_Baseline Forecast | Industrial | Industrial - WA | New | Miscellaneous | Natural Gas | Miscellaneous | E9 |  | Baseline Forecast | 0 | 0 | 0 | 0 | 0 | 0 | 0 | 0 | 0 | 0 | 0 | 0 | 0 | 0 | 0 | 0 | 0 | 0 | 0 | 0 | 0 | 0 | 0 | 0 | 0 | 0 | 0
Industrial_Industrial - WA_New_Miscellaneous_Natural Gas_Miscellaneous_E10_Baseline Forecast | Industrial | Industrial - WA | New | Miscellaneous | Natural Gas | Miscellaneous | E10 |  | Baseline Forecast | 0 | 0 | 0 | 0 | 0 | 0 | 0 | 0 | 0 | 0 | 0 | 0 | 0 | 0 | 0 | 0 | 0 | 0 | 0 | 0 | 0 | 0 | 0 | 0 | 0 | 0 | 0
Industrial_Industrial - ID_Existing_Space Heating_Natural Gas_Furnace_E1_Baseline Forecast | Industrial | Industrial - ID | Existing | Space Heating | Natural Gas | Furnace | E1 | AFUE 80% (Standard) | Baseline Forecast | 0 | 8.3903 | 8.7913 | 9.1445 | 9.4536 | 9.7224 | 9.9542 | 10.152 | 10.3187 | 10.4568 | 10.5688 | 10.657 | 10.2648 | 9.9215 | 9.6211 | 9.3583 | 9.1283 | 8.9268 | 8.75 | 8.5946 | 8.4576 | 8.3363 | 8.2284 | 8.1095 | 7.9829 | 7.8512 | 7.7166
Industrial_Industrial - ID_Existing_Space Heating_Natural Gas_Furnace_E2_Baseline Forecast | Industrial | Industrial - ID | Existing | Space Heating | Natural Gas | Furnace | E2 | AFUE 85% | Baseline Forecast | 0 | 0 | 0 | 0 | 0 | 0 | 0 | 0 | 0 | 0 | 0 | 0 | 0 | 0 | 0 | 0 | 0 | 0 | 0 | 0 | 0 | 0 | 0 | 0 | 0 | 0 | 0
Industrial_Industrial - ID_Existing_Space Heating_Natural Gas_Furnace_E3_Baseline Forecast | Industrial | Industrial - ID | Existing | Space Heating | Natural Gas | Furnace | E3 | AFUE 97% | Baseline Forecast | 0 | 0 | 0 | 0 | 0 | 0 | 0 | 0 | 0 | 0 | 0 | 0 | 0 | 0 | 0 | 0 | 0 | 0 | 0 | 0 | 0 | 0 | 0 | 0 | 0 | 0 | 0
Industrial_Industrial - ID_Existing_Space Heating_Natural Gas_Furnace_E4_Baseline Forecast | Industrial | Industrial - ID | Existing | Space Heating | Natural Gas | Furnace | E4 | Convert to NG Air Source Heat Pump | Baseline Forecast | 0 | 0 | 0 | 0 | 0 | 0 | 0 | 0 | 0 | 0 | 0 | 0 | 0 | 0 | 0 | 0 | 0 | 0 | 0 | 0 | 0 | 0 | 0 | 0 | 0 | 0 | 0
Industrial_Industrial - ID_Existing_Space Heating_Natural Gas_Furnace_E5_Baseline Forecast | Industrial | Industrial - ID | Existing | Space Heating | Natural Gas | Furnace | E5 |  | Baseline Forecast | 0 | 0 | 0 | 0 | 0 | 0 | 0 | 0 | 0 | 0 | 0 | 0 | 0 | 0 | 0 | 0 | 0 | 0 | 0 | 0 | 0 | 0 | 0 | 0 | 0 | 0 | 0
Industrial_Industrial - ID_Existing_Space Heating_Natural Gas_Furnace_E6_Baseline Forecast | Industrial | Industrial - ID | Existing | Space Heating | Natural Gas | Furnace | E6 |  | Baseline Forecast | 0 | 0 | 0 | 0 | 0 | 0 | 0 | 0 | 0 | 0 | 0 | 0 | 0 | 0 | 0 | 0 | 0 | 0 | 0 | 0 | 0 | 0 | 0 | 0 | 0 | 0 | 0
Industrial_Industrial - ID_Existing_Space Heating_Natural Gas_Furnace_E7_Baseline Forecast | Industrial | Industrial - ID | Existing | Space Heating | Natural Gas | Furnace | E7 |  | Baseline Forecast | 0 | 0 | 0 | 0 | 0 | 0 | 0 | 0 | 0 | 0 | 0 | 0 | 0 | 0 | 0 | 0 | 0 | 0 | 0 | 0 | 0 | 0 | 0 | 0 | 0 | 0 | 0
Industrial_Industrial - ID_Existing_Space Heating_Natural Gas_Furnace_E8_Baseline Forecast | Industrial | Industrial - ID | Existing | Space Heating | Natural Gas | Furnace | E8 |  | Baseline Forecast | 0 | 0 | 0 | 0 | 0 | 0 | 0 | 0 | 0 | 0 | 0 | 0 | 0 | 0 | 0 | 0 | 0 | 0 | 0 | 0 | 0 | 0 | 0 | 0 | 0 | 0 | 0
Industrial_Industrial - ID_Existing_Space Heating_Natural Gas_Furnace_E9_Baseline Forecast | Industrial | Industrial - ID | Existing | Space Heating | Natural Gas | Furnace | E9 |  | Baseline Forecast | 0 | 0 | 0 | 0 | 0 | 0 | 0 | 0 | 0 | 0 | 0 | 0 | 0 | 0 | 0 | 0 | 0 | 0 | 0 | 0 | 0 | 0 | 0 | 0 | 0 | 0 | 0
Industrial_Industrial - ID_Existing_Space Heating_Natural Gas_Furnace_E10_Baseline Forecast | Industrial | Industrial - ID | Existing | Space Heating | Natural Gas | Furnace | E10 |  | Baseline Forecast | 0 | 0 | 0 | 0 | 0 | 0 | 0 | 0 | 0 | 0 | 0 | 0 | 0 | 0 | 0 | 0 | 0 | 0 | 0 | 0 | 0 | 0 | 0 | 0 | 0 | 0 | 0
Industrial_Industrial - ID_Existing_Space Heating_Natural Gas_Boiler_E1_Baseline Forecast | Industrial | Industrial - ID | Existing | Space Heating | Natural Gas | Boiler | E1 | Standard | Baseline Forecast | 0 | 10.4044 | 11.3404 | 12.1415 | 12.8225 | 13.3969 | 13.8765 | 14.2722 | 14.5934 | 14.8486 | 15.0453 | 15.1905 | 15.29 | 15.3492 | 15.3731 | 15.3657 | 15.3311 | 15.2724 | 15.1929 | 15.0952 | 14.9816 | 14.8544 | 14.7153 | 14.5662 | 14.4086 | 14.2436 | 14.0727
Industrial_Industrial - ID_Existing_Space Heating_Natural Gas_Boiler_E2_Baseline Forecast | Industrial | Industrial - ID | Existing | Space Heating | Natural Gas | Boiler | E2 | Condensing | Baseline Forecast | 0 | 0 | 0 | 0 | 0 | 0 | 0 | 0 | 0 | 0 | 0 | 0 | 0 | 0 | 0 | 0 | 0 | 0 | 0 | 0 | 0 | 0 | 0 | 0 | 0 | 0 | 0
Industrial_Industrial - ID_Existing_Space Heating_Natural Gas_Boiler_E3_Baseline Forecast | Industrial | Industrial - ID | Existing | Space Heating | Natural Gas | Boiler | E3 | Infrared Radiant | Baseline Forecast | 0 | 0 | 0 | 0 | 0 | 0 | 0 | 0 | 0 | 0 | 0 | 0 | 0 | 0 | 0 | 0 | 0 | 0 | 0 | 0 | 0 | 0 | 0 | 0 | 0 | 0 | 0
Industrial_Industrial - ID_Existing_Space Heating_Natural Gas_Boiler_E4_Baseline Forecast | Industrial | Industrial - ID | Existing | Space Heating | Natural Gas | Boiler | E4 |  | Baseline Forecast | 0 | 0 | 0 | 0 | 0 | 0 | 0 | 0 | 0 | 0 | 0 | 0 | 0 | 0 | 0 | 0 | 0 | 0 | 0 | 0 | 0 | 0 | 0 | 0 | 0 | 0 | 0
Industrial_Industrial - ID_Existing_Space Heating_Natural Gas_Boiler_E5_Baseline Forecast | Industrial | Industrial - ID | Existing | Space Heating | Natural Gas | Boiler | E5 |  | Baseline Forecast | 0 | 0 | 0 | 0 | 0 | 0 | 0 | 0 | 0 | 0 | 0 | 0 | 0 | 0 | 0 | 0 | 0 | 0 | 0 | 0 | 0 | 0 | 0 | 0 | 0 | 0 | 0
Industrial_Industrial - ID_Existing_Space Heating_Natural Gas_Boiler_E6_Baseline Forecast | Industrial | Industrial - ID | Existing | Space Heating | Natural Gas | Boiler | E6 |  | Baseline Forecast | 0 | 0 | 0 | 0 | 0 | 0 | 0 | 0 | 0 | 0 | 0 | 0 | 0 | 0 | 0 | 0 | 0 | 0 | 0 | 0 | 0 | 0 | 0 | 0 | 0 | 0 | 0
Industrial_Industrial - ID_Existing_Space Heating_Natural Gas_Boiler_E7_Baseline Forecast | Industrial | Industrial - ID | Existing | Space Heating | Natural Gas | Boiler | E7 |  | Baseline Forecast | 0 | 0 | 0 | 0 | 0 | 0 | 0 | 0 | 0 | 0 | 0 | 0 | 0 | 0 | 0 | 0 | 0 | 0 | 0 | 0 | 0 | 0 | 0 | 0 | 0 | 0 | 0
Industrial_Industrial - ID_Existing_Space Heating_Natural Gas_Boiler_E8_Baseline Forecast | Industrial | Industrial - ID | Existing | Space Heating | Natural Gas | Boiler | E8 |  | Baseline Forecast | 0 | 0 | 0 | 0 | 0 | 0 | 0 | 0 | 0 | 0 | 0 | 0 | 0 | 0 | 0 | 0 | 0 | 0 | 0 | 0 | 0 | 0 | 0 | 0 | 0 | 0 | 0
Industrial_Industrial - ID_Existing_Space Heating_Natural Gas_Boiler_E9_Baseline Forecast | Industrial | Industrial - ID | Existing | Space Heating | Natural Gas | Boiler | E9 |  | Baseline Forecast | 0 | 0 | 0 | 0 | 0 | 0 | 0 | 0 | 0 | 0 | 0 | 0 | 0 | 0 | 0 | 0 | 0 | 0 | 0 | 0 | 0 | 0 | 0 | 0 | 0 | 0 | 0
Industrial_Industrial - ID_Existing_Space Heating_Natural Gas_Boiler_E10_Baseline Forecast | Industrial | Industrial - ID | Existing | Space Heating | Natural Gas | Boiler | E10 |  | Baseline Forecast | 0 | 0 | 0 | 0 | 0 | 0 | 0 | 0 | 0 | 0 | 0 | 0 | 0 | 0 | 0 | 0 | 0 | 0 | 0 | 0 | 0 | 0 | 0 | 0 | 0 | 0 | 0
Industrial_Industrial - ID_Existing_Space Heating_Natural Gas_Unit Heater_E1_Baseline Forecast | Industrial | Industrial - ID | Existing | Space Heating | Natural Gas | Unit Heater | E1 | TE 0.80 | Baseline Forecast | 0 | 0.13507 | 0.38616 | 0.73636 | 1.1707 | 1.6759 | 2.2402 | 2.8532 | 3.5058 | 4.1899 | 4.7829 | 5.2947 | 5.7343 | 6.1098 | 6.4283 | 6.696 | 6.9189 | 6.1907 | 5.5575 | 5.0158 | 4.5618 | 4.1909 | 3.8984 | 3.6793 | 3.5285 | 3.4408 | 3.4032
Industrial_Industrial - ID_Existing_Space Heating_Natural Gas_Unit Heater_E2_Baseline Forecast | Industrial | Industrial - ID | Existing | Space Heating | Natural Gas | Unit Heater | E2 | TE 0.90 | Baseline Forecast | 0 | 0 | 0 | 0 | 0 | 0 | 0 | 0 | 0 | 0 | 0 | 0 | 0 | 0 | 0 | 0 | 0 | 0 | 0 | 0 | 0 | 0 | 0 | 0 | 0 | 0 | 0
Industrial_Industrial - ID_Existing_Space Heating_Natural Gas_Unit Heater_E3_Baseline Forecast | Industrial | Industrial - ID | Existing | Space Heating | Natural Gas | Unit Heater | E3 | TE 0.94 | Baseline Forecast | 0 | 0 | 0 | 0 | 0 | 0 | 0 | 0 | 0 | 0 | 0 | 0 | 0 | 0 | 0 | 0 | 0 | 0 | 0 | 0 | 0 | 0 | 0 | 0 | 0 | 0 | 0
Industrial_Industrial - ID_Existing_Space Heating_Natural Gas_Unit Heater_E4_Baseline Forecast | Industrial | Industrial - ID | Existing | Space Heating | Natural Gas | Unit Heater | E4 | Instantaneous TE 0.94 | Baseline Forecast | 0 | 0 | 0 | 0 | 0 | 0 | 0 | 0 | 0 | 0 | 0 | 0 | 0 | 0 | 0 | 0 | 0 | 0 | 0 | 0 | 0 | 0 | 0 | 0 | 0 | 0 | 0
Industrial_Industrial - ID_Existing_Space Heating_Natural Gas_Unit Heater_E5_Baseline Forecast | Industrial | Industrial - ID | Existing | Space Heating | Natural Gas | Unit Heater | E5 | Gas-Fired Absorption HPWH | Baseline Forecast | 0 | 0 | 0 | 0 | 0 | 0 | 0 | 0 | 0 | 0 | 0 | 0 | 0 | 0 | 0 | 0 | 0 | 0 | 0 | 0 | 0 | 0 | 0 | 0 | 0 | 0 | 0
Industrial_Industrial - ID_Existing_Space Heating_Natural Gas_Unit Heater_E6_Baseline Forecast | Industrial | Industrial - ID | Existing | Space Heating | Natural Gas | Unit Heater | E6 |  | Baseline Forecast | 0 | 0 | 0 | 0 | 0 | 0 | 0 | 0 | 0 | 0 | 0 | 0 | 0 | 0 | 0 | 0 | 0 | 0 | 0 | 0 | 0 | 0 | 0 | 0 | 0 | 0 | 0
Industrial_Industrial - ID_Existing_Space Heating_Natural Gas_Unit Heater_E7_Baseline Forecast | Industrial | Industrial - ID | Existing | Space Heating | Natural Gas | Unit Heater | E7 |  | Baseline Forecast | 0 | 0 | 0 | 0 | 0 | 0 | 0 | 0 | 0 | 0 | 0 | 0 | 0 | 0 | 0 | 0 | 0 | 0 | 0 | 0 | 0 | 0 | 0 | 0 | 0 | 0 | 0
Industrial_Industrial - ID_Existing_Space Heating_Natural Gas_Unit Heater_E8_Baseline Forecast | Industrial | Industrial - ID | Existing | Space Heating | Natural Gas | Unit Heater | E8 |  | Baseline Forecast | 0 | 0 | 0 | 0 | 0 | 0 | 0 | 0 | 0 | 0 | 0 | 0 | 0 | 0 | 0 | 0 | 0 | 0 | 0 | 0 | 0 | 0 | 0 | 0 | 0 | 0 | 0
Industrial_Industrial - ID_Existing_Space Heating_Natural Gas_Unit Heater_E9_Baseline Forecast | Industrial | Industrial - ID | Existing | Space Heating | Natural Gas | Unit Heater | E9 |  | Baseline Forecast | 0 | 0 | 0 | 0 | 0 | 0 | 0 | 0 | 0 | 0 | 0 | 0 | 0 | 0 | 0 | 0 | 0 | 0 | 0 | 0 | 0 | 0 | 0 | 0 | 0 | 0 | 0
Industrial_Industrial - ID_Existing_Space Heating_Natural Gas_Unit Heater_E10_Baseline Forecast | Industrial | Industrial - ID | Existing | Space Heating | Natural Gas | Unit Heater | E10 |  | Baseline Forecast | 0 | 0 | 0 | 0 | 0 | 0 | 0 | 0 | 0 | 0 | 0 | 0 | 0 | 0 | 0 | 0 | 0 | 0 | 0 | 0 | 0 | 0 | 0 | 0 | 0 | 0 | 0
Industrial_Industrial - ID_Existing_Process_Natural Gas_Process Boiler_E1_Baseline Forecast | Industrial | Industrial - ID | Existing | Process | Natural Gas | Process Boiler | E1 | Standard | Baseline Forecast | 0 | 100.1213 | 117.137 | 130.905 | 123.8456 | 120.2063 | 119.0075 | 117.0405 | 114.8901 | 112.9162 | 110.9866 | 133.5841 | 132.4262 | 130.4659 | 126.8373 | 124.4312 | 122.7209 | 120.5949 | 118.4247 | 116.3987 | 114.4064 | 118.4311 | 115.8256 | 113.1594 | 111.0424 | 109.1898 | 107.4279
Industrial_Industrial - ID_Existing_Process_Natural Gas_Process Boiler_E2_Baseline Forecast | Industrial | Industrial - ID | Existing | Process | Natural Gas | Process Boiler | E2 | ENERGY STAR (>42% Baking Efficiency) | Baseline Forecast | 0 | 0 | 0 | 0 | 0 | 0 | 0 | 0 | 0 | 0 | 0 | 0 | 0 | 0 | 0 | 0 | 0 | 0 | 0 | 0 | 0 | 0 | 0 | 0 | 0 | 0 | 0
Industrial_Industrial - ID_Existing_Process_Natural Gas_Process Boiler_E3_Baseline Forecast | Industrial | Industrial - ID | Existing | Process | Natural Gas | Process Boiler | E3 |  | Baseline Forecast | 0 | 0 | 0 | 0 | 0 | 0 | 0 | 0 | 0 | 0 | 0 | 0 | 0 | 0 | 0 | 0 | 0 | 0 | 0 | 0 | 0 | 0 | 0 | 0 | 0 | 0 | 0
Industrial_Industrial - ID_Existing_Process_Natural Gas_Process Boiler_E4_Baseline Forecast | Industrial | Industrial - ID | Existing | Process | Natural Gas | Process Boiler | E4 |  | Baseline Forecast | 0 | 0 | 0 | 0 | 0 | 0 | 0 | 0 | 0 | 0 | 0 | 0 | 0 | 0 | 0 | 0 | 0 | 0 | 0 | 0 | 0 | 0 | 0 | 0 | 0 | 0 | 0
Industrial_Industrial - ID_Existing_Process_Natural Gas_Process Boiler_E5_Baseline Forecast | Industrial | Industrial - ID | Existing | Process | Natural Gas | Process Boiler | E5 |  | Baseline Forecast | 0 | 0 | 0 | 0 | 0 | 0 | 0 | 0 | 0 | 0 | 0 | 0 | 0 | 0 | 0 | 0 | 0 | 0 | 0 | 0 | 0 | 0 | 0 | 0 | 0 | 0 | 0
Industrial_Industrial - ID_Existing_Process_Natural Gas_Process Boiler_E6_Baseline Forecast | Industrial | Industrial - ID | Existing | Process | Natural Gas | Process Boiler | E6 |  | Baseline Forecast | 0 | 0 | 0 | 0 | 0 | 0 | 0 | 0 | 0 | 0 | 0 | 0 | 0 | 0 | 0 | 0 | 0 | 0 | 0 | 0 | 0 | 0 | 0 | 0 | 0 | 0 | 0
Industrial_Industrial - ID_Existing_Process_Natural Gas_Process Boiler_E7_Baseline Forecast | Industrial | Industrial - ID | Existing | Process | Natural Gas | Process Boiler | E7 |  | Baseline Forecast | 0 | 0 | 0 | 0 | 0 | 0 | 0 | 0 | 0 | 0 | 0 | 0 | 0 | 0 | 0 | 0 | 0 | 0 | 0 | 0 | 0 | 0 | 0 | 0 | 0 | 0 | 0
Industrial_Industrial - ID_Existing_Process_Natural Gas_Process Boiler_E8_Baseline Forecast | Industrial | Industrial - ID | Existing | Process | Natural Gas | Process Boiler | E8 |  | Baseline Forecast | 0 | 0 | 0 | 0 | 0 | 0 | 0 | 0 | 0 | 0 | 0 | 0 | 0 | 0 | 0 | 0 | 0 | 0 | 0 | 0 | 0 | 0 | 0 | 0 | 0 | 0 | 0
Industrial_Industrial - ID_Existing_Process_Natural Gas_Process Boiler_E9_Baseline Forecast | Industrial | Industrial - ID | Existing | Process | Natural Gas | Process Boiler | E9 |  | Baseline Forecast | 0 | 0 | 0 | 0 | 0 | 0 | 0 | 0 | 0 | 0 | 0 | 0 | 0 | 0 | 0 | 0 | 0 | 0 | 0 | 0 | 0 | 0 | 0 | 0 | 0 | 0 | 0
Industrial_Industrial - ID_Existing_Process_Natural Gas_Process Boiler_E10_Baseline Forecast | Industrial | Industrial - ID | Existing | Process | Natural Gas | Process Boiler | E10 |  | Baseline Forecast | 0 | 0 | 0 | 0 | 0 | 0 | 0 | 0 | 0 | 0 | 0 | 0 | 0 | 0 | 0 | 0 | 0 | 0 | 0 | 0 | 0 | 0 | 0 | 0 | 0 | 0 | 0
Industrial_Industrial - ID_Existing_Process_Natural Gas_Process Heating_E1_Baseline Forecast | Industrial | Industrial - ID | Existing | Process | Natural Gas | Process Heating | E1 | Standard | Baseline Forecast | 0 | 100.1213 | 117.137 | 130.905 | 123.8456 | 120.2063 | 119.0075 | 117.0405 | 114.8901 | 112.9162 | 110.9866 | 133.5841 | 132.4262 | 130.4659 | 126.8373 | 124.4312 | 122.7209 | 120.5949 | 118.4247 | 116.3987 | 114.4064 | 118.4311 | 115.8256 | 113.1594 | 111.0424 | 109.1898 | 107.4279
Industrial_Industrial - ID_Existing_Process_Natural Gas_Process Heating_E2_Baseline Forecast | Industrial | Industrial - ID | Existing | Process | Natural Gas | Process Heating | E2 | ENERGY STAR (>42% Baking Efficiency) | Baseline Forecast | 0 | 0 | 0 | 0 | 0 | 0 | 0 | 0 | 0 | 0 | 0 | 0 | 0 | 0 | 0 | 0 | 0 | 0 | 0 | 0 | 0 | 0 | 0 | 0 | 0 | 0 | 0
Industrial_Industrial - ID_Existing_Process_Natural Gas_Process Heating_E3_Baseline Forecast | Industrial | Industrial - ID | Existing | Process | Natural Gas | Process Heating | E3 |  | Baseline Forecast | 0 | 0 | 0 | 0 | 0 | 0 | 0 | 0 | 0 | 0 | 0 | 0 | 0 | 0 | 0 | 0 | 0 | 0 | 0 | 0 | 0 | 0 | 0 | 0 | 0 | 0 | 0
Industrial_Industrial - ID_Existing_Process_Natural Gas_Process Heating_E4_Baseline Forecast | Industrial | Industrial - ID | Existing | Process | Natural Gas | Process Heating | E4 |  | Baseline Forecast | 0 | 0 | 0 | 0 | 0 | 0 | 0 | 0 | 0 | 0 | 0 | 0 | 0 | 0 | 0 | 0 | 0 | 0 | 0 | 0 | 0 | 0 | 0 | 0 | 0 | 0 | 0
Industrial_Industrial - ID_Existing_Process_Natural Gas_Process Heating_E5_Baseline Forecast | Industrial | Industrial - ID | Existing | Process | Natural Gas | Process Heating | E5 |  | Baseline Forecast | 0 | 0 | 0 | 0 | 0 | 0 | 0 | 0 | 0 | 0 | 0 | 0 | 0 | 0 | 0 | 0 | 0 | 0 | 0 | 0 | 0 | 0 | 0 | 0 | 0 | 0 | 0
Industrial_Industrial - ID_Existing_Process_Natural Gas_Process Heating_E6_Baseline Forecast | Industrial | Industrial - ID | Existing | Process | Natural Gas | Process Heating | E6 |  | Baseline Forecast | 0 | 0 | 0 | 0 | 0 | 0 | 0 | 0 | 0 | 0 | 0 | 0 | 0 | 0 | 0 | 0 | 0 | 0 | 0 | 0 | 0 | 0 | 0 | 0 | 0 | 0 | 0
Industrial_Industrial - ID_Existing_Process_Natural Gas_Process Heating_E7_Baseline Forecast | Industrial | Industrial - ID | Existing | Process | Natural Gas | Process Heating | E7 |  | Baseline Forecast | 0 | 0 | 0 | 0 | 0 | 0 | 0 | 0 | 0 | 0 | 0 | 0 | 0 | 0 | 0 | 0 | 0 | 0 | 0 | 0 | 0 | 0 | 0 | 0 | 0 | 0 | 0
Industrial_Industrial - ID_Existing_Process_Natural Gas_Process Heating_E8_Baseline Forecast | Industrial | Industrial - ID | Existing | Process | Natural Gas | Process Heating | E8 |  | Baseline Forecast | 0 | 0 | 0 | 0 | 0 | 0 | 0 | 0 | 0 | 0 | 0 | 0 | 0 | 0 | 0 | 0 | 0 | 0 | 0 | 0 | 0 | 0 | 0 | 0 | 0 | 0 | 0
Industrial_Industrial - ID_Existing_Process_Natural Gas_Process Heating_E9_Baseline Forecast | Industrial | Industrial - ID | Existing | Process | Natural Gas | Process Heating | E9 |  | Baseline Forecast | 0 | 0 | 0 | 0 | 0 | 0 | 0 | 0 | 0 | 0 | 0 | 0 | 0 | 0 | 0 | 0 | 0 | 0 | 0 | 0 | 0 | 0 | 0 | 0 | 0 | 0 | 0
Industrial_Industrial - ID_Existing_Process_Natural Gas_Process Heating_E10_Baseline Forecast | Industrial | Industrial - ID | Existing | Process | Natural Gas | Process Heating | E10 |  | Baseline Forecast | 0 | 0 | 0 | 0 | 0 | 0 | 0 | 0 | 0 | 0 | 0 | 0 | 0 | 0 | 0 | 0 | 0 | 0 | 0 | 0 | 0 | 0 | 0 | 0 | 0 | 0 | 0
Industrial_Industrial - ID_Existing_Process_Natural Gas_Process Cooling_E1_Baseline Forecast | Industrial | Industrial - ID | Existing | Process | Natural Gas | Process Cooling | E1 | Standard | Baseline Forecast | 0 | 100.1213 | 117.137 | 130.905 | 123.8456 | 120.2063 | 119.0075 | 117.0405 | 114.8901 | 112.9162 | 110.9866 | 133.5841 | 132.4262 | 130.4659 | 126.8373 | 124.4312 | 122.7209 | 120.5949 | 118.4247 | 116.3987 | 114.4064 | 118.4311 | 115.8256 | 113.1594 | 111.0424 | 109.1898 | 107.4279
Industrial_Industrial - ID_Existing_Process_Natural Gas_Process Cooling_E2_Baseline Forecast | Industrial | Industrial - ID | Existing | Process | Natural Gas | Process Cooling | E2 | FTSC Qualified (>50% Cooking Efficiency) | Baseline Forecast | 0 | 0 | 0 | 0 | 0 | 0 | 0 | 0 | 0 | 0 | 0 | 0 | 0 | 0 | 0 | 0 | 0 | 0 | 0 | 0 | 0 | 0 | 0 | 0 | 0 | 0 | 0
Industrial_Industrial - ID_Existing_Process_Natural Gas_Process Cooling_E3_Baseline Forecast | Industrial | Industrial - ID | Existing | Process | Natural Gas | Process Cooling | E3 |  | Baseline Forecast | 0 | 0 | 0 | 0 | 0 | 0 | 0 | 0 | 0 | 0 | 0 | 0 | 0 | 0 | 0 | 0 | 0 | 0 | 0 | 0 | 0 | 0 | 0 | 0 | 0 | 0 | 0
Industrial_Industrial - ID_Existing_Process_Natural Gas_Process Cooling_E4_Baseline Forecast | Industrial | Industrial - ID | Existing | Process | Natural Gas | Process Cooling | E4 |  | Baseline Forecast | 0 | 0 | 0 | 0 | 0 | 0 | 0 | 0 | 0 | 0 | 0 | 0 | 0 | 0 | 0 | 0 | 0 | 0 | 0 | 0 | 0 | 0 | 0 | 0 | 0 | 0 | 0
Industrial_Industrial - ID_Existing_Process_Natural Gas_Process Cooling_E5_Baseline Forecast | Industrial | Industrial - ID | Existing | Process | Natural Gas | Process Cooling | E5 |  | Baseline Forecast | 0 | 0 | 0 | 0 | 0 | 0 | 0 | 0 | 0 | 0 | 0 | 0 | 0 | 0 | 0 | 0 | 0 | 0 | 0 | 0 | 0 | 0 | 0 | 0 | 0 | 0 | 0
Industrial_Industrial - ID_Existing_Process_Natural Gas_Process Cooling_E6_Baseline Forecast | Industrial | Industrial - ID | Existing | Process | Natural Gas | Process Cooling | E6 |  | Baseline Forecast | 0 | 0 | 0 | 0 | 0 | 0 | 0 | 0 | 0 | 0 | 0 | 0 | 0 | 0 | 0 | 0 | 0 | 0 | 0 | 0 | 0 | 0 | 0 | 0 | 0 | 0 | 0
Industrial_Industrial - ID_Existing_Process_Natural Gas_Process Cooling_E7_Baseline Forecast | Industrial | Industrial - ID | Existing | Process | Natural Gas | Process Cooling | E7 |  | Baseline Forecast | 0 | 0 | 0 | 0 | 0 | 0 | 0 | 0 | 0 | 0 | 0 | 0 | 0 | 0 | 0 | 0 | 0 | 0 | 0 | 0 | 0 | 0 | 0 | 0 | 0 | 0 | 0
Industrial_Industrial - ID_Existing_Process_Natural Gas_Process Cooling_E8_Baseline Forecast | Industrial | Industrial - ID | Existing | Process | Natural Gas | Process Cooling | E8 |  | Baseline Forecast | 0 | 0 | 0 | 0 | 0 | 0 | 0 | 0 | 0 | 0 | 0 | 0 | 0 | 0 | 0 | 0 | 0 | 0 | 0 | 0 | 0 | 0 | 0 | 0 | 0 | 0 | 0
Industrial_Industrial - ID_Existing_Process_Natural Gas_Process Cooling_E9_Baseline Forecast | Industrial | Industrial - ID | Existing | Process | Natural Gas | Process Cooling | E9 |  | Baseline Forecast | 0 | 0 | 0 | 0 | 0 | 0 | 0 | 0 | 0 | 0 | 0 | 0 | 0 | 0 | 0 | 0 | 0 | 0 | 0 | 0 | 0 | 0 | 0 | 0 | 0 | 0 | 0
Industrial_Industrial - ID_Existing_Process_Natural Gas_Process Cooling_E10_Baseline Forecast | Industrial | Industrial - ID | Existing | Process | Natural Gas | Process Cooling | E10 |  | Baseline Forecast | 0 | 0 | 0 | 0 | 0 | 0 | 0 | 0 | 0 | 0 | 0 | 0 | 0 | 0 | 0 | 0 | 0 | 0 | 0 | 0 | 0 | 0 | 0 | 0 | 0 | 0 | 0
Industrial_Industrial - ID_Existing_Process_Natural Gas_Other Process_E1_Baseline Forecast | Industrial | Industrial - ID | Existing | Process | Natural Gas | Other Process | E1 | Standard | Baseline Forecast | 0 | 100.1213 | 117.137 | 130.905 | 123.8456 | 120.2063 | 119.0075 | 117.0405 | 114.8901 | 112.9162 | 110.9866 | 133.5841 | 132.4262 | 130.4659 | 126.8373 | 124.4312 | 122.7209 | 120.5949 | 118.4247 | 116.3987 | 114.4064 | 118.4311 | 115.8256 | 113.1594 | 111.0424 | 109.1898 | 107.4279
Industrial_Industrial - ID_Existing_Process_Natural Gas_Other Process_E2_Baseline Forecast | Industrial | Industrial - ID | Existing | Process | Natural Gas | Other Process | E2 | ENERGY STAR | Baseline Forecast | 0 | 0 | 0 | 0 | 0 | 0 | 0 | 0 | 0 | 0 | 0 | 0 | 0 | 0 | 0 | 0 | 0 | 0 | 0 | 0 | 0 | 0 | 0 | 0 | 0 | 0 | 0
Industrial_Industrial - ID_Existing_Process_Natural Gas_Other Process_E3_Baseline Forecast | Industrial | Industrial - ID | Existing | Process | Natural Gas | Other Process | E3 |  | Baseline Forecast | 0 | 0 | 0 | 0 | 0 | 0 | 0 | 0 | 0 | 0 | 0 | 0 | 0 | 0 | 0 | 0 | 0 | 0 | 0 | 0 | 0 | 0 | 0 | 0 | 0 | 0 | 0
Industrial_Industrial - ID_Existing_Process_Natural Gas_Other Process_E4_Baseline Forecast | Industrial | Industrial - ID | Existing | Process | Natural Gas | Other Process | E4 |  | Baseline Forecast | 0 | 0 | 0 | 0 | 0 | 0 | 0 | 0 | 0 | 0 | 0 | 0 | 0 | 0 | 0 | 0 | 0 | 0 | 0 | 0 | 0 | 0 | 0 | 0 | 0 | 0 | 0
Industrial_Industrial - ID_Existing_Process_Natural Gas_Other Process_E5_Baseline Forecast | Industrial | Industrial - ID | Existing | Process | Natural Gas | Other Process | E5 |  | Baseline Forecast | 0 | 0 | 0 | 0 | 0 | 0 | 0 | 0 | 0 | 0 | 0 | 0 | 0 | 0 | 0 | 0 | 0 | 0 | 0 | 0 | 0 | 0 | 0 | 0 | 0 | 0 | 0
Industrial_Industrial - ID_Existing_Process_Natural Gas_Other Process_E6_Baseline Forecast | Industrial | Industrial - ID | Existing | Process | Natural Gas | Other Process | E6 |  | Baseline Forecast | 0 | 0 | 0 | 0 | 0 | 0 | 0 | 0 | 0 | 0 | 0 | 0 | 0 | 0 | 0 | 0 | 0 | 0 | 0 | 0 | 0 | 0 | 0 | 0 | 0 | 0 | 0
Industrial_Industrial - ID_Existing_Process_Natural Gas_Other Process_E7_Baseline Forecast | Industrial | Industrial - ID | Existing | Process | Natural Gas | Other Process | E7 |  | Baseline Forecast | 0 | 0 | 0 | 0 | 0 | 0 | 0 | 0 | 0 | 0 | 0 | 0 | 0 | 0 | 0 | 0 | 0 | 0 | 0 | 0 | 0 | 0 | 0 | 0 | 0 | 0 | 0
Industrial_Industrial - ID_Existing_Process_Natural Gas_Other Process_E8_Baseline Forecast | Industrial | Industrial - ID | Existing | Process | Natural Gas | Other Process | E8 |  | Baseline Forecast | 0 | 0 | 0 | 0 | 0 | 0 | 0 | 0 | 0 | 0 | 0 | 0 | 0 | 0 | 0 | 0 | 0 | 0 | 0 | 0 | 0 | 0 | 0 | 0 | 0 | 0 | 0
Industrial_Industrial - ID_Existing_Process_Natural Gas_Other Process_E9_Baseline Forecast | Industrial | Industrial - ID | Existing | Process | Natural Gas | Other Process | E9 |  | Baseline Forecast | 0 | 0 | 0 | 0 | 0 | 0 | 0 | 0 | 0 | 0 | 0 | 0 | 0 | 0 | 0 | 0 | 0 | 0 | 0 | 0 | 0 | 0 | 0 | 0 | 0 | 0 | 0
Industrial_Industrial - ID_Existing_Process_Natural Gas_Other Process_E10_Baseline Forecast | Industrial | Industrial - ID | Existing | Process | Natural Gas | Other Process | E10 |  | Baseline Forecast | 0 | 0 | 0 | 0 | 0 | 0 | 0 | 0 | 0 | 0 | 0 | 0 | 0 | 0 | 0 | 0 | 0 | 0 | 0 | 0 | 0 | 0 | 0 | 0 | 0 | 0 | 0
Industrial_Industrial - ID_Existing_Miscellaneous_Natural Gas_Miscellaneous_E1_Baseline Forecast | Industrial | Industrial - ID | Existing | Miscellaneous | Natural Gas | Miscellaneous | E1 | Standard | Baseline Forecast | 0 | 100.1213 | 117.137 | 130.905 | 123.8456 | 120.2063 | 119.0075 | 117.0405 | 114.8901 | 112.9162 | 110.9866 | 133.5841 | 132.4262 | 130.4659 | 126.8373 | 124.4312 | 122.7209 | 120.5949 | 118.4247 | 116.3987 | 114.4064 | 118.4311 | 115.8256 | 113.1594 | 111.0424 | 109.1898 | 107.4279
Industrial_Industrial - ID_Existing_Miscellaneous_Natural Gas_Miscellaneous_E2_Baseline Forecast | Industrial | Industrial - ID | Existing | Miscellaneous | Natural Gas | Miscellaneous | E2 | Infrared Burners | Baseline Forecast | 0 | 0 | 0 | 0 | 0 | 0 | 0 | 0 | 0 | 0 | 0 | 0 | 0 | 0 | 0 | 0 | 0 | 0 | 0 | 0 | 0 | 0 | 0 | 0 | 0 | 0 | 0
Industrial_Industrial - ID_Existing_Miscellaneous_Natural Gas_Miscellaneous_E3_Baseline Forecast | Industrial | Industrial - ID | Existing | Miscellaneous | Natural Gas | Miscellaneous | E3 |  | Baseline Forecast | 0 | 0 | 0 | 0 | 0 | 0 | 0 | 0 | 0 | 0 | 0 | 0 | 0 | 0 | 0 | 0 | 0 | 0 | 0 | 0 | 0 | 0 | 0 | 0 | 0 | 0 | 0
Industrial_Industrial - ID_Existing_Miscellaneous_Natural Gas_Miscellaneous_E4_Baseline Forecast | Industrial | Industrial - ID | Existing | Miscellaneous | Natural Gas | Miscellaneous | E4 |  | Baseline Forecast | 0 | 0 | 0 | 0 | 0 | 0 | 0 | 0 | 0 | 0 | 0 | 0 | 0 | 0 | 0 | 0 | 0 | 0 | 0 | 0 | 0 | 0 | 0 | 0 | 0 | 0 | 0
Industrial_Industrial - ID_Existing_Miscellaneous_Natural Gas_Miscellaneous_E5_Baseline Forecast | Industrial | Industrial - ID | Existing | Miscellaneous | Natural Gas | Miscellaneous | E5 |  | Baseline Forecast | 0 | 0 | 0 | 0 | 0 | 0 | 0 | 0 | 0 | 0 | 0 | 0 | 0 | 0 | 0 | 0 | 0 | 0 | 0 | 0 | 0 | 0 | 0 | 0 | 0 | 0 | 0
Industrial_Industrial - ID_Existing_Miscellaneous_Natural Gas_Miscellaneous_E6_Baseline Forecast | Industrial | Industrial - ID | Existing | Miscellaneous | Natural Gas | Miscellaneous | E6 |  | Baseline Forecast | 0 | 0 | 0 | 0 | 0 | 0 | 0 | 0 | 0 | 0 | 0 | 0 | 0 | 0 | 0 | 0 | 0 | 0 | 0 | 0 | 0 | 0 | 0 | 0 | 0 | 0 | 0
Industrial_Industrial - ID_Existing_Miscellaneous_Natural Gas_Miscellaneous_E7_Baseline Forecast | Industrial | Industrial - ID | Existing | Miscellaneous | Natural Gas | Miscellaneous | E7 |  | Baseline Forecast | 0 | 0 | 0 | 0 | 0 | 0 | 0 | 0 | 0 | 0 | 0 | 0 | 0 | 0 | 0 | 0 | 0 | 0 | 0 | 0 | 0 | 0 | 0 | 0 | 0 | 0 | 0
Industrial_Industrial - ID_Existing_Miscellaneous_Natural Gas_Miscellaneous_E8_Baseline Forecast | Industrial | Industrial - ID | Existing | Miscellaneous | Natural Gas | Miscellaneous | E8 |  | Baseline Forecast | 0 | 0 | 0 | 0 | 0 | 0 | 0 | 0 | 0 | 0 | 0 | 0 | 0 | 0 | 0 | 0 | 0 | 0 | 0 | 0 | 0 | 0 | 0 | 0 | 0 | 0 | 0
Industrial_Industrial - ID_Existing_Miscellaneous_Natural Gas_Miscellaneous_E9_Baseline Forecast | Industrial | Industrial - ID | Existing | Miscellaneous | Natural Gas | Miscellaneous | E9 |  | Baseline Forecast | 0 | 0 | 0 | 0 | 0 | 0 | 0 | 0 | 0 | 0 | 0 | 0 | 0 | 0 | 0 | 0 | 0 | 0 | 0 | 0 | 0 | 0 | 0 | 0 | 0 | 0 | 0
Industrial_Industrial - ID_Existing_Miscellaneous_Natural Gas_Miscellaneous_E10_Baseline Forecast | Industrial | Industrial - ID | Existing | Miscellaneous | Natural Gas | Miscellaneous | E10 |  | Baseline Forecast | 0 | 0 | 0 | 0 | 0 | 0 | 0 | 0 | 0 | 0 | 0 | 0 | 0 | 0 | 0 | 0 | 0 | 0 | 0 | 0 | 0 | 0 | 0 | 0 | 0 | 0 | 0
Industrial_Industrial - ID_New_Space Heating_Natural Gas_Furnace_E1_Baseline Forecast | Industrial | Industrial - ID | New | Space Heating | Natural Gas | Furnace | E1 | Standard | Baseline Forecast | 0 | 2.5768 | 3.0511 | 2.7567 | 2.4274 | 2.3189 | 2.2215 | 2.1372 | 2.049 | 1.9628 | 1.8785 | 1.7952 | 1.8654 | 1.9557 | 2.0201 | 2.0581 | 2.0842 | 2.0999 | 2.1066 | 2.1047 | 2.0949 | 2.0776 | 2.0536 | 2.0324 | 2.0147 | 1.9993 | 3.2077
Industrial_Industrial - ID_New_Space Heating_Natural Gas_Furnace_E2_Baseline Forecast | Industrial | Industrial - ID | New | Space Heating | Natural Gas | Furnace | E2 | ENERGY STAR | Baseline Forecast | 0 | 0 | 0 | 0 | 0 | 0 | 0 | 0 | 0 | 0 | 0 | 0 | 0 | 0 | 0 | 0 | 0 | 0 | 0 | 0 | 0 | 0 | 0 | 0 | 0 | 0 | 0
Industrial_Industrial - ID_New_Space Heating_Natural Gas_Furnace_E3_Baseline Forecast | Industrial | Industrial - ID | New | Space Heating | Natural Gas | Furnace | E3 |  | Baseline Forecast | 0 | 0 | 0 | 0 | 0 | 0 | 0 | 0 | 0 | 0 | 0 | 0 | 0 | 0 | 0 | 0 | 0 | 0 | 0 | 0 | 0 | 0 | 0 | 0 | 0 | 0 | 0
Industrial_Industrial - ID_New_Space Heating_Natural Gas_Furnace_E4_Baseline Forecast | Industrial | Industrial - ID | New | Space Heating | Natural Gas | Furnace | E4 |  | Baseline Forecast | 0 | 0 | 0 | 0 | 0 | 0 | 0 | 0 | 0 | 0 | 0 | 0 | 0 | 0 | 0 | 0 | 0 | 0 | 0 | 0 | 0 | 0 | 0 | 0 | 0 | 0 | 0
Industrial_Industrial - ID_New_Space Heating_Natural Gas_Furnace_E5_Baseline Forecast | Industrial | Industrial - ID | New | Space Heating | Natural Gas | Furnace | E5 |  | Baseline Forecast | 0 | 0 | 0 | 0 | 0 | 0 | 0 | 0 | 0 | 0 | 0 | 0 | 0 | 0 | 0 | 0 | 0 | 0 | 0 | 0 | 0 | 0 | 0 | 0 | 0 | 0 | 0
Industrial_Industrial - ID_New_Space Heating_Natural Gas_Furnace_E6_Baseline Forecast | Industrial | Industrial - ID | New | Space Heating | Natural Gas | Furnace | E6 |  | Baseline Forecast | 0 | 0 | 0 | 0 | 0 | 0 | 0 | 0 | 0 | 0 | 0 | 0 | 0 | 0 | 0 | 0 | 0 | 0 | 0 | 0 | 0 | 0 | 0 | 0 | 0 | 0 | 0
Industrial_Industrial - ID_New_Space Heating_Natural Gas_Furnace_E7_Baseline Forecast | Industrial | Industrial - ID | New | Space Heating | Natural Gas | Furnace | E7 |  | Baseline Forecast | 0 | 0 | 0 | 0 | 0 | 0 | 0 | 0 | 0 | 0 | 0 | 0 | 0 | 0 | 0 | 0 | 0 | 0 | 0 | 0 | 0 | 0 | 0 | 0 | 0 | 0 | 0
Industrial_Industrial - ID_New_Space Heating_Natural Gas_Furnace_E8_Baseline Forecast | Industrial | Industrial - ID | New | Space Heating | Natural Gas | Furnace | E8 |  | Baseline Forecast | 0 | 0 | 0 | 0 | 0 | 0 | 0 | 0 | 0 | 0 | 0 | 0 | 0 | 0 | 0 | 0 | 0 | 0 | 0 | 0 | 0 | 0 | 0 | 0 | 0 | 0 | 0
Industrial_Industrial - ID_New_Space Heating_Natural Gas_Furnace_E9_Baseline Forecast | Industrial | Industrial - ID | New | Space Heating | Natural Gas | Furnace | E9 |  | Baseline Forecast | 0 | 0 | 0 | 0 | 0 | 0 | 0 | 0 | 0 | 0 | 0 | 0 | 0 | 0 | 0 | 0 | 0 | 0 | 0 | 0 | 0 | 0 | 0 | 0 | 0 | 0 | 0
Industrial_Industrial - ID_New_Space Heating_Natural Gas_Furnace_E10_Baseline Forecast | Industrial | Industrial - ID | New | Space Heating | Natural Gas | Furnace | E10 |  | Baseline Forecast | 0 | 0 | 0 | 0 | 0 | 0 | 0 | 0 | 0 | 0 | 0 | 0 | 0 | 0 | 0 | 0 | 0 | 0 | 0 | 0 | 0 | 0 | 0 | 0 | 0 | 0 | 0
Industrial_Industrial - ID_New_Space Heating_Natural Gas_Boiler_E1_Baseline Forecast | Industrial | Industrial - ID | New | Space Heating | Natural Gas | Boiler | E1 | Standard | Baseline Forecast | 0 | 5.5136 | 6.5285 | 5.8984 | 5.1938 | 4.9616 | 4.7532 | 4.5729 | 4.3842 | 4.1998 | 4.0194 | 3.8411 | 3.667 | 3.4952 | 3.3266 | 3.161 | 2.9981 | 2.8381 | 2.6809 | 2.5263 | 2.3745 | 2.2251 | 2.0785 | 1.9344 | 1.7925 | 1.6534 | 4.1344
Industrial_Industrial - ID_New_Space Heating_Natural Gas_Boiler_E2_Baseline Forecast | Industrial | Industrial - ID | New | Space Heating | Natural Gas | Boiler | E2 | High Efficiency | Baseline Forecast | 0 | 0 | 0 | 0 | 0 | 0 | 0 | 0 | 0 | 0 | 0 | 0 | 0 | 0 | 0 | 0 | 0 | 0 | 0 | 0 | 0 | 0 | 0 | 0 | 0 | 0 | 0
Industrial_Industrial - ID_New_Space Heating_Natural Gas_Boiler_E3_Baseline Forecast | Industrial | Industrial - ID | New | Space Heating | Natural Gas | Boiler | E3 |  | Baseline Forecast | 0 | 0 | 0 | 0 | 0 | 0 | 0 | 0 | 0 | 0 | 0 | 0 | 0 | 0 | 0 | 0 | 0 | 0 | 0 | 0 | 0 | 0 | 0 | 0 | 0 | 0 | 0
Industrial_Industrial - ID_New_Space Heating_Natural Gas_Boiler_E4_Baseline Forecast | Industrial | Industrial - ID | New | Space Heating | Natural Gas | Boiler | E4 |  | Baseline Forecast | 0 | 0 | 0 | 0 | 0 | 0 | 0 | 0 | 0 | 0 | 0 | 0 | 0 | 0 | 0 | 0 | 0 | 0 | 0 | 0 | 0 | 0 | 0 | 0 | 0 | 0 | 0
Industrial_Industrial - ID_New_Space Heating_Natural Gas_Boiler_E5_Baseline Forecast | Industrial | Industrial - ID | New | Space Heating | Natural Gas | Boiler | E5 |  | Baseline Forecast | 0 | 0 | 0 | 0 | 0 | 0 | 0 | 0 | 0 | 0 | 0 | 0 | 0 | 0 | 0 | 0 | 0 | 0 | 0 | 0 | 0 | 0 | 0 | 0 | 0 | 0 | 0
Industrial_Industrial - ID_New_Space Heating_Natural Gas_Boiler_E6_Baseline Forecast | Industrial | Industrial - ID | New | Space Heating | Natural Gas | Boiler | E6 |  | Baseline Forecast | 0 | 0 | 0 | 0 | 0 | 0 | 0 | 0 | 0 | 0 | 0 | 0 | 0 | 0 | 0 | 0 | 0 | 0 | 0 | 0 | 0 | 0 | 0 | 0 | 0 | 0 | 0
Industrial_Industrial - ID_New_Space Heating_Natural Gas_Boiler_E7_Baseline Forecast | Industrial | Industrial - ID | New | Space Heating | Natural Gas | Boiler | E7 |  | Baseline Forecast | 0 | 0 | 0 | 0 | 0 | 0 | 0 | 0 | 0 | 0 | 0 | 0 | 0 | 0 | 0 | 0 | 0 | 0 | 0 | 0 | 0 | 0 | 0 | 0 | 0 | 0 | 0
Industrial_Industrial - ID_New_Space Heating_Natural Gas_Boiler_E8_Baseline Forecast | Industrial | Industrial - ID | New | Space Heating | Natural Gas | Boiler | E8 |  | Baseline Forecast | 0 | 0 | 0 | 0 | 0 | 0 | 0 | 0 | 0 | 0 | 0 | 0 | 0 | 0 | 0 | 0 | 0 | 0 | 0 | 0 | 0 | 0 | 0 | 0 | 0 | 0 | 0
Industrial_Industrial - ID_New_Space Heating_Natural Gas_Boiler_E9_Baseline Forecast | Industrial | Industrial - ID | New | Space Heating | Natural Gas | Boiler | E9 |  | Baseline Forecast | 0 | 0 | 0 | 0 | 0 | 0 | 0 | 0 | 0 | 0 | 0 | 0 | 0 | 0 | 0 | 0 | 0 | 0 | 0 | 0 | 0 | 0 | 0 | 0 | 0 | 0 | 0
Industrial_Industrial - ID_New_Space Heating_Natural Gas_Boiler_E10_Baseline Forecast | Industrial | Industrial - ID | New | Space Heating | Natural Gas | Boiler | E10 |  | Baseline Forecast | 0 | 0 | 0 | 0 | 0 | 0 | 0 | 0 | 0 | 0 | 0 | 0 | 0 | 0 | 0 | 0 | 0 | 0 | 0 | 0 | 0 | 0 | 0 | 0 | 0 | 0 | 0
Industrial_Industrial - ID_New_Space Heating_Natural Gas_Unit Heater_E1_Baseline Forecast | Industrial | Industrial - ID | New | Space Heating | Natural Gas | Unit Heater | E1 | Standard | Baseline Forecast | 0 | 1.2884 | 1.5256 | 1.3783 | 1.2137 | 1.1594 | 1.1107 | 1.0686 | 1.0245 | 0.9814 | 0.93925 | 0.89759 | 0.85689 | 0.81676 | 0.77737 | 0.73865 | 0.7006 | 0.78032 | 0.87163 | 0.93852 | 0.98174 | 1.0134 | 1.0353 | 1.0488 | 1.0545 | 1.0535 | 1.6579
Industrial_Industrial - ID_New_Space Heating_Natural Gas_Unit Heater_E2_Baseline Forecast | Industrial | Industrial - ID | New | Space Heating | Natural Gas | Unit Heater | E2 | ENERGY STAR | Baseline Forecast | 0 | 0 | 0 | 0 | 0 | 0 | 0 | 0 | 0 | 0 | 0 | 0 | 0 | 0 | 0 | 0 | 0 | 0 | 0 | 0 | 0 | 0 | 0 | 0 | 0 | 0 | 0
Industrial_Industrial - ID_New_Space Heating_Natural Gas_Unit Heater_E3_Baseline Forecast | Industrial | Industrial - ID | New | Space Heating | Natural Gas | Unit Heater | E3 |  | Baseline Forecast | 0 | 0 | 0 | 0 | 0 | 0 | 0 | 0 | 0 | 0 | 0 | 0 | 0 | 0 | 0 | 0 | 0 | 0 | 0 | 0 | 0 | 0 | 0 | 0 | 0 | 0 | 0
Industrial_Industrial - ID_New_Space Heating_Natural Gas_Unit Heater_E4_Baseline Forecast | Industrial | Industrial - ID | New | Space Heating | Natural Gas | Unit Heater | E4 |  | Baseline Forecast | 0 | 0 | 0 | 0 | 0 | 0 | 0 | 0 | 0 | 0 | 0 | 0 | 0 | 0 | 0 | 0 | 0 | 0 | 0 | 0 | 0 | 0 | 0 | 0 | 0 | 0 | 0
Industrial_Industrial - ID_New_Space Heating_Natural Gas_Unit Heater_E5_Baseline Forecast | Industrial | Industrial - ID | New | Space Heating | Natural Gas | Unit Heater | E5 |  | Baseline Forecast | 0 | 0 | 0 | 0 | 0 | 0 | 0 | 0 | 0 | 0 | 0 | 0 | 0 | 0 | 0 | 0 | 0 | 0 | 0 | 0 | 0 | 0 | 0 | 0 | 0 | 0 | 0
Industrial_Industrial - ID_New_Space Heating_Natural Gas_Unit Heater_E6_Baseline Forecast | Industrial | Industrial - ID | New | Space Heating | Natural Gas | Unit Heater | E6 |  | Baseline Forecast | 0 | 0 | 0 | 0 | 0 | 0 | 0 | 0 | 0 | 0 | 0 | 0 | 0 | 0 | 0 | 0 | 0 | 0 | 0 | 0 | 0 | 0 | 0 | 0 | 0 | 0 | 0
Industrial_Industrial - ID_New_Space Heating_Natural Gas_Unit Heater_E7_Baseline Forecast | Industrial | Industrial - ID | New | Space Heating | Natural Gas | Unit Heater | E7 |  | Baseline Forecast | 0 | 0 | 0 | 0 | 0 | 0 | 0 | 0 | 0 | 0 | 0 | 0 | 0 | 0 | 0 | 0 | 0 | 0 | 0 | 0 | 0 | 0 | 0 | 0 | 0 | 0 | 0
Industrial_Industrial - ID_New_Space Heating_Natural Gas_Unit Heater_E8_Baseline Forecast | Industrial | Industrial - ID | New | Space Heating | Natural Gas | Unit Heater | E8 |  | Baseline Forecast | 0 | 0 | 0 | 0 | 0 | 0 | 0 | 0 | 0 | 0 | 0 | 0 | 0 | 0 | 0 | 0 | 0 | 0 | 0 | 0 | 0 | 0 | 0 | 0 | 0 | 0 | 0
Industrial_Industrial - ID_New_Space Heating_Natural Gas_Unit Heater_E9_Baseline Forecast | Industrial | Industrial - ID | New | Space Heating | Natural Gas | Unit Heater | E9 |  | Baseline Forecast | 0 | 0 | 0 | 0 | 0 | 0 | 0 | 0 | 0 | 0 | 0 | 0 | 0 | 0 | 0 | 0 | 0 | 0 | 0 | 0 | 0 | 0 | 0 | 0 | 0 | 0 | 0
Industrial_Industrial - ID_New_Space Heating_Natural Gas_Unit Heater_E10_Baseline Forecast | Industrial | Industrial - ID | New | Space Heating | Natural Gas | Unit Heater | E10 |  | Baseline Forecast | 0 | 0 | 0 | 0 | 0 | 0 | 0 | 0 | 0 | 0 | 0 | 0 | 0 | 0 | 0 | 0 | 0 | 0 | 0 | 0 | 0 | 0 | 0 | 0 | 0 | 0 | 0
Industrial_Industrial - ID_New_Process_Natural Gas_Process Boiler_E1_Baseline Forecast | Industrial | Industrial - ID | New | Process | Natural Gas | Process Boiler | E1 | Standard | Baseline Forecast | 0 | 9.3789 | 11.1052 | 10.0334 | 10.1746 | 11.1748 | 11.8629 | 12.4701 | 13.0753 | 13.6538 | 14.1984 | 17.4441 | 18.0427 | 17.7802 | 18.3359 | 19.112 | 19.6134 | 20.0641 | 20.5267 | 20.9532 | 21.3407 | 22.4928 | 22.7387 | 22.7225 | 23.0803 | 23.4566 | 28.1198
Industrial_Industrial - ID_New_Process_Natural Gas_Process Boiler_E2_Baseline Forecast | Industrial | Industrial - ID | New | Process | Natural Gas | Process Boiler | E2 | ENERGY STAR | Baseline Forecast | 0 | 0 | 0 | 0 | 0 | 0 | 0 | 0 | 0 | 0 | 0 | 0 | 0 | 0 | 0 | 0 | 0 | 0 | 0 | 0 | 0 | 0 | 0 | 0 | 0 | 0 | 0
Industrial_Industrial - ID_New_Process_Natural Gas_Process Boiler_E3_Baseline Forecast | Industrial | Industrial - ID | New | Process | Natural Gas | Process Boiler | E3 |  | Baseline Forecast | 0 | 0 | 0 | 0 | 0 | 0 | 0 | 0 | 0 | 0 | 0 | 0 | 0 | 0 | 0 | 0 | 0 | 0 | 0 | 0 | 0 | 0 | 0 | 0 | 0 | 0 | 0
Industrial_Industrial - ID_New_Process_Natural Gas_Process Boiler_E4_Baseline Forecast | Industrial | Industrial - ID | New | Process | Natural Gas | Process Boiler | E4 |  | Baseline Forecast | 0 | 0 | 0 | 0 | 0 | 0 | 0 | 0 | 0 | 0 | 0 | 0 | 0 | 0 | 0 | 0 | 0 | 0 | 0 | 0 | 0 | 0 | 0 | 0 | 0 | 0 | 0
Industrial_Industrial - ID_New_Process_Natural Gas_Process Boiler_E5_Baseline Forecast | Industrial | Industrial - ID | New | Process | Natural Gas | Process Boiler | E5 |  | Baseline Forecast | 0 | 0 | 0 | 0 | 0 | 0 | 0 | 0 | 0 | 0 | 0 | 0 | 0 | 0 | 0 | 0 | 0 | 0 | 0 | 0 | 0 | 0 | 0 | 0 | 0 | 0 | 0
Industrial_Industrial - ID_New_Process_Natural Gas_Process Boiler_E6_Baseline Forecast | Industrial | Industrial - ID | New | Process | Natural Gas | Process Boiler | E6 |  | Baseline Forecast | 0 | 0 | 0 | 0 | 0 | 0 | 0 | 0 | 0 | 0 | 0 | 0 | 0 | 0 | 0 | 0 | 0 | 0 | 0 | 0 | 0 | 0 | 0 | 0 | 0 | 0 | 0
Industrial_Industrial - ID_New_Process_Natural Gas_Process Boiler_E7_Baseline Forecast | Industrial | Industrial - ID | New | Process | Natural Gas | Process Boiler | E7 |  | Baseline Forecast | 0 | 0 | 0 | 0 | 0 | 0 | 0 | 0 | 0 | 0 | 0 | 0 | 0 | 0 | 0 | 0 | 0 | 0 | 0 | 0 | 0 | 0 | 0 | 0 | 0 | 0 | 0
Industrial_Industrial - ID_New_Process_Natural Gas_Process Boiler_E8_Baseline Forecast | Industrial | Industrial - ID | New | Process | Natural Gas | Process Boiler | E8 |  | Baseline Forecast | 0 | 0 | 0 | 0 | 0 | 0 | 0 | 0 | 0 | 0 | 0 | 0 | 0 | 0 | 0 | 0 | 0 | 0 | 0 | 0 | 0 | 0 | 0 | 0 | 0 | 0 | 0
Industrial_Industrial - ID_New_Process_Natural Gas_Process Boiler_E9_Baseline Forecast | Industrial | Industrial - ID | New | Process | Natural Gas | Process Boiler | E9 |  | Baseline Forecast | 0 | 0 | 0 | 0 | 0 | 0 | 0 | 0 | 0 | 0 | 0 | 0 | 0 | 0 | 0 | 0 | 0 | 0 | 0 | 0 | 0 | 0 | 0 | 0 | 0 | 0 | 0
Industrial_Industrial - ID_New_Process_Natural Gas_Process Boiler_E10_Baseline Forecast | Industrial | Industrial - ID | New | Process | Natural Gas | Process Boiler | E10 |  | Baseline Forecast | 0 | 0 | 0 | 0 | 0 | 0 | 0 | 0 | 0 | 0 | 0 | 0 | 0 | 0 | 0 | 0 | 0 | 0 | 0 | 0 | 0 | 0 | 0 | 0 | 0 | 0 | 0
Industrial_Industrial - ID_New_Process_Natural Gas_Process Heating_E1_Baseline Forecast | Industrial | Industrial - ID | New | Process | Natural Gas | Process Heating | E1 | Standard (EF .82) | Baseline Forecast | 0 | 9.3789 | 11.1052 | 10.0334 | 10.1746 | 11.1748 | 11.8629 | 12.4701 | 13.0753 | 13.6538 | 14.1984 | 17.4441 | 18.0427 | 17.7802 | 18.3359 | 19.112 | 19.6134 | 20.0641 | 20.5267 | 20.9532 | 21.3407 | 22.4928 | 22.7387 | 22.7225 | 23.0803 | 23.4566 | 28.1198
Industrial_Industrial - ID_New_Process_Natural Gas_Process Heating_E2_Baseline Forecast | Industrial | Industrial - ID | New | Process | Natural Gas | Process Heating | E2 | Condensing (EF .90) | Baseline Forecast | 0 | 0 | 0 | 0 | 0 | 0 | 0 | 0 | 0 | 0 | 0 | 0 | 0 | 0 | 0 | 0 | 0 | 0 | 0 | 0 | 0 | 0 | 0 | 0 | 0 | 0 | 0
Industrial_Industrial - ID_New_Process_Natural Gas_Process Heating_E3_Baseline Forecast | Industrial | Industrial - ID | New | Process | Natural Gas | Process Heating | E3 |  | Baseline Forecast | 0 | 0 | 0 | 0 | 0 | 0 | 0 | 0 | 0 | 0 | 0 | 0 | 0 | 0 | 0 | 0 | 0 | 0 | 0 | 0 | 0 | 0 | 0 | 0 | 0 | 0 | 0
Industrial_Industrial - ID_New_Process_Natural Gas_Process Heating_E4_Baseline Forecast | Industrial | Industrial - ID | New | Process | Natural Gas | Process Heating | E4 |  | Baseline Forecast | 0 | 0 | 0 | 0 | 0 | 0 | 0 | 0 | 0 | 0 | 0 | 0 | 0 | 0 | 0 | 0 | 0 | 0 | 0 | 0 | 0 | 0 | 0 | 0 | 0 | 0 | 0
Industrial_Industrial - ID_New_Process_Natural Gas_Process Heating_E5_Baseline Forecast | Industrial | Industrial - ID | New | Process | Natural Gas | Process Heating | E5 |  | Baseline Forecast | 0 | 0 | 0 | 0 | 0 | 0 | 0 | 0 | 0 | 0 | 0 | 0 | 0 | 0 | 0 | 0 | 0 | 0 | 0 | 0 | 0 | 0 | 0 | 0 | 0 | 0 | 0
Industrial_Industrial - ID_New_Process_Natural Gas_Process Heating_E6_Baseline Forecast | Industrial | Industrial - ID | New | Process | Natural Gas | Process Heating | E6 |  | Baseline Forecast | 0 | 0 | 0 | 0 | 0 | 0 | 0 | 0 | 0 | 0 | 0 | 0 | 0 | 0 | 0 | 0 | 0 | 0 | 0 | 0 | 0 | 0 | 0 | 0 | 0 | 0 | 0
Industrial_Industrial - ID_New_Process_Natural Gas_Process Heating_E7_Baseline Forecast | Industrial | Industrial - ID | New | Process | Natural Gas | Process Heating | E7 |  | Baseline Forecast | 0 | 0 | 0 | 0 | 0 | 0 | 0 | 0 | 0 | 0 | 0 | 0 | 0 | 0 | 0 | 0 | 0 | 0 | 0 | 0 | 0 | 0 | 0 | 0 | 0 | 0 | 0
Industrial_Industrial - ID_New_Process_Natural Gas_Process Heating_E8_Baseline Forecast | Industrial | Industrial - ID | New | Process | Natural Gas | Process Heating | E8 |  | Baseline Forecast | 0 | 0 | 0 | 0 | 0 | 0 | 0 | 0 | 0 | 0 | 0 | 0 | 0 | 0 | 0 | 0 | 0 | 0 | 0 | 0 | 0 | 0 | 0 | 0 | 0 | 0 | 0
Industrial_Industrial - ID_New_Process_Natural Gas_Process Heating_E9_Baseline Forecast | Industrial | Industrial - ID | New | Process | Natural Gas | Process Heating | E9 |  | Baseline Forecast | 0 | 0 | 0 | 0 | 0 | 0 | 0 | 0 | 0 | 0 | 0 | 0 | 0 | 0 | 0 | 0 | 0 | 0 | 0 | 0 | 0 | 0 | 0 | 0 | 0 | 0 | 0
Industrial_Industrial - ID_New_Process_Natural Gas_Process Heating_E10_Baseline Forecast | Industrial | Industrial - ID | New | Process | Natural Gas | Process Heating | E10 |  | Baseline Forecast | 0 | 0 | 0 | 0 | 0 | 0 | 0 | 0 | 0 | 0 | 0 | 0 | 0 | 0 | 0 | 0 | 0 | 0 | 0 | 0 | 0 | 0 | 0 | 0 | 0 | 0 | 0
Industrial_Industrial - ID_New_Process_Natural Gas_Process Cooling_E1_Baseline Forecast | Industrial | Industrial - ID | New | Process | Natural Gas | Process Cooling | E1 | Standard | Baseline Forecast | 0 | 9.3789 | 11.1052 | 10.0334 | 10.1746 | 11.1748 | 11.8629 | 12.4701 | 13.0753 | 13.6538 | 14.1984 | 17.4441 | 18.0427 | 17.7802 | 18.3359 | 19.112 | 19.6134 | 20.0641 | 20.5267 | 20.9532 | 21.3407 | 22.4928 | 22.7387 | 22.7225 | 23.0803 | 23.4566 | 28.1198
Industrial_Industrial - ID_New_Process_Natural Gas_Process Cooling_E2_Baseline Forecast | Industrial | Industrial - ID | New | Process | Natural Gas | Process Cooling | E2 |  | Baseline Forecast | 0 | 0 | 0 | 0 | 0 | 0 | 0 | 0 | 0 | 0 | 0 | 0 | 0 | 0 | 0 | 0 | 0 | 0 | 0 | 0 | 0 | 0 | 0 | 0 | 0 | 0 | 0
Industrial_Industrial - ID_New_Process_Natural Gas_Process Cooling_E3_Baseline Forecast | Industrial | Industrial - ID | New | Process | Natural Gas | Process Cooling | E3 |  | Baseline Forecast | 0 | 0 | 0 | 0 | 0 | 0 | 0 | 0 | 0 | 0 | 0 | 0 | 0 | 0 | 0 | 0 | 0 | 0 | 0 | 0 | 0 | 0 | 0 | 0 | 0 | 0 | 0
Industrial_Industrial - ID_New_Process_Natural Gas_Process Cooling_E4_Baseline Forecast | Industrial | Industrial - ID | New | Process | Natural Gas | Process Cooling | E4 |  | Baseline Forecast | 0 | 0 | 0 | 0 | 0 | 0 | 0 | 0 | 0 | 0 | 0 | 0 | 0 | 0 | 0 | 0 | 0 | 0 | 0 | 0 | 0 | 0 | 0 | 0 | 0 | 0 | 0
Industrial_Industrial - ID_New_Process_Natural Gas_Process Cooling_E5_Baseline Forecast | Industrial | Industrial - ID | New | Process | Natural Gas | Process Cooling | E5 |  | Baseline Forecast | 0 | 0 | 0 | 0 | 0 | 0 | 0 | 0 | 0 | 0 | 0 | 0 | 0 | 0 | 0 | 0 | 0 | 0 | 0 | 0 | 0 | 0 | 0 | 0 | 0 | 0 | 0
Industrial_Industrial - ID_New_Process_Natural Gas_Process Cooling_E6_Baseline Forecast | Industrial | Industrial - ID | New | Process | Natural Gas | Process Cooling | E6 |  | Baseline Forecast | 0 | 0 | 0 | 0 | 0 | 0 | 0 | 0 | 0 | 0 | 0 | 0 | 0 | 0 | 0 | 0 | 0 | 0 | 0 | 0 | 0 | 0 | 0 | 0 | 0 | 0 | 0
Industrial_Industrial - ID_New_Process_Natural Gas_Process Cooling_E7_Baseline Forecast | Industrial | Industrial - ID | New | Process | Natural Gas | Process Cooling | E7 |  | Baseline Forecast | 0 | 0 | 0 | 0 | 0 | 0 | 0 | 0 | 0 | 0 | 0 | 0 | 0 | 0 | 0 | 0 | 0 | 0 | 0 | 0 | 0 | 0 | 0 | 0 | 0 | 0 | 0
Industrial_Industrial - ID_New_Process_Natural Gas_Process Cooling_E8_Baseline Forecast | Industrial | Industrial - ID | New | Process | Natural Gas | Process Cooling | E8 |  | Baseline Forecast | 0 | 0 | 0 | 0 | 0 | 0 | 0 | 0 | 0 | 0 | 0 | 0 | 0 | 0 | 0 | 0 | 0 | 0 | 0 | 0 | 0 | 0 | 0 | 0 | 0 | 0 | 0
Industrial_Industrial - ID_New_Process_Natural Gas_Process Cooling_E9_Baseline Forecast | Industrial | Industrial - ID | New | Process | Natural Gas | Process Cooling | E9 |  | Baseline Forecast | 0 | 0 | 0 | 0 | 0 | 0 | 0 | 0 | 0 | 0 | 0 | 0 | 0 | 0 | 0 | 0 | 0 | 0 | 0 | 0 | 0 | 0 | 0 | 0 | 0 | 0 | 0
Industrial_Industrial - ID_New_Process_Natural Gas_Process Cooling_E10_Baseline Forecast | Industrial | Industrial - ID | New | Process | Natural Gas | Process Cooling | E10 |  | Baseline Forecast | 0 | 0 | 0 | 0 | 0 | 0 | 0 | 0 | 0 | 0 | 0 | 0 | 0 | 0 | 0 | 0 | 0 | 0 | 0 | 0 | 0 | 0 | 0 | 0 | 0 | 0 | 0
Industrial_Industrial - ID_New_Process_Natural Gas_Other Process_E1_Baseline Forecast | Industrial | Industrial - ID | New | Process | Natural Gas | Other Process | E1 | AFUE 80% (Standard) | Baseline Forecast | 0 | 9.3789 | 11.1052 | 10.0334 | 10.1746 | 11.1748 | 11.8629 | 12.4701 | 13.0753 | 13.6538 | 14.1984 | 17.4441 | 18.0427 | 17.7802 | 18.3359 | 19.112 | 19.6134 | 20.0641 | 20.5267 | 20.9532 | 21.3407 | 22.4928 | 22.7387 | 22.7225 | 23.0803 | 23.4566 | 28.1198
Industrial_Industrial - ID_New_Process_Natural Gas_Other Process_E2_Baseline Forecast | Industrial | Industrial - ID | New | Process | Natural Gas | Other Process | E2 | AFUE 90% | Baseline Forecast | 0 | 0 | 0 | 0 | 0 | 0 | 0 | 0 | 0 | 0 | 0 | 0 | 0 | 0 | 0 | 0 | 0 | 0 | 0 | 0 | 0 | 0 | 0 | 0 | 0 | 0 | 0
Industrial_Industrial - ID_New_Process_Natural Gas_Other Process_E3_Baseline Forecast | Industrial | Industrial - ID | New | Process | Natural Gas | Other Process | E3 | AFUE 96% | Baseline Forecast | 0 | 0 | 0 | 0 | 0 | 0 | 0 | 0 | 0 | 0 | 0 | 0 | 0 | 0 | 0 | 0 | 0 | 0 | 0 | 0 | 0 | 0 | 0 | 0 | 0 | 0 | 0
Industrial_Industrial - ID_New_Process_Natural Gas_Other Process_E4_Baseline Forecast | Industrial | Industrial - ID | New | Process | Natural Gas | Other Process | E4 |  | Baseline Forecast | 0 | 0 | 0 | 0 | 0 | 0 | 0 | 0 | 0 | 0 | 0 | 0 | 0 | 0 | 0 | 0 | 0 | 0 | 0 | 0 | 0 | 0 | 0 | 0 | 0 | 0 | 0
Industrial_Industrial - ID_New_Process_Natural Gas_Other Process_E5_Baseline Forecast | Industrial | Industrial - ID | New | Process | Natural Gas | Other Process | E5 |  | Baseline Forecast | 0 | 0 | 0 | 0 | 0 | 0 | 0 | 0 | 0 | 0 | 0 | 0 | 0 | 0 | 0 | 0 | 0 | 0 | 0 | 0 | 0 | 0 | 0 | 0 | 0 | 0 | 0
Industrial_Industrial - ID_New_Process_Natural Gas_Other Process_E6_Baseline Forecast | Industrial | Industrial - ID | New | Process | Natural Gas | Other Process | E6 |  | Baseline Forecast | 0 | 0 | 0 | 0 | 0 | 0 | 0 | 0 | 0 | 0 | 0 | 0 | 0 | 0 | 0 | 0 | 0 | 0 | 0 | 0 | 0 | 0 | 0 | 0 | 0 | 0 | 0
Industrial_Industrial - ID_New_Process_Natural Gas_Other Process_E7_Baseline Forecast | Industrial | Industrial - ID | New | Process | Natural Gas | Other Process | E7 |  | Baseline Forecast | 0 | 0 | 0 | 0 | 0 | 0 | 0 | 0 | 0 | 0 | 0 | 0 | 0 | 0 | 0 | 0 | 0 | 0 | 0 | 0 | 0 | 0 | 0 | 0 | 0 | 0 | 0
Industrial_Industrial - ID_New_Process_Natural Gas_Other Process_E8_Baseline Forecast | Industrial | Industrial - ID | New | Process | Natural Gas | Other Process | E8 |  | Baseline Forecast | 0 | 0 | 0 | 0 | 0 | 0 | 0 | 0 | 0 | 0 | 0 | 0 | 0 | 0 | 0 | 0 | 0 | 0 | 0 | 0 | 0 | 0 | 0 | 0 | 0 | 0 | 0
Industrial_Industrial - ID_New_Process_Natural Gas_Other Process_E9_Baseline Forecast | Industrial | Industrial - ID | New | Process | Natural Gas | Other Process | E9 |  | Baseline Forecast | 0 | 0 | 0 | 0 | 0 | 0 | 0 | 0 | 0 | 0 | 0 | 0 | 0 | 0 | 0 | 0 | 0 | 0 | 0 | 0 | 0 | 0 | 0 | 0 | 0 | 0 | 0
Industrial_Industrial - ID_New_Process_Natural Gas_Other Process_E10_Baseline Forecast | Industrial | Industrial - ID | New | Process | Natural Gas | Other Process | E10 |  | Baseline Forecast | 0 | 0 | 0 | 0 | 0 | 0 | 0 | 0 | 0 | 0 | 0 | 0 | 0 | 0 | 0 | 0 | 0 | 0 | 0 | 0 | 0 | 0 | 0 | 0 | 0 | 0 | 0
Industrial_Industrial - ID_New_Miscellaneous_Natural Gas_Miscellaneous_E1_Baseline Forecast | Industrial | Industrial - ID | New | Miscellaneous | Natural Gas | Miscellaneous | E1 | AFUE 80% (Standard) | Baseline Forecast | 0 | 9.3789 | 11.1052 | 10.0334 | 10.1746 | 11.1748 | 11.8629 | 12.4701 | 13.0753 | 13.6538 | 14.1984 | 17.4441 | 18.0427 | 17.7802 | 18.3359 | 19.112 | 19.6134 | 20.0641 | 20.5267 | 20.9532 | 21.3407 | 22.4928 | 22.7387 | 22.7225 | 23.0803 | 23.4566 | 28.1198
Industrial_Industrial - ID_New_Miscellaneous_Natural Gas_Miscellaneous_E2_Baseline Forecast | Industrial | Industrial - ID | New | Miscellaneous | Natural Gas | Miscellaneous | E2 | AFUE 85% | Baseline Forecast | 0 | 0 | 0 | 0 | 0 | 0 | 0 | 0 | 0 | 0 | 0 | 0 | 0 | 0 | 0 | 0 | 0 | 0 | 0 | 0 | 0 | 0 | 0 | 0 | 0 | 0 | 0
Industrial_Industrial - ID_New_Miscellaneous_Natural Gas_Miscellaneous_E3_Baseline Forecast | Industrial | Industrial - ID | New | Miscellaneous | Natural Gas | Miscellaneous | E3 | AFUE 97% | Baseline Forecast | 0 | 0 | 0 | 0 | 0 | 0 | 0 | 0 | 0 | 0 | 0 | 0 | 0 | 0 | 0 | 0 | 0 | 0 | 0 | 0 | 0 | 0 | 0 | 0 | 0 | 0 | 0
Industrial_Industrial - ID_New_Miscellaneous_Natural Gas_Miscellaneous_E4_Baseline Forecast | Industrial | Industrial - ID | New | Miscellaneous | Natural Gas | Miscellaneous | E4 | Convert to NG Air Source Heat Pump | Baseline Forecast | 0 | 0 | 0 | 0 | 0 | 0 | 0 | 0 | 0 | 0 | 0 | 0 | 0 | 0 | 0 | 0 | 0 | 0 | 0 | 0 | 0 | 0 | 0 | 0 | 0 | 0 | 0
Industrial_Industrial - ID_New_Miscellaneous_Natural Gas_Miscellaneous_E5_Baseline Forecast | Industrial | Industrial - ID | New | Miscellaneous | Natural Gas | Miscellaneous | E5 |  | Baseline Forecast | 0 | 0 | 0 | 0 | 0 | 0 | 0 | 0 | 0 | 0 | 0 | 0 | 0 | 0 | 0 | 0 | 0 | 0 | 0 | 0 | 0 | 0 | 0 | 0 | 0 | 0 | 0
Industrial_Industrial - ID_New_Miscellaneous_Natural Gas_Miscellaneous_E6_Baseline Forecast | Industrial | Industrial - ID | New | Miscellaneous | Natural Gas | Miscellaneous | E6 |  | Baseline Forecast | 0 | 0 | 0 | 0 | 0 | 0 | 0 | 0 | 0 | 0 | 0 | 0 | 0 | 0 | 0 | 0 | 0 | 0 | 0 | 0 | 0 | 0 | 0 | 0 | 0 | 0 | 0
Industrial_Industrial - ID_New_Miscellaneous_Natural Gas_Miscellaneous_E7_Baseline Forecast | Industrial | Industrial - ID | New | Miscellaneous | Natural Gas | Miscellaneous | E7 |  | Baseline Forecast | 0 | 0 | 0 | 0 | 0 | 0 | 0 | 0 | 0 | 0 | 0 | 0 | 0 | 0 | 0 | 0 | 0 | 0 | 0 | 0 | 0 | 0 | 0 | 0 | 0 | 0 | 0
Industrial_Industrial - ID_New_Miscellaneous_Natural Gas_Miscellaneous_E8_Baseline Forecast | Industrial | Industrial - ID | New | Miscellaneous | Natural Gas | Miscellaneous | E8 |  | Baseline Forecast | 0 | 0 | 0 | 0 | 0 | 0 | 0 | 0 | 0 | 0 | 0 | 0 | 0 | 0 | 0 | 0 | 0 | 0 | 0 | 0 | 0 | 0 | 0 | 0 | 0 | 0 | 0
Industrial_Industrial - ID_New_Miscellaneous_Natural Gas_Miscellaneous_E9_Baseline Forecast | Industrial | Industrial - ID | New | Miscellaneous | Natural Gas | Miscellaneous | E9 |  | Baseline Forecast | 0 | 0 | 0 | 0 | 0 | 0 | 0 | 0 | 0 | 0 | 0 | 0 | 0 | 0 | 0 | 0 | 0 | 0 | 0 | 0 | 0 | 0 | 0 | 0 | 0 | 0 | 0
Industrial_Industrial - ID_New_Miscellaneous_Natural Gas_Miscellaneous_E10_Baseline Forecast | Industrial | Industrial - ID | New | Miscellaneous | Natural Gas | Miscellaneous | E10 |  | Baseline Forecast | 0 | 0 | 0 | 0 | 0 | 0 | 0 | 0 | 0 | 0 | 0 | 0 | 0 | 0 | 0 | 0 | 0 | 0 | 0 | 0 | 0 | 0 | 0 | 0 | 0 | 0 | 0

## Equipment Stock
Key | Sector | Segment | Vintage | End Use | Fuel | Technology | Equipment | Label | Case | 2019 | 2020 | 2021 | 2022 | 2023 | 2024 | 2025 | 2026 | 2027 | 2028 | 2029 | 2030 | 2031 | 2032 | 2033 | 2034 | 2035 | 2036 | 2037 | 2038 | 2039 | 2040 | 2041 | 2042
Industrial_Industrial - WA_Existing_Space Heating_Natural Gas_Furnace_E1_Baseline Forecast | Industrial | Industrial - WA | Existing | Space Heating | Natural Gas | Furnace | E1 | #N/A | Baseline Forecast | 0 | 14.3472 | 29.1328 | 44.2672 | 59.6695 | 75.2658 | 90.9895 | 106.7804 | 122.584 | 138.3513 | 154.0383 | 169.6057 | 183.537 | 195.9631 | 207.0048 | 216.7739 | 225.3736 | 232.899 | 239.4383 | 245.0727 | 249.8773 | 253.9213 | 257.2688 | 259.9787 | 262.1057 | 263.6999 | 264.8078
Industrial_Industrial - WA_Existing_Space Heating_Natural Gas_Furnace_E2_Baseline Forecast | Industrial | Industrial - WA | Existing | Space Heating | Natural Gas | Furnace | E2 | AFUE 90% | Baseline Forecast | 0 | 0 | 0 | 0 | 0 | 0 | 0 | 0 | 0 | 0 | 0 | 0 | 0 | 0 | 0 | 0 | 0 | 0 | 0 | 0 | 0 | 0 | 0 | 0 | 0 | 0 | 0
Industrial_Industrial - WA_Existing_Space Heating_Natural Gas_Furnace_E3_Baseline Forecast | Industrial | Industrial - WA | Existing | Space Heating | Natural Gas | Furnace | E3 | AFUE 96% | Baseline Forecast | 0 | 0 | 0 | 0 | 0 | 0 | 0 | 0 | 0 | 0 | 0 | 0 | 0 | 0 | 0 | 0 | 0 | 0 | 0 | 0 | 0 | 0 | 0 | 0 | 0 | 0 | 0
Industrial_Industrial - WA_Existing_Space Heating_Natural Gas_Furnace_E4_Baseline Forecast | Industrial | Industrial - WA | Existing | Space Heating | Natural Gas | Furnace | E4 |  | Baseline Forecast | 0 | 0 | 0 | 0 | 0 | 0 | 0 | 0 | 0 | 0 | 0 | 0 | 0 | 0 | 0 | 0 | 0 | 0 | 0 | 0 | 0 | 0 | 0 | 0 | 0 | 0 | 0
Industrial_Industrial - WA_Existing_Space Heating_Natural Gas_Furnace_E5_Baseline Forecast | Industrial | Industrial - WA | Existing | Space Heating | Natural Gas | Furnace | E5 |  | Baseline Forecast | 0 | 0 | 0 | 0 | 0 | 0 | 0 | 0 | 0 | 0 | 0 | 0 | 0 | 0 | 0 | 0 | 0 | 0 | 0 | 0 | 0 | 0 | 0 | 0 | 0 | 0 | 0
Industrial_Industrial - WA_Existing_Space Heating_Natural Gas_Furnace_E6_Baseline Forecast | Industrial | Industrial - WA | Existing | Space Heating | Natural Gas | Furnace | E6 |  | Baseline Forecast | 0 | 0 | 0 | 0 | 0 | 0 | 0 | 0 | 0 | 0 | 0 | 0 | 0 | 0 | 0 | 0 | 0 | 0 | 0 | 0 | 0 | 0 | 0 | 0 | 0 | 0 | 0
Industrial_Industrial - WA_Existing_Space Heating_Natural Gas_Furnace_E7_Baseline Forecast | Industrial | Industrial - WA | Existing | Space Heating | Natural Gas | Furnace | E7 |  | Baseline Forecast | 0 | 0 | 0 | 0 | 0 | 0 | 0 | 0 | 0 | 0 | 0 | 0 | 0 | 0 | 0 | 0 | 0 | 0 | 0 | 0 | 0 | 0 | 0 | 0 | 0 | 0 | 0
Industrial_Industrial - WA_Existing_Space Heating_Natural Gas_Furnace_E8_Baseline Forecast | Industrial | Industrial - WA | Existing | Space Heating | Natural Gas | Furnace | E8 |  | Baseline Forecast | 0 | 0 | 0 | 0 | 0 | 0 | 0 | 0 | 0 | 0 | 0 | 0 | 0 | 0 | 0 | 0 | 0 | 0 | 0 | 0 | 0 | 0 | 0 | 0 | 0 | 0 | 0
Industrial_Industrial - WA_Existing_Space Heating_Natural Gas_Furnace_E9_Baseline Forecast | Industrial | Industrial - WA | Existing | Space Heating | Natural Gas | Furnace | E9 |  | Baseline Forecast | 0 | 0 | 0 | 0 | 0 | 0 | 0 | 0 | 0 | 0 | 0 | 0 | 0 | 0 | 0 | 0 | 0 | 0 | 0 | 0 | 0 | 0 | 0 | 0 | 0 | 0 | 0
Industrial_Industrial - WA_Existing_Space Heating_Natural Gas_Furnace_E10_Baseline Forecast | Industrial | Industrial - WA | Existing | Space Heating | Natural Gas | Furnace | E10 |  | Baseline Forecast | 0 | 0 | 0 | 0 | 0 | 0 | 0 | 0 | 0 | 0 | 0 | 0 | 0 | 0 | 0 | 0 | 0 | 0 | 0 | 0 | 0 | 0 | 0 | 0 | 0 | 0 | 0
Industrial_Industrial - WA_Existing_Space Heating_Natural Gas_Furnace_Vintage_Baseline Forecast | Industrial | Industrial - WA | Existing | Space Heating | Natural Gas | Furnace | Vintage | Vintage | Baseline Forecast | 558.4083 | 534.4334 | 510.1861 | 485.753 | 461.2125 | 436.6355 | 412.0858 | 387.6213 | 363.2935 | 339.149 | 315.2292 | 291.571 | 269.6884 | 249.4481 | 230.7268 | 213.4106 | 197.394 | 182.5794 | 168.8767 | 156.2024 | 144.4793 | 133.636 | 123.6066 | 114.3298 | 105.7493 | 97.8127 | 90.4718
Industrial_Industrial - WA_Existing_Space Heating_Natural Gas_Boiler_E1_Baseline Forecast | Industrial | Industrial - WA | Existing | Space Heating | Natural Gas | Boiler | E1 | AFUE 80% (Standard) | Baseline Forecast | 0 | 17.7912 | 36.8762 | 57.002 | 77.9453 | 99.5097 | 121.5225 | 143.8324 | 166.3068 | 188.8301 | 211.3015 | 233.6337 | 255.7509 | 277.5882 | 299.0897 | 320.2079 | 340.9028 | 361.1406 | 380.8935 | 400.1386 | 418.8578 | 437.0367 | 454.6644 | 471.7332 | 488.2381 | 504.1765 | 519.5476
Industrial_Industrial - WA_Existing_Space Heating_Natural Gas_Boiler_E2_Baseline Forecast | Industrial | Industrial - WA | Existing | Space Heating | Natural Gas | Boiler | E2 | AFUE 85% | Baseline Forecast | 0 | 0 | 0 | 0 | 0 | 0 | 0 | 0 | 0 | 0 | 0 | 0 | 0 | 0 | 0 | 0 | 0 | 0 | 0 | 0 | 0 | 0 | 0 | 0 | 0 | 0 | 0
Industrial_Industrial - WA_Existing_Space Heating_Natural Gas_Boiler_E3_Baseline Forecast | Industrial | Industrial - WA | Existing | Space Heating | Natural Gas | Boiler | E3 | AFUE 97% | Baseline Forecast | 0 | 0 | 0 | 0 | 0 | 0 | 0 | 0 | 0 | 0 | 0 | 0 | 0 | 0 | 0 | 0 | 0 | 0 | 0 | 0 | 0 | 0 | 0 | 0 | 0 | 0 | 0
Industrial_Industrial - WA_Existing_Space Heating_Natural Gas_Boiler_E4_Baseline Forecast | Industrial | Industrial - WA | Existing | Space Heating | Natural Gas | Boiler | E4 | Convert to NG Air Source Heat Pump | Baseline Forecast | 0 | 0 | 0 | 0 | 0 | 0 | 0 | 0 | 0 | 0 | 0 | 0 | 0 | 0 | 0 | 0 | 0 | 0 | 0 | 0 | 0 | 0 | 0 | 0 | 0 | 0 | 0
Industrial_Industrial - WA_Existing_Space Heating_Natural Gas_Boiler_E5_Baseline Forecast | Industrial | Industrial - WA | Existing | Space Heating | Natural Gas | Boiler | E5 |  | Baseline Forecast | 0 | 0 | 0 | 0 | 0 | 0 | 0 | 0 | 0 | 0 | 0 | 0 | 0 | 0 | 0 | 0 | 0 | 0 | 0 | 0 | 0 | 0 | 0 | 0 | 0 | 0 | 0
Industrial_Industrial - WA_Existing_Space Heating_Natural Gas_Boiler_E6_Baseline Forecast | Industrial | Industrial - WA | Existing | Space Heating | Natural Gas | Boiler | E6 |  | Baseline Forecast | 0 | 0 | 0 | 0 | 0 | 0 | 0 | 0 | 0 | 0 | 0 | 0 | 0 | 0 | 0 | 0 | 0 | 0 | 0 | 0 | 0 | 0 | 0 | 0 | 0 | 0 | 0
Industrial_Industrial - WA_Existing_Space Heating_Natural Gas_Boiler_E7_Baseline Forecast | Industrial | Industrial - WA | Existing | Space Heating | Natural Gas | Boiler | E7 |  | Baseline Forecast | 0 | 0 | 0 | 0 | 0 | 0 | 0 | 0 | 0 | 0 | 0 | 0 | 0 | 0 | 0 | 0 | 0 | 0 | 0 | 0 | 0 | 0 | 0 | 0 | 0 | 0 | 0
Industrial_Industrial - WA_Existing_Space Heating_Natural Gas_Boiler_E8_Baseline Forecast | Industrial | Industrial - WA | Existing | Space Heating | Natural Gas | Boiler | E8 |  | Baseline Forecast | 0 | 0 | 0 | 0 | 0 | 0 | 0 | 0 | 0 | 0 | 0 | 0 | 0 | 0 | 0 | 0 | 0 | 0 | 0 | 0 | 0 | 0 | 0 | 0 | 0 | 0 | 0
Industrial_Industrial - WA_Existing_Space Heating_Natural Gas_Boiler_E9_Baseline Forecast | Industrial | Industrial - WA | Existing | Space Heating | Natural Gas | Boiler | E9 |  | Baseline Forecast | 0 | 0 | 0 | 0 | 0 | 0 | 0 | 0 | 0 | 0 | 0 | 0 | 0 | 0 | 0 | 0 | 0 | 0 | 0 | 0 | 0 | 0 | 0 | 0 | 0 | 0 | 0
Industrial_Industrial - WA_Existing_Space Heating_Natural Gas_Boiler_E10_Baseline Forecast | Industrial | Industrial - WA | Existing | Space Heating | Natural Gas | Boiler | E10 |  | Baseline Forecast | 0 | 0 | 0 | 0 | 0 | 0 | 0 | 0 | 0 | 0 | 0 | 0 | 0 | 0 | 0 | 0 | 0 | 0 | 0 | 0 | 0 | 0 | 0 | 0 | 0 | 0 | 0
Industrial_Industrial - WA_Existing_Space Heating_Natural Gas_Boiler_Vintage_Baseline Forecast | Industrial | Industrial - WA | Existing | Space Heating | Natural Gas | Boiler | Vintage | Vintage | Baseline Forecast | 1194.8177 | 1156.4262 | 1117.096 | 1077.0741 | 1036.5778 | 995.7975 | 954.9001 | 914.0312 | 873.3178 | 832.8699 | 792.783 | 753.139 | 714.0084 | 675.4512 | 637.518 | 600.2514 | 563.6865 | 527.8523 | 492.772 | 458.4636 | 424.9409 | 392.2138 | 360.2887 | 329.1689 | 298.8554 | 269.3465 | 240.6387
Industrial_Industrial - WA_Existing_Space Heating_Natural Gas_Unit Heater_E1_Baseline Forecast | Industrial | Industrial - WA | Existing | Space Heating | Natural Gas | Unit Heater | E1 | Standard | Baseline Forecast | 0 | 0.23097 | 0.88731 | 2.1312 | 4.0963 | 6.8914 | 10.6033 | 15.2994 | 21.0305 | 27.8326 | 35.5313 | 43.9724 | 53.0198 | 62.5533 | 72.4669 | 82.6675 | 93.0733 | 102.0386 | 109.7228 | 116.268 | 121.8011 | 126.4354 | 130.272 | 133.4013 | 135.9036 | 137.851 | 139.3075
Industrial_Industrial - WA_Existing_Space Heating_Natural Gas_Unit Heater_E2_Baseline Forecast | Industrial | Industrial - WA | Existing | Space Heating | Natural Gas | Unit Heater | E2 | Condensing | Baseline Forecast | 0 | 0 | 0 | 0 | 0 | 0 | 0 | 0 | 0 | 0 | 0 | 0 | 0 | 0 | 0 | 0 | 0 | 0 | 0 | 0 | 0 | 0 | 0 | 0 | 0 | 0 | 0
Industrial_Industrial - WA_Existing_Space Heating_Natural Gas_Unit Heater_E3_Baseline Forecast | Industrial | Industrial - WA | Existing | Space Heating | Natural Gas | Unit Heater | E3 | Infrared Radiant | Baseline Forecast | 0 | 0 | 0 | 0 | 0 | 0 | 0 | 0 | 0 | 0 | 0 | 0 | 0 | 0 | 0 | 0 | 0 | 0 | 0 | 0 | 0 | 0 | 0 | 0 | 0 | 0 | 0
Industrial_Industrial - WA_Existing_Space Heating_Natural Gas_Unit Heater_E4_Baseline Forecast | Industrial | Industrial - WA | Existing | Space Heating | Natural Gas | Unit Heater | E4 |  | Baseline Forecast | 0 | 0 | 0 | 0 | 0 | 0 | 0 | 0 | 0 | 0 | 0 | 0 | 0 | 0 | 0 | 0 | 0 | 0 | 0 | 0 | 0 | 0 | 0 | 0 | 0 | 0 | 0
Industrial_Industrial - WA_Existing_Space Heating_Natural Gas_Unit Heater_E5_Baseline Forecast | Industrial | Industrial - WA | Existing | Space Heating | Natural Gas | Unit Heater | E5 |  | Baseline Forecast | 0 | 0 | 0 | 0 | 0 | 0 | 0 | 0 | 0 | 0 | 0 | 0 | 0 | 0 | 0 | 0 | 0 | 0 | 0 | 0 | 0 | 0 | 0 | 0 | 0 | 0 | 0
Industrial_Industrial - WA_Existing_Space Heating_Natural Gas_Unit Heater_E6_Baseline Forecast | Industrial | Industrial - WA | Existing | Space Heating | Natural Gas | Unit Heater | E6 |  | Baseline Forecast | 0 | 0 | 0 | 0 | 0 | 0 | 0 | 0 | 0 | 0 | 0 | 0 | 0 | 0 | 0 | 0 | 0 | 0 | 0 | 0 | 0 | 0 | 0 | 0 | 0 | 0 | 0
Industrial_Industrial - WA_Existing_Space Heating_Natural Gas_Unit Heater_E7_Baseline Forecast | Industrial | Industrial - WA | Existing | Space Heating | Natural Gas | Unit Heater | E7 |  | Baseline Forecast | 0 | 0 | 0 | 0 | 0 | 0 | 0 | 0 | 0 | 0 | 0 | 0 | 0 | 0 | 0 | 0 | 0 | 0 | 0 | 0 | 0 | 0 | 0 | 0 | 0 | 0 | 0
Industrial_Industrial - WA_Existing_Space Heating_Natural Gas_Unit Heater_E8_Baseline Forecast | Industrial | Industrial - WA | Existing | Space Heating | Natural Gas | Unit Heater | E8 |  | Baseline Forecast | 0 | 0 | 0 | 0 | 0 | 0 | 0 | 0 | 0 | 0 | 0 | 0 | 0 | 0 | 0 | 0 | 0 | 0 | 0 | 0 | 0 | 0 | 0 | 0 | 0 | 0 | 0
Industrial_Industrial - WA_Existing_Space Heating_Natural Gas_Unit Heater_E9_Baseline Forecast | Industrial | Industrial - WA | Existing | Space Heating | Natural Gas | Unit Heater | E9 |  | Baseline Forecast | 0 | 0 | 0 | 0 | 0 | 0 | 0 | 0 | 0 | 0 | 0 | 0 | 0 | 0 | 0 | 0 | 0 | 0 | 0 | 0 | 0 | 0 | 0 | 0 | 0 | 0 | 0
Industrial_Industrial - WA_Existing_Space Heating_Natural Gas_Unit Heater_E10_Baseline Forecast | Industrial | Industrial - WA | Existing | Space Heating | Natural Gas | Unit Heater | E10 |  | Baseline Forecast | 0 | 0 | 0 | 0 | 0 | 0 | 0 | 0 | 0 | 0 | 0 | 0 | 0 | 0 | 0 | 0 | 0 | 0 | 0 | 0 | 0 | 0 | 0 | 0 | 0 | 0 | 0
Industrial_Industrial - WA_Existing_Space Heating_Natural Gas_Unit Heater_Vintage_Baseline Forecast | Industrial | Industrial - WA | Existing | Space Heating | Natural Gas | Unit Heater | Vintage | Vintage | Baseline Forecast | 279.2042 | 274.1593 | 268.7721 | 262.879 | 256.3447 | 249.0592 | 240.9344 | 231.9014 | 221.9082 | 210.9175 | 199.1025 | 186.6159 | 173.5929 | 160.1523 | 146.3989 | 132.4248 | 118.3105 | 105.7006 | 94.4347 | 84.3696 | 75.3772 | 67.3433 | 60.1656 | 53.753 | 48.0238 | 42.9053 | 38.3323
Industrial_Industrial - WA_Existing_Process_Natural Gas_Process Boiler_E1_Baseline Forecast | Industrial | Industrial - WA | Existing | Process | Natural Gas | Process Boiler | E1 | TE 0.80 | Baseline Forecast | 0 | 171.2047 | 368.554 | 586.0435 | 764.4974 | 910.1511 | 1028.2555 | 1123.2325 | 1198.8057 | 1258.11 | 1303.7852 | 1338.0535 | 1362.7856 | 1379.556 | 1389.6898 | 1394.302 | 1394.3306 | 1390.5647 | 1383.6679 | 1374.1977 | 1362.6231 | 1349.3377 | 1334.6723 | 1318.9041 | 1302.266 | 1284.953 | 1267.1282
Industrial_Industrial - WA_Existing_Process_Natural Gas_Process Boiler_E2_Baseline Forecast | Industrial | Industrial - WA | Existing | Process | Natural Gas | Process Boiler | E2 | TE 0.90 | Baseline Forecast | 0 | 0 | 0 | 0 | 0 | 0 | 0 | 0 | 0 | 0 | 0 | 0 | 0 | 0 | 0 | 0 | 0 | 0 | 0 | 0 | 0 | 0 | 0 | 0 | 0 | 0 | 0
Industrial_Industrial - WA_Existing_Process_Natural Gas_Process Boiler_E3_Baseline Forecast | Industrial | Industrial - WA | Existing | Process | Natural Gas | Process Boiler | E3 | TE 0.94 | Baseline Forecast | 0 | 0 | 0 | 0 | 0 | 0 | 0 | 0 | 0 | 0 | 0 | 0 | 0 | 0 | 0 | 0 | 0 | 0 | 0 | 0 | 0 | 0 | 0 | 0 | 0 | 0 | 0
Industrial_Industrial - WA_Existing_Process_Natural Gas_Process Boiler_E4_Baseline Forecast | Industrial | Industrial - WA | Existing | Process | Natural Gas | Process Boiler | E4 | Instantaneous TE 0.94 | Baseline Forecast | 0 | 0 | 0 | 0 | 0 | 0 | 0 | 0 | 0 | 0 | 0 | 0 | 0 | 0 | 0 | 0 | 0 | 0 | 0 | 0 | 0 | 0 | 0 | 0 | 0 | 0 | 0
Industrial_Industrial - WA_Existing_Process_Natural Gas_Process Boiler_E5_Baseline Forecast | Industrial | Industrial - WA | Existing | Process | Natural Gas | Process Boiler | E5 | Gas-Fired Absorption HPWH | Baseline Forecast | 0 | 0 | 0 | 0 | 0 | 0 | 0 | 0 | 0 | 0 | 0 | 0 | 0 | 0 | 0 | 0 | 0 | 0 | 0 | 0 | 0 | 0 | 0 | 0 | 0 | 0 | 0
Industrial_Industrial - WA_Existing_Process_Natural Gas_Process Boiler_E6_Baseline Forecast | Industrial | Industrial - WA | Existing | Process | Natural Gas | Process Boiler | E6 |  | Baseline Forecast | 0 | 0 | 0 | 0 | 0 | 0 | 0 | 0 | 0 | 0 | 0 | 0 | 0 | 0 | 0 | 0 | 0 | 0 | 0 | 0 | 0 | 0 | 0 | 0 | 0 | 0 | 0
Industrial_Industrial - WA_Existing_Process_Natural Gas_Process Boiler_E7_Baseline Forecast | Industrial | Industrial - WA | Existing | Process | Natural Gas | Process Boiler | E7 |  | Baseline Forecast | 0 | 0 | 0 | 0 | 0 | 0 | 0 | 0 | 0 | 0 | 0 | 0 | 0 | 0 | 0 | 0 | 0 | 0 | 0 | 0 | 0 | 0 | 0 | 0 | 0 | 0 | 0
Industrial_Industrial - WA_Existing_Process_Natural Gas_Process Boiler_E8_Baseline Forecast | Industrial | Industrial - WA | Existing | Process | Natural Gas | Process Boiler | E8 |  | Baseline Forecast | 0 | 0 | 0 | 0 | 0 | 0 | 0 | 0 | 0 | 0 | 0 | 0 | 0 | 0 | 0 | 0 | 0 | 0 | 0 | 0 | 0 | 0 | 0 | 0 | 0 | 0 | 0
Industrial_Industrial - WA_Existing_Process_Natural Gas_Process Boiler_E9_Baseline Forecast | Industrial | Industrial - WA | Existing | Process | Natural Gas | Process Boiler | E9 |  | Baseline Forecast | 0 | 0 | 0 | 0 | 0 | 0 | 0 | 0 | 0 | 0 | 0 | 0 | 0 | 0 | 0 | 0 | 0 | 0 | 0 | 0 | 0 | 0 | 0 | 0 | 0 | 0 | 0
Industrial_Industrial - WA_Existing_Process_Natural Gas_Process Boiler_E10_Baseline Forecast | Industrial | Industrial - WA | Existing | Process | Natural Gas | Process Boiler | E10 |  | Baseline Forecast | 0 | 0 | 0 | 0 | 0 | 0 | 0 | 0 | 0 | 0 | 0 | 0 | 0 | 0 | 0 | 0 | 0 | 0 | 0 | 0 | 0 | 0 | 0 | 0 | 0 | 0 | 0
Industrial_Industrial - WA_Existing_Process_Natural Gas_Process Boiler_Vintage_Baseline Forecast | Industrial | Industrial - WA | Existing | Process | Natural Gas | Process Boiler | Vintage | Vintage | Baseline Forecast | 2032.4302 | 1826.1836 | 1594.3966 | 1343.0631 | 1131.3487 | 953.008 | 802.7802 | 676.2335 | 569.6352 | 479.8405 | 404.2006 | 340.4842 | 286.8118 | 241.6001 | 203.5154 | 171.4341 | 144.41 | 121.6459 | 102.4702 | 86.3172 | 72.7106 | 61.2488 | 51.5938 | 43.4608 | 36.6098 | 30.8388 | 25.9775
Industrial_Industrial - WA_Existing_Process_Natural Gas_Process Heating_E1_Baseline Forecast | Industrial | Industrial - WA | Existing | Process | Natural Gas | Process Heating | E1 | Standard | Baseline Forecast | 0 | 171.2047 | 368.554 | 586.0435 | 764.4974 | 910.1511 | 1028.2555 | 1123.2325 | 1198.8057 | 1258.11 | 1303.7852 | 1338.0535 | 1362.7856 | 1379.556 | 1389.6898 | 1394.302 | 1394.3306 | 1390.5647 | 1383.6679 | 1374.1977 | 1362.6231 | 1349.3377 | 1334.6723 | 1318.9041 | 1302.266 | 1284.953 | 1267.1282
Industrial_Industrial - WA_Existing_Process_Natural Gas_Process Heating_E2_Baseline Forecast | Industrial | Industrial - WA | Existing | Process | Natural Gas | Process Heating | E2 | ENERGY STAR (>42% Baking Efficiency) | Baseline Forecast | 0 | 0 | 0 | 0 | 0 | 0 | 0 | 0 | 0 | 0 | 0 | 0 | 0 | 0 | 0 | 0 | 0 | 0 | 0 | 0 | 0 | 0 | 0 | 0 | 0 | 0 | 0
Industrial_Industrial - WA_Existing_Process_Natural Gas_Process Heating_E3_Baseline Forecast | Industrial | Industrial - WA | Existing | Process | Natural Gas | Process Heating | E3 |  | Baseline Forecast | 0 | 0 | 0 | 0 | 0 | 0 | 0 | 0 | 0 | 0 | 0 | 0 | 0 | 0 | 0 | 0 | 0 | 0 | 0 | 0 | 0 | 0 | 0 | 0 | 0 | 0 | 0
Industrial_Industrial - WA_Existing_Process_Natural Gas_Process Heating_E4_Baseline Forecast | Industrial | Industrial - WA | Existing | Process | Natural Gas | Process Heating | E4 |  | Baseline Forecast | 0 | 0 | 0 | 0 | 0 | 0 | 0 | 0 | 0 | 0 | 0 | 0 | 0 | 0 | 0 | 0 | 0 | 0 | 0 | 0 | 0 | 0 | 0 | 0 | 0 | 0 | 0
Industrial_Industrial - WA_Existing_Process_Natural Gas_Process Heating_E5_Baseline Forecast | Industrial | Industrial - WA | Existing | Process | Natural Gas | Process Heating | E5 |  | Baseline Forecast | 0 | 0 | 0 | 0 | 0 | 0 | 0 | 0 | 0 | 0 | 0 | 0 | 0 | 0 | 0 | 0 | 0 | 0 | 0 | 0 | 0 | 0 | 0 | 0 | 0 | 0 | 0
Industrial_Industrial - WA_Existing_Process_Natural Gas_Process Heating_E6_Baseline Forecast | Industrial | Industrial - WA | Existing | Process | Natural Gas | Process Heating | E6 |  | Baseline Forecast | 0 | 0 | 0 | 0 | 0 | 0 | 0 | 0 | 0 | 0 | 0 | 0 | 0 | 0 | 0 | 0 | 0 | 0 | 0 | 0 | 0 | 0 | 0 | 0 | 0 | 0 | 0
Industrial_Industrial - WA_Existing_Process_Natural Gas_Process Heating_E7_Baseline Forecast | Industrial | Industrial - WA | Existing | Process | Natural Gas | Process Heating | E7 |  | Baseline Forecast | 0 | 0 | 0 | 0 | 0 | 0 | 0 | 0 | 0 | 0 | 0 | 0 | 0 | 0 | 0 | 0 | 0 | 0 | 0 | 0 | 0 | 0 | 0 | 0 | 0 | 0 | 0
Industrial_Industrial - WA_Existing_Process_Natural Gas_Process Heating_E8_Baseline Forecast | Industrial | Industrial - WA | Existing | Process | Natural Gas | Process Heating | E8 |  | Baseline Forecast | 0 | 0 | 0 | 0 | 0 | 0 | 0 | 0 | 0 | 0 | 0 | 0 | 0 | 0 | 0 | 0 | 0 | 0 | 0 | 0 | 0 | 0 | 0 | 0 | 0 | 0 | 0
Industrial_Industrial - WA_Existing_Process_Natural Gas_Process Heating_E9_Baseline Forecast | Industrial | Industrial - WA | Existing | Process | Natural Gas | Process Heating | E9 |  | Baseline Forecast | 0 | 0 | 0 | 0 | 0 | 0 | 0 | 0 | 0 | 0 | 0 | 0 | 0 | 0 | 0 | 0 | 0 | 0 | 0 | 0 | 0 | 0 | 0 | 0 | 0 | 0 | 0
Industrial_Industrial - WA_Existing_Process_Natural Gas_Process Heating_E10_Baseline Forecast | Industrial | Industrial - WA | Existing | Process | Natural Gas | Process Heating | E10 |  | Baseline Forecast | 0 | 0 | 0 | 0 | 0 | 0 | 0 | 0 | 0 | 0 | 0 | 0 | 0 | 0 | 0 | 0 | 0 | 0 | 0 | 0 | 0 | 0 | 0 | 0 | 0 | 0 | 0
Industrial_Industrial - WA_Existing_Process_Natural Gas_Process Heating_Vintage_Baseline Forecast | Industrial | Industrial - WA | Existing | Process | Natural Gas | Process Heating | Vintage | Vintage | Baseline Forecast | 2032.4302 | 1826.1836 | 1594.3966 | 1343.0631 | 1131.3487 | 953.008 | 802.7802 | 676.2335 | 569.6352 | 479.8405 | 404.2006 | 340.4842 | 286.8118 | 241.6001 | 203.5154 | 171.4341 | 144.41 | 121.6459 | 102.4702 | 86.3172 | 72.7106 | 61.2488 | 51.5938 | 43.4608 | 36.6098 | 30.8388 | 25.9775
Industrial_Industrial - WA_Existing_Process_Natural Gas_Process Cooling_E1_Baseline Forecast | Industrial | Industrial - WA | Existing | Process | Natural Gas | Process Cooling | E1 | Standard | Baseline Forecast | 0 | 171.2047 | 368.554 | 586.0435 | 764.4974 | 910.1511 | 1028.2555 | 1123.2325 | 1198.8057 | 1258.11 | 1303.7852 | 1338.0535 | 1362.7856 | 1379.556 | 1389.6898 | 1394.302 | 1394.3306 | 1390.5647 | 1383.6679 | 1374.1977 | 1362.6231 | 1349.3377 | 1334.6723 | 1318.9041 | 1302.266 | 1284.953 | 1267.1282
Industrial_Industrial - WA_Existing_Process_Natural Gas_Process Cooling_E2_Baseline Forecast | Industrial | Industrial - WA | Existing | Process | Natural Gas | Process Cooling | E2 | ENERGY STAR (>42% Baking Efficiency) | Baseline Forecast | 0 | 0 | 0 | 0 | 0 | 0 | 0 | 0 | 0 | 0 | 0 | 0 | 0 | 0 | 0 | 0 | 0 | 0 | 0 | 0 | 0 | 0 | 0 | 0 | 0 | 0 | 0
Industrial_Industrial - WA_Existing_Process_Natural Gas_Process Cooling_E3_Baseline Forecast | Industrial | Industrial - WA | Existing | Process | Natural Gas | Process Cooling | E3 |  | Baseline Forecast | 0 | 0 | 0 | 0 | 0 | 0 | 0 | 0 | 0 | 0 | 0 | 0 | 0 | 0 | 0 | 0 | 0 | 0 | 0 | 0 | 0 | 0 | 0 | 0 | 0 | 0 | 0
Industrial_Industrial - WA_Existing_Process_Natural Gas_Process Cooling_E4_Baseline Forecast | Industrial | Industrial - WA | Existing | Process | Natural Gas | Process Cooling | E4 |  | Baseline Forecast | 0 | 0 | 0 | 0 | 0 | 0 | 0 | 0 | 0 | 0 | 0 | 0 | 0 | 0 | 0 | 0 | 0 | 0 | 0 | 0 | 0 | 0 | 0 | 0 | 0 | 0 | 0
Industrial_Industrial - WA_Existing_Process_Natural Gas_Process Cooling_E5_Baseline Forecast | Industrial | Industrial - WA | Existing | Process | Natural Gas | Process Cooling | E5 |  | Baseline Forecast | 0 | 0 | 0 | 0 | 0 | 0 | 0 | 0 | 0 | 0 | 0 | 0 | 0 | 0 | 0 | 0 | 0 | 0 | 0 | 0 | 0 | 0 | 0 | 0 | 0 | 0 | 0
Industrial_Industrial - WA_Existing_Process_Natural Gas_Process Cooling_E6_Baseline Forecast | Industrial | Industrial - WA | Existing | Process | Natural Gas | Process Cooling | E6 |  | Baseline Forecast | 0 | 0 | 0 | 0 | 0 | 0 | 0 | 0 | 0 | 0 | 0 | 0 | 0 | 0 | 0 | 0 | 0 | 0 | 0 | 0 | 0 | 0 | 0 | 0 | 0 | 0 | 0
Industrial_Industrial - WA_Existing_Process_Natural Gas_Process Cooling_E7_Baseline Forecast | Industrial | Industrial - WA | Existing | Process | Natural Gas | Process Cooling | E7 |  | Baseline Forecast | 0 | 0 | 0 | 0 | 0 | 0 | 0 | 0 | 0 | 0 | 0 | 0 | 0 | 0 | 0 | 0 | 0 | 0 | 0 | 0 | 0 | 0 | 0 | 0 | 0 | 0 | 0
Industrial_Industrial - WA_Existing_Process_Natural Gas_Process Cooling_E8_Baseline Forecast | Industrial | Industrial - WA | Existing | Process | Natural Gas | Process Cooling | E8 |  | Baseline Forecast | 0 | 0 | 0 | 0 | 0 | 0 | 0 | 0 | 0 | 0 | 0 | 0 | 0 | 0 | 0 | 0 | 0 | 0 | 0 | 0 | 0 | 0 | 0 | 0 | 0 | 0 | 0
Industrial_Industrial - WA_Existing_Process_Natural Gas_Process Cooling_E9_Baseline Forecast | Industrial | Industrial - WA | Existing | Process | Natural Gas | Process Cooling | E9 |  | Baseline Forecast | 0 | 0 | 0 | 0 | 0 | 0 | 0 | 0 | 0 | 0 | 0 | 0 | 0 | 0 | 0 | 0 | 0 | 0 | 0 | 0 | 0 | 0 | 0 | 0 | 0 | 0 | 0
Industrial_Industrial - WA_Existing_Process_Natural Gas_Process Cooling_E10_Baseline Forecast | Industrial | Industrial - WA | Existing | Process | Natural Gas | Process Cooling | E10 |  | Baseline Forecast | 0 | 0 | 0 | 0 | 0 | 0 | 0 | 0 | 0 | 0 | 0 | 0 | 0 | 0 | 0 | 0 | 0 | 0 | 0 | 0 | 0 | 0 | 0 | 0 | 0 | 0 | 0
Industrial_Industrial - WA_Existing_Process_Natural Gas_Process Cooling_Vintage_Baseline Forecast | Industrial | Industrial - WA | Existing | Process | Natural Gas | Process Cooling | Vintage | Vintage | Baseline Forecast | 2032.4302 | 1826.1836 | 1594.3966 | 1343.0631 | 1131.3487 | 953.008 | 802.7802 | 676.2335 | 569.6352 | 479.8405 | 404.2006 | 340.4842 | 286.8118 | 241.6001 | 203.5154 | 171.4341 | 144.41 | 121.6459 | 102.4702 | 86.3172 | 72.7106 | 61.2488 | 51.5938 | 43.4608 | 36.6098 | 30.8388 | 25.9775
Industrial_Industrial - WA_Existing_Process_Natural Gas_Other Process_E1_Baseline Forecast | Industrial | Industrial - WA | Existing | Process | Natural Gas | Other Process | E1 | Standard | Baseline Forecast | 0 | 171.2047 | 368.554 | 586.0435 | 764.4974 | 910.1511 | 1028.2555 | 1123.2325 | 1198.8057 | 1258.11 | 1303.7852 | 1338.0535 | 1362.7856 | 1379.556 | 1389.6898 | 1394.302 | 1394.3306 | 1390.5647 | 1383.6679 | 1374.1977 | 1362.6231 | 1349.3377 | 1334.6723 | 1318.9041 | 1302.266 | 1284.953 | 1267.1282
Industrial_Industrial - WA_Existing_Process_Natural Gas_Other Process_E2_Baseline Forecast | Industrial | Industrial - WA | Existing | Process | Natural Gas | Other Process | E2 | FTSC Qualified (>50% Cooking Efficiency) | Baseline Forecast | 0 | 0 | 0 | 0 | 0 | 0 | 0 | 0 | 0 | 0 | 0 | 0 | 0 | 0 | 0 | 0 | 0 | 0 | 0 | 0 | 0 | 0 | 0 | 0 | 0 | 0 | 0
Industrial_Industrial - WA_Existing_Process_Natural Gas_Other Process_E3_Baseline Forecast | Industrial | Industrial - WA | Existing | Process | Natural Gas | Other Process | E3 |  | Baseline Forecast | 0 | 0 | 0 | 0 | 0 | 0 | 0 | 0 | 0 | 0 | 0 | 0 | 0 | 0 | 0 | 0 | 0 | 0 | 0 | 0 | 0 | 0 | 0 | 0 | 0 | 0 | 0
Industrial_Industrial - WA_Existing_Process_Natural Gas_Other Process_E4_Baseline Forecast | Industrial | Industrial - WA | Existing | Process | Natural Gas | Other Process | E4 |  | Baseline Forecast | 0 | 0 | 0 | 0 | 0 | 0 | 0 | 0 | 0 | 0 | 0 | 0 | 0 | 0 | 0 | 0 | 0 | 0 | 0 | 0 | 0 | 0 | 0 | 0 | 0 | 0 | 0
Industrial_Industrial - WA_Existing_Process_Natural Gas_Other Process_E5_Baseline Forecast | Industrial | Industrial - WA | Existing | Process | Natural Gas | Other Process | E5 |  | Baseline Forecast | 0 | 0 | 0 | 0 | 0 | 0 | 0 | 0 | 0 | 0 | 0 | 0 | 0 | 0 | 0 | 0 | 0 | 0 | 0 | 0 | 0 | 0 | 0 | 0 | 0 | 0 | 0
Industrial_Industrial - WA_Existing_Process_Natural Gas_Other Process_E6_Baseline Forecast | Industrial | Industrial - WA | Existing | Process | Natural Gas | Other Process | E6 |  | Baseline Forecast | 0 | 0 | 0 | 0 | 0 | 0 | 0 | 0 | 0 | 0 | 0 | 0 | 0 | 0 | 0 | 0 | 0 | 0 | 0 | 0 | 0 | 0 | 0 | 0 | 0 | 0 | 0
Industrial_Industrial - WA_Existing_Process_Natural Gas_Other Process_E7_Baseline Forecast | Industrial | Industrial - WA | Existing | Process | Natural Gas | Other Process | E7 |  | Baseline Forecast | 0 | 0 | 0 | 0 | 0 | 0 | 0 | 0 | 0 | 0 | 0 | 0 | 0 | 0 | 0 | 0 | 0 | 0 | 0 | 0 | 0 | 0 | 0 | 0 | 0 | 0 | 0
Industrial_Industrial - WA_Existing_Process_Natural Gas_Other Process_E8_Baseline Forecast | Industrial | Industrial - WA | Existing | Process | Natural Gas | Other Process | E8 |  | Baseline Forecast | 0 | 0 | 0 | 0 | 0 | 0 | 0 | 0 | 0 | 0 | 0 | 0 | 0 | 0 | 0 | 0 | 0 | 0 | 0 | 0 | 0 | 0 | 0 | 0 | 0 | 0 | 0
Industrial_Industrial - WA_Existing_Process_Natural Gas_Other Process_E9_Baseline Forecast | Industrial | Industrial - WA | Existing | Process | Natural Gas | Other Process | E9 |  | Baseline Forecast | 0 | 0 | 0 | 0 | 0 | 0 | 0 | 0 | 0 | 0 | 0 | 0 | 0 | 0 | 0 | 0 | 0 | 0 | 0 | 0 | 0 | 0 | 0 | 0 | 0 | 0 | 0
Industrial_Industrial - WA_Existing_Process_Natural Gas_Other Process_E10_Baseline Forecast | Industrial | Industrial - WA | Existing | Process | Natural Gas | Other Process | E10 |  | Baseline Forecast | 0 | 0 | 0 | 0 | 0 | 0 | 0 | 0 | 0 | 0 | 0 | 0 | 0 | 0 | 0 | 0 | 0 | 0 | 0 | 0 | 0 | 0 | 0 | 0 | 0 | 0 | 0
Industrial_Industrial - WA_Existing_Process_Natural Gas_Other Process_Vintage_Baseline Forecast | Industrial | Industrial - WA | Existing | Process | Natural Gas | Other Process | Vintage | Vintage | Baseline Forecast | 2032.4302 | 1826.1836 | 1594.3966 | 1343.0631 | 1131.3487 | 953.008 | 802.7802 | 676.2335 | 569.6352 | 479.8405 | 404.2006 | 340.4842 | 286.8118 | 241.6001 | 203.5154 | 171.4341 | 144.41 | 121.6459 | 102.4702 | 86.3172 | 72.7106 | 61.2488 | 51.5938 | 43.4608 | 36.6098 | 30.8388 | 25.9775
Industrial_Industrial - WA_Existing_Miscellaneous_Natural Gas_Miscellaneous_E1_Baseline Forecast | Industrial | Industrial - WA | Existing | Miscellaneous | Natural Gas | Miscellaneous | E1 | Standard | Baseline Forecast | 0 | 171.2047 | 368.554 | 586.0435 | 764.4974 | 910.1511 | 1028.2555 | 1123.2325 | 1198.8057 | 1258.11 | 1303.7852 | 1338.0535 | 1362.7856 | 1379.556 | 1389.6898 | 1394.302 | 1394.3306 | 1390.5647 | 1383.6679 | 1374.1977 | 1362.6231 | 1349.3377 | 1334.6723 | 1318.9041 | 1302.266 | 1284.953 | 1267.1282
Industrial_Industrial - WA_Existing_Miscellaneous_Natural Gas_Miscellaneous_E2_Baseline Forecast | Industrial | Industrial - WA | Existing | Miscellaneous | Natural Gas | Miscellaneous | E2 | ENERGY STAR | Baseline Forecast | 0 | 0 | 0 | 0 | 0 | 0 | 0 | 0 | 0 | 0 | 0 | 0 | 0 | 0 | 0 | 0 | 0 | 0 | 0 | 0 | 0 | 0 | 0 | 0 | 0 | 0 | 0
Industrial_Industrial - WA_Existing_Miscellaneous_Natural Gas_Miscellaneous_E3_Baseline Forecast | Industrial | Industrial - WA | Existing | Miscellaneous | Natural Gas | Miscellaneous | E3 |  | Baseline Forecast | 0 | 0 | 0 | 0 | 0 | 0 | 0 | 0 | 0 | 0 | 0 | 0 | 0 | 0 | 0 | 0 | 0 | 0 | 0 | 0 | 0 | 0 | 0 | 0 | 0 | 0 | 0
Industrial_Industrial - WA_Existing_Miscellaneous_Natural Gas_Miscellaneous_E4_Baseline Forecast | Industrial | Industrial - WA | Existing | Miscellaneous | Natural Gas | Miscellaneous | E4 |  | Baseline Forecast | 0 | 0 | 0 | 0 | 0 | 0 | 0 | 0 | 0 | 0 | 0 | 0 | 0 | 0 | 0 | 0 | 0 | 0 | 0 | 0 | 0 | 0 | 0 | 0 | 0 | 0 | 0
Industrial_Industrial - WA_Existing_Miscellaneous_Natural Gas_Miscellaneous_E5_Baseline Forecast | Industrial | Industrial - WA | Existing | Miscellaneous | Natural Gas | Miscellaneous | E5 |  | Baseline Forecast | 0 | 0 | 0 | 0 | 0 | 0 | 0 | 0 | 0 | 0 | 0 | 0 | 0 | 0 | 0 | 0 | 0 | 0 | 0 | 0 | 0 | 0 | 0 | 0 | 0 | 0 | 0
Industrial_Industrial - WA_Existing_Miscellaneous_Natural Gas_Miscellaneous_E6_Baseline Forecast | Industrial | Industrial - WA | Existing | Miscellaneous | Natural Gas | Miscellaneous | E6 |  | Baseline Forecast | 0 | 0 | 0 | 0 | 0 | 0 | 0 | 0 | 0 | 0 | 0 | 0 | 0 | 0 | 0 | 0 | 0 | 0 | 0 | 0 | 0 | 0 | 0 | 0 | 0 | 0 | 0
Industrial_Industrial - WA_Existing_Miscellaneous_Natural Gas_Miscellaneous_E7_Baseline Forecast | Industrial | Industrial - WA | Existing | Miscellaneous | Natural Gas | Miscellaneous | E7 |  | Baseline Forecast | 0 | 0 | 0 | 0 | 0 | 0 | 0 | 0 | 0 | 0 | 0 | 0 | 0 | 0 | 0 | 0 | 0 | 0 | 0 | 0 | 0 | 0 | 0 | 0 | 0 | 0 | 0
Industrial_Industrial - WA_Existing_Miscellaneous_Natural Gas_Miscellaneous_E8_Baseline Forecast | Industrial | Industrial - WA | Existing | Miscellaneous | Natural Gas | Miscellaneous | E8 |  | Baseline Forecast | 0 | 0 | 0 | 0 | 0 | 0 | 0 | 0 | 0 | 0 | 0 | 0 | 0 | 0 | 0 | 0 | 0 | 0 | 0 | 0 | 0 | 0 | 0 | 0 | 0 | 0 | 0
Industrial_Industrial - WA_Existing_Miscellaneous_Natural Gas_Miscellaneous_E9_Baseline Forecast | Industrial | Industrial - WA | Existing | Miscellaneous | Natural Gas | Miscellaneous | E9 |  | Baseline Forecast | 0 | 0 | 0 | 0 | 0 | 0 | 0 | 0 | 0 | 0 | 0 | 0 | 0 | 0 | 0 | 0 | 0 | 0 | 0 | 0 | 0 | 0 | 0 | 0 | 0 | 0 | 0
Industrial_Industrial - WA_Existing_Miscellaneous_Natural Gas_Miscellaneous_E10_Baseline Forecast | Industrial | Industrial - WA | Existing | Miscellaneous | Natural Gas | Miscellaneous | E10 |  | Baseline Forecast | 0 | 0 | 0 | 0 | 0 | 0 | 0 | 0 | 0 | 0 | 0 | 0 | 0 | 0 | 0 | 0 | 0 | 0 | 0 | 0 | 0 | 0 | 0 | 0 | 0 | 0 | 0
Industrial_Industrial - WA_Existing_Miscellaneous_Natural Gas_Miscellaneous_Vintage_Baseline Forecast | Industrial | Industrial - WA | Existing | Miscellaneous | Natural Gas | Miscellaneous | Vintage | Vintage | Baseline Forecast | 2032.4302 | 1826.1836 | 1594.3966 | 1343.0631 | 1131.3487 | 953.008 | 802.7802 | 676.2335 | 569.6352 | 479.8405 | 404.2006 | 340.4842 | 286.8118 | 241.6001 | 203.5154 | 171.4341 | 144.41 | 121.6459 | 102.4702 | 86.3172 | 72.7106 | 61.2488 | 51.5938 | 43.4608 | 36.6098 | 30.8388 | 25.9775
Industrial_Industrial - WA_New_Space Heating_Natural Gas_Furnace_E1_Baseline Forecast | Industrial | Industrial - WA | New | Space Heating | Natural Gas | Furnace | E1 | Standard | Baseline Forecast | 0 | 4.4063 | 9.6237 | 14.3375 | 19.3207 | 24.1469 | 28.8179 | 33.3368 | 37.7062 | 41.9286 | 46.0066 | 49.9426 | 53.7391 | 57.3986 | 60.9233 | 64.3156 | 67.5778 | 70.7121 | 73.7207 | 76.6058 | 79.3696 | 82.0141 | 84.5413 | 86.9534 | 89.2521 | 91.4396 | 95.2491
Industrial_Industrial - WA_New_Space Heating_Natural Gas_Furnace_E2_Baseline Forecast | Industrial | Industrial - WA | New | Space Heating | Natural Gas | Furnace | E2 | Infrared Burners | Baseline Forecast | 0 | 0 | 0 | 0 | 0 | 0 | 0 | 0 | 0 | 0 | 0 | 0 | 0 | 0 | 0 | 0 | 0 | 0 | 0 | 0 | 0 | 0 | 0 | 0 | 0 | 0 | 0
Industrial_Industrial - WA_New_Space Heating_Natural Gas_Furnace_E3_Baseline Forecast | Industrial | Industrial - WA | New | Space Heating | Natural Gas | Furnace | E3 |  | Baseline Forecast | 0 | 0 | 0 | 0 | 0 | 0 | 0 | 0 | 0 | 0 | 0 | 0 | 0 | 0 | 0 | 0 | 0 | 0 | 0 | 0 | 0 | 0 | 0 | 0 | 0 | 0 | 0
Industrial_Industrial - WA_New_Space Heating_Natural Gas_Furnace_E4_Baseline Forecast | Industrial | Industrial - WA | New | Space Heating | Natural Gas | Furnace | E4 |  | Baseline Forecast | 0 | 0 | 0 | 0 | 0 | 0 | 0 | 0 | 0 | 0 | 0 | 0 | 0 | 0 | 0 | 0 | 0 | 0 | 0 | 0 | 0 | 0 | 0 | 0 | 0 | 0 | 0
Industrial_Industrial - WA_New_Space Heating_Natural Gas_Furnace_E5_Baseline Forecast | Industrial | Industrial - WA | New | Space Heating | Natural Gas | Furnace | E5 |  | Baseline Forecast | 0 | 0 | 0 | 0 | 0 | 0 | 0 | 0 | 0 | 0 | 0 | 0 | 0 | 0 | 0 | 0 | 0 | 0 | 0 | 0 | 0 | 0 | 0 | 0 | 0 | 0 | 0
Industrial_Industrial - WA_New_Space Heating_Natural Gas_Furnace_E6_Baseline Forecast | Industrial | Industrial - WA | New | Space Heating | Natural Gas | Furnace | E6 |  | Baseline Forecast | 0 | 0 | 0 | 0 | 0 | 0 | 0 | 0 | 0 | 0 | 0 | 0 | 0 | 0 | 0 | 0 | 0 | 0 | 0 | 0 | 0 | 0 | 0 | 0 | 0 | 0 | 0
Industrial_Industrial - WA_New_Space Heating_Natural Gas_Furnace_E7_Baseline Forecast | Industrial | Industrial - WA | New | Space Heating | Natural Gas | Furnace | E7 |  | Baseline Forecast | 0 | 0 | 0 | 0 | 0 | 0 | 0 | 0 | 0 | 0 | 0 | 0 | 0 | 0 | 0 | 0 | 0 | 0 | 0 | 0 | 0 | 0 | 0 | 0 | 0 | 0 | 0
Industrial_Industrial - WA_New_Space Heating_Natural Gas_Furnace_E8_Baseline Forecast | Industrial | Industrial - WA | New | Space Heating | Natural Gas | Furnace | E8 |  | Baseline Forecast | 0 | 0 | 0 | 0 | 0 | 0 | 0 | 0 | 0 | 0 | 0 | 0 | 0 | 0 | 0 | 0 | 0 | 0 | 0 | 0 | 0 | 0 | 0 | 0 | 0 | 0 | 0
Industrial_Industrial - WA_New_Space Heating_Natural Gas_Furnace_E9_Baseline Forecast | Industrial | Industrial - WA | New | Space Heating | Natural Gas | Furnace | E9 |  | Baseline Forecast | 0 | 0 | 0 | 0 | 0 | 0 | 0 | 0 | 0 | 0 | 0 | 0 | 0 | 0 | 0 | 0 | 0 | 0 | 0 | 0 | 0 | 0 | 0 | 0 | 0 | 0 | 0
Industrial_Industrial - WA_New_Space Heating_Natural Gas_Furnace_E10_Baseline Forecast | Industrial | Industrial - WA | New | Space Heating | Natural Gas | Furnace | E10 |  | Baseline Forecast | 0 | 0 | 0 | 0 | 0 | 0 | 0 | 0 | 0 | 0 | 0 | 0 | 0 | 0 | 0 | 0 | 0 | 0 | 0 | 0 | 0 | 0 | 0 | 0 | 0 | 0 | 0
Industrial_Industrial - WA_New_Space Heating_Natural Gas_Furnace_Vintage_Baseline Forecast | Industrial | Industrial - WA | New | Space Heating | Natural Gas | Furnace | Vintage | Vintage | Baseline Forecast | 0 | 0 | 0 | 0 | 0 | 0 | 0 | 0 | 0 | 0 | 0 | 0 | 0 | 0 | 0 | 0 | 0 | 0 | 0 | 0 | 0 | 0 | 0 | 0 | 0 | 0 | 0
Industrial_Industrial - WA_New_Space Heating_Natural Gas_Boiler_E1_Baseline Forecast | Industrial | Industrial - WA | New | Space Heating | Natural Gas | Boiler | E1 | Standard | Baseline Forecast | 0 | 9.4281 | 20.5916 | 30.6778 | 41.3403 | 51.6667 | 61.6613 | 71.3303 | 80.6794 | 89.714 | 98.4397 | 106.8615 | 114.9848 | 122.8149 | 130.3567 | 137.6152 | 144.5952 | 151.3017 | 157.739 | 163.9123 | 169.826 | 175.4842 | 180.8917 | 186.0528 | 190.9714 | 195.652 | 203.8031
Industrial_Industrial - WA_New_Space Heating_Natural Gas_Boiler_E2_Baseline Forecast | Industrial | Industrial - WA | New | Space Heating | Natural Gas | Boiler | E2 | ENERGY STAR | Baseline Forecast | 0 | 0 | 0 | 0 | 0 | 0 | 0 | 0 | 0 | 0 | 0 | 0 | 0 | 0 | 0 | 0 | 0 | 0 | 0 | 0 | 0 | 0 | 0 | 0 | 0 | 0 | 0
Industrial_Industrial - WA_New_Space Heating_Natural Gas_Boiler_E3_Baseline Forecast | Industrial | Industrial - WA | New | Space Heating | Natural Gas | Boiler | E3 |  | Baseline Forecast | 0 | 0 | 0 | 0 | 0 | 0 | 0 | 0 | 0 | 0 | 0 | 0 | 0 | 0 | 0 | 0 | 0 | 0 | 0 | 0 | 0 | 0 | 0 | 0 | 0 | 0 | 0
Industrial_Industrial - WA_New_Space Heating_Natural Gas_Boiler_E4_Baseline Forecast | Industrial | Industrial - WA | New | Space Heating | Natural Gas | Boiler | E4 |  | Baseline Forecast | 0 | 0 | 0 | 0 | 0 | 0 | 0 | 0 | 0 | 0 | 0 | 0 | 0 | 0 | 0 | 0 | 0 | 0 | 0 | 0 | 0 | 0 | 0 | 0 | 0 | 0 | 0
Industrial_Industrial - WA_New_Space Heating_Natural Gas_Boiler_E5_Baseline Forecast | Industrial | Industrial - WA | New | Space Heating | Natural Gas | Boiler | E5 |  | Baseline Forecast | 0 | 0 | 0 | 0 | 0 | 0 | 0 | 0 | 0 | 0 | 0 | 0 | 0 | 0 | 0 | 0 | 0 | 0 | 0 | 0 | 0 | 0 | 0 | 0 | 0 | 0 | 0
Industrial_Industrial - WA_New_Space Heating_Natural Gas_Boiler_E6_Baseline Forecast | Industrial | Industrial - WA | New | Space Heating | Natural Gas | Boiler | E6 |  | Baseline Forecast | 0 | 0 | 0 | 0 | 0 | 0 | 0 | 0 | 0 | 0 | 0 | 0 | 0 | 0 | 0 | 0 | 0 | 0 | 0 | 0 | 0 | 0 | 0 | 0 | 0 | 0 | 0
Industrial_Industrial - WA_New_Space Heating_Natural Gas_Boiler_E7_Baseline Forecast | Industrial | Industrial - WA | New | Space Heating | Natural Gas | Boiler | E7 |  | Baseline Forecast | 0 | 0 | 0 | 0 | 0 | 0 | 0 | 0 | 0 | 0 | 0 | 0 | 0 | 0 | 0 | 0 | 0 | 0 | 0 | 0 | 0 | 0 | 0 | 0 | 0 | 0 | 0
Industrial_Industrial - WA_New_Space Heating_Natural Gas_Boiler_E8_Baseline Forecast | Industrial | Industrial - WA | New | Space Heating | Natural Gas | Boiler | E8 |  | Baseline Forecast | 0 | 0 | 0 | 0 | 0 | 0 | 0 | 0 | 0 | 0 | 0 | 0 | 0 | 0 | 0 | 0 | 0 | 0 | 0 | 0 | 0 | 0 | 0 | 0 | 0 | 0 | 0
Industrial_Industrial - WA_New_Space Heating_Natural Gas_Boiler_E9_Baseline Forecast | Industrial | Industrial - WA | New | Space Heating | Natural Gas | Boiler | E9 |  | Baseline Forecast | 0 | 0 | 0 | 0 | 0 | 0 | 0 | 0 | 0 | 0 | 0 | 0 | 0 | 0 | 0 | 0 | 0 | 0 | 0 | 0 | 0 | 0 | 0 | 0 | 0 | 0 | 0
Industrial_Industrial - WA_New_Space Heating_Natural Gas_Boiler_E10_Baseline Forecast | Industrial | Industrial - WA | New | Space Heating | Natural Gas | Boiler | E10 |  | Baseline Forecast | 0 | 0 | 0 | 0 | 0 | 0 | 0 | 0 | 0 | 0 | 0 | 0 | 0 | 0 | 0 | 0 | 0 | 0 | 0 | 0 | 0 | 0 | 0 | 0 | 0 | 0 | 0
Industrial_Industrial - WA_New_Space Heating_Natural Gas_Boiler_Vintage_Baseline Forecast | Industrial | Industrial - WA | New | Space Heating | Natural Gas | Boiler | Vintage | Vintage | Baseline Forecast | 0 | 0 | 0 | 0 | 0 | 0 | 0 | 0 | 0 | 0 | 0 | 0 | 0 | 0 | 0 | 0 | 0 | 0 | 0 | 0 | 0 | 0 | 0 | 0 | 0 | 0 | 0
Industrial_Industrial - WA_New_Space Heating_Natural Gas_Unit Heater_E1_Baseline Forecast | Industrial | Industrial - WA | New | Space Heating | Natural Gas | Unit Heater | E1 | Standard | Baseline Forecast | 0 | 2.2032 | 4.8118 | 7.1688 | 9.6604 | 12.0734 | 14.409 | 16.6684 | 18.8531 | 20.9643 | 23.0033 | 24.9713 | 26.8696 | 28.6993 | 30.4617 | 32.1578 | 33.7889 | 35.3561 | 36.8603 | 38.3029 | 39.6848 | 41.007 | 42.2707 | 43.4767 | 44.6261 | 45.7198 | 47.6246
Industrial_Industrial - WA_New_Space Heating_Natural Gas_Unit Heater_E2_Baseline Forecast | Industrial | Industrial - WA | New | Space Heating | Natural Gas | Unit Heater | E2 | High Efficiency | Baseline Forecast | 0 | 0 | 0 | 0 | 0 | 0 | 0 | 0 | 0 | 0 | 0 | 0 | 0 | 0 | 0 | 0 | 0 | 0 | 0 | 0 | 0 | 0 | 0 | 0 | 0 | 0 | 0
Industrial_Industrial - WA_New_Space Heating_Natural Gas_Unit Heater_E3_Baseline Forecast | Industrial | Industrial - WA | New | Space Heating | Natural Gas | Unit Heater | E3 |  | Baseline Forecast | 0 | 0 | 0 | 0 | 0 | 0 | 0 | 0 | 0 | 0 | 0 | 0 | 0 | 0 | 0 | 0 | 0 | 0 | 0 | 0 | 0 | 0 | 0 | 0 | 0 | 0 | 0
Industrial_Industrial - WA_New_Space Heating_Natural Gas_Unit Heater_E4_Baseline Forecast | Industrial | Industrial - WA | New | Space Heating | Natural Gas | Unit Heater | E4 |  | Baseline Forecast | 0 | 0 | 0 | 0 | 0 | 0 | 0 | 0 | 0 | 0 | 0 | 0 | 0 | 0 | 0 | 0 | 0 | 0 | 0 | 0 | 0 | 0 | 0 | 0 | 0 | 0 | 0
Industrial_Industrial - WA_New_Space Heating_Natural Gas_Unit Heater_E5_Baseline Forecast | Industrial | Industrial - WA | New | Space Heating | Natural Gas | Unit Heater | E5 |  | Baseline Forecast | 0 | 0 | 0 | 0 | 0 | 0 | 0 | 0 | 0 | 0 | 0 | 0 | 0 | 0 | 0 | 0 | 0 | 0 | 0 | 0 | 0 | 0 | 0 | 0 | 0 | 0 | 0
Industrial_Industrial - WA_New_Space Heating_Natural Gas_Unit Heater_E6_Baseline Forecast | Industrial | Industrial - WA | New | Space Heating | Natural Gas | Unit Heater | E6 |  | Baseline Forecast | 0 | 0 | 0 | 0 | 0 | 0 | 0 | 0 | 0 | 0 | 0 | 0 | 0 | 0 | 0 | 0 | 0 | 0 | 0 | 0 | 0 | 0 | 0 | 0 | 0 | 0 | 0
Industrial_Industrial - WA_New_Space Heating_Natural Gas_Unit Heater_E7_Baseline Forecast | Industrial | Industrial - WA | New | Space Heating | Natural Gas | Unit Heater | E7 |  | Baseline Forecast | 0 | 0 | 0 | 0 | 0 | 0 | 0 | 0 | 0 | 0 | 0 | 0 | 0 | 0 | 0 | 0 | 0 | 0 | 0 | 0 | 0 | 0 | 0 | 0 | 0 | 0 | 0
Industrial_Industrial - WA_New_Space Heating_Natural Gas_Unit Heater_E8_Baseline Forecast | Industrial | Industrial - WA | New | Space Heating | Natural Gas | Unit Heater | E8 |  | Baseline Forecast | 0 | 0 | 0 | 0 | 0 | 0 | 0 | 0 | 0 | 0 | 0 | 0 | 0 | 0 | 0 | 0 | 0 | 0 | 0 | 0 | 0 | 0 | 0 | 0 | 0 | 0 | 0
Industrial_Industrial - WA_New_Space Heating_Natural Gas_Unit Heater_E9_Baseline Forecast | Industrial | Industrial - WA | New | Space Heating | Natural Gas | Unit Heater | E9 |  | Baseline Forecast | 0 | 0 | 0 | 0 | 0 | 0 | 0 | 0 | 0 | 0 | 0 | 0 | 0 | 0 | 0 | 0 | 0 | 0 | 0 | 0 | 0 | 0 | 0 | 0 | 0 | 0 | 0
Industrial_Industrial - WA_New_Space Heating_Natural Gas_Unit Heater_E10_Baseline Forecast | Industrial | Industrial - WA | New | Space Heating | Natural Gas | Unit Heater | E10 |  | Baseline Forecast | 0 | 0 | 0 | 0 | 0 | 0 | 0 | 0 | 0 | 0 | 0 | 0 | 0 | 0 | 0 | 0 | 0 | 0 | 0 | 0 | 0 | 0 | 0 | 0 | 0 | 0 | 0
Industrial_Industrial - WA_New_Space Heating_Natural Gas_Unit Heater_Vintage_Baseline Forecast | Industrial | Industrial - WA | New | Space Heating | Natural Gas | Unit Heater | Vintage | Vintage | Baseline Forecast | 0 | 0 | 0 | 0 | 0 | 0 | 0 | 0 | 0 | 0 | 0 | 0 | 0 | 0 | 0 | 0 | 0 | 0 | 0 | 0 | 0 | 0 | 0 | 0 | 0 | 0 | 0
Industrial_Industrial - WA_New_Process_Natural Gas_Process Boiler_E1_Baseline Forecast | Industrial | Industrial - WA | New | Process | Natural Gas | Process Boiler | E1 | Standard | Baseline Forecast | 0 | 16.0376 | 35.0271 | 52.184 | 70.3214 | 87.887 | 104.8881 | 121.3356 | 137.2387 | 152.607 | 167.4496 | 181.7755 | 195.5935 | 208.9128 | 221.7417 | 234.0886 | 245.9619 | 257.3699 | 268.32 | 278.8211 | 288.8804 | 298.5053 | 307.7037 | 316.4828 | 324.8496 | 332.8115 | 346.6767
Industrial_Industrial - WA_New_Process_Natural Gas_Process Boiler_E2_Baseline Forecast | Industrial | Industrial - WA | New | Process | Natural Gas | Process Boiler | E2 | ENERGY STAR | Baseline Forecast | 0 | 0 | 0 | 0 | 0 | 0 | 0 | 0 | 0 | 0 | 0 | 0 | 0 | 0 | 0 | 0 | 0 | 0 | 0 | 0 | 0 | 0 | 0 | 0 | 0 | 0 | 0
Industrial_Industrial - WA_New_Process_Natural Gas_Process Boiler_E3_Baseline Forecast | Industrial | Industrial - WA | New | Process | Natural Gas | Process Boiler | E3 |  | Baseline Forecast | 0 | 0 | 0 | 0 | 0 | 0 | 0 | 0 | 0 | 0 | 0 | 0 | 0 | 0 | 0 | 0 | 0 | 0 | 0 | 0 | 0 | 0 | 0 | 0 | 0 | 0 | 0
Industrial_Industrial - WA_New_Process_Natural Gas_Process Boiler_E4_Baseline Forecast | Industrial | Industrial - WA | New | Process | Natural Gas | Process Boiler | E4 |  | Baseline Forecast | 0 | 0 | 0 | 0 | 0 | 0 | 0 | 0 | 0 | 0 | 0 | 0 | 0 | 0 | 0 | 0 | 0 | 0 | 0 | 0 | 0 | 0 | 0 | 0 | 0 | 0 | 0
Industrial_Industrial - WA_New_Process_Natural Gas_Process Boiler_E5_Baseline Forecast | Industrial | Industrial - WA | New | Process | Natural Gas | Process Boiler | E5 |  | Baseline Forecast | 0 | 0 | 0 | 0 | 0 | 0 | 0 | 0 | 0 | 0 | 0 | 0 | 0 | 0 | 0 | 0 | 0 | 0 | 0 | 0 | 0 | 0 | 0 | 0 | 0 | 0 | 0
Industrial_Industrial - WA_New_Process_Natural Gas_Process Boiler_E6_Baseline Forecast | Industrial | Industrial - WA | New | Process | Natural Gas | Process Boiler | E6 |  | Baseline Forecast | 0 | 0 | 0 | 0 | 0 | 0 | 0 | 0 | 0 | 0 | 0 | 0 | 0 | 0 | 0 | 0 | 0 | 0 | 0 | 0 | 0 | 0 | 0 | 0 | 0 | 0 | 0
Industrial_Industrial - WA_New_Process_Natural Gas_Process Boiler_E7_Baseline Forecast | Industrial | Industrial - WA | New | Process | Natural Gas | Process Boiler | E7 |  | Baseline Forecast | 0 | 0 | 0 | 0 | 0 | 0 | 0 | 0 | 0 | 0 | 0 | 0 | 0 | 0 | 0 | 0 | 0 | 0 | 0 | 0 | 0 | 0 | 0 | 0 | 0 | 0 | 0
Industrial_Industrial - WA_New_Process_Natural Gas_Process Boiler_E8_Baseline Forecast | Industrial | Industrial - WA | New | Process | Natural Gas | Process Boiler | E8 |  | Baseline Forecast | 0 | 0 | 0 | 0 | 0 | 0 | 0 | 0 | 0 | 0 | 0 | 0 | 0 | 0 | 0 | 0 | 0 | 0 | 0 | 0 | 0 | 0 | 0 | 0 | 0 | 0 | 0
Industrial_Industrial - WA_New_Process_Natural Gas_Process Boiler_E9_Baseline Forecast | Industrial | Industrial - WA | New | Process | Natural Gas | Process Boiler | E9 |  | Baseline Forecast | 0 | 0 | 0 | 0 | 0 | 0 | 0 | 0 | 0 | 0 | 0 | 0 | 0 | 0 | 0 | 0 | 0 | 0 | 0 | 0 | 0 | 0 | 0 | 0 | 0 | 0 | 0
Industrial_Industrial - WA_New_Process_Natural Gas_Process Boiler_E10_Baseline Forecast | Industrial | Industrial - WA | New | Process | Natural Gas | Process Boiler | E10 |  | Baseline Forecast | 0 | 0 | 0 | 0 | 0 | 0 | 0 | 0 | 0 | 0 | 0 | 0 | 0 | 0 | 0 | 0 | 0 | 0 | 0 | 0 | 0 | 0 | 0 | 0 | 0 | 0 | 0
Industrial_Industrial - WA_New_Process_Natural Gas_Process Boiler_Vintage_Baseline Forecast | Industrial | Industrial - WA | New | Process | Natural Gas | Process Boiler | Vintage | Vintage | Baseline Forecast | 0 | 0 | 0 | 0 | 0 | 0 | 0 | 0 | 0 | 0 | 0 | 0 | 0 | 0 | 0 | 0 | 0 | 0 | 0 | 0 | 0 | 0 | 0 | 0 | 0 | 0 | 0
Industrial_Industrial - WA_New_Process_Natural Gas_Process Heating_E1_Baseline Forecast | Industrial | Industrial - WA | New | Process | Natural Gas | Process Heating | E1 | Standard | Baseline Forecast | 0 | 16.0376 | 35.0271 | 52.184 | 70.3214 | 87.887 | 104.8881 | 121.3356 | 137.2387 | 152.607 | 167.4496 | 181.7755 | 195.5935 | 208.9128 | 221.7417 | 234.0886 | 245.9619 | 257.3699 | 268.32 | 278.8211 | 288.8804 | 298.5053 | 307.7037 | 316.4828 | 324.8496 | 332.8115 | 346.6767
Industrial_Industrial - WA_New_Process_Natural Gas_Process Heating_E2_Baseline Forecast | Industrial | Industrial - WA | New | Process | Natural Gas | Process Heating | E2 | ENERGY STAR | Baseline Forecast | 0 | 0 | 0 | 0 | 0 | 0 | 0 | 0 | 0 | 0 | 0 | 0 | 0 | 0 | 0 | 0 | 0 | 0 | 0 | 0 | 0 | 0 | 0 | 0 | 0 | 0 | 0
Industrial_Industrial - WA_New_Process_Natural Gas_Process Heating_E3_Baseline Forecast | Industrial | Industrial - WA | New | Process | Natural Gas | Process Heating | E3 |  | Baseline Forecast | 0 | 0 | 0 | 0 | 0 | 0 | 0 | 0 | 0 | 0 | 0 | 0 | 0 | 0 | 0 | 0 | 0 | 0 | 0 | 0 | 0 | 0 | 0 | 0 | 0 | 0 | 0
Industrial_Industrial - WA_New_Process_Natural Gas_Process Heating_E4_Baseline Forecast | Industrial | Industrial - WA | New | Process | Natural Gas | Process Heating | E4 |  | Baseline Forecast | 0 | 0 | 0 | 0 | 0 | 0 | 0 | 0 | 0 | 0 | 0 | 0 | 0 | 0 | 0 | 0 | 0 | 0 | 0 | 0 | 0 | 0 | 0 | 0 | 0 | 0 | 0
Industrial_Industrial - WA_New_Process_Natural Gas_Process Heating_E5_Baseline Forecast | Industrial | Industrial - WA | New | Process | Natural Gas | Process Heating | E5 |  | Baseline Forecast | 0 | 0 | 0 | 0 | 0 | 0 | 0 | 0 | 0 | 0 | 0 | 0 | 0 | 0 | 0 | 0 | 0 | 0 | 0 | 0 | 0 | 0 | 0 | 0 | 0 | 0 | 0
Industrial_Industrial - WA_New_Process_Natural Gas_Process Heating_E6_Baseline Forecast | Industrial | Industrial - WA | New | Process | Natural Gas | Process Heating | E6 |  | Baseline Forecast | 0 | 0 | 0 | 0 | 0 | 0 | 0 | 0 | 0 | 0 | 0 | 0 | 0 | 0 | 0 | 0 | 0 | 0 | 0 | 0 | 0 | 0 | 0 | 0 | 0 | 0 | 0
Industrial_Industrial - WA_New_Process_Natural Gas_Process Heating_E7_Baseline Forecast | Industrial | Industrial - WA | New | Process | Natural Gas | Process Heating | E7 |  | Baseline Forecast | 0 | 0 | 0 | 0 | 0 | 0 | 0 | 0 | 0 | 0 | 0 | 0 | 0 | 0 | 0 | 0 | 0 | 0 | 0 | 0 | 0 | 0 | 0 | 0 | 0 | 0 | 0
Industrial_Industrial - WA_New_Process_Natural Gas_Process Heating_E8_Baseline Forecast | Industrial | Industrial - WA | New | Process | Natural Gas | Process Heating | E8 |  | Baseline Forecast | 0 | 0 | 0 | 0 | 0 | 0 | 0 | 0 | 0 | 0 | 0 | 0 | 0 | 0 | 0 | 0 | 0 | 0 | 0 | 0 | 0 | 0 | 0 | 0 | 0 | 0 | 0
Industrial_Industrial - WA_New_Process_Natural Gas_Process Heating_E9_Baseline Forecast | Industrial | Industrial - WA | New | Process | Natural Gas | Process Heating | E9 |  | Baseline Forecast | 0 | 0 | 0 | 0 | 0 | 0 | 0 | 0 | 0 | 0 | 0 | 0 | 0 | 0 | 0 | 0 | 0 | 0 | 0 | 0 | 0 | 0 | 0 | 0 | 0 | 0 | 0
Industrial_Industrial - WA_New_Process_Natural Gas_Process Heating_E10_Baseline Forecast | Industrial | Industrial - WA | New | Process | Natural Gas | Process Heating | E10 |  | Baseline Forecast | 0 | 0 | 0 | 0 | 0 | 0 | 0 | 0 | 0 | 0 | 0 | 0 | 0 | 0 | 0 | 0 | 0 | 0 | 0 | 0 | 0 | 0 | 0 | 0 | 0 | 0 | 0
Industrial_Industrial - WA_New_Process_Natural Gas_Process Heating_Vintage_Baseline Forecast | Industrial | Industrial - WA | New | Process | Natural Gas | Process Heating | Vintage | Vintage | Baseline Forecast | 0 | 0 | 0 | 0 | 0 | 0 | 0 | 0 | 0 | 0 | 0 | 0 | 0 | 0 | 0 | 0 | 0 | 0 | 0 | 0 | 0 | 0 | 0 | 0 | 0 | 0 | 0
Industrial_Industrial - WA_New_Process_Natural Gas_Process Cooling_E1_Baseline Forecast | Industrial | Industrial - WA | New | Process | Natural Gas | Process Cooling | E1 | Standard (EF .82) | Baseline Forecast | 0 | 16.0376 | 35.0271 | 52.184 | 70.3214 | 87.887 | 104.8881 | 121.3356 | 137.2387 | 152.607 | 167.4496 | 181.7755 | 195.5935 | 208.9128 | 221.7417 | 234.0886 | 245.9619 | 257.3699 | 268.32 | 278.8211 | 288.8804 | 298.5053 | 307.7037 | 316.4828 | 324.8496 | 332.8115 | 346.6767
Industrial_Industrial - WA_New_Process_Natural Gas_Process Cooling_E2_Baseline Forecast | Industrial | Industrial - WA | New | Process | Natural Gas | Process Cooling | E2 | Condensing (EF .90) | Baseline Forecast | 0 | 0 | 0 | 0 | 0 | 0 | 0 | 0 | 0 | 0 | 0 | 0 | 0 | 0 | 0 | 0 | 0 | 0 | 0 | 0 | 0 | 0 | 0 | 0 | 0 | 0 | 0
Industrial_Industrial - WA_New_Process_Natural Gas_Process Cooling_E3_Baseline Forecast | Industrial | Industrial - WA | New | Process | Natural Gas | Process Cooling | E3 |  | Baseline Forecast | 0 | 0 | 0 | 0 | 0 | 0 | 0 | 0 | 0 | 0 | 0 | 0 | 0 | 0 | 0 | 0 | 0 | 0 | 0 | 0 | 0 | 0 | 0 | 0 | 0 | 0 | 0
Industrial_Industrial - WA_New_Process_Natural Gas_Process Cooling_E4_Baseline Forecast | Industrial | Industrial - WA | New | Process | Natural Gas | Process Cooling | E4 |  | Baseline Forecast | 0 | 0 | 0 | 0 | 0 | 0 | 0 | 0 | 0 | 0 | 0 | 0 | 0 | 0 | 0 | 0 | 0 | 0 | 0 | 0 | 0 | 0 | 0 | 0 | 0 | 0 | 0
Industrial_Industrial - WA_New_Process_Natural Gas_Process Cooling_E5_Baseline Forecast | Industrial | Industrial - WA | New | Process | Natural Gas | Process Cooling | E5 |  | Baseline Forecast | 0 | 0 | 0 | 0 | 0 | 0 | 0 | 0 | 0 | 0 | 0 | 0 | 0 | 0 | 0 | 0 | 0 | 0 | 0 | 0 | 0 | 0 | 0 | 0 | 0 | 0 | 0
Industrial_Industrial - WA_New_Process_Natural Gas_Process Cooling_E6_Baseline Forecast | Industrial | Industrial - WA | New | Process | Natural Gas | Process Cooling | E6 |  | Baseline Forecast | 0 | 0 | 0 | 0 | 0 | 0 | 0 | 0 | 0 | 0 | 0 | 0 | 0 | 0 | 0 | 0 | 0 | 0 | 0 | 0 | 0 | 0 | 0 | 0 | 0 | 0 | 0
Industrial_Industrial - WA_New_Process_Natural Gas_Process Cooling_E7_Baseline Forecast | Industrial | Industrial - WA | New | Process | Natural Gas | Process Cooling | E7 |  | Baseline Forecast | 0 | 0 | 0 | 0 | 0 | 0 | 0 | 0 | 0 | 0 | 0 | 0 | 0 | 0 | 0 | 0 | 0 | 0 | 0 | 0 | 0 | 0 | 0 | 0 | 0 | 0 | 0
Industrial_Industrial - WA_New_Process_Natural Gas_Process Cooling_E8_Baseline Forecast | Industrial | Industrial - WA | New | Process | Natural Gas | Process Cooling | E8 |  | Baseline Forecast | 0 | 0 | 0 | 0 | 0 | 0 | 0 | 0 | 0 | 0 | 0 | 0 | 0 | 0 | 0 | 0 | 0 | 0 | 0 | 0 | 0 | 0 | 0 | 0 | 0 | 0 | 0
Industrial_Industrial - WA_New_Process_Natural Gas_Process Cooling_E9_Baseline Forecast | Industrial | Industrial - WA | New | Process | Natural Gas | Process Cooling | E9 |  | Baseline Forecast | 0 | 0 | 0 | 0 | 0 | 0 | 0 | 0 | 0 | 0 | 0 | 0 | 0 | 0 | 0 | 0 | 0 | 0 | 0 | 0 | 0 | 0 | 0 | 0 | 0 | 0 | 0
Industrial_Industrial - WA_New_Process_Natural Gas_Process Cooling_E10_Baseline Forecast | Industrial | Industrial - WA | New | Process | Natural Gas | Process Cooling | E10 |  | Baseline Forecast | 0 | 0 | 0 | 0 | 0 | 0 | 0 | 0 | 0 | 0 | 0 | 0 | 0 | 0 | 0 | 0 | 0 | 0 | 0 | 0 | 0 | 0 | 0 | 0 | 0 | 0 | 0
Industrial_Industrial - WA_New_Process_Natural Gas_Process Cooling_Vintage_Baseline Forecast | Industrial | Industrial - WA | New | Process | Natural Gas | Process Cooling | Vintage | Vintage | Baseline Forecast | 0 | 0 | 0 | 0 | 0 | 0 | 0 | 0 | 0 | 0 | 0 | 0 | 0 | 0 | 0 | 0 | 0 | 0 | 0 | 0 | 0 | 0 | 0 | 0 | 0 | 0 | 0
Industrial_Industrial - WA_New_Process_Natural Gas_Other Process_E1_Baseline Forecast | Industrial | Industrial - WA | New | Process | Natural Gas | Other Process | E1 | Standard | Baseline Forecast | 0 | 16.0376 | 35.0271 | 52.184 | 70.3214 | 87.887 | 104.8881 | 121.3356 | 137.2387 | 152.607 | 167.4496 | 181.7755 | 195.5935 | 208.9128 | 221.7417 | 234.0886 | 245.9619 | 257.3699 | 268.32 | 278.8211 | 288.8804 | 298.5053 | 307.7037 | 316.4828 | 324.8496 | 332.8115 | 346.6767
Industrial_Industrial - WA_New_Process_Natural Gas_Other Process_E2_Baseline Forecast | Industrial | Industrial - WA | New | Process | Natural Gas | Other Process | E2 |  | Baseline Forecast | 0 | 0 | 0 | 0 | 0 | 0 | 0 | 0 | 0 | 0 | 0 | 0 | 0 | 0 | 0 | 0 | 0 | 0 | 0 | 0 | 0 | 0 | 0 | 0 | 0 | 0 | 0
Industrial_Industrial - WA_New_Process_Natural Gas_Other Process_E3_Baseline Forecast | Industrial | Industrial - WA | New | Process | Natural Gas | Other Process | E3 |  | Baseline Forecast | 0 | 0 | 0 | 0 | 0 | 0 | 0 | 0 | 0 | 0 | 0 | 0 | 0 | 0 | 0 | 0 | 0 | 0 | 0 | 0 | 0 | 0 | 0 | 0 | 0 | 0 | 0
Industrial_Industrial - WA_New_Process_Natural Gas_Other Process_E4_Baseline Forecast | Industrial | Industrial - WA | New | Process | Natural Gas | Other Process | E4 |  | Baseline Forecast | 0 | 0 | 0 | 0 | 0 | 0 | 0 | 0 | 0 | 0 | 0 | 0 | 0 | 0 | 0 | 0 | 0 | 0 | 0 | 0 | 0 | 0 | 0 | 0 | 0 | 0 | 0
Industrial_Industrial - WA_New_Process_Natural Gas_Other Process_E5_Baseline Forecast | Industrial | Industrial - WA | New | Process | Natural Gas | Other Process | E5 |  | Baseline Forecast | 0 | 0 | 0 | 0 | 0 | 0 | 0 | 0 | 0 | 0 | 0 | 0 | 0 | 0 | 0 | 0 | 0 | 0 | 0 | 0 | 0 | 0 | 0 | 0 | 0 | 0 | 0
Industrial_Industrial - WA_New_Process_Natural Gas_Other Process_E6_Baseline Forecast | Industrial | Industrial - WA | New | Process | Natural Gas | Other Process | E6 |  | Baseline Forecast | 0 | 0 | 0 | 0 | 0 | 0 | 0 | 0 | 0 | 0 | 0 | 0 | 0 | 0 | 0 | 0 | 0 | 0 | 0 | 0 | 0 | 0 | 0 | 0 | 0 | 0 | 0
Industrial_Industrial - WA_New_Process_Natural Gas_Other Process_E7_Baseline Forecast | Industrial | Industrial - WA | New | Process | Natural Gas | Other Process | E7 |  | Baseline Forecast | 0 | 0 | 0 | 0 | 0 | 0 | 0 | 0 | 0 | 0 | 0 | 0 | 0 | 0 | 0 | 0 | 0 | 0 | 0 | 0 | 0 | 0 | 0 | 0 | 0 | 0 | 0
Industrial_Industrial - WA_New_Process_Natural Gas_Other Process_E8_Baseline Forecast | Industrial | Industrial - WA | New | Process | Natural Gas | Other Process | E8 |  | Baseline Forecast | 0 | 0 | 0 | 0 | 0 | 0 | 0 | 0 | 0 | 0 | 0 | 0 | 0 | 0 | 0 | 0 | 0 | 0 | 0 | 0 | 0 | 0 | 0 | 0 | 0 | 0 | 0
Industrial_Industrial - WA_New_Process_Natural Gas_Other Process_E9_Baseline Forecast | Industrial | Industrial - WA | New | Process | Natural Gas | Other Process | E9 |  | Baseline Forecast | 0 | 0 | 0 | 0 | 0 | 0 | 0 | 0 | 0 | 0 | 0 | 0 | 0 | 0 | 0 | 0 | 0 | 0 | 0 | 0 | 0 | 0 | 0 | 0 | 0 | 0 | 0
Industrial_Industrial - WA_New_Process_Natural Gas_Other Process_E10_Baseline Forecast | Industrial | Industrial - WA | New | Process | Natural Gas | Other Process | E10 |  | Baseline Forecast | 0 | 0 | 0 | 0 | 0 | 0 | 0 | 0 | 0 | 0 | 0 | 0 | 0 | 0 | 0 | 0 | 0 | 0 | 0 | 0 | 0 | 0 | 0 | 0 | 0 | 0 | 0
Industrial_Industrial - WA_New_Process_Natural Gas_Other Process_Vintage_Baseline Forecast | Industrial | Industrial - WA | New | Process | Natural Gas | Other Process | Vintage | Vintage | Baseline Forecast | 0 | 0 | 0 | 0 | 0 | 0 | 0 | 0 | 0 | 0 | 0 | 0 | 0 | 0 | 0 | 0 | 0 | 0 | 0 | 0 | 0 | 0 | 0 | 0 | 0 | 0 | 0
Industrial_Industrial - WA_New_Miscellaneous_Natural Gas_Miscellaneous_E1_Baseline Forecast | Industrial | Industrial - WA | New | Miscellaneous | Natural Gas | Miscellaneous | E1 | AFUE 80% (Standard) | Baseline Forecast | 0 | 16.0376 | 35.0271 | 52.184 | 70.3214 | 87.887 | 104.8881 | 121.3356 | 137.2387 | 152.607 | 167.4496 | 181.7755 | 195.5935 | 208.9128 | 221.7417 | 234.0886 | 245.9619 | 257.3699 | 268.32 | 278.8211 | 288.8804 | 298.5053 | 307.7037 | 316.4828 | 324.8496 | 332.8115 | 346.6767
Industrial_Industrial - WA_New_Miscellaneous_Natural Gas_Miscellaneous_E2_Baseline Forecast | Industrial | Industrial - WA | New | Miscellaneous | Natural Gas | Miscellaneous | E2 | AFUE 90% | Baseline Forecast | 0 | 0 | 0 | 0 | 0 | 0 | 0 | 0 | 0 | 0 | 0 | 0 | 0 | 0 | 0 | 0 | 0 | 0 | 0 | 0 | 0 | 0 | 0 | 0 | 0 | 0 | 0
Industrial_Industrial - WA_New_Miscellaneous_Natural Gas_Miscellaneous_E3_Baseline Forecast | Industrial | Industrial - WA | New | Miscellaneous | Natural Gas | Miscellaneous | E3 | AFUE 96% | Baseline Forecast | 0 | 0 | 0 | 0 | 0 | 0 | 0 | 0 | 0 | 0 | 0 | 0 | 0 | 0 | 0 | 0 | 0 | 0 | 0 | 0 | 0 | 0 | 0 | 0 | 0 | 0 | 0
Industrial_Industrial - WA_New_Miscellaneous_Natural Gas_Miscellaneous_E4_Baseline Forecast | Industrial | Industrial - WA | New | Miscellaneous | Natural Gas | Miscellaneous | E4 |  | Baseline Forecast | 0 | 0 | 0 | 0 | 0 | 0 | 0 | 0 | 0 | 0 | 0 | 0 | 0 | 0 | 0 | 0 | 0 | 0 | 0 | 0 | 0 | 0 | 0 | 0 | 0 | 0 | 0
Industrial_Industrial - WA_New_Miscellaneous_Natural Gas_Miscellaneous_E5_Baseline Forecast | Industrial | Industrial - WA | New | Miscellaneous | Natural Gas | Miscellaneous | E5 |  | Baseline Forecast | 0 | 0 | 0 | 0 | 0 | 0 | 0 | 0 | 0 | 0 | 0 | 0 | 0 | 0 | 0 | 0 | 0 | 0 | 0 | 0 | 0 | 0 | 0 | 0 | 0 | 0 | 0
Industrial_Industrial - WA_New_Miscellaneous_Natural Gas_Miscellaneous_E6_Baseline Forecast | Industrial | Industrial - WA | New | Miscellaneous | Natural Gas | Miscellaneous | E6 |  | Baseline Forecast | 0 | 0 | 0 | 0 | 0 | 0 | 0 | 0 | 0 | 0 | 0 | 0 | 0 | 0 | 0 | 0 | 0 | 0 | 0 | 0 | 0 | 0 | 0 | 0 | 0 | 0 | 0
Industrial_Industrial - WA_New_Miscellaneous_Natural Gas_Miscellaneous_E7_Baseline Forecast | Industrial | Industrial - WA | New | Miscellaneous | Natural Gas | Miscellaneous | E7 |  | Baseline Forecast | 0 | 0 | 0 | 0 | 0 | 0 | 0 | 0 | 0 | 0 | 0 | 0 | 0 | 0 | 0 | 0 | 0 | 0 | 0 | 0 | 0 | 0 | 0 | 0 | 0 | 0 | 0
Industrial_Industrial - WA_New_Miscellaneous_Natural Gas_Miscellaneous_E8_Baseline Forecast | Industrial | Industrial - WA | New | Miscellaneous | Natural Gas | Miscellaneous | E8 |  | Baseline Forecast | 0 | 0 | 0 | 0 | 0 | 0 | 0 | 0 | 0 | 0 | 0 | 0 | 0 | 0 | 0 | 0 | 0 | 0 | 0 | 0 | 0 | 0 | 0 | 0 | 0 | 0 | 0
Industrial_Industrial - WA_New_Miscellaneous_Natural Gas_Miscellaneous_E9_Baseline Forecast | Industrial | Industrial - WA | New | Miscellaneous | Natural Gas | Miscellaneous | E9 |  | Baseline Forecast | 0 | 0 | 0 | 0 | 0 | 0 | 0 | 0 | 0 | 0 | 0 | 0 | 0 | 0 | 0 | 0 | 0 | 0 | 0 | 0 | 0 | 0 | 0 | 0 | 0 | 0 | 0
Industrial_Industrial - WA_New_Miscellaneous_Natural Gas_Miscellaneous_E10_Baseline Forecast | Industrial | Industrial - WA | New | Miscellaneous | Natural Gas | Miscellaneous | E10 |  | Baseline Forecast | 0 | 0 | 0 | 0 | 0 | 0 | 0 | 0 | 0 | 0 | 0 | 0 | 0 | 0 | 0 | 0 | 0 | 0 | 0 | 0 | 0 | 0 | 0 | 0 | 0 | 0 | 0
Industrial_Industrial - WA_New_Miscellaneous_Natural Gas_Miscellaneous_Vintage_Baseline Forecast | Industrial | Industrial - WA | New | Miscellaneous | Natural Gas | Miscellaneous | Vintage | Vintage | Baseline Forecast | 0 | 0 | 0 | 0 | 0 | 0 | 0 | 0 | 0 | 0 | 0 | 0 | 0 | 0 | 0 | 0 | 0 | 0 | 0 | 0 | 0 | 0 | 0 | 0 | 0 | 0 | 0
Industrial_Industrial - ID_Existing_Space Heating_Natural Gas_Furnace_E1_Baseline Forecast | Industrial | Industrial - ID | Existing | Space Heating | Natural Gas | Furnace | E1 | AFUE 80% (Standard) | Baseline Forecast | 0 | 8.3903 | 17.037 | 25.8877 | 34.895 | 44.0158 | 53.2111 | 62.4457 | 71.6877 | 80.9085 | 90.0824 | 99.1862 | 107.3333 | 114.6001 | 121.0574 | 126.7704 | 131.7996 | 136.2005 | 140.0247 | 143.3197 | 146.1295 | 148.4944 | 150.452 | 152.0368 | 153.2807 | 154.213 | 154.8609
Industrial_Industrial - ID_Existing_Space Heating_Natural Gas_Furnace_E2_Baseline Forecast | Industrial | Industrial - ID | Existing | Space Heating | Natural Gas | Furnace | E2 | AFUE 85% | Baseline Forecast | 0 | 0 | 0 | 0 | 0 | 0 | 0 | 0 | 0 | 0 | 0 | 0 | 0 | 0 | 0 | 0 | 0 | 0 | 0 | 0 | 0 | 0 | 0 | 0 | 0 | 0 | 0
Industrial_Industrial - ID_Existing_Space Heating_Natural Gas_Furnace_E3_Baseline Forecast | Industrial | Industrial - ID | Existing | Space Heating | Natural Gas | Furnace | E3 | AFUE 97% | Baseline Forecast | 0 | 0 | 0 | 0 | 0 | 0 | 0 | 0 | 0 | 0 | 0 | 0 | 0 | 0 | 0 | 0 | 0 | 0 | 0 | 0 | 0 | 0 | 0 | 0 | 0 | 0 | 0
Industrial_Industrial - ID_Existing_Space Heating_Natural Gas_Furnace_E4_Baseline Forecast | Industrial | Industrial - ID | Existing | Space Heating | Natural Gas | Furnace | E4 | Convert to NG Air Source Heat Pump | Baseline Forecast | 0 | 0 | 0 | 0 | 0 | 0 | 0 | 0 | 0 | 0 | 0 | 0 | 0 | 0 | 0 | 0 | 0 | 0 | 0 | 0 | 0 | 0 | 0 | 0 | 0 | 0 | 0
Industrial_Industrial - ID_Existing_Space Heating_Natural Gas_Furnace_E5_Baseline Forecast | Industrial | Industrial - ID | Existing | Space Heating | Natural Gas | Furnace | E5 |  | Baseline Forecast | 0 | 0 | 0 | 0 | 0 | 0 | 0 | 0 | 0 | 0 | 0 | 0 | 0 | 0 | 0 | 0 | 0 | 0 | 0 | 0 | 0 | 0 | 0 | 0 | 0 | 0 | 0
Industrial_Industrial - ID_Existing_Space Heating_Natural Gas_Furnace_E6_Baseline Forecast | Industrial | Industrial - ID | Existing | Space Heating | Natural Gas | Furnace | E6 |  | Baseline Forecast | 0 | 0 | 0 | 0 | 0 | 0 | 0 | 0 | 0 | 0 | 0 | 0 | 0 | 0 | 0 | 0 | 0 | 0 | 0 | 0 | 0 | 0 | 0 | 0 | 0 | 0 | 0
Industrial_Industrial - ID_Existing_Space Heating_Natural Gas_Furnace_E7_Baseline Forecast | Industrial | Industrial - ID | Existing | Space Heating | Natural Gas | Furnace | E7 |  | Baseline Forecast | 0 | 0 | 0 | 0 | 0 | 0 | 0 | 0 | 0 | 0 | 0 | 0 | 0 | 0 | 0 | 0 | 0 | 0 | 0 | 0 | 0 | 0 | 0 | 0 | 0 | 0 | 0
Industrial_Industrial - ID_Existing_Space Heating_Natural Gas_Furnace_E8_Baseline Forecast | Industrial | Industrial - ID | Existing | Space Heating | Natural Gas | Furnace | E8 |  | Baseline Forecast | 0 | 0 | 0 | 0 | 0 | 0 | 0 | 0 | 0 | 0 | 0 | 0 | 0 | 0 | 0 | 0 | 0 | 0 | 0 | 0 | 0 | 0 | 0 | 0 | 0 | 0 | 0
Industrial_Industrial - ID_Existing_Space Heating_Natural Gas_Furnace_E9_Baseline Forecast | Industrial | Industrial - ID | Existing | Space Heating | Natural Gas | Furnace | E9 |  | Baseline Forecast | 0 | 0 | 0 | 0 | 0 | 0 | 0 | 0 | 0 | 0 | 0 | 0 | 0 | 0 | 0 | 0 | 0 | 0 | 0 | 0 | 0 | 0 | 0 | 0 | 0 | 0 | 0
Industrial_Industrial - ID_Existing_Space Heating_Natural Gas_Furnace_E10_Baseline Forecast | Industrial | Industrial - ID | Existing | Space Heating | Natural Gas | Furnace | E10 |  | Baseline Forecast | 0 | 0 | 0 | 0 | 0 | 0 | 0 | 0 | 0 | 0 | 0 | 0 | 0 | 0 | 0 | 0 | 0 | 0 | 0 | 0 | 0 | 0 | 0 | 0 | 0 | 0 | 0
Industrial_Industrial - ID_Existing_Space Heating_Natural Gas_Furnace_Vintage_Baseline Forecast | Industrial | Industrial - ID | Existing | Space Heating | Natural Gas | Furnace | Vintage | Vintage | Baseline Forecast | 326.5599 | 312.5392 | 298.3593 | 284.0707 | 269.7193 | 255.3465 | 240.9898 | 226.6828 | 212.4558 | 198.336 | 184.3476 | 170.5121 | 157.7151 | 145.8785 | 134.9302 | 124.8036 | 115.437 | 106.7733 | 98.7599 | 91.3479 | 84.4922 | 78.151 | 72.2857 | 66.8606 | 61.8427 | 57.2013 | 52.9083
Industrial_Industrial - ID_Existing_Space Heating_Natural Gas_Boiler_E1_Baseline Forecast | Industrial | Industrial - ID | Existing | Space Heating | Natural Gas | Boiler | E1 | Standard | Baseline Forecast | 0 | 10.4044 | 21.5654 | 33.3351 | 45.5828 | 58.1937 | 71.0669 | 84.1139 | 97.257 | 110.4288 | 123.5702 | 136.6301 | 149.5644 | 162.3349 | 174.9091 | 187.2591 | 199.3616 | 211.1967 | 222.7483 | 234.003 | 244.9501 | 255.5812 | 265.8899 | 275.8719 | 285.524 | 294.8448 | 303.834
Industrial_Industrial - ID_Existing_Space Heating_Natural Gas_Boiler_E2_Baseline Forecast | Industrial | Industrial - ID | Existing | Space Heating | Natural Gas | Boiler | E2 | Condensing | Baseline Forecast | 0 | 0 | 0 | 0 | 0 | 0 | 0 | 0 | 0 | 0 | 0 | 0 | 0 | 0 | 0 | 0 | 0 | 0 | 0 | 0 | 0 | 0 | 0 | 0 | 0 | 0 | 0
Industrial_Industrial - ID_Existing_Space Heating_Natural Gas_Boiler_E3_Baseline Forecast | Industrial | Industrial - ID | Existing | Space Heating | Natural Gas | Boiler | E3 | Infrared Radiant | Baseline Forecast | 0 | 0 | 0 | 0 | 0 | 0 | 0 | 0 | 0 | 0 | 0 | 0 | 0 | 0 | 0 | 0 | 0 | 0 | 0 | 0 | 0 | 0 | 0 | 0 | 0 | 0 | 0
Industrial_Industrial - ID_Existing_Space Heating_Natural Gas_Boiler_E4_Baseline Forecast | Industrial | Industrial - ID | Existing | Space Heating | Natural Gas | Boiler | E4 |  | Baseline Forecast | 0 | 0 | 0 | 0 | 0 | 0 | 0 | 0 | 0 | 0 | 0 | 0 | 0 | 0 | 0 | 0 | 0 | 0 | 0 | 0 | 0 | 0 | 0 | 0 | 0 | 0 | 0
Industrial_Industrial - ID_Existing_Space Heating_Natural Gas_Boiler_E5_Baseline Forecast | Industrial | Industrial - ID | Existing | Space Heating | Natural Gas | Boiler | E5 |  | Baseline Forecast | 0 | 0 | 0 | 0 | 0 | 0 | 0 | 0 | 0 | 0 | 0 | 0 | 0 | 0 | 0 | 0 | 0 | 0 | 0 | 0 | 0 | 0 | 0 | 0 | 0 | 0 | 0
Industrial_Industrial - ID_Existing_Space Heating_Natural Gas_Boiler_E6_Baseline Forecast | Industrial | Industrial - ID | Existing | Space Heating | Natural Gas | Boiler | E6 |  | Baseline Forecast | 0 | 0 | 0 | 0 | 0 | 0 | 0 | 0 | 0 | 0 | 0 | 0 | 0 | 0 | 0 | 0 | 0 | 0 | 0 | 0 | 0 | 0 | 0 | 0 | 0 | 0 | 0
Industrial_Industrial - ID_Existing_Space Heating_Natural Gas_Boiler_E7_Baseline Forecast | Industrial | Industrial - ID | Existing | Space Heating | Natural Gas | Boiler | E7 |  | Baseline Forecast | 0 | 0 | 0 | 0 | 0 | 0 | 0 | 0 | 0 | 0 | 0 | 0 | 0 | 0 | 0 | 0 | 0 | 0 | 0 | 0 | 0 | 0 | 0 | 0 | 0 | 0 | 0
Industrial_Industrial - ID_Existing_Space Heating_Natural Gas_Boiler_E8_Baseline Forecast | Industrial | Industrial - ID | Existing | Space Heating | Natural Gas | Boiler | E8 |  | Baseline Forecast | 0 | 0 | 0 | 0 | 0 | 0 | 0 | 0 | 0 | 0 | 0 | 0 | 0 | 0 | 0 | 0 | 0 | 0 | 0 | 0 | 0 | 0 | 0 | 0 | 0 | 0 | 0
Industrial_Industrial - ID_Existing_Space Heating_Natural Gas_Boiler_E9_Baseline Forecast | Industrial | Industrial - ID | Existing | Space Heating | Natural Gas | Boiler | E9 |  | Baseline Forecast | 0 | 0 | 0 | 0 | 0 | 0 | 0 | 0 | 0 | 0 | 0 | 0 | 0 | 0 | 0 | 0 | 0 | 0 | 0 | 0 | 0 | 0 | 0 | 0 | 0 | 0 | 0
Industrial_Industrial - ID_Existing_Space Heating_Natural Gas_Boiler_E10_Baseline Forecast | Industrial | Industrial - ID | Existing | Space Heating | Natural Gas | Boiler | E10 |  | Baseline Forecast | 0 | 0 | 0 | 0 | 0 | 0 | 0 | 0 | 0 | 0 | 0 | 0 | 0 | 0 | 0 | 0 | 0 | 0 | 0 | 0 | 0 | 0 | 0 | 0 | 0 | 0 | 0
Industrial_Industrial - ID_Existing_Space Heating_Natural Gas_Boiler_Vintage_Baseline Forecast | Industrial | Industrial - ID | Existing | Space Heating | Natural Gas | Boiler | Vintage | Vintage | Baseline Forecast | 698.7351 | 676.2836 | 653.2831 | 629.8782 | 606.1957 | 582.3472 | 558.4302 | 534.5299 | 510.7204 | 487.0663 | 463.6233 | 440.4393 | 417.5556 | 395.0071 | 372.8236 | 351.0299 | 329.6466 | 308.6906 | 288.1754 | 268.1117 | 248.5075 | 229.3685 | 210.6986 | 192.4996 | 174.7721 | 157.5151 | 140.7267
Industrial_Industrial - ID_Existing_Space Heating_Natural Gas_Unit Heater_E1_Baseline Forecast | Industrial | Industrial - ID | Existing | Space Heating | Natural Gas | Unit Heater | E1 | TE 0.80 | Baseline Forecast | 0 | 0.13507 | 0.5189 | 1.2463 | 2.3955 | 4.0301 | 6.2008 | 8.9472 | 12.2988 | 16.2766 | 20.7789 | 25.7153 | 31.0062 | 36.5815 | 42.379 | 48.3444 | 54.4297 | 59.6727 | 64.1664 | 67.9941 | 71.2299 | 73.94 | 76.1837 | 78.0137 | 79.4771 | 80.6159 | 81.4677
Industrial_Industrial - ID_Existing_Space Heating_Natural Gas_Unit Heater_E2_Baseline Forecast | Industrial | Industrial - ID | Existing | Space Heating | Natural Gas | Unit Heater | E2 | TE 0.90 | Baseline Forecast | 0 | 0 | 0 | 0 | 0 | 0 | 0 | 0 | 0 | 0 | 0 | 0 | 0 | 0 | 0 | 0 | 0 | 0 | 0 | 0 | 0 | 0 | 0 | 0 | 0 | 0 | 0
Industrial_Industrial - ID_Existing_Space Heating_Natural Gas_Unit Heater_E3_Baseline Forecast | Industrial | Industrial - ID | Existing | Space Heating | Natural Gas | Unit Heater | E3 | TE 0.94 | Baseline Forecast | 0 | 0 | 0 | 0 | 0 | 0 | 0 | 0 | 0 | 0 | 0 | 0 | 0 | 0 | 0 | 0 | 0 | 0 | 0 | 0 | 0 | 0 | 0 | 0 | 0 | 0 | 0
Industrial_Industrial - ID_Existing_Space Heating_Natural Gas_Unit Heater_E4_Baseline Forecast | Industrial | Industrial - ID | Existing | Space Heating | Natural Gas | Unit Heater | E4 | Instantaneous TE 0.94 | Baseline Forecast | 0 | 0 | 0 | 0 | 0 | 0 | 0 | 0 | 0 | 0 | 0 | 0 | 0 | 0 | 0 | 0 | 0 | 0 | 0 | 0 | 0 | 0 | 0 | 0 | 0 | 0 | 0
Industrial_Industrial - ID_Existing_Space Heating_Natural Gas_Unit Heater_E5_Baseline Forecast | Industrial | Industrial - ID | Existing | Space Heating | Natural Gas | Unit Heater | E5 | Gas-Fired Absorption HPWH | Baseline Forecast | 0 | 0 | 0 | 0 | 0 | 0 | 0 | 0 | 0 | 0 | 0 | 0 | 0 | 0 | 0 | 0 | 0 | 0 | 0 | 0 | 0 | 0 | 0 | 0 | 0 | 0 | 0
Industrial_Industrial - ID_Existing_Space Heating_Natural Gas_Unit Heater_E6_Baseline Forecast | Industrial | Industrial - ID | Existing | Space Heating | Natural Gas | Unit Heater | E6 |  | Baseline Forecast | 0 | 0 | 0 | 0 | 0 | 0 | 0 | 0 | 0 | 0 | 0 | 0 | 0 | 0 | 0 | 0 | 0 | 0 | 0 | 0 | 0 | 0 | 0 | 0 | 0 | 0 | 0
Industrial_Industrial - ID_Existing_Space Heating_Natural Gas_Unit Heater_E7_Baseline Forecast | Industrial | Industrial - ID | Existing | Space Heating | Natural Gas | Unit Heater | E7 |  | Baseline Forecast | 0 | 0 | 0 | 0 | 0 | 0 | 0 | 0 | 0 | 0 | 0 | 0 | 0 | 0 | 0 | 0 | 0 | 0 | 0 | 0 | 0 | 0 | 0 | 0 | 0 | 0 | 0
Industrial_Industrial - ID_Existing_Space Heating_Natural Gas_Unit Heater_E8_Baseline Forecast | Industrial | Industrial - ID | Existing | Space Heating | Natural Gas | Unit Heater | E8 |  | Baseline Forecast | 0 | 0 | 0 | 0 | 0 | 0 | 0 | 0 | 0 | 0 | 0 | 0 | 0 | 0 | 0 | 0 | 0 | 0 | 0 | 0 | 0 | 0 | 0 | 0 | 0 | 0 | 0
Industrial_Industrial - ID_Existing_Space Heating_Natural Gas_Unit Heater_E9_Baseline Forecast | Industrial | Industrial - ID | Existing | Space Heating | Natural Gas | Unit Heater | E9 |  | Baseline Forecast | 0 | 0 | 0 | 0 | 0 | 0 | 0 | 0 | 0 | 0 | 0 | 0 | 0 | 0 | 0 | 0 | 0 | 0 | 0 | 0 | 0 | 0 | 0 | 0 | 0 | 0 | 0
Industrial_Industrial - ID_Existing_Space Heating_Natural Gas_Unit Heater_E10_Baseline Forecast | Industrial | Industrial - ID | Existing | Space Heating | Natural Gas | Unit Heater | E10 |  | Baseline Forecast | 0 | 0 | 0 | 0 | 0 | 0 | 0 | 0 | 0 | 0 | 0 | 0 | 0 | 0 | 0 | 0 | 0 | 0 | 0 | 0 | 0 | 0 | 0 | 0 | 0 | 0 | 0
Industrial_Industrial - ID_Existing_Space Heating_Natural Gas_Unit Heater_Vintage_Baseline Forecast | Industrial | Industrial - ID | Existing | Space Heating | Natural Gas | Unit Heater | Vintage | Vintage | Baseline Forecast | 163.2799 | 160.3297 | 157.1792 | 153.7329 | 149.9116 | 145.651 | 140.8996 | 135.6171 | 129.773 | 123.3456 | 116.4361 | 109.1339 | 101.518 | 93.6578 | 85.6148 | 77.4426 | 69.1886 | 61.8142 | 55.2259 | 49.3397 | 44.081 | 39.3827 | 35.1852 | 31.435 | 28.0846 | 25.0912 | 22.4169
Industrial_Industrial - ID_Existing_Process_Natural Gas_Process Boiler_E1_Baseline Forecast | Industrial | Industrial - ID | Existing | Process | Natural Gas | Process Boiler | E1 | Standard | Baseline Forecast | 0 | 100.1213 | 215.5321 | 342.721 | 447.0818 | 532.2607 | 601.3288 | 656.8718 | 701.0673 | 735.7488 | 762.4599 | 782.5002 | 796.9636 | 806.771 | 812.6973 | 815.3945 | 815.4113 | 813.209 | 809.1756 | 803.6375 | 796.8686 | 789.0992 | 780.5228 | 771.3015 | 761.5715 | 751.4467 | 741.0227
Industrial_Industrial - ID_Existing_Process_Natural Gas_Process Boiler_E2_Baseline Forecast | Industrial | Industrial - ID | Existing | Process | Natural Gas | Process Boiler | E2 | ENERGY STAR (>42% Baking Efficiency) | Baseline Forecast | 0 | 0 | 0 | 0 | 0 | 0 | 0 | 0 | 0 | 0 | 0 | 0 | 0 | 0 | 0 | 0 | 0 | 0 | 0 | 0 | 0 | 0 | 0 | 0 | 0 | 0 | 0
Industrial_Industrial - ID_Existing_Process_Natural Gas_Process Boiler_E3_Baseline Forecast | Industrial | Industrial - ID | Existing | Process | Natural Gas | Process Boiler | E3 |  | Baseline Forecast | 0 | 0 | 0 | 0 | 0 | 0 | 0 | 0 | 0 | 0 | 0 | 0 | 0 | 0 | 0 | 0 | 0 | 0 | 0 | 0 | 0 | 0 | 0 | 0 | 0 | 0 | 0
Industrial_Industrial - ID_Existing_Process_Natural Gas_Process Boiler_E4_Baseline Forecast | Industrial | Industrial - ID | Existing | Process | Natural Gas | Process Boiler | E4 |  | Baseline Forecast | 0 | 0 | 0 | 0 | 0 | 0 | 0 | 0 | 0 | 0 | 0 | 0 | 0 | 0 | 0 | 0 | 0 | 0 | 0 | 0 | 0 | 0 | 0 | 0 | 0 | 0 | 0
Industrial_Industrial - ID_Existing_Process_Natural Gas_Process Boiler_E5_Baseline Forecast | Industrial | Industrial - ID | Existing | Process | Natural Gas | Process Boiler | E5 |  | Baseline Forecast | 0 | 0 | 0 | 0 | 0 | 0 | 0 | 0 | 0 | 0 | 0 | 0 | 0 | 0 | 0 | 0 | 0 | 0 | 0 | 0 | 0 | 0 | 0 | 0 | 0 | 0 | 0
Industrial_Industrial - ID_Existing_Process_Natural Gas_Process Boiler_E6_Baseline Forecast | Industrial | Industrial - ID | Existing | Process | Natural Gas | Process Boiler | E6 |  | Baseline Forecast | 0 | 0 | 0 | 0 | 0 | 0 | 0 | 0 | 0 | 0 | 0 | 0 | 0 | 0 | 0 | 0 | 0 | 0 | 0 | 0 | 0 | 0 | 0 | 0 | 0 | 0 | 0
Industrial_Industrial - ID_Existing_Process_Natural Gas_Process Boiler_E7_Baseline Forecast | Industrial | Industrial - ID | Existing | Process | Natural Gas | Process Boiler | E7 |  | Baseline Forecast | 0 | 0 | 0 | 0 | 0 | 0 | 0 | 0 | 0 | 0 | 0 | 0 | 0 | 0 | 0 | 0 | 0 | 0 | 0 | 0 | 0 | 0 | 0 | 0 | 0 | 0 | 0
Industrial_Industrial - ID_Existing_Process_Natural Gas_Process Boiler_E8_Baseline Forecast | Industrial | Industrial - ID | Existing | Process | Natural Gas | Process Boiler | E8 |  | Baseline Forecast | 0 | 0 | 0 | 0 | 0 | 0 | 0 | 0 | 0 | 0 | 0 | 0 | 0 | 0 | 0 | 0 | 0 | 0 | 0 | 0 | 0 | 0 | 0 | 0 | 0 | 0 | 0
Industrial_Industrial - ID_Existing_Process_Natural Gas_Process Boiler_E9_Baseline Forecast | Industrial | Industrial - ID | Existing | Process | Natural Gas | Process Boiler | E9 |  | Baseline Forecast | 0 | 0 | 0 | 0 | 0 | 0 | 0 | 0 | 0 | 0 | 0 | 0 | 0 | 0 | 0 | 0 | 0 | 0 | 0 | 0 | 0 | 0 | 0 | 0 | 0 | 0 | 0
Industrial_Industrial - ID_Existing_Process_Natural Gas_Process Boiler_E10_Baseline Forecast | Industrial | Industrial - ID | Existing | Process | Natural Gas | Process Boiler | E10 |  | Baseline Forecast | 0 | 0 | 0 | 0 | 0 | 0 | 0 | 0 | 0 | 0 | 0 | 0 | 0 | 0 | 0 | 0 | 0 | 0 | 0 | 0 | 0 | 0 | 0 | 0 | 0 | 0 | 0
Industrial_Industrial - ID_Existing_Process_Natural Gas_Process Boiler_Vintage_Baseline Forecast | Industrial | Industrial - ID | Existing | Process | Natural Gas | Process Boiler | Vintage | Vintage | Baseline Forecast | 1188.575 | 1067.961 | 932.4108 | 785.4298 | 661.6182 | 557.3237 | 469.4697 | 395.4646 | 333.1254 | 280.613 | 236.3784 | 199.1168 | 167.7289 | 141.2889 | 119.0168 | 100.2555 | 84.4517 | 71.1391 | 59.9251 | 50.4787 | 42.5215 | 35.8186 | 30.1723 | 25.4161 | 21.4096 | 18.0347 | 15.1918
Industrial_Industrial - ID_Existing_Process_Natural Gas_Process Heating_E1_Baseline Forecast | Industrial | Industrial - ID | Existing | Process | Natural Gas | Process Heating | E1 | Standard | Baseline Forecast | 0 | 100.1213 | 215.5321 | 342.721 | 447.0818 | 532.2607 | 601.3288 | 656.8718 | 701.0673 | 735.7488 | 762.4599 | 782.5002 | 796.9636 | 806.771 | 812.6973 | 815.3945 | 815.4113 | 813.209 | 809.1756 | 803.6375 | 796.8686 | 789.0992 | 780.5228 | 771.3015 | 761.5715 | 751.4467 | 741.0227
Industrial_Industrial - ID_Existing_Process_Natural Gas_Process Heating_E2_Baseline Forecast | Industrial | Industrial - ID | Existing | Process | Natural Gas | Process Heating | E2 | ENERGY STAR (>42% Baking Efficiency) | Baseline Forecast | 0 | 0 | 0 | 0 | 0 | 0 | 0 | 0 | 0 | 0 | 0 | 0 | 0 | 0 | 0 | 0 | 0 | 0 | 0 | 0 | 0 | 0 | 0 | 0 | 0 | 0 | 0
Industrial_Industrial - ID_Existing_Process_Natural Gas_Process Heating_E3_Baseline Forecast | Industrial | Industrial - ID | Existing | Process | Natural Gas | Process Heating | E3 |  | Baseline Forecast | 0 | 0 | 0 | 0 | 0 | 0 | 0 | 0 | 0 | 0 | 0 | 0 | 0 | 0 | 0 | 0 | 0 | 0 | 0 | 0 | 0 | 0 | 0 | 0 | 0 | 0 | 0
Industrial_Industrial - ID_Existing_Process_Natural Gas_Process Heating_E4_Baseline Forecast | Industrial | Industrial - ID | Existing | Process | Natural Gas | Process Heating | E4 |  | Baseline Forecast | 0 | 0 | 0 | 0 | 0 | 0 | 0 | 0 | 0 | 0 | 0 | 0 | 0 | 0 | 0 | 0 | 0 | 0 | 0 | 0 | 0 | 0 | 0 | 0 | 0 | 0 | 0
Industrial_Industrial - ID_Existing_Process_Natural Gas_Process Heating_E5_Baseline Forecast | Industrial | Industrial - ID | Existing | Process | Natural Gas | Process Heating | E5 |  | Baseline Forecast | 0 | 0 | 0 | 0 | 0 | 0 | 0 | 0 | 0 | 0 | 0 | 0 | 0 | 0 | 0 | 0 | 0 | 0 | 0 | 0 | 0 | 0 | 0 | 0 | 0 | 0 | 0
Industrial_Industrial - ID_Existing_Process_Natural Gas_Process Heating_E6_Baseline Forecast | Industrial | Industrial - ID | Existing | Process | Natural Gas | Process Heating | E6 |  | Baseline Forecast | 0 | 0 | 0 | 0 | 0 | 0 | 0 | 0 | 0 | 0 | 0 | 0 | 0 | 0 | 0 | 0 | 0 | 0 | 0 | 0 | 0 | 0 | 0 | 0 | 0 | 0 | 0
Industrial_Industrial - ID_Existing_Process_Natural Gas_Process Heating_E7_Baseline Forecast | Industrial | Industrial - ID | Existing | Process | Natural Gas | Process Heating | E7 |  | Baseline Forecast | 0 | 0 | 0 | 0 | 0 | 0 | 0 | 0 | 0 | 0 | 0 | 0 | 0 | 0 | 0 | 0 | 0 | 0 | 0 | 0 | 0 | 0 | 0 | 0 | 0 | 0 | 0
Industrial_Industrial - ID_Existing_Process_Natural Gas_Process Heating_E8_Baseline Forecast | Industrial | Industrial - ID | Existing | Process | Natural Gas | Process Heating | E8 |  | Baseline Forecast | 0 | 0 | 0 | 0 | 0 | 0 | 0 | 0 | 0 | 0 | 0 | 0 | 0 | 0 | 0 | 0 | 0 | 0 | 0 | 0 | 0 | 0 | 0 | 0 | 0 | 0 | 0
Industrial_Industrial - ID_Existing_Process_Natural Gas_Process Heating_E9_Baseline Forecast | Industrial | Industrial - ID | Existing | Process | Natural Gas | Process Heating | E9 |  | Baseline Forecast | 0 | 0 | 0 | 0 | 0 | 0 | 0 | 0 | 0 | 0 | 0 | 0 | 0 | 0 | 0 | 0 | 0 | 0 | 0 | 0 | 0 | 0 | 0 | 0 | 0 | 0 | 0
Industrial_Industrial - ID_Existing_Process_Natural Gas_Process Heating_E10_Baseline Forecast | Industrial | Industrial - ID | Existing | Process | Natural Gas | Process Heating | E10 |  | Baseline Forecast | 0 | 0 | 0 | 0 | 0 | 0 | 0 | 0 | 0 | 0 | 0 | 0 | 0 | 0 | 0 | 0 | 0 | 0 | 0 | 0 | 0 | 0 | 0 | 0 | 0 | 0 | 0
Industrial_Industrial - ID_Existing_Process_Natural Gas_Process Heating_Vintage_Baseline Forecast | Industrial | Industrial - ID | Existing | Process | Natural Gas | Process Heating | Vintage | Vintage | Baseline Forecast | 1188.575 | 1067.961 | 932.4108 | 785.4298 | 661.6182 | 557.3237 | 469.4697 | 395.4646 | 333.1254 | 280.613 | 236.3784 | 199.1168 | 167.7289 | 141.2889 | 119.0168 | 100.2555 | 84.4517 | 71.1391 | 59.9251 | 50.4787 | 42.5215 | 35.8186 | 30.1723 | 25.4161 | 21.4096 | 18.0347 | 15.1918
Industrial_Industrial - ID_Existing_Process_Natural Gas_Process Cooling_E1_Baseline Forecast | Industrial | Industrial - ID | Existing | Process | Natural Gas | Process Cooling | E1 | Standard | Baseline Forecast | 0 | 100.1213 | 215.5321 | 342.721 | 447.0818 | 532.2607 | 601.3288 | 656.8718 | 701.0673 | 735.7488 | 762.4599 | 782.5002 | 796.9636 | 806.771 | 812.6973 | 815.3945 | 815.4113 | 813.209 | 809.1756 | 803.6375 | 796.8686 | 789.0992 | 780.5228 | 771.3015 | 761.5715 | 751.4467 | 741.0227
Industrial_Industrial - ID_Existing_Process_Natural Gas_Process Cooling_E2_Baseline Forecast | Industrial | Industrial - ID | Existing | Process | Natural Gas | Process Cooling | E2 | FTSC Qualified (>50% Cooking Efficiency) | Baseline Forecast | 0 | 0 | 0 | 0 | 0 | 0 | 0 | 0 | 0 | 0 | 0 | 0 | 0 | 0 | 0 | 0 | 0 | 0 | 0 | 0 | 0 | 0 | 0 | 0 | 0 | 0 | 0
Industrial_Industrial - ID_Existing_Process_Natural Gas_Process Cooling_E3_Baseline Forecast | Industrial | Industrial - ID | Existing | Process | Natural Gas | Process Cooling | E3 |  | Baseline Forecast | 0 | 0 | 0 | 0 | 0 | 0 | 0 | 0 | 0 | 0 | 0 | 0 | 0 | 0 | 0 | 0 | 0 | 0 | 0 | 0 | 0 | 0 | 0 | 0 | 0 | 0 | 0
Industrial_Industrial - ID_Existing_Process_Natural Gas_Process Cooling_E4_Baseline Forecast | Industrial | Industrial - ID | Existing | Process | Natural Gas | Process Cooling | E4 |  | Baseline Forecast | 0 | 0 | 0 | 0 | 0 | 0 | 0 | 0 | 0 | 0 | 0 | 0 | 0 | 0 | 0 | 0 | 0 | 0 | 0 | 0 | 0 | 0 | 0 | 0 | 0 | 0 | 0
Industrial_Industrial - ID_Existing_Process_Natural Gas_Process Cooling_E5_Baseline Forecast | Industrial | Industrial - ID | Existing | Process | Natural Gas | Process Cooling | E5 |  | Baseline Forecast | 0 | 0 | 0 | 0 | 0 | 0 | 0 | 0 | 0 | 0 | 0 | 0 | 0 | 0 | 0 | 0 | 0 | 0 | 0 | 0 | 0 | 0 | 0 | 0 | 0 | 0 | 0
Industrial_Industrial - ID_Existing_Process_Natural Gas_Process Cooling_E6_Baseline Forecast | Industrial | Industrial - ID | Existing | Process | Natural Gas | Process Cooling | E6 |  | Baseline Forecast | 0 | 0 | 0 | 0 | 0 | 0 | 0 | 0 | 0 | 0 | 0 | 0 | 0 | 0 | 0 | 0 | 0 | 0 | 0 | 0 | 0 | 0 | 0 | 0 | 0 | 0 | 0
Industrial_Industrial - ID_Existing_Process_Natural Gas_Process Cooling_E7_Baseline Forecast | Industrial | Industrial - ID | Existing | Process | Natural Gas | Process Cooling | E7 |  | Baseline Forecast | 0 | 0 | 0 | 0 | 0 | 0 | 0 | 0 | 0 | 0 | 0 | 0 | 0 | 0 | 0 | 0 | 0 | 0 | 0 | 0 | 0 | 0 | 0 | 0 | 0 | 0 | 0
Industrial_Industrial - ID_Existing_Process_Natural Gas_Process Cooling_E8_Baseline Forecast | Industrial | Industrial - ID | Existing | Process | Natural Gas | Process Cooling | E8 |  | Baseline Forecast | 0 | 0 | 0 | 0 | 0 | 0 | 0 | 0 | 0 | 0 | 0 | 0 | 0 | 0 | 0 | 0 | 0 | 0 | 0 | 0 | 0 | 0 | 0 | 0 | 0 | 0 | 0
Industrial_Industrial - ID_Existing_Process_Natural Gas_Process Cooling_E9_Baseline Forecast | Industrial | Industrial - ID | Existing | Process | Natural Gas | Process Cooling | E9 |  | Baseline Forecast | 0 | 0 | 0 | 0 | 0 | 0 | 0 | 0 | 0 | 0 | 0 | 0 | 0 | 0 | 0 | 0 | 0 | 0 | 0 | 0 | 0 | 0 | 0 | 0 | 0 | 0 | 0
Industrial_Industrial - ID_Existing_Process_Natural Gas_Process Cooling_E10_Baseline Forecast | Industrial | Industrial - ID | Existing | Process | Natural Gas | Process Cooling | E10 |  | Baseline Forecast | 0 | 0 | 0 | 0 | 0 | 0 | 0 | 0 | 0 | 0 | 0 | 0 | 0 | 0 | 0 | 0 | 0 | 0 | 0 | 0 | 0 | 0 | 0 | 0 | 0 | 0 | 0
Industrial_Industrial - ID_Existing_Process_Natural Gas_Process Cooling_Vintage_Baseline Forecast | Industrial | Industrial - ID | Existing | Process | Natural Gas | Process Cooling | Vintage | Vintage | Baseline Forecast | 1188.575 | 1067.961 | 932.4108 | 785.4298 | 661.6182 | 557.3237 | 469.4697 | 395.4646 | 333.1254 | 280.613 | 236.3784 | 199.1168 | 167.7289 | 141.2889 | 119.0168 | 100.2555 | 84.4517 | 71.1391 | 59.9251 | 50.4787 | 42.5215 | 35.8186 | 30.1723 | 25.4161 | 21.4096 | 18.0347 | 15.1918
Industrial_Industrial - ID_Existing_Process_Natural Gas_Other Process_E1_Baseline Forecast | Industrial | Industrial - ID | Existing | Process | Natural Gas | Other Process | E1 | Standard | Baseline Forecast | 0 | 100.1213 | 215.5321 | 342.721 | 447.0818 | 532.2607 | 601.3288 | 656.8718 | 701.0673 | 735.7488 | 762.4599 | 782.5002 | 796.9636 | 806.771 | 812.6973 | 815.3945 | 815.4113 | 813.209 | 809.1756 | 803.6375 | 796.8686 | 789.0992 | 780.5228 | 771.3015 | 761.5715 | 751.4467 | 741.0227
Industrial_Industrial - ID_Existing_Process_Natural Gas_Other Process_E2_Baseline Forecast | Industrial | Industrial - ID | Existing | Process | Natural Gas | Other Process | E2 | ENERGY STAR | Baseline Forecast | 0 | 0 | 0 | 0 | 0 | 0 | 0 | 0 | 0 | 0 | 0 | 0 | 0 | 0 | 0 | 0 | 0 | 0 | 0 | 0 | 0 | 0 | 0 | 0 | 0 | 0 | 0
Industrial_Industrial - ID_Existing_Process_Natural Gas_Other Process_E3_Baseline Forecast | Industrial | Industrial - ID | Existing | Process | Natural Gas | Other Process | E3 |  | Baseline Forecast | 0 | 0 | 0 | 0 | 0 | 0 | 0 | 0 | 0 | 0 | 0 | 0 | 0 | 0 | 0 | 0 | 0 | 0 | 0 | 0 | 0 | 0 | 0 | 0 | 0 | 0 | 0
Industrial_Industrial - ID_Existing_Process_Natural Gas_Other Process_E4_Baseline Forecast | Industrial | Industrial - ID | Existing | Process | Natural Gas | Other Process | E4 |  | Baseline Forecast | 0 | 0 | 0 | 0 | 0 | 0 | 0 | 0 | 0 | 0 | 0 | 0 | 0 | 0 | 0 | 0 | 0 | 0 | 0 | 0 | 0 | 0 | 0 | 0 | 0 | 0 | 0
Industrial_Industrial - ID_Existing_Process_Natural Gas_Other Process_E5_Baseline Forecast | Industrial | Industrial - ID | Existing | Process | Natural Gas | Other Process | E5 |  | Baseline Forecast | 0 | 0 | 0 | 0 | 0 | 0 | 0 | 0 | 0 | 0 | 0 | 0 | 0 | 0 | 0 | 0 | 0 | 0 | 0 | 0 | 0 | 0 | 0 | 0 | 0 | 0 | 0
Industrial_Industrial - ID_Existing_Process_Natural Gas_Other Process_E6_Baseline Forecast | Industrial | Industrial - ID | Existing | Process | Natural Gas | Other Process | E6 |  | Baseline Forecast | 0 | 0 | 0 | 0 | 0 | 0 | 0 | 0 | 0 | 0 | 0 | 0 | 0 | 0 | 0 | 0 | 0 | 0 | 0 | 0 | 0 | 0 | 0 | 0 | 0 | 0 | 0
Industrial_Industrial - ID_Existing_Process_Natural Gas_Other Process_E7_Baseline Forecast | Industrial | Industrial - ID | Existing | Process | Natural Gas | Other Process | E7 |  | Baseline Forecast | 0 | 0 | 0 | 0 | 0 | 0 | 0 | 0 | 0 | 0 | 0 | 0 | 0 | 0 | 0 | 0 | 0 | 0 | 0 | 0 | 0 | 0 | 0 | 0 | 0 | 0 | 0
Industrial_Industrial - ID_Existing_Process_Natural Gas_Other Process_E8_Baseline Forecast | Industrial | Industrial - ID | Existing | Process | Natural Gas | Other Process | E8 |  | Baseline Forecast | 0 | 0 | 0 | 0 | 0 | 0 | 0 | 0 | 0 | 0 | 0 | 0 | 0 | 0 | 0 | 0 | 0 | 0 | 0 | 0 | 0 | 0 | 0 | 0 | 0 | 0 | 0
Industrial_Industrial - ID_Existing_Process_Natural Gas_Other Process_E9_Baseline Forecast | Industrial | Industrial - ID | Existing | Process | Natural Gas | Other Process | E9 |  | Baseline Forecast | 0 | 0 | 0 | 0 | 0 | 0 | 0 | 0 | 0 | 0 | 0 | 0 | 0 | 0 | 0 | 0 | 0 | 0 | 0 | 0 | 0 | 0 | 0 | 0 | 0 | 0 | 0
Industrial_Industrial - ID_Existing_Process_Natural Gas_Other Process_E10_Baseline Forecast | Industrial | Industrial - ID | Existing | Process | Natural Gas | Other Process | E10 |  | Baseline Forecast | 0 | 0 | 0 | 0 | 0 | 0 | 0 | 0 | 0 | 0 | 0 | 0 | 0 | 0 | 0 | 0 | 0 | 0 | 0 | 0 | 0 | 0 | 0 | 0 | 0 | 0 | 0
Industrial_Industrial - ID_Existing_Process_Natural Gas_Other Process_Vintage_Baseline Forecast | Industrial | Industrial - ID | Existing | Process | Natural Gas | Other Process | Vintage | Vintage | Baseline Forecast | 1188.575 | 1067.961 | 932.4108 | 785.4298 | 661.6182 | 557.3237 | 469.4697 | 395.4646 | 333.1254 | 280.613 | 236.3784 | 199.1168 | 167.7289 | 141.2889 | 119.0168 | 100.2555 | 84.4517 | 71.1391 | 59.9251 | 50.4787 | 42.5215 | 35.8186 | 30.1723 | 25.4161 | 21.4096 | 18.0347 | 15.1918
Industrial_Industrial - ID_Existing_Miscellaneous_Natural Gas_Miscellaneous_E1_Baseline Forecast | Industrial | Industrial - ID | Existing | Miscellaneous | Natural Gas | Miscellaneous | E1 | Standard | Baseline Forecast | 0 | 100.1213 | 215.5321 | 342.721 | 447.0818 | 532.2607 | 601.3288 | 656.8718 | 701.0673 | 735.7488 | 762.4599 | 782.5002 | 796.9636 | 806.771 | 812.6973 | 815.3945 | 815.4113 | 813.209 | 809.1756 | 803.6375 | 796.8686 | 789.0992 | 780.5228 | 771.3015 | 761.5715 | 751.4467 | 741.0227
Industrial_Industrial - ID_Existing_Miscellaneous_Natural Gas_Miscellaneous_E2_Baseline Forecast | Industrial | Industrial - ID | Existing | Miscellaneous | Natural Gas | Miscellaneous | E2 | Infrared Burners | Baseline Forecast | 0 | 0 | 0 | 0 | 0 | 0 | 0 | 0 | 0 | 0 | 0 | 0 | 0 | 0 | 0 | 0 | 0 | 0 | 0 | 0 | 0 | 0 | 0 | 0 | 0 | 0 | 0
Industrial_Industrial - ID_Existing_Miscellaneous_Natural Gas_Miscellaneous_E3_Baseline Forecast | Industrial | Industrial - ID | Existing | Miscellaneous | Natural Gas | Miscellaneous | E3 |  | Baseline Forecast | 0 | 0 | 0 | 0 | 0 | 0 | 0 | 0 | 0 | 0 | 0 | 0 | 0 | 0 | 0 | 0 | 0 | 0 | 0 | 0 | 0 | 0 | 0 | 0 | 0 | 0 | 0
Industrial_Industrial - ID_Existing_Miscellaneous_Natural Gas_Miscellaneous_E4_Baseline Forecast | Industrial | Industrial - ID | Existing | Miscellaneous | Natural Gas | Miscellaneous | E4 |  | Baseline Forecast | 0 | 0 | 0 | 0 | 0 | 0 | 0 | 0 | 0 | 0 | 0 | 0 | 0 | 0 | 0 | 0 | 0 | 0 | 0 | 0 | 0 | 0 | 0 | 0 | 0 | 0 | 0
Industrial_Industrial - ID_Existing_Miscellaneous_Natural Gas_Miscellaneous_E5_Baseline Forecast | Industrial | Industrial - ID | Existing | Miscellaneous | Natural Gas | Miscellaneous | E5 |  | Baseline Forecast | 0 | 0 | 0 | 0 | 0 | 0 | 0 | 0 | 0 | 0 | 0 | 0 | 0 | 0 | 0 | 0 | 0 | 0 | 0 | 0 | 0 | 0 | 0 | 0 | 0 | 0 | 0
Industrial_Industrial - ID_Existing_Miscellaneous_Natural Gas_Miscellaneous_E6_Baseline Forecast | Industrial | Industrial - ID | Existing | Miscellaneous | Natural Gas | Miscellaneous | E6 |  | Baseline Forecast | 0 | 0 | 0 | 0 | 0 | 0 | 0 | 0 | 0 | 0 | 0 | 0 | 0 | 0 | 0 | 0 | 0 | 0 | 0 | 0 | 0 | 0 | 0 | 0 | 0 | 0 | 0
Industrial_Industrial - ID_Existing_Miscellaneous_Natural Gas_Miscellaneous_E7_Baseline Forecast | Industrial | Industrial - ID | Existing | Miscellaneous | Natural Gas | Miscellaneous | E7 |  | Baseline Forecast | 0 | 0 | 0 | 0 | 0 | 0 | 0 | 0 | 0 | 0 | 0 | 0 | 0 | 0 | 0 | 0 | 0 | 0 | 0 | 0 | 0 | 0 | 0 | 0 | 0 | 0 | 0
Industrial_Industrial - ID_Existing_Miscellaneous_Natural Gas_Miscellaneous_E8_Baseline Forecast | Industrial | Industrial - ID | Existing | Miscellaneous | Natural Gas | Miscellaneous | E8 |  | Baseline Forecast | 0 | 0 | 0 | 0 | 0 | 0 | 0 | 0 | 0 | 0 | 0 | 0 | 0 | 0 | 0 | 0 | 0 | 0 | 0 | 0 | 0 | 0 | 0 | 0 | 0 | 0 | 0
Industrial_Industrial - ID_Existing_Miscellaneous_Natural Gas_Miscellaneous_E9_Baseline Forecast | Industrial | Industrial - ID | Existing | Miscellaneous | Natural Gas | Miscellaneous | E9 |  | Baseline Forecast | 0 | 0 | 0 | 0 | 0 | 0 | 0 | 0 | 0 | 0 | 0 | 0 | 0 | 0 | 0 | 0 | 0 | 0 | 0 | 0 | 0 | 0 | 0 | 0 | 0 | 0 | 0
Industrial_Industrial - ID_Existing_Miscellaneous_Natural Gas_Miscellaneous_E10_Baseline Forecast | Industrial | Industrial - ID | Existing | Miscellaneous | Natural Gas | Miscellaneous | E10 |  | Baseline Forecast | 0 | 0 | 0 | 0 | 0 | 0 | 0 | 0 | 0 | 0 | 0 | 0 | 0 | 0 | 0 | 0 | 0 | 0 | 0 | 0 | 0 | 0 | 0 | 0 | 0 | 0 | 0
Industrial_Industrial - ID_Existing_Miscellaneous_Natural Gas_Miscellaneous_Vintage_Baseline Forecast | Industrial | Industrial - ID | Existing | Miscellaneous | Natural Gas | Miscellaneous | Vintage | Vintage | Baseline Forecast | 1188.575 | 1067.961 | 932.4108 | 785.4298 | 661.6182 | 557.3237 | 469.4697 | 395.4646 | 333.1254 | 280.613 | 236.3784 | 199.1168 | 167.7289 | 141.2889 | 119.0168 | 100.2555 | 84.4517 | 71.1391 | 59.9251 | 50.4787 | 42.5215 | 35.8186 | 30.1723 | 25.4161 | 21.4096 | 18.0347 | 15.1918
Industrial_Industrial - ID_New_Space Heating_Natural Gas_Furnace_E1_Baseline Forecast | Industrial | Industrial - ID | New | Space Heating | Natural Gas | Furnace | E1 | Standard | Baseline Forecast | 0 | 2.5768 | 5.628 | 8.3846 | 10.812 | 13.1309 | 15.3523 | 17.4895 | 19.5385 | 21.5013 | 23.3798 | 25.175 | 26.8888 | 28.5223 | 30.077 | 31.5543 | 32.9556 | 34.2819 | 35.5349 | 36.7155 | 37.8253 | 38.8652 | 39.8366 | 40.7406 | 41.5784 | 42.3511 | 44.2834
Industrial_Industrial - ID_New_Space Heating_Natural Gas_Furnace_E2_Baseline Forecast | Industrial | Industrial - ID | New | Space Heating | Natural Gas | Furnace | E2 | ENERGY STAR | Baseline Forecast | 0 | 0 | 0 | 0 | 0 | 0 | 0 | 0 | 0 | 0 | 0 | 0 | 0 | 0 | 0 | 0 | 0 | 0 | 0 | 0 | 0 | 0 | 0 | 0 | 0 | 0 | 0
Industrial_Industrial - ID_New_Space Heating_Natural Gas_Furnace_E3_Baseline Forecast | Industrial | Industrial - ID | New | Space Heating | Natural Gas | Furnace | E3 |  | Baseline Forecast | 0 | 0 | 0 | 0 | 0 | 0 | 0 | 0 | 0 | 0 | 0 | 0 | 0 | 0 | 0 | 0 | 0 | 0 | 0 | 0 | 0 | 0 | 0 | 0 | 0 | 0 | 0
Industrial_Industrial - ID_New_Space Heating_Natural Gas_Furnace_E4_Baseline Forecast | Industrial | Industrial - ID | New | Space Heating | Natural Gas | Furnace | E4 |  | Baseline Forecast | 0 | 0 | 0 | 0 | 0 | 0 | 0 | 0 | 0 | 0 | 0 | 0 | 0 | 0 | 0 | 0 | 0 | 0 | 0 | 0 | 0 | 0 | 0 | 0 | 0 | 0 | 0
Industrial_Industrial - ID_New_Space Heating_Natural Gas_Furnace_E5_Baseline Forecast | Industrial | Industrial - ID | New | Space Heating | Natural Gas | Furnace | E5 |  | Baseline Forecast | 0 | 0 | 0 | 0 | 0 | 0 | 0 | 0 | 0 | 0 | 0 | 0 | 0 | 0 | 0 | 0 | 0 | 0 | 0 | 0 | 0 | 0 | 0 | 0 | 0 | 0 | 0
Industrial_Industrial - ID_New_Space Heating_Natural Gas_Furnace_E6_Baseline Forecast | Industrial | Industrial - ID | New | Space Heating | Natural Gas | Furnace | E6 |  | Baseline Forecast | 0 | 0 | 0 | 0 | 0 | 0 | 0 | 0 | 0 | 0 | 0 | 0 | 0 | 0 | 0 | 0 | 0 | 0 | 0 | 0 | 0 | 0 | 0 | 0 | 0 | 0 | 0
Industrial_Industrial - ID_New_Space Heating_Natural Gas_Furnace_E7_Baseline Forecast | Industrial | Industrial - ID | New | Space Heating | Natural Gas | Furnace | E7 |  | Baseline Forecast | 0 | 0 | 0 | 0 | 0 | 0 | 0 | 0 | 0 | 0 | 0 | 0 | 0 | 0 | 0 | 0 | 0 | 0 | 0 | 0 | 0 | 0 | 0 | 0 | 0 | 0 | 0
Industrial_Industrial - ID_New_Space Heating_Natural Gas_Furnace_E8_Baseline Forecast | Industrial | Industrial - ID | New | Space Heating | Natural Gas | Furnace | E8 |  | Baseline Forecast | 0 | 0 | 0 | 0 | 0 | 0 | 0 | 0 | 0 | 0 | 0 | 0 | 0 | 0 | 0 | 0 | 0 | 0 | 0 | 0 | 0 | 0 | 0 | 0 | 0 | 0 | 0
Industrial_Industrial - ID_New_Space Heating_Natural Gas_Furnace_E9_Baseline Forecast | Industrial | Industrial - ID | New | Space Heating | Natural Gas | Furnace | E9 |  | Baseline Forecast | 0 | 0 | 0 | 0 | 0 | 0 | 0 | 0 | 0 | 0 | 0 | 0 | 0 | 0 | 0 | 0 | 0 | 0 | 0 | 0 | 0 | 0 | 0 | 0 | 0 | 0 | 0
Industrial_Industrial - ID_New_Space Heating_Natural Gas_Furnace_E10_Baseline Forecast | Industrial | Industrial - ID | New | Space Heating | Natural Gas | Furnace | E10 |  | Baseline Forecast | 0 | 0 | 0 | 0 | 0 | 0 | 0 | 0 | 0 | 0 | 0 | 0 | 0 | 0 | 0 | 0 | 0 | 0 | 0 | 0 | 0 | 0 | 0 | 0 | 0 | 0 | 0
Industrial_Industrial - ID_New_Space Heating_Natural Gas_Furnace_Vintage_Baseline Forecast | Industrial | Industrial - ID | New | Space Heating | Natural Gas | Furnace | Vintage | Vintage | Baseline Forecast | 0 | 0 | 0 | 0 | 0 | 0 | 0 | 0 | 0 | 0 | 0 | 0 | 0 | 0 | 0 | 0 | 0 | 0 | 0 | 0 | 0 | 0 | 0 | 0 | 0 | 0 | 0
Industrial_Industrial - ID_New_Space Heating_Natural Gas_Boiler_E1_Baseline Forecast | Industrial | Industrial - ID | New | Space Heating | Natural Gas | Boiler | E1 | Standard | Baseline Forecast | 0 | 5.5136 | 12.0421 | 17.9405 | 23.1343 | 28.0959 | 32.8491 | 37.422 | 41.8063 | 46.0061 | 50.0254 | 53.8666 | 57.5335 | 61.0288 | 64.3554 | 67.5163 | 70.5145 | 73.3525 | 76.0334 | 78.5597 | 80.9342 | 83.1592 | 85.2377 | 87.1721 | 88.9647 | 90.6181 | 94.7524
Industrial_Industrial - ID_New_Space Heating_Natural Gas_Boiler_E2_Baseline Forecast | Industrial | Industrial - ID | New | Space Heating | Natural Gas | Boiler | E2 | High Efficiency | Baseline Forecast | 0 | 0 | 0 | 0 | 0 | 0 | 0 | 0 | 0 | 0 | 0 | 0 | 0 | 0 | 0 | 0 | 0 | 0 | 0 | 0 | 0 | 0 | 0 | 0 | 0 | 0 | 0
Industrial_Industrial - ID_New_Space Heating_Natural Gas_Boiler_E3_Baseline Forecast | Industrial | Industrial - ID | New | Space Heating | Natural Gas | Boiler | E3 |  | Baseline Forecast | 0 | 0 | 0 | 0 | 0 | 0 | 0 | 0 | 0 | 0 | 0 | 0 | 0 | 0 | 0 | 0 | 0 | 0 | 0 | 0 | 0 | 0 | 0 | 0 | 0 | 0 | 0
Industrial_Industrial - ID_New_Space Heating_Natural Gas_Boiler_E4_Baseline Forecast | Industrial | Industrial - ID | New | Space Heating | Natural Gas | Boiler | E4 |  | Baseline Forecast | 0 | 0 | 0 | 0 | 0 | 0 | 0 | 0 | 0 | 0 | 0 | 0 | 0 | 0 | 0 | 0 | 0 | 0 | 0 | 0 | 0 | 0 | 0 | 0 | 0 | 0 | 0
Industrial_Industrial - ID_New_Space Heating_Natural Gas_Boiler_E5_Baseline Forecast | Industrial | Industrial - ID | New | Space Heating | Natural Gas | Boiler | E5 |  | Baseline Forecast | 0 | 0 | 0 | 0 | 0 | 0 | 0 | 0 | 0 | 0 | 0 | 0 | 0 | 0 | 0 | 0 | 0 | 0 | 0 | 0 | 0 | 0 | 0 | 0 | 0 | 0 | 0
Industrial_Industrial - ID_New_Space Heating_Natural Gas_Boiler_E6_Baseline Forecast | Industrial | Industrial - ID | New | Space Heating | Natural Gas | Boiler | E6 |  | Baseline Forecast | 0 | 0 | 0 | 0 | 0 | 0 | 0 | 0 | 0 | 0 | 0 | 0 | 0 | 0 | 0 | 0 | 0 | 0 | 0 | 0 | 0 | 0 | 0 | 0 | 0 | 0 | 0
Industrial_Industrial - ID_New_Space Heating_Natural Gas_Boiler_E7_Baseline Forecast | Industrial | Industrial - ID | New | Space Heating | Natural Gas | Boiler | E7 |  | Baseline Forecast | 0 | 0 | 0 | 0 | 0 | 0 | 0 | 0 | 0 | 0 | 0 | 0 | 0 | 0 | 0 | 0 | 0 | 0 | 0 | 0 | 0 | 0 | 0 | 0 | 0 | 0 | 0
Industrial_Industrial - ID_New_Space Heating_Natural Gas_Boiler_E8_Baseline Forecast | Industrial | Industrial - ID | New | Space Heating | Natural Gas | Boiler | E8 |  | Baseline Forecast | 0 | 0 | 0 | 0 | 0 | 0 | 0 | 0 | 0 | 0 | 0 | 0 | 0 | 0 | 0 | 0 | 0 | 0 | 0 | 0 | 0 | 0 | 0 | 0 | 0 | 0 | 0
Industrial_Industrial - ID_New_Space Heating_Natural Gas_Boiler_E9_Baseline Forecast | Industrial | Industrial - ID | New | Space Heating | Natural Gas | Boiler | E9 |  | Baseline Forecast | 0 | 0 | 0 | 0 | 0 | 0 | 0 | 0 | 0 | 0 | 0 | 0 | 0 | 0 | 0 | 0 | 0 | 0 | 0 | 0 | 0 | 0 | 0 | 0 | 0 | 0 | 0
Industrial_Industrial - ID_New_Space Heating_Natural Gas_Boiler_E10_Baseline Forecast | Industrial | Industrial - ID | New | Space Heating | Natural Gas | Boiler | E10 |  | Baseline Forecast | 0 | 0 | 0 | 0 | 0 | 0 | 0 | 0 | 0 | 0 | 0 | 0 | 0 | 0 | 0 | 0 | 0 | 0 | 0 | 0 | 0 | 0 | 0 | 0 | 0 | 0 | 0
Industrial_Industrial - ID_New_Space Heating_Natural Gas_Boiler_Vintage_Baseline Forecast | Industrial | Industrial - ID | New | Space Heating | Natural Gas | Boiler | Vintage | Vintage | Baseline Forecast | 0 | 0 | 0 | 0 | 0 | 0 | 0 | 0 | 0 | 0 | 0 | 0 | 0 | 0 | 0 | 0 | 0 | 0 | 0 | 0 | 0 | 0 | 0 | 0 | 0 | 0 | 0
Industrial_Industrial - ID_New_Space Heating_Natural Gas_Unit Heater_E1_Baseline Forecast | Industrial | Industrial - ID | New | Space Heating | Natural Gas | Unit Heater | E1 | Standard | Baseline Forecast | 0 | 1.2884 | 2.814 | 4.1923 | 5.406 | 6.5654 | 7.6762 | 8.7448 | 9.7693 | 10.7507 | 11.6899 | 12.5875 | 13.4444 | 14.2612 | 15.0385 | 15.7772 | 16.4778 | 17.141 | 17.7674 | 18.3578 | 18.9126 | 19.4326 | 19.9183 | 20.3703 | 20.7892 | 21.1756 | 22.1417
Industrial_Industrial - ID_New_Space Heating_Natural Gas_Unit Heater_E2_Baseline Forecast | Industrial | Industrial - ID | New | Space Heating | Natural Gas | Unit Heater | E2 | ENERGY STAR | Baseline Forecast | 0 | 0 | 0 | 0 | 0 | 0 | 0 | 0 | 0 | 0 | 0 | 0 | 0 | 0 | 0 | 0 | 0 | 0 | 0 | 0 | 0 | 0 | 0 | 0 | 0 | 0 | 0
Industrial_Industrial - ID_New_Space Heating_Natural Gas_Unit Heater_E3_Baseline Forecast | Industrial | Industrial - ID | New | Space Heating | Natural Gas | Unit Heater | E3 |  | Baseline Forecast | 0 | 0 | 0 | 0 | 0 | 0 | 0 | 0 | 0 | 0 | 0 | 0 | 0 | 0 | 0 | 0 | 0 | 0 | 0 | 0 | 0 | 0 | 0 | 0 | 0 | 0 | 0
Industrial_Industrial - ID_New_Space Heating_Natural Gas_Unit Heater_E4_Baseline Forecast | Industrial | Industrial - ID | New | Space Heating | Natural Gas | Unit Heater | E4 |  | Baseline Forecast | 0 | 0 | 0 | 0 | 0 | 0 | 0 | 0 | 0 | 0 | 0 | 0 | 0 | 0 | 0 | 0 | 0 | 0 | 0 | 0 | 0 | 0 | 0 | 0 | 0 | 0 | 0
Industrial_Industrial - ID_New_Space Heating_Natural Gas_Unit Heater_E5_Baseline Forecast | Industrial | Industrial - ID | New | Space Heating | Natural Gas | Unit Heater | E5 |  | Baseline Forecast | 0 | 0 | 0 | 0 | 0 | 0 | 0 | 0 | 0 | 0 | 0 | 0 | 0 | 0 | 0 | 0 | 0 | 0 | 0 | 0 | 0 | 0 | 0 | 0 | 0 | 0 | 0
Industrial_Industrial - ID_New_Space Heating_Natural Gas_Unit Heater_E6_Baseline Forecast | Industrial | Industrial - ID | New | Space Heating | Natural Gas | Unit Heater | E6 |  | Baseline Forecast | 0 | 0 | 0 | 0 | 0 | 0 | 0 | 0 | 0 | 0 | 0 | 0 | 0 | 0 | 0 | 0 | 0 | 0 | 0 | 0 | 0 | 0 | 0 | 0 | 0 | 0 | 0
Industrial_Industrial - ID_New_Space Heating_Natural Gas_Unit Heater_E7_Baseline Forecast | Industrial | Industrial - ID | New | Space Heating | Natural Gas | Unit Heater | E7 |  | Baseline Forecast | 0 | 0 | 0 | 0 | 0 | 0 | 0 | 0 | 0 | 0 | 0 | 0 | 0 | 0 | 0 | 0 | 0 | 0 | 0 | 0 | 0 | 0 | 0 | 0 | 0 | 0 | 0
Industrial_Industrial - ID_New_Space Heating_Natural Gas_Unit Heater_E8_Baseline Forecast | Industrial | Industrial - ID | New | Space Heating | Natural Gas | Unit Heater | E8 |  | Baseline Forecast | 0 | 0 | 0 | 0 | 0 | 0 | 0 | 0 | 0 | 0 | 0 | 0 | 0 | 0 | 0 | 0 | 0 | 0 | 0 | 0 | 0 | 0 | 0 | 0 | 0 | 0 | 0
Industrial_Industrial - ID_New_Space Heating_Natural Gas_Unit Heater_E9_Baseline Forecast | Industrial | Industrial - ID | New | Space Heating | Natural Gas | Unit Heater | E9 |  | Baseline Forecast | 0 | 0 | 0 | 0 | 0 | 0 | 0 | 0 | 0 | 0 | 0 | 0 | 0 | 0 | 0 | 0 | 0 | 0 | 0 | 0 | 0 | 0 | 0 | 0 | 0 | 0 | 0
Industrial_Industrial - ID_New_Space Heating_Natural Gas_Unit Heater_E10_Baseline Forecast | Industrial | Industrial - ID | New | Space Heating | Natural Gas | Unit Heater | E10 |  | Baseline Forecast | 0 | 0 | 0 | 0 | 0 | 0 | 0 | 0 | 0 | 0 | 0 | 0 | 0 | 0 | 0 | 0 | 0 | 0 | 0 | 0 | 0 | 0 | 0 | 0 | 0 | 0 | 0
Industrial_Industrial - ID_New_Space Heating_Natural Gas_Unit Heater_Vintage_Baseline Forecast | Industrial | Industrial - ID | New | Space Heating | Natural Gas | Unit Heater | Vintage | Vintage | Baseline Forecast | 0 | 0 | 0 | 0 | 0 | 0 | 0 | 0 | 0 | 0 | 0 | 0 | 0 | 0 | 0 | 0 | 0 | 0 | 0 | 0 | 0 | 0 | 0 | 0 | 0 | 0 | 0
Industrial_Industrial - ID_New_Process_Natural Gas_Process Boiler_E1_Baseline Forecast | Industrial | Industrial - ID | New | Process | Natural Gas | Process Boiler | E1 | Standard | Baseline Forecast | 0 | 9.3789 | 20.484 | 30.5175 | 39.3523 | 47.7922 | 55.8776 | 63.6563 | 71.114 | 78.258 | 85.0952 | 91.6291 | 97.8667 | 103.8122 | 109.471 | 114.8479 | 119.9478 | 124.7755 | 129.3357 | 133.633 | 137.6721 | 141.457 | 144.9926 | 148.2831 | 151.3322 | 154.1448 | 161.1775
Industrial_Industrial - ID_New_Process_Natural Gas_Process Boiler_E2_Baseline Forecast | Industrial | Industrial - ID | New | Process | Natural Gas | Process Boiler | E2 | ENERGY STAR | Baseline Forecast | 0 | 0 | 0 | 0 | 0 | 0 | 0 | 0 | 0 | 0 | 0 | 0 | 0 | 0 | 0 | 0 | 0 | 0 | 0 | 0 | 0 | 0 | 0 | 0 | 0 | 0 | 0
Industrial_Industrial - ID_New_Process_Natural Gas_Process Boiler_E3_Baseline Forecast | Industrial | Industrial - ID | New | Process | Natural Gas | Process Boiler | E3 |  | Baseline Forecast | 0 | 0 | 0 | 0 | 0 | 0 | 0 | 0 | 0 | 0 | 0 | 0 | 0 | 0 | 0 | 0 | 0 | 0 | 0 | 0 | 0 | 0 | 0 | 0 | 0 | 0 | 0
Industrial_Industrial - ID_New_Process_Natural Gas_Process Boiler_E4_Baseline Forecast | Industrial | Industrial - ID | New | Process | Natural Gas | Process Boiler | E4 |  | Baseline Forecast | 0 | 0 | 0 | 0 | 0 | 0 | 0 | 0 | 0 | 0 | 0 | 0 | 0 | 0 | 0 | 0 | 0 | 0 | 0 | 0 | 0 | 0 | 0 | 0 | 0 | 0 | 0
Industrial_Industrial - ID_New_Process_Natural Gas_Process Boiler_E5_Baseline Forecast | Industrial | Industrial - ID | New | Process | Natural Gas | Process Boiler | E5 |  | Baseline Forecast | 0 | 0 | 0 | 0 | 0 | 0 | 0 | 0 | 0 | 0 | 0 | 0 | 0 | 0 | 0 | 0 | 0 | 0 | 0 | 0 | 0 | 0 | 0 | 0 | 0 | 0 | 0
Industrial_Industrial - ID_New_Process_Natural Gas_Process Boiler_E6_Baseline Forecast | Industrial | Industrial - ID | New | Process | Natural Gas | Process Boiler | E6 |  | Baseline Forecast | 0 | 0 | 0 | 0 | 0 | 0 | 0 | 0 | 0 | 0 | 0 | 0 | 0 | 0 | 0 | 0 | 0 | 0 | 0 | 0 | 0 | 0 | 0 | 0 | 0 | 0 | 0
Industrial_Industrial - ID_New_Process_Natural Gas_Process Boiler_E7_Baseline Forecast | Industrial | Industrial - ID | New | Process | Natural Gas | Process Boiler | E7 |  | Baseline Forecast | 0 | 0 | 0 | 0 | 0 | 0 | 0 | 0 | 0 | 0 | 0 | 0 | 0 | 0 | 0 | 0 | 0 | 0 | 0 | 0 | 0 | 0 | 0 | 0 | 0 | 0 | 0
Industrial_Industrial - ID_New_Process_Natural Gas_Process Boiler_E8_Baseline Forecast | Industrial | Industrial - ID | New | Process | Natural Gas | Process Boiler | E8 |  | Baseline Forecast | 0 | 0 | 0 | 0 | 0 | 0 | 0 | 0 | 0 | 0 | 0 | 0 | 0 | 0 | 0 | 0 | 0 | 0 | 0 | 0 | 0 | 0 | 0 | 0 | 0 | 0 | 0
Industrial_Industrial - ID_New_Process_Natural Gas_Process Boiler_E9_Baseline Forecast | Industrial | Industrial - ID | New | Process | Natural Gas | Process Boiler | E9 |  | Baseline Forecast | 0 | 0 | 0 | 0 | 0 | 0 | 0 | 0 | 0 | 0 | 0 | 0 | 0 | 0 | 0 | 0 | 0 | 0 | 0 | 0 | 0 | 0 | 0 | 0 | 0 | 0 | 0
Industrial_Industrial - ID_New_Process_Natural Gas_Process Boiler_E10_Baseline Forecast | Industrial | Industrial - ID | New | Process | Natural Gas | Process Boiler | E10 |  | Baseline Forecast | 0 | 0 | 0 | 0 | 0 | 0 | 0 | 0 | 0 | 0 | 0 | 0 | 0 | 0 | 0 | 0 | 0 | 0 | 0 | 0 | 0 | 0 | 0 | 0 | 0 | 0 | 0
Industrial_Industrial - ID_New_Process_Natural Gas_Process Boiler_Vintage_Baseline Forecast | Industrial | Industrial - ID | New | Process | Natural Gas | Process Boiler | Vintage | Vintage | Baseline Forecast | 0 | 0 | 0 | 0 | 0 | 0 | 0 | 0 | 0 | 0 | 0 | 0 | 0 | 0 | 0 | 0 | 0 | 0 | 0 | 0 | 0 | 0 | 0 | 0 | 0 | 0 | 0
Industrial_Industrial - ID_New_Process_Natural Gas_Process Heating_E1_Baseline Forecast | Industrial | Industrial - ID | New | Process | Natural Gas | Process Heating | E1 | Standard (EF .82) | Baseline Forecast | 0 | 9.3789 | 20.484 | 30.5175 | 39.3523 | 47.7922 | 55.8776 | 63.6563 | 71.114 | 78.258 | 85.0952 | 91.6291 | 97.8667 | 103.8122 | 109.471 | 114.8479 | 119.9478 | 124.7755 | 129.3357 | 133.633 | 137.6721 | 141.457 | 144.9926 | 148.2831 | 151.3322 | 154.1448 | 161.1775
Industrial_Industrial - ID_New_Process_Natural Gas_Process Heating_E2_Baseline Forecast | Industrial | Industrial - ID | New | Process | Natural Gas | Process Heating | E2 | Condensing (EF .90) | Baseline Forecast | 0 | 0 | 0 | 0 | 0 | 0 | 0 | 0 | 0 | 0 | 0 | 0 | 0 | 0 | 0 | 0 | 0 | 0 | 0 | 0 | 0 | 0 | 0 | 0 | 0 | 0 | 0
Industrial_Industrial - ID_New_Process_Natural Gas_Process Heating_E3_Baseline Forecast | Industrial | Industrial - ID | New | Process | Natural Gas | Process Heating | E3 |  | Baseline Forecast | 0 | 0 | 0 | 0 | 0 | 0 | 0 | 0 | 0 | 0 | 0 | 0 | 0 | 0 | 0 | 0 | 0 | 0 | 0 | 0 | 0 | 0 | 0 | 0 | 0 | 0 | 0
Industrial_Industrial - ID_New_Process_Natural Gas_Process Heating_E4_Baseline Forecast | Industrial | Industrial - ID | New | Process | Natural Gas | Process Heating | E4 |  | Baseline Forecast | 0 | 0 | 0 | 0 | 0 | 0 | 0 | 0 | 0 | 0 | 0 | 0 | 0 | 0 | 0 | 0 | 0 | 0 | 0 | 0 | 0 | 0 | 0 | 0 | 0 | 0 | 0
Industrial_Industrial - ID_New_Process_Natural Gas_Process Heating_E5_Baseline Forecast | Industrial | Industrial - ID | New | Process | Natural Gas | Process Heating | E5 |  | Baseline Forecast | 0 | 0 | 0 | 0 | 0 | 0 | 0 | 0 | 0 | 0 | 0 | 0 | 0 | 0 | 0 | 0 | 0 | 0 | 0 | 0 | 0 | 0 | 0 | 0 | 0 | 0 | 0
Industrial_Industrial - ID_New_Process_Natural Gas_Process Heating_E6_Baseline Forecast | Industrial | Industrial - ID | New | Process | Natural Gas | Process Heating | E6 |  | Baseline Forecast | 0 | 0 | 0 | 0 | 0 | 0 | 0 | 0 | 0 | 0 | 0 | 0 | 0 | 0 | 0 | 0 | 0 | 0 | 0 | 0 | 0 | 0 | 0 | 0 | 0 | 0 | 0
Industrial_Industrial - ID_New_Process_Natural Gas_Process Heating_E7_Baseline Forecast | Industrial | Industrial - ID | New | Process | Natural Gas | Process Heating | E7 |  | Baseline Forecast | 0 | 0 | 0 | 0 | 0 | 0 | 0 | 0 | 0 | 0 | 0 | 0 | 0 | 0 | 0 | 0 | 0 | 0 | 0 | 0 | 0 | 0 | 0 | 0 | 0 | 0 | 0
Industrial_Industrial - ID_New_Process_Natural Gas_Process Heating_E8_Baseline Forecast | Industrial | Industrial - ID | New | Process | Natural Gas | Process Heating | E8 |  | Baseline Forecast | 0 | 0 | 0 | 0 | 0 | 0 | 0 | 0 | 0 | 0 | 0 | 0 | 0 | 0 | 0 | 0 | 0 | 0 | 0 | 0 | 0 | 0 | 0 | 0 | 0 | 0 | 0
Industrial_Industrial - ID_New_Process_Natural Gas_Process Heating_E9_Baseline Forecast | Industrial | Industrial - ID | New | Process | Natural Gas | Process Heating | E9 |  | Baseline Forecast | 0 | 0 | 0 | 0 | 0 | 0 | 0 | 0 | 0 | 0 | 0 | 0 | 0 | 0 | 0 | 0 | 0 | 0 | 0 | 0 | 0 | 0 | 0 | 0 | 0 | 0 | 0
Industrial_Industrial - ID_New_Process_Natural Gas_Process Heating_E10_Baseline Forecast | Industrial | Industrial - ID | New | Process | Natural Gas | Process Heating | E10 |  | Baseline Forecast | 0 | 0 | 0 | 0 | 0 | 0 | 0 | 0 | 0 | 0 | 0 | 0 | 0 | 0 | 0 | 0 | 0 | 0 | 0 | 0 | 0 | 0 | 0 | 0 | 0 | 0 | 0
Industrial_Industrial - ID_New_Process_Natural Gas_Process Heating_Vintage_Baseline Forecast | Industrial | Industrial - ID | New | Process | Natural Gas | Process Heating | Vintage | Vintage | Baseline Forecast | 0 | 0 | 0 | 0 | 0 | 0 | 0 | 0 | 0 | 0 | 0 | 0 | 0 | 0 | 0 | 0 | 0 | 0 | 0 | 0 | 0 | 0 | 0 | 0 | 0 | 0 | 0
Industrial_Industrial - ID_New_Process_Natural Gas_Process Cooling_E1_Baseline Forecast | Industrial | Industrial - ID | New | Process | Natural Gas | Process Cooling | E1 | Standard | Baseline Forecast | 0 | 9.3789 | 20.484 | 30.5175 | 39.3523 | 47.7922 | 55.8776 | 63.6563 | 71.114 | 78.258 | 85.0952 | 91.6291 | 97.8667 | 103.8122 | 109.471 | 114.8479 | 119.9478 | 124.7755 | 129.3357 | 133.633 | 137.6721 | 141.457 | 144.9926 | 148.2831 | 151.3322 | 154.1448 | 161.1775
Industrial_Industrial - ID_New_Process_Natural Gas_Process Cooling_E2_Baseline Forecast | Industrial | Industrial - ID | New | Process | Natural Gas | Process Cooling | E2 |  | Baseline Forecast | 0 | 0 | 0 | 0 | 0 | 0 | 0 | 0 | 0 | 0 | 0 | 0 | 0 | 0 | 0 | 0 | 0 | 0 | 0 | 0 | 0 | 0 | 0 | 0 | 0 | 0 | 0
Industrial_Industrial - ID_New_Process_Natural Gas_Process Cooling_E3_Baseline Forecast | Industrial | Industrial - ID | New | Process | Natural Gas | Process Cooling | E3 |  | Baseline Forecast | 0 | 0 | 0 | 0 | 0 | 0 | 0 | 0 | 0 | 0 | 0 | 0 | 0 | 0 | 0 | 0 | 0 | 0 | 0 | 0 | 0 | 0 | 0 | 0 | 0 | 0 | 0
Industrial_Industrial - ID_New_Process_Natural Gas_Process Cooling_E4_Baseline Forecast | Industrial | Industrial - ID | New | Process | Natural Gas | Process Cooling | E4 |  | Baseline Forecast | 0 | 0 | 0 | 0 | 0 | 0 | 0 | 0 | 0 | 0 | 0 | 0 | 0 | 0 | 0 | 0 | 0 | 0 | 0 | 0 | 0 | 0 | 0 | 0 | 0 | 0 | 0
Industrial_Industrial - ID_New_Process_Natural Gas_Process Cooling_E5_Baseline Forecast | Industrial | Industrial - ID | New | Process | Natural Gas | Process Cooling | E5 |  | Baseline Forecast | 0 | 0 | 0 | 0 | 0 | 0 | 0 | 0 | 0 | 0 | 0 | 0 | 0 | 0 | 0 | 0 | 0 | 0 | 0 | 0 | 0 | 0 | 0 | 0 | 0 | 0 | 0
Industrial_Industrial - ID_New_Process_Natural Gas_Process Cooling_E6_Baseline Forecast | Industrial | Industrial - ID | New | Process | Natural Gas | Process Cooling | E6 |  | Baseline Forecast | 0 | 0 | 0 | 0 | 0 | 0 | 0 | 0 | 0 | 0 | 0 | 0 | 0 | 0 | 0 | 0 | 0 | 0 | 0 | 0 | 0 | 0 | 0 | 0 | 0 | 0 | 0
Industrial_Industrial - ID_New_Process_Natural Gas_Process Cooling_E7_Baseline Forecast | Industrial | Industrial - ID | New | Process | Natural Gas | Process Cooling | E7 |  | Baseline Forecast | 0 | 0 | 0 | 0 | 0 | 0 | 0 | 0 | 0 | 0 | 0 | 0 | 0 | 0 | 0 | 0 | 0 | 0 | 0 | 0 | 0 | 0 | 0 | 0 | 0 | 0 | 0
Industrial_Industrial - ID_New_Process_Natural Gas_Process Cooling_E8_Baseline Forecast | Industrial | Industrial - ID | New | Process | Natural Gas | Process Cooling | E8 |  | Baseline Forecast | 0 | 0 | 0 | 0 | 0 | 0 | 0 | 0 | 0 | 0 | 0 | 0 | 0 | 0 | 0 | 0 | 0 | 0 | 0 | 0 | 0 | 0 | 0 | 0 | 0 | 0 | 0
Industrial_Industrial - ID_New_Process_Natural Gas_Process Cooling_E9_Baseline Forecast | Industrial | Industrial - ID | New | Process | Natural Gas | Process Cooling | E9 |  | Baseline Forecast | 0 | 0 | 0 | 0 | 0 | 0 | 0 | 0 | 0 | 0 | 0 | 0 | 0 | 0 | 0 | 0 | 0 | 0 | 0 | 0 | 0 | 0 | 0 | 0 | 0 | 0 | 0
Industrial_Industrial - ID_New_Process_Natural Gas_Process Cooling_E10_Baseline Forecast | Industrial | Industrial - ID | New | Process | Natural Gas | Process Cooling | E10 |  | Baseline Forecast | 0 | 0 | 0 | 0 | 0 | 0 | 0 | 0 | 0 | 0 | 0 | 0 | 0 | 0 | 0 | 0 | 0 | 0 | 0 | 0 | 0 | 0 | 0 | 0 | 0 | 0 | 0
Industrial_Industrial - ID_New_Process_Natural Gas_Process Cooling_Vintage_Baseline Forecast | Industrial | Industrial - ID | New | Process | Natural Gas | Process Cooling | Vintage | Vintage | Baseline Forecast | 0 | 0 | 0 | 0 | 0 | 0 | 0 | 0 | 0 | 0 | 0 | 0 | 0 | 0 | 0 | 0 | 0 | 0 | 0 | 0 | 0 | 0 | 0 | 0 | 0 | 0 | 0
Industrial_Industrial - ID_New_Process_Natural Gas_Other Process_E1_Baseline Forecast | Industrial | Industrial - ID | New | Process | Natural Gas | Other Process | E1 | AFUE 80% (Standard) | Baseline Forecast | 0 | 9.3789 | 20.484 | 30.5175 | 39.3523 | 47.7922 | 55.8776 | 63.6563 | 71.114 | 78.258 | 85.0952 | 91.6291 | 97.8667 | 103.8122 | 109.471 | 114.8479 | 119.9478 | 124.7755 | 129.3357 | 133.633 | 137.6721 | 141.457 | 144.9926 | 148.2831 | 151.3322 | 154.1448 | 161.1775
Industrial_Industrial - ID_New_Process_Natural Gas_Other Process_E2_Baseline Forecast | Industrial | Industrial - ID | New | Process | Natural Gas | Other Process | E2 | AFUE 90% | Baseline Forecast | 0 | 0 | 0 | 0 | 0 | 0 | 0 | 0 | 0 | 0 | 0 | 0 | 0 | 0 | 0 | 0 | 0 | 0 | 0 | 0 | 0 | 0 | 0 | 0 | 0 | 0 | 0
Industrial_Industrial - ID_New_Process_Natural Gas_Other Process_E3_Baseline Forecast | Industrial | Industrial - ID | New | Process | Natural Gas | Other Process | E3 | AFUE 96% | Baseline Forecast | 0 | 0 | 0 | 0 | 0 | 0 | 0 | 0 | 0 | 0 | 0 | 0 | 0 | 0 | 0 | 0 | 0 | 0 | 0 | 0 | 0 | 0 | 0 | 0 | 0 | 0 | 0
Industrial_Industrial - ID_New_Process_Natural Gas_Other Process_E4_Baseline Forecast | Industrial | Industrial - ID | New | Process | Natural Gas | Other Process | E4 |  | Baseline Forecast | 0 | 0 | 0 | 0 | 0 | 0 | 0 | 0 | 0 | 0 | 0 | 0 | 0 | 0 | 0 | 0 | 0 | 0 | 0 | 0 | 0 | 0 | 0 | 0 | 0 | 0 | 0
Industrial_Industrial - ID_New_Process_Natural Gas_Other Process_E5_Baseline Forecast | Industrial | Industrial - ID | New | Process | Natural Gas | Other Process | E5 |  | Baseline Forecast | 0 | 0 | 0 | 0 | 0 | 0 | 0 | 0 | 0 | 0 | 0 | 0 | 0 | 0 | 0 | 0 | 0 | 0 | 0 | 0 | 0 | 0 | 0 | 0 | 0 | 0 | 0
Industrial_Industrial - ID_New_Process_Natural Gas_Other Process_E6_Baseline Forecast | Industrial | Industrial - ID | New | Process | Natural Gas | Other Process | E6 |  | Baseline Forecast | 0 | 0 | 0 | 0 | 0 | 0 | 0 | 0 | 0 | 0 | 0 | 0 | 0 | 0 | 0 | 0 | 0 | 0 | 0 | 0 | 0 | 0 | 0 | 0 | 0 | 0 | 0
Industrial_Industrial - ID_New_Process_Natural Gas_Other Process_E7_Baseline Forecast | Industrial | Industrial - ID | New | Process | Natural Gas | Other Process | E7 |  | Baseline Forecast | 0 | 0 | 0 | 0 | 0 | 0 | 0 | 0 | 0 | 0 | 0 | 0 | 0 | 0 | 0 | 0 | 0 | 0 | 0 | 0 | 0 | 0 | 0 | 0 | 0 | 0 | 0
Industrial_Industrial - ID_New_Process_Natural Gas_Other Process_E8_Baseline Forecast | Industrial | Industrial - ID | New | Process | Natural Gas | Other Process | E8 |  | Baseline Forecast | 0 | 0 | 0 | 0 | 0 | 0 | 0 | 0 | 0 | 0 | 0 | 0 | 0 | 0 | 0 | 0 | 0 | 0 | 0 | 0 | 0 | 0 | 0 | 0 | 0 | 0 | 0
Industrial_Industrial - ID_New_Process_Natural Gas_Other Process_E9_Baseline Forecast | Industrial | Industrial - ID | New | Process | Natural Gas | Other Process | E9 |  | Baseline Forecast | 0 | 0 | 0 | 0 | 0 | 0 | 0 | 0 | 0 | 0 | 0 | 0 | 0 | 0 | 0 | 0 | 0 | 0 | 0 | 0 | 0 | 0 | 0 | 0 | 0 | 0 | 0
Industrial_Industrial - ID_New_Process_Natural Gas_Other Process_E10_Baseline Forecast | Industrial | Industrial - ID | New | Process | Natural Gas | Other Process | E10 |  | Baseline Forecast | 0 | 0 | 0 | 0 | 0 | 0 | 0 | 0 | 0 | 0 | 0 | 0 | 0 | 0 | 0 | 0 | 0 | 0 | 0 | 0 | 0 | 0 | 0 | 0 | 0 | 0 | 0
Industrial_Industrial - ID_New_Process_Natural Gas_Other Process_Vintage_Baseline Forecast | Industrial | Industrial - ID | New | Process | Natural Gas | Other Process | Vintage | Vintage | Baseline Forecast | 0 | 0 | 0 | 0 | 0 | 0 | 0 | 0 | 0 | 0 | 0 | 0 | 0 | 0 | 0 | 0 | 0 | 0 | 0 | 0 | 0 | 0 | 0 | 0 | 0 | 0 | 0
Industrial_Industrial - ID_New_Miscellaneous_Natural Gas_Miscellaneous_E1_Baseline Forecast | Industrial | Industrial - ID | New | Miscellaneous | Natural Gas | Miscellaneous | E1 | AFUE 80% (Standard) | Baseline Forecast | 0 | 9.3789 | 20.484 | 30.5175 | 39.3523 | 47.7922 | 55.8776 | 63.6563 | 71.114 | 78.258 | 85.0952 | 91.6291 | 97.8667 | 103.8122 | 109.471 | 114.8479 | 119.9478 | 124.7755 | 129.3357 | 133.633 | 137.6721 | 141.457 | 144.9926 | 148.2831 | 151.3322 | 154.1448 | 161.1775
Industrial_Industrial - ID_New_Miscellaneous_Natural Gas_Miscellaneous_E2_Baseline Forecast | Industrial | Industrial - ID | New | Miscellaneous | Natural Gas | Miscellaneous | E2 | AFUE 85% | Baseline Forecast | 0 | 0 | 0 | 0 | 0 | 0 | 0 | 0 | 0 | 0 | 0 | 0 | 0 | 0 | 0 | 0 | 0 | 0 | 0 | 0 | 0 | 0 | 0 | 0 | 0 | 0 | 0
Industrial_Industrial - ID_New_Miscellaneous_Natural Gas_Miscellaneous_E3_Baseline Forecast | Industrial | Industrial - ID | New | Miscellaneous | Natural Gas | Miscellaneous | E3 | AFUE 97% | Baseline Forecast | 0 | 0 | 0 | 0 | 0 | 0 | 0 | 0 | 0 | 0 | 0 | 0 | 0 | 0 | 0 | 0 | 0 | 0 | 0 | 0 | 0 | 0 | 0 | 0 | 0 | 0 | 0
Industrial_Industrial - ID_New_Miscellaneous_Natural Gas_Miscellaneous_E4_Baseline Forecast | Industrial | Industrial - ID | New | Miscellaneous | Natural Gas | Miscellaneous | E4 | Convert to NG Air Source Heat Pump | Baseline Forecast | 0 | 0 | 0 | 0 | 0 | 0 | 0 | 0 | 0 | 0 | 0 | 0 | 0 | 0 | 0 | 0 | 0 | 0 | 0 | 0 | 0 | 0 | 0 | 0 | 0 | 0 | 0
Industrial_Industrial - ID_New_Miscellaneous_Natural Gas_Miscellaneous_E5_Baseline Forecast | Industrial | Industrial - ID | New | Miscellaneous | Natural Gas | Miscellaneous | E5 |  | Baseline Forecast | 0 | 0 | 0 | 0 | 0 | 0 | 0 | 0 | 0 | 0 | 0 | 0 | 0 | 0 | 0 | 0 | 0 | 0 | 0 | 0 | 0 | 0 | 0 | 0 | 0 | 0 | 0
Industrial_Industrial - ID_New_Miscellaneous_Natural Gas_Miscellaneous_E6_Baseline Forecast | Industrial | Industrial - ID | New | Miscellaneous | Natural Gas | Miscellaneous | E6 |  | Baseline Forecast | 0 | 0 | 0 | 0 | 0 | 0 | 0 | 0 | 0 | 0 | 0 | 0 | 0 | 0 | 0 | 0 | 0 | 0 | 0 | 0 | 0 | 0 | 0 | 0 | 0 | 0 | 0
Industrial_Industrial - ID_New_Miscellaneous_Natural Gas_Miscellaneous_E7_Baseline Forecast | Industrial | Industrial - ID | New | Miscellaneous | Natural Gas | Miscellaneous | E7 |  | Baseline Forecast | 0 | 0 | 0 | 0 | 0 | 0 | 0 | 0 | 0 | 0 | 0 | 0 | 0 | 0 | 0 | 0 | 0 | 0 | 0 | 0 | 0 | 0 | 0 | 0 | 0 | 0 | 0
Industrial_Industrial - ID_New_Miscellaneous_Natural Gas_Miscellaneous_E8_Baseline Forecast | Industrial | Industrial - ID | New | Miscellaneous | Natural Gas | Miscellaneous | E8 |  | Baseline Forecast | 0 | 0 | 0 | 0 | 0 | 0 | 0 | 0 | 0 | 0 | 0 | 0 | 0 | 0 | 0 | 0 | 0 | 0 | 0 | 0 | 0 | 0 | 0 | 0 | 0 | 0 | 0
Industrial_Industrial - ID_New_Miscellaneous_Natural Gas_Miscellaneous_E9_Baseline Forecast | Industrial | Industrial - ID | New | Miscellaneous | Natural Gas | Miscellaneous | E9 |  | Baseline Forecast | 0 | 0 | 0 | 0 | 0 | 0 | 0 | 0 | 0 | 0 | 0 | 0 | 0 | 0 | 0 | 0 | 0 | 0 | 0 | 0 | 0 | 0 | 0 | 0 | 0 | 0 | 0
Industrial_Industrial - ID_New_Miscellaneous_Natural Gas_Miscellaneous_E10_Baseline Forecast | Industrial | Industrial - ID | New | Miscellaneous | Natural Gas | Miscellaneous | E10 |  | Baseline Forecast | 0 | 0 | 0 | 0 | 0 | 0 | 0 | 0 | 0 | 0 | 0 | 0 | 0 | 0 | 0 | 0 | 0 | 0 | 0 | 0 | 0 | 0 | 0 | 0 | 0 | 0 | 0
Industrial_Industrial - ID_New_Miscellaneous_Natural Gas_Miscellaneous_Vintage_Baseline Forecast | Industrial | Industrial - ID | New | Miscellaneous | Natural Gas | Miscellaneous | Vintage | Vintage | Baseline Forecast | 0 | 0 | 0 | 0 | 0 | 0 | 0 | 0 | 0 | 0 | 0 | 0 | 0 | 0 | 0 | 0 | 0 | 0 | 0 | 0 | 0 | 0 | 0 | 0 | 0 | 0 | 0

## Equipment Savings
Key | Field | Sector | Segment | Vintage | End Use | Fuel | Technology | Case | Label | 2019 | 2020 | 2021 | 2022 | 2023 | 2024 | 2025 | 2026 | 2027 | 2028 | 2029 | 2030 | 2031 | 2032 | 2033
F1_Industrial_Industrial - WA_Existing_Space Heating_Natural Gas_Furnace_Baseline Forecast | F1 | Industrial | Industrial - WA | Existing | Space Heating | Natural Gas | Furnace | Baseline Forecast | Consumption Savings (MMtherm) | 0 | 0 | 0 | 0 | 0 | 0 | 0 | 0 | 0 | 0 | 0 | 0 | 0 | 0 | 0 | 0 | 0 | 0 | 0 | 0 | 0 | 0 | 0 | 0
F2_Industrial_Industrial - WA_Existing_Space Heating_Natural Gas_Furnace_Baseline Forecast | F2 | Industrial | Industrial - WA | Existing | Space Heating | Natural Gas | Furnace | Baseline Forecast | Summer Demand Savings (n/a) | 0 | 0 | 0 | 0 | 0 | 0 | 0 | 0 | 0 | 0 | 0 | 0 | 0 | 0 | 0 | 0 | 0 | 0 | 0 | 0 | 0 | 0 | 0 | 0
F3_Industrial_Industrial - WA_Existing_Space Heating_Natural Gas_Furnace_Baseline Forecast | F3 | Industrial | Industrial - WA | Existing | Space Heating | Natural Gas | Furnace | Baseline Forecast | Winter Demand Savings (n/a) | 0 | 0 | 0 | 0 | 0 | 0 | 0 | 0 | 0 | 0 | 0 | 0 | 0 | 0 | 0 | 0 | 0 | 0 | 0 | 0 | 0 | 0 | 0 | 0
F4_Industrial_Industrial - WA_Existing_Space Heating_Natural Gas_Furnace_Baseline Forecast | F4 | Industrial | Industrial - WA | Existing | Space Heating | Natural Gas | Furnace | Baseline Forecast | Incremental Savings (MMtherm) | 0 | 0 | 0 | 0 | 0 | 0 | 0 | 0 | 0 | 0 | 0 | 0 | 0 | 0 | 0 | 0 | 0 | 0 | 0 | 0 | 0 | 0 | 0 | 0
F1_Industrial_Industrial - WA_Existing_Space Heating_Natural Gas_Boiler_Baseline Forecast | F1 | Industrial | Industrial - WA | Existing | Space Heating | Natural Gas | Boiler | Baseline Forecast | Consumption Savings (MMtherm) | 0 | 0 | 0 | 0 | 0 | 0 | 0 | 0 | 0 | 0 | 0 | 0 | 0 | 0 | 0 | 0 | 0 | 0 | 0 | 0 | 0 | 0 | 0 | 0
F2_Industrial_Industrial - WA_Existing_Space Heating_Natural Gas_Boiler_Baseline Forecast | F2 | Industrial | Industrial - WA | Existing | Space Heating | Natural Gas | Boiler | Baseline Forecast | Summer Demand Savings (n/a) | 0 | 0 | 0 | 0 | 0 | 0 | 0 | 0 | 0 | 0 | 0 | 0 | 0 | 0 | 0 | 0 | 0 | 0 | 0 | 0 | 0 | 0 | 0 | 0
F3_Industrial_Industrial - WA_Existing_Space Heating_Natural Gas_Boiler_Baseline Forecast | F3 | Industrial | Industrial - WA | Existing | Space Heating | Natural Gas | Boiler | Baseline Forecast | Winter Demand Savings (n/a) | 0 | 0 | 0 | 0 | 0 | 0 | 0 | 0 | 0 | 0 | 0 | 0 | 0 | 0 | 0 | 0 | 0 | 0 | 0 | 0 | 0 | 0 | 0 | 0
F4_Industrial_Industrial - WA_Existing_Space Heating_Natural Gas_Boiler_Baseline Forecast | F4 | Industrial | Industrial - WA | Existing | Space Heating | Natural Gas | Boiler | Baseline Forecast | Incremental Savings (MMtherm) | 0 | 0 | 0 | 0 | 0 | 0 | 0 | 0 | 0 | 0 | 0 | 0 | 0 | 0 | 0 | 0 | 0 | 0 | 0 | 0 | 0 | 0 | 0 | 0
F1_Industrial_Industrial - WA_Existing_Space Heating_Natural Gas_Unit Heater_Baseline Forecast | F1 | Industrial | Industrial - WA | Existing | Space Heating | Natural Gas | Unit Heater | Baseline Forecast | Consumption Savings (MMtherm) | 0 | 0 | 0 | 0 | 0 | 0 | 0 | 0 | 0 | 0 | 0 | 0 | 0 | 0 | 0 | 0 | 0 | 0 | 0 | 0 | 0 | 0 | 0 | 0
F2_Industrial_Industrial - WA_Existing_Space Heating_Natural Gas_Unit Heater_Baseline Forecast | F2 | Industrial | Industrial - WA | Existing | Space Heating | Natural Gas | Unit Heater | Baseline Forecast | Summer Demand Savings (n/a) | 0 | 0 | 0 | 0 | 0 | 0 | 0 | 0 | 0 | 0 | 0 | 0 | 0 | 0 | 0 | 0 | 0 | 0 | 0 | 0 | 0 | 0 | 0 | 0
F3_Industrial_Industrial - WA_Existing_Space Heating_Natural Gas_Unit Heater_Baseline Forecast | F3 | Industrial | Industrial - WA | Existing | Space Heating | Natural Gas | Unit Heater | Baseline Forecast | Winter Demand Savings (n/a) | 0 | 0 | 0 | 0 | 0 | 0 | 0 | 0 | 0 | 0 | 0 | 0 | 0 | 0 | 0 | 0 | 0 | 0 | 0 | 0 | 0 | 0 | 0 | 0
F4_Industrial_Industrial - WA_Existing_Space Heating_Natural Gas_Unit Heater_Baseline Forecast | F4 | Industrial | Industrial - WA | Existing | Space Heating | Natural Gas | Unit Heater | Baseline Forecast | Incremental Savings (MMtherm) | 0 | 0 | 0 | 0 | 0 | 0 | 0 | 0 | 0 | 0 | 0 | 0 | 0 | 0 | 0 | 0 | 0 | 0 | 0 | 0 | 0 | 0 | 0 | 0
F1_Industrial_Industrial - WA_Existing_Process_Natural Gas_Process Boiler_Baseline Forecast | F1 | Industrial | Industrial - WA | Existing | Process | Natural Gas | Process Boiler | Baseline Forecast | Consumption Savings (MMtherm) | 0 | 0 | 0 | 0 | 0 | 0 | 0 | 0 | 0 | 0 | 0 | 0 | 0 | 0 | 0 | 0 | 0 | 0 | 0 | 0 | 0 | 0 | 0 | 0
F2_Industrial_Industrial - WA_Existing_Process_Natural Gas_Process Boiler_Baseline Forecast | F2 | Industrial | Industrial - WA | Existing | Process | Natural Gas | Process Boiler | Baseline Forecast | Summer Demand Savings (n/a) | 0 | 0 | 0 | 0 | 0 | 0 | 0 | 0 | 0 | 0 | 0 | 0 | 0 | 0 | 0 | 0 | 0 | 0 | 0 | 0 | 0 | 0 | 0 | 0
F3_Industrial_Industrial - WA_Existing_Process_Natural Gas_Process Boiler_Baseline Forecast | F3 | Industrial | Industrial - WA | Existing | Process | Natural Gas | Process Boiler | Baseline Forecast | Winter Demand Savings (n/a) | 0 | 0 | 0 | 0 | 0 | 0 | 0 | 0 | 0 | 0 | 0 | 0 | 0 | 0 | 0 | 0 | 0 | 0 | 0 | 0 | 0 | 0 | 0 | 0
F4_Industrial_Industrial - WA_Existing_Process_Natural Gas_Process Boiler_Baseline Forecast | F4 | Industrial | Industrial - WA | Existing | Process | Natural Gas | Process Boiler | Baseline Forecast | Incremental Savings (MMtherm) | 0 | 0 | 0 | 0 | 0 | 0 | 0 | 0 | 0 | 0 | 0 | 0 | 0 | 0 | 0 | 0 | 0 | 0 | 0 | 0 | 0 | 0 | 0 | 0
F1_Industrial_Industrial - WA_Existing_Process_Natural Gas_Process Heating_Baseline Forecast | F1 | Industrial | Industrial - WA | Existing | Process | Natural Gas | Process Heating | Baseline Forecast | Consumption Savings (MMtherm) | 0 | 0 | 0 | 0 | 0 | 0 | 0 | 0 | 0 | 0 | 0 | 0 | 0 | 0 | 0 | 0 | 0 | 0 | 0 | 0 | 0 | 0 | 0 | 0
F2_Industrial_Industrial - WA_Existing_Process_Natural Gas_Process Heating_Baseline Forecast | F2 | Industrial | Industrial - WA | Existing | Process | Natural Gas | Process Heating | Baseline Forecast | Summer Demand Savings (n/a) | 0 | 0 | 0 | 0 | 0 | 0 | 0 | 0 | 0 | 0 | 0 | 0 | 0 | 0 | 0 | 0 | 0 | 0 | 0 | 0 | 0 | 0 | 0 | 0
F3_Industrial_Industrial - WA_Existing_Process_Natural Gas_Process Heating_Baseline Forecast | F3 | Industrial | Industrial - WA | Existing | Process | Natural Gas | Process Heating | Baseline Forecast | Winter Demand Savings (n/a) | 0 | 0 | 0 | 0 | 0 | 0 | 0 | 0 | 0 | 0 | 0 | 0 | 0 | 0 | 0 | 0 | 0 | 0 | 0 | 0 | 0 | 0 | 0 | 0
F4_Industrial_Industrial - WA_Existing_Process_Natural Gas_Process Heating_Baseline Forecast | F4 | Industrial | Industrial - WA | Existing | Process | Natural Gas | Process Heating | Baseline Forecast | Incremental Savings (MMtherm) | 0 | 0 | 0 | 0 | 0 | 0 | 0 | 0 | 0 | 0 | 0 | 0 | 0 | 0 | 0 | 0 | 0 | 0 | 0 | 0 | 0 | 0 | 0 | 0
F1_Industrial_Industrial - WA_Existing_Process_Natural Gas_Process Cooling_Baseline Forecast | F1 | Industrial | Industrial - WA | Existing | Process | Natural Gas | Process Cooling | Baseline Forecast | Consumption Savings (MMtherm) | 0 | 0 | 0 | 0 | 0 | 0 | 0 | 0 | 0 | 0 | 0 | 0 | 0 | 0 | 0 | 0 | 0 | 0 | 0 | 0 | 0 | 0 | 0 | 0
F2_Industrial_Industrial - WA_Existing_Process_Natural Gas_Process Cooling_Baseline Forecast | F2 | Industrial | Industrial - WA | Existing | Process | Natural Gas | Process Cooling | Baseline Forecast | Summer Demand Savings (n/a) | 0 | 0 | 0 | 0 | 0 | 0 | 0 | 0 | 0 | 0 | 0 | 0 | 0 | 0 | 0 | 0 | 0 | 0 | 0 | 0 | 0 | 0 | 0 | 0
F3_Industrial_Industrial - WA_Existing_Process_Natural Gas_Process Cooling_Baseline Forecast | F3 | Industrial | Industrial - WA | Existing | Process | Natural Gas | Process Cooling | Baseline Forecast | Winter Demand Savings (n/a) | 0 | 0 | 0 | 0 | 0 | 0 | 0 | 0 | 0 | 0 | 0 | 0 | 0 | 0 | 0 | 0 | 0 | 0 | 0 | 0 | 0 | 0 | 0 | 0
F4_Industrial_Industrial - WA_Existing_Process_Natural Gas_Process Cooling_Baseline Forecast | F4 | Industrial | Industrial - WA | Existing | Process | Natural Gas | Process Cooling | Baseline Forecast | Incremental Savings (MMtherm) | 0 | 0 | 0 | 0 | 0 | 0 | 0 | 0 | 0 | 0 | 0 | 0 | 0 | 0 | 0 | 0 | 0 | 0 | 0 | 0 | 0 | 0 | 0 | 0
F1_Industrial_Industrial - WA_Existing_Process_Natural Gas_Other Process_Baseline Forecast | F1 | Industrial | Industrial - WA | Existing | Process | Natural Gas | Other Process | Baseline Forecast | Consumption Savings (MMtherm) | 0 | 0 | 0 | 0 | 0 | 0 | 0 | 0 | 0 | 0 | 0 | 0 | 0 | 0 | 0 | 0 | 0 | 0 | 0 | 0 | 0 | 0 | 0 | 0
F2_Industrial_Industrial - WA_Existing_Process_Natural Gas_Other Process_Baseline Forecast | F2 | Industrial | Industrial - WA | Existing | Process | Natural Gas | Other Process | Baseline Forecast | Summer Demand Savings (n/a) | 0 | 0 | 0 | 0 | 0 | 0 | 0 | 0 | 0 | 0 | 0 | 0 | 0 | 0 | 0 | 0 | 0 | 0 | 0 | 0 | 0 | 0 | 0 | 0
F3_Industrial_Industrial - WA_Existing_Process_Natural Gas_Other Process_Baseline Forecast | F3 | Industrial | Industrial - WA | Existing | Process | Natural Gas | Other Process | Baseline Forecast | Winter Demand Savings (n/a) | 0 | 0 | 0 | 0 | 0 | 0 | 0 | 0 | 0 | 0 | 0 | 0 | 0 | 0 | 0 | 0 | 0 | 0 | 0 | 0 | 0 | 0 | 0 | 0
F4_Industrial_Industrial - WA_Existing_Process_Natural Gas_Other Process_Baseline Forecast | F4 | Industrial | Industrial - WA | Existing | Process | Natural Gas | Other Process | Baseline Forecast | Incremental Savings (MMtherm) | 0 | 0 | 0 | 0 | 0 | 0 | 0 | 0 | 0 | 0 | 0 | 0 | 0 | 0 | 0 | 0 | 0 | 0 | 0 | 0 | 0 | 0 | 0 | 0
F1_Industrial_Industrial - WA_Existing_Miscellaneous_Natural Gas_Miscellaneous_Baseline Forecast | F1 | Industrial | Industrial - WA | Existing | Miscellaneous | Natural Gas | Miscellaneous | Baseline Forecast | Consumption Savings (MMtherm) | 0 | 0 | 0 | 0 | 0 | 0 | 0 | 0 | 0 | 0 | 0 | 0 | 0 | 0 | 0 | 0 | 0 | 0 | 0 | 0 | 0 | 0 | 0 | 0
F2_Industrial_Industrial - WA_Existing_Miscellaneous_Natural Gas_Miscellaneous_Baseline Forecast | F2 | Industrial | Industrial - WA | Existing | Miscellaneous | Natural Gas | Miscellaneous | Baseline Forecast | Summer Demand Savings (n/a) | 0 | 0 | 0 | 0 | 0 | 0 | 0 | 0 | 0 | 0 | 0 | 0 | 0 | 0 | 0 | 0 | 0 | 0 | 0 | 0 | 0 | 0 | 0 | 0
F3_Industrial_Industrial - WA_Existing_Miscellaneous_Natural Gas_Miscellaneous_Baseline Forecast | F3 | Industrial | Industrial - WA | Existing | Miscellaneous | Natural Gas | Miscellaneous | Baseline Forecast | Winter Demand Savings (n/a) | 0 | 0 | 0 | 0 | 0 | 0 | 0 | 0 | 0 | 0 | 0 | 0 | 0 | 0 | 0 | 0 | 0 | 0 | 0 | 0 | 0 | 0 | 0 | 0
F4_Industrial_Industrial - WA_Existing_Miscellaneous_Natural Gas_Miscellaneous_Baseline Forecast | F4 | Industrial | Industrial - WA | Existing | Miscellaneous | Natural Gas | Miscellaneous | Baseline Forecast | Incremental Savings (MMtherm) | 0 | 0 | 0 | 0 | 0 | 0 | 0 | 0 | 0 | 0 | 0 | 0 | 0 | 0 | 0 | 0 | 0 | 0 | 0 | 0 | 0 | 0 | 0 | 0
F1_Industrial_Industrial - WA_New_Space Heating_Natural Gas_Furnace_Baseline Forecast | F1 | Industrial | Industrial - WA | New | Space Heating | Natural Gas | Furnace | Baseline Forecast | Consumption Savings (MMtherm) | 0 | 0 | 0 | 0 | 0 | 0 | 0 | 0 | 0 | 0 | 0 | 0 | 0 | 0 | 0 | 0 | 0 | 0 | 0 | 0 | 0 | 0 | 0 | 0
F2_Industrial_Industrial - WA_New_Space Heating_Natural Gas_Furnace_Baseline Forecast | F2 | Industrial | Industrial - WA | New | Space Heating | Natural Gas | Furnace | Baseline Forecast | Summer Demand Savings (n/a) | 0 | 0 | 0 | 0 | 0 | 0 | 0 | 0 | 0 | 0 | 0 | 0 | 0 | 0 | 0 | 0 | 0 | 0 | 0 | 0 | 0 | 0 | 0 | 0
F3_Industrial_Industrial - WA_New_Space Heating_Natural Gas_Furnace_Baseline Forecast | F3 | Industrial | Industrial - WA | New | Space Heating | Natural Gas | Furnace | Baseline Forecast | Winter Demand Savings (n/a) | 0 | 0 | 0 | 0 | 0 | 0 | 0 | 0 | 0 | 0 | 0 | 0 | 0 | 0 | 0 | 0 | 0 | 0 | 0 | 0 | 0 | 0 | 0 | 0
F4_Industrial_Industrial - WA_New_Space Heating_Natural Gas_Furnace_Baseline Forecast | F4 | Industrial | Industrial - WA | New | Space Heating | Natural Gas | Furnace | Baseline Forecast | Incremental Savings (MMtherm) | 0 | 0 | 0 | 0 | 0 | 0 | 0 | 0 | 0 | 0 | 0 | 0 | 0 | 0 | 0 | 0 | 0 | 0 | 0 | 0 | 0 | 0 | 0 | 0
F1_Industrial_Industrial - WA_New_Space Heating_Natural Gas_Boiler_Baseline Forecast | F1 | Industrial | Industrial - WA | New | Space Heating | Natural Gas | Boiler | Baseline Forecast | Consumption Savings (MMtherm) | 0 | 0 | 0 | 0 | 0 | 0 | 0 | 0 | 0 | 0 | 0 | 0 | 0 | 0 | 0 | 0 | 0 | 0 | 0 | 0 | 0 | 0 | 0 | 0
F2_Industrial_Industrial - WA_New_Space Heating_Natural Gas_Boiler_Baseline Forecast | F2 | Industrial | Industrial - WA | New | Space Heating | Natural Gas | Boiler | Baseline Forecast | Summer Demand Savings (n/a) | 0 | 0 | 0 | 0 | 0 | 0 | 0 | 0 | 0 | 0 | 0 | 0 | 0 | 0 | 0 | 0 | 0 | 0 | 0 | 0 | 0 | 0 | 0 | 0
F3_Industrial_Industrial - WA_New_Space Heating_Natural Gas_Boiler_Baseline Forecast | F3 | Industrial | Industrial - WA | New | Space Heating | Natural Gas | Boiler | Baseline Forecast | Winter Demand Savings (n/a) | 0 | 0 | 0 | 0 | 0 | 0 | 0 | 0 | 0 | 0 | 0 | 0 | 0 | 0 | 0 | 0 | 0 | 0 | 0 | 0 | 0 | 0 | 0 | 0
F4_Industrial_Industrial - WA_New_Space Heating_Natural Gas_Boiler_Baseline Forecast | F4 | Industrial | Industrial - WA | New | Space Heating | Natural Gas | Boiler | Baseline Forecast | Incremental Savings (MMtherm) | 0 | 0 | 0 | 0 | 0 | 0 | 0 | 0 | 0 | 0 | 0 | 0 | 0 | 0 | 0 | 0 | 0 | 0 | 0 | 0 | 0 | 0 | 0 | 0
F1_Industrial_Industrial - WA_New_Space Heating_Natural Gas_Unit Heater_Baseline Forecast | F1 | Industrial | Industrial - WA | New | Space Heating | Natural Gas | Unit Heater | Baseline Forecast | Consumption Savings (MMtherm) | 0 | 0 | 0 | 0 | 0 | 0 | 0 | 0 | 0 | 0 | 0 | 0 | 0 | 0 | 0 | 0 | 0 | 0 | 0 | 0 | 0 | 0 | 0 | 0
F2_Industrial_Industrial - WA_New_Space Heating_Natural Gas_Unit Heater_Baseline Forecast | F2 | Industrial | Industrial - WA | New | Space Heating | Natural Gas | Unit Heater | Baseline Forecast | Summer Demand Savings (n/a) | 0 | 0 | 0 | 0 | 0 | 0 | 0 | 0 | 0 | 0 | 0 | 0 | 0 | 0 | 0 | 0 | 0 | 0 | 0 | 0 | 0 | 0 | 0 | 0
F3_Industrial_Industrial - WA_New_Space Heating_Natural Gas_Unit Heater_Baseline Forecast | F3 | Industrial | Industrial - WA | New | Space Heating | Natural Gas | Unit Heater | Baseline Forecast | Winter Demand Savings (n/a) | 0 | 0 | 0 | 0 | 0 | 0 | 0 | 0 | 0 | 0 | 0 | 0 | 0 | 0 | 0 | 0 | 0 | 0 | 0 | 0 | 0 | 0 | 0 | 0
F4_Industrial_Industrial - WA_New_Space Heating_Natural Gas_Unit Heater_Baseline Forecast | F4 | Industrial | Industrial - WA | New | Space Heating | Natural Gas | Unit Heater | Baseline Forecast | Incremental Savings (MMtherm) | 0 | 0 | 0 | 0 | 0 | 0 | 0 | 0 | 0 | 0 | 0 | 0 | 0 | 0 | 0 | 0 | 0 | 0 | 0 | 0 | 0 | 0 | 0 | 0
F1_Industrial_Industrial - WA_New_Process_Natural Gas_Process Boiler_Baseline Forecast | F1 | Industrial | Industrial - WA | New | Process | Natural Gas | Process Boiler | Baseline Forecast | Consumption Savings (MMtherm) | 0 | 0 | 0 | 0 | 0 | 0 | 0 | 0 | 0 | 0 | 0 | 0 | 0 | 0 | 0 | 0 | 0 | 0 | 0 | 0 | 0 | 0 | 0 | 0
F2_Industrial_Industrial - WA_New_Process_Natural Gas_Process Boiler_Baseline Forecast | F2 | Industrial | Industrial - WA | New | Process | Natural Gas | Process Boiler | Baseline Forecast | Summer Demand Savings (n/a) | 0 | 0 | 0 | 0 | 0 | 0 | 0 | 0 | 0 | 0 | 0 | 0 | 0 | 0 | 0 | 0 | 0 | 0 | 0 | 0 | 0 | 0 | 0 | 0
F3_Industrial_Industrial - WA_New_Process_Natural Gas_Process Boiler_Baseline Forecast | F3 | Industrial | Industrial - WA | New | Process | Natural Gas | Process Boiler | Baseline Forecast | Winter Demand Savings (n/a) | 0 | 0 | 0 | 0 | 0 | 0 | 0 | 0 | 0 | 0 | 0 | 0 | 0 | 0 | 0 | 0 | 0 | 0 | 0 | 0 | 0 | 0 | 0 | 0
F4_Industrial_Industrial - WA_New_Process_Natural Gas_Process Boiler_Baseline Forecast | F4 | Industrial | Industrial - WA | New | Process | Natural Gas | Process Boiler | Baseline Forecast | Incremental Savings (MMtherm) | 0 | 0 | 0 | 0 | 0 | 0 | 0 | 0 | 0 | 0 | 0 | 0 | 0 | 0 | 0 | 0 | 0 | 0 | 0 | 0 | 0 | 0 | 0 | 0
F1_Industrial_Industrial - WA_New_Process_Natural Gas_Process Heating_Baseline Forecast | F1 | Industrial | Industrial - WA | New | Process | Natural Gas | Process Heating | Baseline Forecast | Consumption Savings (MMtherm) | 0 | 0 | 0 | 0 | 0 | 0 | 0 | 0 | 0 | 0 | 0 | 0 | 0 | 0 | 0 | 0 | 0 | 0 | 0 | 0 | 0 | 0 | 0 | 0
F2_Industrial_Industrial - WA_New_Process_Natural Gas_Process Heating_Baseline Forecast | F2 | Industrial | Industrial - WA | New | Process | Natural Gas | Process Heating | Baseline Forecast | Summer Demand Savings (n/a) | 0 | 0 | 0 | 0 | 0 | 0 | 0 | 0 | 0 | 0 | 0 | 0 | 0 | 0 | 0 | 0 | 0 | 0 | 0 | 0 | 0 | 0 | 0 | 0
F3_Industrial_Industrial - WA_New_Process_Natural Gas_Process Heating_Baseline Forecast | F3 | Industrial | Industrial - WA | New | Process | Natural Gas | Process Heating | Baseline Forecast | Winter Demand Savings (n/a) | 0 | 0 | 0 | 0 | 0 | 0 | 0 | 0 | 0 | 0 | 0 | 0 | 0 | 0 | 0 | 0 | 0 | 0 | 0 | 0 | 0 | 0 | 0 | 0
F4_Industrial_Industrial - WA_New_Process_Natural Gas_Process Heating_Baseline Forecast | F4 | Industrial | Industrial - WA | New | Process | Natural Gas | Process Heating | Baseline Forecast | Incremental Savings (MMtherm) | 0 | 0 | 0 | 0 | 0 | 0 | 0 | 0 | 0 | 0 | 0 | 0 | 0 | 0 | 0 | 0 | 0 | 0 | 0 | 0 | 0 | 0 | 0 | 0
F1_Industrial_Industrial - WA_New_Process_Natural Gas_Process Cooling_Baseline Forecast | F1 | Industrial | Industrial - WA | New | Process | Natural Gas | Process Cooling | Baseline Forecast | Consumption Savings (MMtherm) | 0 | 0 | 0 | 0 | 0 | 0 | 0 | 0 | 0 | 0 | 0 | 0 | 0 | 0 | 0 | 0 | 0 | 0 | 0 | 0 | 0 | 0 | 0 | 0
F2_Industrial_Industrial - WA_New_Process_Natural Gas_Process Cooling_Baseline Forecast | F2 | Industrial | Industrial - WA | New | Process | Natural Gas | Process Cooling | Baseline Forecast | Summer Demand Savings (n/a) | 0 | 0 | 0 | 0 | 0 | 0 | 0 | 0 | 0 | 0 | 0 | 0 | 0 | 0 | 0 | 0 | 0 | 0 | 0 | 0 | 0 | 0 | 0 | 0
F3_Industrial_Industrial - WA_New_Process_Natural Gas_Process Cooling_Baseline Forecast | F3 | Industrial | Industrial - WA | New | Process | Natural Gas | Process Cooling | Baseline Forecast | Winter Demand Savings (n/a) | 0 | 0 | 0 | 0 | 0 | 0 | 0 | 0 | 0 | 0 | 0 | 0 | 0 | 0 | 0 | 0 | 0 | 0 | 0 | 0 | 0 | 0 | 0 | 0
F4_Industrial_Industrial - WA_New_Process_Natural Gas_Process Cooling_Baseline Forecast | F4 | Industrial | Industrial - WA | New | Process | Natural Gas | Process Cooling | Baseline Forecast | Incremental Savings (MMtherm) | 0 | 0 | 0 | 0 | 0 | 0 | 0 | 0 | 0 | 0 | 0 | 0 | 0 | 0 | 0 | 0 | 0 | 0 | 0 | 0 | 0 | 0 | 0 | 0
F1_Industrial_Industrial - WA_New_Process_Natural Gas_Other Process_Baseline Forecast | F1 | Industrial | Industrial - WA | New | Process | Natural Gas | Other Process | Baseline Forecast | Consumption Savings (MMtherm) | 0 | 0 | 0 | 0 | 0 | 0 | 0 | 0 | 0 | 0 | 0 | 0 | 0 | 0 | 0 | 0 | 0 | 0 | 0 | 0 | 0 | 0 | 0 | 0
F2_Industrial_Industrial - WA_New_Process_Natural Gas_Other Process_Baseline Forecast | F2 | Industrial | Industrial - WA | New | Process | Natural Gas | Other Process | Baseline Forecast | Summer Demand Savings (n/a) | 0 | 0 | 0 | 0 | 0 | 0 | 0 | 0 | 0 | 0 | 0 | 0 | 0 | 0 | 0 | 0 | 0 | 0 | 0 | 0 | 0 | 0 | 0 | 0
F3_Industrial_Industrial - WA_New_Process_Natural Gas_Other Process_Baseline Forecast | F3 | Industrial | Industrial - WA | New | Process | Natural Gas | Other Process | Baseline Forecast | Winter Demand Savings (n/a) | 0 | 0 | 0 | 0 | 0 | 0 | 0 | 0 | 0 | 0 | 0 | 0 | 0 | 0 | 0 | 0 | 0 | 0 | 0 | 0 | 0 | 0 | 0 | 0
F4_Industrial_Industrial - WA_New_Process_Natural Gas_Other Process_Baseline Forecast | F4 | Industrial | Industrial - WA | New | Process | Natural Gas | Other Process | Baseline Forecast | Incremental Savings (MMtherm) | 0 | 0 | 0 | 0 | 0 | 0 | 0 | 0 | 0 | 0 | 0 | 0 | 0 | 0 | 0 | 0 | 0 | 0 | 0 | 0 | 0 | 0 | 0 | 0
F1_Industrial_Industrial - WA_New_Miscellaneous_Natural Gas_Miscellaneous_Baseline Forecast | F1 | Industrial | Industrial - WA | New | Miscellaneous | Natural Gas | Miscellaneous | Baseline Forecast | Consumption Savings (MMtherm) | 0 | 0 | 0 | 0 | 0 | 0 | 0 | 0 | 0 | 0 | 0 | 0 | 0 | 0 | 0 | 0 | 0 | 0 | 0 | 0 | 0 | 0 | 0 | 0
F2_Industrial_Industrial - WA_New_Miscellaneous_Natural Gas_Miscellaneous_Baseline Forecast | F2 | Industrial | Industrial - WA | New | Miscellaneous | Natural Gas | Miscellaneous | Baseline Forecast | Summer Demand Savings (n/a) | 0 | 0 | 0 | 0 | 0 | 0 | 0 | 0 | 0 | 0 | 0 | 0 | 0 | 0 | 0 | 0 | 0 | 0 | 0 | 0 | 0 | 0 | 0 | 0
F3_Industrial_Industrial - WA_New_Miscellaneous_Natural Gas_Miscellaneous_Baseline Forecast | F3 | Industrial | Industrial - WA | New | Miscellaneous | Natural Gas | Miscellaneous | Baseline Forecast | Winter Demand Savings (n/a) | 0 | 0 | 0 | 0 | 0 | 0 | 0 | 0 | 0 | 0 | 0 | 0 | 0 | 0 | 0 | 0 | 0 | 0 | 0 | 0 | 0 | 0 | 0 | 0
F4_Industrial_Industrial - WA_New_Miscellaneous_Natural Gas_Miscellaneous_Baseline Forecast | F4 | Industrial | Industrial - WA | New | Miscellaneous | Natural Gas | Miscellaneous | Baseline Forecast | Incremental Savings (MMtherm) | 0 | 0 | 0 | 0 | 0 | 0 | 0 | 0 | 0 | 0 | 0 | 0 | 0 | 0 | 0 | 0 | 0 | 0 | 0 | 0 | 0 | 0 | 0 | 0
F1_Industrial_Industrial - ID_Existing_Space Heating_Natural Gas_Furnace_Baseline Forecast | F1 | Industrial | Industrial - ID | Existing | Space Heating | Natural Gas | Furnace | Baseline Forecast | Consumption Savings (MMtherm) | 0 | 0 | 0 | 0 | 0 | 0 | 0 | 0 | 0 | 0 | 0 | 0 | 0 | 0 | 0 | 0 | 0 | 0 | 0 | 0 | 0 | 0 | 0 | 0
F2_Industrial_Industrial - ID_Existing_Space Heating_Natural Gas_Furnace_Baseline Forecast | F2 | Industrial | Industrial - ID | Existing | Space Heating | Natural Gas | Furnace | Baseline Forecast | Summer Demand Savings (n/a) | 0 | 0 | 0 | 0 | 0 | 0 | 0 | 0 | 0 | 0 | 0 | 0 | 0 | 0 | 0 | 0 | 0 | 0 | 0 | 0 | 0 | 0 | 0 | 0
F3_Industrial_Industrial - ID_Existing_Space Heating_Natural Gas_Furnace_Baseline Forecast | F3 | Industrial | Industrial - ID | Existing | Space Heating | Natural Gas | Furnace | Baseline Forecast | Winter Demand Savings (n/a) | 0 | 0 | 0 | 0 | 0 | 0 | 0 | 0 | 0 | 0 | 0 | 0 | 0 | 0 | 0 | 0 | 0 | 0 | 0 | 0 | 0 | 0 | 0 | 0
F4_Industrial_Industrial - ID_Existing_Space Heating_Natural Gas_Furnace_Baseline Forecast | F4 | Industrial | Industrial - ID | Existing | Space Heating | Natural Gas | Furnace | Baseline Forecast | Incremental Savings (MMtherm) | 0 | 0 | 0 | 0 | 0 | 0 | 0 | 0 | 0 | 0 | 0 | 0 | 0 | 0 | 0 | 0 | 0 | 0 | 0 | 0 | 0 | 0 | 0 | 0
F1_Industrial_Industrial - ID_Existing_Space Heating_Natural Gas_Boiler_Baseline Forecast | F1 | Industrial | Industrial - ID | Existing | Space Heating | Natural Gas | Boiler | Baseline Forecast | Consumption Savings (MMtherm) | 0 | 0 | 0 | 0 | 0 | 0 | 0 | 0 | 0 | 0 | 0 | 0 | 0 | 0 | 0 | 0 | 0 | 0 | 0 | 0 | 0 | 0 | 0 | 0
F2_Industrial_Industrial - ID_Existing_Space Heating_Natural Gas_Boiler_Baseline Forecast | F2 | Industrial | Industrial - ID | Existing | Space Heating | Natural Gas | Boiler | Baseline Forecast | Summer Demand Savings (n/a) | 0 | 0 | 0 | 0 | 0 | 0 | 0 | 0 | 0 | 0 | 0 | 0 | 0 | 0 | 0 | 0 | 0 | 0 | 0 | 0 | 0 | 0 | 0 | 0
F3_Industrial_Industrial - ID_Existing_Space Heating_Natural Gas_Boiler_Baseline Forecast | F3 | Industrial | Industrial - ID | Existing | Space Heating | Natural Gas | Boiler | Baseline Forecast | Winter Demand Savings (n/a) | 0 | 0 | 0 | 0 | 0 | 0 | 0 | 0 | 0 | 0 | 0 | 0 | 0 | 0 | 0 | 0 | 0 | 0 | 0 | 0 | 0 | 0 | 0 | 0
F4_Industrial_Industrial - ID_Existing_Space Heating_Natural Gas_Boiler_Baseline Forecast | F4 | Industrial | Industrial - ID | Existing | Space Heating | Natural Gas | Boiler | Baseline Forecast | Incremental Savings (MMtherm) | 0 | 0 | 0 | 0 | 0 | 0 | 0 | 0 | 0 | 0 | 0 | 0 | 0 | 0 | 0 | 0 | 0 | 0 | 0 | 0 | 0 | 0 | 0 | 0
F1_Industrial_Industrial - ID_Existing_Space Heating_Natural Gas_Unit Heater_Baseline Forecast | F1 | Industrial | Industrial - ID | Existing | Space Heating | Natural Gas | Unit Heater | Baseline Forecast | Consumption Savings (MMtherm) | 0 | 0 | 0 | 0 | 0 | 0 | 0 | 0 | 0 | 0 | 0 | 0 | 0 | 0 | 0 | 0 | 0 | 0 | 0 | 0 | 0 | 0 | 0 | 0
F2_Industrial_Industrial - ID_Existing_Space Heating_Natural Gas_Unit Heater_Baseline Forecast | F2 | Industrial | Industrial - ID | Existing | Space Heating | Natural Gas | Unit Heater | Baseline Forecast | Summer Demand Savings (n/a) | 0 | 0 | 0 | 0 | 0 | 0 | 0 | 0 | 0 | 0 | 0 | 0 | 0 | 0 | 0 | 0 | 0 | 0 | 0 | 0 | 0 | 0 | 0 | 0
F3_Industrial_Industrial - ID_Existing_Space Heating_Natural Gas_Unit Heater_Baseline Forecast | F3 | Industrial | Industrial - ID | Existing | Space Heating | Natural Gas | Unit Heater | Baseline Forecast | Winter Demand Savings (n/a) | 0 | 0 | 0 | 0 | 0 | 0 | 0 | 0 | 0 | 0 | 0 | 0 | 0 | 0 | 0 | 0 | 0 | 0 | 0 | 0 | 0 | 0 | 0 | 0
F4_Industrial_Industrial - ID_Existing_Space Heating_Natural Gas_Unit Heater_Baseline Forecast | F4 | Industrial | Industrial - ID | Existing | Space Heating | Natural Gas | Unit Heater | Baseline Forecast | Incremental Savings (MMtherm) | 0 | 0 | 0 | 0 | 0 | 0 | 0 | 0 | 0 | 0 | 0 | 0 | 0 | 0 | 0 | 0 | 0 | 0 | 0 | 0 | 0 | 0 | 0 | 0
F1_Industrial_Industrial - ID_Existing_Process_Natural Gas_Process Boiler_Baseline Forecast | F1 | Industrial | Industrial - ID | Existing | Process | Natural Gas | Process Boiler | Baseline Forecast | Consumption Savings (MMtherm) | 0 | 0 | 0 | 0 | 0 | 0 | 0 | 0 | 0 | 0 | 0 | 0 | 0 | 0 | 0 | 0 | 0 | 0 | 0 | 0 | 0 | 0 | 0 | 0
F2_Industrial_Industrial - ID_Existing_Process_Natural Gas_Process Boiler_Baseline Forecast | F2 | Industrial | Industrial - ID | Existing | Process | Natural Gas | Process Boiler | Baseline Forecast | Summer Demand Savings (n/a) | 0 | 0 | 0 | 0 | 0 | 0 | 0 | 0 | 0 | 0 | 0 | 0 | 0 | 0 | 0 | 0 | 0 | 0 | 0 | 0 | 0 | 0 | 0 | 0
F3_Industrial_Industrial - ID_Existing_Process_Natural Gas_Process Boiler_Baseline Forecast | F3 | Industrial | Industrial - ID | Existing | Process | Natural Gas | Process Boiler | Baseline Forecast | Winter Demand Savings (n/a) | 0 | 0 | 0 | 0 | 0 | 0 | 0 | 0 | 0 | 0 | 0 | 0 | 0 | 0 | 0 | 0 | 0 | 0 | 0 | 0 | 0 | 0 | 0 | 0
F4_Industrial_Industrial - ID_Existing_Process_Natural Gas_Process Boiler_Baseline Forecast | F4 | Industrial | Industrial - ID | Existing | Process | Natural Gas | Process Boiler | Baseline Forecast | Incremental Savings (MMtherm) | 0 | 0 | 0 | 0 | 0 | 0 | 0 | 0 | 0 | 0 | 0 | 0 | 0 | 0 | 0 | 0 | 0 | 0 | 0 | 0 | 0 | 0 | 0 | 0
F1_Industrial_Industrial - ID_Existing_Process_Natural Gas_Process Heating_Baseline Forecast | F1 | Industrial | Industrial - ID | Existing | Process | Natural Gas | Process Heating | Baseline Forecast | Consumption Savings (MMtherm) | 0 | 0 | 0 | 0 | 0 | 0 | 0 | 0 | 0 | 0 | 0 | 0 | 0 | 0 | 0 | 0 | 0 | 0 | 0 | 0 | 0 | 0 | 0 | 0
F2_Industrial_Industrial - ID_Existing_Process_Natural Gas_Process Heating_Baseline Forecast | F2 | Industrial | Industrial - ID | Existing | Process | Natural Gas | Process Heating | Baseline Forecast | Summer Demand Savings (n/a) | 0 | 0 | 0 | 0 | 0 | 0 | 0 | 0 | 0 | 0 | 0 | 0 | 0 | 0 | 0 | 0 | 0 | 0 | 0 | 0 | 0 | 0 | 0 | 0
F3_Industrial_Industrial - ID_Existing_Process_Natural Gas_Process Heating_Baseline Forecast | F3 | Industrial | Industrial - ID | Existing | Process | Natural Gas | Process Heating | Baseline Forecast | Winter Demand Savings (n/a) | 0 | 0 | 0 | 0 | 0 | 0 | 0 | 0 | 0 | 0 | 0 | 0 | 0 | 0 | 0 | 0 | 0 | 0 | 0 | 0 | 0 | 0 | 0 | 0
F4_Industrial_Industrial - ID_Existing_Process_Natural Gas_Process Heating_Baseline Forecast | F4 | Industrial | Industrial - ID | Existing | Process | Natural Gas | Process Heating | Baseline Forecast | Incremental Savings (MMtherm) | 0 | 0 | 0 | 0 | 0 | 0 | 0 | 0 | 0 | 0 | 0 | 0 | 0 | 0 | 0 | 0 | 0 | 0 | 0 | 0 | 0 | 0 | 0 | 0
F1_Industrial_Industrial - ID_Existing_Process_Natural Gas_Process Cooling_Baseline Forecast | F1 | Industrial | Industrial - ID | Existing | Process | Natural Gas | Process Cooling | Baseline Forecast | Consumption Savings (MMtherm) | 0 | 0 | 0 | 0 | 0 | 0 | 0 | 0 | 0 | 0 | 0 | 0 | 0 | 0 | 0 | 0 | 0 | 0 | 0 | 0 | 0 | 0 | 0 | 0
F2_Industrial_Industrial - ID_Existing_Process_Natural Gas_Process Cooling_Baseline Forecast | F2 | Industrial | Industrial - ID | Existing | Process | Natural Gas | Process Cooling | Baseline Forecast | Summer Demand Savings (n/a) | 0 | 0 | 0 | 0 | 0 | 0 | 0 | 0 | 0 | 0 | 0 | 0 | 0 | 0 | 0 | 0 | 0 | 0 | 0 | 0 | 0 | 0 | 0 | 0
F3_Industrial_Industrial - ID_Existing_Process_Natural Gas_Process Cooling_Baseline Forecast | F3 | Industrial | Industrial - ID | Existing | Process | Natural Gas | Process Cooling | Baseline Forecast | Winter Demand Savings (n/a) | 0 | 0 | 0 | 0 | 0 | 0 | 0 | 0 | 0 | 0 | 0 | 0 | 0 | 0 | 0 | 0 | 0 | 0 | 0 | 0 | 0 | 0 | 0 | 0
F4_Industrial_Industrial - ID_Existing_Process_Natural Gas_Process Cooling_Baseline Forecast | F4 | Industrial | Industrial - ID | Existing | Process | Natural Gas | Process Cooling | Baseline Forecast | Incremental Savings (MMtherm) | 0 | 0 | 0 | 0 | 0 | 0 | 0 | 0 | 0 | 0 | 0 | 0 | 0 | 0 | 0 | 0 | 0 | 0 | 0 | 0 | 0 | 0 | 0 | 0
F1_Industrial_Industrial - ID_Existing_Process_Natural Gas_Other Process_Baseline Forecast | F1 | Industrial | Industrial - ID | Existing | Process | Natural Gas | Other Process | Baseline Forecast | Consumption Savings (MMtherm) | 0 | 0 | 0 | 0 | 0 | 0 | 0 | 0 | 0 | 0 | 0 | 0 | 0 | 0 | 0 | 0 | 0 | 0 | 0 | 0 | 0 | 0 | 0 | 0
F2_Industrial_Industrial - ID_Existing_Process_Natural Gas_Other Process_Baseline Forecast | F2 | Industrial | Industrial - ID | Existing | Process | Natural Gas | Other Process | Baseline Forecast | Summer Demand Savings (n/a) | 0 | 0 | 0 | 0 | 0 | 0 | 0 | 0 | 0 | 0 | 0 | 0 | 0 | 0 | 0 | 0 | 0 | 0 | 0 | 0 | 0 | 0 | 0 | 0
F3_Industrial_Industrial - ID_Existing_Process_Natural Gas_Other Process_Baseline Forecast | F3 | Industrial | Industrial - ID | Existing | Process | Natural Gas | Other Process | Baseline Forecast | Winter Demand Savings (n/a) | 0 | 0 | 0 | 0 | 0 | 0 | 0 | 0 | 0 | 0 | 0 | 0 | 0 | 0 | 0 | 0 | 0 | 0 | 0 | 0 | 0 | 0 | 0 | 0
F4_Industrial_Industrial - ID_Existing_Process_Natural Gas_Other Process_Baseline Forecast | F4 | Industrial | Industrial - ID | Existing | Process | Natural Gas | Other Process | Baseline Forecast | Incremental Savings (MMtherm) | 0 | 0 | 0 | 0 | 0 | 0 | 0 | 0 | 0 | 0 | 0 | 0 | 0 | 0 | 0 | 0 | 0 | 0 | 0 | 0 | 0 | 0 | 0 | 0
F1_Industrial_Industrial - ID_Existing_Miscellaneous_Natural Gas_Miscellaneous_Baseline Forecast | F1 | Industrial | Industrial - ID | Existing | Miscellaneous | Natural Gas | Miscellaneous | Baseline Forecast | Consumption Savings (MMtherm) | 0 | 0 | 0 | 0 | 0 | 0 | 0 | 0 | 0 | 0 | 0 | 0 | 0 | 0 | 0 | 0 | 0 | 0 | 0 | 0 | 0 | 0 | 0 | 0
F2_Industrial_Industrial - ID_Existing_Miscellaneous_Natural Gas_Miscellaneous_Baseline Forecast | F2 | Industrial | Industrial - ID | Existing | Miscellaneous | Natural Gas | Miscellaneous | Baseline Forecast | Summer Demand Savings (n/a) | 0 | 0 | 0 | 0 | 0 | 0 | 0 | 0 | 0 | 0 | 0 | 0 | 0 | 0 | 0 | 0 | 0 | 0 | 0 | 0 | 0 | 0 | 0 | 0
F3_Industrial_Industrial - ID_Existing_Miscellaneous_Natural Gas_Miscellaneous_Baseline Forecast | F3 | Industrial | Industrial - ID | Existing | Miscellaneous | Natural Gas | Miscellaneous | Baseline Forecast | Winter Demand Savings (n/a) | 0 | 0 | 0 | 0 | 0 | 0 | 0 | 0 | 0 | 0 | 0 | 0 | 0 | 0 | 0 | 0 | 0 | 0 | 0 | 0 | 0 | 0 | 0 | 0
F4_Industrial_Industrial - ID_Existing_Miscellaneous_Natural Gas_Miscellaneous_Baseline Forecast | F4 | Industrial | Industrial - ID | Existing | Miscellaneous | Natural Gas | Miscellaneous | Baseline Forecast | Incremental Savings (MMtherm) | 0 | 0 | 0 | 0 | 0 | 0 | 0 | 0 | 0 | 0 | 0 | 0 | 0 | 0 | 0 | 0 | 0 | 0 | 0 | 0 | 0 | 0 | 0 | 0
F1_Industrial_Industrial - ID_New_Space Heating_Natural Gas_Furnace_Baseline Forecast | F1 | Industrial | Industrial - ID | New | Space Heating | Natural Gas | Furnace | Baseline Forecast | Consumption Savings (MMtherm) | 0 | 0 | 0 | 0 | 0 | 0 | 0 | 0 | 0 | 0 | 0 | 0 | 0 | 0 | 0 | 0 | 0 | 0 | 0 | 0 | 0 | 0 | 0 | 0
F2_Industrial_Industrial - ID_New_Space Heating_Natural Gas_Furnace_Baseline Forecast | F2 | Industrial | Industrial - ID | New | Space Heating | Natural Gas | Furnace | Baseline Forecast | Summer Demand Savings (n/a) | 0 | 0 | 0 | 0 | 0 | 0 | 0 | 0 | 0 | 0 | 0 | 0 | 0 | 0 | 0 | 0 | 0 | 0 | 0 | 0 | 0 | 0 | 0 | 0
F3_Industrial_Industrial - ID_New_Space Heating_Natural Gas_Furnace_Baseline Forecast | F3 | Industrial | Industrial - ID | New | Space Heating | Natural Gas | Furnace | Baseline Forecast | Winter Demand Savings (n/a) | 0 | 0 | 0 | 0 | 0 | 0 | 0 | 0 | 0 | 0 | 0 | 0 | 0 | 0 | 0 | 0 | 0 | 0 | 0 | 0 | 0 | 0 | 0 | 0
F4_Industrial_Industrial - ID_New_Space Heating_Natural Gas_Furnace_Baseline Forecast | F4 | Industrial | Industrial - ID | New | Space Heating | Natural Gas | Furnace | Baseline Forecast | Incremental Savings (MMtherm) | 0 | 0 | 0 | 0 | 0 | 0 | 0 | 0 | 0 | 0 | 0 | 0 | 0 | 0 | 0 | 0 | 0 | 0 | 0 | 0 | 0 | 0 | 0 | 0
F1_Industrial_Industrial - ID_New_Space Heating_Natural Gas_Boiler_Baseline Forecast | F1 | Industrial | Industrial - ID | New | Space Heating | Natural Gas | Boiler | Baseline Forecast | Consumption Savings (MMtherm) | 0 | 0 | 0 | 0 | 0 | 0 | 0 | 0 | 0 | 0 | 0 | 0 | 0 | 0 | 0 | 0 | 0 | 0 | 0 | 0 | 0 | 0 | 0 | 0
F2_Industrial_Industrial - ID_New_Space Heating_Natural Gas_Boiler_Baseline Forecast | F2 | Industrial | Industrial - ID | New | Space Heating | Natural Gas | Boiler | Baseline Forecast | Summer Demand Savings (n/a) | 0 | 0 | 0 | 0 | 0 | 0 | 0 | 0 | 0 | 0 | 0 | 0 | 0 | 0 | 0 | 0 | 0 | 0 | 0 | 0 | 0 | 0 | 0 | 0
F3_Industrial_Industrial - ID_New_Space Heating_Natural Gas_Boiler_Baseline Forecast | F3 | Industrial | Industrial - ID | New | Space Heating | Natural Gas | Boiler | Baseline Forecast | Winter Demand Savings (n/a) | 0 | 0 | 0 | 0 | 0 | 0 | 0 | 0 | 0 | 0 | 0 | 0 | 0 | 0 | 0 | 0 | 0 | 0 | 0 | 0 | 0 | 0 | 0 | 0
F4_Industrial_Industrial - ID_New_Space Heating_Natural Gas_Boiler_Baseline Forecast | F4 | Industrial | Industrial - ID | New | Space Heating | Natural Gas | Boiler | Baseline Forecast | Incremental Savings (MMtherm) | 0 | 0 | 0 | 0 | 0 | 0 | 0 | 0 | 0 | 0 | 0 | 0 | 0 | 0 | 0 | 0 | 0 | 0 | 0 | 0 | 0 | 0 | 0 | 0
F1_Industrial_Industrial - ID_New_Space Heating_Natural Gas_Unit Heater_Baseline Forecast | F1 | Industrial | Industrial - ID | New | Space Heating | Natural Gas | Unit Heater | Baseline Forecast | Consumption Savings (MMtherm) | 0 | 0 | 0 | 0 | 0 | 0 | 0 | 0 | 0 | 0 | 0 | 0 | 0 | 0 | 0 | 0 | 0 | 0 | 0 | 0 | 0 | 0 | 0 | 0
F2_Industrial_Industrial - ID_New_Space Heating_Natural Gas_Unit Heater_Baseline Forecast | F2 | Industrial | Industrial - ID | New | Space Heating | Natural Gas | Unit Heater | Baseline Forecast | Summer Demand Savings (n/a) | 0 | 0 | 0 | 0 | 0 | 0 | 0 | 0 | 0 | 0 | 0 | 0 | 0 | 0 | 0 | 0 | 0 | 0 | 0 | 0 | 0 | 0 | 0 | 0
F3_Industrial_Industrial - ID_New_Space Heating_Natural Gas_Unit Heater_Baseline Forecast | F3 | Industrial | Industrial - ID | New | Space Heating | Natural Gas | Unit Heater | Baseline Forecast | Winter Demand Savings (n/a) | 0 | 0 | 0 | 0 | 0 | 0 | 0 | 0 | 0 | 0 | 0 | 0 | 0 | 0 | 0 | 0 | 0 | 0 | 0 | 0 | 0 | 0 | 0 | 0
F4_Industrial_Industrial - ID_New_Space Heating_Natural Gas_Unit Heater_Baseline Forecast | F4 | Industrial | Industrial - ID | New | Space Heating | Natural Gas | Unit Heater | Baseline Forecast | Incremental Savings (MMtherm) | 0 | 0 | 0 | 0 | 0 | 0 | 0 | 0 | 0 | 0 | 0 | 0 | 0 | 0 | 0 | 0 | 0 | 0 | 0 | 0 | 0 | 0 | 0 | 0
F1_Industrial_Industrial - ID_New_Process_Natural Gas_Process Boiler_Baseline Forecast | F1 | Industrial | Industrial - ID | New | Process | Natural Gas | Process Boiler | Baseline Forecast | Consumption Savings (MMtherm) | 0 | 0 | 0 | 0 | 0 | 0 | 0 | 0 | 0 | 0 | 0 | 0 | 0 | 0 | 0 | 0 | 0 | 0 | 0 | 0 | 0 | 0 | 0 | 0
F2_Industrial_Industrial - ID_New_Process_Natural Gas_Process Boiler_Baseline Forecast | F2 | Industrial | Industrial - ID | New | Process | Natural Gas | Process Boiler | Baseline Forecast | Summer Demand Savings (n/a) | 0 | 0 | 0 | 0 | 0 | 0 | 0 | 0 | 0 | 0 | 0 | 0 | 0 | 0 | 0 | 0 | 0 | 0 | 0 | 0 | 0 | 0 | 0 | 0
F3_Industrial_Industrial - ID_New_Process_Natural Gas_Process Boiler_Baseline Forecast | F3 | Industrial | Industrial - ID | New | Process | Natural Gas | Process Boiler | Baseline Forecast | Winter Demand Savings (n/a) | 0 | 0 | 0 | 0 | 0 | 0 | 0 | 0 | 0 | 0 | 0 | 0 | 0 | 0 | 0 | 0 | 0 | 0 | 0 | 0 | 0 | 0 | 0 | 0
F4_Industrial_Industrial - ID_New_Process_Natural Gas_Process Boiler_Baseline Forecast | F4 | Industrial | Industrial - ID | New | Process | Natural Gas | Process Boiler | Baseline Forecast | Incremental Savings (MMtherm) | 0 | 0 | 0 | 0 | 0 | 0 | 0 | 0 | 0 | 0 | 0 | 0 | 0 | 0 | 0 | 0 | 0 | 0 | 0 | 0 | 0 | 0 | 0 | 0
F1_Industrial_Industrial - ID_New_Process_Natural Gas_Process Heating_Baseline Forecast | F1 | Industrial | Industrial - ID | New | Process | Natural Gas | Process Heating | Baseline Forecast | Consumption Savings (MMtherm) | 0 | 0 | 0 | 0 | 0 | 0 | 0 | 0 | 0 | 0 | 0 | 0 | 0 | 0 | 0 | 0 | 0 | 0 | 0 | 0 | 0 | 0 | 0 | 0
F2_Industrial_Industrial - ID_New_Process_Natural Gas_Process Heating_Baseline Forecast | F2 | Industrial | Industrial - ID | New | Process | Natural Gas | Process Heating | Baseline Forecast | Summer Demand Savings (n/a) | 0 | 0 | 0 | 0 | 0 | 0 | 0 | 0 | 0 | 0 | 0 | 0 | 0 | 0 | 0 | 0 | 0 | 0 | 0 | 0 | 0 | 0 | 0 | 0
F3_Industrial_Industrial - ID_New_Process_Natural Gas_Process Heating_Baseline Forecast | F3 | Industrial | Industrial - ID | New | Process | Natural Gas | Process Heating | Baseline Forecast | Winter Demand Savings (n/a) | 0 | 0 | 0 | 0 | 0 | 0 | 0 | 0 | 0 | 0 | 0 | 0 | 0 | 0 | 0 | 0 | 0 | 0 | 0 | 0 | 0 | 0 | 0 | 0
F4_Industrial_Industrial - ID_New_Process_Natural Gas_Process Heating_Baseline Forecast | F4 | Industrial | Industrial - ID | New | Process | Natural Gas | Process Heating | Baseline Forecast | Incremental Savings (MMtherm) | 0 | 0 | 0 | 0 | 0 | 0 | 0 | 0 | 0 | 0 | 0 | 0 | 0 | 0 | 0 | 0 | 0 | 0 | 0 | 0 | 0 | 0 | 0 | 0
F1_Industrial_Industrial - ID_New_Process_Natural Gas_Process Cooling_Baseline Forecast | F1 | Industrial | Industrial - ID | New | Process | Natural Gas | Process Cooling | Baseline Forecast | Consumption Savings (MMtherm) | 0 | 0 | 0 | 0 | 0 | 0 | 0 | 0 | 0 | 0 | 0 | 0 | 0 | 0 | 0 | 0 | 0 | 0 | 0 | 0 | 0 | 0 | 0 | 0
F2_Industrial_Industrial - ID_New_Process_Natural Gas_Process Cooling_Baseline Forecast | F2 | Industrial | Industrial - ID | New | Process | Natural Gas | Process Cooling | Baseline Forecast | Summer Demand Savings (n/a) | 0 | 0 | 0 | 0 | 0 | 0 | 0 | 0 | 0 | 0 | 0 | 0 | 0 | 0 | 0 | 0 | 0 | 0 | 0 | 0 | 0 | 0 | 0 | 0
F3_Industrial_Industrial - ID_New_Process_Natural Gas_Process Cooling_Baseline Forecast | F3 | Industrial | Industrial - ID | New | Process | Natural Gas | Process Cooling | Baseline Forecast | Winter Demand Savings (n/a) | 0 | 0 | 0 | 0 | 0 | 0 | 0 | 0 | 0 | 0 | 0 | 0 | 0 | 0 | 0 | 0 | 0 | 0 | 0 | 0 | 0 | 0 | 0 | 0
F4_Industrial_Industrial - ID_New_Process_Natural Gas_Process Cooling_Baseline Forecast | F4 | Industrial | Industrial - ID | New | Process | Natural Gas | Process Cooling | Baseline Forecast | Incremental Savings (MMtherm) | 0 | 0 | 0 | 0 | 0 | 0 | 0 | 0 | 0 | 0 | 0 | 0 | 0 | 0 | 0 | 0 | 0 | 0 | 0 | 0 | 0 | 0 | 0 | 0
F1_Industrial_Industrial - ID_New_Process_Natural Gas_Other Process_Baseline Forecast | F1 | Industrial | Industrial - ID | New | Process | Natural Gas | Other Process | Baseline Forecast | Consumption Savings (MMtherm) | 0 | 0 | 0 | 0 | 0 | 0 | 0 | 0 | 0 | 0 | 0 | 0 | 0 | 0 | 0 | 0 | 0 | 0 | 0 | 0 | 0 | 0 | 0 | 0
F2_Industrial_Industrial - ID_New_Process_Natural Gas_Other Process_Baseline Forecast | F2 | Industrial | Industrial - ID | New | Process | Natural Gas | Other Process | Baseline Forecast | Summer Demand Savings (n/a) | 0 | 0 | 0 | 0 | 0 | 0 | 0 | 0 | 0 | 0 | 0 | 0 | 0 | 0 | 0 | 0 | 0 | 0 | 0 | 0 | 0 | 0 | 0 | 0
F3_Industrial_Industrial - ID_New_Process_Natural Gas_Other Process_Baseline Forecast | F3 | Industrial | Industrial - ID | New | Process | Natural Gas | Other Process | Baseline Forecast | Winter Demand Savings (n/a) | 0 | 0 | 0 | 0 | 0 | 0 | 0 | 0 | 0 | 0 | 0 | 0 | 0 | 0 | 0 | 0 | 0 | 0 | 0 | 0 | 0 | 0 | 0 | 0
F4_Industrial_Industrial - ID_New_Process_Natural Gas_Other Process_Baseline Forecast | F4 | Industrial | Industrial - ID | New | Process | Natural Gas | Other Process | Baseline Forecast | Incremental Savings (MMtherm) | 0 | 0 | 0 | 0 | 0 | 0 | 0 | 0 | 0 | 0 | 0 | 0 | 0 | 0 | 0 | 0 | 0 | 0 | 0 | 0 | 0 | 0 | 0 | 0
F1_Industrial_Industrial - ID_New_Miscellaneous_Natural Gas_Miscellaneous_Baseline Forecast | F1 | Industrial | Industrial - ID | New | Miscellaneous | Natural Gas | Miscellaneous | Baseline Forecast | Consumption Savings (MMtherm) | 0 | 0 | 0 | 0 | 0 | 0 | 0 | 0 | 0 | 0 | 0 | 0 | 0 | 0 | 0 | 0 | 0 | 0 | 0 | 0 | 0 | 0 | 0 | 0
F2_Industrial_Industrial - ID_New_Miscellaneous_Natural Gas_Miscellaneous_Baseline Forecast | F2 | Industrial | Industrial - ID | New | Miscellaneous | Natural Gas | Miscellaneous | Baseline Forecast | Summer Demand Savings (n/a) | 0 | 0 | 0 | 0 | 0 | 0 | 0 | 0 | 0 | 0 | 0 | 0 | 0 | 0 | 0 | 0 | 0 | 0 | 0 | 0 | 0 | 0 | 0 | 0
F3_Industrial_Industrial - ID_New_Miscellaneous_Natural Gas_Miscellaneous_Baseline Forecast | F3 | Industrial | Industrial - ID | New | Miscellaneous | Natural Gas | Miscellaneous | Baseline Forecast | Winter Demand Savings (n/a) | 0 | 0 | 0 | 0 | 0 | 0 | 0 | 0 | 0 | 0 | 0 | 0 | 0 | 0 | 0 | 0 | 0 | 0 | 0 | 0 | 0 | 0 | 0 | 0
F4_Industrial_Industrial - ID_New_Miscellaneous_Natural Gas_Miscellaneous_Baseline Forecast | F4 | Industrial | Industrial - ID | New | Miscellaneous | Natural Gas | Miscellaneous | Baseline Forecast | Incremental Savings (MMtherm) | 0 | 0 | 0 | 0 | 0 | 0 | 0 | 0 | 0 | 0 | 0 | 0 | 0 | 0 | 0 | 0 | 0 | 0 | 0 | 0 | 0 | 0 | 0 | 0

## Special Markets
Key | Field | Sector | Market | Segment | Vintage | End Use | Fuel | Label | 2019 | 2020 | 2021 | 2022 | 2023 | 2024 | 2025 | 2026 | 2027 | 2028 | 2029 | 2030 | 2031 | 2032 | 2033 | 2034 | 2035 | 2036 | 2037 | 2038 | 2039 | 2040 | 2041
F1_Industrial_Industrial - WA_Existing_Space Heating_Natural Gas_All | F1 | Industrial | All | Industrial - WA | Existing | Space Heating | Natural Gas | Units | 2032.4302 | 1997.3883 | 1962.9505 | 1929.1066 | 1895.8461 | 1863.1591 | 1831.0357 | 1799.4661 | 1768.4408 | 1737.9505 | 1707.9858 | 1678.5378 | 1649.5975 | 1621.1561 | 1593.2052 | 1565.7361 | 1538.7406 | 1512.2106 | 1486.138 | 1460.515 | 1435.3337 | 1410.5865 | 1386.2661 | 1362.3649 | 1338.8759 | 1315.7918 | 1293.1058
F2_Industrial_Industrial - WA_Existing_Space Heating_Natural Gas_All | F2 | Industrial | All | Industrial - WA | Existing | Space Heating | Natural Gas | Usage (MMtherms) | 0.21926 | 0.2074 | 0.20358 | 0.19981 | 0.19611 | 0.19246 | 0.18888 | 0.18537 | 0.18192 | 0.17853 | 0.17521 | 0.17196 | 0.16877 | 0.16565 | 0.16259 | 0.15959 | 0.15665 | 0.15378 | 0.15096 | 0.14821 | 0.14551 | 0.14287 | 0.14028 | 0.13775 | 0.13527 | 0.13284 | 0.13047
F3_Industrial_Industrial - WA_Existing_Space Heating_Natural Gas_All | F3 | Industrial | All | Industrial - WA | Existing | Space Heating | Natural Gas | Summer Peak Demand (n/a) | 0 | 0 | 0 | 0 | 0 | 0 | 0 | 0 | 0 | 0 | 0 | 0 | 0 | 0 | 0 | 0 | 0 | 0 | 0 | 0 | 0 | 0 | 0 | 0 | 0 | 0 | 0
F4_Industrial_Industrial - WA_Existing_Space Heating_Natural Gas_All | F4 | Industrial | All | Industrial - WA | Existing | Space Heating | Natural Gas | Winter Peak Demand (n/a) | 0 | 0 | 0 | 0 | 0 | 0 | 0 | 0 | 0 | 0 | 0 | 0 | 0 | 0 | 0 | 0 | 0 | 0 | 0 | 0 | 0 | 0 | 0 | 0 | 0 | 0 | 0
F1_Industrial_Industrial - WA_Existing_Process_Natural Gas_All | F1 | Industrial | All | Industrial - WA | Existing | Process | Natural Gas | Units | 8129.7207 | 7989.5531 | 7851.8022 | 7716.4263 | 7583.3844 | 7452.6364 | 7324.1427 | 7197.8644 | 7073.7633 | 6951.8018 | 6831.9432 | 6714.151 | 6598.3898 | 6484.6245 | 6372.8206 | 6262.9444 | 6154.9626 | 6048.8425 | 5944.5522 | 5842.0599 | 5741.3347 | 5642.3462 | 5545.0643 | 5449.4598 | 5355.5036 | 5263.1673 | 5172.4231
F2_Industrial_Industrial - WA_Existing_Process_Natural Gas_All | F2 | Industrial | All | Industrial - WA | Existing | Process | Natural Gas | Usage (MMtherms) | 3.0329 | 2.9806 | 2.9292 | 2.8787 | 2.8291 | 2.7803 | 2.7323 | 2.6852 | 2.6389 | 2.5934 | 2.5487 | 2.5048 | 2.4616 | 2.4191 | 2.3774 | 2.3364 | 2.2962 | 2.2566 | 2.2177 | 2.1794 | 2.1419 | 2.1049 | 2.0686 | 2.033 | 1.9979 | 1.9635 | 1.9296
F3_Industrial_Industrial - WA_Existing_Process_Natural Gas_All | F3 | Industrial | All | Industrial - WA | Existing | Process | Natural Gas | Summer Peak Demand (n/a) | 0 | 0 | 0 | 0 | 0 | 0 | 0 | 0 | 0 | 0 | 0 | 0 | 0 | 0 | 0 | 0 | 0 | 0 | 0 | 0 | 0 | 0 | 0 | 0 | 0 | 0 | 0
F4_Industrial_Industrial - WA_Existing_Process_Natural Gas_All | F4 | Industrial | All | Industrial - WA | Existing | Process | Natural Gas | Winter Peak Demand (n/a) | 0 | 0 | 0 | 0 | 0 | 0 | 0 | 0 | 0 | 0 | 0 | 0 | 0 | 0 | 0 | 0 | 0 | 0 | 0 | 0 | 0 | 0 | 0 | 0 | 0 | 0 | 0
F1_Industrial_Industrial - WA_Existing_Miscellaneous_Natural Gas_All | F1 | Industrial | All | Industrial - WA | Existing | Miscellaneous | Natural Gas | Units | 2032.4302 | 1997.3883 | 1962.9505 | 1929.1066 | 1895.8461 | 1863.1591 | 1831.0357 | 1799.4661 | 1768.4408 | 1737.9505 | 1707.9858 | 1678.5378 | 1649.5975 | 1621.1561 | 1593.2052 | 1565.7361 | 1538.7406 | 1512.2106 | 1486.138 | 1460.515 | 1435.3337 | 1410.5865 | 1386.2661 | 1362.3649 | 1338.8759 | 1315.7918 | 1293.1058
F2_Industrial_Industrial - WA_Existing_Miscellaneous_Natural Gas_All | F2 | Industrial | All | Industrial - WA | Existing | Miscellaneous | Natural Gas | Usage (MMtherms) | 0.23457 | 0.23053 | 0.22655 | 0.22264 | 0.21881 | 0.21503 | 0.21133 | 0.20768 | 0.2041 | 0.20058 | 0.19712 | 0.19373 | 0.19039 | 0.1871 | 0.18388 | 0.18071 | 0.17759 | 0.17453 | 0.17152 | 0.16856 | 0.16566 | 0.1628 | 0.15999 | 0.15724 | 0.15452 | 0.15186 | 0.14924
F3_Industrial_Industrial - WA_Existing_Miscellaneous_Natural Gas_All | F3 | Industrial | All | Industrial - WA | Existing | Miscellaneous | Natural Gas | Summer Peak Demand (n/a) | 0 | 0 | 0 | 0 | 0 | 0 | 0 | 0 | 0 | 0 | 0 | 0 | 0 | 0 | 0 | 0 | 0 | 0 | 0 | 0 | 0 | 0 | 0 | 0 | 0 | 0 | 0
F4_Industrial_Industrial - WA_Existing_Miscellaneous_Natural Gas_All | F4 | Industrial | All | Industrial - WA | Existing | Miscellaneous | Natural Gas | Winter Peak Demand (n/a) | 0 | 0 | 0 | 0 | 0 | 0 | 0 | 0 | 0 | 0 | 0 | 0 | 0 | 0 | 0 | 0 | 0 | 0 | 0 | 0 | 0 | 0 | 0 | 0 | 0 | 0 | 0
F1_Industrial_Industrial - WA_New_Space Heating_Natural Gas_All | F1 | Industrial | All | Industrial - WA | New | Space Heating | Natural Gas | Units | 0 | 16.0376 | 35.0271 | 52.184 | 70.3214 | 87.887 | 104.8881 | 121.3356 | 137.2387 | 152.607 | 167.4496 | 181.7755 | 195.5935 | 208.9128 | 221.7417 | 234.0886 | 245.9619 | 257.3699 | 268.32 | 278.8211 | 288.8804 | 298.5053 | 307.7037 | 316.4828 | 324.8496 | 332.8115 | 346.6767
F2_Industrial_Industrial - WA_New_Space Heating_Natural Gas_All | F2 | Industrial | All | Industrial - WA | New | Space Heating | Natural Gas | Usage (MMtherms) | 0 | 0.0014057 | 0.0030701 | 0.0045739 | 0.0061636 | 0.0077032 | 0.0091933 | 0.010635 | 0.012029 | 0.013376 | 0.014677 | 0.015932 | 0.017144 | 0.018311 | 0.019435 | 0.020518 | 0.021558 | 0.022558 | 0.023518 | 0.024438 | 0.02532 | 0.026164 | 0.02697 | 0.027739 | 0.028473 | 0.029171 | 0.030386
F3_Industrial_Industrial - WA_New_Space Heating_Natural Gas_All | F3 | Industrial | All | Industrial - WA | New | Space Heating | Natural Gas | Summer Peak Demand (n/a) | 0 | 0 | 0 | 0 | 0 | 0 | 0 | 0 | 0 | 0 | 0 | 0 | 0 | 0 | 0 | 0 | 0 | 0 | 0 | 0 | 0 | 0 | 0 | 0 | 0 | 0 | 0
F4_Industrial_Industrial - WA_New_Space Heating_Natural Gas_All | F4 | Industrial | All | Industrial - WA | New | Space Heating | Natural Gas | Winter Peak Demand (n/a) | 0 | 0 | 0 | 0 | 0 | 0 | 0 | 0 | 0 | 0 | 0 | 0 | 0 | 0 | 0 | 0 | 0 | 0 | 0 | 0 | 0 | 0 | 0 | 0 | 0 | 0 | 0
F1_Industrial_Industrial - WA_New_Process_Natural Gas_All | F1 | Industrial | All | Industrial - WA | New | Process | Natural Gas | Units | 0 | 64.1505 | 140.1085 | 208.7361 | 281.2855 | 351.5481 | 419.5526 | 485.3422 | 548.9547 | 610.428 | 669.7985 | 727.1019 | 782.374 | 835.6512 | 886.9669 | 936.3544 | 983.8475 | 1029.4795 | 1073.2801 | 1115.2842 | 1155.5218 | 1194.0211 | 1230.8148 | 1265.9312 | 1299.3982 | 1331.2458 | 1386.7069
F2_Industrial_Industrial - WA_New_Process_Natural Gas_All | F2 | Industrial | All | Industrial - WA | New | Process | Natural Gas | Usage (MMtherms) | 0 | 0.023932 | 0.052269 | 0.077871 | 0.10494 | 0.13115 | 0.15652 | 0.18106 | 0.20479 | 0.22773 | 0.24987 | 0.27125 | 0.29187 | 0.31175 | 0.33089 | 0.34932 | 0.36703 | 0.38406 | 0.4004 | 0.41607 | 0.43108 | 0.44544 | 0.45917 | 0.47227 | 0.48475 | 0.49663 | 0.51732
F3_Industrial_Industrial - WA_New_Process_Natural Gas_All | F3 | Industrial | All | Industrial - WA | New | Process | Natural Gas | Summer Peak Demand (n/a) | 0 | 0 | 0 | 0 | 0 | 0 | 0 | 0 | 0 | 0 | 0 | 0 | 0 | 0 | 0 | 0 | 0 | 0 | 0 | 0 | 0 | 0 | 0 | 0 | 0 | 0 | 0
F4_Industrial_Industrial - WA_New_Process_Natural Gas_All | F4 | Industrial | All | Industrial - WA | New | Process | Natural Gas | Winter Peak Demand (n/a) | 0 | 0 | 0 | 0 | 0 | 0 | 0 | 0 | 0 | 0 | 0 | 0 | 0 | 0 | 0 | 0 | 0 | 0 | 0 | 0 | 0 | 0 | 0 | 0 | 0 | 0 | 0
F1_Industrial_Industrial - WA_New_Miscellaneous_Natural Gas_All | F1 | Industrial | All | Industrial - WA | New | Miscellaneous | Natural Gas | Units | 0 | 16.0376 | 35.0271 | 52.184 | 70.3214 | 87.887 | 104.8881 | 121.3356 | 137.2387 | 152.607 | 167.4496 | 181.7755 | 195.5935 | 208.9128 | 221.7417 | 234.0886 | 245.9619 | 257.3699 | 268.32 | 278.8211 | 288.8804 | 298.5053 | 307.7037 | 316.4828 | 324.8496 | 332.8115 | 346.6767
F2_Industrial_Industrial - WA_New_Miscellaneous_Natural Gas_All | F2 | Industrial | All | Industrial - WA | New | Miscellaneous | Natural Gas | Usage (MMtherms) | 0 | 0.001851 | 0.0040426 | 0.0060227 | 0.008116 | 0.010143 | 0.012105 | 0.014004 | 0.015839 | 0.017613 | 0.019326 | 0.020979 | 0.022574 | 0.024111 | 0.025592 | 0.027017 | 0.028387 | 0.029704 | 0.030968 | 0.03218 | 0.033341 | 0.034451 | 0.035513 | 0.036526 | 0.037492 | 0.038411 | 0.040011
F3_Industrial_Industrial - WA_New_Miscellaneous_Natural Gas_All | F3 | Industrial | All | Industrial - WA | New | Miscellaneous | Natural Gas | Summer Peak Demand (n/a) | 0 | 0 | 0 | 0 | 0 | 0 | 0 | 0 | 0 | 0 | 0 | 0 | 0 | 0 | 0 | 0 | 0 | 0 | 0 | 0 | 0 | 0 | 0 | 0 | 0 | 0 | 0
F4_Industrial_Industrial - WA_New_Miscellaneous_Natural Gas_All | F4 | Industrial | All | Industrial - WA | New | Miscellaneous | Natural Gas | Winter Peak Demand (n/a) | 0 | 0 | 0 | 0 | 0 | 0 | 0 | 0 | 0 | 0 | 0 | 0 | 0 | 0 | 0 | 0 | 0 | 0 | 0 | 0 | 0 | 0 | 0 | 0 | 0 | 0 | 0
F1_Industrial_Industrial - ID_Existing_Space Heating_Natural Gas_All | F1 | Industrial | All | Industrial - ID | Existing | Space Heating | Natural Gas | Units | 1188.575 | 1168.0823 | 1147.9429 | 1128.1508 | 1108.7 | 1089.5844 | 1070.7985 | 1052.3365 | 1034.1927 | 1016.3618 | 998.8383 | 981.617 | 964.6926 | 948.0599 | 931.7141 | 915.65 | 899.863 | 884.3481 | 869.1007 | 854.1162 | 839.3901 | 824.9178 | 810.6951 | 796.7176 | 782.9811 | 769.4814 | 756.2145
F2_Industrial_Industrial - ID_Existing_Space Heating_Natural Gas_All | F2 | Industrial | All | Industrial - ID | Existing | Space Heating | Natural Gas | Usage (MMtherms) | 0.15011 | 0.14199 | 0.13937 | 0.13679 | 0.13426 | 0.13176 | 0.12931 | 0.12691 | 0.12454 | 0.12223 | 0.11995 | 0.11773 | 0.11554 | 0.11341 | 0.11131 | 0.10926 | 0.10725 | 0.10528 | 0.10335 | 0.10146 | 0.099617 | 0.097808 | 0.096037 | 0.094304 | 0.092607 | 0.090946 | 0.089321
F3_Industrial_Industrial - ID_Existing_Space Heating_Natural Gas_All | F3 | Industrial | All | Industrial - ID | Existing | Space Heating | Natural Gas | Summer Peak Demand (n/a) | 0 | 0 | 0 | 0 | 0 | 0 | 0 | 0 | 0 | 0 | 0 | 0 | 0 | 0 | 0 | 0 | 0 | 0 | 0 | 0 | 0 | 0 | 0 | 0 | 0 | 0 | 0
F4_Industrial_Industrial - ID_Existing_Space Heating_Natural Gas_All | F4 | Industrial | All | Industrial - ID | Existing | Space Heating | Natural Gas | Winter Peak Demand (n/a) | 0 | 0 | 0 | 0 | 0 | 0 | 0 | 0 | 0 | 0 | 0 | 0 | 0 | 0 | 0 | 0 | 0 | 0 | 0 | 0 | 0 | 0 | 0 | 0 | 0 | 0 | 0
F1_Industrial_Industrial - ID_Existing_Process_Natural Gas_All | F1 | Industrial | All | Industrial - ID | Existing | Process | Natural Gas | Units | 4754.2999 | 4672.3292 | 4591.7718 | 4512.6033 | 4434.7998 | 4358.3377 | 4283.194 | 4209.3458 | 4136.7709 | 4065.4473 | 3995.3533 | 3926.4679 | 3858.7702 | 3792.2397 | 3726.8562 | 3662.6001 | 3599.4518 | 3537.3923 | 3476.4028 | 3416.4648 | 3357.5602 | 3299.6713 | 3242.7804 | 3186.8704 | 3131.9243 | 3077.9256 | 3024.858
F2_Industrial_Industrial - ID_Existing_Process_Natural Gas_All | F2 | Industrial | All | Industrial - ID | Existing | Process | Natural Gas | Usage (MMtherms) | 2.0763 | 2.0405 | 2.0054 | 1.9708 | 1.9368 | 1.9034 | 1.8706 | 1.8384 | 1.8067 | 1.7755 | 1.7449 | 1.7148 | 1.6852 | 1.6562 | 1.6276 | 1.5996 | 1.572 | 1.5449 | 1.5183 | 1.4921 | 1.4663 | 1.4411 | 1.4162 | 1.3918 | 1.3678 | 1.3442 | 1.321
F3_Industrial_Industrial - ID_Existing_Process_Natural Gas_All | F3 | Industrial | All | Industrial - ID | Existing | Process | Natural Gas | Summer Peak Demand (n/a) | 0 | 0 | 0 | 0 | 0 | 0 | 0 | 0 | 0 | 0 | 0 | 0 | 0 | 0 | 0 | 0 | 0 | 0 | 0 | 0 | 0 | 0 | 0 | 0 | 0 | 0 | 0
F4_Industrial_Industrial - ID_Existing_Process_Natural Gas_All | F4 | Industrial | All | Industrial - ID | Existing | Process | Natural Gas | Winter Peak Demand (n/a) | 0 | 0 | 0 | 0 | 0 | 0 | 0 | 0 | 0 | 0 | 0 | 0 | 0 | 0 | 0 | 0 | 0 | 0 | 0 | 0 | 0 | 0 | 0 | 0 | 0 | 0 | 0
F1_Industrial_Industrial - ID_Existing_Miscellaneous_Natural Gas_All | F1 | Industrial | All | Industrial - ID | Existing | Miscellaneous | Natural Gas | Units | 1188.575 | 1168.0823 | 1147.9429 | 1128.1508 | 1108.7 | 1089.5844 | 1070.7985 | 1052.3365 | 1034.1927 | 1016.3618 | 998.8383 | 981.617 | 964.6926 | 948.0599 | 931.7141 | 915.65 | 899.863 | 884.3481 | 869.1007 | 854.1162 | 839.3901 | 824.9178 | 810.6951 | 796.7176 | 782.9811 | 769.4814 | 756.2145
F2_Industrial_Industrial - ID_Existing_Miscellaneous_Natural Gas_All | F2 | Industrial | All | Industrial - ID | Existing | Miscellaneous | Natural Gas | Usage (MMtherms) | 0.16059 | 0.15782 | 0.1551 | 0.15243 | 0.1498 | 0.14722 | 0.14468 | 0.14218 | 0.13973 | 0.13732 | 0.13495 | 0.13263 | 0.13034 | 0.12809 | 0.12589 | 0.12371 | 0.12158 | 0.11949 | 0.11743 | 0.1154 | 0.11341 | 0.11146 | 0.10953 | 0.10765 | 0.10579 | 0.10397 | 0.10217
F3_Industrial_Industrial - ID_Existing_Miscellaneous_Natural Gas_All | F3 | Industrial | All | Industrial - ID | Existing | Miscellaneous | Natural Gas | Summer Peak Demand (n/a) | 0 | 0 | 0 | 0 | 0 | 0 | 0 | 0 | 0 | 0 | 0 | 0 | 0 | 0 | 0 | 0 | 0 | 0 | 0 | 0 | 0 | 0 | 0 | 0 | 0 | 0 | 0
F4_Industrial_Industrial - ID_Existing_Miscellaneous_Natural Gas_All | F4 | Industrial | All | Industrial - ID | Existing | Miscellaneous | Natural Gas | Winter Peak Demand (n/a) | 0 | 0 | 0 | 0 | 0 | 0 | 0 | 0 | 0 | 0 | 0 | 0 | 0 | 0 | 0 | 0 | 0 | 0 | 0 | 0 | 0 | 0 | 0 | 0 | 0 | 0 | 0
F1_Industrial_Industrial - ID_New_Space Heating_Natural Gas_All | F1 | Industrial | All | Industrial - ID | New | Space Heating | Natural Gas | Units | 0 | 9.3789 | 20.484 | 30.5175 | 39.3523 | 47.7922 | 55.8776 | 63.6563 | 71.114 | 78.258 | 85.0952 | 91.6291 | 97.8667 | 103.8122 | 109.471 | 114.8479 | 119.9478 | 124.7755 | 129.3357 | 133.633 | 137.6721 | 141.457 | 144.9926 | 148.2831 | 151.3322 | 154.1448 | 161.1775
F2_Industrial_Industrial - ID_New_Space Heating_Natural Gas_All | F2 | Industrial | All | Industrial - ID | New | Space Heating | Natural Gas | Usage (MMtherms) | 0 | 0.00096235 | 0.0021018 | 0.0031313 | 0.0040379 | 0.0049039 | 0.0057335 | 0.0065317 | 0.0072969 | 0.0080299 | 0.0087315 | 0.0094019 | 0.010042 | 0.010652 | 0.011233 | 0.011784 | 0.012308 | 0.012803 | 0.013271 | 0.013712 | 0.014126 | 0.014515 | 0.014877 | 0.015215 | 0.015528 | 0.015817 | 0.016538
F3_Industrial_Industrial - ID_New_Space Heating_Natural Gas_All | F3 | Industrial | All | Industrial - ID | New | Space Heating | Natural Gas | Summer Peak Demand (n/a) | 0 | 0 | 0 | 0 | 0 | 0 | 0 | 0 | 0 | 0 | 0 | 0 | 0 | 0 | 0 | 0 | 0 | 0 | 0 | 0 | 0 | 0 | 0 | 0 | 0 | 0 | 0
F4_Industrial_Industrial - ID_New_Space Heating_Natural Gas_All | F4 | Industrial | All | Industrial - ID | New | Space Heating | Natural Gas | Winter Peak Demand (n/a) | 0 | 0 | 0 | 0 | 0 | 0 | 0 | 0 | 0 | 0 | 0 | 0 | 0 | 0 | 0 | 0 | 0 | 0 | 0 | 0 | 0 | 0 | 0 | 0 | 0 | 0 | 0
F1_Industrial_Industrial - ID_New_Process_Natural Gas_All | F1 | Industrial | All | Industrial - ID | New | Process | Natural Gas | Units | 0 | 37.5155 | 81.9362 | 122.0699 | 157.409 | 191.1688 | 223.5104 | 254.6252 | 284.4561 | 313.0322 | 340.3807 | 366.5163 | 391.4668 | 415.2489 | 437.8838 | 459.3915 | 479.7913 | 499.1018 | 517.3428 | 534.5319 | 550.6884 | 565.828 | 579.9704 | 593.1323 | 605.329 | 616.5792 | 644.7099
F2_Industrial_Industrial - ID_New_Process_Natural Gas_All | F2 | Industrial | All | Industrial - ID | New | Process | Natural Gas | Usage (MMtherms) | 0 | 0.016384 | 0.035784 | 0.053312 | 0.068745 | 0.083489 | 0.097614 | 0.1112 | 0.12423 | 0.13671 | 0.14865 | 0.16007 | 0.17097 | 0.18135 | 0.19124 | 0.20063 | 0.20954 | 0.21797 | 0.22594 | 0.23345 | 0.2405 | 0.24711 | 0.25329 | 0.25904 | 0.26437 | 0.26928 | 0.28156
F3_Industrial_Industrial - ID_New_Process_Natural Gas_All | F3 | Industrial | All | Industrial - ID | New | Process | Natural Gas | Summer Peak Demand (n/a) | 0 | 0 | 0 | 0 | 0 | 0 | 0 | 0 | 0 | 0 | 0 | 0 | 0 | 0 | 0 | 0 | 0 | 0 | 0 | 0 | 0 | 0 | 0 | 0 | 0 | 0 | 0
F4_Industrial_Industrial - ID_New_Process_Natural Gas_All | F4 | Industrial | All | Industrial - ID | New | Process | Natural Gas | Winter Peak Demand (n/a) | 0 | 0 | 0 | 0 | 0 | 0 | 0 | 0 | 0 | 0 | 0 | 0 | 0 | 0 | 0 | 0 | 0 | 0 | 0 | 0 | 0 | 0 | 0 | 0 | 0 | 0 | 0
F1_Industrial_Industrial - ID_New_Miscellaneous_Natural Gas_All | F1 | Industrial | All | Industrial - ID | New | Miscellaneous | Natural Gas | Units | 0 | 9.3789 | 20.484 | 30.5175 | 39.3523 | 47.7922 | 55.8776 | 63.6563 | 71.114 | 78.258 | 85.0952 | 91.6291 | 97.8667 | 103.8122 | 109.471 | 114.8479 | 119.9478 | 124.7755 | 129.3357 | 133.633 | 137.6721 | 141.457 | 144.9926 | 148.2831 | 151.3322 | 154.1448 | 161.1775
F2_Industrial_Industrial - ID_New_Miscellaneous_Natural Gas_All | F2 | Industrial | All | Industrial - ID | New | Miscellaneous | Natural Gas | Usage (MMtherms) | 0 | 0.0012672 | 0.0027676 | 0.0041233 | 0.0053169 | 0.0064573 | 0.0075497 | 0.0086007 | 0.0096083 | 0.010574 | 0.011497 | 0.01238 | 0.013223 | 0.014026 | 0.014791 | 0.015517 | 0.016206 | 0.016859 | 0.017475 | 0.018055 | 0.018601 | 0.019112 | 0.01959 | 0.020035 | 0.020447 | 0.020827 | 0.021777
F3_Industrial_Industrial - ID_New_Miscellaneous_Natural Gas_All | F3 | Industrial | All | Industrial - ID | New | Miscellaneous | Natural Gas | Summer Peak Demand (n/a) | 0 | 0 | 0 | 0 | 0 | 0 | 0 | 0 | 0 | 0 | 0 | 0 | 0 | 0 | 0 | 0 | 0 | 0 | 0 | 0 | 0 | 0 | 0 | 0 | 0 | 0 | 0
F4_Industrial_Industrial - ID_New_Miscellaneous_Natural Gas_All | F4 | Industrial | All | Industrial - ID | New | Miscellaneous | Natural Gas | Winter Peak Demand (n/a) | 0 | 0 | 0 | 0 | 0 | 0 | 0 | 0 | 0 | 0 | 0 | 0 | 0 | 0 | 0 | 0 | 0 | 0 | 0 | 0 | 0 | 0 | 0 | 0 | 0 | 0 | 0
F1_Industrial_Industrial - WA_Existing_Space Heating_Natural Gas_Market | F1 | Industrial | Market | Industrial - WA | Existing | Space Heating | Natural Gas | Units | 2032.4302 | 1997.3883 | 1962.9505 | 1929.1066 | 1895.8461 | 1863.1591 | 1831.0357 | 1799.4661 | 1768.4408 | 1737.9505 | 1707.9858 | 1678.5378 | 1649.5975 | 1621.1561 | 1593.2052 | 1565.7361 | 1538.7406 | 1512.2106 | 1486.138 | 1460.515 | 1435.3337 | 1410.5865 | 1386.2661 | 1362.3649 | 1338.8759 | 1315.7918 | 1293.1058
F2_Industrial_Industrial - WA_Existing_Space Heating_Natural Gas_Market | F2 | Industrial | Market | Industrial - WA | Existing | Space Heating | Natural Gas | Usage (MMtherms) | 0.21926 | 0.2074 | 0.20358 | 0.19981 | 0.19611 | 0.19246 | 0.18888 | 0.18537 | 0.18192 | 0.17853 | 0.17521 | 0.17196 | 0.16877 | 0.16565 | 0.16259 | 0.15959 | 0.15665 | 0.15378 | 0.15096 | 0.14821 | 0.14551 | 0.14287 | 0.14028 | 0.13775 | 0.13527 | 0.13284 | 0.13047
F3_Industrial_Industrial - WA_Existing_Space Heating_Natural Gas_Market | F3 | Industrial | Market | Industrial - WA | Existing | Space Heating | Natural Gas | Summer Peak Demand (n/a) | 0 | 0 | 0 | 0 | 0 | 0 | 0 | 0 | 0 | 0 | 0 | 0 | 0 | 0 | 0 | 0 | 0 | 0 | 0 | 0 | 0 | 0 | 0 | 0 | 0 | 0 | 0
F4_Industrial_Industrial - WA_Existing_Space Heating_Natural Gas_Market | F4 | Industrial | Market | Industrial - WA | Existing | Space Heating | Natural Gas | Winter Peak Demand (n/a) | 0 | 0 | 0 | 0 | 0 | 0 | 0 | 0 | 0 | 0 | 0 | 0 | 0 | 0 | 0 | 0 | 0 | 0 | 0 | 0 | 0 | 0 | 0 | 0 | 0 | 0 | 0
F1_Industrial_Industrial - WA_Existing_Process_Natural Gas_Market | F1 | Industrial | Market | Industrial - WA | Existing | Process | Natural Gas | Units | 2032.4302 | 1997.3883 | 1962.9505 | 1929.1066 | 1895.8461 | 1863.1591 | 1831.0357 | 1799.4661 | 1768.4408 | 1737.9505 | 1707.9858 | 1678.5378 | 1649.5975 | 1621.1561 | 1593.2052 | 1565.7361 | 1538.7406 | 1512.2106 | 1486.138 | 1460.515 | 1435.3337 | 1410.5865 | 1386.2661 | 1362.3649 | 1338.8759 | 1315.7918 | 1293.1058
F2_Industrial_Industrial - WA_Existing_Process_Natural Gas_Market | F2 | Industrial | Market | Industrial - WA | Existing | Process | Natural Gas | Usage (MMtherms) | 3.0329 | 2.9806 | 2.9292 | 2.8787 | 2.8291 | 2.7803 | 2.7323 | 2.6852 | 2.6389 | 2.5934 | 2.5487 | 2.5048 | 2.4616 | 2.4191 | 2.3774 | 2.3364 | 2.2962 | 2.2566 | 2.2177 | 2.1794 | 2.1419 | 2.1049 | 2.0686 | 2.033 | 1.9979 | 1.9635 | 1.9296
F3_Industrial_Industrial - WA_Existing_Process_Natural Gas_Market | F3 | Industrial | Market | Industrial - WA | Existing | Process | Natural Gas | Summer Peak Demand (n/a) | 0 | 0 | 0 | 0 | 0 | 0 | 0 | 0 | 0 | 0 | 0 | 0 | 0 | 0 | 0 | 0 | 0 | 0 | 0 | 0 | 0 | 0 | 0 | 0 | 0 | 0 | 0
F4_Industrial_Industrial - WA_Existing_Process_Natural Gas_Market | F4 | Industrial | Market | Industrial - WA | Existing | Process | Natural Gas | Winter Peak Demand (n/a) | 0 | 0 | 0 | 0 | 0 | 0 | 0 | 0 | 0 | 0 | 0 | 0 | 0 | 0 | 0 | 0 | 0 | 0 | 0 | 0 | 0 | 0 | 0 | 0 | 0 | 0 | 0
F1_Industrial_Industrial - WA_Existing_Miscellaneous_Natural Gas_Market | F1 | Industrial | Market | Industrial - WA | Existing | Miscellaneous | Natural Gas | Units | 2032.4302 | 1997.3883 | 1962.9505 | 1929.1066 | 1895.8461 | 1863.1591 | 1831.0357 | 1799.4661 | 1768.4408 | 1737.9505 | 1707.9858 | 1678.5378 | 1649.5975 | 1621.1561 | 1593.2052 | 1565.7361 | 1538.7406 | 1512.2106 | 1486.138 | 1460.515 | 1435.3337 | 1410.5865 | 1386.2661 | 1362.3649 | 1338.8759 | 1315.7918 | 1293.1058
F2_Industrial_Industrial - WA_Existing_Miscellaneous_Natural Gas_Market | F2 | Industrial | Market | Industrial - WA | Existing | Miscellaneous | Natural Gas | Usage (MMtherms) | 0.23457 | 0.23053 | 0.22655 | 0.22264 | 0.21881 | 0.21503 | 0.21133 | 0.20768 | 0.2041 | 0.20058 | 0.19712 | 0.19373 | 0.19039 | 0.1871 | 0.18388 | 0.18071 | 0.17759 | 0.17453 | 0.17152 | 0.16856 | 0.16566 | 0.1628 | 0.15999 | 0.15724 | 0.15452 | 0.15186 | 0.14924
F3_Industrial_Industrial - WA_Existing_Miscellaneous_Natural Gas_Market | F3 | Industrial | Market | Industrial - WA | Existing | Miscellaneous | Natural Gas | Summer Peak Demand (n/a) | 0 | 0 | 0 | 0 | 0 | 0 | 0 | 0 | 0 | 0 | 0 | 0 | 0 | 0 | 0 | 0 | 0 | 0 | 0 | 0 | 0 | 0 | 0 | 0 | 0 | 0 | 0
F4_Industrial_Industrial - WA_Existing_Miscellaneous_Natural Gas_Market | F4 | Industrial | Market | Industrial - WA | Existing | Miscellaneous | Natural Gas | Winter Peak Demand (n/a) | 0 | 0 | 0 | 0 | 0 | 0 | 0 | 0 | 0 | 0 | 0 | 0 | 0 | 0 | 0 | 0 | 0 | 0 | 0 | 0 | 0 | 0 | 0 | 0 | 0 | 0 | 0
F1_Industrial_Industrial - WA_New_Space Heating_Natural Gas_Market | F1 | Industrial | Market | Industrial - WA | New | Space Heating | Natural Gas | Units | 0 | 16.0376 | 35.0271 | 52.184 | 70.3214 | 87.887 | 104.8881 | 121.3356 | 137.2387 | 152.607 | 167.4496 | 181.7755 | 195.5935 | 208.9128 | 221.7417 | 234.0886 | 245.9619 | 257.3699 | 268.32 | 278.8211 | 288.8804 | 298.5053 | 307.7037 | 316.4828 | 324.8496 | 332.8115 | 346.6767
F2_Industrial_Industrial - WA_New_Space Heating_Natural Gas_Market | F2 | Industrial | Market | Industrial - WA | New | Space Heating | Natural Gas | Usage (MMtherms) | 0 | 0.0014057 | 0.0030701 | 0.0045739 | 0.0061636 | 0.0077032 | 0.0091933 | 0.010635 | 0.012029 | 0.013376 | 0.014677 | 0.015932 | 0.017144 | 0.018311 | 0.019435 | 0.020518 | 0.021558 | 0.022558 | 0.023518 | 0.024438 | 0.02532 | 0.026164 | 0.02697 | 0.027739 | 0.028473 | 0.029171 | 0.030386
F3_Industrial_Industrial - WA_New_Space Heating_Natural Gas_Market | F3 | Industrial | Market | Industrial - WA | New | Space Heating | Natural Gas | Summer Peak Demand (n/a) | 0 | 0 | 0 | 0 | 0 | 0 | 0 | 0 | 0 | 0 | 0 | 0 | 0 | 0 | 0 | 0 | 0 | 0 | 0 | 0 | 0 | 0 | 0 | 0 | 0 | 0 | 0
F4_Industrial_Industrial - WA_New_Space Heating_Natural Gas_Market | F4 | Industrial | Market | Industrial - WA | New | Space Heating | Natural Gas | Winter Peak Demand (n/a) | 0 | 0 | 0 | 0 | 0 | 0 | 0 | 0 | 0 | 0 | 0 | 0 | 0 | 0 | 0 | 0 | 0 | 0 | 0 | 0 | 0 | 0 | 0 | 0 | 0 | 0 | 0
F1_Industrial_Industrial - WA_New_Process_Natural Gas_Market | F1 | Industrial | Market | Industrial - WA | New | Process | Natural Gas | Units | 0 | 16.0376 | 35.0271 | 52.184 | 70.3214 | 87.887 | 104.8881 | 121.3356 | 137.2387 | 152.607 | 167.4496 | 181.7755 | 195.5935 | 208.9128 | 221.7417 | 234.0886 | 245.9619 | 257.3699 | 268.32 | 278.8211 | 288.8804 | 298.5053 | 307.7037 | 316.4828 | 324.8496 | 332.8115 | 346.6767
F2_Industrial_Industrial - WA_New_Process_Natural Gas_Market | F2 | Industrial | Market | Industrial - WA | New | Process | Natural Gas | Usage (MMtherms) | 0 | 0.023932 | 0.052269 | 0.077871 | 0.10494 | 0.13115 | 0.15652 | 0.18106 | 0.20479 | 0.22773 | 0.24987 | 0.27125 | 0.29187 | 0.31175 | 0.33089 | 0.34932 | 0.36703 | 0.38406 | 0.4004 | 0.41607 | 0.43108 | 0.44544 | 0.45917 | 0.47227 | 0.48475 | 0.49663 | 0.51732
F3_Industrial_Industrial - WA_New_Process_Natural Gas_Market | F3 | Industrial | Market | Industrial - WA | New | Process | Natural Gas | Summer Peak Demand (n/a) | 0 | 0 | 0 | 0 | 0 | 0 | 0 | 0 | 0 | 0 | 0 | 0 | 0 | 0 | 0 | 0 | 0 | 0 | 0 | 0 | 0 | 0 | 0 | 0 | 0 | 0 | 0
F4_Industrial_Industrial - WA_New_Process_Natural Gas_Market | F4 | Industrial | Market | Industrial - WA | New | Process | Natural Gas | Winter Peak Demand (n/a) | 0 | 0 | 0 | 0 | 0 | 0 | 0 | 0 | 0 | 0 | 0 | 0 | 0 | 0 | 0 | 0 | 0 | 0 | 0 | 0 | 0 | 0 | 0 | 0 | 0 | 0 | 0
F1_Industrial_Industrial - WA_New_Miscellaneous_Natural Gas_Market | F1 | Industrial | Market | Industrial - WA | New | Miscellaneous | Natural Gas | Units | 0 | 16.0376 | 35.0271 | 52.184 | 70.3214 | 87.887 | 104.8881 | 121.3356 | 137.2387 | 152.607 | 167.4496 | 181.7755 | 195.5935 | 208.9128 | 221.7417 | 234.0886 | 245.9619 | 257.3699 | 268.32 | 278.8211 | 288.8804 | 298.5053 | 307.7037 | 316.4828 | 324.8496 | 332.8115 | 346.6767
F2_Industrial_Industrial - WA_New_Miscellaneous_Natural Gas_Market | F2 | Industrial | Market | Industrial - WA | New | Miscellaneous | Natural Gas | Usage (MMtherms) | 0 | 0.001851 | 0.0040426 | 0.0060227 | 0.008116 | 0.010143 | 0.012105 | 0.014004 | 0.015839 | 0.017613 | 0.019326 | 0.020979 | 0.022574 | 0.024111 | 0.025592 | 0.027017 | 0.028387 | 0.029704 | 0.030968 | 0.03218 | 0.033341 | 0.034451 | 0.035513 | 0.036526 | 0.037492 | 0.038411 | 0.040011
F3_Industrial_Industrial - WA_New_Miscellaneous_Natural Gas_Market | F3 | Industrial | Market | Industrial - WA | New | Miscellaneous | Natural Gas | Summer Peak Demand (n/a) | 0 | 0 | 0 | 0 | 0 | 0 | 0 | 0 | 0 | 0 | 0 | 0 | 0 | 0 | 0 | 0 | 0 | 0 | 0 | 0 | 0 | 0 | 0 | 0 | 0 | 0 | 0
F4_Industrial_Industrial - WA_New_Miscellaneous_Natural Gas_Market | F4 | Industrial | Market | Industrial - WA | New | Miscellaneous | Natural Gas | Winter Peak Demand (n/a) | 0 | 0 | 0 | 0 | 0 | 0 | 0 | 0 | 0 | 0 | 0 | 0 | 0 | 0 | 0 | 0 | 0 | 0 | 0 | 0 | 0 | 0 | 0 | 0 | 0 | 0 | 0
F1_Industrial_Industrial - ID_Existing_Space Heating_Natural Gas_Market | F1 | Industrial | Market | Industrial - ID | Existing | Space Heating | Natural Gas | Units | 1188.575 | 1168.0823 | 1147.9429 | 1128.1508 | 1108.7 | 1089.5844 | 1070.7985 | 1052.3365 | 1034.1927 | 1016.3618 | 998.8383 | 981.617 | 964.6926 | 948.0599 | 931.7141 | 915.65 | 899.863 | 884.3481 | 869.1007 | 854.1162 | 839.3901 | 824.9178 | 810.6951 | 796.7176 | 782.9811 | 769.4814 | 756.2145
F2_Industrial_Industrial - ID_Existing_Space Heating_Natural Gas_Market | F2 | Industrial | Market | Industrial - ID | Existing | Space Heating | Natural Gas | Usage (MMtherms) | 0.15011 | 0.14199 | 0.13937 | 0.13679 | 0.13426 | 0.13176 | 0.12931 | 0.12691 | 0.12454 | 0.12223 | 0.11995 | 0.11773 | 0.11554 | 0.11341 | 0.11131 | 0.10926 | 0.10725 | 0.10528 | 0.10335 | 0.10146 | 0.099617 | 0.097808 | 0.096037 | 0.094304 | 0.092607 | 0.090946 | 0.089321
F3_Industrial_Industrial - ID_Existing_Space Heating_Natural Gas_Market | F3 | Industrial | Market | Industrial - ID | Existing | Space Heating | Natural Gas | Summer Peak Demand (n/a) | 0 | 0 | 0 | 0 | 0 | 0 | 0 | 0 | 0 | 0 | 0 | 0 | 0 | 0 | 0 | 0 | 0 | 0 | 0 | 0 | 0 | 0 | 0 | 0 | 0 | 0 | 0
F4_Industrial_Industrial - ID_Existing_Space Heating_Natural Gas_Market | F4 | Industrial | Market | Industrial - ID | Existing | Space Heating | Natural Gas | Winter Peak Demand (n/a) | 0 | 0 | 0 | 0 | 0 | 0 | 0 | 0 | 0 | 0 | 0 | 0 | 0 | 0 | 0 | 0 | 0 | 0 | 0 | 0 | 0 | 0 | 0 | 0 | 0 | 0 | 0
F1_Industrial_Industrial - ID_Existing_Process_Natural Gas_Market | F1 | Industrial | Market | Industrial - ID | Existing | Process | Natural Gas | Units | 1188.575 | 1168.0823 | 1147.9429 | 1128.1508 | 1108.7 | 1089.5844 | 1070.7985 | 1052.3365 | 1034.1927 | 1016.3618 | 998.8383 | 981.617 | 964.6926 | 948.0599 | 931.7141 | 915.65 | 899.863 | 884.3481 | 869.1007 | 854.1162 | 839.3901 | 824.9178 | 810.6951 | 796.7176 | 782.9811 | 769.4814 | 756.2145
F2_Industrial_Industrial - ID_Existing_Process_Natural Gas_Market | F2 | Industrial | Market | Industrial - ID | Existing | Process | Natural Gas | Usage (MMtherms) | 2.0763 | 2.0405 | 2.0054 | 1.9708 | 1.9368 | 1.9034 | 1.8706 | 1.8384 | 1.8067 | 1.7755 | 1.7449 | 1.7148 | 1.6852 | 1.6562 | 1.6276 | 1.5996 | 1.572 | 1.5449 | 1.5183 | 1.4921 | 1.4663 | 1.4411 | 1.4162 | 1.3918 | 1.3678 | 1.3442 | 1.321
F3_Industrial_Industrial - ID_Existing_Process_Natural Gas_Market | F3 | Industrial | Market | Industrial - ID | Existing | Process | Natural Gas | Summer Peak Demand (n/a) | 0 | 0 | 0 | 0 | 0 | 0 | 0 | 0 | 0 | 0 | 0 | 0 | 0 | 0 | 0 | 0 | 0 | 0 | 0 | 0 | 0 | 0 | 0 | 0 | 0 | 0 | 0
F4_Industrial_Industrial - ID_Existing_Process_Natural Gas_Market | F4 | Industrial | Market | Industrial - ID | Existing | Process | Natural Gas | Winter Peak Demand (n/a) | 0 | 0 | 0 | 0 | 0 | 0 | 0 | 0 | 0 | 0 | 0 | 0 | 0 | 0 | 0 | 0 | 0 | 0 | 0 | 0 | 0 | 0 | 0 | 0 | 0 | 0 | 0
F1_Industrial_Industrial - ID_Existing_Miscellaneous_Natural Gas_Market | F1 | Industrial | Market | Industrial - ID | Existing | Miscellaneous | Natural Gas | Units | 1188.575 | 1168.0823 | 1147.9429 | 1128.1508 | 1108.7 | 1089.5844 | 1070.7985 | 1052.3365 | 1034.1927 | 1016.3618 | 998.8383 | 981.617 | 964.6926 | 948.0599 | 931.7141 | 915.65 | 899.863 | 884.3481 | 869.1007 | 854.1162 | 839.3901 | 824.9178 | 810.6951 | 796.7176 | 782.9811 | 769.4814 | 756.2145
F2_Industrial_Industrial - ID_Existing_Miscellaneous_Natural Gas_Market | F2 | Industrial | Market | Industrial - ID | Existing | Miscellaneous | Natural Gas | Usage (MMtherms) | 0.16059 | 0.15782 | 0.1551 | 0.15243 | 0.1498 | 0.14722 | 0.14468 | 0.14218 | 0.13973 | 0.13732 | 0.13495 | 0.13263 | 0.13034 | 0.12809 | 0.12589 | 0.12371 | 0.12158 | 0.11949 | 0.11743 | 0.1154 | 0.11341 | 0.11146 | 0.10953 | 0.10765 | 0.10579 | 0.10397 | 0.10217
F3_Industrial_Industrial - ID_Existing_Miscellaneous_Natural Gas_Market | F3 | Industrial | Market | Industrial - ID | Existing | Miscellaneous | Natural Gas | Summer Peak Demand (n/a) | 0 | 0 | 0 | 0 | 0 | 0 | 0 | 0 | 0 | 0 | 0 | 0 | 0 | 0 | 0 | 0 | 0 | 0 | 0 | 0 | 0 | 0 | 0 | 0 | 0 | 0 | 0
F4_Industrial_Industrial - ID_Existing_Miscellaneous_Natural Gas_Market | F4 | Industrial | Market | Industrial - ID | Existing | Miscellaneous | Natural Gas | Winter Peak Demand (n/a) | 0 | 0 | 0 | 0 | 0 | 0 | 0 | 0 | 0 | 0 | 0 | 0 | 0 | 0 | 0 | 0 | 0 | 0 | 0 | 0 | 0 | 0 | 0 | 0 | 0 | 0 | 0
F1_Industrial_Industrial - ID_New_Space Heating_Natural Gas_Market | F1 | Industrial | Market | Industrial - ID | New | Space Heating | Natural Gas | Units | 0 | 9.3789 | 20.484 | 30.5175 | 39.3523 | 47.7922 | 55.8776 | 63.6563 | 71.114 | 78.258 | 85.0952 | 91.6291 | 97.8667 | 103.8122 | 109.471 | 114.8479 | 119.9478 | 124.7755 | 129.3357 | 133.633 | 137.6721 | 141.457 | 144.9926 | 148.2831 | 151.3322 | 154.1448 | 161.1775
F2_Industrial_Industrial - ID_New_Space Heating_Natural Gas_Market | F2 | Industrial | Market | Industrial - ID | New | Space Heating | Natural Gas | Usage (MMtherms) | 0 | 0.00096235 | 0.0021018 | 0.0031313 | 0.0040379 | 0.0049039 | 0.0057335 | 0.0065317 | 0.0072969 | 0.0080299 | 0.0087315 | 0.0094019 | 0.010042 | 0.010652 | 0.011233 | 0.011784 | 0.012308 | 0.012803 | 0.013271 | 0.013712 | 0.014126 | 0.014515 | 0.014877 | 0.015215 | 0.015528 | 0.015817 | 0.016538
F3_Industrial_Industrial - ID_New_Space Heating_Natural Gas_Market | F3 | Industrial | Market | Industrial - ID | New | Space Heating | Natural Gas | Summer Peak Demand (n/a) | 0 | 0 | 0 | 0 | 0 | 0 | 0 | 0 | 0 | 0 | 0 | 0 | 0 | 0 | 0 | 0 | 0 | 0 | 0 | 0 | 0 | 0 | 0 | 0 | 0 | 0 | 0
F4_Industrial_Industrial - ID_New_Space Heating_Natural Gas_Market | F4 | Industrial | Market | Industrial - ID | New | Space Heating | Natural Gas | Winter Peak Demand (n/a) | 0 | 0 | 0 | 0 | 0 | 0 | 0 | 0 | 0 | 0 | 0 | 0 | 0 | 0 | 0 | 0 | 0 | 0 | 0 | 0 | 0 | 0 | 0 | 0 | 0 | 0 | 0
F1_Industrial_Industrial - ID_New_Process_Natural Gas_Market | F1 | Industrial | Market | Industrial - ID | New | Process | Natural Gas | Units | 0 | 9.3789 | 20.484 | 30.5175 | 39.3523 | 47.7922 | 55.8776 | 63.6563 | 71.114 | 78.258 | 85.0952 | 91.6291 | 97.8667 | 103.8122 | 109.471 | 114.8479 | 119.9478 | 124.7755 | 129.3357 | 133.633 | 137.6721 | 141.457 | 144.9926 | 148.2831 | 151.3322 | 154.1448 | 161.1775
F2_Industrial_Industrial - ID_New_Process_Natural Gas_Market | F2 | Industrial | Market | Industrial - ID | New | Process | Natural Gas | Usage (MMtherms) | 0 | 0.016384 | 0.035784 | 0.053312 | 0.068745 | 0.083489 | 0.097614 | 0.1112 | 0.12423 | 0.13671 | 0.14865 | 0.16007 | 0.17097 | 0.18135 | 0.19124 | 0.20063 | 0.20954 | 0.21797 | 0.22594 | 0.23345 | 0.2405 | 0.24711 | 0.25329 | 0.25904 | 0.26437 | 0.26928 | 0.28156
F3_Industrial_Industrial - ID_New_Process_Natural Gas_Market | F3 | Industrial | Market | Industrial - ID | New | Process | Natural Gas | Summer Peak Demand (n/a) | 0 | 0 | 0 | 0 | 0 | 0 | 0 | 0 | 0 | 0 | 0 | 0 | 0 | 0 | 0 | 0 | 0 | 0 | 0 | 0 | 0 | 0 | 0 | 0 | 0 | 0 | 0
F4_Industrial_Industrial - ID_New_Process_Natural Gas_Market | F4 | Industrial | Market | Industrial - ID | New | Process | Natural Gas | Winter Peak Demand (n/a) | 0 | 0 | 0 | 0 | 0 | 0 | 0 | 0 | 0 | 0 | 0 | 0 | 0 | 0 | 0 | 0 | 0 | 0 | 0 | 0 | 0 | 0 | 0 | 0 | 0 | 0 | 0
F1_Industrial_Industrial - ID_New_Miscellaneous_Natural Gas_Market | F1 | Industrial | Market | Industrial - ID | New | Miscellaneous | Natural Gas | Units | 0 | 9.3789 | 20.484 | 30.5175 | 39.3523 | 47.7922 | 55.8776 | 63.6563 | 71.114 | 78.258 | 85.0952 | 91.6291 | 97.8667 | 103.8122 | 109.471 | 114.8479 | 119.9478 | 124.7755 | 129.3357 | 133.633 | 137.6721 | 141.457 | 144.9926 | 148.2831 | 151.3322 | 154.1448 | 161.1775
F2_Industrial_Industrial - ID_New_Miscellaneous_Natural Gas_Market | F2 | Industrial | Market | Industrial - ID | New | Miscellaneous | Natural Gas | Usage (MMtherms) | 0 | 0.0012672 | 0.0027676 | 0.0041233 | 0.0053169 | 0.0064573 | 0.0075497 | 0.0086007 | 0.0096083 | 0.010574 | 0.011497 | 0.01238 | 0.013223 | 0.014026 | 0.014791 | 0.015517 | 0.016206 | 0.016859 | 0.017475 | 0.018055 | 0.018601 | 0.019112 | 0.01959 | 0.020035 | 0.020447 | 0.020827 | 0.021777
F3_Industrial_Industrial - ID_New_Miscellaneous_Natural Gas_Market | F3 | Industrial | Market | Industrial - ID | New | Miscellaneous | Natural Gas | Summer Peak Demand (n/a) | 0 | 0 | 0 | 0 | 0 | 0 | 0 | 0 | 0 | 0 | 0 | 0 | 0 | 0 | 0 | 0 | 0 | 0 | 0 | 0 | 0 | 0 | 0 | 0 | 0 | 0 | 0
F4_Industrial_Industrial - ID_New_Miscellaneous_Natural Gas_Market | F4 | Industrial | Market | Industrial - ID | New | Miscellaneous | Natural Gas | Winter Peak Demand (n/a) | 0 | 0 | 0 | 0 | 0 | 0 | 0 | 0 | 0 | 0 | 0 | 0 | 0 | 0 | 0 | 0 | 0 | 0 | 0 | 0 | 0 | 0 | 0 | 0 | 0 | 0 | 0

## Raw Equipment Results (hidden)
Key | Field | Sector | Segment | Vintage | End Use | Fuel | Technology | Case | Label | 2013 | 2014 | 2015 | 2016 | 2017 | 2018 | 2019 | 2020 | 2021 | 2022 | 2023 | 2024 | 2025 | 2026 | 2027 | 2028 | 2029 | 2030 | 2031 | 2032 | 2033 | 2034 | 2035 | 2036 | 2037 | 2038 | 2039 | 2040
[10 empty] | 5345.0347 | 5482.6426 | 5623.7933 | 5768.5779 | 5917.0899 | 6069.4254 | 6225.6828 | 6385.9631 | 6550.3697 | 6719.009 | 6891.9899 | 7069.4243 | 7251.4266 | 7438.1146 | 7629.6089 | 7826.0333 | 8027.5145 | 8234.1829 | 8446.172 | 8663.6188 | 8886.6637 | 9115.4509 | 9350.1282 | 9590.8473 | 9837.7637 | 10091.037 | 10350.8308 | 10617.313
[10 empty] | 25.0977 | 25.4622 | 25.9035 | 26.3679 | 26.857 | 27.262 | 27.6926 | 28.1502 | 28.6361 | 29.1459 | 29.6825 | 30.2437 | 30.8336 | 31.4558 | 32.1107 | 32.7888 | 33.4897 | 34.2133 | 34.9753 | 35.7739 | 36.6076 | 37.4621 | 38.3346 | 39.2428 | 40.1856 | 41.1947 | 42.2333 | 43.3019
[10 empty] | 5.8302 | 5.9149 | 6.0174 | 6.1253 | 6.2389 | 6.333 | 6.4331 | 6.5394 | 6.6522 | 6.7707 | 6.8953 | 7.0257 | 7.1627 | 7.3073 | 7.4594 | 7.6169 | 7.7797 | 7.9478 | 8.1248 | 8.3104 | 8.504 | 8.7025 | 8.9052 | 9.1162 | 9.3352 | 9.5696 | 9.8109 | 10.0591
[10 empty] | 5.8302 | 5.9149 | 6.0174 | 6.1253 | 6.2389 | 6.333 | 6.4331 | 6.5394 | 6.6522 | 6.7707 | 6.8953 | 7.0257 | 7.1627 | 7.3073 | 7.4594 | 7.6169 | 7.7797 | 7.9478 | 8.1248 | 8.3104 | 8.504 | 8.7025 | 8.9052 | 9.1162 | 9.3352 | 9.5696 | 9.8109 | 10.0591
[10 empty] | 0 | 345.2994 | 354.686 | 363.329 | 371.7453 | 379.5877 | 386.9544 | 393.9299 | 400.5873 | 421.274 | 439.7191 | 474.3741 | 504.8293 | 531.7039 | 536.5507 | 542.8564 | 550.3272 | 558.7856 | 568.0307 | 577.9044 | 588.2844 | 699.6818 | 701.2181 | 705.9464 | 715.9026 | 729.6648 | 746.2334 | 762.1129
[10 empty] | 4191.3515 | 4199.1457 | 4360.1143 | 4360.1143 | 4360.1143 | 4069.44 | 4069.44 | 4069.44 | 4069.44 | 4069.44 | 4069.44 | 4069.44 | 4069.44 | 4069.44 | 4069.44 | 4069.44 | 4069.44 | 4069.44 | 4069.44 | 4069.44 | 4069.44 | 4069.44 | 4069.44 | 4069.44 | 4069.44 | 4069.44 | 4069.44 | 4069.44
[10 empty] | 0.97366 | 0.97547 | 1.0129 | 1.0129 | 1.0129 | 0.94534 | 0.94534 | 0.94534 | 0.94534 | 0.94534 | 0.94534 | 0.94534 | 0.94534 | 0.94534 | 0.94534 | 0.94534 | 0.94534 | 0.94534 | 0.94534 | 0.94534 | 0.94534 | 0.94534 | 0.94534 | 0.94534 | 0.94534 | 0.94534 | 0.94534 | 0.94534
[10 empty] | 0.97366 | 0.97547 | 1.0129 | 1.0129 | 1.0129 | 0.94534 | 0.94534 | 0.94534 | 0.94534 | 0.94534 | 0.94534 | 0.94534 | 0.94534 | 0.94534 | 0.94534 | 0.94534 | 0.94534 | 0.94534 | 0.94534 | 0.94534 | 0.94534 | 0.94534 | 0.94534 | 0.94534 | 0.94534 | 0.94534 | 0.94534 | 0.94534
[10 empty] | 18074.695 | 18045.7754 | 18016.9022 | 17988.0752 | 17959.2942 | 17930.5594 | 17901.8705 | 17873.2275 | 17844.6303 | 17816.0789 | 17787.5732 | 17759.1131 | 17730.6985 | 17702.3294 | 17674.0056 | 17645.7272 | 17617.4941 | 17589.3061 | 17561.1632 | 17533.0653 | 17505.0124 | 17477.0044 | 17449.0412 | 17421.1227 | 17393.2489 | 17365.4197 | 17337.6351 | 17309.8948
[10 empty] | 50.8745 | 48.4936 | 47.1049 | 46.1095 | 45.39 | 44.8522 | 44.4613 | 44.2034 | 44.0747 | 44.0725 | 44.1861 | 44.238 | 44.2488 | 44.3141 | 44.2521 | 44.1873 | 44.1205 | 44.0526 | 43.9838 | 43.9146 | 43.8451 | 43.7755 | 43.7058 | 43.6361 | 43.5664 | 43.4968 | 43.4273 | 43.3579
[10 empty] | 11.8183 | 11.2652 | 10.9426 | 10.7114 | 10.5442 | 10.4193 | 10.3285 | 10.2686 | 10.2387 | 10.2382 | 10.2646 | 10.2766 | 10.2791 | 10.2943 | 10.2799 | 10.2648 | 10.2493 | 10.2335 | 10.2176 | 10.2015 | 10.1854 | 10.1692 | 10.153 | 10.1368 | 10.1206 | 10.1044 | 10.0883 | 10.0722
[10 empty] | 11.8183 | 11.2652 | 10.9426 | 10.7114 | 10.5442 | 10.4193 | 10.3285 | 10.2686 | 10.2387 | 10.2382 | 10.2646 | 10.2766 | 10.2791 | 10.2943 | 10.2799 | 10.2648 | 10.2493 | 10.2335 | 10.2176 | 10.2015 | 10.1854 | 10.1692 | 10.153 | 10.1368 | 10.1206 | 10.1044 | 10.0883 | 10.0722
[10 empty] | 0 | 2557.1648 | 1925.5408 | 1504.7743 | 1224.3551 | 1224.7048 | 1224.2819 | 1462.5393 | 1620.0872 | 1723.9164 | 1987.6309 | 1955.6304 | 1796.0822 | 2093.2568 | 1674.0677 | 1435.5788 | 1382.1882 | 1452.734 | 1533.6543 | 1720.4112 | 1818.637 | 1821.2341 | 1951.6169 | 1843.4499 | 1668.3701 | 1622.7452 | 1476.8373 | 1441.1931
[10 empty] | 2339.186 | 2339.7702 | 2504.8073 | 2504.8073 | 2504.8073 | 2504.8073 | 2504.8073 | 2504.8073 | 2504.8073 | 2504.8073 | 2504.8073 | 2504.8073 | 2504.8073 | 2504.8073 | 2504.8073 | 2504.8073 | 2504.8073 | 2504.8073 | 2504.8073 | 2504.8073 | 2504.8073 | 2504.8073 | 2504.8073 | 2504.8073 | 2504.8073 | 2504.8073 | 2504.8073 | 2504.8073
[10 empty] | 0.5434 | 0.54354 | 0.58187 | 0.58187 | 0.58187 | 0.58187 | 0.58187 | 0.58187 | 0.58187 | 0.58187 | 0.58187 | 0.58187 | 0.58187 | 0.58187 | 0.58187 | 0.58187 | 0.58187 | 0.58187 | 0.58187 | 0.58187 | 0.58187 | 0.58187 | 0.58187 | 0.58187 | 0.58187 | 0.58187 | 0.58187 | 0.58187
[10 empty] | 0.5434 | 0.54354 | 0.58187 | 0.58187 | 0.58187 | 0.58187 | 0.58187 | 0.58187 | 0.58187 | 0.58187 | 0.58187 | 0.58187 | 0.58187 | 0.58187 | 0.58187 | 0.58187 | 0.58187 | 0.58187 | 0.58187 | 0.58187 | 0.58187 | 0.58187 | 0.58187 | 0.58187 | 0.58187 | 0.58187 | 0.58187 | 0.58187
[10 empty] | 29119.3007 | 29591.6009 | 30071.5615 | 30559.3069 | 31054.9633 | 31558.6589 | 32070.5243 | 32590.6918 | 33119.2962 | 33656.4743 | 34202.3651 | 34757.11 | 35320.8526 | 35893.7388 | 36475.9169 | 37067.5377 | 37668.7542 | 38279.7222 | 38900.5997 | 39531.5476 | 40172.7291 | 40824.3103 | 41486.4598 | 42159.349 | 42843.1521 | 43538.0462 | 44244.2111 | 44961.8296
[10 empty] | 99.3783 | 100.6612 | 103.1733 | 105.7282 | 108.3275 | 110.9725 | 113.6646 | 116.4049 | 119.1945 | 122.0344 | 124.9256 | 127.8689 | 130.8652 | 133.9154 | 137.055 | 140.1074 | 143.0907 | 146.0209 | 148.9115 | 151.7745 | 154.6199 | 157.8028 | 160.5891 | 163.3882 | 166.205 | 169.0436 | 171.9078 | 174.801
[10 empty] | 23.0859 | 23.3839 | 23.9675 | 24.561 | 25.1648 | 25.7793 | 26.4046 | 27.0412 | 27.6892 | 28.349 | 29.0206 | 29.7043 | 30.4004 | 31.109 | 31.8383 | 32.5474 | 33.2404 | 33.9211 | 34.5926 | 35.2577 | 35.9187 | 36.6581 | 37.3053 | 37.9556 | 38.6099 | 39.2693 | 39.9347 | 40.6068
[10 empty] | 23.0859 | 23.3839 | 23.9675 | 24.561 | 25.1648 | 25.7793 | 26.4046 | 27.0412 | 27.6892 | 28.349 | 29.0206 | 29.7043 | 30.4004 | 31.109 | 31.8383 | 32.5474 | 33.2404 | 33.9211 | 34.5926 | 35.2577 | 35.9187 | 36.6581 | 37.3053 | 37.9556 | 38.6099 | 39.2693 | 39.9347 | 40.6068
[10 empty] | 0 | 2004.895 | 2012.5554 | 2020.3402 | 2028.2511 | 2036.2904 | 2044.4601 | 2052.7623 | 2061.1992 | 2069.7729 | 2078.4856 | 2087.3397 | 2096.3374 | 2105.481 | 2182.2444 | 2250.614 | 2311.8308 | 2366.9589 | 2416.9113 | 2462.4711 | 2504.3103 | 3127.1462 | 3081.9761 | 3046.221 | 3018.5838 | 2997.9537 | 2983.3793 | 2983.6847
[10 empty] | 3296.894 | 3307.7529 | 3900.3429 | 3900.3429 | 3900.3429 | 3900.3429 | 3900.3429 | 3900.3429 | 3900.3429 | 3900.3429 | 3900.3429 | 3900.3429 | 3900.3429 | 3900.3429 | 3900.3429 | 3900.3429 | 3900.3429 | 3900.3429 | 3900.3429 | 3900.3429 | 3900.3429 | 3900.3429 | 3900.3429 | 3900.3429 | 3900.3429 | 3900.3429 | 3900.3429 | 3900.3429
[10 empty] | 0.76588 | 0.7684 | 0.90606 | 0.90606 | 0.90606 | 0.90606 | 0.90606 | 0.90606 | 0.90606 | 0.90606 | 0.90606 | 0.90606 | 0.90606 | 0.90606 | 0.90606 | 0.90606 | 0.90606 | 0.90606 | 0.90606 | 0.90606 | 0.90606 | 0.90606 | 0.90606 | 0.90606 | 0.90606 | 0.90606 | 0.90606 | 0.90606
[10 empty] | 0.76588 | 0.7684 | 0.90606 | 0.90606 | 0.90606 | 0.90606 | 0.90606 | 0.90606 | 0.90606 | 0.90606 | 0.90606 | 0.90606 | 0.90606 | 0.90606 | 0.90606 | 0.90606 | 0.90606 | 0.90606 | 0.90606 | 0.90606 | 0.90606 | 0.90606 | 0.90606 | 0.90606 | 0.90606 | 0.90606 | 0.90606 | 0.90606
[10 empty] | 2777.3088 | 2772.8651 | 2768.4285 | 2763.999 | 2759.5766 | 2755.1613 | 2750.753 | 2746.3518 | 2741.9577 | 2737.5705 | 2733.1904 | 2728.8173 | 2724.4512 | 2720.0921 | 2715.7399 | 2711.3948 | 2707.0565 | 2702.7252 | 2698.4009 | 2694.0834 | 2689.7729 | 2685.4693 | 2681.1725 | 2676.8826 | 2672.5996 | 2668.3235 | 2664.0542 | 2659.7917
[10 empty] | 1.2422 | 1.2336 | 1.2252 | 1.2171 | 1.2092 | 1.2016 | 1.1943 | 1.1872 | 1.1804 | 1.1738 | 1.1676 | 1.1616 | 1.156 | 1.1507 | 1.1456 | 1.1408 | 1.1363 | 1.1319 | 1.1278 | 1.1239 | 1.1201 | 1.1165 | 1.1131 | 1.1097 | 1.1065 | 1.1035 | 1.1005 | 1.0976
[10 empty] | 0 | 0 | 0 | 0 | 0 | 0 | 0 | 0 | 0 | 0 | 0 | 0 | 0 | 0 | 0 | 0 | 0 | 0 | 0 | 0 | 0 | 0 | 0 | 0 | 0 | 0 | 0 | 0
[10 empty] | 0 | 0 | 0 | 0 | 0 | 0 | 0 | 0 | 0 | 0 | 0 | 0 | 0 | 0 | 0 | 0 | 0 | 0 | 0 | 0 | 0 | 0 | 0 | 0 | 0 | 0 | 0 | 0
[10 empty] | 0 | 110.9146 | 110.7371 | 110.56 | 110.3831 | 110.2065 | 110.0301 | 109.8541 | 109.6783 | 109.5028 | 109.3276 | 109.1527 | 108.978 | 108.8037 | 108.6296 | 108.4558 | 108.2823 | 108.109 | 107.936 | 107.7633 | 107.5909 | 107.4188 | 107.2469 | 107.0753 | 106.904 | 106.7329 | 106.5622 | 141.0844
[10 empty] | 407.6562 | 407.6562 | 407.6562 | 407.6562 | 407.6562 | 407.6562 | 407.6562 | 407.6562 | 407.6562 | 407.6562 | 407.6562 | 407.6562 | 407.6562 | 407.6562 | 407.6562 | 407.6562 | 407.6562 | 407.6562 | 407.6562 | 407.6562 | 407.6562 | 407.6562 | 407.6562 | 407.6562 | 407.6562 | 407.6562 | 407.6562 | 407.6562
[10 empty] | 0 | 0 | 0 | 0 | 0 | 0 | 0 | 0 | 0 | 0 | 0 | 0 | 0 | 0 | 0 | 0 | 0 | 0 | 0 | 0 | 0 | 0 | 0 | 0 | 0 | 0 | 0 | 0
[10 empty] | 0 | 0 | 0 | 0 | 0 | 0 | 0 | 0 | 0 | 0 | 0 | 0 | 0 | 0 | 0 | 0 | 0 | 0 | 0 | 0 | 0 | 0 | 0 | 0 | 0 | 0 | 0 | 0
[10 empty] | 52076.3602 | 51993.038 | 51909.8492 | 51826.7934 | 51743.8705 | 51661.0803 | 51578.4226 | 51495.8971 | 51413.5037 | 51331.2421 | 51249.1121 | 51167.1135 | 51085.2462 | 51003.5098 | 50921.9041 | 50840.4291 | 50759.0844 | 50677.8699 | 50596.7853 | 50515.8304 | 50435.0051 | 50354.3091 | 50273.7422 | 50193.3042 | 50112.9949 | 50032.8141 | 49952.7616 | 49872.8372
[10 empty] | 99.0873 | 98.7726 | 99.1629 | 99.5753 | 100.0076 | 100.4586 | 100.9273 | 101.4128 | 101.9144 | 102.421 | 102.933 | 103.4841 | 104.0713 | 104.6918 | 105.1713 | 105.5126 | 105.8546 | 106.1351 | 106.3615 | 106.5404 | 106.6775 | 106.7776 | 106.8463 | 106.7478 | 106.6018 | 106.7839 | 106.7519 | 106.7072
[10 empty] | 18.6101 | 18.551 | 18.6243 | 18.7018 | 18.783 | 18.8677 | 18.9557 | 19.0469 | 19.1411 | 19.2362 | 19.3324 | 19.4359 | 19.5462 | 19.6627 | 19.7528 | 19.8169 | 19.8811 | 19.9338 | 19.9763 | 20.0099 | 20.0357 | 20.0545 | 20.0674 | 20.0489 | 20.0215 | 20.0556 | 20.0496 | 20.0412
[10 empty] | 18.6101 | 18.551 | 18.6243 | 18.7018 | 18.783 | 18.8677 | 18.9557 | 19.0469 | 19.1411 | 19.2362 | 19.3324 | 19.4359 | 19.5462 | 19.6627 | 19.7528 | 19.8169 | 19.8811 | 19.9338 | 19.9763 | 20.0099 | 20.0357 | 20.0545 | 20.0674 | 20.0489 | 20.0215 | 20.0556 | 20.0496 | 20.0412
[10 empty] | 0 | 2067.7888 | 2133.6678 | 2191.6555 | 2239.6883 | 2281.8443 | 2318.7857 | 2351.1 | 2379.3086 | 2370.7405 | 2362.7218 | 2459.5258 | 2544.8558 | 2620.0039 | 2481.2437 | 2398.6412 | 2399.4009 | 2371.2346 | 2351.0863 | 2337.4078 | 2328.9469 | 2324.6514 | 2320.5867 | 2743.0913 | 2811.8851 | 2972.4277 | 2842.6333 | 2807.9832
[10 empty] | 1860.1303 | 1860.1303 | 2189.1664 | 2189.1664 | 2189.1664 | 2189.1664 | 2189.1664 | 2189.1664 | 2189.1664 | 2189.1664 | 2189.1664 | 2189.1664 | 2189.1664 | 2189.1664 | 2189.1664 | 2189.1664 | 2189.1664 | 2189.1664 | 2189.1664 | 2189.1664 | 2189.1664 | 2189.1664 | 2189.1664 | 2189.1664 | 2189.1664 | 2189.1664 | 2189.1664 | 2189.1664
[10 empty] | 0.34936 | 0.34936 | 0.41116 | 0.41116 | 0.41116 | 0.41116 | 0.41116 | 0.41116 | 0.41116 | 0.41116 | 0.41116 | 0.41116 | 0.41116 | 0.41116 | 0.41116 | 0.41116 | 0.41116 | 0.41116 | 0.41116 | 0.41116 | 0.41116 | 0.41116 | 0.41116 | 0.41116 | 0.41116 | 0.41116 | 0.41116 | 0.41116
[10 empty] | 0.34936 | 0.34936 | 0.41116 | 0.41116 | 0.41116 | 0.41116 | 0.41116 | 0.41116 | 0.41116 | 0.41116 | 0.41116 | 0.41116 | 0.41116 | 0.41116 | 0.41116 | 0.41116 | 0.41116 | 0.41116 | 0.41116 | 0.41116 | 0.41116 | 0.41116 | 0.41116 | 0.41116 | 0.41116 | 0.41116 | 0.41116 | 0.41116
[10 empty] | 13207.3978 | 13186.266 | 13165.168 | 13144.1037 | 13123.0731 | 13102.0762 | 13081.1129 | 13060.1831 | 13039.2868 | 13018.424 | 12997.5945 | 12976.7983 | 12956.0354 | 12935.3058 | 12914.6093 | 12893.9459 | 12873.3156 | 12852.7183 | 12832.154 | 12811.6225 | 12791.1239 | 12770.6581 | 12750.2251 | 12729.8247 | 12709.457 | 12689.1219 | 12668.8193 | 12648.5492
[10 empty] | 26.2068 | 24.9111 | 23.7631 | 22.6792 | 21.6624 | 20.7141 | 19.8356 | 19.0276 | 18.2912 | 17.6302 | 17.0436 | 16.5267 | 16.083 | 15.7151 | 15.3889 | 15.0965 | 14.8488 | 14.6319 | 14.4417 | 14.2745 | 14.1271 | 13.9802 | 13.8468 | 13.7291 | 13.6243 | 13.5733 | 13.5053 | 13.4443
[10 empty] | 4.922 | 4.6787 | 4.4631 | 4.2595 | 4.0685 | 3.8904 | 3.7254 | 3.5737 | 3.4354 | 3.3112 | 3.201 | 3.104 | 3.0206 | 2.9515 | 2.8903 | 2.8354 | 2.7888 | 2.7481 | 2.7124 | 2.681 | 2.6533 | 2.6257 | 2.6006 | 2.5785 | 2.5589 | 2.5493 | 2.5365 | 2.525
[10 empty] | 4.922 | 4.6787 | 4.4631 | 4.2595 | 4.0685 | 3.8904 | 3.7254 | 3.5737 | 3.4354 | 3.3112 | 3.201 | 3.104 | 3.0206 | 2.9515 | 2.8903 | 2.8354 | 2.7888 | 2.7481 | 2.7124 | 2.681 | 2.6533 | 2.6257 | 2.6006 | 2.5785 | 2.5589 | 2.5493 | 2.5365 | 2.525
[10 empty] | 0 | 674.2598 | 674.3707 | 674.3098 | 673.1394 | 671.9841 | 670.8419 | 669.7113 | 668.5907 | 656.6747 | 646.3422 | 671.3859 | 692.6284 | 710.6183 | 673.1917 | 655.8129 | 663.6291 | 659.553 | 656.206 | 653.4344 | 651.1283 | 780.4175 | 788.3379 | 764.5144 | 746.756 | 796.0125 | 749.8775 | 736.1719
[10 empty] | 935.558 | 935.558 | 1062.7044 | 1062.7044 | 1062.7044 | 1062.7044 | 1062.7044 | 1062.7044 | 1062.7044 | 1062.7044 | 1062.7044 | 1062.7044 | 1062.7044 | 1062.7044 | 1062.7044 | 1062.7044 | 1062.7044 | 1062.7044 | 1062.7044 | 1062.7044 | 1062.7044 | 1062.7044 | 1062.7044 | 1062.7044 | 1062.7044 | 1062.7044 | 1062.7044 | 1062.7044
[10 empty] | 0.17571 | 0.17571 | 0.19959 | 0.19959 | 0.19959 | 0.19959 | 0.19959 | 0.19959 | 0.19959 | 0.19959 | 0.19959 | 0.19959 | 0.19959 | 0.19959 | 0.19959 | 0.19959 | 0.19959 | 0.19959 | 0.19959 | 0.19959 | 0.19959 | 0.19959 | 0.19959 | 0.19959 | 0.19959 | 0.19959 | 0.19959 | 0.19959
[10 empty] | 0.17571 | 0.17571 | 0.19959 | 0.19959 | 0.19959 | 0.19959 | 0.19959 | 0.19959 | 0.19959 | 0.19959 | 0.19959 | 0.19959 | 0.19959 | 0.19959 | 0.19959 | 0.19959 | 0.19959 | 0.19959 | 0.19959 | 0.19959 | 0.19959 | 0.19959 | 0.19959 | 0.19959 | 0.19959 | 0.19959 | 0.19959 | 0.19959
[10 empty] | 77801.7951 | 77677.3122 | 77553.0285 | 77428.9437 | 77305.0574 | 77181.3693 | 77057.8791 | 76934.5865 | 76811.4911 | 76688.5928 | 76565.891 | 76443.3856 | 76321.0762 | 76198.9625 | 76077.0441 | 75955.3208 | 75833.7923 | 75712.4583 | 75591.3183 | 75470.3722 | 75349.6196 | 75229.0602 | 75108.6937 | 74988.5198 | 74868.5382 | 74748.7485 | 74629.1505 | 74509.7439
[10 empty] | 42.2552 | 41.713 | 40.8572 | 40.0373 | 38.8574 | 37.7104 | 36.6012 | 35.2233 | 34.1279 | 33.0729 | 32.0333 | 31.0056 | 29.9621 | 28.957 | 28.0018 | 27.1041 | 26.284 | 25.5215 | 24.9455 | 24.4558 | 24.0447 | 23.7293 | 23.4466 | 23.3864 | 23.2572 | 23.1699 | 23.0936 | 23.0354
[10 empty] | 14.1174 | 13.9362 | 13.6503 | 13.3764 | 12.9822 | 12.599 | 12.2284 | 11.768 | 11.4021 | 11.0496 | 10.7023 | 10.3589 | 10.0103 | 9.6745 | 9.3553 | 9.0554 | 8.7814 | 8.5267 | 8.3343 | 8.1707 | 8.0333 | 7.9279 | 7.8335 | 7.8133 | 7.7702 | 7.741 | 7.7155 | 7.6961
[10 empty] | 14.1174 | 13.9362 | 13.6503 | 13.3764 | 12.9822 | 12.599 | 12.2284 | 11.768 | 11.4021 | 11.0496 | 10.7023 | 10.3589 | 10.0103 | 9.6745 | 9.3553 | 9.0554 | 8.7814 | 8.5267 | 8.3343 | 8.1707 | 8.0333 | 7.9279 | 7.8335 | 7.8133 | 7.7702 | 7.741 | 7.7155 | 7.6961
[10 empty] | 0 | 5975.1779 | 5965.6176 | 5956.0726 | 6391.2163 | 7444.4888 | 8140.4421 | 8951.1228 | 9047.7716 | 8638.4636 | 8445.0065 | 8291.1078 | 7961.2289 | 7629.1908 | 7217.0704 | 6751.4379 | 6638.5539 | 6329.9098 | 6589.9832 | 6501.3975 | 6399.1965 | 6802.7831 | 6655.8535 | 7513.9353 | 7210.1466 | 7293.4031 | 7522.6088 | 7705.435
[10 empty] | 490.1603 | 490.1603 | 432.281 | 432.281 | 432.281 | 432.281 | 432.281 | 425.0779 | 425.0779 | 425.0779 | 425.0779 | 425.0779 | 418.6894 | 418.6894 | 418.6894 | 418.6894 | 418.6894 | 418.6894 | 418.6894 | 418.6894 | 418.6894 | 418.6894 | 418.6894 | 418.6894 | 418.6894 | 418.6894 | 418.6894 | 418.6894
[10 empty] | 0.16376 | 0.16376 | 0.14442 | 0.14442 | 0.14442 | 0.14442 | 0.14442 | 0.14202 | 0.14202 | 0.14202 | 0.14202 | 0.14202 | 0.13988 | 0.13988 | 0.13988 | 0.13988 | 0.13988 | 0.13988 | 0.13988 | 0.13988 | 0.13988 | 0.13988 | 0.13988 | 0.13988 | 0.13988 | 0.13988 | 0.13988 | 0.13988
[10 empty] | 0.16376 | 0.16376 | 0.14442 | 0.14442 | 0.14442 | 0.14442 | 0.14442 | 0.14202 | 0.14202 | 0.14202 | 0.14202 | 0.14202 | 0.13988 | 0.13988 | 0.13988 | 0.13988 | 0.13988 | 0.13988 | 0.13988 | 0.13988 | 0.13988 | 0.13988 | 0.13988 | 0.13988 | 0.13988 | 0.13988 | 0.13988 | 0.13988
[10 empty] | 77801.7951 | 77677.3122 | 76720.4191 | 75766.3892 | 74815.2158 | 73866.8922 | 72921.4117 | 71978.7676 | 71038.9533 | 70101.9622 | 69167.7875 | 68236.4228 | 67307.8613 | 66382.0966 | 65459.122 | 64538.931 | 63621.517 | 62706.8736 | 61794.9941 | 60885.8721 | 59979.5011 | 59115.7613 | 58286.4903 | 57485.1676 | 56706.584 | 55736.2067 | 54875.6258 | 54051.2077
[10 empty] | 14.8849 | 14.7553 | 14.502 | 14.253 | 14.0088 | 13.7694 | 13.5352 | 13.3063 | 13.0827 | 12.8646 | 12.652 | 12.445 | 12.2436 | 12.0478 | 11.8576 | 11.6731 | 11.4942 | 11.321 | 11.1533 | 10.9913 | 10.8338 | 10.6827 | 10.5368 | 10.3951 | 10.2568 | 10.0892 | 9.9339 | 9.7851
[10 empty] | 4.973 | 4.9297 | 4.8451 | 4.7619 | 4.6803 | 4.6003 | 4.5221 | 4.4456 | 4.3709 | 4.298 | 4.227 | 4.1578 | 4.0906 | 4.0251 | 3.9616 | 3.9 | 3.8402 | 3.7823 | 3.7263 | 3.6722 | 3.6196 | 3.5691 | 3.5203 | 3.473 | 3.4268 | 3.3708 | 3.3189 | 3.2692
[10 empty] | 4.973 | 4.9297 | 4.8451 | 4.7619 | 4.6803 | 4.6003 | 4.5221 | 4.4456 | 4.3709 | 4.298 | 4.227 | 4.1578 | 4.0906 | 4.0251 | 3.9616 | 3.9 | 3.8402 | 3.7823 | 3.7263 | 3.6722 | 3.6196 | 3.5691 | 3.5203 | 3.473 | 3.4268 | 3.3708 | 3.3189 | 3.2692
[10 empty] | 0 | 3377.2744 | 2539.2614 | 2535.1986 | 2531.1423 | 2527.0924 | 2523.0491 | 2519.0122 | 2514.9818 | 2510.9578 | 2506.9403 | 2502.9292 | 2498.9245 | 2494.9262 | 2490.9343 | 2486.9488 | 2482.9697 | 2478.997 | 2475.0306 | 2471.0705 | 2467.1168 | 2341.5243 | 2240.6175 | 2159.4286 | 2093.9896 | 2682.714 | 2352.5965 | 2246.5073
[10 empty] | 174.0897 | 174.0897 | 136.3543 | 136.3543 | 136.3543 | 136.3543 | 136.3543 | 136.3543 | 136.3543 | 136.3543 | 136.3543 | 136.3543 | 136.3543 | 136.3543 | 136.3543 | 136.3543 | 136.3543 | 136.3543 | 136.3543 | 136.3543 | 136.3543 | 136.3543 | 136.3543 | 136.3543 | 136.3543 | 136.3543 | 136.3543 | 136.3543
[10 empty] | 0.058163 | 0.058163 | 0.045556 | 0.045556 | 0.045556 | 0.045556 | 0.045556 | 0.045556 | 0.045556 | 0.045556 | 0.045556 | 0.045556 | 0.045556 | 0.045556 | 0.045556 | 0.045556 | 0.045556 | 0.045556 | 0.045556 | 0.045556 | 0.045556 | 0.045556 | 0.045556 | 0.045556 | 0.045556 | 0.045556 | 0.045556 | 0.045556
[10 empty] | 0.058163 | 0.058163 | 0.045556 | 0.045556 | 0.045556 | 0.045556 | 0.045556 | 0.045556 | 0.045556 | 0.045556 | 0.045556 | 0.045556 | 0.045556 | 0.045556 | 0.045556 | 0.045556 | 0.045556 | 0.045556 | 0.045556 | 0.045556 | 0.045556 | 0.045556 | 0.045556 | 0.045556 | 0.045556 | 0.045556 | 0.045556 | 0.045556
[10 empty] | 77801.7951 | 77677.3122 | 77553.0285 | 77428.9437 | 77305.0574 | 77181.3693 | 77057.8791 | 76934.5865 | 76811.4911 | 76688.5928 | 76565.891 | 76443.3856 | 76321.0762 | 76198.9625 | 76077.0441 | 75955.3208 | 75833.7923 | 75712.4583 | 75591.3183 | 75470.3722 | 75349.6196 | 75229.0602 | 75108.6937 | 74988.5198 | 74868.5382 | 74748.7485 | 74629.1505 | 74509.7439
[10 empty] | 11.861 | 11.5672 | 11.8874 | 12.1571 | 12.3767 | 12.5508 | 12.4964 | 12.2501 | 11.8985 | 11.5335 | 11.2243 | 10.9517 | 10.7101 | 10.516 | 10.3604 | 10.3845 | 10.335 | 10.2964 | 10.2817 | 10.277 | 10.262 | 10.2519 | 10.2297 | 10.2089 | 10.1894 | 10.1668 | 10.1467 | 10.1255
[10 empty] | 3.9628 | 3.8646 | 3.9716 | 4.0616 | 4.135 | 4.1932 | 4.175 | 4.0928 | 3.9753 | 3.8533 | 3.75 | 3.6589 | 3.5782 | 3.5134 | 3.4614 | 3.4694 | 3.4529 | 3.44 | 3.4351 | 3.4335 | 3.4285 | 3.4251 | 3.4177 | 3.4108 | 3.4042 | 3.3967 | 3.39 | 3.3829
[10 empty] | 3.9628 | 3.8646 | 3.9716 | 4.0616 | 4.135 | 4.1932 | 4.175 | 4.0928 | 3.9753 | 3.8533 | 3.75 | 3.6589 | 3.5782 | 3.5134 | 3.4614 | 3.4694 | 3.4529 | 3.44 | 3.4351 | 3.4335 | 3.4285 | 3.4251 | 3.4177 | 3.4108 | 3.4042 | 3.3967 | 3.39 | 3.3829
[10 empty] | 0 | 11096.7589 | 11079.0041 | 12832.1358 | 15268.9842 | 17154.8864 | 16917.8858 | 16711.6577 | 15991.9684 | 16027.881 | 16026.7012 | 15647.182 | 15461.4992 | 15243.3019 | 15208.9883 | 15987.3434 | 15306.2202 | 15476.336 | 15465.8717 | 15505.808 | 15591.3955 | 15428.4873 | 15429.2132 | 15403.3548 | 15389.9852 | 15362.9943 | 15308.243 | 15284.6186
[10 empty] | 137.5879 | 137.5879 | 189.6345 | 189.6345 | 189.6345 | 189.6345 | 189.6345 | 188.8672 | 188.8672 | 188.8672 | 188.8672 | 188.8672 | 188.4548 | 188.4548 | 188.4548 | 188.4548 | 188.4548 | 188.4548 | 188.4548 | 188.4548 | 188.4548 | 188.4548 | 188.4548 | 188.4548 | 188.4548 | 188.4548 | 188.4548 | 188.4548
[10 empty] | 0.045968 | 0.045968 | 0.063357 | 0.063357 | 0.063357 | 0.063357 | 0.063357 | 0.0631 | 0.0631 | 0.0631 | 0.0631 | 0.0631 | 0.062962 | 0.062962 | 0.062962 | 0.062962 | 0.062962 | 0.062962 | 0.062962 | 0.062962 | 0.062962 | 0.062962 | 0.062962 | 0.062962 | 0.062962 | 0.062962 | 0.062962 | 0.062962
[10 empty] | 0.045968 | 0.045968 | 0.063357 | 0.063357 | 0.063357 | 0.063357 | 0.063357 | 0.0631 | 0.0631 | 0.0631 | 0.0631 | 0.0631 | 0.062962 | 0.062962 | 0.062962 | 0.062962 | 0.062962 | 0.062962 | 0.062962 | 0.062962 | 0.062962 | 0.062962 | 0.062962 | 0.062962 | 0.062962 | 0.062962 | 0.062962 | 0.062962
[10 empty] | 77801.7951 | 77677.3122 | 77553.0285 | 77428.9437 | 77305.0574 | 77181.3693 | 77057.8791 | 76934.5865 | 76811.4911 | 76688.5928 | 76565.891 | 76443.3856 | 76321.0762 | 76198.9625 | 76077.0441 | 75955.3208 | 75833.7923 | 75712.4583 | 75591.3183 | 75470.3722 | 75349.6196 | 75229.0602 | 75108.6937 | 74988.5198 | 74868.5382 | 74748.7485 | 74629.1505 | 74509.7439
[10 empty] | 24.1563 | 23.797 | 22.9878 | 21.9335 | 20.9552 | 20.0308 | 18.981 | 18.1603 | 17.4044 | 16.7141 | 16.1018 | 15.5441 | 15.0095 | 14.5303 | 14.1005 | 13.7185 | 13.3833 | 13.0903 | 12.834 | 12.6924 | 12.5271 | 12.3791 | 12.2595 | 12.159 | 12.0708 | 12.0124 | 11.9533 | 11.8996
[10 empty] | 8.0706 | 7.9505 | 7.6802 | 7.3279 | 7.0011 | 6.6922 | 6.3415 | 6.0673 | 5.8148 | 5.5841 | 5.3796 | 5.1932 | 5.0147 | 4.8545 | 4.7109 | 4.5833 | 4.4713 | 4.3735 | 4.2878 | 4.2405 | 4.1853 | 4.1358 | 4.0959 | 4.0623 | 4.0328 | 4.0133 | 3.9936 | 3.9756
[10 empty] | 8.0706 | 7.9505 | 7.6802 | 7.3279 | 7.0011 | 6.6922 | 6.3415 | 6.0673 | 5.8148 | 5.5841 | 5.3796 | 5.1932 | 5.0147 | 4.8545 | 4.7109 | 4.5833 | 4.4713 | 4.3735 | 4.2878 | 4.2405 | 4.1853 | 4.1358 | 4.0959 | 4.0623 | 4.0328 | 4.0133 | 3.9936 | 3.9756
[10 empty] | 0 | 7061.5738 | 7050.2753 | 7812.7342 | 9335.9633 | 10427.8594 | 11965.7798 | 12102.4715 | 12004.1279 | 12248.3104 | 12182.1506 | 12178.7882 | 11968.3593 | 11793.4323 | 11695.199 | 11552.8821 | 11442.0872 | 11316.7822 | 11216.7863 | 12199.0282 | 11469.3558 | 11649.0638 | 11684.5628 | 11725.6029 | 11946.2354 | 11788.9361 | 11823.5303 | 11832.0724
[10 empty] | 280.2126 | 280.2126 | 212.718 | 212.718 | 212.718 | 212.718 | 212.718 | 208.1322 | 208.1322 | 208.1322 | 208.1322 | 208.1322 | 205.109 | 205.109 | 205.109 | 205.109 | 205.109 | 205.109 | 205.109 | 205.109 | 205.109 | 205.109 | 205.109 | 205.109 | 205.109 | 205.109 | 205.109 | 205.109
[10 empty] | 0.093619 | 0.093619 | 0.071069 | 0.071069 | 0.071069 | 0.071069 | 0.071069 | 0.069537 | 0.069537 | 0.069537 | 0.069537 | 0.069537 | 0.068527 | 0.068527 | 0.068527 | 0.068527 | 0.068527 | 0.068527 | 0.068527 | 0.068527 | 0.068527 | 0.068527 | 0.068527 | 0.068527 | 0.068527 | 0.068527 | 0.068527 | 0.068527
[10 empty] | 0.093619 | 0.093619 | 0.071069 | 0.071069 | 0.071069 | 0.071069 | 0.071069 | 0.069537 | 0.069537 | 0.069537 | 0.069537 | 0.069537 | 0.068527 | 0.068527 | 0.068527 | 0.068527 | 0.068527 | 0.068527 | 0.068527 | 0.068527 | 0.068527 | 0.068527 | 0.068527 | 0.068527 | 0.068527 | 0.068527 | 0.068527 | 0.068527
[10 empty] | 77468.432 | 77344.4825 | 77220.7313 | 77097.1782 | 76973.8227 | 76850.6646 | 76727.7035 | 76604.9392 | 76482.3713 | 76359.9995 | 76237.8235 | 76115.843 | 75994.0576 | 75872.4671 | 75751.0712 | 75629.8695 | 75508.8617 | 75388.0475 | 75267.4266 | 75146.9987 | 75026.7635 | 74906.7207 | 74786.87 | 74667.211 | 74547.7434 | 74428.4671 | 74309.3815 | 74190.4865
[10 empty] | 41.3315 | 40.84 | 40.4567 | 40.0882 | 39.7374 | 39.4072 | 39.0999 | 38.8177 | 38.5622 | 38.3382 | 38.1494 | 37.9988 | 37.869 | 37.7472 | 37.6325 | 37.5241 | 37.4212 | 37.3234 | 37.23 | 37.1405 | 37.0546 | 37.0006 | 36.9173 | 36.8368 | 36.7589 | 36.6832 | 36.6096 | 36.5378
[10 empty] | 5.2365 | 5.1742 | 5.1257 | 5.079 | 5.0345 | 4.9927 | 4.9537 | 4.918 | 4.8856 | 4.8573 | 4.8333 | 4.8142 | 4.7978 | 4.7824 | 4.7678 | 4.7541 | 4.7411 | 4.7287 | 4.7168 | 4.7055 | 4.6946 | 4.6878 | 4.6772 | 4.667 | 4.6572 | 4.6476 | 4.6382 | 4.6291
[10 empty] | 5.2365 | 5.1742 | 5.1257 | 5.079 | 5.0345 | 4.9927 | 4.9537 | 4.918 | 4.8856 | 4.8573 | 4.8333 | 4.8142 | 4.7978 | 4.7824 | 4.7678 | 4.7541 | 4.7411 | 4.7287 | 4.7168 | 4.7055 | 4.6946 | 4.6878 | 4.6772 | 4.667 | 4.6572 | 4.6476 | 4.6382 | 4.6291
[10 empty] | 0 | 3033.7261 | 3178.2847 | 3305.7982 | 3418.1858 | 3517.151 | 3604.2056 | 3639.8357 | 3670.7503 | 3993.3424 | 4278.455 | 4530.3077 | 4351.6924 | 4208.9589 | 4096.2084 | 4008.4156 | 3941.3066 | 3891.2534 | 3850.7226 | 3818.1279 | 3824.4189 | 4765.9072 | 4768.7234 | 4746.7085 | 4707.1383 | 4655.7626 | 4597.0788 | 4522.3773
[10 empty] | 459.0264 | 459.1252 | 491.0547 | 491.0547 | 491.0547 | 491.0547 | 491.0547 | 491.0547 | 491.0547 | 491.0547 | 491.0547 | 491.0547 | 491.0547 | 491.0547 | 491.0547 | 491.0547 | 491.0547 | 491.0547 | 491.0547 | 491.0547 | 491.0547 | 491.0547 | 491.0547 | 491.0547 | 491.0547 | 491.0547 | 491.0547 | 491.0547
[10 empty] | 0.058156 | 0.058169 | 0.062214 | 0.062214 | 0.062214 | 0.062214 | 0.062214 | 0.062214 | 0.062214 | 0.062214 | 0.062214 | 0.062214 | 0.062214 | 0.062214 | 0.062214 | 0.062214 | 0.062214 | 0.062214 | 0.062214 | 0.062214 | 0.062214 | 0.062214 | 0.062214 | 0.062214 | 0.062214 | 0.062214 | 0.062214 | 0.062214
[10 empty] | 0.058156 | 0.058169 | 0.062214 | 0.062214 | 0.062214 | 0.062214 | 0.062214 | 0.062214 | 0.062214 | 0.062214 | 0.062214 | 0.062214 | 0.062214 | 0.062214 | 0.062214 | 0.062214 | 0.062214 | 0.062214 | 0.062214 | 0.062214 | 0.062214 | 0.062214 | 0.062214 | 0.062214 | 0.062214 | 0.062214 | 0.062214 | 0.062214
[10 empty] | 32482.3361 | 32393.1686 | 32304.246 | 32215.5674 | 32127.1323 | 32038.9399 | 31950.9897 | 31863.2808 | 31775.8128 | 31688.5848 | 31601.5963 | 31514.8466 | 31428.335 | 31342.0609 | 31256.0237 | 31170.2226 | 31084.6571 | 30999.3264 | 30914.23 | 30829.3672 | 30744.7373 | 30660.3398 | 30576.1739 | 30492.2391 | 30408.5347 | 30325.06 | 30241.8146 | 30158.7976
[10 empty] | 23.7337 | 22.3271 | 21.263 | 20.3811 | 19.6533 | 19.0562 | 18.5726 | 18.1889 | 17.8736 | 17.6127 | 17.3954 | 17.2129 | 17.0737 | 16.9548 | 16.852 | 16.762 | 16.682 | 16.6099 | 16.5442 | 16.4833 | 16.4263 | 16.4145 | 16.3582 | 16.3043 | 16.2524 | 16.2021 | 16.153 | 16.1051
[10 empty] | 3.0069 | 2.8287 | 2.6939 | 2.5822 | 2.49 | 2.4143 | 2.3531 | 2.3044 | 2.2645 | 2.2314 | 2.2039 | 2.1808 | 2.1631 | 2.1481 | 2.1351 | 2.1237 | 2.1135 | 2.1044 | 2.0961 | 2.0884 | 2.0811 | 2.0796 | 2.0725 | 2.0657 | 2.0591 | 2.0527 | 2.0465 | 2.0404
[10 empty] | 3.0069 | 2.8287 | 2.6939 | 2.5822 | 2.49 | 2.4143 | 2.3531 | 2.3044 | 2.2645 | 2.2314 | 2.2039 | 2.1808 | 2.1631 | 2.1481 | 2.1351 | 2.1237 | 2.1135 | 2.1044 | 2.0961 | 2.0884 | 2.0811 | 2.0796 | 2.0725 | 2.0657 | 2.0591 | 2.0527 | 2.0465 | 2.0404
[10 empty] | 0 | 4342.8703 | 3932.9778 | 3450.8119 | 3065.2787 | 2787.2693 | 2564.5342 | 2385.8995 | 2329.4903 | 2630.0809 | 2775.298 | 2815.5156 | 3027.1434 | 3489.7071 | 3718.8876 | 3320.7103 | 3084.3378 | 2949.6111 | 2862.3871 | 2844.0591 | 2949.92 | 3801.7494 | 3155.1395 | 3134.4268 | 3134.9745 | 3182.0933 | 3157.2164 | 2999.1761
[10 empty] | 500.294 | 500.3224 | 533.5273 | 533.5273 | 533.5273 | 533.5273 | 533.5273 | 533.5273 | 533.5273 | 533.5273 | 533.5273 | 533.5273 | 533.5273 | 533.5273 | 533.5273 | 533.5273 | 533.5273 | 533.5273 | 533.5273 | 533.5273 | 533.5273 | 533.5273 | 533.5273 | 533.5273 | 533.5273 | 533.5273 | 533.5273 | 533.5273
[10 empty] | 0.063385 | 0.063388 | 0.067595 | 0.067595 | 0.067595 | 0.067595 | 0.067595 | 0.067595 | 0.067595 | 0.067595 | 0.067595 | 0.067595 | 0.067595 | 0.067595 | 0.067595 | 0.067595 | 0.067595 | 0.067595 | 0.067595 | 0.067595 | 0.067595 | 0.067595 | 0.067595 | 0.067595 | 0.067595 | 0.067595 | 0.067595 | 0.067595
[10 empty] | 0.063385 | 0.063388 | 0.067595 | 0.067595 | 0.067595 | 0.067595 | 0.067595 | 0.067595 | 0.067595 | 0.067595 | 0.067595 | 0.067595 | 0.067595 | 0.067595 | 0.067595 | 0.067595 | 0.067595 | 0.067595 | 0.067595 | 0.067595 | 0.067595 | 0.067595 | 0.067595 | 0.067595 | 0.067595 | 0.067595 | 0.067595 | 0.067595
[10 empty] | 21405.5949 | 21623.1417 | 21842.8995 | 22064.8908 | 22289.1381 | 22515.6645 | 22744.4931 | 22975.6473 | 23209.1507 | 23445.0273 | 23683.301 | 23923.9964 | 24167.138 | 24412.7507 | 24660.8595 | 24911.4899 | 25164.6675 | 25420.4181 | 25678.7679 | 25939.7434 | 26203.3712 | 26469.6783 | 26738.6918 | 27010.4394 | 27284.9488 | 27562.248 | 27842.3655 | 28125.3298
[10 empty] | 9.4417 | 9.4761 | 9.5158 | 9.5553 | 9.5955 | 9.6372 | 9.6797 | 9.7238 | 9.7707 | 9.8209 | 9.8752 | 9.9339 | 9.9977 | 10.0669 | 10.1423 | 10.2244 | 10.3113 | 10.4016 | 10.4948 | 10.5907 | 10.6892 | 10.79 | 10.8929 | 10.9998 | 11.1063 | 11.2147 | 11.3248 | 11.4366
[10 empty] | 1.1848 | 1.1891 | 1.1941 | 1.1991 | 1.2041 | 1.2093 | 1.2147 | 1.2202 | 1.2261 | 1.2324 | 1.2392 | 1.2466 | 1.2546 | 1.2633 | 1.2727 | 1.283 | 1.2939 | 1.3053 | 1.317 | 1.329 | 1.3414 | 1.354 | 1.3669 | 1.3803 | 1.3937 | 1.4073 | 1.4211 | 1.4351
[10 empty] | 1.1848 | 1.1891 | 1.1941 | 1.1991 | 1.2041 | 1.2093 | 1.2147 | 1.2202 | 1.2261 | 1.2324 | 1.2392 | 1.2466 | 1.2546 | 1.2633 | 1.2727 | 1.283 | 1.2939 | 1.3053 | 1.317 | 1.329 | 1.3414 | 1.354 | 1.3669 | 1.3803 | 1.3937 | 1.4073 | 1.4211 | 1.4351
[10 empty] | 0 | 748.7709 | 813.8067 | 869.8899 | 918.303 | 960.1452 | 1033.1718 | 1096.1184 | 1150.4284 | 1197.3394 | 1237.9119 | 1285.533 | 1326.7216 | 1413.8011 | 1488.8188 | 1553.5017 | 1476.8917 | 1420.9066 | 1381.3249 | 1354.7117 | 1338.2796 | 1335.0331 | 1341.6528 | 1573.6593 | 1580.4308 | 1589.8453 | 1602.91 | 1618.5092
[10 empty] | 397.0412 | 397.0756 | 405.972 | 405.972 | 405.972 | 405.972 | 405.972 | 405.972 | 405.972 | 405.972 | 405.972 | 405.972 | 405.972 | 405.972 | 405.972 | 405.972 | 405.972 | 405.972 | 405.972 | 405.972 | 405.972 | 405.972 | 405.972 | 405.972 | 405.972 | 405.972 | 405.972 | 405.972
[10 empty] | 0.049823 | 0.049828 | 0.050944 | 0.050944 | 0.050944 | 0.050944 | 0.050944 | 0.050944 | 0.050944 | 0.050944 | 0.050944 | 0.050944 | 0.050944 | 0.050944 | 0.050944 | 0.050944 | 0.050944 | 0.050944 | 0.050944 | 0.050944 | 0.050944 | 0.050944 | 0.050944 | 0.050944 | 0.050944 | 0.050944 | 0.050944 | 0.050944
[10 empty] | 0.049823 | 0.049828 | 0.050944 | 0.050944 | 0.050944 | 0.050944 | 0.050944 | 0.050944 | 0.050944 | 0.050944 | 0.050944 | 0.050944 | 0.050944 | 0.050944 | 0.050944 | 0.050944 | 0.050944 | 0.050944 | 0.050944 | 0.050944 | 0.050944 | 0.050944 | 0.050944 | 0.050944 | 0.050944 | 0.050944 | 0.050944 | 0.050944
[10 empty] | 75743.979 | 75633.8039 | 75523.789 | 75413.9342 | 75304.2392 | 75194.7037 | 75085.3276 | 74976.1105 | 74867.0523 | 74758.1528 | 74649.4116 | 74540.8286 | 74432.4036 | 74324.1363 | 74216.0264 | 74108.0739 | 74000.2783 | 73892.6395 | 73785.1573 | 73677.8315 | 73570.6617 | 73463.6479 | 73356.7897 | 73250.0869 | 73143.5393 | 73037.1467 | 72930.9089 | 72824.8256
[10 empty] | 4.5651 | 4.4477 | 4.3403 | 4.2425 | 4.1536 | 4.0694 | 3.9909 | 3.9193 | 3.8555 | 3.8001 | 3.752 | 3.71 | 3.6734 | 3.6414 | 3.6132 | 3.5884 | 3.5664 | 3.5469 | 3.5295 | 3.5138 | 3.4997 | 3.487 | 3.4753 | 3.4646 | 3.4548 | 3.4456 | 3.4371 | 3.429
[10 empty] | 0.38572 | 0.3758 | 0.36673 | 0.35846 | 0.35095 | 0.34384 | 0.33721 | 0.33116 | 0.32576 | 0.32108 | 0.31702 | 0.31347 | 0.31038 | 0.30767 | 0.30529 | 0.3032 | 0.30134 | 0.29969 | 0.29822 | 0.2969 | 0.29571 | 0.29463 | 0.29364 | 0.29274 | 0.2919 | 0.29113 | 0.29041 | 0.28973
[10 empty] | 0.38572 | 0.3758 | 0.36673 | 0.35846 | 0.35095 | 0.34384 | 0.33721 | 0.33116 | 0.32576 | 0.32108 | 0.31702 | 0.31347 | 0.31038 | 0.30767 | 0.30529 | 0.3032 | 0.30134 | 0.29969 | 0.29822 | 0.2969 | 0.29571 | 0.29463 | 0.29364 | 0.29274 | 0.2919 | 0.29113 | 0.29041 | 0.28973
[10 empty] | 0 | 4429.9503 | 4252.4788 | 4099.9112 | 3968.6598 | 4388.9981 | 4747.3207 | 5052.5665 | 5312.386 | 5533.3275 | 5360.5667 | 5187.6783 | 5018.1921 | 4854.6233 | 4773.8922 | 4755.3175 | 4782.4585 | 6103.3069 | 5955.3006 | 5811.279 | 5669.6392 | 5681.4685 | 5651.0516 | 5598.6751 | 5538.4231 | 5479.7214 | 5503.7397 | 5503.3205
[10 empty] | 46.8369 | 46.8369 | 46.8369 | 46.8369 | 46.8369 | 46.8369 | 46.8369 | 46.8369 | 46.8369 | 46.8369 | 46.8369 | 46.8369 | 46.8369 | 46.8369 | 46.8369 | 46.8369 | 46.8369 | 46.8369 | 46.8369 | 46.8369 | 46.8369 | 46.8369 | 46.8369 | 46.8369 | 46.8369 | 46.8369 | 46.8369 | 46.8369
[10 empty] | 0.0039574 | 0.0039574 | 0.0039574 | 0.0039574 | 0.0039574 | 0.0039574 | 0.0039574 | 0.0039574 | 0.0039574 | 0.0039574 | 0.0039574 | 0.0039574 | 0.0039574 | 0.0039574 | 0.0039574 | 0.0039574 | 0.0039574 | 0.0039574 | 0.0039574 | 0.0039574 | 0.0039574 | 0.0039574 | 0.0039574 | 0.0039574 | 0.0039574 | 0.0039574 | 0.0039574 | 0.0039574
[10 empty] | 0.0039574 | 0.0039574 | 0.0039574 | 0.0039574 | 0.0039574 | 0.0039574 | 0.0039574 | 0.0039574 | 0.0039574 | 0.0039574 | 0.0039574 | 0.0039574 | 0.0039574 | 0.0039574 | 0.0039574 | 0.0039574 | 0.0039574 | 0.0039574 | 0.0039574 | 0.0039574 | 0.0039574 | 0.0039574 | 0.0039574 | 0.0039574 | 0.0039574 | 0.0039574 | 0.0039574 | 0.0039574
[10 empty] | 63548.7579 | 63679.3818 | 63810.2741 | 63941.4355 | 64072.8665 | 64204.5676 | 64336.5395 | 64468.7826 | 64601.2975 | 64734.0848 | 64867.1451 | 65000.4789 | 65134.0867 | 65267.9692 | 65402.1269 | 65536.5603 | 65671.27 | 65806.2567 | 65941.5208 | 66077.0629 | 66212.8837 | 66348.9836 | 66485.3633 | 66622.0233 | 66758.9642 | 66896.1866 | 67033.691 | 67171.4781
[10 empty] | 47.7151 | 47.2223 | 46.7499 | 46.2975 | 45.8683 | 45.4649 | 45.0899 | 44.7374 | 44.4122 | 44.1187 | 43.8606 | 43.6415 | 43.4568 | 43.3021 | 43.1743 | 43.0702 | 42.9874 | 42.9235 | 42.8763 | 42.8441 | 42.8252 | 42.8193 | 42.8226 | 42.8354 | 42.8566 | 42.8852 | 42.9205 | 42.9617
[10 empty] | 6.1772 | 6.1134 | 6.0523 | 5.9937 | 5.9382 | 5.8859 | 5.8374 | 5.7917 | 5.7496 | 5.7116 | 5.6782 | 5.6499 | 5.626 | 5.6059 | 5.5894 | 5.5759 | 5.5652 | 5.5569 | 5.5508 | 5.5466 | 5.5442 | 5.5434 | 5.5439 | 5.5455 | 5.5483 | 5.552 | 5.5565 | 5.5619
[10 empty] | 6.1772 | 6.1134 | 6.0523 | 5.9937 | 5.9382 | 5.8859 | 5.8374 | 5.7917 | 5.7496 | 5.7116 | 5.6782 | 5.6499 | 5.626 | 5.6059 | 5.5894 | 5.5759 | 5.5652 | 5.5569 | 5.5508 | 5.5466 | 5.5442 | 5.5434 | 5.5439 | 5.5455 | 5.5483 | 5.552 | 5.5565 | 5.5619
[10 empty] | 0 | 2813.4948 | 2882.6742 | 2944.1974 | 2998.9151 | 3047.5836 | 3090.875 | 3270.992 | 3431.1267 | 3573.4994 | 3700.0838 | 3812.6341 | 3716.7076 | 3639.1571 | 3577.0904 | 3528.0309 | 3489.8612 | 3460.7741 | 3454.9632 | 3467.622 | 3494.725 | 4399.3179 | 4370.8363 | 4332.5348 | 4287.8083 | 4239.3241 | 4189.1519 | 4182.4802
[10 empty] | 632.7283 | 632.7432 | 634.0898 | 634.0898 | 634.0898 | 634.0898 | 634.0898 | 634.0898 | 634.0898 | 634.0898 | 634.0898 | 634.0898 | 634.0898 | 634.0898 | 634.0898 | 634.0898 | 634.0898 | 634.0898 | 634.0898 | 634.0898 | 634.0898 | 634.0898 | 634.0898 | 634.0898 | 634.0898 | 634.0898 | 634.0898 | 634.0898
[10 empty] | 0.081914 | 0.081916 | 0.08209 | 0.08209 | 0.08209 | 0.08209 | 0.08209 | 0.08209 | 0.08209 | 0.08209 | 0.08209 | 0.08209 | 0.08209 | 0.08209 | 0.08209 | 0.08209 | 0.08209 | 0.08209 | 0.08209 | 0.08209 | 0.08209 | 0.08209 | 0.08209 | 0.08209 | 0.08209 | 0.08209 | 0.08209 | 0.08209
[10 empty] | 0.081914 | 0.081916 | 0.08209 | 0.08209 | 0.08209 | 0.08209 | 0.08209 | 0.08209 | 0.08209 | 0.08209 | 0.08209 | 0.08209 | 0.08209 | 0.08209 | 0.08209 | 0.08209 | 0.08209 | 0.08209 | 0.08209 | 0.08209 | 0.08209 | 0.08209 | 0.08209 | 0.08209 | 0.08209 | 0.08209 | 0.08209 | 0.08209
[10 empty] | 35641.0964 | 36459.6106 | 37296.9223 | 38153.4633 | 39029.6751 | 39926.0095 | 40842.9287 | 41780.9053 | 42740.423 | 43721.9765 | 44726.0718 | 45753.2266 | 46803.9705 | 47878.8452 | 48978.4049 | 50103.2165 | 51253.8599 | 52430.9283 | 53635.0287 | 54866.7818 | 56126.8226 | 57415.8009 | 58734.3812 | 60083.2433 | 61463.0826 | 62874.6105 | 64318.5549 | 65795.66
[10 empty] | 3.9482 | 4.028 | 4.1527 | 4.2802 | 4.4106 | 4.5441 | 4.6808 | 4.8206 | 4.9637 | 5.1102 | 5.2616 | 5.4116 | 5.5609 | 5.71 | 5.8595 | 6.0098 | 6.1613 | 6.3266 | 6.4798 | 6.6354 | 6.7935 | 6.9545 | 7.1185 | 7.2856 | 7.456 | 7.63 | 7.8075 | 7.9887
[10 empty] | 0.75415 | 0.76939 | 0.7932 | 0.81756 | 0.84248 | 0.86798 | 0.89407 | 0.92078 | 0.94812 | 0.9761 | 1.005 | 1.0337 | 1.0622 | 1.0907 | 1.1192 | 1.1479 | 1.1769 | 1.2084 | 1.2377 | 1.2674 | 1.2976 | 1.3284 | 1.3597 | 1.3916 | 1.4242 | 1.4574 | 1.4913 | 1.5259
[10 empty] | 0.75415 | 0.76939 | 0.7932 | 0.81756 | 0.84248 | 0.86798 | 0.89407 | 0.92078 | 0.94812 | 0.9761 | 1.005 | 1.0337 | 1.0622 | 1.0907 | 1.1192 | 1.1479 | 1.1769 | 1.2084 | 1.2377 | 1.2674 | 1.2976 | 1.3284 | 1.3597 | 1.3916 | 1.4242 | 1.4574 | 1.4913 | 1.5259
[10 empty] | 0 | 3194.5873 | 3213.3848 | 3232.6141 | 3252.2849 | 3272.4075 | 3292.9923 | 3314.0497 | 3335.5908 | 3357.6266 | 3497.099 | 3623.0701 | 3737.6161 | 3842.5202 | 3939.314 | 4029.3142 | 4113.6528 | 5124.0696 | 5072.3819 | 5052.6111 | 5058.3747 | 5084.5011 | 5126.8145 | 5181.9572 | 5247.2419 | 5320.5294 | 5567.1632 | 5772.6214
[10 empty] | 108.3852 | 108.3852 | 121.572 | 121.572 | 121.572 | 121.572 | 121.572 | 121.572 | 121.572 | 121.572 | 121.572 | 121.572 | 121.572 | 121.572 | 121.572 | 121.572 | 121.572 | 121.572 | 121.572 | 121.572 | 121.572 | 121.572 | 121.572 | 121.572 | 121.572 | 121.572 | 121.572 | 121.572
[10 empty] | 0.020703 | 0.020703 | 0.023221 | 0.023221 | 0.023221 | 0.023221 | 0.023221 | 0.023221 | 0.023221 | 0.023221 | 0.023221 | 0.023221 | 0.023221 | 0.023221 | 0.023221 | 0.023221 | 0.023221 | 0.023221 | 0.023221 | 0.023221 | 0.023221 | 0.023221 | 0.023221 | 0.023221 | 0.023221 | 0.023221 | 0.023221 | 0.023221
[10 empty] | 0.020703 | 0.020703 | 0.023221 | 0.023221 | 0.023221 | 0.023221 | 0.023221 | 0.023221 | 0.023221 | 0.023221 | 0.023221 | 0.023221 | 0.023221 | 0.023221 | 0.023221 | 0.023221 | 0.023221 | 0.023221 | 0.023221 | 0.023221 | 0.023221 | 0.023221 | 0.023221 | 0.023221 | 0.023221 | 0.023221 | 0.023221 | 0.023221
[10 empty] | 66061.086 | 65738.1401 | 65416.7729 | 65096.9768 | 64778.744 | 64462.067 | 64146.938 | 63833.3496 | 63521.2942 | 63210.7643 | 62901.7525 | 62594.2513 | 62288.2533 | 61983.7513 | 61680.7378 | 61379.2056 | 61079.1475 | 60780.5563 | 60483.4248 | 60187.7458 | 59893.5123 | 59600.7171 | 59309.3534 | 59019.4139 | 58730.8919 | 58443.7804 | 58158.0724 | 57873.7611
[10 empty] | 17.7889 | 17.6985 | 17.6105 | 17.523 | 17.4361 | 17.3497 | 17.2639 | 17.1787 | 17.0941 | 17.0101 | 16.9267 | 16.8439 | 16.7618 | 16.6803 | 16.5992 | 16.5188 | 16.4388 | 16.3594 | 16.2805 | 16.2019 | 16.1234 | 16.0453 | 15.9674 | 15.8898 | 15.8126 | 15.7361 | 15.6594 | 15.583
[10 empty] | 4.4738 | 4.451 | 4.4289 | 4.4069 | 4.3851 | 4.3633 | 4.3417 | 4.3203 | 4.299 | 4.2779 | 4.2569 | 4.2361 | 4.2155 | 4.195 | 4.1746 | 4.1543 | 4.1342 | 4.1143 | 4.0944 | 4.0747 | 4.0549 | 4.0353 | 4.0157 | 3.9962 | 3.9767 | 3.9575 | 3.9382 | 3.919
[10 empty] | 4.4738 | 4.451 | 4.4289 | 4.4069 | 4.3851 | 4.3633 | 4.3417 | 4.3203 | 4.299 | 4.2779 | 4.2569 | 4.2361 | 4.2155 | 4.195 | 4.1746 | 4.1543 | 4.1342 | 4.1143 | 4.0944 | 4.0747 | 4.0549 | 4.0353 | 4.0157 | 3.9962 | 3.9767 | 3.9575 | 3.9382 | 3.919
[10 empty] | 0 | 2164.0297 | 2060.9954 | 2249.1612 | 2407.2562 | 2539.7141 | 2650.3164 | 2742.2886 | 2868.8795 | 2974.2653 | 3061.577 | 3133.4848 | 3192.2663 | 3060.2015 | 2945.9073 | 2846.7787 | 2760.5936 | 2685.4567 | 2575.0031 | 2467.2488 | 2400.0716 | 2363.5523 | 2349.8131 | 2352.6315 | 2367.1242 | 2956.6687 | 2888.8813 | 2917.8364
[10 empty] | 268.443 | 268.443 | 269.28 | 269.28 | 269.28 | 269.28 | 269.28 | 269.28 | 269.28 | 269.28 | 269.28 | 269.28 | 269.28 | 269.28 | 269.28 | 269.28 | 269.28 | 269.28 | 269.28 | 269.28 | 269.28 | 269.28 | 269.28 | 269.28 | 269.28 | 269.28 | 269.28 | 269.28
[10 empty] | 0.067511 | 0.067511 | 0.067722 | 0.067722 | 0.067722 | 0.067722 | 0.067722 | 0.067722 | 0.067722 | 0.067722 | 0.067722 | 0.067722 | 0.067722 | 0.067722 | 0.067722 | 0.067722 | 0.067722 | 0.067722 | 0.067722 | 0.067722 | 0.067722 | 0.067722 | 0.067722 | 0.067722 | 0.067722 | 0.067722 | 0.067722 | 0.067722
[10 empty] | 0.067511 | 0.067511 | 0.067722 | 0.067722 | 0.067722 | 0.067722 | 0.067722 | 0.067722 | 0.067722 | 0.067722 | 0.067722 | 0.067722 | 0.067722 | 0.067722 | 0.067722 | 0.067722 | 0.067722 | 0.067722 | 0.067722 | 0.067722 | 0.067722 | 0.067722 | 0.067722 | 0.067722 | 0.067722 | 0.067722 | 0.067722 | 0.067722
[10 empty] | 76248.697 | 76703.0181 | 77160.0463 | 77619.7976 | 78082.2883 | 78547.5348 | 79015.5533 | 79486.3605 | 79959.973 | 80436.4075 | 80915.6807 | 81397.8097 | 81882.8113 | 82370.7029 | 82861.5014 | 83355.2244 | 83851.8892 | 84351.5132 | 84854.1143 | 85359.7101 | 85868.3184 | 86379.9572 | 86894.6445 | 87412.3986 | 87933.2377 | 88457.1802 | 88984.2445 | 89514.4492
[10 empty] | 9.2124 | 9.235 | 9.26 | 9.2874 | 9.3174 | 9.3486 | 9.3815 | 9.4166 | 9.4543 | 9.4948 | 9.5379 | 9.5831 | 9.6302 | 9.6791 | 9.7294 | 9.7812 | 9.8341 | 9.8881 | 9.943 | 9.9989 | 10.0556 | 10.113 | 10.1711 | 10.2299 | 10.2893 | 10.3493 | 10.4098 | 10.4708
[10 empty] | 2.3169 | 2.3225 | 2.3288 | 2.3357 | 2.3433 | 2.3511 | 2.3594 | 2.3682 | 2.3777 | 2.3879 | 2.3987 | 2.4101 | 2.4219 | 2.4342 | 2.4469 | 2.4599 | 2.4732 | 2.4868 | 2.5006 | 2.5146 | 2.5289 | 2.5433 | 2.558 | 2.5727 | 2.5877 | 2.6028 | 2.618 | 2.6333
[10 empty] | 2.3169 | 2.3225 | 2.3288 | 2.3357 | 2.3433 | 2.3511 | 2.3594 | 2.3682 | 2.3777 | 2.3879 | 2.3987 | 2.4101 | 2.4219 | 2.4342 | 2.4469 | 2.4599 | 2.4732 | 2.4868 | 2.5006 | 2.5146 | 2.5289 | 2.5433 | 2.558 | 2.5727 | 2.5877 | 2.6028 | 2.618 | 2.6333
[10 empty] | 0 | 4413.8477 | 4394.9376 | 4379.1318 | 4365.9893 | 4871.3135 | 5304.8586 | 5676.8813 | 5996.1728 | 6270.2688 | 6075.9666 | 5907.1429 | 5760.6039 | 5633.5491 | 5597.2641 | 5628.5304 | 5708.9113 | 7109.8662 | 7058.766 | 6988.5558 | 6905.4796 | 6964.8446 | 6977.1158 | 6964.9791 | 6944.1356 | 6925.0437 | 6972.8064 | 7014.3337
[10 empty] | 116.91 | 116.91 | 116.91 | 116.91 | 116.91 | 116.91 | 116.91 | 116.91 | 116.91 | 116.91 | 116.91 | 116.91 | 116.91 | 116.91 | 116.91 | 116.91 | 116.91 | 116.91 | 116.91 | 116.91 | 116.91 | 116.91 | 116.91 | 116.91 | 116.91 | 116.91 | 116.91 | 116.91
[10 empty] | 0.029402 | 0.029402 | 0.029402 | 0.029402 | 0.029402 | 0.029402 | 0.029402 | 0.029402 | 0.029402 | 0.029402 | 0.029402 | 0.029402 | 0.029402 | 0.029402 | 0.029402 | 0.029402 | 0.029402 | 0.029402 | 0.029402 | 0.029402 | 0.029402 | 0.029402 | 0.029402 | 0.029402 | 0.029402 | 0.029402 | 0.029402 | 0.029402
[10 empty] | 0.029402 | 0.029402 | 0.029402 | 0.029402 | 0.029402 | 0.029402 | 0.029402 | 0.029402 | 0.029402 | 0.029402 | 0.029402 | 0.029402 | 0.029402 | 0.029402 | 0.029402 | 0.029402 | 0.029402 | 0.029402 | 0.029402 | 0.029402 | 0.029402 | 0.029402 | 0.029402 | 0.029402 | 0.029402 | 0.029402 | 0.029402 | 0.029402
[10 empty] | 50369.7541 | 49315.2781 | 48282.8773 | 47272.0895 | 46282.4622 | 45313.5525 | 44364.9267 | 43436.16 | 42526.8368 | 41636.55 | 40764.9011 | 39911.4999 | 39075.9644 | 38257.9206 | 37457.0023 | 36672.851 | 35905.1156 | 35153.4526 | 34417.5254 | 33697.0047 | 32991.5678 | 32300.8991 | 31624.6892 | 30962.6357 | 30314.442 | 29679.8181 | 29058.4799 | 28450.1492
[10 empty] | 10.1266 | 9.6171 | 9.7578 | 9.0827 | 8.498 | 7.9485 | 7.2632 | 6.7725 | 6.3462 | 5.936 | 5.7812 | 5.6403 | 5.5092 | 5.3854 | 5.2671 | 5.1532 | 5.043 | 4.9359 | 4.8315 | 4.7297 | 4.6303 | 4.5331 | 4.438 | 4.345 | 4.2539 | 4.1648 | 4.0776 | 3.9922
[10 empty] | 1.265 | 1.2014 | 1.219 | 1.1346 | 1.0616 | 0.99296 | 0.90735 | 0.84604 | 0.79279 | 0.74155 | 0.72221 | 0.7046 | 0.68823 | 0.67276 | 0.65799 | 0.64376 | 0.62999 | 0.61661 | 0.60357 | 0.59086 | 0.57843 | 0.56629 | 0.55441 | 0.54279 | 0.53142 | 0.52028 | 0.50939 | 0.49872
[10 empty] | 1.265 | 1.2014 | 1.219 | 1.1346 | 1.0616 | 0.99296 | 0.90735 | 0.84604 | 0.79279 | 0.74155 | 0.72221 | 0.7046 | 0.68823 | 0.67276 | 0.65799 | 0.64376 | 0.62999 | 0.61661 | 0.60357 | 0.59086 | 0.57843 | 0.56629 | 0.55441 | 0.54279 | 0.53142 | 0.52028 | 0.50939 | 0.49872
[10 empty] | 0 | 9393.3863 | 8430.3437 | 7753.6231 | 7264.7957 | 7618.8572 | 7554.9914 | 7306.0364 | 8593.8897 | 7812.3115 | 7327.9442 | 6965.1341 | 7264.6086 | 7150.7661 | 6896.3497 | 6880.0584 | 6613.2351 | 6452.0483 | 6287.8949 | 6287.2804 | 6135.8188 | 5963.2379 | 5839.97 | 5716.5897 | 5606.7105 | 5481.0522 | 5388.5504 | 5264.6866
[10 empty] | 179.9321 | 179.9321 | 247.3768 | 140.3218 | 140.3218 | 140.3218 | 140.3218 | 140.3218 | 140.3218 | 140.3218 | 140.3218 | 140.3218 | 140.3218 | 140.3218 | 140.3218 | 140.3218 | 140.3218 | 140.3218 | 140.3218 | 140.3218 | 140.3218 | 140.3218 | 140.3218 | 140.3218 | 140.3218 | 140.3218 | 140.3218 | 140.3218
[10 empty] | 0.022478 | 0.022478 | 0.030903 | 0.017529 | 0.017529 | 0.017529 | 0.017529 | 0.017529 | 0.017529 | 0.017529 | 0.017529 | 0.017529 | 0.017529 | 0.017529 | 0.017529 | 0.017529 | 0.017529 | 0.017529 | 0.017529 | 0.017529 | 0.017529 | 0.017529 | 0.017529 | 0.017529 | 0.017529 | 0.017529 | 0.017529 | 0.017529
[10 empty] | 0.022478 | 0.022478 | 0.030903 | 0.017529 | 0.017529 | 0.017529 | 0.017529 | 0.017529 | 0.017529 | 0.017529 | 0.017529 | 0.017529 | 0.017529 | 0.017529 | 0.017529 | 0.017529 | 0.017529 | 0.017529 | 0.017529 | 0.017529 | 0.017529 | 0.017529 | 0.017529 | 0.017529 | 0.017529 | 0.017529 | 0.017529 | 0.017529
[10 empty] | 57446.7906 | 56244.1589 | 55066.704 | 53913.8988 | 52785.2272 | 51680.184 | 50598.2746 | 49539.0146 | 48501.93 | 47486.5563 | 46492.4393 | 45519.1338 | 44566.2041 | 43633.2237 | 42719.7751 | 41825.4491 | 40949.8457 | 40092.5727 | 39253.2465 | 38431.4914 | 37626.9394 | 36839.2305 | 36068.0121 | 35312.9389 | 34573.6729 | 33849.8833 | 33141.2459 | 32447.4437
[10 empty] | 1.8478 | 1.809 | 1.7903 | 1.7473 | 1.7046 | 1.6625 | 1.6212 | 1.5807 | 1.5425 | 1.5001 | 1.4622 | 1.4268 | 1.3905 | 1.3609 | 1.3321 | 1.304 | 1.2765 | 1.2497 | 1.2235 | 1.1978 | 1.1727 | 1.1482 | 1.1241 | 1.1006 | 1.0775 | 1.055 | 1.0329 | 1.0113
[10 empty] | 0.23084 | 0.22599 | 0.22365 | 0.21828 | 0.21295 | 0.20769 | 0.20252 | 0.19746 | 0.1927 | 0.1874 | 0.18266 | 0.17825 | 0.17371 | 0.17001 | 0.16641 | 0.1629 | 0.15947 | 0.15612 | 0.15284 | 0.14964 | 0.1465 | 0.14343 | 0.14043 | 0.13749 | 0.13461 | 0.13179 | 0.12903 | 0.12633
[10 empty] | 0.23084 | 0.22599 | 0.22365 | 0.21828 | 0.21295 | 0.20769 | 0.20252 | 0.19746 | 0.1927 | 0.1874 | 0.18266 | 0.17825 | 0.17371 | 0.17001 | 0.16641 | 0.1629 | 0.15947 | 0.15612 | 0.15284 | 0.14964 | 0.1465 | 0.14343 | 0.14043 | 0.13749 | 0.13461 | 0.13179 | 0.12903 | 0.12633
[10 empty] | 0 | 2678.2933 | 4370.3733 | 5419.9158 | 6051.2165 | 6410.6519 | 6593.7395 | 6662.8017 | 5118.7505 | 4597.3188 | 4558.6645 | 5143.0646 | 5479.1309 | 5654.0572 | 5724.7358 | 5285.6841 | 4822.237 | 4491.0133 | 4185.1572 | 4240.4364 | 4402.2339 | 4627.632 | 4610.803 | 4441.9654 | 4220.4735 | 3906.7344 | 3712.4743 | 3651.774
[10 empty] | 32.1395 | 32.1395 | 36.5735 | 31.1662 | 31.1662 | 31.1662 | 31.1662 | 31.1662 | 31.1662 | 31.1662 | 31.1662 | 31.1662 | 31.1662 | 31.1662 | 31.1662 | 31.1662 | 31.1662 | 31.1662 | 31.1662 | 31.1662 | 31.1662 | 31.1662 | 31.1662 | 31.1662 | 31.1662 | 31.1662 | 31.1662 | 31.1662
[10 empty] | 0.004015 | 0.004015 | 0.0045689 | 0.0038934 | 0.0038934 | 0.0038934 | 0.0038934 | 0.0038934 | 0.0038934 | 0.0038934 | 0.0038934 | 0.0038934 | 0.0038934 | 0.0038934 | 0.0038934 | 0.0038934 | 0.0038934 | 0.0038934 | 0.0038934 | 0.0038934 | 0.0038934 | 0.0038934 | 0.0038934 | 0.0038934 | 0.0038934 | 0.0038934 | 0.0038934 | 0.0038934
[10 empty] | 0.004015 | 0.004015 | 0.0045689 | 0.0038934 | 0.0038934 | 0.0038934 | 0.0038934 | 0.0038934 | 0.0038934 | 0.0038934 | 0.0038934 | 0.0038934 | 0.0038934 | 0.0038934 | 0.0038934 | 0.0038934 | 0.0038934 | 0.0038934 | 0.0038934 | 0.0038934 | 0.0038934 | 0.0038934 | 0.0038934 | 0.0038934 | 0.0038934 | 0.0038934 | 0.0038934 | 0.0038934
[10 empty] | 109199.2648 | 109255.5659 | 109311.8959 | 109368.255 | 109424.6432 | 109481.0604 | 109537.5067 | 109593.9821 | 109650.4867 | 109707.0204 | 109763.5832 | 109820.1752 | 109876.7963 | 109933.4467 | 109990.1262 | 110046.835 | 110103.573 | 110160.3403 | 110217.1368 | 110273.9627 | 110330.8178 | 110387.7022 | 110444.616 | 110501.5591 | 110558.5316 | 110615.5334 | 110672.5646 | 110729.6253
[10 empty] | 3.3533 | 3.3533 | 3.6611 | 3.6158 | 3.5709 | 3.5261 | 3.379 | 3.2815 | 3.2079 | 3.0987 | 3.0962 | 3.0951 | 3.0948 | 3.0952 | 3.096 | 3.0971 | 3.0983 | 3.0997 | 3.1011 | 3.1026 | 3.1041 | 3.1057 | 3.1073 | 3.1088 | 3.1104 | 3.112 | 3.1136 | 3.1152
[10 empty] | 0.4189 | 0.41891 | 0.45736 | 0.4517 | 0.44608 | 0.4405 | 0.42212 | 0.40994 | 0.40075 | 0.3871 | 0.38679 | 0.38665 | 0.38662 | 0.38667 | 0.38677 | 0.3869 | 0.38705 | 0.38722 | 0.3874 | 0.38759 | 0.38778 | 0.38797 | 0.38817 | 0.38837 | 0.38857 | 0.38876 | 0.38896 | 0.38916
[10 empty] | 0.4189 | 0.41891 | 0.45736 | 0.4517 | 0.44608 | 0.4405 | 0.42212 | 0.40994 | 0.40075 | 0.3871 | 0.38679 | 0.38665 | 0.38662 | 0.38667 | 0.38677 | 0.3869 | 0.38705 | 0.38722 | 0.3874 | 0.38759 | 0.38778 | 0.38797 | 0.38817 | 0.38837 | 0.38857 | 0.38876 | 0.38896 | 0.38916
[10 empty] | 0 | 18256.1785 | 18256.2075 | 18256.2366 | 18256.2656 | 18275.0617 | 18287.6118 | 18295.9979 | 21907.7668 | 20715.7348 | 19925.2399 | 19401.0484 | 20259.2272 | 20432.7784 | 20284.1681 | 20722.1531 | 20351.3135 | 20241.2633 | 20170.9726 | 20543.1777 | 20532.4759 | 20425.0309 | 20445.8512 | 20424.0417 | 20457.4585 | 20451.7849 | 20542.359 | 20519.8458
[10 empty] | 30.6499 | 30.6499 | 47.4906 | 28.1335 | 28.1335 | 28.1335 | 28.1335 | 28.1335 | 28.1335 | 28.1335 | 28.1335 | 28.1335 | 28.1335 | 28.1335 | 28.1335 | 28.1335 | 28.1335 | 28.1335 | 28.1335 | 28.1335 | 28.1335 | 28.1335 | 28.1335 | 28.1335 | 28.1335 | 28.1335 | 28.1335 | 28.1335
[10 empty] | 0.0038289 | 0.0038289 | 0.0059327 | 0.0035145 | 0.0035145 | 0.0035145 | 0.0035145 | 0.0035145 | 0.0035145 | 0.0035145 | 0.0035145 | 0.0035145 | 0.0035145 | 0.0035145 | 0.0035145 | 0.0035145 | 0.0035145 | 0.0035145 | 0.0035145 | 0.0035145 | 0.0035145 | 0.0035145 | 0.0035145 | 0.0035145 | 0.0035145 | 0.0035145 | 0.0035145 | 0.0035145
[10 empty] | 0.0038289 | 0.0038289 | 0.0059327 | 0.0035145 | 0.0035145 | 0.0035145 | 0.0035145 | 0.0035145 | 0.0035145 | 0.0035145 | 0.0035145 | 0.0035145 | 0.0035145 | 0.0035145 | 0.0035145 | 0.0035145 | 0.0035145 | 0.0035145 | 0.0035145 | 0.0035145 | 0.0035145 | 0.0035145 | 0.0035145 | 0.0035145 | 0.0035145 | 0.0035145 | 0.0035145 | 0.0035145
[10 empty] | 67790.5696 | 66929.5851 | 66079.5357 | 65240.2825 | 64411.6883 | 63593.6178 | 62785.9374 | 61988.515 | 61201.2204 | 60423.925 | 59656.5017 | 58898.8252 | 58150.7717 | 57412.2189 | 56683.0463 | 55963.1346 | 55252.3663 | 54550.6252 | 53857.7966 | 53173.7675 | 52498.4259 | 51831.6616 | 51173.3657 | 50523.4306 | 49881.75 | 49248.2193 | 48622.7347 | 48005.1943
[10 empty] | 1.2392 | 1.2199 | 1.3588 | 1.4943 | 1.6266 | 1.7558 | 1.8818 | 1.9751 | 2.0425 | 2.0896 | 2.1208 | 2.1763 | 2.1774 | 2.1724 | 2.1627 | 2.1494 | 2.1333 | 2.1151 | 2.0952 | 2.0741 | 2.0521 | 2.0295 | 2.0064 | 1.9831 | 1.9596 | 1.936 | 1.9125 | 1.889
[10 empty] | 0.15481 | 0.15239 | 0.16974 | 0.18668 | 0.20321 | 0.21934 | 0.23508 | 0.24673 | 0.25516 | 0.26104 | 0.26494 | 0.27187 | 0.272 | 0.27138 | 0.27018 | 0.26851 | 0.2665 | 0.26422 | 0.26174 | 0.2591 | 0.25635 | 0.25353 | 0.25065 | 0.24773 | 0.2448 | 0.24185 | 0.23891 | 0.23598
[10 empty] | 0.15481 | 0.15239 | 0.16974 | 0.18668 | 0.20321 | 0.21934 | 0.23508 | 0.24673 | 0.25516 | 0.26104 | 0.26494 | 0.27187 | 0.272 | 0.27138 | 0.27018 | 0.26851 | 0.2665 | 0.26422 | 0.26174 | 0.2591 | 0.25635 | 0.25353 | 0.25065 | 0.24773 | 0.2448 | 0.24185 | 0.23891 | 0.23598
[10 empty] | 0 | 7436.6206 | 7342.1706 | 7248.9203 | 7156.8543 | 7065.9575 | 6976.2153 | 6887.6128 | 6800.1356 | 6713.7694 | 6628.5002 | 8259.8665 | 7816.208 | 7449.3768 | 7143.4351 | 6885.7923 | 6988.3693 | 6986.1504 | 6915.5737 | 6802.4294 | 6664.7251 | 6970.9666 | 6738.5246 | 6558.1146 | 6407.3637 | 6272.7045 | 6306.1459 | 6265.0742
[10 empty] | 17.9558 | 17.9558 | 39.42 | 39.42 | 39.42 | 39.42 | 39.42 | 39.42 | 39.42 | 39.42 | 39.42 | 39.42 | 39.42 | 39.42 | 39.42 | 39.42 | 39.42 | 39.42 | 39.42 | 39.42 | 39.42 | 39.42 | 39.42 | 39.42 | 39.42 | 39.42 | 39.42 | 39.42
[10 empty] | 0.0022431 | 0.0022431 | 0.0049245 | 0.0049245 | 0.0049245 | 0.0049245 | 0.0049245 | 0.0049245 | 0.0049245 | 0.0049245 | 0.0049245 | 0.0049245 | 0.0049245 | 0.0049245 | 0.0049245 | 0.0049245 | 0.0049245 | 0.0049245 | 0.0049245 | 0.0049245 | 0.0049245 | 0.0049245 | 0.0049245 | 0.0049245 | 0.0049245 | 0.0049245 | 0.0049245 | 0.0049245
[10 empty] | 0.0022431 | 0.0022431 | 0.0049245 | 0.0049245 | 0.0049245 | 0.0049245 | 0.0049245 | 0.0049245 | 0.0049245 | 0.0049245 | 0.0049245 | 0.0049245 | 0.0049245 | 0.0049245 | 0.0049245 | 0.0049245 | 0.0049245 | 0.0049245 | 0.0049245 | 0.0049245 | 0.0049245 | 0.0049245 | 0.0049245 | 0.0049245 | 0.0049245 | 0.0049245 | 0.0049245 | 0.0049245
[10 empty] | 121542.3313 | 121347.8636 | 121153.707 | 120959.8611 | 120766.3253 | 120573.0992 | 120380.1822 | 120187.5739 | 119995.2738 | 119803.2813 | 119611.5961 | 119420.2175 | 119229.1452 | 119038.3786 | 118847.9172 | 118657.7605 | 118467.9081 | 118278.3594 | 118089.114 | 117900.1715 | 117711.5312 | 117523.1927 | 117335.1556 | 117147.4194 | 116959.9835 | 116772.8475 | 116586.011 | 116399.4734
[10 empty] | 15.3929 | 15.3683 | 15.5005 | 15.6878 | 15.919 | 16.1849 | 16.4782 | 16.7932 | 17.1253 | 17.4707 | 17.7577 | 17.9808 | 18.153 | 18.2844 | 18.3834 | 18.4787 | 18.5264 | 18.5586 | 18.5782 | 18.5878 | 18.5896 | 18.585 | 18.5753 | 18.5616 | 18.5447 | 18.5253 | 18.5038 | 18.4807
[10 empty] | 2.3503 | 2.3465 | 2.3667 | 2.3953 | 2.4306 | 2.4712 | 2.516 | 2.5641 | 2.6148 | 2.6675 | 2.7114 | 2.7454 | 2.7717 | 2.7918 | 2.8069 | 2.8215 | 2.8287 | 2.8336 | 2.8366 | 2.8381 | 2.8384 | 2.8377 | 2.8362 | 2.8341 | 2.8315 | 2.8286 | 2.8253 | 2.8218
[10 empty] | 2.3503 | 2.3465 | 2.3667 | 2.3953 | 2.4306 | 2.4712 | 2.516 | 2.5641 | 2.6148 | 2.6675 | 2.7114 | 2.7454 | 2.7717 | 2.7918 | 2.8069 | 2.8215 | 2.8287 | 2.8336 | 2.8366 | 2.8381 | 2.8384 | 2.8377 | 2.8362 | 2.8341 | 2.8315 | 2.8286 | 2.8253 | 2.8218
[10 empty] | 0 | 2696.6192 | 4846.1483 | 6558.7125 | 7922.2709 | 9007.0784 | 9869.2489 | 10553.6014 | 11095.9342 | 11524.8397 | 9736.727 | 8732.2804 | 8267.6208 | 8165.2976 | 8297.4272 | 9264.1602 | 10032.0902 | 10641.2391 | 11123.573 | 11085.4234 | 10800.3134 | 10435.7612 | 10088.2905 | 9807.9539 | 9206.5054 | 9077.6507 | 9232.7716 | 9544.4443
[10 empty] | 126.6466 | 126.6466 | 158.994 | 158.994 | 158.994 | 158.994 | 158.994 | 158.994 | 158.994 | 158.994 | 158.994 | 158.994 | 158.994 | 158.994 | 158.994 | 158.994 | 158.994 | 158.994 | 158.994 | 158.994 | 158.994 | 158.994 | 158.994 | 158.994 | 158.994 | 158.994 | 158.994 | 158.994
[10 empty] | 0.019337 | 0.019337 | 0.024276 | 0.024276 | 0.024276 | 0.024276 | 0.024276 | 0.024276 | 0.024276 | 0.024276 | 0.024276 | 0.024276 | 0.024276 | 0.024276 | 0.024276 | 0.024276 | 0.024276 | 0.024276 | 0.024276 | 0.024276 | 0.024276 | 0.024276 | 0.024276 | 0.024276 | 0.024276 | 0.024276 | 0.024276 | 0.024276
[10 empty] | 0.019337 | 0.019337 | 0.024276 | 0.024276 | 0.024276 | 0.024276 | 0.024276 | 0.024276 | 0.024276 | 0.024276 | 0.024276 | 0.024276 | 0.024276 | 0.024276 | 0.024276 | 0.024276 | 0.024276 | 0.024276 | 0.024276 | 0.024276 | 0.024276 | 0.024276 | 0.024276 | 0.024276 | 0.024276 | 0.024276 | 0.024276 | 0.024276
[10 empty] | 121425.3841 | 118883.3795 | 116394.5909 | 113957.9044 | 111572.2293 | 109236.4975 | 106949.6636 | 104710.7039 | 102518.6162 | 100372.4192 | 98271.1521 | 96213.8745 | 94199.6654 | 92227.6231 | 90296.865 | 88406.5267 | 86555.7621 | 84743.7428 | 82969.6575 | 81232.7121 | 79532.1292 | 77867.1475 | 76237.0217 | 74641.0221 | 73078.4343 | 71548.5588 | 70050.7108 | 68584.2198
[10 empty] | 8.6314 | 8.4507 | 8.3489 | 8.2476 | 8.147 | 8.0469 | 7.9474 | 7.8261 | 7.6916 | 7.5626 | 7.4126 | 7.2629 | 7.1144 | 6.9678 | 6.8234 | 6.6816 | 6.5423 | 6.4058 | 6.272 | 6.1408 | 6.0124 | 5.8866 | 5.7634 | 5.6428 | 5.5247 | 5.409 | 5.2958 | 5.185
[10 empty] | 1.0783 | 1.0557 | 1.043 | 1.0303 | 1.0177 | 1.0052 | 0.99282 | 0.97766 | 0.96086 | 0.94474 | 0.92601 | 0.9073 | 0.88875 | 0.87044 | 0.85241 | 0.83468 | 0.81729 | 0.80023 | 0.78352 | 0.76713 | 0.75109 | 0.73538 | 0.71999 | 0.70492 | 0.69016 | 0.67572 | 0.66157 | 0.64772
[10 empty] | 1.0783 | 1.0557 | 1.043 | 1.0303 | 1.0177 | 1.0052 | 0.99282 | 0.97766 | 0.96086 | 0.94474 | 0.92601 | 0.9073 | 0.88875 | 0.87044 | 0.85241 | 0.83468 | 0.81729 | 0.80023 | 0.78352 | 0.76713 | 0.75109 | 0.73538 | 0.71999 | 0.70492 | 0.69016 | 0.67572 | 0.66157 | 0.64772
[10 empty] | 0 | 16983.3399 | 16627.7987 | 16279.7006 | 15938.8899 | 15605.2139 | 15278.5234 | 14958.672 | 14645.5166 | 17171.2957 | 15887.4585 | 14951.5192 | 14244.7074 | 13689.4573 | 14084.4523 | 13957.2818 | 13593.6135 | 13616.657 | 12838.6669 | 12502.8511 | 12280.4705 | 12049.075 | 12061.4884 | 11750.5883 | 11407.0729 | 11179.3947 | 10827.8866 | 10673.203
[10 empty] | 71.0842 | 71.0842 | 75.6 | 75.6 | 75.6 | 75.6 | 75.6 | 75.6 | 75.6 | 75.6 | 75.6 | 75.6 | 75.6 | 75.6 | 75.6 | 75.6 | 75.6 | 75.6 | 75.6 | 75.6 | 75.6 | 75.6 | 75.6 | 75.6 | 75.6 | 75.6 | 75.6 | 75.6
[10 empty] | 0.0088801 | 0.0088801 | 0.0094442 | 0.0094442 | 0.0094442 | 0.0094442 | 0.0094442 | 0.0094442 | 0.0094442 | 0.0094442 | 0.0094442 | 0.0094442 | 0.0094442 | 0.0094442 | 0.0094442 | 0.0094442 | 0.0094442 | 0.0094442 | 0.0094442 | 0.0094442 | 0.0094442 | 0.0094442 | 0.0094442 | 0.0094442 | 0.0094442 | 0.0094442 | 0.0094442 | 0.0094442
[10 empty] | 0.0088801 | 0.0088801 | 0.0094442 | 0.0094442 | 0.0094442 | 0.0094442 | 0.0094442 | 0.0094442 | 0.0094442 | 0.0094442 | 0.0094442 | 0.0094442 | 0.0094442 | 0.0094442 | 0.0094442 | 0.0094442 | 0.0094442 | 0.0094442 | 0.0094442 | 0.0094442 | 0.0094442 | 0.0094442 | 0.0094442 | 0.0094442 | 0.0094442 | 0.0094442 | 0.0094442 | 0.0094442
[10 empty] | 77801.7951 | 77677.3122 | 77553.0285 | 77428.9437 | 77305.0574 | 77181.3693 | 77057.8791 | 76934.5865 | 76811.4911 | 76688.5928 | 76565.891 | 76443.3856 | 76321.0762 | 76198.9625 | 76077.0441 | 75955.3208 | 75833.7923 | 75712.4583 | 75591.3183 | 75470.3722 | 75349.6196 | 75229.0602 | 75108.6937 | 74988.5198 | 74868.5382 | 74748.7485 | 74629.1505 | 74509.7439
[10 empty] | 7.5422 | 7.5302 | 7.5181 | 7.5061 | 7.4941 | 7.4821 | 7.4701 | 7.4582 | 7.4462 | 7.4343 | 7.4224 | 7.4105 | 7.3987 | 7.3868 | 7.375 | 7.3632 | 7.3514 | 7.3397 | 7.3279 | 7.3162 | 7.3045 | 7.2928 | 7.2812 | 7.2695 | 7.2579 | 7.2463 | 7.2347 | 7.2231
[10 empty] | 0.9422 | 0.94069 | 0.93919 | 0.93769 | 0.93619 | 0.93469 | 0.93319 | 0.9317 | 0.93021 | 0.92872 | 0.92723 | 0.92575 | 0.92427 | 0.92279 | 0.92131 | 0.91984 | 0.91837 | 0.9169 | 0.91543 | 0.91397 | 0.91251 | 0.91105 | 0.90959 | 0.90813 | 0.90668 | 0.90523 | 0.90378 | 0.90233
[10 empty] | 0.9422 | 0.94069 | 0.93919 | 0.93769 | 0.93619 | 0.93469 | 0.93319 | 0.9317 | 0.93021 | 0.92872 | 0.92723 | 0.92575 | 0.92427 | 0.92279 | 0.92131 | 0.91984 | 0.91837 | 0.9169 | 0.91543 | 0.91397 | 0.91251 | 0.91105 | 0.90959 | 0.90813 | 0.90668 | 0.90523 | 0.90378 | 0.90233
[10 empty] | 0 | 11096.7589 | 11079.0041 | 11061.2777 | 11043.5796 | 11025.9099 | 11008.2684 | 10990.6552 | 10973.0702 | 13119.5653 | 12378.3774 | 11879.2092 | 11541.1386 | 11310.3039 | 11866.453 | 11991.5334 | 11909.7243 | 12165.5067 | 11696.9479 | 11615.9463 | 11634.6537 | 11640.8603 | 11882.9752 | 11805.2941 | 11686.4966 | 11679.4213 | 11535.5857 | 11595.344
[10 empty] | 96.9416 | 96.9416 | 96.9416 | 96.9416 | 96.9416 | 96.9416 | 96.9416 | 96.9416 | 96.9416 | 96.9416 | 96.9416 | 96.9416 | 96.9416 | 96.9416 | 96.9416 | 96.9416 | 96.9416 | 96.9416 | 96.9416 | 96.9416 | 96.9416 | 96.9416 | 96.9416 | 96.9416 | 96.9416 | 96.9416 | 96.9416 | 96.9416
[10 empty] | 0.01211 | 0.01211 | 0.01211 | 0.01211 | 0.01211 | 0.01211 | 0.01211 | 0.01211 | 0.01211 | 0.01211 | 0.01211 | 0.01211 | 0.01211 | 0.01211 | 0.01211 | 0.01211 | 0.01211 | 0.01211 | 0.01211 | 0.01211 | 0.01211 | 0.01211 | 0.01211 | 0.01211 | 0.01211 | 0.01211 | 0.01211 | 0.01211
[10 empty] | 0.01211 | 0.01211 | 0.01211 | 0.01211 | 0.01211 | 0.01211 | 0.01211 | 0.01211 | 0.01211 | 0.01211 | 0.01211 | 0.01211 | 0.01211 | 0.01211 | 0.01211 | 0.01211 | 0.01211 | 0.01211 | 0.01211 | 0.01211 | 0.01211 | 0.01211 | 0.01211 | 0.01211 | 0.01211 | 0.01211 | 0.01211 | 0.01211
[10 empty] | 1260.7676 | 1525.7581 | 1843.2134 | 2228.0885 | 2672.4652 | 3183.6349 | 3829.3852 | 4480.6168 | 5363.6111 | 6394.4021 | 7579.7933 | 8889.004 | 10381.3957 | 11831.571 | 13635.7172 | 15583.2533 | 17688.3725 | 19980.0468 | 22464.7883 | 25030.472 | 28061.4999 | 31659.0552 | 35901.537 | 40756.3631 | 46316.1497 | 52634.3755 | 59814.5033 | 67974.1095
[10 empty] | 3.8124 | 4.6137 | 5.5907 | 6.7743 | 8.1402 | 9.7109 | 11.694 | 13.694 | 16.4043 | 19.5675 | 23.2068 | 27.2243 | 31.8023 | 36.2501 | 41.7822 | 47.7571 | 54.21 | 61.2344 | 68.8505 | 76.7145 | 86.0047 | 97.0312 | 110.0342 | 124.914 | 141.9544 | 161.3194 | 183.3259 | 208.3345
[10 empty] | 0.47167 | 0.5708 | 0.69167 | 0.8381 | 1.0071 | 1.2014 | 1.4468 | 1.6942 | 2.0295 | 2.4209 | 2.8711 | 3.3682 | 3.9345 | 4.4848 | 5.1692 | 5.9084 | 6.7068 | 7.5758 | 8.5181 | 9.491 | 10.6404 | 12.0045 | 13.6133 | 15.4542 | 17.5624 | 19.9582 | 22.6808 | 25.7748
[10 empty] | 0.47167 | 0.5708 | 0.69167 | 0.8381 | 1.0071 | 1.2014 | 1.4468 | 1.6942 | 2.0295 | 2.4209 | 2.8711 | 3.3682 | 3.9345 | 4.4848 | 5.1692 | 5.9084 | 6.7068 | 7.5758 | 8.5181 | 9.491 | 10.6404 | 12.0045 | 13.6133 | 15.4542 | 17.5624 | 19.9582 | 22.6808 | 25.7748
[10 empty] | 0 | 361.9726 | 414.4374 | 481.8573 | 541.3588 | 608.1518 | 742.7324 | 748.2137 | 979.9764 | 1127.7731 | 1335.3713 | 1512.0824 | 1751.0605 | 1765.3821 | 2177.942 | 2490.0081 | 2702.493 | 2983.2422 | 3279.1485 | 3485.793 | 4104.8112 | 4808.231 | 5624.854 | 6435.0562 | 7376.3929 | 8358.3333 | 9471.5088 | 10652.295
[10 empty] | 3023.8925 | 3023.8925 | 3064.9133 | 3064.9133 | 3064.9133 | 3064.9133 | 3064.9133 | 3064.9133 | 3064.9133 | 3064.9133 | 3064.9133 | 3064.9133 | 3064.9133 | 3064.9133 | 3064.9133 | 3064.9133 | 3064.9133 | 3064.9133 | 3064.9133 | 3064.9133 | 3064.9133 | 3064.9133 | 3064.9133 | 3064.9133 | 3064.9133 | 3064.9133 | 3064.9133 | 3064.9133
[10 empty] | 0.37411 | 0.37411 | 0.37919 | 0.37919 | 0.37919 | 0.37919 | 0.37919 | 0.37919 | 0.37919 | 0.37919 | 0.37919 | 0.37919 | 0.37919 | 0.37919 | 0.37919 | 0.37919 | 0.37919 | 0.37919 | 0.37919 | 0.37919 | 0.37919 | 0.37919 | 0.37919 | 0.37919 | 0.37919 | 0.37919 | 0.37919 | 0.37919
[10 empty] | 0.37411 | 0.37411 | 0.37919 | 0.37919 | 0.37919 | 0.37919 | 0.37919 | 0.37919 | 0.37919 | 0.37919 | 0.37919 | 0.37919 | 0.37919 | 0.37919 | 0.37919 | 0.37919 | 0.37919 | 0.37919 | 0.37919 | 0.37919 | 0.37919 | 0.37919 | 0.37919 | 0.37919 | 0.37919 | 0.37919 | 0.37919 | 0.37919
[10 empty] | 3470.7148 | 3465.1617 | 3459.6174 | 3454.082 | 3448.5555 | 3443.0378 | 3437.5289 | 3432.0289 | 3426.5376 | 3421.0552 | 3415.5815 | 3410.1166 | 3404.6604 | 3399.2129 | 3393.7742 | 3388.3441 | 3382.9228 | 3377.5101 | 3372.1061 | 3366.7107 | 3361.324 | 3355.9459 | 3350.5764 | 3345.2154 | 3339.8631 | 3334.5193 | 3329.1841 | 3323.8574
[10 empty] | 5.8036 | 5.7881 | 5.846 | 5.9039 | 5.9621 | 6.0203 | 6.0788 | 6.1375 | 6.1964 | 6.2555 | 6.3149 | 6.3744 | 6.4238 | 6.4645 | 6.4978 | 6.5248 | 6.5463 | 6.5632 | 6.5968 | 6.6033 | 6.6074 | 6.6093 | 6.6094 | 6.608 | 6.6053 | 6.6014 | 6.5966 | 6.591
[10 empty] | 1.3482 | 1.3446 | 1.358 | 1.3715 | 1.385 | 1.3985 | 1.4121 | 1.4258 | 1.4394 | 1.4532 | 1.467 | 1.4808 | 1.4923 | 1.5017 | 1.5095 | 1.5157 | 1.5207 | 1.5246 | 1.5325 | 1.534 | 1.5349 | 1.5354 | 1.5354 | 1.5351 | 1.5344 | 1.5335 | 1.5324 | 1.5311
[10 empty] | 1.3482 | 1.3446 | 1.358 | 1.3715 | 1.385 | 1.3985 | 1.4121 | 1.4258 | 1.4394 | 1.4532 | 1.467 | 1.4808 | 1.4923 | 1.5017 | 1.5095 | 1.5157 | 1.5207 | 1.5246 | 1.5325 | 1.534 | 1.5349 | 1.5354 | 1.5354 | 1.5351 | 1.5344 | 1.5335 | 1.5324 | 1.5311
[10 empty] | 0 | 216.5726 | 216.2261 | 215.8801 | 215.5347 | 215.1899 | 214.8456 | 214.5018 | 214.1586 | 213.8159 | 213.4738 | 213.1323 | 212.7913 | 212.4508 | 212.1109 | 211.7715 | 211.4327 | 211.0944 | 272.1621 | 262.9685 | 255.0527 | 248.2306 | 242.3445 | 237.2595 | 232.8601 | 229.0475 | 225.7372 | 222.8567
[10 empty] | 1654.4236 | 1654.4236 | 1991.7897 | 1991.7897 | 1991.7897 | 1991.7897 | 1991.7897 | 1991.7897 | 1991.7897 | 1991.7897 | 1991.7897 | 1991.7897 | 1991.7897 | 1991.7897 | 1991.7897 | 1991.7897 | 1991.7897 | 1991.7897 | 1991.7897 | 1991.7897 | 1991.7897 | 1991.7897 | 1991.7897 | 1991.7897 | 1991.7897 | 1991.7897 | 1991.7897 | 1991.7897
[10 empty] | 0.38433 | 0.38433 | 0.4627 | 0.4627 | 0.4627 | 0.4627 | 0.4627 | 0.4627 | 0.4627 | 0.4627 | 0.4627 | 0.4627 | 0.4627 | 0.4627 | 0.4627 | 0.4627 | 0.4627 | 0.4627 | 0.4627 | 0.4627 | 0.4627 | 0.4627 | 0.4627 | 0.4627 | 0.4627 | 0.4627 | 0.4627 | 0.4627
[10 empty] | 0.38433 | 0.38433 | 0.4627 | 0.4627 | 0.4627 | 0.4627 | 0.4627 | 0.4627 | 0.4627 | 0.4627 | 0.4627 | 0.4627 | 0.4627 | 0.4627 | 0.4627 | 0.4627 | 0.4627 | 0.4627 | 0.4627 | 0.4627 | 0.4627 | 0.4627 | 0.4627 | 0.4627 | 0.4627 | 0.4627 | 0.4627 | 0.4627
[10 empty] | 7726.5893 | 7714.2268 | 7701.884 | 7689.561 | 7677.2577 | 7664.9741 | 7652.7101 | 7640.4658 | 7628.241 | 7616.0359 | 7603.8502 | 7591.684 | 7579.5373 | 7567.4101 | 7555.3022 | 7543.2137 | 7531.1446 | 7519.0948 | 7507.0642 | 7495.0529 | 7483.0608 | 7471.0879 | 7459.1342 | 7447.1996 | 7435.2841 | 7423.3876 | 7411.5102 | 7399.6518
[10 empty] | 3.3646 | 3.3323 | 3.3746 | 3.4188 | 3.4648 | 3.5128 | 3.563 | 3.6153 | 3.6695 | 3.715 | 3.753 | 3.7846 | 3.8107 | 3.8321 | 3.8495 | 3.8843 | 3.8924 | 3.8984 | 3.9027 | 3.9054 | 3.9068 | 3.9071 | 3.9064 | 3.905 | 3.9029 | 3.9001 | 3.8969 | 3.8932
[10 empty] | 0.42031 | 0.41628 | 0.42157 | 0.42709 | 0.43283 | 0.43883 | 0.4451 | 0.45164 | 0.45841 | 0.46409 | 0.46883 | 0.47278 | 0.47604 | 0.47872 | 0.4809 | 0.48525 | 0.48626 | 0.48701 | 0.48753 | 0.48787 | 0.48805 | 0.48809 | 0.48801 | 0.48783 | 0.48756 | 0.48722 | 0.48682 | 0.48636
[10 empty] | 0.42031 | 0.41628 | 0.42157 | 0.42709 | 0.43283 | 0.43883 | 0.4451 | 0.45164 | 0.45841 | 0.46409 | 0.46883 | 0.47278 | 0.47604 | 0.47872 | 0.4809 | 0.48525 | 0.48626 | 0.48701 | 0.48753 | 0.48787 | 0.48805 | 0.48809 | 0.48801 | 0.48783 | 0.48756 | 0.48722 | 0.48682 | 0.48636
[10 empty] | 0 | 593.4021 | 592.4526 | 591.5047 | 590.5583 | 589.6134 | 588.67 | 587.7281 | 586.7878 | 585.8489 | 584.9116 | 583.9757 | 583.0413 | 582.1085 | 581.1771 | 749.3064 | 723.9948 | 702.2015 | 683.4192 | 667.2138 | 653.214 | 641.1017 | 654.4872 | 662.3664 | 666.0306 | 666.513 | 664.6366 | 661.0532
[10 empty] | 405.2201 | 405.2201 | 528.228 | 528.228 | 528.228 | 528.228 | 528.228 | 528.228 | 528.228 | 528.228 | 528.228 | 528.228 | 528.228 | 528.228 | 528.228 | 528.228 | 528.228 | 528.228 | 528.228 | 528.228 | 528.228 | 528.228 | 528.228 | 528.228 | 528.228 | 528.228 | 528.228 | 528.228
[10 empty] | 0.050622 | 0.050622 | 0.065988 | 0.065988 | 0.065988 | 0.065988 | 0.065988 | 0.065988 | 0.065988 | 0.065988 | 0.065988 | 0.065988 | 0.065988 | 0.065988 | 0.065988 | 0.065988 | 0.065988 | 0.065988 | 0.065988 | 0.065988 | 0.065988 | 0.065988 | 0.065988 | 0.065988 | 0.065988 | 0.065988 | 0.065988 | 0.065988
[10 empty] | 0.050622 | 0.050622 | 0.065988 | 0.065988 | 0.065988 | 0.065988 | 0.065988 | 0.065988 | 0.065988 | 0.065988 | 0.065988 | 0.065988 | 0.065988 | 0.065988 | 0.065988 | 0.065988 | 0.065988 | 0.065988 | 0.065988 | 0.065988 | 0.065988 | 0.065988 | 0.065988 | 0.065988 | 0.065988 | 0.065988 | 0.065988 | 0.065988
[10 empty] | 74639.519 | 74520.0958 | 74400.8637 | 74281.8223 | 74162.9714 | 74044.3106 | 73925.8397 | 73807.5584 | 73689.4663 | 73571.5631 | 73453.8486 | 73336.3225 | 73218.9844 | 73101.834 | 72984.871 | 72868.0952 | 72751.5063 | 72635.1039 | 72518.8877 | 72402.8575 | 72287.0129 | 72171.3537 | 72055.8795 | 71940.5901 | 71825.4852 | 71710.5644 | 71595.8275 | 71481.2742
[10 empty] | 2.3144 | 2.3073 | 2.3097 | 2.3126 | 2.316 | 2.3198 | 2.322 | 2.3231 | 2.3232 | 2.3225 | 2.3236 | 2.3213 | 2.3188 | 2.316 | 2.313 | 2.3099 | 2.3067 | 2.3034 | 2.3 | 2.2966 | 2.2931 | 2.2896 | 2.2861 | 2.2825 | 2.2789 | 2.2753 | 2.2718 | 2.2682
[10 empty] | 0.28912 | 0.28823 | 0.28854 | 0.2889 | 0.28932 | 0.28979 | 0.29008 | 0.29021 | 0.29022 | 0.29013 | 0.29027 | 0.28999 | 0.28967 | 0.28932 | 0.28895 | 0.28857 | 0.28816 | 0.28775 | 0.28733 | 0.2869 | 0.28646 | 0.28603 | 0.28558 | 0.28514 | 0.28469 | 0.28424 | 0.2838 | 0.28335
[10 empty] | 0.28912 | 0.28823 | 0.28854 | 0.2889 | 0.28932 | 0.28979 | 0.29008 | 0.29021 | 0.29022 | 0.29013 | 0.29027 | 0.28999 | 0.28967 | 0.28932 | 0.28895 | 0.28857 | 0.28816 | 0.28775 | 0.28733 | 0.2869 | 0.28646 | 0.28603 | 0.28558 | 0.28514 | 0.28469 | 0.28424 | 0.2838 | 0.28335
[10 empty] | 0 | 9315.012 | 9300.108 | 9285.2278 | 9270.3714 | 9255.5388 | 9240.73 | 9225.9448 | 9211.1833 | 9196.4454 | 11588.6668 | 11089.508 | 10687.8864 | 10364.1745 | 10581.0089 | 10655.0045 | 10634.2948 | 10553.4245 | 10531.9218 | 11151.3875 | 10895.9278 | 10700.8128 | 10560.6627 | 10711.3639 | 10744.1472 | 10707.1175 | 10634.1364 | 10621.0994
[10 empty] | 30.753 | 30.753 | 31.7331 | 31.7331 | 31.7331 | 31.7331 | 31.7331 | 31.7331 | 31.7331 | 31.7331 | 31.7331 | 31.7331 | 31.7331 | 31.7331 | 31.7331 | 31.7331 | 31.7331 | 31.7331 | 31.7331 | 31.7331 | 31.7331 | 31.7331 | 31.7331 | 31.7331 | 31.7331 | 31.7331 | 31.7331 | 31.7331
[10 empty] | 0.0038418 | 0.0038418 | 0.0039642 | 0.0039642 | 0.0039642 | 0.0039642 | 0.0039642 | 0.0039642 | 0.0039642 | 0.0039642 | 0.0039642 | 0.0039642 | 0.0039642 | 0.0039642 | 0.0039642 | 0.0039642 | 0.0039642 | 0.0039642 | 0.0039642 | 0.0039642 | 0.0039642 | 0.0039642 | 0.0039642 | 0.0039642 | 0.0039642 | 0.0039642 | 0.0039642 | 0.0039642
[10 empty] | 0.0038418 | 0.0038418 | 0.0039642 | 0.0039642 | 0.0039642 | 0.0039642 | 0.0039642 | 0.0039642 | 0.0039642 | 0.0039642 | 0.0039642 | 0.0039642 | 0.0039642 | 0.0039642 | 0.0039642 | 0.0039642 | 0.0039642 | 0.0039642 | 0.0039642 | 0.0039642 | 0.0039642 | 0.0039642 | 0.0039642 | 0.0039642 | 0.0039642 | 0.0039642 | 0.0039642 | 0.0039642
[10 empty] | 6730.7842 | 6921.6154 | 7117.857 | 7319.6625 | 7527.1896 | 7740.6005 | 7960.062 | 8185.7457 | 8417.8279 | 8656.4902 | 8901.919 | 9154.3062 | 9413.8491 | 9680.7505 | 9955.2192 | 10237.4695 | 10527.7223 | 10826.2043 | 11133.1488 | 11448.7958 | 11773.3921 | 12107.1913 | 12450.4544 | 12803.4497 | 13166.4531 | 13539.7484 | 13923.6273 | 14318.39
[10 empty] | 13.0558 | 13.2916 | 13.7419 | 13.1772 | 12.6232 | 12.0802 | 11.549 | 11.0299 | 10.5234 | 9.995 | 9.4191 | 8.9496 | 8.5721 | 8.274 | 8.0448 | 7.8753 | 7.519 | 7.1824 | 7.2219 | 7.2859 | 7.3718 | 7.4775 | 7.6008 | 7.7404 | 7.8947 | 8.0628 | 8.2435 | 8.4362
[10 empty] | 1.1914 | 1.2129 | 1.254 | 1.2025 | 1.1519 | 1.1024 | 1.0539 | 1.0065 | 0.96032 | 0.9121 | 0.85954 | 0.8167 | 0.78225 | 0.75505 | 0.73413 | 0.71867 | 0.68615 | 0.65543 | 0.65904 | 0.66488 | 0.67272 | 0.68236 | 0.69362 | 0.70635 | 0.72044 | 0.73577 | 0.75227 | 0.76985
[10 empty] | 1.1914 | 1.2129 | 1.254 | 1.2025 | 1.1519 | 1.1024 | 1.0539 | 1.0065 | 0.96032 | 0.9121 | 0.85954 | 0.8167 | 0.78225 | 0.75505 | 0.73413 | 0.71867 | 0.68615 | 0.65543 | 0.65904 | 0.66488 | 0.67272 | 0.68236 | 0.69362 | 0.70635 | 0.72044 | 0.73577 | 0.75227 | 0.76985
[10 empty] | 0 | 671.6015 | 677.0119 | 682.5758 | 688.2974 | 694.1812 | 700.2318 | 706.454 | 712.8526 | 746.6942 | 777.6007 | 806.0454 | 832.4352 | 857.1208 | 880.404 | 902.5456 | 1119.4463 | 1117.4663 | 1121.638 | 1130.7721 | 1143.9085 | 1160.2755 | 1179.2562 | 1200.3602 | 1259.0971 | 1310.0185 | 1355.3061 | 1396.6423
[10 empty] | 1795.3821 | 1795.3821 | 2088.7442 | 574.8529 | 574.8529 | 574.8529 | 574.8529 | 574.8529 | 574.8529 | 574.8529 | 574.8529 | 574.8529 | 574.8529 | 574.8529 | 574.8529 | 574.8529 | 574.8529 | 574.8529 | 574.8529 | 574.8529 | 574.8529 | 574.8529 | 574.8529 | 574.8529 | 574.8529 | 574.8529 | 574.8529 | 574.8529
[10 empty] | 0.16384 | 0.16384 | 0.19061 | 0.052459 | 0.052459 | 0.052459 | 0.052459 | 0.052459 | 0.052459 | 0.052459 | 0.052459 | 0.052459 | 0.052459 | 0.052459 | 0.052459 | 0.052459 | 0.052459 | 0.052459 | 0.052459 | 0.052459 | 0.052459 | 0.052459 | 0.052459 | 0.052459 | 0.052459 | 0.052459 | 0.052459 | 0.052459
[10 empty] | 0.16384 | 0.16384 | 0.19061 | 0.052459 | 0.052459 | 0.052459 | 0.052459 | 0.052459 | 0.052459 | 0.052459 | 0.052459 | 0.052459 | 0.052459 | 0.052459 | 0.052459 | 0.052459 | 0.052459 | 0.052459 | 0.052459 | 0.052459 | 0.052459 | 0.052459 | 0.052459 | 0.052459 | 0.052459 | 0.052459 | 0.052459 | 0.052459
[10 empty] | 4004.4639 | 4019.3758 | 4034.3433 | 4049.3665 | 4064.4456 | 4079.5809 | 4094.7726 | 4110.0208 | 4125.3258 | 4140.6878 | 4156.107 | 4171.5836 | 4187.1179 | 4202.71 | 4218.3601 | 4234.0686 | 4249.8355 | 4265.6611 | 4281.5457 | 4297.4895 | 4313.4926 | 4329.5553 | 4345.6778 | 4361.8603 | 4378.1031 | 4394.4064 | 4410.7704 | 4427.1954
[10 empty] | 3.3845 | 3.3971 | 3.4325 | 3.4678 | 3.5032 | 3.5387 | 3.5742 | 3.6098 | 3.6455 | 3.6789 | 3.7103 | 3.7398 | 3.7676 | 3.794 | 3.8192 | 3.8432 | 3.8662 | 3.8953 | 3.9159 | 3.9358 | 3.9553 | 3.9743 | 3.9929 | 4.0111 | 4.029 | 4.0467 | 4.0641 | 4.0814
[10 empty] | 0.42281 | 0.42438 | 0.42879 | 0.43321 | 0.43764 | 0.44207 | 0.4465 | 0.45095 | 0.45541 | 0.45959 | 0.4635 | 0.46718 | 0.47066 | 0.47396 | 0.4771 | 0.4801 | 0.48298 | 0.48661 | 0.48918 | 0.49168 | 0.49411 | 0.49648 | 0.4988 | 0.50108 | 0.50332 | 0.50553 | 0.50771 | 0.50986
[10 empty] | 0.42281 | 0.42438 | 0.42879 | 0.43321 | 0.43764 | 0.44207 | 0.4465 | 0.45095 | 0.45541 | 0.45959 | 0.4635 | 0.46718 | 0.47066 | 0.47396 | 0.4771 | 0.4801 | 0.48298 | 0.48661 | 0.48918 | 0.49168 | 0.49411 | 0.49648 | 0.4988 | 0.50108 | 0.50332 | 0.50553 | 0.50771 | 0.50986
[10 empty] | 0 | 281.8762 | 281.9317 | 281.9875 | 282.0434 | 282.0995 | 282.1559 | 282.2125 | 283.9261 | 285.4621 | 286.8401 | 288.0778 | 289.1908 | 290.193 | 291.0968 | 292.0973 | 293.1639 | 381.0745 | 372.576 | 365.1523 | 358.6716 | 353.0183 | 348.1112 | 343.8748 | 350.3941 | 355.197 | 358.5997 | 360.868
[10 empty] | 845.1927 | 845.1927 | 925.5627 | 925.5627 | 925.5627 | 925.5627 | 925.5627 | 925.5627 | 925.5627 | 925.5627 | 925.5627 | 925.5627 | 925.5627 | 925.5627 | 925.5627 | 925.5627 | 925.5627 | 925.5627 | 925.5627 | 925.5627 | 925.5627 | 925.5627 | 925.5627 | 925.5627 | 925.5627 | 925.5627 | 925.5627 | 925.5627
[10 empty] | 0.10558 | 0.10558 | 0.11562 | 0.11562 | 0.11562 | 0.11562 | 0.11562 | 0.11562 | 0.11562 | 0.11562 | 0.11562 | 0.11562 | 0.11562 | 0.11562 | 0.11562 | 0.11562 | 0.11562 | 0.11562 | 0.11562 | 0.11562 | 0.11562 | 0.11562 | 0.11562 | 0.11562 | 0.11562 | 0.11562 | 0.11562 | 0.11562
[10 empty] | 0.10558 | 0.10558 | 0.11562 | 0.11562 | 0.11562 | 0.11562 | 0.11562 | 0.11562 | 0.11562 | 0.11562 | 0.11562 | 0.11562 | 0.11562 | 0.11562 | 0.11562 | 0.11562 | 0.11562 | 0.11562 | 0.11562 | 0.11562 | 0.11562 | 0.11562 | 0.11562 | 0.11562 | 0.11562 | 0.11562 | 0.11562 | 0.11562
[10 empty] | 4667.2166 | 4659.7491 | 4652.2935 | 4644.8498 | 4637.4181 | 4629.9982 | 4622.5902 | 4615.1941 | 4607.8097 | 4600.4372 | 4593.0765 | 4585.7276 | 4578.3905 | 4571.065 | 4563.7513 | 4556.4493 | 4549.159 | 4541.8804 | 4534.6133 | 4527.358 | 4520.1142 | 4512.882 | 4505.6614 | 4498.4523 | 4491.2548 | 4484.0688 | 4476.8943 | 4469.7313
[10 empty] | 2.3565 | 2.3527 | 2.3521 | 2.3514 | 2.3507 | 2.3501 | 2.3494 | 2.3488 | 2.3481 | 2.3474 | 2.3467 | 2.346 | 2.3454 | 2.3447 | 2.344 | 2.3433 | 2.3426 | 2.3419 | 2.3409 | 2.3396 | 2.3382 | 2.3365 | 2.3346 | 2.3326 | 2.3304 | 2.3281 | 2.3256 | 2.323
[10 empty] | 0.29438 | 0.29391 | 0.29383 | 0.29375 | 0.29366 | 0.29358 | 0.2935 | 0.29341 | 0.29333 | 0.29325 | 0.29316 | 0.29308 | 0.29299 | 0.2929 | 0.29282 | 0.29273 | 0.29264 | 0.29255 | 0.29243 | 0.29228 | 0.29209 | 0.29188 | 0.29165 | 0.29139 | 0.29112 | 0.29083 | 0.29052 | 0.2902
[10 empty] | 0.29438 | 0.29391 | 0.29383 | 0.29375 | 0.29366 | 0.29358 | 0.2935 | 0.29341 | 0.29333 | 0.29325 | 0.29316 | 0.29308 | 0.29299 | 0.2929 | 0.29282 | 0.29273 | 0.29264 | 0.29255 | 0.29243 | 0.29228 | 0.29209 | 0.29188 | 0.29165 | 0.29139 | 0.29112 | 0.29083 | 0.29052 | 0.2902
[10 empty] | 0 | 179.2211 | 178.9344 | 178.6481 | 178.3622 | 178.0769 | 177.7919 | 177.5075 | 177.2235 | 176.9399 | 176.6568 | 176.3741 | 176.0919 | 175.8102 | 175.5289 | 175.2481 | 174.9677 | 174.6877 | 174.4082 | 174.1292 | 173.8505 | 173.5724 | 173.2947 | 173.0174 | 172.7406 | 172.4642 | 172.1882 | 171.9127
[10 empty] | 504.9 | 504.9 | 522.3103 | 522.3103 | 522.3103 | 522.3103 | 522.3103 | 522.3103 | 522.3103 | 522.3103 | 522.3103 | 522.3103 | 522.3103 | 522.3103 | 522.3103 | 522.3103 | 522.3103 | 522.3103 | 522.3103 | 522.3103 | 522.3103 | 522.3103 | 522.3103 | 522.3103 | 522.3103 | 522.3103 | 522.3103 | 522.3103
[10 empty] | 0.063074 | 0.063074 | 0.065249 | 0.065249 | 0.065249 | 0.065249 | 0.065249 | 0.065249 | 0.065249 | 0.065249 | 0.065249 | 0.065249 | 0.065249 | 0.065249 | 0.065249 | 0.065249 | 0.065249 | 0.065249 | 0.065249 | 0.065249 | 0.065249 | 0.065249 | 0.065249 | 0.065249 | 0.065249 | 0.065249 | 0.065249 | 0.065249
[10 empty] | 0.063074 | 0.063074 | 0.065249 | 0.065249 | 0.065249 | 0.065249 | 0.065249 | 0.065249 | 0.065249 | 0.065249 | 0.065249 | 0.065249 | 0.065249 | 0.065249 | 0.065249 | 0.065249 | 0.065249 | 0.065249 | 0.065249 | 0.065249 | 0.065249 | 0.065249 | 0.065249 | 0.065249 | 0.065249 | 0.065249 | 0.065249 | 0.065249
[10 empty] | 77801.7951 | 77677.3122 | 77553.0285 | 77428.9437 | 77305.0574 | 77181.3693 | 77057.8791 | 76934.5865 | 76811.4911 | 76688.5928 | 76565.891 | 76443.3856 | 76321.0762 | 76198.9625 | 76077.0441 | 75955.3208 | 75833.7923 | 75712.4583 | 75591.3183 | 75470.3722 | 75349.6196 | 75229.0602 | 75108.6937 | 74988.5198 | 74868.5382 | 74748.7485 | 74629.1505 | 74509.7439
[10 empty] | 16.4544 | 16.4281 | 16.4018 | 16.3756 | 16.3494 | 16.3232 | 16.2971 | 16.271 | 16.245 | 16.219 | 16.193 | 16.1671 | 16.1413 | 16.1154 | 16.0896 | 16.0639 | 16.0382 | 16.0125 | 15.9869 | 15.9613 | 15.9358 | 15.9103 | 15.8848 | 15.8594 | 15.8341 | 15.8087 | 15.7834 | 15.7582
[10 empty] | 2.0555 | 2.0523 | 2.049 | 2.0457 | 2.0424 | 2.0392 | 2.0359 | 2.0326 | 2.0294 | 2.0261 | 2.0229 | 2.0197 | 2.0164 | 2.0132 | 2.01 | 2.0068 | 2.0035 | 2.0003 | 1.9971 | 1.9939 | 1.9908 | 1.9876 | 1.9844 | 1.9812 | 1.978 | 1.9749 | 1.9717 | 1.9686
[10 empty] | 2.0555 | 2.0523 | 2.049 | 2.0457 | 2.0424 | 2.0392 | 2.0359 | 2.0326 | 2.0294 | 2.0261 | 2.0229 | 2.0197 | 2.0164 | 2.0132 | 2.01 | 2.0068 | 2.0035 | 2.0003 | 1.9971 | 1.9939 | 1.9908 | 1.9876 | 1.9844 | 1.9812 | 1.978 | 1.9749 | 1.9717 | 1.9686
[10 empty] | 0 | 8630.8125 | 8617.0032 | 8603.216 | 8589.4508 | 8575.7077 | 8561.9866 | 8548.2874 | 8534.6101 | 8520.9548 | 8507.3212 | 10968.4125 | 10597.8997 | 10278.8871 | 10355.7848 | 10368.9149 | 10334.7965 | 10316.5316 | 10302.7678 | 10286.1384 | 10269.3107 | 10962.522 | 10742.6146 | 10566.6283 | 10627.9525 | 10630.9184 | 10594.8946 | 10577.3151
[10 empty] | 211.4914 | 211.4914 | 211.4914 | 211.4914 | 211.4914 | 211.4914 | 211.4914 | 211.4914 | 211.4914 | 211.4914 | 211.4914 | 211.4914 | 211.4914 | 211.4914 | 211.4914 | 211.4914 | 211.4914 | 211.4914 | 211.4914 | 211.4914 | 211.4914 | 211.4914 | 211.4914 | 211.4914 | 211.4914 | 211.4914 | 211.4914 | 211.4914
[10 empty] | 0.02642 | 0.02642 | 0.02642 | 0.02642 | 0.02642 | 0.02642 | 0.02642 | 0.02642 | 0.02642 | 0.02642 | 0.02642 | 0.02642 | 0.02642 | 0.02642 | 0.02642 | 0.02642 | 0.02642 | 0.02642 | 0.02642 | 0.02642 | 0.02642 | 0.02642 | 0.02642 | 0.02642 | 0.02642 | 0.02642 | 0.02642 | 0.02642
[10 empty] | 0.02642 | 0.02642 | 0.02642 | 0.02642 | 0.02642 | 0.02642 | 0.02642 | 0.02642 | 0.02642 | 0.02642 | 0.02642 | 0.02642 | 0.02642 | 0.02642 | 0.02642 | 0.02642 | 0.02642 | 0.02642 | 0.02642 | 0.02642 | 0.02642 | 0.02642 | 0.02642 | 0.02642 | 0.02642 | 0.02642 | 0.02642 | 0.02642
[10 empty] | 3543.64 | 5597.2213 | 7270.6433 | 8551.0346 | 9418.7205 | 9972.1295 | 10630.4981 | 11429.7932 | 12368.8728 | 13445.8069 | 14622.9572 | 15896.9098 | 17266.5313 | 18700.7427 | 20183.7493 | 21699.4169 | 23252.8063 | 24816.766 | 26373.3064 | 27933.0479 | 29488.852 | 31032.9866 | 32565.03 | 34088.4905 | 35619.163 | 37154.1247 | 38690.5209 | 40224.2217
[10 empty] | 0 | 0 | 0 | 0 | 0 | 0 | 0 | 0 | 0 | 0 | 0 | 0 | 0 | 0 | 0 | 0 | 0 | 0 | 0 | 0 | 0 | 0 | 0 | 0 | 0 | 0 | 0 | 0
[10 empty] | 0 | 0 | 0 | 0 | 0 | 0 | 0 | 0 | 0 | 0 | 0 | 0 | 0 | 0 | 0 | 0 | 0 | 0 | 0 | 0 | 0 | 0 | 0 | 0 | 0 | 0 | 0 | 0
[10 empty] | 0 | 0 | 0 | 0 | 0 | 0 | 0 | 0 | 0 | 0 | 0 | 0 | 0 | 0 | 0 | 0 | 0 | 0 | 0 | 0 | 0 | 0 | 0 | 0 | 0 | 0 | 0 | 0
[10 empty] | 0 | 2074.5968 | 1694.4375 | 1301.4068 | 888.7013 | 574.4245 | 679.384 | 821.4886 | 962.2547 | 1100.9273 | 1201.8253 | 1299.1956 | 1412.3244 | 1491.4644 | 1552.3845 | 1595.1496 | 1641.2916 | 1691.4102 | 1716.948 | 1747.6132 | 1766.5626 | 1773.9654 | 1753.4383 | 1737.8254 | 1739.1792 | 1738.5864 | 1735.9528 | 2045.764
[10 empty] | 0 | 0 | 0 | 0 | 0 | 0 | 0 | 0 | 0 | 0 | 0 | 0 | 0 | 0 | 0 | 0 | 0 | 0 | 0 | 0 | 0 | 0 | 0 | 0 | 0 | 0 | 0 | 0
[10 empty] | 0 | 0 | 0 | 0 | 0 | 0 | 0 | 0 | 0 | 0 | 0 | 0 | 0 | 0 | 0 | 0 | 0 | 0 | 0 | 0 | 0 | 0 | 0 | 0 | 0 | 0 | 0 | 0
[10 empty] | 0 | 0 | 0 | 0 | 0 | 0 | 0 | 0 | 0 | 0 | 0 | 0 | 0 | 0 | 0 | 0 | 0 | 0 | 0 | 0 | 0 | 0 | 0 | 0 | 0 | 0 | 0 | 0
[10 empty] | 3543.64 | 5597.2213 | 7270.6433 | 8551.0346 | 9418.7205 | 9972.1295 | 10630.4981 | 11429.7932 | 12368.8728 | 13445.8069 | 14622.9572 | 15896.9098 | 17266.5313 | 18700.7427 | 20183.7493 | 21699.4169 | 23252.8063 | 24816.766 | 26373.3064 | 27933.0479 | 29488.852 | 31032.9866 | 32565.03 | 34088.4905 | 35619.163 | 37154.1247 | 38690.5209 | 40224.2217
[10 empty] | 0 | 0 | 0 | 0 | 0 | 0 | 0 | 0 | 0 | 0 | 0 | 0 | 0 | 0 | 0 | 0 | 0 | 0 | 0 | 0 | 0 | 0 | 0 | 0 | 0 | 0 | 0 | 0
[10 empty] | 0 | 0 | 0 | 0 | 0 | 0 | 0 | 0 | 0 | 0 | 0 | 0 | 0 | 0 | 0 | 0 | 0 | 0 | 0 | 0 | 0 | 0 | 0 | 0 | 0 | 0 | 0 | 0
[10 empty] | 0 | 0 | 0 | 0 | 0 | 0 | 0 | 0 | 0 | 0 | 0 | 0 | 0 | 0 | 0 | 0 | 0 | 0 | 0 | 0 | 0 | 0 | 0 | 0 | 0 | 0 | 0 | 0
[10 empty] | 0 | 2074.5968 | 1694.4375 | 1301.4068 | 888.7013 | 574.4245 | 679.384 | 821.4886 | 962.2547 | 1100.9273 | 1201.8253 | 1299.1956 | 1412.3244 | 1491.4644 | 1552.3845 | 1595.1496 | 1641.2916 | 1691.4102 | 1716.948 | 1747.6132 | 1766.5626 | 1773.9654 | 1753.4383 | 1737.8254 | 1739.1792 | 1738.5864 | 1735.9528 | 2045.764
[10 empty] | 0 | 0 | 0 | 0 | 0 | 0 | 0 | 0 | 0 | 0 | 0 | 0 | 0 | 0 | 0 | 0 | 0 | 0 | 0 | 0 | 0 | 0 | 0 | 0 | 0 | 0 | 0 | 0
[10 empty] | 0 | 0 | 0 | 0 | 0 | 0 | 0 | 0 | 0 | 0 | 0 | 0 | 0 | 0 | 0 | 0 | 0 | 0 | 0 | 0 | 0 | 0 | 0 | 0 | 0 | 0 | 0 | 0
[10 empty] | 0 | 0 | 0 | 0 | 0 | 0 | 0 | 0 | 0 | 0 | 0 | 0 | 0 | 0 | 0 | 0 | 0 | 0 | 0 | 0 | 0 | 0 | 0 | 0 | 0 | 0 | 0 | 0
[10 empty] | 3543.64 | 5597.2213 | 7270.6433 | 8551.0346 | 9418.7205 | 9972.1295 | 10630.4981 | 11429.7932 | 12368.8728 | 13445.8069 | 14622.9572 | 15896.9098 | 17266.5313 | 18700.7427 | 20183.7493 | 21699.4169 | 23252.8063 | 24816.766 | 26373.3064 | 27933.0479 | 29488.852 | 31032.9866 | 32565.03 | 34088.4905 | 35619.163 | 37154.1247 | 38690.5209 | 40224.2217
[10 empty] | 0 | 0 | 0 | 0 | 0 | 0 | 0 | 0 | 0 | 0 | 0 | 0 | 0 | 0 | 0 | 0 | 0 | 0 | 0 | 0 | 0 | 0 | 0 | 0 | 0 | 0 | 0 | 0
[10 empty] | 0 | 0 | 0 | 0 | 0 | 0 | 0 | 0 | 0 | 0 | 0 | 0 | 0 | 0 | 0 | 0 | 0 | 0 | 0 | 0 | 0 | 0 | 0 | 0 | 0 | 0 | 0 | 0
[10 empty] | 0 | 0 | 0 | 0 | 0 | 0 | 0 | 0 | 0 | 0 | 0 | 0 | 0 | 0 | 0 | 0 | 0 | 0 | 0 | 0 | 0 | 0 | 0 | 0 | 0 | 0 | 0 | 0
[10 empty] | 0 | 2074.5968 | 1694.4375 | 1301.4068 | 888.7013 | 574.4245 | 679.384 | 821.4886 | 962.2547 | 1100.9273 | 1201.8253 | 1299.1956 | 1412.3244 | 1491.4644 | 1552.3845 | 1595.1496 | 1641.2916 | 1691.4102 | 1716.948 | 1747.6132 | 1766.5626 | 1773.9654 | 1753.4383 | 1737.8254 | 1739.1792 | 1738.5864 | 1735.9528 | 2045.764
[10 empty] | 0 | 0 | 0 | 0 | 0 | 0 | 0 | 0 | 0 | 0 | 0 | 0 | 0 | 0 | 0 | 0 | 0 | 0 | 0 | 0 | 0 | 0 | 0 | 0 | 0 | 0 | 0 | 0
[10 empty] | 0 | 0 | 0 | 0 | 0 | 0 | 0 | 0 | 0 | 0 | 0 | 0 | 0 | 0 | 0 | 0 | 0 | 0 | 0 | 0 | 0 | 0 | 0 | 0 | 0 | 0 | 0 | 0
[10 empty] | 0 | 0 | 0 | 0 | 0 | 0 | 0 | 0 | 0 | 0 | 0 | 0 | 0 | 0 | 0 | 0 | 0 | 0 | 0 | 0 | 0 | 0 | 0 | 0 | 0 | 0 | 0 | 0
[10 empty] | 3543.64 | 5597.2213 | 7270.6433 | 8551.0346 | 9418.7205 | 9972.1295 | 10630.4981 | 11429.7932 | 12368.8728 | 13445.8069 | 14622.9572 | 15896.9098 | 17266.5313 | 18700.7427 | 20183.7493 | 21699.4169 | 23252.8063 | 24816.766 | 26373.3064 | 27933.0479 | 29488.852 | 31032.9866 | 32565.03 | 34088.4905 | 35619.163 | 37154.1247 | 38690.5209 | 40224.2217
[10 empty] | 0 | 0 | 0 | 0 | 0 | 0 | 0 | 0 | 0 | 0 | 0 | 0 | 0 | 0 | 0 | 0 | 0 | 0 | 0 | 0 | 0 | 0 | 0 | 0 | 0 | 0 | 0 | 0
[10 empty] | 0 | 0 | 0 | 0 | 0 | 0 | 0 | 0 | 0 | 0 | 0 | 0 | 0 | 0 | 0 | 0 | 0 | 0 | 0 | 0 | 0 | 0 | 0 | 0 | 0 | 0 | 0 | 0
[10 empty] | 0 | 0 | 0 | 0 | 0 | 0 | 0 | 0 | 0 | 0 | 0 | 0 | 0 | 0 | 0 | 0 | 0 | 0 | 0 | 0 | 0 | 0 | 0 | 0 | 0 | 0 | 0 | 0
[10 empty] | 0 | 2074.5968 | 1694.4375 | 1301.4068 | 888.7013 | 574.4245 | 679.384 | 821.4886 | 962.2547 | 1100.9273 | 1201.8253 | 1299.1956 | 1412.3244 | 1491.4644 | 1552.3845 | 1595.1496 | 1641.2916 | 1691.4102 | 1716.948 | 1747.6132 | 1766.5626 | 1773.9654 | 1753.4383 | 1737.8254 | 1739.1792 | 1738.5864 | 1735.9528 | 2045.764
[10 empty] | 0 | 0 | 0 | 0 | 0 | 0 | 0 | 0 | 0 | 0 | 0 | 0 | 0 | 0 | 0 | 0 | 0 | 0 | 0 | 0 | 0 | 0 | 0 | 0 | 0 | 0 | 0 | 0
[10 empty] | 0 | 0 | 0 | 0 | 0 | 0 | 0 | 0 | 0 | 0 | 0 | 0 | 0 | 0 | 0 | 0 | 0 | 0 | 0 | 0 | 0 | 0 | 0 | 0 | 0 | 0 | 0 | 0
[10 empty] | 0 | 0 | 0 | 0 | 0 | 0 | 0 | 0 | 0 | 0 | 0 | 0 | 0 | 0 | 0 | 0 | 0 | 0 | 0 | 0 | 0 | 0 | 0 | 0 | 0 | 0 | 0 | 0
[10 empty] | 3543.64 | 5597.2213 | 7270.6433 | 8551.0346 | 9418.7205 | 9972.1295 | 10630.4981 | 11429.7932 | 12368.8728 | 13445.8069 | 14622.9572 | 15896.9098 | 17266.5313 | 18700.7427 | 20183.7493 | 21699.4169 | 23252.8063 | 24816.766 | 26373.3064 | 27933.0479 | 29488.852 | 31032.9866 | 32565.03 | 34088.4905 | 35619.163 | 37154.1247 | 38690.5209 | 40224.2217
[10 empty] | 0 | 0 | 0 | 0 | 0 | 0 | 0 | 0 | 0 | 0 | 0 | 0 | 0 | 0 | 0 | 0 | 0 | 0 | 0 | 0 | 0 | 0 | 0 | 0 | 0 | 0 | 0 | 0
[10 empty] | 0 | 0 | 0 | 0 | 0 | 0 | 0 | 0 | 0 | 0 | 0 | 0 | 0 | 0 | 0 | 0 | 0 | 0 | 0 | 0 | 0 | 0 | 0 | 0 | 0 | 0 | 0 | 0
[10 empty] | 0 | 0 | 0 | 0 | 0 | 0 | 0 | 0 | 0 | 0 | 0 | 0 | 0 | 0 | 0 | 0 | 0 | 0 | 0 | 0 | 0 | 0 | 0 | 0 | 0 | 0 | 0 | 0
[10 empty] | 0 | 2074.5968 | 1694.4375 | 1301.4068 | 888.7013 | 574.4245 | 679.384 | 821.4886 | 962.2547 | 1100.9273 | 1201.8253 | 1299.1956 | 1412.3244 | 1491.4644 | 1552.3845 | 1595.1496 | 1641.2916 | 1691.4102 | 1716.948 | 1747.6132 | 1766.5626 | 1773.9654 | 1753.4383 | 1737.8254 | 1739.1792 | 1738.5864 | 1735.9528 | 2045.764
[10 empty] | 0 | 0 | 0 | 0 | 0 | 0 | 0 | 0 | 0 | 0 | 0 | 0 | 0 | 0 | 0 | 0 | 0 | 0 | 0 | 0 | 0 | 0 | 0 | 0 | 0 | 0 | 0 | 0
[10 empty] | 0 | 0 | 0 | 0 | 0 | 0 | 0 | 0 | 0 | 0 | 0 | 0 | 0 | 0 | 0 | 0 | 0 | 0 | 0 | 0 | 0 | 0 | 0 | 0 | 0 | 0 | 0 | 0
[10 empty] | 0 | 0 | 0 | 0 | 0 | 0 | 0 | 0 | 0 | 0 | 0 | 0 | 0 | 0 | 0 | 0 | 0 | 0 | 0 | 0 | 0 | 0 | 0 | 0 | 0 | 0 | 0 | 0
[10 empty] | 3543.64 | 5597.2213 | 7270.6433 | 8551.0346 | 9418.7205 | 9972.1295 | 10630.4981 | 11429.7932 | 12368.8728 | 13445.8069 | 14622.9572 | 15896.9098 | 17266.5313 | 18700.7427 | 20183.7493 | 21699.4169 | 23252.8063 | 24816.766 | 26373.3064 | 27933.0479 | 29488.852 | 31032.9866 | 32565.03 | 34088.4905 | 35619.163 | 37154.1247 | 38690.5209 | 40224.2217
[10 empty] | 0 | 0 | 0 | 0 | 0 | 0 | 0 | 0 | 0 | 0 | 0 | 0 | 0 | 0 | 0 | 0 | 0 | 0 | 0 | 0 | 0 | 0 | 0 | 0 | 0 | 0 | 0 | 0
[10 empty] | 0 | 0 | 0 | 0 | 0 | 0 | 0 | 0 | 0 | 0 | 0 | 0 | 0 | 0 | 0 | 0 | 0 | 0 | 0 | 0 | 0 | 0 | 0 | 0 | 0 | 0 | 0 | 0
[10 empty] | 0 | 0 | 0 | 0 | 0 | 0 | 0 | 0 | 0 | 0 | 0 | 0 | 0 | 0 | 0 | 0 | 0 | 0 | 0 | 0 | 0 | 0 | 0 | 0 | 0 | 0 | 0 | 0
[10 empty] | 0 | 2074.5968 | 1694.4375 | 1301.4068 | 888.7013 | 574.4245 | 679.384 | 821.4886 | 962.2547 | 1100.9273 | 1201.8253 | 1299.1956 | 1412.3244 | 1491.4644 | 1552.3845 | 1595.1496 | 1641.2916 | 1691.4102 | 1716.948 | 1747.6132 | 1766.5626 | 1773.9654 | 1753.4383 | 1737.8254 | 1739.1792 | 1738.5864 | 1735.9528 | 2045.764
[10 empty] | 0 | 0 | 0 | 0 | 0 | 0 | 0 | 0 | 0 | 0 | 0 | 0 | 0 | 0 | 0 | 0 | 0 | 0 | 0 | 0 | 0 | 0 | 0 | 0 | 0 | 0 | 0 | 0
[10 empty] | 0 | 0 | 0 | 0 | 0 | 0 | 0 | 0 | 0 | 0 | 0 | 0 | 0 | 0 | 0 | 0 | 0 | 0 | 0 | 0 | 0 | 0 | 0 | 0 | 0 | 0 | 0 | 0
[10 empty] | 0 | 0 | 0 | 0 | 0 | 0 | 0 | 0 | 0 | 0 | 0 | 0 | 0 | 0 | 0 | 0 | 0 | 0 | 0 | 0 | 0 | 0 | 0 | 0 | 0 | 0 | 0 | 0
[10 empty] | 3543.64 | 5597.2213 | 7270.6433 | 8551.0346 | 9418.7205 | 9972.1295 | 10630.4981 | 11429.7932 | 12368.8728 | 13445.8069 | 14622.9572 | 15896.9098 | 17266.5313 | 18700.7427 | 20183.7493 | 21699.4169 | 23252.8063 | 24816.766 | 26373.3064 | 27933.0479 | 29488.852 | 31032.9866 | 32565.03 | 34088.4905 | 35619.163 | 37154.1247 | 38690.5209 | 40224.2217
[10 empty] | 0 | 0 | 0 | 0 | 0 | 0 | 0 | 0 | 0 | 0 | 0 | 0 | 0 | 0 | 0 | 0 | 0 | 0 | 0 | 0 | 0 | 0 | 0 | 0 | 0 | 0 | 0 | 0
[10 empty] | 0 | 0 | 0 | 0 | 0 | 0 | 0 | 0 | 0 | 0 | 0 | 0 | 0 | 0 | 0 | 0 | 0 | 0 | 0 | 0 | 0 | 0 | 0 | 0 | 0 | 0 | 0 | 0
[10 empty] | 0 | 0 | 0 | 0 | 0 | 0 | 0 | 0 | 0 | 0 | 0 | 0 | 0 | 0 | 0 | 0 | 0 | 0 | 0 | 0 | 0 | 0 | 0 | 0 | 0 | 0 | 0 | 0
[10 empty] | 0 | 2074.5968 | 1694.4375 | 1301.4068 | 888.7013 | 574.4245 | 679.384 | 821.4886 | 962.2547 | 1100.9273 | 1201.8253 | 1299.1956 | 1412.3244 | 1491.4644 | 1552.3845 | 1595.1496 | 1641.2916 | 1691.4102 | 1716.948 | 1747.6132 | 1766.5626 | 1773.9654 | 1753.4383 | 1737.8254 | 1739.1792 | 1738.5864 | 1735.9528 | 2045.764
[10 empty] | 0 | 0 | 0 | 0 | 0 | 0 | 0 | 0 | 0 | 0 | 0 | 0 | 0 | 0 | 0 | 0 | 0 | 0 | 0 | 0 | 0 | 0 | 0 | 0 | 0 | 0 | 0 | 0
[10 empty] | 0 | 0 | 0 | 0 | 0 | 0 | 0 | 0 | 0 | 0 | 0 | 0 | 0 | 0 | 0 | 0 | 0 | 0 | 0 | 0 | 0 | 0 | 0 | 0 | 0 | 0 | 0 | 0
[10 empty] | 0 | 0 | 0 | 0 | 0 | 0 | 0 | 0 | 0 | 0 | 0 | 0 | 0 | 0 | 0 | 0 | 0 | 0 | 0 | 0 | 0 | 0 | 0 | 0 | 0 | 0 | 0 | 0
[10 empty] | 3543.64 | 5597.2213 | 7270.6433 | 8551.0346 | 9418.7205 | 9972.1295 | 10630.4981 | 11429.7932 | 12368.8728 | 13445.8069 | 14622.9572 | 15896.9098 | 17266.5313 | 18700.7427 | 20183.7493 | 21699.4169 | 23252.8063 | 24816.766 | 26373.3064 | 27933.0479 | 29488.852 | 31032.9866 | 32565.03 | 34088.4905 | 35619.163 | 37154.1247 | 38690.5209 | 40224.2217
[10 empty] | 0 | 0 | 0 | 0 | 0 | 0 | 0 | 0 | 0 | 0 | 0 | 0 | 0 | 0 | 0 | 0 | 0 | 0 | 0 | 0 | 0 | 0 | 0 | 0 | 0 | 0 | 0 | 0
[10 empty] | 0 | 0 | 0 | 0 | 0 | 0 | 0 | 0 | 0 | 0 | 0 | 0 | 0 | 0 | 0 | 0 | 0 | 0 | 0 | 0 | 0 | 0 | 0 | 0 | 0 | 0 | 0 | 0
[10 empty] | 0 | 0 | 0 | 0 | 0 | 0 | 0 | 0 | 0 | 0 | 0 | 0 | 0 | 0 | 0 | 0 | 0 | 0 | 0 | 0 | 0 | 0 | 0 | 0 | 0 | 0 | 0 | 0
[10 empty] | 0 | 2074.5968 | 1694.4375 | 1301.4068 | 888.7013 | 574.4245 | 679.384 | 821.4886 | 962.2547 | 1100.9273 | 1201.8253 | 1299.1956 | 1412.3244 | 1491.4644 | 1552.3845 | 1595.1496 | 1641.2916 | 1691.4102 | 1716.948 | 1747.6132 | 1766.5626 | 1773.9654 | 1753.4383 | 1737.8254 | 1739.1792 | 1738.5864 | 1735.9528 | 2045.764
[10 empty] | 0 | 0 | 0 | 0 | 0 | 0 | 0 | 0 | 0 | 0 | 0 | 0 | 0 | 0 | 0 | 0 | 0 | 0 | 0 | 0 | 0 | 0 | 0 | 0 | 0 | 0 | 0 | 0
[10 empty] | 0 | 0 | 0 | 0 | 0 | 0 | 0 | 0 | 0 | 0 | 0 | 0 | 0 | 0 | 0 | 0 | 0 | 0 | 0 | 0 | 0 | 0 | 0 | 0 | 0 | 0 | 0 | 0
[10 empty] | 0 | 0 | 0 | 0 | 0 | 0 | 0 | 0 | 0 | 0 | 0 | 0 | 0 | 0 | 0 | 0 | 0 | 0 | 0 | 0 | 0 | 0 | 0 | 0 | 0 | 0 | 0 | 0
[10 empty] | 3543.64 | 5597.2213 | 7270.6433 | 8551.0346 | 9418.7205 | 9972.1295 | 10630.4981 | 11429.7932 | 12368.8728 | 13445.8069 | 14622.9572 | 15896.9098 | 17266.5313 | 18700.7427 | 20183.7493 | 21699.4169 | 23252.8063 | 24816.766 | 26373.3064 | 27933.0479 | 29488.852 | 31032.9866 | 32565.03 | 34088.4905 | 35619.163 | 37154.1247 | 38690.5209 | 40224.2217
[10 empty] | -30.7677 | -50.3919 | -66.6074 | -79.5048 | -88.5197 | -94.4994 | -101.6141 | -110.2529 | -120.4031 | -132.0436 | -144.7667 | -158.5354 | -173.3371 | -188.8354 | -204.8591 | -221.2335 | -238.0134 | -254.9048 | -271.713 | -288.5529 | -305.3473 | -322.0124 | -338.5439 | -354.9796 | -371.8536 | -389.0581 | -406.72 | -424.6147
[10 empty] | 0 | 0 | 0 | 0 | 0 | 0 | 0 | 0 | 0 | 0 | 0 | 0 | 0 | 0 | 0 | 0 | 0 | 0 | 0 | 0 | 0 | 0 | 0 | 0 | 0 | 0 | 0 | 0
[10 empty] | 0 | 0 | 0 | 0 | 0 | 0 | 0 | 0 | 0 | 0 | 0 | 0 | 0 | 0 | 0 | 0 | 0 | 0 | 0 | 0 | 0 | 0 | 0 | 0 | 0 | 0 | 0 | 0
[10 empty] | 0 | 2053.5813 | 1673.422 | 1280.3913 | 867.6858 | 553.4091 | 658.3686 | 799.2951 | 939.0796 | 1076.9341 | 1177.1503 | 1273.9526 | 1369.6214 | 1434.2114 | 1483.0066 | 1515.6676 | 1553.3894 | 1563.9597 | 1556.5404 | 1559.7415 | 1555.8041 | 1544.1346 | 1532.0434 | 1523.4605 | 1649.7677 | 1780.5433 | 2066.2235 | 2317.487
[10 empty] | -9120.9919 | -9556.0761 | -9692.0547 | -10077.8202 | -10399.2553 | -10823.2749 | -10823.2749 | -10823.2749 | -10823.2749 | -10823.2749 | -10823.2749 | -10823.2749 | -10823.2749 | -10823.2749 | -10823.2749 | -10823.2749 | -10823.2749 | -10823.2749 | -10823.2749 | -10823.2749 | -10823.2749 | -10823.2749 | -10823.2749 | -10823.2749 | -10823.2749 | -10823.2749 | -10823.2749 | -10823.2749
[10 empty] | 0 | 0 | 0 | 0 | 0 | 0 | 0 | 0 | 0 | 0 | 0 | 0 | 0 | 0 | 0 | 0 | 0 | 0 | 0 | 0 | 0 | 0 | 0 | 0 | 0 | 0 | 0 | 0
[10 empty] | 0 | 0 | 0 | 0 | 0 | 0 | 0 | 0 | 0 | 0 | 0 | 0 | 0 | 0 | 0 | 0 | 0 | 0 | 0 | 0 | 0 | 0 | 0 | 0 | 0 | 0 | 0 | 0
[10 empty] | 0 | 36.0003 | 82.6804 | 131.5023 | 181.5882 | 232.9997 | 285.8014 | 345.4514 | 406.6594 | 469.4565 | 533.8747 | 599.9461 | 667.7038 | 737.1812 | 808.4125 | 881.4323 | 956.2761 | 1032.9798 | 1111.5799 | 1192.1138 | 1274.6194 | 1359.1352 | 1445.7005 | 1534.3553 | 1625.1403 | 1718.0968 | 1813.267 | 1910.6938
[10 empty] | 0 | 0 | 0 | 0 | 0 | 0 | 0 | 0 | 0 | 0 | 0 | 0 | 0 | 0 | 0 | 0 | 0 | 0 | 0 | 0 | 0 | 0 | 0 | 0 | 0 | 0 | 0 | 0
[10 empty] | 0 | 0 | 0 | 0 | 0 | 0 | 0 | 0 | 0 | 0 | 0 | 0 | 0 | 0 | 0 | 0 | 0 | 0 | 0 | 0 | 0 | 0 | 0 | 0 | 0 | 0 | 0 | 0
[10 empty] | 0 | 0 | 0 | 0 | 0 | 0 | 0 | 0 | 0 | 0 | 0 | 0 | 0 | 0 | 0 | 0 | 0 | 0 | 0 | 0 | 0 | 0 | 0 | 0 | 0 | 0 | 0 | 0
[10 empty] | 0 | 36.0003 | 46.68 | 48.8219 | 50.0858 | 51.4116 | 52.8016 | 59.65 | 61.208 | 62.7972 | 64.4181 | 66.0714 | 67.7577 | 69.4774 | 76.3742 | 84.0966 | 91.3127 | 97.975 | 104.1773 | 110.0002 | 116.2838 | 132.7016 | 139.95 | 144.2398 | 148.2363 | 152.2664 | 156.3376 | 162.7619
[10 empty] | 0 | 0 | 0 | 0 | 0 | 0 | 0 | 0 | 0 | 0 | 0 | 0 | 0 | 0 | 0 | 0 | 0 | 0 | 0 | 0 | 0 | 0 | 0 | 0 | 0 | 0 | 0 | 0
[10 empty] | 0 | 0 | 0 | 0 | 0 | 0 | 0 | 0 | 0 | 0 | 0 | 0 | 0 | 0 | 0 | 0 | 0 | 0 | 0 | 0 | 0 | 0 | 0 | 0 | 0 | 0 | 0 | 0
[10 empty] | 0 | 0 | 0 | 0 | 0 | 0 | 0 | 0 | 0 | 0 | 0 | 0 | 0 | 0 | 0 | 0 | 0 | 0 | 0 | 0 | 0 | 0 | 0 | 0 | 0 | 0 | 0 | 0
[10 empty] | 110360.6814 | 110184.1043 | 110007.8097 | 109831.7972 | 109656.0663 | 109480.6166 | 109305.4476 | 109130.5589 | 108955.95 | 108781.6205 | 108607.5699 | 108433.7978 | 108260.3037 | 108087.0872 | 107914.1479 | 107741.4853 | 107569.0989 | 107396.9883 | 107225.1531 | 107053.5929 | 106882.3071 | 106711.2955 | 106540.5574
[10 empty] | 89.7294 | 87.1253 | 86.8852 | 86.5002 | 83.137 | 78.4215 | 69.4326 | 58.4111 | 49.896 | 44.517 | 40.5761 | 37.835 | 36.5471 | 35.2813 | 34.1514 | 33.1704 | 32.2941 | 31.4662 | 30.6489 | 29.889 | 29.2567 | 28.646 | 28.1362
[10 empty] | 5.9784 | 5.8049 | 5.7889 | 5.7633 | 5.5392 | 5.225 | 4.6261 | 3.8918 | 3.3244 | 2.9661 | 2.7035 | 2.5208 | 2.435 | 2.3507 | 2.2754 | 2.2101 | 2.1517 | 2.0965 | 2.0421 | 1.9914 | 1.9493 | 1.9086 | 1.8746
[10 empty] | 32.547 | 31.6024 | 31.5153 | 31.3757 | 30.1558 | 28.4453 | 25.1849 | 21.1871 | 18.0985 | 16.1474 | 14.7179 | 13.7236 | 13.2565 | 12.7974 | 12.3875 | 12.0317 | 11.7138 | 11.4135 | 11.1171 | 10.8414 | 10.6121 | 10.3906 | 10.2057
[10 empty] | 0 | 31830.9635 | 23631.3073 | 18169.7047 | 16564.996 | 14288.2559 | 16518.3535 | 19269.6155 | 16627.0924 | 17758.4123 | 16321.388 | 15283.9047 | 15565.1552 | 15131.9392 | 14757.8575 | 15897.3297 | 14705.2816 | 14164.8526 | 13969.284 | 13587.9864 | 13610.4685 | 13619.985 | 13082.498
[10 empty] | 793.5276 | 777.0043 | 774.1577 | 766.8278 | 765.1979 | 752.2569 | 385.4962 | 382.076 | 378.3328 | 374.6824 | 363.0987 | 358.8558 | 354.2958 | 349.8671 | 345.606 | 341.3851 | 337.4464 | 333.5025 | 329.633 | 325.6885 | 321.6033 | 317.3265 | 318.2488
[10 empty] | 0.052871 | 0.05177 | 0.05158 | 0.051092 | 0.050983 | 0.050121 | 0.025685 | 0.025457 | 0.025207 | 0.024964 | 0.024192 | 0.02391 | 0.023606 | 0.023311 | 0.023027 | 0.022746 | 0.022483 | 0.02222 | 0.021963 | 0.0217 | 0.021428 | 0.021143 | 0.021204
[10 empty] | 0.28783 | 0.28184 | 0.28081 | 0.27815 | 0.27756 | 0.27286 | 0.13983 | 0.13859 | 0.13723 | 0.13591 | 0.1317 | 0.13017 | 0.12851 | 0.12691 | 0.12536 | 0.12383 | 0.1224 | 0.12097 | 0.11957 | 0.11813 | 0.11665 | 0.1151 | 0.11544
[10 empty] | 176634.54 | 176351.9247 | #DIV/0! | #DIV/0! | #DIV/0! | #DIV/0! | #DIV/0! | #DIV/0! | #DIV/0! | #DIV/0! | #DIV/0! | #DIV/0! | #DIV/0! | #DIV/0! | #DIV/0! | #DIV/0! | #DIV/0! | #DIV/0! | #DIV/0! | #DIV/0! | #DIV/0! | #DIV/0!
[10 empty] | 43.4244 | 43.6223 | #DIV/0! | #DIV/0! | #DIV/0! | #DIV/0! | #DIV/0! | #DIV/0! | #DIV/0! | #DIV/0! | #DIV/0! | #DIV/0! | #DIV/0! | #DIV/0! | #DIV/0! | #DIV/0! | #DIV/0! | #DIV/0! | #DIV/0! | #DIV/0! | #DIV/0! | #DIV/0!
[10 empty] | 0 | 0 | #DIV/0! | #DIV/0! | #DIV/0! | #DIV/0! | #DIV/0! | #DIV/0! | #DIV/0! | #DIV/0! | #DIV/0! | #DIV/0! | #DIV/0! | #DIV/0! | #DIV/0! | #DIV/0! | #DIV/0! | #DIV/0! | #DIV/0! | #DIV/0! | #DIV/0! | #DIV/0!
[10 empty] | 0 | 0 | #DIV/0! | #DIV/0! | #DIV/0! | #DIV/0! | #DIV/0! | #DIV/0! | #DIV/0! | #DIV/0! | #DIV/0! | #DIV/0! | #DIV/0! | #DIV/0! | #DIV/0! | #DIV/0! | #DIV/0! | #DIV/0! | #DIV/0! | #DIV/0! | #DIV/0! | #DIV/0!
[10 empty] | 0 | 9447.4245 | #DIV/0! | #DIV/0! | #DIV/0! | #DIV/0! | #DIV/0! | #DIV/0! | #DIV/0! | #DIV/0! | #DIV/0! | #DIV/0! | #DIV/0! | #DIV/0! | #DIV/0! | #DIV/0! | #DIV/0! | #DIV/0! | #DIV/0! | #DIV/0! | #DIV/0! | #DIV/0!
[10 empty] | 245.1732 | 230.4661 | #DIV/0! | #DIV/0! | #DIV/0! | #DIV/0! | #DIV/0! | #DIV/0! | #DIV/0! | #DIV/0! | #DIV/0! | #DIV/0! | #DIV/0! | #DIV/0! | #DIV/0! | #DIV/0! | #DIV/0! | #DIV/0! | #DIV/0! | #DIV/0! | #DIV/0! | #DIV/0!
[10 empty] | 0 | 0 | #DIV/0! | #DIV/0! | #DIV/0! | #DIV/0! | #DIV/0! | #DIV/0! | #DIV/0! | #DIV/0! | #DIV/0! | #DIV/0! | #DIV/0! | #DIV/0! | #DIV/0! | #DIV/0! | #DIV/0! | #DIV/0! | #DIV/0! | #DIV/0! | #DIV/0! | #DIV/0!
[10 empty] | 0 | 0 | #DIV/0! | #DIV/0! | #DIV/0! | #DIV/0! | #DIV/0! | #DIV/0! | #DIV/0! | #DIV/0! | #DIV/0! | #DIV/0! | #DIV/0! | #DIV/0! | #DIV/0! | #DIV/0! | #DIV/0! | #DIV/0! | #DIV/0! | #DIV/0! | #DIV/0! | #DIV/0!
[10 empty] | 5345.0347 | 5482.6426 | 5623.7933 | 5768.5779 | 5917.0899 | 6069.4254 | 6225.6828 | 6385.9631 | 6550.3697 | 6719.009 | 6891.9899 | 7069.4243 | 7251.4266 | 7438.1146 | 7629.6089 | 7826.0333 | 8027.5145 | 8234.1829 | 8446.172 | 8663.6188 | 8886.6637 | 9115.4509 | 9350.1282 | 9590.8473 | 9837.7637 | 10091.037 | 10350.8308 | 10617.313
[10 empty] | 25.0977 | 25.5178 | 25.9591 | 26.4235 | 26.9126 | 27.3176 | 27.7482 | 28.2058 | 28.6917 | 29.2015 | 29.7381 | 30.2993 | 30.8892 | 31.5113 | 32.1584 | 32.8297 | 33.5247 | 34.2433 | 35.001 | 35.7959 | 36.6264 | 37.4621 | 38.3346 | 39.2428 | 40.1856 | 41.1947 | 42.2333 | 43.3019
[10 empty] | 5.8302 | 5.9278 | 6.0304 | 6.1382 | 6.2519 | 6.3459 | 6.446 | 6.5523 | 6.6651 | 6.7836 | 6.9082 | 7.0386 | 7.1756 | 7.3202 | 7.4705 | 7.6264 | 7.7879 | 7.9548 | 8.1308 | 8.3155 | 8.5084 | 8.7025 | 8.9052 | 9.1162 | 9.3352 | 9.5696 | 9.8109 | 10.0591
[10 empty] | 5.8302 | 5.9278 | 6.0304 | 6.1382 | 6.2519 | 6.3459 | 6.446 | 6.5523 | 6.6651 | 6.7836 | 6.9082 | 7.0386 | 7.1756 | 7.3202 | 7.4705 | 7.6264 | 7.7879 | 7.9548 | 8.1308 | 8.3155 | 8.5084 | 8.7025 | 8.9052 | 9.1162 | 9.3352 | 9.5696 | 9.8109 | 10.0591
[10 empty] | 0 | 345.2994 | 354.686 | 363.329 | 371.7453 | 379.5877 | 386.9544 | 393.9299 | 400.5873 | 421.274 | 439.7191 | 474.3741 | 504.8293 | 531.7039 | 536.5507 | 542.8564 | 550.3272 | 558.7856 | 568.0307 | 577.9044 | 588.2844 | 699.6818 | 701.2181 | 705.9464 | 715.9026 | 729.6648 | 746.2334 | 762.1129
[10 empty] | 4360.1143 | 4360.1143 | 4360.1143 | 4360.1143 | 4360.1143 | 4069.44 | 4069.44 | 4069.44 | 4069.44 | 4069.44 | 4069.44 | 4069.44 | 4069.44 | 4069.44 | 4069.44 | 4069.44 | 4069.44 | 4069.44 | 4069.44 | 4069.44 | 4069.44 | 4069.44 | 4069.44 | 4069.44 | 4069.44 | 4069.44 | 4069.44 | 4069.44
[10 empty] | 1.0129 | 1.0129 | 1.0129 | 1.0129 | 1.0129 | 0.94534 | 0.94534 | 0.94534 | 0.94534 | 0.94534 | 0.94534 | 0.94534 | 0.94534 | 0.94534 | 0.94534 | 0.94534 | 0.94534 | 0.94534 | 0.94534 | 0.94534 | 0.94534 | 0.94534 | 0.94534 | 0.94534 | 0.94534 | 0.94534 | 0.94534 | 0.94534
[10 empty] | 1.0129 | 1.0129 | 1.0129 | 1.0129 | 1.0129 | 0.94534 | 0.94534 | 0.94534 | 0.94534 | 0.94534 | 0.94534 | 0.94534 | 0.94534 | 0.94534 | 0.94534 | 0.94534 | 0.94534 | 0.94534 | 0.94534 | 0.94534 | 0.94534 | 0.94534 | 0.94534 | 0.94534 | 0.94534 | 0.94534 | 0.94534 | 0.94534
[10 empty] | 18074.695 | 18045.7754 | 18016.9022 | 17988.0752 | 17959.2942 | 17930.5594 | 17901.8705 | 17873.2275 | 17844.6303 | 17816.0789 | 17787.5732 | 17759.1131 | 17730.6985 | 17702.3294 | 17674.0056 | 17645.7272 | 17617.4941 | 17589.3061 | 17561.1632 | 17533.0653 | 17505.0124 | 17477.0044 | 17449.0412 | 17421.1227 | 17393.2489 | 17365.4197 | 17337.6351 | 17309.8948
[10 empty] | 50.8745 | 48.9157 | 47.5263 | 46.5301 | 45.81 | 45.2715 | 44.8799 | 44.6214 | 44.492 | 44.4892 | 44.4635 | 44.4226 | 44.3717 | 44.3141 | 44.2521 | 44.1873 | 44.1205 | 44.0526 | 43.9838 | 43.9146 | 43.8451 | 43.7755 | 43.7058 | 43.6361 | 43.5664 | 43.4968 | 43.4273 | 43.3579
[10 empty] | 11.8183 | 11.3633 | 11.0405 | 10.8091 | 10.6418 | 10.5167 | 10.4257 | 10.3657 | 10.3356 | 10.335 | 10.329 | 10.3195 | 10.3077 | 10.2943 | 10.2799 | 10.2648 | 10.2493 | 10.2335 | 10.2176 | 10.2015 | 10.1854 | 10.1692 | 10.153 | 10.1368 | 10.1206 | 10.1044 | 10.0883 | 10.0722
[10 empty] | 11.8183 | 11.3633 | 11.0405 | 10.8091 | 10.6418 | 10.5167 | 10.4257 | 10.3657 | 10.3356 | 10.335 | 10.329 | 10.3195 | 10.3077 | 10.2943 | 10.2799 | 10.2648 | 10.2493 | 10.2335 | 10.2176 | 10.2015 | 10.1854 | 10.1692 | 10.153 | 10.1368 | 10.1206 | 10.1044 | 10.0883 | 10.0722
[10 empty] | 0 | 2557.1648 | 1925.5408 | 1504.7743 | 1224.3551 | 1224.7048 | 1224.2819 | 1462.5393 | 1620.0872 | 1723.9164 | 1987.6309 | 1955.6304 | 1796.0822 | 2093.2568 | 1674.0677 | 1435.5788 | 1382.1882 | 1452.734 | 1533.6543 | 1720.4112 | 1818.637 | 1821.2341 | 1951.6169 | 1843.4499 | 1668.3701 | 1622.7452 | 1476.8373 | 1441.1931
[10 empty] | 2504.8073 | 2504.8073 | 2504.8073 | 2504.8073 | 2504.8073 | 2504.8073 | 2504.8073 | 2504.8073 | 2504.8073 | 2504.8073 | 2504.8073 | 2504.8073 | 2504.8073 | 2504.8073 | 2504.8073 | 2504.8073 | 2504.8073 | 2504.8073 | 2504.8073 | 2504.8073 | 2504.8073 | 2504.8073 | 2504.8073 | 2504.8073 | 2504.8073 | 2504.8073 | 2504.8073 | 2504.8073
[10 empty] | 0.58187 | 0.58187 | 0.58187 | 0.58187 | 0.58187 | 0.58187 | 0.58187 | 0.58187 | 0.58187 | 0.58187 | 0.58187 | 0.58187 | 0.58187 | 0.58187 | 0.58187 | 0.58187 | 0.58187 | 0.58187 | 0.58187 | 0.58187 | 0.58187 | 0.58187 | 0.58187 | 0.58187 | 0.58187 | 0.58187 | 0.58187 | 0.58187
[10 empty] | 0.58187 | 0.58187 | 0.58187 | 0.58187 | 0.58187 | 0.58187 | 0.58187 | 0.58187 | 0.58187 | 0.58187 | 0.58187 | 0.58187 | 0.58187 | 0.58187 | 0.58187 | 0.58187 | 0.58187 | 0.58187 | 0.58187 | 0.58187 | 0.58187 | 0.58187 | 0.58187 | 0.58187 | 0.58187 | 0.58187 | 0.58187 | 0.58187
[10 empty] | 29119.3007 | 29591.6009 | 30071.5615 | 30559.3069 | 31054.9633 | 31558.6589 | 32070.5243 | 32590.6918 | 33119.2962 | 33656.4743 | 34202.3651 | 34757.11 | 35320.8526 | 35893.7388 | 36475.9169 | 37067.5377 | 37668.7542 | 38279.7222 | 38900.5997 | 39531.5476 | 40172.7291 | 40824.3103 | 41486.4598 | 42159.349 | 42843.1521 | 43538.0462 | 44244.2111 | 44961.8296
[10 empty] | 99.3783 | 101.8493 | 104.3613 | 106.9163 | 109.5156 | 112.1606 | 114.8527 | 117.593 | 120.3826 | 123.2225 | 126.1137 | 129.057 | 132.0533 | 135.1035 | 138.0734 | 140.9802 | 143.8389 | 146.6622 | 149.4612 | 152.2456 | 155.0237 | 157.8028 | 160.5891 | 163.3882 | 166.205 | 169.0436 | 171.9078 | 174.801
[10 empty] | 23.0859 | 23.6599 | 24.2434 | 24.837 | 25.4408 | 26.0552 | 26.6806 | 27.3172 | 27.9652 | 28.625 | 29.2966 | 29.9803 | 30.6764 | 31.3849 | 32.0749 | 32.7501 | 33.4142 | 34.0701 | 34.7203 | 35.3671 | 36.0125 | 36.6581 | 37.3053 | 37.9556 | 38.6099 | 39.2693 | 39.9347 | 40.6068
[10 empty] | 23.0859 | 23.6599 | 24.2434 | 24.837 | 25.4408 | 26.0552 | 26.6806 | 27.3172 | 27.9652 | 28.625 | 29.2966 | 29.9803 | 30.6764 | 31.3849 | 32.0749 | 32.7501 | 33.4142 | 34.0701 | 34.7203 | 35.3671 | 36.0125 | 36.6581 | 37.3053 | 37.9556 | 38.6099 | 39.2693 | 39.9347 | 40.6068
[10 empty] | 0 | 2004.895 | 2012.5554 | 2020.3402 | 2028.2511 | 2036.2904 | 2044.4601 | 2052.7623 | 2061.1992 | 2069.7729 | 2078.4856 | 2087.3397 | 2096.3374 | 2105.481 | 2182.2444 | 2250.614 | 2311.8308 | 2366.9589 | 2416.9113 | 2462.4711 | 2504.3103 | 3127.1462 | 3081.9761 | 3046.221 | 3018.5838 | 2997.9537 | 2983.3793 | 2983.6847
[10 empty] | 3900.3429 | 3900.3429 | 3900.3429 | 3900.3429 | 3900.3429 | 3900.3429 | 3900.3429 | 3900.3429 | 3900.3429 | 3900.3429 | 3900.3429 | 3900.3429 | 3900.3429 | 3900.3429 | 3900.3429 | 3900.3429 | 3900.3429 | 3900.3429 | 3900.3429 | 3900.3429 | 3900.3429 | 3900.3429 | 3900.3429 | 3900.3429 | 3900.3429 | 3900.3429 | 3900.3429 | 3900.3429
[10 empty] | 0.90606 | 0.90606 | 0.90606 | 0.90606 | 0.90606 | 0.90606 | 0.90606 | 0.90606 | 0.90606 | 0.90606 | 0.90606 | 0.90606 | 0.90606 | 0.90606 | 0.90606 | 0.90606 | 0.90606 | 0.90606 | 0.90606 | 0.90606 | 0.90606 | 0.90606 | 0.90606 | 0.90606 | 0.90606 | 0.90606 | 0.90606 | 0.90606
[10 empty] | 0.90606 | 0.90606 | 0.90606 | 0.90606 | 0.90606 | 0.90606 | 0.90606 | 0.90606 | 0.90606 | 0.90606 | 0.90606 | 0.90606 | 0.90606 | 0.90606 | 0.90606 | 0.90606 | 0.90606 | 0.90606 | 0.90606 | 0.90606 | 0.90606 | 0.90606 | 0.90606 | 0.90606 | 0.90606 | 0.90606 | 0.90606 | 0.90606
[10 empty] | 2777.3088 | 2772.8651 | 2768.4285 | 2763.999 | 2759.5766 | 2755.1613 | 2750.753 | 2746.3518 | 2741.9577 | 2737.5705 | 2733.1904 | 2728.8173 | 2724.4512 | 2720.0921 | 2715.7399 | 2711.3948 | 2707.0565 | 2702.7252 | 2698.4009 | 2694.0834 | 2689.7729 | 2685.4693 | 2681.1725 | 2676.8826 | 2672.5996 | 2668.3235 | 2664.0542 | 2659.7917
[10 empty] | 1.2422 | 1.2336 | 1.2252 | 1.2171 | 1.2092 | 1.2016 | 1.1943 | 1.1872 | 1.1804 | 1.1738 | 1.1676 | 1.1616 | 1.156 | 1.1507 | 1.1456 | 1.1408 | 1.1363 | 1.1319 | 1.1278 | 1.1239 | 1.1201 | 1.1165 | 1.1131 | 1.1097 | 1.1065 | 1.1035 | 1.1005 | 1.0976
[10 empty] | 0 | 0 | 0 | 0 | 0 | 0 | 0 | 0 | 0 | 0 | 0 | 0 | 0 | 0 | 0 | 0 | 0 | 0 | 0 | 0 | 0 | 0 | 0 | 0 | 0 | 0 | 0 | 0
[10 empty] | 0 | 0 | 0 | 0 | 0 | 0 | 0 | 0 | 0 | 0 | 0 | 0 | 0 | 0 | 0 | 0 | 0 | 0 | 0 | 0 | 0 | 0 | 0 | 0 | 0 | 0 | 0 | 0
[10 empty] | 0 | 110.9146 | 110.7371 | 110.56 | 110.3831 | 110.2065 | 110.0301 | 109.8541 | 109.6783 | 109.5028 | 109.3276 | 109.1527 | 108.978 | 108.8037 | 108.6296 | 108.4558 | 108.2823 | 108.109 | 107.936 | 107.7633 | 107.5909 | 107.4188 | 107.2469 | 107.0753 | 106.904 | 106.7329 | 106.5622 | 141.0844
[10 empty] | 407.6562 | 407.6562 | 407.6562 | 407.6562 | 407.6562 | 407.6562 | 407.6562 | 407.6562 | 407.6562 | 407.6562 | 407.6562 | 407.6562 | 407.6562 | 407.6562 | 407.6562 | 407.6562 | 407.6562 | 407.6562 | 407.6562 | 407.6562 | 407.6562 | 407.6562 | 407.6562 | 407.6562 | 407.6562 | 407.6562 | 407.6562 | 407.6562
[10 empty] | 0 | 0 | 0 | 0 | 0 | 0 | 0 | 0 | 0 | 0 | 0 | 0 | 0 | 0 | 0 | 0 | 0 | 0 | 0 | 0 | 0 | 0 | 0 | 0 | 0 | 0 | 0 | 0
[10 empty] | 0 | 0 | 0 | 0 | 0 | 0 | 0 | 0 | 0 | 0 | 0 | 0 | 0 | 0 | 0 | 0 | 0 | 0 | 0 | 0 | 0 | 0 | 0 | 0 | 0 | 0 | 0 | 0
[10 empty] | 52076.3602 | 51993.038 | 51909.8492 | 51826.7934 | 51743.8705 | 51661.0803 | 51578.4226 | 51495.8971 | 51413.5037 | 51331.2421 | 51249.1121 | 51167.1135 | 51085.2462 | 51003.5098 | 50921.9041 | 50840.4291 | 50759.0844 | 50677.8699 | 50596.7853 | 50515.8304 | 50435.0051 | 50354.3091 | 50273.7422 | 50193.3042 | 50112.9949 | 50032.8141 | 49952.7616 | 49872.8372
[10 empty] | 99.0873 | 100.1334 | 101.2236 | 102.3538 | 103.5185 | 104.7147 | 105.9396 | 107.1907 | 108.4659 | 109.7421 | 111.0198 | 112.3672 | 113.7775 | 115.2446 | 116.5237 | 117.636 | 118.6005 | 119.4337 | 120.1504 | 120.7638 | 121.2856 | 121.7261 | 122.0944 | 122.3988 | 122.6465 | 122.8439 | 122.9967 | 123.1099
[10 empty] | 18.6101 | 18.8066 | 19.0113 | 19.2236 | 19.4424 | 19.667 | 19.8971 | 20.1321 | 20.3716 | 20.6112 | 20.8512 | 21.1043 | 21.3692 | 21.6447 | 21.8849 | 22.0938 | 22.275 | 22.4315 | 22.5661 | 22.6813 | 22.7793 | 22.862 | 22.9312 | 22.9884 | 23.0349 | 23.072 | 23.1007 | 23.1219
[10 empty] | 18.6101 | 18.8066 | 19.0113 | 19.2236 | 19.4424 | 19.667 | 19.8971 | 20.1321 | 20.3716 | 20.6112 | 20.8512 | 21.1043 | 21.3692 | 21.6447 | 21.8849 | 22.0938 | 22.275 | 22.4315 | 22.5661 | 22.6813 | 22.7793 | 22.862 | 22.9312 | 22.9884 | 23.0349 | 23.072 | 23.1007 | 23.1219
[10 empty] | 0 | 2067.7888 | 2133.6678 | 2191.6555 | 2239.6883 | 2281.8443 | 2318.7857 | 2351.1 | 2379.3086 | 2370.7405 | 2362.7218 | 2459.5258 | 2544.8558 | 2620.0039 | 2550.1872 | 2495.3962 | 2453.0814 | 2420.7555 | 2396.6548 | 2379.2863 | 2367.3888 | 2359.8999 | 2352.3214 | 2959.449 | 2914.6315 | 2881.8286 | 2857.963 | 2827.4613
[10 empty] | 2518.2025 | 2518.2025 | 2518.2025 | 2518.2025 | 2518.2025 | 2518.2025 | 2518.2025 | 2518.2025 | 2518.2025 | 2518.2025 | 2518.2025 | 2518.2025 | 2518.2025 | 2518.2025 | 2518.2025 | 2518.2025 | 2518.2025 | 2518.2025 | 2518.2025 | 2518.2025 | 2518.2025 | 2518.2025 | 2518.2025 | 2518.2025 | 2518.2025 | 2518.2025 | 2518.2025 | 2518.2025
[10 empty] | 0.47296 | 0.47296 | 0.47296 | 0.47296 | 0.47296 | 0.47296 | 0.47296 | 0.47296 | 0.47296 | 0.47296 | 0.47296 | 0.47296 | 0.47296 | 0.47296 | 0.47296 | 0.47296 | 0.47296 | 0.47296 | 0.47296 | 0.47296 | 0.47296 | 0.47296 | 0.47296 | 0.47296 | 0.47296 | 0.47296 | 0.47296 | 0.47296
[10 empty] | 0.47296 | 0.47296 | 0.47296 | 0.47296 | 0.47296 | 0.47296 | 0.47296 | 0.47296 | 0.47296 | 0.47296 | 0.47296 | 0.47296 | 0.47296 | 0.47296 | 0.47296 | 0.47296 | 0.47296 | 0.47296 | 0.47296 | 0.47296 | 0.47296 | 0.47296 | 0.47296 | 0.47296 | 0.47296 | 0.47296 | 0.47296 | 0.47296
[10 empty] | 13207.3978 | 13186.266 | 13165.168 | 13144.1037 | 13123.0731 | 13102.0762 | 13081.1129 | 13060.1831 | 13039.2868 | 13018.424 | 12997.5945 | 12976.7983 | 12956.0354 | 12935.3058 | 12914.6093 | 12893.9459 | 12873.3156 | 12852.7183 | 12832.154 | 12811.6225 | 12791.1239 | 12770.6581 | 12750.2251 | 12729.8247 | 12709.457 | 12689.1219 | 12668.8193 | 12648.5492
[10 empty] | 26.2068 | 25.0826 | 24.02 | 23.0215 | 22.0897 | 21.2262 | 20.4321 | 19.7084 | 19.0558 | 18.4771 | 17.9713 | 17.5383 | 17.181 | 16.9018 | 16.6592 | 16.4482 | 16.2641 | 16.103 | 15.9617 | 15.8373 | 15.7273 | 15.6297 | 15.5427 | 15.4648 | 15.3947 | 15.3312 | 15.2734 | 15.2206
[10 empty] | 4.922 | 4.7109 | 4.5113 | 4.3238 | 4.1488 | 3.9866 | 3.8375 | 3.7015 | 3.579 | 3.4703 | 3.3753 | 3.294 | 3.2269 | 3.1744 | 3.1289 | 3.0892 | 3.0546 | 3.0244 | 2.9979 | 2.9745 | 2.9538 | 2.9355 | 2.9192 | 2.9045 | 2.8914 | 2.8794 | 2.8686 | 2.8587
[10 empty] | 4.922 | 4.7109 | 4.5113 | 4.3238 | 4.1488 | 3.9866 | 3.8375 | 3.7015 | 3.579 | 3.4703 | 3.3753 | 3.294 | 3.2269 | 3.1744 | 3.1289 | 3.0892 | 3.0546 | 3.0244 | 2.9979 | 2.9745 | 2.9538 | 2.9355 | 2.9192 | 2.9045 | 2.8914 | 2.8794 | 2.8686 | 2.8587
[10 empty] | 0 | 674.2598 | 674.3707 | 674.3098 | 673.1394 | 671.9841 | 670.8419 | 669.7113 | 668.5907 | 656.6747 | 646.3422 | 671.3859 | 692.6284 | 710.6183 | 702.4652 | 695.5036 | 689.5376 | 684.2682 | 679.5972 | 675.4401 | 671.7244 | 858.6464 | 827.0188 | 798.4587 | 777.2087 | 761.9994 | 751.5039 | 741.3841
[10 empty] | 1189.8507 | 1189.8507 | 1189.8507 | 1189.8507 | 1189.8507 | 1189.8507 | 1189.8507 | 1189.8507 | 1189.8507 | 1189.8507 | 1189.8507 | 1189.8507 | 1189.8507 | 1189.8507 | 1189.8507 | 1189.8507 | 1189.8507 | 1189.8507 | 1189.8507 | 1189.8507 | 1189.8507 | 1189.8507 | 1189.8507 | 1189.8507 | 1189.8507 | 1189.8507 | 1189.8507 | 1189.8507
[10 empty] | 0.22347 | 0.22347 | 0.22347 | 0.22347 | 0.22347 | 0.22347 | 0.22347 | 0.22347 | 0.22347 | 0.22347 | 0.22347 | 0.22347 | 0.22347 | 0.22347 | 0.22347 | 0.22347 | 0.22347 | 0.22347 | 0.22347 | 0.22347 | 0.22347 | 0.22347 | 0.22347 | 0.22347 | 0.22347 | 0.22347 | 0.22347 | 0.22347
[10 empty] | 0.22347 | 0.22347 | 0.22347 | 0.22347 | 0.22347 | 0.22347 | 0.22347 | 0.22347 | 0.22347 | 0.22347 | 0.22347 | 0.22347 | 0.22347 | 0.22347 | 0.22347 | 0.22347 | 0.22347 | 0.22347 | 0.22347 | 0.22347 | 0.22347 | 0.22347 | 0.22347 | 0.22347 | 0.22347 | 0.22347 | 0.22347 | 0.22347
[10 empty] | 77801.7951 | 77677.3122 | 77553.0285 | 77428.9437 | 77305.0574 | 77181.3693 | 77057.8791 | 76934.5865 | 76811.4911 | 76688.5928 | 76565.891 | 76443.3856 | 76321.0762 | 76198.9625 | 76077.0441 | 75955.3208 | 75833.7923 | 75712.4583 | 75591.3183 | 75470.3722 | 75349.6196 | 75229.0602 | 75108.6937 | 74988.5198 | 74868.5382 | 74748.7485 | 74629.1505 | 74509.7439
[10 empty] | 42.2552 | 46.7215 | 46.5552 | 46.4225 | 44.7817 | 43.6982 | 43.0004 | 41.6635 | 41.6808 | 41.686 | 41.6808 | 41.6667 | 41.6451 | 41.617 | 41.5834 | 41.5451 | 41.5028 | 41.4571 | 41.4085 | 41.3573 | 41.3041 | 41.2491 | 41.1926 | 41.1348 | 41.076 | 41.0162 | 40.9557 | 40.8945
[10 empty] | 14.1174 | 15.6096 | 15.554 | 15.5097 | 14.9615 | 14.5995 | 14.3664 | 13.9197 | 13.9255 | 13.9272 | 13.9255 | 13.9208 | 13.9136 | 13.9042 | 13.893 | 13.8802 | 13.866 | 13.8507 | 13.8345 | 13.8174 | 13.7996 | 13.7813 | 13.7624 | 13.7431 | 13.7234 | 13.7034 | 13.6832 | 13.6628
[10 empty] | 14.1174 | 15.6096 | 15.554 | 15.5097 | 14.9615 | 14.5995 | 14.3664 | 13.9197 | 13.9255 | 13.9272 | 13.9255 | 13.9208 | 13.9136 | 13.9042 | 13.893 | 13.8802 | 13.866 | 13.8507 | 13.8345 | 13.8174 | 13.7996 | 13.7813 | 13.7624 | 13.7431 | 13.7234 | 13.7034 | 13.6832 | 13.6628
[10 empty] | 0 | 5975.1779 | 5965.6176 | 5956.0726 | 7928.7238 | 9235.3775 | 10098.7534 | 12493.6508 | 12504.9233 | 12636.5179 | 13767.4692 | 14275.4151 | 14469.1141 | 15186.0601 | 15291.6742 | 15386.0154 | 15827.6425 | 15988.402 | 16025.4217 | 16264.8012 | 16328.8215 | 16356.4999 | 16500.8765 | 16545.0608 | 16543.7991 | 16617.0251 | 16634.6956 | 16629.1125
[10 empty] | 1328.3731 | 1328.3731 | 549.1982 | 549.1982 | 549.1982 | 549.1982 | 549.1982 | 549.1982 | 549.1982 | 549.1982 | 549.1982 | 549.1982 | 549.1982 | 549.1982 | 549.1982 | 549.1982 | 549.1982 | 549.1982 | 549.1982 | 549.1982 | 549.1982 | 549.1982 | 549.1982 | 549.1982 | 549.1982 | 549.1982 | 549.1982 | 549.1982
[10 empty] | 0.44381 | 0.44381 | 0.18349 | 0.18349 | 0.18349 | 0.18349 | 0.18349 | 0.18349 | 0.18349 | 0.18349 | 0.18349 | 0.18349 | 0.18349 | 0.18349 | 0.18349 | 0.18349 | 0.18349 | 0.18349 | 0.18349 | 0.18349 | 0.18349 | 0.18349 | 0.18349 | 0.18349 | 0.18349 | 0.18349 | 0.18349 | 0.18349
[10 empty] | 0.44381 | 0.44381 | 0.18349 | 0.18349 | 0.18349 | 0.18349 | 0.18349 | 0.18349 | 0.18349 | 0.18349 | 0.18349 | 0.18349 | 0.18349 | 0.18349 | 0.18349 | 0.18349 | 0.18349 | 0.18349 | 0.18349 | 0.18349 | 0.18349 | 0.18349 | 0.18349 | 0.18349 | 0.18349 | 0.18349 | 0.18349 | 0.18349
[10 empty] | 77801.7951 | 77677.3122 | 77553.0285 | 77428.9437 | 77305.0574 | 77181.3693 | 77057.8791 | 76934.5865 | 76811.4911 | 76688.5928 | 76565.891 | 76443.3856 | 76321.0762 | 76198.9625 | 76077.0441 | 75955.3208 | 75833.7923 | 75712.4583 | 75591.3183 | 75470.3722 | 75349.6196 | 75229.0602 | 75108.6937 | 74988.5198 | 74868.5382 | 74748.7485 | 74629.1505 | 74509.7439
[10 empty] | 14.8849 | 14.8171 | 14.7144 | 14.6156 | 14.5211 | 14.4309 | 14.3455 | 14.2648 | 14.189 | 14.1182 | 14.0524 | 13.9918 | 13.9362 | 13.8859 | 13.8407 | 13.8006 | 13.7658 | 13.736 | 13.7115 | 13.6921 | 13.6647 | 13.6386 | 13.6133 | 13.5888 | 13.5648 | 13.5317 | 13.5106 | 13.4894
[10 empty] | 4.973 | 4.9504 | 4.9161 | 4.8831 | 4.8515 | 4.8214 | 4.7928 | 4.7658 | 4.7405 | 4.7169 | 4.6949 | 4.6746 | 4.6561 | 4.6392 | 4.6241 | 4.6108 | 4.5991 | 4.5892 | 4.581 | 4.5745 | 4.5654 | 4.5566 | 4.5482 | 4.54 | 4.532 | 4.5209 | 4.5139 | 4.5068
[10 empty] | 4.973 | 4.9504 | 4.9161 | 4.8831 | 4.8515 | 4.8214 | 4.7928 | 4.7658 | 4.7405 | 4.7169 | 4.6949 | 4.6746 | 4.6561 | 4.6392 | 4.6241 | 4.6108 | 4.5991 | 4.5892 | 4.581 | 4.5745 | 4.5654 | 4.5566 | 4.5482 | 4.54 | 4.532 | 4.5209 | 4.5139 | 4.5068
[10 empty] | 0 | 3377.2744 | 3371.8708 | 3366.4758 | 3361.0895 | 3355.7117 | 3350.3426 | 3344.982 | 3339.63 | 3334.2866 | 3328.9518 | 3323.6255 | 3318.3077 | 3312.9984 | 3307.6976 | 3302.4053 | 3297.1214 | 3291.846 | 3286.5791 | 3281.3205 | 3276.0704 | 3270.8287 | 3265.5954 | 3260.3704 | 3255.1538 | 4101.8993 | 3925.2182 | 3783.0611
[10 empty] | 192.3807 | 192.3807 | 181.0642 | 181.0642 | 181.0642 | 181.0642 | 181.0642 | 181.0642 | 181.0642 | 181.0642 | 181.0642 | 181.0642 | 181.0642 | 181.0642 | 181.0642 | 181.0642 | 181.0642 | 181.0642 | 181.0642 | 181.0642 | 181.0642 | 181.0642 | 181.0642 | 181.0642 | 181.0642 | 181.0642 | 181.0642 | 181.0642
[10 empty] | 0.064274 | 0.064274 | 0.060493 | 0.060493 | 0.060493 | 0.060493 | 0.060493 | 0.060493 | 0.060493 | 0.060493 | 0.060493 | 0.060493 | 0.060493 | 0.060493 | 0.060493 | 0.060493 | 0.060493 | 0.060493 | 0.060493 | 0.060493 | 0.060493 | 0.060493 | 0.060493 | 0.060493 | 0.060493 | 0.060493 | 0.060493 | 0.060493
[10 empty] | 0.064274 | 0.064274 | 0.060493 | 0.060493 | 0.060493 | 0.060493 | 0.060493 | 0.060493 | 0.060493 | 0.060493 | 0.060493 | 0.060493 | 0.060493 | 0.060493 | 0.060493 | 0.060493 | 0.060493 | 0.060493 | 0.060493 | 0.060493 | 0.060493 | 0.060493 | 0.060493 | 0.060493 | 0.060493 | 0.060493 | 0.060493 | 0.060493
[10 empty] | 77801.7951 | 77677.3122 | 77553.0285 | 77428.9437 | 77305.0574 | 77181.3693 | 77057.8791 | 76934.5865 | 76811.4911 | 76688.5928 | 76565.891 | 76443.3856 | 76321.0762 | 76198.9625 | 76077.0441 | 75955.3208 | 75833.7923 | 75712.4583 | 75591.3183 | 75470.3722 | 75349.6196 | 75229.0602 | 75108.6937 | 74988.5198 | 74868.5382 | 74748.7485 | 74629.1505 | 74509.7439
[10 empty] | 11.861 | 12.7222 | 13.6173 | 14.552 | 15.5304 | 16.5548 | 17.2267 | 17.6639 | 17.9451 | 18.1223 | 18.2304 | 18.2924 | 18.3239 | 18.335 | 18.3326 | 18.3211 | 18.3038 | 18.2824 | 18.2584 | 18.2327 | 18.2059 | 18.1783 | 18.1503 | 18.1219 | 18.0934 | 18.0647 | 18.036 | 18.0073
[10 empty] | 3.9628 | 4.2505 | 4.5495 | 4.8618 | 5.1887 | 5.5309 | 5.7554 | 5.9015 | 5.9954 | 6.0546 | 6.0907 | 6.1115 | 6.122 | 6.1257 | 6.1249 | 6.1211 | 6.1153 | 6.1081 | 6.1001 | 6.0915 | 6.0826 | 6.0733 | 6.064 | 6.0545 | 6.045 | 6.0354 | 6.0258 | 6.0162
[10 empty] | 3.9628 | 4.2505 | 4.5495 | 4.8618 | 5.1887 | 5.5309 | 5.7554 | 5.9015 | 5.9954 | 6.0546 | 6.0907 | 6.1115 | 6.122 | 6.1257 | 6.1249 | 6.1211 | 6.1153 | 6.1081 | 6.1001 | 6.0915 | 6.0826 | 6.0733 | 6.064 | 6.0545 | 6.045 | 6.0354 | 6.0258 | 6.0162
[10 empty] | 0 | 11096.7589 | 11079.0041 | 14748.3702 | 17178.9016 | 20009.9846 | 21201.1096 | 20760.1265 | 21584.887 | 21745.717 | 22206.0589 | 22245.4297 | 22105.1441 | 22272.7431 | 22207.8423 | 22279.0734 | 22222.5731 | 22173.442 | 22182.2548 | 22126.2889 | 22118.6216 | 22069.9153 | 22036.375 | 22009.2062 | 21967.2873 | 21939.8055 | 21899.5412 | 21866.5665
[10 empty] | 241.681 | 241.681 | 241.681 | 241.681 | 241.681 | 241.681 | 241.681 | 241.681 | 241.681 | 241.681 | 241.681 | 241.681 | 241.681 | 241.681 | 241.681 | 241.681 | 241.681 | 241.681 | 241.681 | 241.681 | 241.681 | 241.681 | 241.681 | 241.681 | 241.681 | 241.681 | 241.681 | 241.681
[10 empty] | 0.080745 | 0.080745 | 0.080745 | 0.080745 | 0.080745 | 0.080745 | 0.080745 | 0.080745 | 0.080745 | 0.080745 | 0.080745 | 0.080745 | 0.080745 | 0.080745 | 0.080745 | 0.080745 | 0.080745 | 0.080745 | 0.080745 | 0.080745 | 0.080745 | 0.080745 | 0.080745 | 0.080745 | 0.080745 | 0.080745 | 0.080745 | 0.080745
[10 empty] | 0.080745 | 0.080745 | 0.080745 | 0.080745 | 0.080745 | 0.080745 | 0.080745 | 0.080745 | 0.080745 | 0.080745 | 0.080745 | 0.080745 | 0.080745 | 0.080745 | 0.080745 | 0.080745 | 0.080745 | 0.080745 | 0.080745 | 0.080745 | 0.080745 | 0.080745 | 0.080745 | 0.080745 | 0.080745 | 0.080745 | 0.080745 | 0.080745
[10 empty] | 77801.7951 | 77677.3122 | 77553.0285 | 77428.9437 | 77305.0574 | 77181.3693 | 77057.8791 | 76934.5865 | 76811.4911 | 76688.5928 | 76565.891 | 76443.3856 | 76321.0762 | 76198.9625 | 76077.0441 | 75955.3208 | 75833.7923 | 75712.4583 | 75591.3183 | 75470.3722 | 75349.6196 | 75229.0602 | 75108.6937 | 74988.5198 | 74868.5382 | 74748.7485 | 74629.1505 | 74509.7439
[10 empty] | 24.1563 | 25.8346 | 25.2868 | 24.0212 | 23.0386 | 22.2568 | 21.1807 | 20.8313 | 20.5354 | 20.2841 | 20.0699 | 19.8865 | 19.7289 | 19.5927 | 19.4742 | 19.3706 | 19.2793 | 19.1983 | 19.1259 | 19.0605 | 19.0012 | 18.9467 | 18.8964 | 18.8495 | 18.8055 | 18.7639 | 18.7243 | 18.6864
[10 empty] | 8.0706 | 8.6313 | 8.4483 | 8.0255 | 7.6971 | 7.4359 | 7.0765 | 6.9597 | 6.8608 | 6.7769 | 6.7053 | 6.6441 | 6.5914 | 6.5459 | 6.5063 | 6.4717 | 6.4412 | 6.4141 | 6.3899 | 6.3681 | 6.3483 | 6.3301 | 6.3133 | 6.2976 | 6.2829 | 6.269 | 6.2558 | 6.2431
[10 empty] | 8.0706 | 8.6313 | 8.4483 | 8.0255 | 7.6971 | 7.4359 | 7.0765 | 6.9597 | 6.8608 | 6.7769 | 6.7053 | 6.6441 | 6.5914 | 6.5459 | 6.5063 | 6.4717 | 6.4412 | 6.4141 | 6.3899 | 6.3681 | 6.3483 | 6.3301 | 6.3133 | 6.2976 | 6.2829 | 6.269 | 6.2558 | 6.2431
[10 empty] | 0 | 7061.5738 | 7050.2753 | 9385.3265 | 10932.0283 | 12733.6266 | 15826.7024 | 15930.8992 | 17291.9247 | 17915.7616 | 18698.0847 | 19566.9305 | 19726.6184 | 20289.8378 | 20508.789 | 20818.87 | 21070.2453 | 21164.4886 | 21358.7394 | 21426.1653 | 21531.9673 | 21595.4598 | 21627.2482 | 21676.7206 | 21685.0962 | 21706.0604 | 21707.3929 | 21703.1067
[10 empty] | 568.7646 | 568.7646 | 250.2564 | 250.2564 | 250.2564 | 250.2564 | 250.2564 | 250.2564 | 250.2564 | 250.2564 | 250.2564 | 250.2564 | 250.2564 | 250.2564 | 250.2564 | 250.2564 | 250.2564 | 250.2564 | 250.2564 | 250.2564 | 250.2564 | 250.2564 | 250.2564 | 250.2564 | 250.2564 | 250.2564 | 250.2564 | 250.2564
[10 empty] | 0.19002 | 0.19002 | 0.08361 | 0.08361 | 0.08361 | 0.08361 | 0.08361 | 0.08361 | 0.08361 | 0.08361 | 0.08361 | 0.08361 | 0.08361 | 0.08361 | 0.08361 | 0.08361 | 0.08361 | 0.08361 | 0.08361 | 0.08361 | 0.08361 | 0.08361 | 0.08361 | 0.08361 | 0.08361 | 0.08361 | 0.08361 | 0.08361
[10 empty] | 0.19002 | 0.19002 | 0.08361 | 0.08361 | 0.08361 | 0.08361 | 0.08361 | 0.08361 | 0.08361 | 0.08361 | 0.08361 | 0.08361 | 0.08361 | 0.08361 | 0.08361 | 0.08361 | 0.08361 | 0.08361 | 0.08361 | 0.08361 | 0.08361 | 0.08361 | 0.08361 | 0.08361 | 0.08361 | 0.08361 | 0.08361 | 0.08361
[10 empty] | 77468.432 | 77344.4825 | 77220.7313 | 77097.1782 | 76973.8227 | 76850.6646 | 76727.7035 | 76604.9392 | 76482.3713 | 76359.9995 | 76237.8235 | 76115.843 | 75994.0576 | 75872.4671 | 75751.0712 | 75629.8695 | 75508.8617 | 75388.0475 | 75267.4266 | 75146.9987 | 75026.7635 | 74906.7207 | 74786.87 | 74667.211 | 74547.7434 | 74428.4671 | 74309.3815 | 74190.4865
[10 empty] | 41.3315 | 40.9368 | 40.5534 | 40.1847 | 39.8338 | 39.5035 | 39.1959 | 38.9136 | 38.6579 | 38.4339 | 38.2449 | 38.0941 | 37.9536 | 37.8223 | 37.6991 | 37.5832 | 37.4737 | 37.37 | 37.2713 | 37.1772 | 37.0871 | 37.0006 | 36.9173 | 36.8368 | 36.7589 | 36.6832 | 36.6096 | 36.5378
[10 empty] | 5.2365 | 5.1865 | 5.1379 | 5.0912 | 5.0467 | 5.0049 | 4.9659 | 4.9302 | 4.8978 | 4.8694 | 4.8454 | 4.8263 | 4.8085 | 4.7919 | 4.7763 | 4.7616 | 4.7477 | 4.7346 | 4.7221 | 4.7102 | 4.6987 | 4.6878 | 4.6772 | 4.667 | 4.6572 | 4.6476 | 4.6382 | 4.6291
[10 empty] | 5.2365 | 5.1865 | 5.1379 | 5.0912 | 5.0467 | 5.0049 | 4.9659 | 4.9302 | 4.8978 | 4.8694 | 4.8454 | 4.8263 | 4.8085 | 4.7919 | 4.7763 | 4.7616 | 4.7477 | 4.7346 | 4.7221 | 4.7102 | 4.6987 | 4.6878 | 4.6772 | 4.667 | 4.6572 | 4.6476 | 4.6382 | 4.6291
[10 empty] | 0 | 3033.7261 | 3178.2847 | 3305.7982 | 3418.1858 | 3517.151 | 3604.2056 | 3639.8357 | 3670.7503 | 3993.3424 | 4278.455 | 4530.3077 | 4351.6924 | 4208.9589 | 4096.2084 | 4008.4156 | 3941.3066 | 3891.2534 | 3850.7226 | 3818.1279 | 3824.4189 | 4765.9072 | 4768.7234 | 4746.7085 | 4707.1383 | 4655.7626 | 4597.0788 | 4522.3773
[10 empty] | 491.0547 | 491.0547 | 491.0547 | 491.0547 | 491.0547 | 491.0547 | 491.0547 | 491.0547 | 491.0547 | 491.0547 | 491.0547 | 491.0547 | 491.0547 | 491.0547 | 491.0547 | 491.0547 | 491.0547 | 491.0547 | 491.0547 | 491.0547 | 491.0547 | 491.0547 | 491.0547 | 491.0547 | 491.0547 | 491.0547 | 491.0547 | 491.0547
[10 empty] | 0.062214 | 0.062214 | 0.062214 | 0.062214 | 0.062214 | 0.062214 | 0.062214 | 0.062214 | 0.062214 | 0.062214 | 0.062214 | 0.062214 | 0.062214 | 0.062214 | 0.062214 | 0.062214 | 0.062214 | 0.062214 | 0.062214 | 0.062214 | 0.062214 | 0.062214 | 0.062214 | 0.062214 | 0.062214 | 0.062214 | 0.062214 | 0.062214
[10 empty] | 0.062214 | 0.062214 | 0.062214 | 0.062214 | 0.062214 | 0.062214 | 0.062214 | 0.062214 | 0.062214 | 0.062214 | 0.062214 | 0.062214 | 0.062214 | 0.062214 | 0.062214 | 0.062214 | 0.062214 | 0.062214 | 0.062214 | 0.062214 | 0.062214 | 0.062214 | 0.062214 | 0.062214 | 0.062214 | 0.062214 | 0.062214 | 0.062214
[10 empty] | 32482.3361 | 32393.1686 | 32304.246 | 32215.5674 | 32127.1323 | 32038.9399 | 31950.9897 | 31863.2808 | 31775.8128 | 31688.5848 | 31601.5963 | 31514.8466 | 31428.335 | 31342.0609 | 31256.0237 | 31170.2226 | 31084.6571 | 30999.3264 | 30914.23 | 30829.3672 | 30744.7373 | 30660.3398 | 30576.1739 | 30492.2391 | 30408.5347 | 30325.06 | 30241.8146 | 30158.7976
[10 empty] | 23.7337 | 22.4713 | 21.4068 | 20.5245 | 19.7963 | 19.1988 | 18.7149 | 18.3308 | 18.015 | 17.7538 | 17.5361 | 17.3532 | 17.198 | 17.065 | 16.9497 | 16.8486 | 16.7588 | 16.678 | 16.6045 | 16.5368 | 16.4738 | 16.4145 | 16.3582 | 16.3043 | 16.2524 | 16.2021 | 16.153 | 16.1051
[10 empty] | 3.0069 | 2.847 | 2.7121 | 2.6003 | 2.5081 | 2.4324 | 2.3711 | 2.3224 | 2.2824 | 2.2493 | 2.2217 | 2.1986 | 2.1789 | 2.162 | 2.1474 | 2.1346 | 2.1233 | 2.113 | 2.1037 | 2.0951 | 2.0871 | 2.0796 | 2.0725 | 2.0657 | 2.0591 | 2.0527 | 2.0465 | 2.0404
[10 empty] | 3.0069 | 2.847 | 2.7121 | 2.6003 | 2.5081 | 2.4324 | 2.3711 | 2.3224 | 2.2824 | 2.2493 | 2.2217 | 2.1986 | 2.1789 | 2.162 | 2.1474 | 2.1346 | 2.1233 | 2.113 | 2.1037 | 2.0951 | 2.0871 | 2.0796 | 2.0725 | 2.0657 | 2.0591 | 2.0527 | 2.0465 | 2.0404
[10 empty] | 0 | 4342.8703 | 3932.9778 | 3450.8119 | 3065.2787 | 2787.2693 | 2564.5342 | 2385.8995 | 2755.5006 | 2969.9536 | 3046.4497 | 3031.8415 | 2965.6448 | 3970.651 | 3534.9462 | 3241.2339 | 3073.1563 | 2981.0746 | 2918.5716 | 2866.7499 | 3161.5059 | 3272.089 | 3267.8479 | 3208.4353 | 3129.8754 | 3326.589 | 3108.6421 | 3028.3022
[10 empty] | 533.5273 | 533.5273 | 533.5273 | 533.5273 | 533.5273 | 533.5273 | 533.5273 | 533.5273 | 533.5273 | 533.5273 | 533.5273 | 533.5273 | 533.5273 | 533.5273 | 533.5273 | 533.5273 | 533.5273 | 533.5273 | 533.5273 | 533.5273 | 533.5273 | 533.5273 | 533.5273 | 533.5273 | 533.5273 | 533.5273 | 533.5273 | 533.5273
[10 empty] | 0.067595 | 0.067595 | 0.067595 | 0.067595 | 0.067595 | 0.067595 | 0.067595 | 0.067595 | 0.067595 | 0.067595 | 0.067595 | 0.067595 | 0.067595 | 0.067595 | 0.067595 | 0.067595 | 0.067595 | 0.067595 | 0.067595 | 0.067595 | 0.067595 | 0.067595 | 0.067595 | 0.067595 | 0.067595 | 0.067595 | 0.067595 | 0.067595
[10 empty] | 0.067595 | 0.067595 | 0.067595 | 0.067595 | 0.067595 | 0.067595 | 0.067595 | 0.067595 | 0.067595 | 0.067595 | 0.067595 | 0.067595 | 0.067595 | 0.067595 | 0.067595 | 0.067595 | 0.067595 | 0.067595 | 0.067595 | 0.067595 | 0.067595 | 0.067595 | 0.067595 | 0.067595 | 0.067595 | 0.067595 | 0.067595 | 0.067595
[10 empty] | 21405.5949 | 21623.1417 | 21842.8995 | 22064.8908 | 22289.1381 | 22515.6645 | 22744.4931 | 22975.6473 | 23209.1507 | 23445.0273 | 23683.301 | 23923.9964 | 24167.138 | 24412.7507 | 24660.8595 | 24911.4899 | 25164.6675 | 25420.4181 | 25678.7679 | 25939.7434 | 26203.3712 | 26469.6783 | 26738.6918 | 27010.4394 | 27284.9488 | 27562.248 | 27842.3655 | 28125.3298
[10 empty] | 9.4417 | 9.4828 | 9.5225 | 9.5619 | 9.6021 | 9.6439 | 9.6863 | 9.7305 | 9.7773 | 9.8276 | 9.8819 | 9.9406 | 10.0044 | 10.0736 | 10.1489 | 10.2311 | 10.317 | 10.4064 | 10.499 | 10.5943 | 10.6923 | 10.7926 | 10.8952 | 10.9998 | 11.1063 | 11.2147 | 11.3248 | 11.4366
[10 empty] | 1.1848 | 1.19 | 1.1949 | 1.1999 | 1.2049 | 1.2102 | 1.2155 | 1.221 | 1.2269 | 1.2332 | 1.24 | 1.2474 | 1.2554 | 1.2641 | 1.2736 | 1.2839 | 1.2946 | 1.3059 | 1.3175 | 1.3294 | 1.3417 | 1.3543 | 1.3672 | 1.3803 | 1.3937 | 1.4073 | 1.4211 | 1.4351
[10 empty] | 1.1848 | 1.19 | 1.1949 | 1.1999 | 1.2049 | 1.2102 | 1.2155 | 1.221 | 1.2269 | 1.2332 | 1.24 | 1.2474 | 1.2554 | 1.2641 | 1.2736 | 1.2839 | 1.2946 | 1.3059 | 1.3175 | 1.3294 | 1.3417 | 1.3543 | 1.3672 | 1.3803 | 1.3937 | 1.4073 | 1.4211 | 1.4351
[10 empty] | 0 | 748.7709 | 813.8067 | 869.8899 | 918.303 | 960.1452 | 1033.1718 | 1096.1184 | 1150.4284 | 1197.3394 | 1237.9119 | 1285.533 | 1326.7216 | 1413.8011 | 1488.8188 | 1553.5017 | 1476.8917 | 1420.9066 | 1381.3249 | 1354.7117 | 1338.2796 | 1335.0331 | 1341.6528 | 1573.6593 | 1580.4308 | 1589.8453 | 1602.91 | 1618.5092
[10 empty] | 405.972 | 405.972 | 405.972 | 405.972 | 405.972 | 405.972 | 405.972 | 405.972 | 405.972 | 405.972 | 405.972 | 405.972 | 405.972 | 405.972 | 405.972 | 405.972 | 405.972 | 405.972 | 405.972 | 405.972 | 405.972 | 405.972 | 405.972 | 405.972 | 405.972 | 405.972 | 405.972 | 405.972
[10 empty] | 0.050944 | 0.050944 | 0.050944 | 0.050944 | 0.050944 | 0.050944 | 0.050944 | 0.050944 | 0.050944 | 0.050944 | 0.050944 | 0.050944 | 0.050944 | 0.050944 | 0.050944 | 0.050944 | 0.050944 | 0.050944 | 0.050944 | 0.050944 | 0.050944 | 0.050944 | 0.050944 | 0.050944 | 0.050944 | 0.050944 | 0.050944 | 0.050944
[10 empty] | 0.050944 | 0.050944 | 0.050944 | 0.050944 | 0.050944 | 0.050944 | 0.050944 | 0.050944 | 0.050944 | 0.050944 | 0.050944 | 0.050944 | 0.050944 | 0.050944 | 0.050944 | 0.050944 | 0.050944 | 0.050944 | 0.050944 | 0.050944 | 0.050944 | 0.050944 | 0.050944 | 0.050944 | 0.050944 | 0.050944 | 0.050944 | 0.050944
[10 empty] | 75743.979 | 75633.8039 | 75523.789 | 75413.9342 | 75304.2392 | 75194.7037 | 75085.3276 | 74976.1105 | 74867.0523 | 74758.1528 | 74649.4116 | 74540.8286 | 74432.4036 | 74324.1363 | 74216.0264 | 74108.0739 | 74000.2783 | 73892.6395 | 73785.1573 | 73677.8315 | 73570.6617 | 73463.6479 | 73356.7897 | 73250.0869 | 73143.5393 | 73037.1467 | 72930.9089 | 72824.8256
[10 empty] | 4.5651 | 4.4477 | 4.3403 | 4.2425 | 4.1536 | 4.0694 | 3.9909 | 3.9193 | 3.8555 | 3.8001 | 3.752 | 3.71 | 3.6734 | 3.6414 | 3.6132 | 3.5884 | 3.5664 | 3.5469 | 3.5295 | 3.5138 | 3.4997 | 3.487 | 3.4753 | 3.4646 | 3.4548 | 3.4456 | 3.4371 | 3.429
[10 empty] | 0.38572 | 0.3758 | 0.36673 | 0.35846 | 0.35095 | 0.34384 | 0.33721 | 0.33116 | 0.32576 | 0.32108 | 0.31702 | 0.31347 | 0.31038 | 0.30767 | 0.30529 | 0.3032 | 0.30134 | 0.29969 | 0.29822 | 0.2969 | 0.29571 | 0.29463 | 0.29364 | 0.29274 | 0.2919 | 0.29113 | 0.29041 | 0.28973
[10 empty] | 0.38572 | 0.3758 | 0.36673 | 0.35846 | 0.35095 | 0.34384 | 0.33721 | 0.33116 | 0.32576 | 0.32108 | 0.31702 | 0.31347 | 0.31038 | 0.30767 | 0.30529 | 0.3032 | 0.30134 | 0.29969 | 0.29822 | 0.2969 | 0.29571 | 0.29463 | 0.29364 | 0.29274 | 0.2919 | 0.29113 | 0.29041 | 0.28973
[10 empty] | 0 | 4429.9503 | 4252.4788 | 4099.9112 | 3968.6598 | 4388.9981 | 4747.3207 | 5052.5665 | 5312.386 | 5533.3275 | 5360.5667 | 5187.6783 | 5018.1921 | 4854.6233 | 4773.8922 | 4755.3175 | 4782.4585 | 6103.3069 | 5955.3006 | 5811.279 | 5669.6392 | 5681.4685 | 5651.0516 | 5598.6751 | 5538.4231 | 5479.7214 | 5503.7397 | 5503.3205
[10 empty] | 46.8369 | 46.8369 | 46.8369 | 46.8369 | 46.8369 | 46.8369 | 46.8369 | 46.8369 | 46.8369 | 46.8369 | 46.8369 | 46.8369 | 46.8369 | 46.8369 | 46.8369 | 46.8369 | 46.8369 | 46.8369 | 46.8369 | 46.8369 | 46.8369 | 46.8369 | 46.8369 | 46.8369 | 46.8369 | 46.8369 | 46.8369 | 46.8369
[10 empty] | 0.0039574 | 0.0039574 | 0.0039574 | 0.0039574 | 0.0039574 | 0.0039574 | 0.0039574 | 0.0039574 | 0.0039574 | 0.0039574 | 0.0039574 | 0.0039574 | 0.0039574 | 0.0039574 | 0.0039574 | 0.0039574 | 0.0039574 | 0.0039574 | 0.0039574 | 0.0039574 | 0.0039574 | 0.0039574 | 0.0039574 | 0.0039574 | 0.0039574 | 0.0039574 | 0.0039574 | 0.0039574
[10 empty] | 0.0039574 | 0.0039574 | 0.0039574 | 0.0039574 | 0.0039574 | 0.0039574 | 0.0039574 | 0.0039574 | 0.0039574 | 0.0039574 | 0.0039574 | 0.0039574 | 0.0039574 | 0.0039574 | 0.0039574 | 0.0039574 | 0.0039574 | 0.0039574 | 0.0039574 | 0.0039574 | 0.0039574 | 0.0039574 | 0.0039574 | 0.0039574 | 0.0039574 | 0.0039574 | 0.0039574 | 0.0039574
[10 empty] | 63548.7579 | 63679.3818 | 63810.2741 | 63941.4355 | 64072.8665 | 64204.5676 | 64336.5395 | 64468.7826 | 64601.2975 | 64734.0848 | 64867.1451 | 65000.4789 | 65134.0867 | 65267.9692 | 65402.1269 | 65536.5603 | 65671.27 | 65806.2567 | 65941.5208 | 66077.0629 | 66212.8837 | 66348.9836 | 66485.3633 | 66622.0233 | 66758.9642 | 66896.1866 | 67033.691 | 67171.4781
[10 empty] | 47.7151 | 47.2261 | 46.7537 | 46.3013 | 45.8721 | 45.4687 | 45.0937 | 44.7411 | 44.416 | 44.1224 | 43.8644 | 43.6453 | 43.4601 | 43.3051 | 43.1769 | 43.0726 | 42.9895 | 42.9253 | 42.878 | 42.8456 | 42.8265 | 42.8193 | 42.8226 | 42.8354 | 42.8566 | 42.8852 | 42.9205 | 42.9617
[10 empty] | 6.1772 | 6.1139 | 6.0528 | 5.9942 | 5.9386 | 5.8864 | 5.8379 | 5.7922 | 5.7501 | 5.7121 | 5.6787 | 5.6504 | 5.6264 | 5.6063 | 5.5897 | 5.5762 | 5.5655 | 5.5572 | 5.551 | 5.5468 | 5.5444 | 5.5434 | 5.5439 | 5.5455 | 5.5483 | 5.552 | 5.5565 | 5.5619
[10 empty] | 6.1772 | 6.1139 | 6.0528 | 5.9942 | 5.9386 | 5.8864 | 5.8379 | 5.7922 | 5.7501 | 5.7121 | 5.6787 | 5.6504 | 5.6264 | 5.6063 | 5.5897 | 5.5762 | 5.5655 | 5.5572 | 5.551 | 5.5468 | 5.5444 | 5.5434 | 5.5439 | 5.5455 | 5.5483 | 5.552 | 5.5565 | 5.5619
[10 empty] | 0 | 2813.4948 | 2882.6742 | 2944.1974 | 2998.9151 | 3047.5836 | 3090.875 | 3270.992 | 3431.1267 | 3573.4994 | 3700.0838 | 3812.6341 | 3716.7076 | 3639.1571 | 3577.0904 | 3528.0309 | 3489.8612 | 3460.7741 | 3454.9632 | 3467.622 | 3494.725 | 4399.3179 | 4370.8363 | 4332.5348 | 4287.8083 | 4239.3241 | 4189.1519 | 4182.4802
[10 empty] | 634.0898 | 634.0898 | 634.0898 | 634.0898 | 634.0898 | 634.0898 | 634.0898 | 634.0898 | 634.0898 | 634.0898 | 634.0898 | 634.0898 | 634.0898 | 634.0898 | 634.0898 | 634.0898 | 634.0898 | 634.0898 | 634.0898 | 634.0898 | 634.0898 | 634.0898 | 634.0898 | 634.0898 | 634.0898 | 634.0898 | 634.0898 | 634.0898
[10 empty] | 0.08209 | 0.08209 | 0.08209 | 0.08209 | 0.08209 | 0.08209 | 0.08209 | 0.08209 | 0.08209 | 0.08209 | 0.08209 | 0.08209 | 0.08209 | 0.08209 | 0.08209 | 0.08209 | 0.08209 | 0.08209 | 0.08209 | 0.08209 | 0.08209 | 0.08209 | 0.08209 | 0.08209 | 0.08209 | 0.08209 | 0.08209 | 0.08209
[10 empty] | 0.08209 | 0.08209 | 0.08209 | 0.08209 | 0.08209 | 0.08209 | 0.08209 | 0.08209 | 0.08209 | 0.08209 | 0.08209 | 0.08209 | 0.08209 | 0.08209 | 0.08209 | 0.08209 | 0.08209 | 0.08209 | 0.08209 | 0.08209 | 0.08209 | 0.08209 | 0.08209 | 0.08209 | 0.08209 | 0.08209 | 0.08209 | 0.08209
[10 empty] | 35641.0964 | 36459.6106 | 37296.9223 | 38153.4633 | 39029.6751 | 39926.0095 | 40842.9287 | 41780.9053 | 42740.423 | 43721.9765 | 44726.0718 | 45753.2266 | 46803.9705 | 47878.8452 | 48978.4049 | 50103.2165 | 51253.8599 | 52430.9283 | 53635.0287 | 54866.7818 | 56126.8226 | 57415.8009 | 58734.3812 | 60083.2433 | 61463.0826 | 62874.6105 | 64318.5549 | 65795.66
[10 empty] | 3.9482 | 4.0702 | 4.1948 | 4.3223 | 4.4528 | 4.5863 | 4.7229 | 4.8627 | 5.0059 | 5.1524 | 5.2977 | 5.4425 | 5.5874 | 5.7327 | 5.879 | 6.0265 | 6.1756 | 6.3266 | 6.4798 | 6.6354 | 6.7935 | 6.9545 | 7.1185 | 7.2856 | 7.456 | 7.63 | 7.8075 | 7.9887
[10 empty] | 0.75415 | 0.77744 | 0.80125 | 0.8256 | 0.85052 | 0.87602 | 0.90212 | 0.92883 | 0.95617 | 0.98415 | 1.0119 | 1.0396 | 1.0672 | 1.095 | 1.1229 | 1.1511 | 1.1796 | 1.2084 | 1.2377 | 1.2674 | 1.2976 | 1.3284 | 1.3597 | 1.3916 | 1.4242 | 1.4574 | 1.4913 | 1.5259
[10 empty] | 0.75415 | 0.77744 | 0.80125 | 0.8256 | 0.85052 | 0.87602 | 0.90212 | 0.92883 | 0.95617 | 0.98415 | 1.0119 | 1.0396 | 1.0672 | 1.095 | 1.1229 | 1.1511 | 1.1796 | 1.2084 | 1.2377 | 1.2674 | 1.2976 | 1.3284 | 1.3597 | 1.3916 | 1.4242 | 1.4574 | 1.4913 | 1.5259
[10 empty] | 0 | 3194.5873 | 3213.3848 | 3232.6141 | 3252.2849 | 3272.4075 | 3292.9923 | 3314.0497 | 3335.5908 | 3357.6266 | 3497.099 | 3623.0701 | 3737.6161 | 3842.5202 | 3939.314 | 4029.3142 | 4113.6528 | 5124.0696 | 5072.3819 | 5052.6111 | 5058.3747 | 5084.5011 | 5126.8145 | 5181.9572 | 5247.2419 | 5320.5294 | 5567.1632 | 5772.6214
[10 empty] | 121.572 | 121.572 | 121.572 | 121.572 | 121.572 | 121.572 | 121.572 | 121.572 | 121.572 | 121.572 | 121.572 | 121.572 | 121.572 | 121.572 | 121.572 | 121.572 | 121.572 | 121.572 | 121.572 | 121.572 | 121.572 | 121.572 | 121.572 | 121.572 | 121.572 | 121.572 | 121.572 | 121.572
[10 empty] | 0.023221 | 0.023221 | 0.023221 | 0.023221 | 0.023221 | 0.023221 | 0.023221 | 0.023221 | 0.023221 | 0.023221 | 0.023221 | 0.023221 | 0.023221 | 0.023221 | 0.023221 | 0.023221 | 0.023221 | 0.023221 | 0.023221 | 0.023221 | 0.023221 | 0.023221 | 0.023221 | 0.023221 | 0.023221 | 0.023221 | 0.023221 | 0.023221
[10 empty] | 0.023221 | 0.023221 | 0.023221 | 0.023221 | 0.023221 | 0.023221 | 0.023221 | 0.023221 | 0.023221 | 0.023221 | 0.023221 | 0.023221 | 0.023221 | 0.023221 | 0.023221 | 0.023221 | 0.023221 | 0.023221 | 0.023221 | 0.023221 | 0.023221 | 0.023221 | 0.023221 | 0.023221 | 0.023221 | 0.023221 | 0.023221 | 0.023221
[10 empty] | 66061.086 | 65738.1401 | 65416.7729 | 65096.9768 | 64778.744 | 64462.067 | 64146.938 | 63833.3496 | 63521.2942 | 63210.7643 | 62901.7525 | 62594.2513 | 62288.2533 | 61983.7513 | 61680.7378 | 61379.2056 | 61079.1475 | 60780.5563 | 60483.4248 | 60187.7458 | 59893.5123 | 59600.7171 | 59309.3534 | 59019.4139 | 58730.8919 | 58443.7804 | 58158.0724 | 57873.7611
[10 empty] | 17.7889 | 17.7003 | 17.6123 | 17.5248 | 17.4379 | 17.3515 | 17.2657 | 17.1804 | 17.0958 | 17.0118 | 16.9284 | 16.8457 | 16.7635 | 16.682 | 16.6009 | 16.5204 | 16.4405 | 16.3611 | 16.282 | 16.2031 | 16.1245 | 16.0462 | 15.9682 | 15.8905 | 15.8131 | 15.7361 | 15.6594 | 15.583
[10 empty] | 4.4738 | 4.4515 | 4.4294 | 4.4074 | 4.3855 | 4.3638 | 4.3422 | 4.3208 | 4.2995 | 4.2783 | 4.2574 | 4.2366 | 4.2159 | 4.1954 | 4.175 | 4.1548 | 4.1347 | 4.1147 | 4.0948 | 4.075 | 4.0552 | 4.0355 | 4.0159 | 3.9963 | 3.9769 | 3.9575 | 3.9382 | 3.919
[10 empty] | 4.4738 | 4.4515 | 4.4294 | 4.4074 | 4.3855 | 4.3638 | 4.3422 | 4.3208 | 4.2995 | 4.2783 | 4.2574 | 4.2366 | 4.2159 | 4.1954 | 4.175 | 4.1548 | 4.1347 | 4.1147 | 4.0948 | 4.075 | 4.0552 | 4.0355 | 4.0159 | 3.9963 | 3.9769 | 3.9575 | 3.9382 | 3.919
[10 empty] | 0 | 2164.0297 | 2060.9954 | 2249.1612 | 2407.2562 | 2539.7141 | 2650.3164 | 2742.2886 | 2868.8795 | 2974.2653 | 3061.577 | 3133.4848 | 3192.2663 | 3060.2015 | 2945.9073 | 2846.7787 | 2760.5936 | 2685.4567 | 2575.0031 | 2467.2488 | 2400.0716 | 2363.5523 | 2349.8131 | 2352.6315 | 2367.1242 | 2956.6687 | 2888.8813 | 2917.8364
[10 empty] | 269.28 | 269.28 | 269.28 | 269.28 | 269.28 | 269.28 | 269.28 | 269.28 | 269.28 | 269.28 | 269.28 | 269.28 | 269.28 | 269.28 | 269.28 | 269.28 | 269.28 | 269.28 | 269.28 | 269.28 | 269.28 | 269.28 | 269.28 | 269.28 | 269.28 | 269.28 | 269.28 | 269.28
[10 empty] | 0.067722 | 0.067722 | 0.067722 | 0.067722 | 0.067722 | 0.067722 | 0.067722 | 0.067722 | 0.067722 | 0.067722 | 0.067722 | 0.067722 | 0.067722 | 0.067722 | 0.067722 | 0.067722 | 0.067722 | 0.067722 | 0.067722 | 0.067722 | 0.067722 | 0.067722 | 0.067722 | 0.067722 | 0.067722 | 0.067722 | 0.067722 | 0.067722
[10 empty] | 0.067722 | 0.067722 | 0.067722 | 0.067722 | 0.067722 | 0.067722 | 0.067722 | 0.067722 | 0.067722 | 0.067722 | 0.067722 | 0.067722 | 0.067722 | 0.067722 | 0.067722 | 0.067722 | 0.067722 | 0.067722 | 0.067722 | 0.067722 | 0.067722 | 0.067722 | 0.067722 | 0.067722 | 0.067722 | 0.067722 | 0.067722 | 0.067722
[10 empty] | 76248.697 | 76703.0181 | 77160.0463 | 77619.7976 | 78082.2883 | 78547.5348 | 79015.5533 | 79486.3605 | 79959.973 | 80436.4075 | 80915.6807 | 81397.8097 | 81882.8113 | 82370.7029 | 82861.5014 | 83355.2244 | 83851.8892 | 84351.5132 | 84854.1143 | 85359.7101 | 85868.3184 | 86379.9572 | 86894.6445 | 87412.3986 | 87933.2377 | 88457.1802 | 88984.2445 | 89514.4492
[10 empty] | 9.2124 | 9.235 | 9.26 | 9.2874 | 9.3174 | 9.3486 | 9.3815 | 9.4166 | 9.4543 | 9.4948 | 9.5379 | 9.5831 | 9.6302 | 9.6791 | 9.7294 | 9.7812 | 9.8341 | 9.8881 | 9.943 | 9.9989 | 10.0556 | 10.113 | 10.1711 | 10.2299 | 10.2893 | 10.3493 | 10.4098 | 10.4708
[10 empty] | 2.3169 | 2.3225 | 2.3288 | 2.3357 | 2.3433 | 2.3511 | 2.3594 | 2.3682 | 2.3777 | 2.3879 | 2.3987 | 2.4101 | 2.4219 | 2.4342 | 2.4469 | 2.4599 | 2.4732 | 2.4868 | 2.5006 | 2.5146 | 2.5289 | 2.5433 | 2.558 | 2.5727 | 2.5877 | 2.6028 | 2.618 | 2.6333
[10 empty] | 2.3169 | 2.3225 | 2.3288 | 2.3357 | 2.3433 | 2.3511 | 2.3594 | 2.3682 | 2.3777 | 2.3879 | 2.3987 | 2.4101 | 2.4219 | 2.4342 | 2.4469 | 2.4599 | 2.4732 | 2.4868 | 2.5006 | 2.5146 | 2.5289 | 2.5433 | 2.558 | 2.5727 | 2.5877 | 2.6028 | 2.618 | 2.6333
[10 empty] | 0 | 4413.8477 | 4394.9376 | 4379.1318 | 4365.9893 | 4871.3135 | 5304.8586 | 5676.8813 | 5996.1728 | 6270.2688 | 6075.9666 | 5907.1429 | 5760.6039 | 5633.5491 | 5597.2641 | 5628.5304 | 5708.9113 | 7109.8662 | 7058.766 | 6988.5558 | 6905.4796 | 6964.8446 | 6977.1158 | 6964.9791 | 6944.1356 | 6925.0437 | 6972.8064 | 7014.3337
[10 empty] | 116.91 | 116.91 | 116.91 | 116.91 | 116.91 | 116.91 | 116.91 | 116.91 | 116.91 | 116.91 | 116.91 | 116.91 | 116.91 | 116.91 | 116.91 | 116.91 | 116.91 | 116.91 | 116.91 | 116.91 | 116.91 | 116.91 | 116.91 | 116.91 | 116.91 | 116.91 | 116.91 | 116.91
[10 empty] | 0.029402 | 0.029402 | 0.029402 | 0.029402 | 0.029402 | 0.029402 | 0.029402 | 0.029402 | 0.029402 | 0.029402 | 0.029402 | 0.029402 | 0.029402 | 0.029402 | 0.029402 | 0.029402 | 0.029402 | 0.029402 | 0.029402 | 0.029402 | 0.029402 | 0.029402 | 0.029402 | 0.029402 | 0.029402 | 0.029402 | 0.029402 | 0.029402
[10 empty] | 0.029402 | 0.029402 | 0.029402 | 0.029402 | 0.029402 | 0.029402 | 0.029402 | 0.029402 | 0.029402 | 0.029402 | 0.029402 | 0.029402 | 0.029402 | 0.029402 | 0.029402 | 0.029402 | 0.029402 | 0.029402 | 0.029402 | 0.029402 | 0.029402 | 0.029402 | 0.029402 | 0.029402 | 0.029402 | 0.029402 | 0.029402 | 0.029402
[10 empty] | 50369.7541 | 49315.2781 | 48282.8773 | 47272.0895 | 46282.4622 | 45313.5525 | 44364.9267 | 43436.16 | 42526.8368 | 41636.55 | 40764.9011 | 39911.4999 | 39075.9644 | 38257.9206 | 37457.0023 | 36672.851 | 35905.1156 | 35153.4526 | 34417.5254 | 33697.0047 | 32991.5678 | 32300.8991 | 31624.6892 | 30962.6357 | 30314.442 | 29679.8181 | 29058.4799 | 28450.1492
[10 empty] | 10.1266 | 10.2506 | 10.3781 | 9.69 | 9.0925 | 8.3366 | 7.5165 | 6.9378 | 6.3462 | 5.936 | 5.7812 | 5.6403 | 5.5092 | 5.3854 | 5.2671 | 5.1532 | 5.043 | 4.9359 | 4.8315 | 4.7297 | 4.6303 | 4.5331 | 4.438 | 4.345 | 4.2539 | 4.1648 | 4.0776 | 3.9922
[10 empty] | 1.265 | 1.2805 | 1.2965 | 1.2105 | 1.1359 | 1.0414 | 0.93899 | 0.86669 | 0.79279 | 0.74155 | 0.72221 | 0.7046 | 0.68823 | 0.67276 | 0.65799 | 0.64376 | 0.62999 | 0.61661 | 0.60357 | 0.59086 | 0.57843 | 0.56629 | 0.55441 | 0.54279 | 0.53142 | 0.52028 | 0.50939 | 0.49872
[10 empty] | 1.265 | 1.2805 | 1.2965 | 1.2105 | 1.1359 | 1.0414 | 0.93899 | 0.86669 | 0.79279 | 0.74155 | 0.72221 | 0.7046 | 0.68823 | 0.67276 | 0.65799 | 0.64376 | 0.62999 | 0.61661 | 0.60357 | 0.59086 | 0.57843 | 0.56629 | 0.55441 | 0.54279 | 0.53142 | 0.52028 | 0.50939 | 0.49872
[10 empty] | 0 | 9393.3863 | 8430.3437 | 7753.6231 | 7264.7957 | 7618.8572 | 7554.9914 | 7306.0364 | 8593.8897 | 7812.3115 | 7327.9442 | 6965.1341 | 7264.6086 | 7150.7661 | 6896.3497 | 6880.0584 | 6613.2351 | 6452.0483 | 6287.8949 | 6287.2804 | 6135.8188 | 5963.2379 | 5839.97 | 5716.5897 | 5606.7105 | 5481.0522 | 5388.5504 | 5264.6866
[10 empty] | 247.3768 | 247.3768 | 247.3768 | 140.3218 | 140.3218 | 140.3218 | 140.3218 | 140.3218 | 140.3218 | 140.3218 | 140.3218 | 140.3218 | 140.3218 | 140.3218 | 140.3218 | 140.3218 | 140.3218 | 140.3218 | 140.3218 | 140.3218 | 140.3218 | 140.3218 | 140.3218 | 140.3218 | 140.3218 | 140.3218 | 140.3218 | 140.3218
[10 empty] | 0.030903 | 0.030903 | 0.030903 | 0.017529 | 0.017529 | 0.017529 | 0.017529 | 0.017529 | 0.017529 | 0.017529 | 0.017529 | 0.017529 | 0.017529 | 0.017529 | 0.017529 | 0.017529 | 0.017529 | 0.017529 | 0.017529 | 0.017529 | 0.017529 | 0.017529 | 0.017529 | 0.017529 | 0.017529 | 0.017529 | 0.017529 | 0.017529
[10 empty] | 0.030903 | 0.030903 | 0.030903 | 0.017529 | 0.017529 | 0.017529 | 0.017529 | 0.017529 | 0.017529 | 0.017529 | 0.017529 | 0.017529 | 0.017529 | 0.017529 | 0.017529 | 0.017529 | 0.017529 | 0.017529 | 0.017529 | 0.017529 | 0.017529 | 0.017529 | 0.017529 | 0.017529 | 0.017529 | 0.017529 | 0.017529 | 0.017529
[10 empty] | 57446.7906 | 56244.1589 | 55066.704 | 53913.8988 | 52785.2272 | 51680.184 | 50598.2746 | 49539.0146 | 48501.93 | 47486.5563 | 46492.4393 | 45519.1338 | 44566.2041 | 43633.2237 | 42719.7751 | 41825.4491 | 40949.8457 | 40092.5727 | 39253.2465 | 38431.4914 | 37626.9394 | 36839.2305 | 36068.0121 | 35312.9389 | 34573.6729 | 33849.8833 | 33141.2459 | 32447.4437
[10 empty] | 1.8478 | 1.8209 | 1.8019 | 1.7587 | 1.7158 | 1.6734 | 1.6319 | 1.5911 | 1.5493 | 1.5046 | 1.4651 | 1.4268 | 1.3905 | 1.3609 | 1.3321 | 1.304 | 1.2765 | 1.2497 | 1.2235 | 1.1978 | 1.1727 | 1.1482 | 1.1241 | 1.1006 | 1.0775 | 1.055 | 1.0329 | 1.0113
[10 empty] | 0.23084 | 0.22747 | 0.22511 | 0.21971 | 0.21434 | 0.20905 | 0.20386 | 0.19877 | 0.19355 | 0.18796 | 0.18302 | 0.17825 | 0.17371 | 0.17001 | 0.16641 | 0.1629 | 0.15947 | 0.15612 | 0.15284 | 0.14964 | 0.1465 | 0.14343 | 0.14043 | 0.13749 | 0.13461 | 0.13179 | 0.12903 | 0.12633
[10 empty] | 0.23084 | 0.22747 | 0.22511 | 0.21971 | 0.21434 | 0.20905 | 0.20386 | 0.19877 | 0.19355 | 0.18796 | 0.18302 | 0.17825 | 0.17371 | 0.17001 | 0.16641 | 0.1629 | 0.15947 | 0.15612 | 0.15284 | 0.14964 | 0.1465 | 0.14343 | 0.14043 | 0.13749 | 0.13461 | 0.13179 | 0.12903 | 0.12633
[10 empty] | 0 | 2678.2933 | 4370.3733 | 5419.9158 | 6051.2165 | 6410.6519 | 6593.7395 | 6662.8017 | 5118.7505 | 4597.3188 | 4558.6645 | 5143.0646 | 5479.1309 | 5654.0572 | 5724.7358 | 5285.6841 | 4822.237 | 4491.0133 | 4185.1572 | 4240.4364 | 4402.2339 | 4627.632 | 4610.803 | 4441.9654 | 4220.4735 | 3906.7344 | 3712.4743 | 3651.774
[10 empty] | 36.5735 | 36.5735 | 36.5735 | 31.1662 | 31.1662 | 31.1662 | 31.1662 | 31.1662 | 31.1662 | 31.1662 | 31.1662 | 31.1662 | 31.1662 | 31.1662 | 31.1662 | 31.1662 | 31.1662 | 31.1662 | 31.1662 | 31.1662 | 31.1662 | 31.1662 | 31.1662 | 31.1662 | 31.1662 | 31.1662 | 31.1662 | 31.1662
[10 empty] | 0.0045689 | 0.0045689 | 0.0045689 | 0.0038934 | 0.0038934 | 0.0038934 | 0.0038934 | 0.0038934 | 0.0038934 | 0.0038934 | 0.0038934 | 0.0038934 | 0.0038934 | 0.0038934 | 0.0038934 | 0.0038934 | 0.0038934 | 0.0038934 | 0.0038934 | 0.0038934 | 0.0038934 | 0.0038934 | 0.0038934 | 0.0038934 | 0.0038934 | 0.0038934 | 0.0038934 | 0.0038934
[10 empty] | 0.0045689 | 0.0045689 | 0.0045689 | 0.0038934 | 0.0038934 | 0.0038934 | 0.0038934 | 0.0038934 | 0.0038934 | 0.0038934 | 0.0038934 | 0.0038934 | 0.0038934 | 0.0038934 | 0.0038934 | 0.0038934 | 0.0038934 | 0.0038934 | 0.0038934 | 0.0038934 | 0.0038934 | 0.0038934 | 0.0038934 | 0.0038934 | 0.0038934 | 0.0038934 | 0.0038934 | 0.0038934
[10 empty] | 109199.2648 | 109255.5659 | 109311.8959 | 109368.255 | 109424.6432 | 109481.0604 | 109537.5067 | 109593.9821 | 109650.4867 | 109707.0204 | 109763.5832 | 109820.1752 | 109876.7963 | 109933.4467 | 109990.1262 | 110046.835 | 110103.573 | 110160.3403 | 110217.1368 | 110273.9627 | 110330.8178 | 110387.7022 | 110444.616 | 110501.5591 | 110558.5316 | 110615.5334 | 110672.5646 | 110729.6253
[10 empty] | 3.3533 | 3.6608 | 3.9685 | 3.9232 | 3.8783 | 3.7311 | 3.5157 | 3.3726 | 3.2079 | 3.0987 | 3.0962 | 3.0951 | 3.0948 | 3.0952 | 3.096 | 3.0971 | 3.0983 | 3.0997 | 3.1011 | 3.1026 | 3.1041 | 3.1057 | 3.1073 | 3.1088 | 3.1104 | 3.112 | 3.1136 | 3.1152
[10 empty] | 0.4189 | 0.45732 | 0.49576 | 0.4901 | 0.48449 | 0.4661 | 0.43919 | 0.42132 | 0.40075 | 0.3871 | 0.38679 | 0.38665 | 0.38662 | 0.38667 | 0.38677 | 0.3869 | 0.38705 | 0.38722 | 0.3874 | 0.38759 | 0.38778 | 0.38797 | 0.38817 | 0.38837 | 0.38857 | 0.38876 | 0.38896 | 0.38916
[10 empty] | 0.4189 | 0.45732 | 0.49576 | 0.4901 | 0.48449 | 0.4661 | 0.43919 | 0.42132 | 0.40075 | 0.3871 | 0.38679 | 0.38665 | 0.38662 | 0.38667 | 0.38677 | 0.3869 | 0.38705 | 0.38722 | 0.3874 | 0.38759 | 0.38778 | 0.38797 | 0.38817 | 0.38837 | 0.38857 | 0.38876 | 0.38896 | 0.38916
[10 empty] | 0 | 18256.1785 | 18256.2075 | 18256.2366 | 18256.2656 | 18275.0617 | 18287.6118 | 18295.9979 | 21907.7668 | 20715.7348 | 19925.2399 | 19401.0484 | 20259.2272 | 20432.7784 | 20284.1681 | 20722.1531 | 20351.3135 | 20241.2633 | 20170.9726 | 20543.1777 | 20532.4759 | 20425.0309 | 20445.8512 | 20424.0417 | 20457.4585 | 20451.7849 | 20542.359 | 20519.8458
[10 empty] | 47.4906 | 47.4906 | 47.4906 | 28.1335 | 28.1335 | 28.1335 | 28.1335 | 28.1335 | 28.1335 | 28.1335 | 28.1335 | 28.1335 | 28.1335 | 28.1335 | 28.1335 | 28.1335 | 28.1335 | 28.1335 | 28.1335 | 28.1335 | 28.1335 | 28.1335 | 28.1335 | 28.1335 | 28.1335 | 28.1335 | 28.1335 | 28.1335
[10 empty] | 0.0059327 | 0.0059327 | 0.0059327 | 0.0035145 | 0.0035145 | 0.0035145 | 0.0035145 | 0.0035145 | 0.0035145 | 0.0035145 | 0.0035145 | 0.0035145 | 0.0035145 | 0.0035145 | 0.0035145 | 0.0035145 | 0.0035145 | 0.0035145 | 0.0035145 | 0.0035145 | 0.0035145 | 0.0035145 | 0.0035145 | 0.0035145 | 0.0035145 | 0.0035145 | 0.0035145 | 0.0035145
[10 empty] | 0.0059327 | 0.0059327 | 0.0059327 | 0.0035145 | 0.0035145 | 0.0035145 | 0.0035145 | 0.0035145 | 0.0035145 | 0.0035145 | 0.0035145 | 0.0035145 | 0.0035145 | 0.0035145 | 0.0035145 | 0.0035145 | 0.0035145 | 0.0035145 | 0.0035145 | 0.0035145 | 0.0035145 | 0.0035145 | 0.0035145 | 0.0035145 | 0.0035145 | 0.0035145 | 0.0035145 | 0.0035145
[10 empty] | 67790.5696 | 66929.5851 | 66079.5357 | 65240.2825 | 64411.6883 | 63593.6178 | 62785.9374 | 61988.515 | 61201.2204 | 60423.925 | 59656.5017 | 58898.8252 | 58150.7717 | 57412.2189 | 56683.0463 | 55963.1346 | 55252.3663 | 54550.6252 | 53857.7966 | 53173.7675 | 52498.4259 | 51831.6616 | 51173.3657 | 50523.4306 | 49881.75 | 49248.2193 | 48622.7347 | 48005.1943
[10 empty] | 1.2392 | 1.3795 | 1.5164 | 1.6499 | 1.7803 | 1.9075 | 2.0016 | 2.0697 | 2.1172 | 2.1486 | 2.1674 | 2.1763 | 2.1774 | 2.1724 | 2.1627 | 2.1494 | 2.1333 | 2.1151 | 2.0952 | 2.0741 | 2.0521 | 2.0295 | 2.0064 | 1.9831 | 1.9596 | 1.936 | 1.9125 | 1.889
[10 empty] | 0.15481 | 0.17233 | 0.18943 | 0.20611 | 0.2224 | 0.23829 | 0.25005 | 0.25855 | 0.26449 | 0.26842 | 0.27076 | 0.27187 | 0.272 | 0.27138 | 0.27018 | 0.26851 | 0.2665 | 0.26422 | 0.26174 | 0.2591 | 0.25635 | 0.25353 | 0.25065 | 0.24773 | 0.2448 | 0.24185 | 0.23891 | 0.23598
[10 empty] | 0.15481 | 0.17233 | 0.18943 | 0.20611 | 0.2224 | 0.23829 | 0.25005 | 0.25855 | 0.26449 | 0.26842 | 0.27076 | 0.27187 | 0.272 | 0.27138 | 0.27018 | 0.26851 | 0.2665 | 0.26422 | 0.26174 | 0.2591 | 0.25635 | 0.25353 | 0.25065 | 0.24773 | 0.2448 | 0.24185 | 0.23891 | 0.23598
[10 empty] | 0 | 7436.6206 | 7342.1706 | 7248.9203 | 7156.8543 | 7065.9575 | 6976.2153 | 6887.6128 | 6800.1356 | 6713.7694 | 6628.5002 | 8259.8665 | 7816.208 | 7449.3768 | 7143.4351 | 6885.7923 | 6988.3693 | 6986.1504 | 6915.5737 | 6802.4294 | 6664.7251 | 6970.9666 | 6738.5246 | 6558.1146 | 6407.3637 | 6272.7045 | 6306.1459 | 6265.0742
[10 empty] | 39.42 | 39.42 | 39.42 | 39.42 | 39.42 | 39.42 | 39.42 | 39.42 | 39.42 | 39.42 | 39.42 | 39.42 | 39.42 | 39.42 | 39.42 | 39.42 | 39.42 | 39.42 | 39.42 | 39.42 | 39.42 | 39.42 | 39.42 | 39.42 | 39.42 | 39.42 | 39.42 | 39.42
[10 empty] | 0.0049245 | 0.0049245 | 0.0049245 | 0.0049245 | 0.0049245 | 0.0049245 | 0.0049245 | 0.0049245 | 0.0049245 | 0.0049245 | 0.0049245 | 0.0049245 | 0.0049245 | 0.0049245 | 0.0049245 | 0.0049245 | 0.0049245 | 0.0049245 | 0.0049245 | 0.0049245 | 0.0049245 | 0.0049245 | 0.0049245 | 0.0049245 | 0.0049245 | 0.0049245 | 0.0049245 | 0.0049245
[10 empty] | 0.0049245 | 0.0049245 | 0.0049245 | 0.0049245 | 0.0049245 | 0.0049245 | 0.0049245 | 0.0049245 | 0.0049245 | 0.0049245 | 0.0049245 | 0.0049245 | 0.0049245 | 0.0049245 | 0.0049245 | 0.0049245 | 0.0049245 | 0.0049245 | 0.0049245 | 0.0049245 | 0.0049245 | 0.0049245 | 0.0049245 | 0.0049245 | 0.0049245 | 0.0049245 | 0.0049245 | 0.0049245
[10 empty] | 121542.3313 | 121347.8636 | 121153.707 | 120959.8611 | 120766.3253 | 120573.0992 | 120380.1822 | 120187.5739 | 119995.2738 | 119803.2813 | 119611.5961 | 119420.2175 | 119229.1452 | 119038.3786 | 118847.9172 | 118657.7605 | 118467.9081 | 118278.3594 | 118089.114 | 117900.1715 | 117711.5312 | 117523.1927 | 117335.1556 | 117147.4194 | 116959.9835 | 116772.8475 | 116586.011 | 116399.4734
[10 empty] | 15.3929 | 15.4555 | 15.5876 | 15.7748 | 16.0058 | 16.2715 | 16.5648 | 16.8796 | 17.2115 | 17.5568 | 17.8265 | 18.0358 | 18.1969 | 18.3195 | 18.4114 | 18.4787 | 18.5264 | 18.5586 | 18.5782 | 18.5878 | 18.5896 | 18.585 | 18.5753 | 18.5616 | 18.5447 | 18.5253 | 18.5038 | 18.4807
[10 empty] | 2.3503 | 2.3599 | 2.38 | 2.4086 | 2.4439 | 2.4844 | 2.5292 | 2.5773 | 2.628 | 2.6807 | 2.7219 | 2.7538 | 2.7784 | 2.7971 | 2.8112 | 2.8215 | 2.8287 | 2.8336 | 2.8366 | 2.8381 | 2.8384 | 2.8377 | 2.8362 | 2.8341 | 2.8315 | 2.8286 | 2.8253 | 2.8218
[10 empty] | 2.3503 | 2.3599 | 2.38 | 2.4086 | 2.4439 | 2.4844 | 2.5292 | 2.5773 | 2.628 | 2.6807 | 2.7219 | 2.7538 | 2.7784 | 2.7971 | 2.8112 | 2.8215 | 2.8287 | 2.8336 | 2.8366 | 2.8381 | 2.8384 | 2.8377 | 2.8362 | 2.8341 | 2.8315 | 2.8286 | 2.8253 | 2.8218
[10 empty] | 0 | 2696.6192 | 4846.1483 | 6558.7125 | 7922.2709 | 9007.0784 | 9869.2489 | 10553.6014 | 11095.9342 | 11524.8397 | 9736.727 | 8732.2804 | 8267.6208 | 8165.2976 | 8297.4272 | 9264.1602 | 10032.0902 | 10641.2391 | 11123.573 | 11085.4234 | 10800.3134 | 10435.7612 | 10088.2905 | 9807.9539 | 9206.5054 | 9077.6507 | 9232.7716 | 9544.4443
[10 empty] | 158.994 | 158.994 | 158.994 | 158.994 | 158.994 | 158.994 | 158.994 | 158.994 | 158.994 | 158.994 | 158.994 | 158.994 | 158.994 | 158.994 | 158.994 | 158.994 | 158.994 | 158.994 | 158.994 | 158.994 | 158.994 | 158.994 | 158.994 | 158.994 | 158.994 | 158.994 | 158.994 | 158.994
[10 empty] | 0.024276 | 0.024276 | 0.024276 | 0.024276 | 0.024276 | 0.024276 | 0.024276 | 0.024276 | 0.024276 | 0.024276 | 0.024276 | 0.024276 | 0.024276 | 0.024276 | 0.024276 | 0.024276 | 0.024276 | 0.024276 | 0.024276 | 0.024276 | 0.024276 | 0.024276 | 0.024276 | 0.024276 | 0.024276 | 0.024276 | 0.024276 | 0.024276
[10 empty] | 0.024276 | 0.024276 | 0.024276 | 0.024276 | 0.024276 | 0.024276 | 0.024276 | 0.024276 | 0.024276 | 0.024276 | 0.024276 | 0.024276 | 0.024276 | 0.024276 | 0.024276 | 0.024276 | 0.024276 | 0.024276 | 0.024276 | 0.024276 | 0.024276 | 0.024276 | 0.024276 | 0.024276 | 0.024276 | 0.024276 | 0.024276 | 0.024276
[10 empty] | 121425.3841 | 118883.3795 | 116394.5909 | 113957.9044 | 111572.2293 | 109236.4975 | 106949.6636 | 104710.7039 | 102518.6162 | 100372.4192 | 98271.1521 | 96213.8745 | 94199.6654 | 92227.6231 | 90296.865 | 88406.5267 | 86555.7621 | 84743.7428 | 82969.6575 | 81232.7121 | 79532.1292 | 77867.1475 | 76237.0217 | 74641.0221 | 73078.4343 | 71548.5588 | 70050.7108 | 68584.2198
[10 empty] | 8.6314 | 8.5274 | 8.424 | 8.3212 | 8.2189 | 8.1173 | 7.9934 | 7.8561 | 7.7112 | 7.5626 | 7.4126 | 7.2629 | 7.1144 | 6.9678 | 6.8234 | 6.6816 | 6.5423 | 6.4058 | 6.272 | 6.1408 | 6.0124 | 5.8866 | 5.7634 | 5.6428 | 5.5247 | 5.409 | 5.2958 | 5.185
[10 empty] | 1.0783 | 1.0653 | 1.0524 | 1.0395 | 1.0267 | 1.014 | 0.99856 | 0.98141 | 0.96331 | 0.94474 | 0.92601 | 0.9073 | 0.88875 | 0.87044 | 0.85241 | 0.83468 | 0.81729 | 0.80023 | 0.78352 | 0.76713 | 0.75109 | 0.73538 | 0.71999 | 0.70492 | 0.69016 | 0.67572 | 0.66157 | 0.64772
[10 empty] | 1.0783 | 1.0653 | 1.0524 | 1.0395 | 1.0267 | 1.014 | 0.99856 | 0.98141 | 0.96331 | 0.94474 | 0.92601 | 0.9073 | 0.88875 | 0.87044 | 0.85241 | 0.83468 | 0.81729 | 0.80023 | 0.78352 | 0.76713 | 0.75109 | 0.73538 | 0.71999 | 0.70492 | 0.69016 | 0.67572 | 0.66157 | 0.64772
[10 empty] | 0 | 16983.3399 | 16627.7987 | 16279.7006 | 15938.8899 | 15605.2139 | 15278.5234 | 14958.672 | 14645.5166 | 17171.2957 | 15887.4585 | 14951.5192 | 14244.7074 | 13689.4573 | 14084.4523 | 13957.2818 | 13593.6135 | 13616.657 | 12838.6669 | 12502.8511 | 12280.4705 | 12049.075 | 12061.4884 | 11750.5883 | 11407.0729 | 11179.3947 | 10827.8866 | 10673.203
[10 empty] | 75.6 | 75.6 | 75.6 | 75.6 | 75.6 | 75.6 | 75.6 | 75.6 | 75.6 | 75.6 | 75.6 | 75.6 | 75.6 | 75.6 | 75.6 | 75.6 | 75.6 | 75.6 | 75.6 | 75.6 | 75.6 | 75.6 | 75.6 | 75.6 | 75.6 | 75.6 | 75.6 | 75.6
[10 empty] | 0.0094442 | 0.0094442 | 0.0094442 | 0.0094442 | 0.0094442 | 0.0094442 | 0.0094442 | 0.0094442 | 0.0094442 | 0.0094442 | 0.0094442 | 0.0094442 | 0.0094442 | 0.0094442 | 0.0094442 | 0.0094442 | 0.0094442 | 0.0094442 | 0.0094442 | 0.0094442 | 0.0094442 | 0.0094442 | 0.0094442 | 0.0094442 | 0.0094442 | 0.0094442 | 0.0094442 | 0.0094442
[10 empty] | 0.0094442 | 0.0094442 | 0.0094442 | 0.0094442 | 0.0094442 | 0.0094442 | 0.0094442 | 0.0094442 | 0.0094442 | 0.0094442 | 0.0094442 | 0.0094442 | 0.0094442 | 0.0094442 | 0.0094442 | 0.0094442 | 0.0094442 | 0.0094442 | 0.0094442 | 0.0094442 | 0.0094442 | 0.0094442 | 0.0094442 | 0.0094442 | 0.0094442 | 0.0094442 | 0.0094442 | 0.0094442
[10 empty] | 77801.7951 | 77677.3122 | 77553.0285 | 77428.9437 | 77305.0574 | 77181.3693 | 77057.8791 | 76934.5865 | 76811.4911 | 76688.5928 | 76565.891 | 76443.3856 | 76321.0762 | 76198.9625 | 76077.0441 | 75955.3208 | 75833.7923 | 75712.4583 | 75591.3183 | 75470.3722 | 75349.6196 | 75229.0602 | 75108.6937 | 74988.5198 | 74868.5382 | 74748.7485 | 74629.1505 | 74509.7439
[10 empty] | 7.5422 | 7.5302 | 7.5181 | 7.5061 | 7.4941 | 7.4821 | 7.4701 | 7.4582 | 7.4462 | 7.4343 | 7.4224 | 7.4105 | 7.3987 | 7.3868 | 7.375 | 7.3632 | 7.3514 | 7.3397 | 7.3279 | 7.3162 | 7.3045 | 7.2928 | 7.2812 | 7.2695 | 7.2579 | 7.2463 | 7.2347 | 7.2231
[10 empty] | 0.9422 | 0.94069 | 0.93919 | 0.93769 | 0.93619 | 0.93469 | 0.93319 | 0.9317 | 0.93021 | 0.92872 | 0.92723 | 0.92575 | 0.92427 | 0.92279 | 0.92131 | 0.91984 | 0.91837 | 0.9169 | 0.91543 | 0.91397 | 0.91251 | 0.91105 | 0.90959 | 0.90813 | 0.90668 | 0.90523 | 0.90378 | 0.90233
[10 empty] | 0.9422 | 0.94069 | 0.93919 | 0.93769 | 0.93619 | 0.93469 | 0.93319 | 0.9317 | 0.93021 | 0.92872 | 0.92723 | 0.92575 | 0.92427 | 0.92279 | 0.92131 | 0.91984 | 0.91837 | 0.9169 | 0.91543 | 0.91397 | 0.91251 | 0.91105 | 0.90959 | 0.90813 | 0.90668 | 0.90523 | 0.90378 | 0.90233
[10 empty] | 0 | 11096.7589 | 11079.0041 | 11061.2777 | 11043.5796 | 11025.9099 | 11008.2684 | 10990.6552 | 10973.0702 | 13119.5653 | 12378.3774 | 11879.2092 | 11541.1386 | 11310.3039 | 11866.453 | 11991.5334 | 11909.7243 | 12165.5067 | 11696.9479 | 11615.9463 | 11634.6537 | 11640.8603 | 11882.9752 | 11805.2941 | 11686.4966 | 11679.4213 | 11535.5857 | 11595.344
[10 empty] | 96.9416 | 96.9416 | 96.9416 | 96.9416 | 96.9416 | 96.9416 | 96.9416 | 96.9416 | 96.9416 | 96.9416 | 96.9416 | 96.9416 | 96.9416 | 96.9416 | 96.9416 | 96.9416 | 96.9416 | 96.9416 | 96.9416 | 96.9416 | 96.9416 | 96.9416 | 96.9416 | 96.9416 | 96.9416 | 96.9416 | 96.9416 | 96.9416
[10 empty] | 0.01211 | 0.01211 | 0.01211 | 0.01211 | 0.01211 | 0.01211 | 0.01211 | 0.01211 | 0.01211 | 0.01211 | 0.01211 | 0.01211 | 0.01211 | 0.01211 | 0.01211 | 0.01211 | 0.01211 | 0.01211 | 0.01211 | 0.01211 | 0.01211 | 0.01211 | 0.01211 | 0.01211 | 0.01211 | 0.01211 | 0.01211 | 0.01211
[10 empty] | 0.01211 | 0.01211 | 0.01211 | 0.01211 | 0.01211 | 0.01211 | 0.01211 | 0.01211 | 0.01211 | 0.01211 | 0.01211 | 0.01211 | 0.01211 | 0.01211 | 0.01211 | 0.01211 | 0.01211 | 0.01211 | 0.01211 | 0.01211 | 0.01211 | 0.01211 | 0.01211 | 0.01211 | 0.01211 | 0.01211 | 0.01211 | 0.01211
[10 empty] | 1260.7676 | 1525.7581 | 1843.2134 | 2228.0885 | 2672.4652 | 3183.6349 | 3829.3852 | 4480.6168 | 5363.6111 | 6394.4021 | 7579.7933 | 8889.004 | 10381.3957 | 11831.571 | 13635.7172 | 15583.2533 | 17688.3725 | 19980.0468 | 22464.7883 | 25030.472 | 28061.4999 | 31659.0552 | 35901.537 | 40756.3631 | 46316.1497 | 52634.3755 | 59814.5033 | 67974.1095
[10 empty] | 3.8124 | 4.6286 | 5.6055 | 6.7891 | 8.1551 | 9.7257 | 11.7089 | 13.7088 | 16.4191 | 19.5824 | 23.2187 | 27.2338 | 31.8099 | 36.2562 | 41.7871 | 47.7571 | 54.21 | 61.2344 | 68.8505 | 76.7145 | 86.0047 | 97.0312 | 110.0342 | 124.914 | 141.9544 | 161.3194 | 183.3259 | 208.3345
[10 empty] | 0.47167 | 0.57264 | 0.69351 | 0.83994 | 1.0089 | 1.2033 | 1.4486 | 1.696 | 2.0313 | 2.4227 | 2.8726 | 3.3693 | 3.9355 | 4.4856 | 5.1698 | 5.9084 | 6.7068 | 7.5758 | 8.5181 | 9.491 | 10.6404 | 12.0045 | 13.6133 | 15.4542 | 17.5624 | 19.9582 | 22.6808 | 25.7748
[10 empty] | 0.47167 | 0.57264 | 0.69351 | 0.83994 | 1.0089 | 1.2033 | 1.4486 | 1.696 | 2.0313 | 2.4227 | 2.8726 | 3.3693 | 3.9355 | 4.4856 | 5.1698 | 5.9084 | 6.7068 | 7.5758 | 8.5181 | 9.491 | 10.6404 | 12.0045 | 13.6133 | 15.4542 | 17.5624 | 19.9582 | 22.6808 | 25.7748
[10 empty] | 0 | 361.9726 | 414.4374 | 481.8573 | 541.3588 | 608.1518 | 742.7324 | 748.2137 | 979.9764 | 1127.7731 | 1335.3713 | 1512.0824 | 1751.0605 | 1765.3821 | 2177.942 | 2490.0081 | 2702.493 | 2983.2422 | 3279.1485 | 3485.793 | 4104.8112 | 4808.231 | 5624.854 | 6435.0562 | 7376.3929 | 8358.3333 | 9471.5088 | 10652.295
[10 empty] | 3064.9133 | 3064.9133 | 3064.9133 | 3064.9133 | 3064.9133 | 3064.9133 | 3064.9133 | 3064.9133 | 3064.9133 | 3064.9133 | 3064.9133 | 3064.9133 | 3064.9133 | 3064.9133 | 3064.9133 | 3064.9133 | 3064.9133 | 3064.9133 | 3064.9133 | 3064.9133 | 3064.9133 | 3064.9133 | 3064.9133 | 3064.9133 | 3064.9133 | 3064.9133 | 3064.9133 | 3064.9133
[10 empty] | 0.37919 | 0.37919 | 0.37919 | 0.37919 | 0.37919 | 0.37919 | 0.37919 | 0.37919 | 0.37919 | 0.37919 | 0.37919 | 0.37919 | 0.37919 | 0.37919 | 0.37919 | 0.37919 | 0.37919 | 0.37919 | 0.37919 | 0.37919 | 0.37919 | 0.37919 | 0.37919 | 0.37919 | 0.37919 | 0.37919 | 0.37919 | 0.37919
[10 empty] | 0.37919 | 0.37919 | 0.37919 | 0.37919 | 0.37919 | 0.37919 | 0.37919 | 0.37919 | 0.37919 | 0.37919 | 0.37919 | 0.37919 | 0.37919 | 0.37919 | 0.37919 | 0.37919 | 0.37919 | 0.37919 | 0.37919 | 0.37919 | 0.37919 | 0.37919 | 0.37919 | 0.37919 | 0.37919 | 0.37919 | 0.37919 | 0.37919
[10 empty] | 3470.7148 | 3465.1617 | 3459.6174 | 3454.082 | 3448.5555 | 3443.0378 | 3437.5289 | 3432.0289 | 3426.5376 | 3421.0552 | 3415.5815 | 3410.1166 | 3404.6604 | 3399.2129 | 3393.7742 | 3388.3441 | 3382.9228 | 3377.5101 | 3372.1061 | 3366.7107 | 3361.324 | 3355.9459 | 3350.5764 | 3345.2154 | 3339.8631 | 3334.5193 | 3329.1841 | 3323.8574
[10 empty] | 5.8036 | 5.8612 | 5.9189 | 5.9768 | 6.0348 | 6.0929 | 6.1513 | 6.2099 | 6.2686 | 6.3277 | 6.3869 | 6.436 | 6.4766 | 6.5097 | 6.5365 | 6.5578 | 6.5746 | 6.5874 | 6.5968 | 6.6033 | 6.6074 | 6.6093 | 6.6094 | 6.608 | 6.6053 | 6.6014 | 6.5966 | 6.591
[10 empty] | 1.3482 | 1.3616 | 1.375 | 1.3884 | 1.4019 | 1.4154 | 1.429 | 1.4426 | 1.4562 | 1.4699 | 1.4837 | 1.4951 | 1.5045 | 1.5122 | 1.5184 | 1.5234 | 1.5273 | 1.5303 | 1.5325 | 1.534 | 1.5349 | 1.5354 | 1.5354 | 1.5351 | 1.5344 | 1.5335 | 1.5324 | 1.5311
[10 empty] | 1.3482 | 1.3616 | 1.375 | 1.3884 | 1.4019 | 1.4154 | 1.429 | 1.4426 | 1.4562 | 1.4699 | 1.4837 | 1.4951 | 1.5045 | 1.5122 | 1.5184 | 1.5234 | 1.5273 | 1.5303 | 1.5325 | 1.534 | 1.5349 | 1.5354 | 1.5354 | 1.5351 | 1.5344 | 1.5335 | 1.5324 | 1.5311
[10 empty] | 0 | 216.5726 | 216.2261 | 215.8801 | 215.5347 | 215.1899 | 214.8456 | 214.5018 | 214.1586 | 213.8159 | 213.4738 | 213.1323 | 212.7913 | 212.4508 | 212.1109 | 211.7715 | 211.4327 | 211.0944 | 272.1621 | 262.9685 | 255.0527 | 248.2306 | 242.3445 | 237.2595 | 232.8601 | 229.0475 | 225.7372 | 222.8567
[10 empty] | 1991.7897 | 1991.7897 | 1991.7897 | 1991.7897 | 1991.7897 | 1991.7897 | 1991.7897 | 1991.7897 | 1991.7897 | 1991.7897 | 1991.7897 | 1991.7897 | 1991.7897 | 1991.7897 | 1991.7897 | 1991.7897 | 1991.7897 | 1991.7897 | 1991.7897 | 1991.7897 | 1991.7897 | 1991.7897 | 1991.7897 | 1991.7897 | 1991.7897 | 1991.7897 | 1991.7897 | 1991.7897
[10 empty] | 0.4627 | 0.4627 | 0.4627 | 0.4627 | 0.4627 | 0.4627 | 0.4627 | 0.4627 | 0.4627 | 0.4627 | 0.4627 | 0.4627 | 0.4627 | 0.4627 | 0.4627 | 0.4627 | 0.4627 | 0.4627 | 0.4627 | 0.4627 | 0.4627 | 0.4627 | 0.4627 | 0.4627 | 0.4627 | 0.4627 | 0.4627 | 0.4627
[10 empty] | 0.4627 | 0.4627 | 0.4627 | 0.4627 | 0.4627 | 0.4627 | 0.4627 | 0.4627 | 0.4627 | 0.4627 | 0.4627 | 0.4627 | 0.4627 | 0.4627 | 0.4627 | 0.4627 | 0.4627 | 0.4627 | 0.4627 | 0.4627 | 0.4627 | 0.4627 | 0.4627 | 0.4627 | 0.4627 | 0.4627 | 0.4627 | 0.4627
[10 empty] | 7726.5893 | 7714.2268 | 7701.884 | 7689.561 | 7677.2577 | 7664.9741 | 7652.7101 | 7640.4658 | 7628.241 | 7616.0359 | 7603.8502 | 7591.684 | 7579.5373 | 7567.4101 | 7555.3022 | 7543.2137 | 7531.1446 | 7519.0948 | 7507.0642 | 7495.0529 | 7483.0608 | 7471.0879 | 7459.1342 | 7447.1996 | 7435.2841 | 7423.3876 | 7411.5102 | 7399.6518
[10 empty] | 3.3646 | 3.4053 | 3.4475 | 3.4915 | 3.5374 | 3.5853 | 3.6354 | 3.6876 | 3.7314 | 3.7679 | 3.7983 | 3.8233 | 3.8439 | 3.8605 | 3.8738 | 3.8843 | 3.8924 | 3.8984 | 3.9027 | 3.9054 | 3.9068 | 3.9071 | 3.9064 | 3.905 | 3.9029 | 3.9001 | 3.8969 | 3.8932
[10 empty] | 0.42031 | 0.4254 | 0.43068 | 0.43617 | 0.44191 | 0.44789 | 0.45414 | 0.46067 | 0.46614 | 0.4707 | 0.47449 | 0.47762 | 0.48019 | 0.48227 | 0.48393 | 0.48525 | 0.48626 | 0.48701 | 0.48753 | 0.48787 | 0.48805 | 0.48809 | 0.48801 | 0.48783 | 0.48756 | 0.48722 | 0.48682 | 0.48636
[10 empty] | 0.42031 | 0.4254 | 0.43068 | 0.43617 | 0.44191 | 0.44789 | 0.45414 | 0.46067 | 0.46614 | 0.4707 | 0.47449 | 0.47762 | 0.48019 | 0.48227 | 0.48393 | 0.48525 | 0.48626 | 0.48701 | 0.48753 | 0.48787 | 0.48805 | 0.48809 | 0.48801 | 0.48783 | 0.48756 | 0.48722 | 0.48682 | 0.48636
[10 empty] | 0 | 593.4021 | 592.4526 | 591.5047 | 590.5583 | 589.6134 | 588.67 | 587.7281 | 586.7878 | 585.8489 | 584.9116 | 583.9757 | 583.0413 | 582.1085 | 581.1771 | 749.3064 | 723.9948 | 702.2015 | 683.4192 | 667.2138 | 653.214 | 641.1017 | 654.4872 | 662.3664 | 666.0306 | 666.513 | 664.6366 | 661.0532
[10 empty] | 528.228 | 528.228 | 528.228 | 528.228 | 528.228 | 528.228 | 528.228 | 528.228 | 528.228 | 528.228 | 528.228 | 528.228 | 528.228 | 528.228 | 528.228 | 528.228 | 528.228 | 528.228 | 528.228 | 528.228 | 528.228 | 528.228 | 528.228 | 528.228 | 528.228 | 528.228 | 528.228 | 528.228
[10 empty] | 0.065988 | 0.065988 | 0.065988 | 0.065988 | 0.065988 | 0.065988 | 0.065988 | 0.065988 | 0.065988 | 0.065988 | 0.065988 | 0.065988 | 0.065988 | 0.065988 | 0.065988 | 0.065988 | 0.065988 | 0.065988 | 0.065988 | 0.065988 | 0.065988 | 0.065988 | 0.065988 | 0.065988 | 0.065988 | 0.065988 | 0.065988 | 0.065988
[10 empty] | 0.065988 | 0.065988 | 0.065988 | 0.065988 | 0.065988 | 0.065988 | 0.065988 | 0.065988 | 0.065988 | 0.065988 | 0.065988 | 0.065988 | 0.065988 | 0.065988 | 0.065988 | 0.065988 | 0.065988 | 0.065988 | 0.065988 | 0.065988 | 0.065988 | 0.065988 | 0.065988 | 0.065988 | 0.065988 | 0.065988 | 0.065988 | 0.065988
[10 empty] | 74639.519 | 74520.0958 | 74400.8637 | 74281.8223 | 74162.9714 | 74044.3106 | 73925.8397 | 73807.5584 | 73689.4663 | 73571.5631 | 73453.8486 | 73336.3225 | 73218.9844 | 73101.834 | 72984.871 | 72868.0952 | 72751.5063 | 72635.1039 | 72518.8877 | 72402.8575 | 72287.0129 | 72171.3537 | 72055.8795 | 71940.5901 | 71825.4852 | 71710.5644 | 71595.8275 | 71481.2742
[10 empty] | 2.3144 | 2.3164 | 2.3189 | 2.3217 | 2.3251 | 2.327 | 2.3278 | 2.3277 | 2.3269 | 2.3254 | 2.3236 | 2.3213 | 2.3188 | 2.316 | 2.313 | 2.3099 | 2.3067 | 2.3034 | 2.3 | 2.2966 | 2.2931 | 2.2896 | 2.2861 | 2.2825 | 2.2789 | 2.2753 | 2.2718 | 2.2682
[10 empty] | 0.28912 | 0.28937 | 0.28968 | 0.29004 | 0.29046 | 0.2907 | 0.2908 | 0.29079 | 0.29068 | 0.2905 | 0.29027 | 0.28999 | 0.28967 | 0.28932 | 0.28895 | 0.28857 | 0.28816 | 0.28775 | 0.28733 | 0.2869 | 0.28646 | 0.28603 | 0.28558 | 0.28514 | 0.28469 | 0.28424 | 0.2838 | 0.28335
[10 empty] | 0.28912 | 0.28937 | 0.28968 | 0.29004 | 0.29046 | 0.2907 | 0.2908 | 0.29079 | 0.29068 | 0.2905 | 0.29027 | 0.28999 | 0.28967 | 0.28932 | 0.28895 | 0.28857 | 0.28816 | 0.28775 | 0.28733 | 0.2869 | 0.28646 | 0.28603 | 0.28558 | 0.28514 | 0.28469 | 0.28424 | 0.2838 | 0.28335
[10 empty] | 0 | 9315.012 | 9300.108 | 9285.2278 | 9270.3714 | 9255.5388 | 9240.73 | 9225.9448 | 9211.1833 | 9196.4454 | 11588.6668 | 11089.508 | 10687.8864 | 10364.1745 | 10581.0089 | 10655.0045 | 10634.2948 | 10553.4245 | 10531.9218 | 11151.3875 | 10895.9278 | 10700.8128 | 10560.6627 | 10711.3639 | 10744.1472 | 10707.1175 | 10634.1364 | 10621.0994
[10 empty] | 31.7331 | 31.7331 | 31.7331 | 31.7331 | 31.7331 | 31.7331 | 31.7331 | 31.7331 | 31.7331 | 31.7331 | 31.7331 | 31.7331 | 31.7331 | 31.7331 | 31.7331 | 31.7331 | 31.7331 | 31.7331 | 31.7331 | 31.7331 | 31.7331 | 31.7331 | 31.7331 | 31.7331 | 31.7331 | 31.7331 | 31.7331 | 31.7331
[10 empty] | 0.0039642 | 0.0039642 | 0.0039642 | 0.0039642 | 0.0039642 | 0.0039642 | 0.0039642 | 0.0039642 | 0.0039642 | 0.0039642 | 0.0039642 | 0.0039642 | 0.0039642 | 0.0039642 | 0.0039642 | 0.0039642 | 0.0039642 | 0.0039642 | 0.0039642 | 0.0039642 | 0.0039642 | 0.0039642 | 0.0039642 | 0.0039642 | 0.0039642 | 0.0039642 | 0.0039642 | 0.0039642
[10 empty] | 0.0039642 | 0.0039642 | 0.0039642 | 0.0039642 | 0.0039642 | 0.0039642 | 0.0039642 | 0.0039642 | 0.0039642 | 0.0039642 | 0.0039642 | 0.0039642 | 0.0039642 | 0.0039642 | 0.0039642 | 0.0039642 | 0.0039642 | 0.0039642 | 0.0039642 | 0.0039642 | 0.0039642 | 0.0039642 | 0.0039642 | 0.0039642 | 0.0039642 | 0.0039642 | 0.0039642 | 0.0039642
[10 empty] | 6730.7842 | 6921.6154 | 7117.857 | 7319.6625 | 7527.1896 | 7740.6005 | 7960.062 | 8185.7457 | 8417.8279 | 8656.4902 | 8901.919 | 9154.3062 | 9413.8491 | 9680.7505 | 9955.2192 | 10237.4695 | 10527.7223 | 10826.2043 | 11133.1488 | 11448.7958 | 11773.3921 | 12107.1913 | 12450.4544 | 12803.4497 | 13166.4531 | 13539.7484 | 13923.6273 | 14318.39
[10 empty] | 13.0558 | 13.4887 | 13.9389 | 13.3743 | 12.8202 | 12.2773 | 11.7461 | 11.227 | 10.7204 | 10.1638 | 9.5638 | 9.0737 | 8.6784 | 8.3652 | 8.1229 | 7.9423 | 7.519 | 7.1824 | 7.2219 | 7.2859 | 7.3718 | 7.4775 | 7.6008 | 7.7404 | 7.8947 | 8.0628 | 8.2435 | 8.4362
[10 empty] | 1.1914 | 1.2309 | 1.272 | 1.2205 | 1.1699 | 1.1204 | 1.0719 | 1.0245 | 0.9783 | 0.92751 | 0.87275 | 0.82803 | 0.79196 | 0.76337 | 0.74126 | 0.72478 | 0.68615 | 0.65543 | 0.65904 | 0.66488 | 0.67272 | 0.68236 | 0.69362 | 0.70635 | 0.72044 | 0.73577 | 0.75227 | 0.76985
[10 empty] | 1.1914 | 1.2309 | 1.272 | 1.2205 | 1.1699 | 1.1204 | 1.0719 | 1.0245 | 0.9783 | 0.92751 | 0.87275 | 0.82803 | 0.79196 | 0.76337 | 0.74126 | 0.72478 | 0.68615 | 0.65543 | 0.65904 | 0.66488 | 0.67272 | 0.68236 | 0.69362 | 0.70635 | 0.72044 | 0.73577 | 0.75227 | 0.76985
[10 empty] | 0 | 671.6015 | 677.0119 | 682.5758 | 688.2974 | 694.1812 | 700.2318 | 706.454 | 712.8526 | 746.6942 | 777.6007 | 806.0454 | 832.4352 | 857.1208 | 880.404 | 902.5456 | 1119.4463 | 1117.4663 | 1121.638 | 1130.7721 | 1143.9085 | 1160.2755 | 1179.2562 | 1200.3602 | 1259.0971 | 1310.0185 | 1355.3061 | 1396.6423
[10 empty] | 2088.7442 | 2088.7442 | 2088.7442 | 574.8529 | 574.8529 | 574.8529 | 574.8529 | 574.8529 | 574.8529 | 574.8529 | 574.8529 | 574.8529 | 574.8529 | 574.8529 | 574.8529 | 574.8529 | 574.8529 | 574.8529 | 574.8529 | 574.8529 | 574.8529 | 574.8529 | 574.8529 | 574.8529 | 574.8529 | 574.8529 | 574.8529 | 574.8529
[10 empty] | 0.19061 | 0.19061 | 0.19061 | 0.052459 | 0.052459 | 0.052459 | 0.052459 | 0.052459 | 0.052459 | 0.052459 | 0.052459 | 0.052459 | 0.052459 | 0.052459 | 0.052459 | 0.052459 | 0.052459 | 0.052459 | 0.052459 | 0.052459 | 0.052459 | 0.052459 | 0.052459 | 0.052459 | 0.052459 | 0.052459 | 0.052459 | 0.052459
[10 empty] | 0.19061 | 0.19061 | 0.19061 | 0.052459 | 0.052459 | 0.052459 | 0.052459 | 0.052459 | 0.052459 | 0.052459 | 0.052459 | 0.052459 | 0.052459 | 0.052459 | 0.052459 | 0.052459 | 0.052459 | 0.052459 | 0.052459 | 0.052459 | 0.052459 | 0.052459 | 0.052459 | 0.052459 | 0.052459 | 0.052459 | 0.052459 | 0.052459
[10 empty] | 4004.4639 | 4019.3758 | 4034.3433 | 4049.3665 | 4064.4456 | 4079.5809 | 4094.7726 | 4110.0208 | 4125.3258 | 4140.6878 | 4156.107 | 4171.5836 | 4187.1179 | 4202.71 | 4218.3601 | 4234.0686 | 4249.8355 | 4265.6611 | 4281.5457 | 4297.4895 | 4313.4926 | 4329.5553 | 4345.6778 | 4361.8603 | 4378.1031 | 4394.4064 | 4410.7704 | 4427.1954
[10 empty] | 3.3845 | 3.4198 | 3.4551 | 3.4905 | 3.5259 | 3.5613 | 3.5969 | 3.6324 | 3.6657 | 3.6968 | 3.7262 | 3.7539 | 3.7802 | 3.8052 | 3.8291 | 3.852 | 3.874 | 3.8953 | 3.9159 | 3.9358 | 3.9553 | 3.9743 | 3.9929 | 4.0111 | 4.029 | 4.0467 | 4.0641 | 4.0814
[10 empty] | 0.42281 | 0.42721 | 0.43162 | 0.43604 | 0.44047 | 0.4449 | 0.44933 | 0.45378 | 0.45793 | 0.46182 | 0.46549 | 0.46895 | 0.47223 | 0.47536 | 0.47834 | 0.48121 | 0.48396 | 0.48661 | 0.48918 | 0.49168 | 0.49411 | 0.49648 | 0.4988 | 0.50108 | 0.50332 | 0.50553 | 0.50771 | 0.50986
[10 empty] | 0.42281 | 0.42721 | 0.43162 | 0.43604 | 0.44047 | 0.4449 | 0.44933 | 0.45378 | 0.45793 | 0.46182 | 0.46549 | 0.46895 | 0.47223 | 0.47536 | 0.47834 | 0.48121 | 0.48396 | 0.48661 | 0.48918 | 0.49168 | 0.49411 | 0.49648 | 0.4988 | 0.50108 | 0.50332 | 0.50553 | 0.50771 | 0.50986
[10 empty] | 0 | 281.8762 | 281.9317 | 281.9875 | 282.0434 | 282.0995 | 282.1559 | 282.2125 | 283.9261 | 285.4621 | 286.8401 | 288.0778 | 289.1908 | 290.193 | 291.0968 | 292.0973 | 293.1639 | 381.0745 | 372.576 | 365.1523 | 358.6716 | 353.0183 | 348.1112 | 343.8748 | 350.3941 | 355.197 | 358.5997 | 360.868
[10 empty] | 925.5627 | 925.5627 | 925.5627 | 925.5627 | 925.5627 | 925.5627 | 925.5627 | 925.5627 | 925.5627 | 925.5627 | 925.5627 | 925.5627 | 925.5627 | 925.5627 | 925.5627 | 925.5627 | 925.5627 | 925.5627 | 925.5627 | 925.5627 | 925.5627 | 925.5627 | 925.5627 | 925.5627 | 925.5627 | 925.5627 | 925.5627 | 925.5627
[10 empty] | 0.11562 | 0.11562 | 0.11562 | 0.11562 | 0.11562 | 0.11562 | 0.11562 | 0.11562 | 0.11562 | 0.11562 | 0.11562 | 0.11562 | 0.11562 | 0.11562 | 0.11562 | 0.11562 | 0.11562 | 0.11562 | 0.11562 | 0.11562 | 0.11562 | 0.11562 | 0.11562 | 0.11562 | 0.11562 | 0.11562 | 0.11562 | 0.11562
[10 empty] | 0.11562 | 0.11562 | 0.11562 | 0.11562 | 0.11562 | 0.11562 | 0.11562 | 0.11562 | 0.11562 | 0.11562 | 0.11562 | 0.11562 | 0.11562 | 0.11562 | 0.11562 | 0.11562 | 0.11562 | 0.11562 | 0.11562 | 0.11562 | 0.11562 | 0.11562 | 0.11562 | 0.11562 | 0.11562 | 0.11562 | 0.11562 | 0.11562
[10 empty] | 4667.2166 | 4659.7491 | 4652.2935 | 4644.8498 | 4637.4181 | 4629.9982 | 4622.5902 | 4615.1941 | 4607.8097 | 4600.4372 | 4593.0765 | 4585.7276 | 4578.3905 | 4571.065 | 4563.7513 | 4556.4493 | 4549.159 | 4541.8804 | 4534.6133 | 4527.358 | 4520.1142 | 4512.882 | 4505.6614 | 4498.4523 | 4491.2548 | 4484.0688 | 4476.8943 | 4469.7313
[10 empty] | 2.3565 | 2.3558 | 2.3552 | 2.3545 | 2.3539 | 2.3532 | 2.3525 | 2.3518 | 2.3512 | 2.3505 | 2.3498 | 2.3491 | 2.3484 | 2.3477 | 2.347 | 2.3463 | 2.3456 | 2.3446 | 2.3434 | 2.3419 | 2.3402 | 2.3384 | 2.3363 | 2.3341 | 2.3318 | 2.3293 | 2.3268 | 2.3241
[10 empty] | 0.29438 | 0.2943 | 0.29422 | 0.29413 | 0.29405 | 0.29397 | 0.29388 | 0.2938 | 0.29372 | 0.29363 | 0.29355 | 0.29346 | 0.29337 | 0.29329 | 0.2932 | 0.29311 | 0.29302 | 0.2929 | 0.29274 | 0.29256 | 0.29235 | 0.29212 | 0.29186 | 0.29159 | 0.2913 | 0.29099 | 0.29067 | 0.29033
[10 empty] | 0.29438 | 0.2943 | 0.29422 | 0.29413 | 0.29405 | 0.29397 | 0.29388 | 0.2938 | 0.29372 | 0.29363 | 0.29355 | 0.29346 | 0.29337 | 0.29329 | 0.2932 | 0.29311 | 0.29302 | 0.2929 | 0.29274 | 0.29256 | 0.29235 | 0.29212 | 0.29186 | 0.29159 | 0.2913 | 0.29099 | 0.29067 | 0.29033
[10 empty] | 0 | 179.2211 | 178.9344 | 178.6481 | 178.3622 | 178.0769 | 177.7919 | 177.5075 | 177.2235 | 176.9399 | 176.6568 | 176.3741 | 176.0919 | 175.8102 | 175.5289 | 175.2481 | 174.9677 | 174.6877 | 174.4082 | 174.1292 | 173.8505 | 173.5724 | 173.2947 | 173.0174 | 172.7406 | 172.4642 | 172.1882 | 171.9127
[10 empty] | 522.3103 | 522.3103 | 522.3103 | 522.3103 | 522.3103 | 522.3103 | 522.3103 | 522.3103 | 522.3103 | 522.3103 | 522.3103 | 522.3103 | 522.3103 | 522.3103 | 522.3103 | 522.3103 | 522.3103 | 522.3103 | 522.3103 | 522.3103 | 522.3103 | 522.3103 | 522.3103 | 522.3103 | 522.3103 | 522.3103 | 522.3103 | 522.3103
[10 empty] | 0.065249 | 0.065249 | 0.065249 | 0.065249 | 0.065249 | 0.065249 | 0.065249 | 0.065249 | 0.065249 | 0.065249 | 0.065249 | 0.065249 | 0.065249 | 0.065249 | 0.065249 | 0.065249 | 0.065249 | 0.065249 | 0.065249 | 0.065249 | 0.065249 | 0.065249 | 0.065249 | 0.065249 | 0.065249 | 0.065249 | 0.065249 | 0.065249
[10 empty] | 0.065249 | 0.065249 | 0.065249 | 0.065249 | 0.065249 | 0.065249 | 0.065249 | 0.065249 | 0.065249 | 0.065249 | 0.065249 | 0.065249 | 0.065249 | 0.065249 | 0.065249 | 0.065249 | 0.065249 | 0.065249 | 0.065249 | 0.065249 | 0.065249 | 0.065249 | 0.065249 | 0.065249 | 0.065249 | 0.065249 | 0.065249 | 0.065249
[10 empty] | 77801.7951 | 77677.3122 | 77553.0285 | 77428.9437 | 77305.0574 | 77181.3693 | 77057.8791 | 76934.5865 | 76811.4911 | 76688.5928 | 76565.891 | 76443.3856 | 76321.0762 | 76198.9625 | 76077.0441 | 75955.3208 | 75833.7923 | 75712.4583 | 75591.3183 | 75470.3722 | 75349.6196 | 75229.0602 | 75108.6937 | 74988.5198 | 74868.5382 | 74748.7485 | 74629.1505 | 74509.7439
[10 empty] | 16.4544 | 16.4281 | 16.4018 | 16.3756 | 16.3494 | 16.3232 | 16.2971 | 16.271 | 16.245 | 16.219 | 16.193 | 16.1671 | 16.1413 | 16.1154 | 16.0896 | 16.0639 | 16.0382 | 16.0125 | 15.9869 | 15.9613 | 15.9358 | 15.9103 | 15.8848 | 15.8594 | 15.8341 | 15.8087 | 15.7834 | 15.7582
[10 empty] | 2.0555 | 2.0523 | 2.049 | 2.0457 | 2.0424 | 2.0392 | 2.0359 | 2.0326 | 2.0294 | 2.0261 | 2.0229 | 2.0197 | 2.0164 | 2.0132 | 2.01 | 2.0068 | 2.0035 | 2.0003 | 1.9971 | 1.9939 | 1.9908 | 1.9876 | 1.9844 | 1.9812 | 1.978 | 1.9749 | 1.9717 | 1.9686
[10 empty] | 2.0555 | 2.0523 | 2.049 | 2.0457 | 2.0424 | 2.0392 | 2.0359 | 2.0326 | 2.0294 | 2.0261 | 2.0229 | 2.0197 | 2.0164 | 2.0132 | 2.01 | 2.0068 | 2.0035 | 2.0003 | 1.9971 | 1.9939 | 1.9908 | 1.9876 | 1.9844 | 1.9812 | 1.978 | 1.9749 | 1.9717 | 1.9686
[10 empty] | 0 | 8630.8125 | 8617.0032 | 8603.216 | 8589.4508 | 8575.7077 | 8561.9866 | 8548.2874 | 8534.6101 | 8520.9548 | 8507.3212 | 10968.4125 | 10597.8997 | 10278.8871 | 10355.7848 | 10368.9149 | 10334.7965 | 10316.5316 | 10302.7678 | 10286.1384 | 10269.3107 | 10962.522 | 10742.6146 | 10566.6283 | 10627.9525 | 10630.9184 | 10594.8946 | 10577.3151
[10 empty] | 211.4914 | 211.4914 | 211.4914 | 211.4914 | 211.4914 | 211.4914 | 211.4914 | 211.4914 | 211.4914 | 211.4914 | 211.4914 | 211.4914 | 211.4914 | 211.4914 | 211.4914 | 211.4914 | 211.4914 | 211.4914 | 211.4914 | 211.4914 | 211.4914 | 211.4914 | 211.4914 | 211.4914 | 211.4914 | 211.4914 | 211.4914 | 211.4914
[10 empty] | 0.02642 | 0.02642 | 0.02642 | 0.02642 | 0.02642 | 0.02642 | 0.02642 | 0.02642 | 0.02642 | 0.02642 | 0.02642 | 0.02642 | 0.02642 | 0.02642 | 0.02642 | 0.02642 | 0.02642 | 0.02642 | 0.02642 | 0.02642 | 0.02642 | 0.02642 | 0.02642 | 0.02642 | 0.02642 | 0.02642 | 0.02642 | 0.02642
[10 empty] | 0.02642 | 0.02642 | 0.02642 | 0.02642 | 0.02642 | 0.02642 | 0.02642 | 0.02642 | 0.02642 | 0.02642 | 0.02642 | 0.02642 | 0.02642 | 0.02642 | 0.02642 | 0.02642 | 0.02642 | 0.02642 | 0.02642 | 0.02642 | 0.02642 | 0.02642 | 0.02642 | 0.02642 | 0.02642 | 0.02642 | 0.02642 | 0.02642
[10 empty] | 3543.64 | 5597.2213 | 7270.6433 | 8551.0346 | 9418.7205 | 9972.1295 | 10630.4981 | 11429.7932 | 12368.8728 | 13445.8069 | 14622.9572 | 15896.9098 | 17266.5313 | 18700.7427 | 20183.7493 | 21699.4169 | 23252.8063 | 24816.766 | 26373.3064 | 27933.0479 | 29488.852 | 31032.9866 | 32565.03 | 34088.4905 | 35619.163 | 37154.1247 | 38690.5209 | 40224.2217
[10 empty] | 0 | 0 | 0 | 0 | 0 | 0 | 0 | 0 | 0 | 0 | 0 | 0 | 0 | 0 | 0 | 0 | 0 | 0 | 0 | 0 | 0 | 0 | 0 | 0 | 0 | 0 | 0 | 0
[10 empty] | 0 | 0 | 0 | 0 | 0 | 0 | 0 | 0 | 0 | 0 | 0 | 0 | 0 | 0 | 0 | 0 | 0 | 0 | 0 | 0 | 0 | 0 | 0 | 0 | 0 | 0 | 0 | 0
[10 empty] | 0 | 0 | 0 | 0 | 0 | 0 | 0 | 0 | 0 | 0 | 0 | 0 | 0 | 0 | 0 | 0 | 0 | 0 | 0 | 0 | 0 | 0 | 0 | 0 | 0 | 0 | 0 | 0
[10 empty] | 0 | 2074.5968 | 1694.4375 | 1301.4068 | 888.7013 | 574.4245 | 679.384 | 821.4886 | 962.2547 | 1100.9273 | 1201.8253 | 1299.1956 | 1412.3244 | 1491.4644 | 1552.3845 | 1595.1496 | 1641.2916 | 1691.4102 | 1716.948 | 1747.6132 | 1766.5626 | 1773.9654 | 1753.4383 | 1737.8254 | 1739.1792 | 1738.5864 | 1735.9528 | 2045.764
[10 empty] | 0 | 0 | 0 | 0 | 0 | 0 | 0 | 0 | 0 | 0 | 0 | 0 | 0 | 0 | 0 | 0 | 0 | 0 | 0 | 0 | 0 | 0 | 0 | 0 | 0 | 0 | 0 | 0
[10 empty] | 0 | 0 | 0 | 0 | 0 | 0 | 0 | 0 | 0 | 0 | 0 | 0 | 0 | 0 | 0 | 0 | 0 | 0 | 0 | 0 | 0 | 0 | 0 | 0 | 0 | 0 | 0 | 0
[10 empty] | 0 | 0 | 0 | 0 | 0 | 0 | 0 | 0 | 0 | 0 | 0 | 0 | 0 | 0 | 0 | 0 | 0 | 0 | 0 | 0 | 0 | 0 | 0 | 0 | 0 | 0 | 0 | 0
[10 empty] | 3543.64 | 5597.2213 | 7270.6433 | 8551.0346 | 9418.7205 | 9972.1295 | 10630.4981 | 11429.7932 | 12368.8728 | 13445.8069 | 14622.9572 | 15896.9098 | 17266.5313 | 18700.7427 | 20183.7493 | 21699.4169 | 23252.8063 | 24816.766 | 26373.3064 | 27933.0479 | 29488.852 | 31032.9866 | 32565.03 | 34088.4905 | 35619.163 | 37154.1247 | 38690.5209 | 40224.2217
[10 empty] | 0 | 0 | 0 | 0 | 0 | 0 | 0 | 0 | 0 | 0 | 0 | 0 | 0 | 0 | 0 | 0 | 0 | 0 | 0 | 0 | 0 | 0 | 0 | 0 | 0 | 0 | 0 | 0
[10 empty] | 0 | 0 | 0 | 0 | 0 | 0 | 0 | 0 | 0 | 0 | 0 | 0 | 0 | 0 | 0 | 0 | 0 | 0 | 0 | 0 | 0 | 0 | 0 | 0 | 0 | 0 | 0 | 0
[10 empty] | 0 | 0 | 0 | 0 | 0 | 0 | 0 | 0 | 0 | 0 | 0 | 0 | 0 | 0 | 0 | 0 | 0 | 0 | 0 | 0 | 0 | 0 | 0 | 0 | 0 | 0 | 0 | 0
[10 empty] | 0 | 2074.5968 | 1694.4375 | 1301.4068 | 888.7013 | 574.4245 | 679.384 | 821.4886 | 962.2547 | 1100.9273 | 1201.8253 | 1299.1956 | 1412.3244 | 1491.4644 | 1552.3845 | 1595.1496 | 1641.2916 | 1691.4102 | 1716.948 | 1747.6132 | 1766.5626 | 1773.9654 | 1753.4383 | 1737.8254 | 1739.1792 | 1738.5864 | 1735.9528 | 2045.764
[10 empty] | 0 | 0 | 0 | 0 | 0 | 0 | 0 | 0 | 0 | 0 | 0 | 0 | 0 | 0 | 0 | 0 | 0 | 0 | 0 | 0 | 0 | 0 | 0 | 0 | 0 | 0 | 0 | 0
[10 empty] | 0 | 0 | 0 | 0 | 0 | 0 | 0 | 0 | 0 | 0 | 0 | 0 | 0 | 0 | 0 | 0 | 0 | 0 | 0 | 0 | 0 | 0 | 0 | 0 | 0 | 0 | 0 | 0
[10 empty] | 0 | 0 | 0 | 0 | 0 | 0 | 0 | 0 | 0 | 0 | 0 | 0 | 0 | 0 | 0 | 0 | 0 | 0 | 0 | 0 | 0 | 0 | 0 | 0 | 0 | 0 | 0 | 0
[10 empty] | 3543.64 | 5597.2213 | 7270.6433 | 8551.0346 | 9418.7205 | 9972.1295 | 10630.4981 | 11429.7932 | 12368.8728 | 13445.8069 | 14622.9572 | 15896.9098 | 17266.5313 | 18700.7427 | 20183.7493 | 21699.4169 | 23252.8063 | 24816.766 | 26373.3064 | 27933.0479 | 29488.852 | 31032.9866 | 32565.03 | 34088.4905 | 35619.163 | 37154.1247 | 38690.5209 | 40224.2217
[10 empty] | 0 | 0 | 0 | 0 | 0 | 0 | 0 | 0 | 0 | 0 | 0 | 0 | 0 | 0 | 0 | 0 | 0 | 0 | 0 | 0 | 0 | 0 | 0 | 0 | 0 | 0 | 0 | 0
[10 empty] | 0 | 0 | 0 | 0 | 0 | 0 | 0 | 0 | 0 | 0 | 0 | 0 | 0 | 0 | 0 | 0 | 0 | 0 | 0 | 0 | 0 | 0 | 0 | 0 | 0 | 0 | 0 | 0
[10 empty] | 0 | 0 | 0 | 0 | 0 | 0 | 0 | 0 | 0 | 0 | 0 | 0 | 0 | 0 | 0 | 0 | 0 | 0 | 0 | 0 | 0 | 0 | 0 | 0 | 0 | 0 | 0 | 0
[10 empty] | 0 | 2074.5968 | 1694.4375 | 1301.4068 | 888.7013 | 574.4245 | 679.384 | 821.4886 | 962.2547 | 1100.9273 | 1201.8253 | 1299.1956 | 1412.3244 | 1491.4644 | 1552.3845 | 1595.1496 | 1641.2916 | 1691.4102 | 1716.948 | 1747.6132 | 1766.5626 | 1773.9654 | 1753.4383 | 1737.8254 | 1739.1792 | 1738.5864 | 1735.9528 | 2045.764
[10 empty] | 0 | 0 | 0 | 0 | 0 | 0 | 0 | 0 | 0 | 0 | 0 | 0 | 0 | 0 | 0 | 0 | 0 | 0 | 0 | 0 | 0 | 0 | 0 | 0 | 0 | 0 | 0 | 0
[10 empty] | 0 | 0 | 0 | 0 | 0 | 0 | 0 | 0 | 0 | 0 | 0 | 0 | 0 | 0 | 0 | 0 | 0 | 0 | 0 | 0 | 0 | 0 | 0 | 0 | 0 | 0 | 0 | 0
[10 empty] | 0 | 0 | 0 | 0 | 0 | 0 | 0 | 0 | 0 | 0 | 0 | 0 | 0 | 0 | 0 | 0 | 0 | 0 | 0 | 0 | 0 | 0 | 0 | 0 | 0 | 0 | 0 | 0
[10 empty] | 3543.64 | 5597.2213 | 7270.6433 | 8551.0346 | 9418.7205 | 9972.1295 | 10630.4981 | 11429.7932 | 12368.8728 | 13445.8069 | 14622.9572 | 15896.9098 | 17266.5313 | 18700.7427 | 20183.7493 | 21699.4169 | 23252.8063 | 24816.766 | 26373.3064 | 27933.0479 | 29488.852 | 31032.9866 | 32565.03 | 34088.4905 | 35619.163 | 37154.1247 | 38690.5209 | 40224.2217
[10 empty] | 0 | 0 | 0 | 0 | 0 | 0 | 0 | 0 | 0 | 0 | 0 | 0 | 0 | 0 | 0 | 0 | 0 | 0 | 0 | 0 | 0 | 0 | 0 | 0 | 0 | 0 | 0 | 0
[10 empty] | 0 | 0 | 0 | 0 | 0 | 0 | 0 | 0 | 0 | 0 | 0 | 0 | 0 | 0 | 0 | 0 | 0 | 0 | 0 | 0 | 0 | 0 | 0 | 0 | 0 | 0 | 0 | 0
[10 empty] | 0 | 0 | 0 | 0 | 0 | 0 | 0 | 0 | 0 | 0 | 0 | 0 | 0 | 0 | 0 | 0 | 0 | 0 | 0 | 0 | 0 | 0 | 0 | 0 | 0 | 0 | 0 | 0
[10 empty] | 0 | 2074.5968 | 1694.4375 | 1301.4068 | 888.7013 | 574.4245 | 679.384 | 821.4886 | 962.2547 | 1100.9273 | 1201.8253 | 1299.1956 | 1412.3244 | 1491.4644 | 1552.3845 | 1595.1496 | 1641.2916 | 1691.4102 | 1716.948 | 1747.6132 | 1766.5626 | 1773.9654 | 1753.4383 | 1737.8254 | 1739.1792 | 1738.5864 | 1735.9528 | 2045.764
[10 empty] | 0 | 0 | 0 | 0 | 0 | 0 | 0 | 0 | 0 | 0 | 0 | 0 | 0 | 0 | 0 | 0 | 0 | 0 | 0 | 0 | 0 | 0 | 0 | 0 | 0 | 0 | 0 | 0
[10 empty] | 0 | 0 | 0 | 0 | 0 | 0 | 0 | 0 | 0 | 0 | 0 | 0 | 0 | 0 | 0 | 0 | 0 | 0 | 0 | 0 | 0 | 0 | 0 | 0 | 0 | 0 | 0 | 0
[10 empty] | 0 | 0 | 0 | 0 | 0 | 0 | 0 | 0 | 0 | 0 | 0 | 0 | 0 | 0 | 0 | 0 | 0 | 0 | 0 | 0 | 0 | 0 | 0 | 0 | 0 | 0 | 0 | 0
[10 empty] | 3543.64 | 5597.2213 | 7270.6433 | 8551.0346 | 9418.7205 | 9972.1295 | 10630.4981 | 11429.7932 | 12368.8728 | 13445.8069 | 14622.9572 | 15896.9098 | 17266.5313 | 18700.7427 | 20183.7493 | 21699.4169 | 23252.8063 | 24816.766 | 26373.3064 | 27933.0479 | 29488.852 | 31032.9866 | 32565.03 | 34088.4905 | 35619.163 | 37154.1247 | 38690.5209 | 40224.2217
[10 empty] | 0 | 0 | 0 | 0 | 0 | 0 | 0 | 0 | 0 | 0 | 0 | 0 | 0 | 0 | 0 | 0 | 0 | 0 | 0 | 0 | 0 | 0 | 0 | 0 | 0 | 0 | 0 | 0
[10 empty] | 0 | 0 | 0 | 0 | 0 | 0 | 0 | 0 | 0 | 0 | 0 | 0 | 0 | 0 | 0 | 0 | 0 | 0 | 0 | 0 | 0 | 0 | 0 | 0 | 0 | 0 | 0 | 0
[10 empty] | 0 | 0 | 0 | 0 | 0 | 0 | 0 | 0 | 0 | 0 | 0 | 0 | 0 | 0 | 0 | 0 | 0 | 0 | 0 | 0 | 0 | 0 | 0 | 0 | 0 | 0 | 0 | 0
[10 empty] | 0 | 2074.5968 | 1694.4375 | 1301.4068 | 888.7013 | 574.4245 | 679.384 | 821.4886 | 962.2547 | 1100.9273 | 1201.8253 | 1299.1956 | 1412.3244 | 1491.4644 | 1552.3845 | 1595.1496 | 1641.2916 | 1691.4102 | 1716.948 | 1747.6132 | 1766.5626 | 1773.9654 | 1753.4383 | 1737.8254 | 1739.1792 | 1738.5864 | 1735.9528 | 2045.764
[10 empty] | 0 | 0 | 0 | 0 | 0 | 0 | 0 | 0 | 0 | 0 | 0 | 0 | 0 | 0 | 0 | 0 | 0 | 0 | 0 | 0 | 0 | 0 | 0 | 0 | 0 | 0 | 0 | 0
[10 empty] | 0 | 0 | 0 | 0 | 0 | 0 | 0 | 0 | 0 | 0 | 0 | 0 | 0 | 0 | 0 | 0 | 0 | 0 | 0 | 0 | 0 | 0 | 0 | 0 | 0 | 0 | 0 | 0
[10 empty] | 0 | 0 | 0 | 0 | 0 | 0 | 0 | 0 | 0 | 0 | 0 | 0 | 0 | 0 | 0 | 0 | 0 | 0 | 0 | 0 | 0 | 0 | 0 | 0 | 0 | 0 | 0 | 0
[10 empty] | 3543.64 | 5597.2213 | 7270.6433 | 8551.0346 | 9418.7205 | 9972.1295 | 10630.4981 | 11429.7932 | 12368.8728 | 13445.8069 | 14622.9572 | 15896.9098 | 17266.5313 | 18700.7427 | 20183.7493 | 21699.4169 | 23252.8063 | 24816.766 | 26373.3064 | 27933.0479 | 29488.852 | 31032.9866 | 32565.03 | 34088.4905 | 35619.163 | 37154.1247 | 38690.5209 | 40224.2217
[10 empty] | 0 | 0 | 0 | 0 | 0 | 0 | 0 | 0 | 0 | 0 | 0 | 0 | 0 | 0 | 0 | 0 | 0 | 0 | 0 | 0 | 0 | 0 | 0 | 0 | 0 | 0 | 0 | 0
[10 empty] | 0 | 0 | 0 | 0 | 0 | 0 | 0 | 0 | 0 | 0 | 0 | 0 | 0 | 0 | 0 | 0 | 0 | 0 | 0 | 0 | 0 | 0 | 0 | 0 | 0 | 0 | 0 | 0
[10 empty] | 0 | 0 | 0 | 0 | 0 | 0 | 0 | 0 | 0 | 0 | 0 | 0 | 0 | 0 | 0 | 0 | 0 | 0 | 0 | 0 | 0 | 0 | 0 | 0 | 0 | 0 | 0 | 0
[10 empty] | 0 | 2074.5968 | 1694.4375 | 1301.4068 | 888.7013 | 574.4245 | 679.384 | 821.4886 | 962.2547 | 1100.9273 | 1201.8253 | 1299.1956 | 1412.3244 | 1491.4644 | 1552.3845 | 1595.1496 | 1641.2916 | 1691.4102 | 1716.948 | 1747.6132 | 1766.5626 | 1773.9654 | 1753.4383 | 1737.8254 | 1739.1792 | 1738.5864 | 1735.9528 | 2045.764
[10 empty] | 0 | 0 | 0 | 0 | 0 | 0 | 0 | 0 | 0 | 0 | 0 | 0 | 0 | 0 | 0 | 0 | 0 | 0 | 0 | 0 | 0 | 0 | 0 | 0 | 0 | 0 | 0 | 0
[10 empty] | 0 | 0 | 0 | 0 | 0 | 0 | 0 | 0 | 0 | 0 | 0 | 0 | 0 | 0 | 0 | 0 | 0 | 0 | 0 | 0 | 0 | 0 | 0 | 0 | 0 | 0 | 0 | 0
[10 empty] | 0 | 0 | 0 | 0 | 0 | 0 | 0 | 0 | 0 | 0 | 0 | 0 | 0 | 0 | 0 | 0 | 0 | 0 | 0 | 0 | 0 | 0 | 0 | 0 | 0 | 0 | 0 | 0
[10 empty] | 3543.64 | 5597.2213 | 7270.6433 | 8551.0346 | 9418.7205 | 9972.1295 | 10630.4981 | 11429.7932 | 12368.8728 | 13445.8069 | 14622.9572 | 15896.9098 | 17266.5313 | 18700.7427 | 20183.7493 | 21699.4169 | 23252.8063 | 24816.766 | 26373.3064 | 27933.0479 | 29488.852 | 31032.9866 | 32565.03 | 34088.4905 | 35619.163 | 37154.1247 | 38690.5209 | 40224.2217
[10 empty] | 0 | 0 | 0 | 0 | 0 | 0 | 0 | 0 | 0 | 0 | 0 | 0 | 0 | 0 | 0 | 0 | 0 | 0 | 0 | 0 | 0 | 0 | 0 | 0 | 0 | 0 | 0 | 0
[10 empty] | 0 | 0 | 0 | 0 | 0 | 0 | 0 | 0 | 0 | 0 | 0 | 0 | 0 | 0 | 0 | 0 | 0 | 0 | 0 | 0 | 0 | 0 | 0 | 0 | 0 | 0 | 0 | 0
[10 empty] | 0 | 0 | 0 | 0 | 0 | 0 | 0 | 0 | 0 | 0 | 0 | 0 | 0 | 0 | 0 | 0 | 0 | 0 | 0 | 0 | 0 | 0 | 0 | 0 | 0 | 0 | 0 | 0
[10 empty] | 0 | 2074.5968 | 1694.4375 | 1301.4068 | 888.7013 | 574.4245 | 679.384 | 821.4886 | 962.2547 | 1100.9273 | 1201.8253 | 1299.1956 | 1412.3244 | 1491.4644 | 1552.3845 | 1595.1496 | 1641.2916 | 1691.4102 | 1716.948 | 1747.6132 | 1766.5626 | 1773.9654 | 1753.4383 | 1737.8254 | 1739.1792 | 1738.5864 | 1735.9528 | 2045.764
[10 empty] | 0 | 0 | 0 | 0 | 0 | 0 | 0 | 0 | 0 | 0 | 0 | 0 | 0 | 0 | 0 | 0 | 0 | 0 | 0 | 0 | 0 | 0 | 0 | 0 | 0 | 0 | 0 | 0
[10 empty] | 0 | 0 | 0 | 0 | 0 | 0 | 0 | 0 | 0 | 0 | 0 | 0 | 0 | 0 | 0 | 0 | 0 | 0 | 0 | 0 | 0 | 0 | 0 | 0 | 0 | 0 | 0 | 0
[10 empty] | 0 | 0 | 0 | 0 | 0 | 0 | 0 | 0 | 0 | 0 | 0 | 0 | 0 | 0 | 0 | 0 | 0 | 0 | 0 | 0 | 0 | 0 | 0 | 0 | 0 | 0 | 0 | 0
[10 empty] | 3543.64 | 5597.2213 | 7270.6433 | 8551.0346 | 9418.7205 | 9972.1295 | 10630.4981 | 11429.7932 | 12368.8728 | 13445.8069 | 14622.9572 | 15896.9098 | 17266.5313 | 18700.7427 | 20183.7493 | 21699.4169 | 23252.8063 | 24816.766 | 26373.3064 | 27933.0479 | 29488.852 | 31032.9866 | 32565.03 | 34088.4905 | 35619.163 | 37154.1247 | 38690.5209 | 40224.2217
[10 empty] | 0 | 0 | 0 | 0 | 0 | 0 | 0 | 0 | 0 | 0 | 0 | 0 | 0 | 0 | 0 | 0 | 0 | 0 | 0 | 0 | 0 | 0 | 0 | 0 | 0 | 0 | 0 | 0
[10 empty] | 0 | 0 | 0 | 0 | 0 | 0 | 0 | 0 | 0 | 0 | 0 | 0 | 0 | 0 | 0 | 0 | 0 | 0 | 0 | 0 | 0 | 0 | 0 | 0 | 0 | 0 | 0 | 0
[10 empty] | 0 | 0 | 0 | 0 | 0 | 0 | 0 | 0 | 0 | 0 | 0 | 0 | 0 | 0 | 0 | 0 | 0 | 0 | 0 | 0 | 0 | 0 | 0 | 0 | 0 | 0 | 0 | 0
[10 empty] | 0 | 2074.5968 | 1694.4375 | 1301.4068 | 888.7013 | 574.4245 | 679.384 | 821.4886 | 962.2547 | 1100.9273 | 1201.8253 | 1299.1956 | 1412.3244 | 1491.4644 | 1552.3845 | 1595.1496 | 1641.2916 | 1691.4102 | 1716.948 | 1747.6132 | 1766.5626 | 1773.9654 | 1753.4383 | 1737.8254 | 1739.1792 | 1738.5864 | 1735.9528 | 2045.764
[10 empty] | 0 | 0 | 0 | 0 | 0 | 0 | 0 | 0 | 0 | 0 | 0 | 0 | 0 | 0 | 0 | 0 | 0 | 0 | 0 | 0 | 0 | 0 | 0 | 0 | 0 | 0 | 0 | 0
[10 empty] | 0 | 0 | 0 | 0 | 0 | 0 | 0 | 0 | 0 | 0 | 0 | 0 | 0 | 0 | 0 | 0 | 0 | 0 | 0 | 0 | 0 | 0 | 0 | 0 | 0 | 0 | 0 | 0
[10 empty] | 0 | 0 | 0 | 0 | 0 | 0 | 0 | 0 | 0 | 0 | 0 | 0 | 0 | 0 | 0 | 0 | 0 | 0 | 0 | 0 | 0 | 0 | 0 | 0 | 0 | 0 | 0 | 0
[10 empty] | 3543.64 | 5597.2213 | 7270.6433 | 8551.0346 | 9418.7205 | 9972.1295 | 10630.4981 | 11429.7932 | 12368.8728 | 13445.8069 | 14622.9572 | 15896.9098 | 17266.5313 | 18700.7427 | 20183.7493 | 21699.4169 | 23252.8063 | 24816.766 | 26373.3064 | 27933.0479 | 29488.852 | 31032.9866 | 32565.03 | 34088.4905 | 35619.163 | 37154.1247 | 38690.5209 | 40224.2217
[10 empty] | -30.7677 | -30.7677 | -30.7677 | -30.7677 | -30.7677 | -30.7677 | -30.7677 | -30.7677 | -30.7677 | -30.7677 | -30.7677 | -30.7677 | -30.7677 | -30.7677 | -30.7677 | -30.7677 | -30.7677 | -30.7677 | -30.7677 | -30.2132 | -29.019 | -26.381 | -23.9827 | -21.8024 | -19.8204 | -18.0185 | -16.3805 | -14.8914
[10 empty] | 0 | 0 | 0 | 0 | 0 | 0 | 0 | 0 | 0 | 0 | 0 | 0 | 0 | 0 | 0 | 0 | 0 | 0 | 0 | 0 | 0 | 0 | 0 | 0 | 0 | 0 | 0 | 0
[10 empty] | 0 | 0 | 0 | 0 | 0 | 0 | 0 | 0 | 0 | 0 | 0 | 0 | 0 | 0 | 0 | 0 | 0 | 0 | 0 | 0 | 0 | 0 | 0 | 0 | 0 | 0 | 0 | 0
[10 empty] | 0 | 2053.5813 | 1673.422 | 1280.3913 | 867.6858 | 553.4091 | 658.3686 | 799.2951 | 939.0796 | 1076.9341 | 1177.1503 | 1273.9526 | 1369.6214 | 1434.2114 | 1483.0066 | 1515.6676 | 1553.3894 | 1563.9597 | 1556.5404 | 1624.7025 | 1694.679 | 1847.7531 | 1994.7495 | 2096.2316 | 2167.7728 | 2193.0242 | 2184.9449 | 2183.1422
[10 empty] | 0 | 0 | 0 | 0 | 0 | 0 | 0 | 0 | 0 | 0 | 0 | 0 | 0 | 0 | 0 | 0 | 0 | 0 | 0 | 0 | 0 | 0 | 0 | 0 | 0 | 0 | 0 | 0
[10 empty] | 0 | 0 | 0 | 0 | 0 | 0 | 0 | 0 | 0 | 0 | 0 | 0 | 0 | 0 | 0 | 0 | 0 | 0 | 0 | 0 | 0 | 0 | 0 | 0 | 0 | 0 | 0 | 0
[10 empty] | 0 | 0 | 0 | 0 | 0 | 0 | 0 | 0 | 0 | 0 | 0 | 0 | 0 | 0 | 0 | 0 | 0 | 0 | 0 | 0 | 0 | 0 | 0 | 0 | 0 | 0 | 0 | 0
[10 empty] | 176634.54 | 176351.9247 | #DIV/0! | #DIV/0! | #DIV/0! | #DIV/0! | #DIV/0! | #DIV/0! | #DIV/0! | #DIV/0! | #DIV/0! | #DIV/0! | #DIV/0! | #DIV/0! | #DIV/0! | #DIV/0! | #DIV/0! | #DIV/0! | #DIV/0! | #DIV/0! | #DIV/0! | #DIV/0!
[10 empty] | 43.4244 | 43.6223 | #DIV/0! | #DIV/0! | #DIV/0! | #DIV/0! | #DIV/0! | #DIV/0! | #DIV/0! | #DIV/0! | #DIV/0! | #DIV/0! | #DIV/0! | #DIV/0! | #DIV/0! | #DIV/0! | #DIV/0! | #DIV/0! | #DIV/0! | #DIV/0! | #DIV/0! | #DIV/0!
[10 empty] | 0 | 0 | #DIV/0! | #DIV/0! | #DIV/0! | #DIV/0! | #DIV/0! | #DIV/0! | #DIV/0! | #DIV/0! | #DIV/0! | #DIV/0! | #DIV/0! | #DIV/0! | #DIV/0! | #DIV/0! | #DIV/0! | #DIV/0! | #DIV/0! | #DIV/0! | #DIV/0! | #DIV/0!
[10 empty] | 0 | 0 | #DIV/0! | #DIV/0! | #DIV/0! | #DIV/0! | #DIV/0! | #DIV/0! | #DIV/0! | #DIV/0! | #DIV/0! | #DIV/0! | #DIV/0! | #DIV/0! | #DIV/0! | #DIV/0! | #DIV/0! | #DIV/0! | #DIV/0! | #DIV/0! | #DIV/0! | #DIV/0!
[10 empty] | 0 | 9447.4245 | #DIV/0! | #DIV/0! | #DIV/0! | #DIV/0! | #DIV/0! | #DIV/0! | #DIV/0! | #DIV/0! | #DIV/0! | #DIV/0! | #DIV/0! | #DIV/0! | #DIV/0! | #DIV/0! | #DIV/0! | #DIV/0! | #DIV/0! | #DIV/0! | #DIV/0! | #DIV/0!
[10 empty] | 245.1732 | 230.4661 | #DIV/0! | #DIV/0! | #DIV/0! | #DIV/0! | #DIV/0! | #DIV/0! | #DIV/0! | #DIV/0! | #DIV/0! | #DIV/0! | #DIV/0! | #DIV/0! | #DIV/0! | #DIV/0! | #DIV/0! | #DIV/0! | #DIV/0! | #DIV/0! | #DIV/0! | #DIV/0!
[10 empty] | 0 | 0 | #DIV/0! | #DIV/0! | #DIV/0! | #DIV/0! | #DIV/0! | #DIV/0! | #DIV/0! | #DIV/0! | #DIV/0! | #DIV/0! | #DIV/0! | #DIV/0! | #DIV/0! | #DIV/0! | #DIV/0! | #DIV/0! | #DIV/0! | #DIV/0! | #DIV/0! | #DIV/0!
[10 empty] | 0 | 0 | #DIV/0! | #DIV/0! | #DIV/0! | #DIV/0! | #DIV/0! | #DIV/0! | #DIV/0! | #DIV/0! | #DIV/0! | #DIV/0! | #DIV/0! | #DIV/0! | #DIV/0! | #DIV/0! | #DIV/0! | #DIV/0! | #DIV/0! | #DIV/0! | #DIV/0! | #DIV/0!
[10 empty] | 176634.54 | 176351.9247 | #DIV/0! | #DIV/0! | #DIV/0! | #DIV/0! | #DIV/0! | #DIV/0! | #DIV/0! | #DIV/0! | #DIV/0! | #DIV/0! | #DIV/0! | #DIV/0! | #DIV/0! | #DIV/0! | #DIV/0! | #DIV/0! | #DIV/0! | #DIV/0! | #DIV/0! | #DIV/0!
[10 empty] | 43.4244 | 43.6223 | #DIV/0! | #DIV/0! | #DIV/0! | #DIV/0! | #DIV/0! | #DIV/0! | #DIV/0! | #DIV/0! | #DIV/0! | #DIV/0! | #DIV/0! | #DIV/0! | #DIV/0! | #DIV/0! | #DIV/0! | #DIV/0! | #DIV/0! | #DIV/0! | #DIV/0! | #DIV/0!
[10 empty] | 0 | 0 | #DIV/0! | #DIV/0! | #DIV/0! | #DIV/0! | #DIV/0! | #DIV/0! | #DIV/0! | #DIV/0! | #DIV/0! | #DIV/0! | #DIV/0! | #DIV/0! | #DIV/0! | #DIV/0! | #DIV/0! | #DIV/0! | #DIV/0! | #DIV/0! | #DIV/0! | #DIV/0!
[10 empty] | 0 | 0 | #DIV/0! | #DIV/0! | #DIV/0! | #DIV/0! | #DIV/0! | #DIV/0! | #DIV/0! | #DIV/0! | #DIV/0! | #DIV/0! | #DIV/0! | #DIV/0! | #DIV/0! | #DIV/0! | #DIV/0! | #DIV/0! | #DIV/0! | #DIV/0! | #DIV/0! | #DIV/0!
[10 empty] | 0 | 9447.4245 | #DIV/0! | #DIV/0! | #DIV/0! | #DIV/0! | #DIV/0! | #DIV/0! | #DIV/0! | #DIV/0! | #DIV/0! | #DIV/0! | #DIV/0! | #DIV/0! | #DIV/0! | #DIV/0! | #DIV/0! | #DIV/0! | #DIV/0! | #DIV/0! | #DIV/0! | #DIV/0!
[10 empty] | 245.1732 | 230.4661 | #DIV/0! | #DIV/0! | #DIV/0! | #DIV/0! | #DIV/0! | #DIV/0! | #DIV/0! | #DIV/0! | #DIV/0! | #DIV/0! | #DIV/0! | #DIV/0! | #DIV/0! | #DIV/0! | #DIV/0! | #DIV/0! | #DIV/0! | #DIV/0! | #DIV/0! | #DIV/0!
[10 empty] | 0 | 0 | #DIV/0! | #DIV/0! | #DIV/0! | #DIV/0! | #DIV/0! | #DIV/0! | #DIV/0! | #DIV/0! | #DIV/0! | #DIV/0! | #DIV/0! | #DIV/0! | #DIV/0! | #DIV/0! | #DIV/0! | #DIV/0! | #DIV/0! | #DIV/0! | #DIV/0! | #DIV/0!
[10 empty] | 0 | 0 | #DIV/0! | #DIV/0! | #DIV/0! | #DIV/0! | #DIV/0! | #DIV/0! | #DIV/0! | #DIV/0! | #DIV/0! | #DIV/0! | #DIV/0! | #DIV/0! | #DIV/0! | #DIV/0! | #DIV/0! | #DIV/0! | #DIV/0! | #DIV/0! | #DIV/0! | #DIV/0!
[10 empty] | 110360.6814 | 110184.1043 | 110007.8097 | 109831.7972 | 109656.0663 | 109480.6166 | 109305.4476 | 109130.5589 | 108955.95 | 108781.6205 | 108607.5699 | 108433.7978 | 108260.3037 | 108087.0872 | 107914.1479 | 107741.4853 | 107569.0989 | 107396.9883 | 107225.1531 | 107053.5929 | 106882.3071 | 106711.2955 | 106540.5574
[10 empty] | 89.7294 | 87.1253 | 86.8852 | 82.7961 | 76.0239 | 68.4129 | 59.1009 | 48.194 | 40.3741 | 35.8854 | 32.4116 | 29.9281 | 28.422 | 27.0589 | 25.9072 | 24.9496 | 24.2411 | 23.6157 | 23.0274 | 22.512 | 22.1805 | 21.8328 | 21.5076
[10 empty] | 5.9784 | 5.8049 | 5.7889 | 5.5165 | 5.0653 | 4.5582 | 3.9377 | 3.211 | 2.69 | 2.391 | 2.1595 | 1.994 | 1.8937 | 1.8029 | 1.7261 | 1.6623 | 1.6151 | 1.5735 | 1.5343 | 1.4999 | 1.4778 | 1.4547 | 1.433
[10 empty] | 32.547 | 31.6024 | 31.5153 | 30.0321 | 27.5757 | 24.815 | 21.4373 | 17.4811 | 14.6446 | 13.0165 | 11.7564 | 10.8557 | 10.3093 | 9.8149 | 9.3971 | 9.0498 | 8.7928 | 8.566 | 8.3526 | 8.1657 | 8.0454 | 7.9193 | 7.8013
[10 empty] | 0 | 31830.9635 | 23631.3073 | 18169.7047 | 16564.996 | 14288.2559 | 15528.4037 | 17704.4559 | 13743.8712 | 13327.9856 | 11460.0676 | 9400.2419 | 10398.7041 | 10659.5104 | 10492.7629 | 11883.7175 | 11392.655 | 12589.0588 | 12124.196 | 11400.3489 | 11279.2204 | 11391.805 | 10566.5413
[10 empty] | 793.5276 | 777.0043 | 774.1577 | 562.9654 | 559.8791 | 550.0657 | 297.2844 | 294.4518 | 291.4576 | 288.5505 | 269.0024 | 265.7227 | 262.2668 | 258.9532 | 255.8187 | 252.7627 | 249.9694 | 247.2236 | 244.5871 | 241.9484 | 239.2599 | 236.4834 | 237.1708
[10 empty] | 0.052871 | 0.05177 | 0.05158 | 0.037509 | 0.037303 | 0.036649 | 0.019807 | 0.019619 | 0.019419 | 0.019225 | 0.017923 | 0.017704 | 0.017474 | 0.017253 | 0.017045 | 0.016841 | 0.016655 | 0.016472 | 0.016296 | 0.01612 | 0.015941 | 0.015756 | 0.015802
[10 empty] | 0.28783 | 0.28184 | 0.28081 | 0.2042 | 0.20308 | 0.19952 | 0.10783 | 0.1068 | 0.10572 | 0.10466 | 0.097574 | 0.096384 | 0.09513 | 0.093929 | 0.092792 | 0.091683 | 0.09067 | 0.089674 | 0.088718 | 0.08776 | 0.086785 | 0.085778 | 0.086027
[10 empty] | 5345.0347 | 5482.6426 | 5623.7933 | 5768.5779 | 5917.0899 | 6069.4254 | 6225.6828 | 6385.9631 | 6550.3697 | 6719.009 | 6891.9899 | 7069.4243 | 7251.4266 | 7438.1146 | 7629.6089 | 7826.0333 | 8027.5145 | 8234.1829 | 8446.172 | 8663.6188 | 8886.6637 | 9115.4509 | 9350.1282 | 9590.8473 | 9837.7637 | 10091.037 | 10350.8308 | 10617.313
[10 empty] | 25.0977 | 25.5178 | 25.9591 | 26.4235 | 26.9126 | 27.4279 | 27.971 | 28.5431 | 29.1454 | 29.7777 | 30.4421 | 31.1412 | 31.8778 | 32.6545 | 33.4576 | 34.2866 | 35.1416 | 36.0226 | 36.9297 | 37.863 | 38.8228 | 39.8095 | 40.8234 | 41.865 | 42.9348 | 44.0332 | 45.1609 | 46.3185
[10 empty] | 5.8302 | 5.9278 | 6.0304 | 6.1382 | 6.2519 | 6.3716 | 6.4977 | 6.6306 | 6.7706 | 6.9174 | 7.0718 | 7.2342 | 7.4053 | 7.5857 | 7.7723 | 7.9649 | 8.1635 | 8.3681 | 8.5789 | 8.7957 | 9.0186 | 9.2479 | 9.4834 | 9.7254 | 9.9739 | 10.229 | 10.491 | 10.7599
[10 empty] | 5.8302 | 5.9278 | 6.0304 | 6.1382 | 6.2519 | 6.3716 | 6.4977 | 6.6306 | 6.7706 | 6.9174 | 7.0718 | 7.2342 | 7.4053 | 7.5857 | 7.7723 | 7.9649 | 8.1635 | 8.3681 | 8.5789 | 8.7957 | 9.0186 | 9.2479 | 9.4834 | 9.7254 | 9.9739 | 10.229 | 10.491 | 10.7599
[10 empty] | 0 | 345.2994 | 354.686 | 363.329 | 371.7453 | 379.5877 | 386.9544 | 393.9299 | 400.5873 | 421.274 | 439.7191 | 474.3741 | 504.8293 | 531.7039 | 536.5507 | 542.8564 | 550.3272 | 558.7856 | 568.0307 | 577.9044 | 588.2844 | 699.6818 | 701.2181 | 705.9464 | 715.9026 | 729.6648 | 746.2334 | 762.1129
[10 empty] | 4360.1143 | 4360.1143 | 4360.1143 | 4360.1143 | 4360.1143 | 4360.1143 | 4360.1143 | 4360.1143 | 4360.1143 | 4360.1143 | 4360.1143 | 4360.1143 | 4360.1143 | 4360.1143 | 4360.1143 | 4360.1143 | 4360.1143 | 4360.1143 | 4360.1143 | 4360.1143 | 4360.1143 | 4360.1143 | 4360.1143 | 4360.1143 | 4360.1143 | 4360.1143 | 4360.1143 | 4360.1143
[10 empty] | 1.0129 | 1.0129 | 1.0129 | 1.0129 | 1.0129 | 1.0129 | 1.0129 | 1.0129 | 1.0129 | 1.0129 | 1.0129 | 1.0129 | 1.0129 | 1.0129 | 1.0129 | 1.0129 | 1.0129 | 1.0129 | 1.0129 | 1.0129 | 1.0129 | 1.0129 | 1.0129 | 1.0129 | 1.0129 | 1.0129 | 1.0129 | 1.0129
[10 empty] | 1.0129 | 1.0129 | 1.0129 | 1.0129 | 1.0129 | 1.0129 | 1.0129 | 1.0129 | 1.0129 | 1.0129 | 1.0129 | 1.0129 | 1.0129 | 1.0129 | 1.0129 | 1.0129 | 1.0129 | 1.0129 | 1.0129 | 1.0129 | 1.0129 | 1.0129 | 1.0129 | 1.0129 | 1.0129 | 1.0129 | 1.0129 | 1.0129
[10 empty] | 18074.695 | 18045.7754 | 18016.9022 | 17988.0752 | 17959.2942 | 17930.5594 | 17901.8705 | 17873.2275 | 17844.6303 | 17816.0789 | 17787.5732 | 17759.1131 | 17730.6985 | 17702.3294 | 17674.0056 | 17645.7272 | 17617.4941 | 17589.3061 | 17561.1632 | 17533.0653 | 17505.0124 | 17477.0044 | 17449.0412 | 17421.1227 | 17393.2489 | 17365.4197 | 17337.6351 | 17309.8948
[10 empty] | 50.8745 | 48.9157 | 47.5263 | 46.5301 | 45.81 | 45.2715 | 44.8799 | 44.6214 | 44.492 | 44.4892 | 44.4635 | 44.4226 | 44.3717 | 44.3141 | 44.2521 | 44.1873 | 44.1205 | 44.0526 | 43.9838 | 43.9146 | 43.8451 | 43.7755 | 43.7058 | 43.6361 | 43.5664 | 43.4968 | 43.4273 | 43.3579
[10 empty] | 11.8183 | 11.3633 | 11.0405 | 10.8091 | 10.6418 | 10.5167 | 10.4257 | 10.3657 | 10.3356 | 10.335 | 10.329 | 10.3195 | 10.3077 | 10.2943 | 10.2799 | 10.2648 | 10.2493 | 10.2335 | 10.2176 | 10.2015 | 10.1854 | 10.1692 | 10.153 | 10.1368 | 10.1206 | 10.1044 | 10.0883 | 10.0722
[10 empty] | 11.8183 | 11.3633 | 11.0405 | 10.8091 | 10.6418 | 10.5167 | 10.4257 | 10.3657 | 10.3356 | 10.335 | 10.329 | 10.3195 | 10.3077 | 10.2943 | 10.2799 | 10.2648 | 10.2493 | 10.2335 | 10.2176 | 10.2015 | 10.1854 | 10.1692 | 10.153 | 10.1368 | 10.1206 | 10.1044 | 10.0883 | 10.0722
[10 empty] | 0 | 2557.1648 | 1925.5408 | 1504.7743 | 1224.3551 | 1224.7048 | 1224.2819 | 1462.5393 | 1620.0872 | 1723.9164 | 1987.6309 | 1955.6304 | 1796.0822 | 2093.2568 | 1674.0677 | 1435.5788 | 1382.1882 | 1452.734 | 1533.6543 | 1720.4112 | 1818.637 | 1821.2341 | 1951.6169 | 1843.4499 | 1668.3701 | 1622.7452 | 1476.8373 | 1441.1931
[10 empty] | 2504.8073 | 2504.8073 | 2504.8073 | 2504.8073 | 2504.8073 | 2504.8073 | 2504.8073 | 2504.8073 | 2504.8073 | 2504.8073 | 2504.8073 | 2504.8073 | 2504.8073 | 2504.8073 | 2504.8073 | 2504.8073 | 2504.8073 | 2504.8073 | 2504.8073 | 2504.8073 | 2504.8073 | 2504.8073 | 2504.8073 | 2504.8073 | 2504.8073 | 2504.8073 | 2504.8073 | 2504.8073
[10 empty] | 0.58187 | 0.58187 | 0.58187 | 0.58187 | 0.58187 | 0.58187 | 0.58187 | 0.58187 | 0.58187 | 0.58187 | 0.58187 | 0.58187 | 0.58187 | 0.58187 | 0.58187 | 0.58187 | 0.58187 | 0.58187 | 0.58187 | 0.58187 | 0.58187 | 0.58187 | 0.58187 | 0.58187 | 0.58187 | 0.58187 | 0.58187 | 0.58187
[10 empty] | 0.58187 | 0.58187 | 0.58187 | 0.58187 | 0.58187 | 0.58187 | 0.58187 | 0.58187 | 0.58187 | 0.58187 | 0.58187 | 0.58187 | 0.58187 | 0.58187 | 0.58187 | 0.58187 | 0.58187 | 0.58187 | 0.58187 | 0.58187 | 0.58187 | 0.58187 | 0.58187 | 0.58187 | 0.58187 | 0.58187 | 0.58187 | 0.58187
[10 empty] | 29119.3007 | 29591.6009 | 30071.5615 | 30559.3069 | 31054.9633 | 31558.6589 | 32070.5243 | 32590.6918 | 33119.2962 | 33656.4743 | 34202.3651 | 34757.11 | 35320.8526 | 35893.7388 | 36475.9169 | 37067.5377 | 37668.7542 | 38279.7222 | 38900.5997 | 39531.5476 | 40172.7291 | 40824.3103 | 41486.4598 | 42159.349 | 42843.1521 | 43538.0462 | 44244.2111 | 44961.8296
[10 empty] | 99.3783 | 101.8493 | 104.3613 | 106.9163 | 109.5156 | 112.1606 | 114.8527 | 117.593 | 120.3826 | 123.2225 | 126.1137 | 129.057 | 132.0533 | 135.1035 | 138.0734 | 140.9802 | 143.8389 | 146.6622 | 149.4612 | 152.2456 | 155.0237 | 157.8028 | 160.5891 | 163.3882 | 166.205 | 169.0436 | 171.9078 | 174.801
[10 empty] | 23.0859 | 23.6599 | 24.2434 | 24.837 | 25.4408 | 26.0552 | 26.6806 | 27.3172 | 27.9652 | 28.625 | 29.2966 | 29.9803 | 30.6764 | 31.3849 | 32.0749 | 32.7501 | 33.4142 | 34.0701 | 34.7203 | 35.3671 | 36.0125 | 36.6581 | 37.3053 | 37.9556 | 38.6099 | 39.2693 | 39.9347 | 40.6068
[10 empty] | 23.0859 | 23.6599 | 24.2434 | 24.837 | 25.4408 | 26.0552 | 26.6806 | 27.3172 | 27.9652 | 28.625 | 29.2966 | 29.9803 | 30.6764 | 31.3849 | 32.0749 | 32.7501 | 33.4142 | 34.0701 | 34.7203 | 35.3671 | 36.0125 | 36.6581 | 37.3053 | 37.9556 | 38.6099 | 39.2693 | 39.9347 | 40.6068
[10 empty] | 0 | 2004.895 | 2012.5554 | 2020.3402 | 2028.2511 | 2036.2904 | 2044.4601 | 2052.7623 | 2061.1992 | 2069.7729 | 2078.4856 | 2087.3397 | 2096.3374 | 2105.481 | 2182.2444 | 2250.614 | 2311.8308 | 2366.9589 | 2416.9113 | 2462.4711 | 2504.3103 | 3127.1462 | 3081.9761 | 3046.221 | 3018.5838 | 2997.9537 | 2983.3793 | 2983.6847
[10 empty] | 3900.3429 | 3900.3429 | 3900.3429 | 3900.3429 | 3900.3429 | 3900.3429 | 3900.3429 | 3900.3429 | 3900.3429 | 3900.3429 | 3900.3429 | 3900.3429 | 3900.3429 | 3900.3429 | 3900.3429 | 3900.3429 | 3900.3429 | 3900.3429 | 3900.3429 | 3900.3429 | 3900.3429 | 3900.3429 | 3900.3429 | 3900.3429 | 3900.3429 | 3900.3429 | 3900.3429 | 3900.3429
[10 empty] | 0.90606 | 0.90606 | 0.90606 | 0.90606 | 0.90606 | 0.90606 | 0.90606 | 0.90606 | 0.90606 | 0.90606 | 0.90606 | 0.90606 | 0.90606 | 0.90606 | 0.90606 | 0.90606 | 0.90606 | 0.90606 | 0.90606 | 0.90606 | 0.90606 | 0.90606 | 0.90606 | 0.90606 | 0.90606 | 0.90606 | 0.90606 | 0.90606
[10 empty] | 0.90606 | 0.90606 | 0.90606 | 0.90606 | 0.90606 | 0.90606 | 0.90606 | 0.90606 | 0.90606 | 0.90606 | 0.90606 | 0.90606 | 0.90606 | 0.90606 | 0.90606 | 0.90606 | 0.90606 | 0.90606 | 0.90606 | 0.90606 | 0.90606 | 0.90606 | 0.90606 | 0.90606 | 0.90606 | 0.90606 | 0.90606 | 0.90606
[10 empty] | 2777.3088 | 2772.8651 | 2768.4285 | 2763.999 | 2759.5766 | 2755.1613 | 2750.753 | 2746.3518 | 2741.9577 | 2737.5705 | 2733.1904 | 2728.8173 | 2724.4512 | 2720.0921 | 2715.7399 | 2711.3948 | 2707.0565 | 2702.7252 | 2698.4009 | 2694.0834 | 2689.7729 | 2685.4693 | 2681.1725 | 2676.8826 | 2672.5996 | 2668.3235 | 2664.0542 | 2659.7917
[10 empty] | 1.2422 | 1.2336 | 1.2252 | 1.2171 | 1.2092 | 1.2016 | 1.1943 | 1.1872 | 1.1804 | 1.1738 | 1.1676 | 1.1616 | 1.156 | 1.1507 | 1.1456 | 1.1408 | 1.1363 | 1.1319 | 1.1278 | 1.1239 | 1.1201 | 1.1165 | 1.1131 | 1.1097 | 1.1065 | 1.1035 | 1.1005 | 1.0976
[10 empty] | 0 | 0 | 0 | 0 | 0 | 0 | 0 | 0 | 0 | 0 | 0 | 0 | 0 | 0 | 0 | 0 | 0 | 0 | 0 | 0 | 0 | 0 | 0 | 0 | 0 | 0 | 0 | 0
[10 empty] | 0 | 0 | 0 | 0 | 0 | 0 | 0 | 0 | 0 | 0 | 0 | 0 | 0 | 0 | 0 | 0 | 0 | 0 | 0 | 0 | 0 | 0 | 0 | 0 | 0 | 0 | 0 | 0
[10 empty] | 0 | 110.9146 | 110.7371 | 110.56 | 110.3831 | 110.2065 | 110.0301 | 109.8541 | 109.6783 | 109.5028 | 109.3276 | 109.1527 | 108.978 | 108.8037 | 108.6296 | 108.4558 | 108.2823 | 108.109 | 107.936 | 107.7633 | 107.5909 | 107.4188 | 107.2469 | 107.0753 | 106.904 | 106.7329 | 106.5622 | 141.0844
[10 empty] | 407.6562 | 407.6562 | 407.6562 | 407.6562 | 407.6562 | 407.6562 | 407.6562 | 407.6562 | 407.6562 | 407.6562 | 407.6562 | 407.6562 | 407.6562 | 407.6562 | 407.6562 | 407.6562 | 407.6562 | 407.6562 | 407.6562 | 407.6562 | 407.6562 | 407.6562 | 407.6562 | 407.6562 | 407.6562 | 407.6562 | 407.6562 | 407.6562
[10 empty] | 0 | 0 | 0 | 0 | 0 | 0 | 0 | 0 | 0 | 0 | 0 | 0 | 0 | 0 | 0 | 0 | 0 | 0 | 0 | 0 | 0 | 0 | 0 | 0 | 0 | 0 | 0 | 0
[10 empty] | 0 | 0 | 0 | 0 | 0 | 0 | 0 | 0 | 0 | 0 | 0 | 0 | 0 | 0 | 0 | 0 | 0 | 0 | 0 | 0 | 0 | 0 | 0 | 0 | 0 | 0 | 0 | 0
[10 empty] | 52076.3602 | 51993.038 | 51909.8492 | 51826.7934 | 51743.8705 | 51661.0803 | 51578.4226 | 51495.8971 | 51413.5037 | 51331.2421 | 51249.1121 | 51167.1135 | 51085.2462 | 51003.5098 | 50921.9041 | 50840.4291 | 50759.0844 | 50677.8699 | 50596.7853 | 50515.8304 | 50435.0051 | 50354.3091 | 50273.7422 | 50193.3042 | 50112.9949 | 50032.8141 | 49952.7616 | 49872.8372
[10 empty] | 99.0873 | 100.1334 | 101.2236 | 102.3538 | 103.5185 | 104.7147 | 105.9396 | 107.1907 | 108.4659 | 109.7421 | 111.0198 | 112.3672 | 113.7775 | 115.2446 | 116.5237 | 117.636 | 118.6005 | 119.4337 | 120.1504 | 120.7638 | 121.2856 | 121.7261 | 122.0944 | 122.3988 | 122.6465 | 122.8439 | 122.9967 | 123.1099
[10 empty] | 18.6101 | 18.8066 | 19.0113 | 19.2236 | 19.4424 | 19.667 | 19.8971 | 20.1321 | 20.3716 | 20.6112 | 20.8512 | 21.1043 | 21.3692 | 21.6447 | 21.8849 | 22.0938 | 22.275 | 22.4315 | 22.5661 | 22.6813 | 22.7793 | 22.862 | 22.9312 | 22.9884 | 23.0349 | 23.072 | 23.1007 | 23.1219
[10 empty] | 18.6101 | 18.8066 | 19.0113 | 19.2236 | 19.4424 | 19.667 | 19.8971 | 20.1321 | 20.3716 | 20.6112 | 20.8512 | 21.1043 | 21.3692 | 21.6447 | 21.8849 | 22.0938 | 22.275 | 22.4315 | 22.5661 | 22.6813 | 22.7793 | 22.862 | 22.9312 | 22.9884 | 23.0349 | 23.072 | 23.1007 | 23.1219
[10 empty] | 0 | 2067.7888 | 2133.6678 | 2191.6555 | 2239.6883 | 2281.8443 | 2318.7857 | 2351.1 | 2379.3086 | 2370.7405 | 2362.7218 | 2459.5258 | 2544.8558 | 2620.0039 | 2550.1872 | 2495.3962 | 2453.0814 | 2420.7555 | 2396.6548 | 2379.2863 | 2367.3888 | 2359.8999 | 2352.3214 | 2959.449 | 2914.6315 | 2881.8286 | 2857.963 | 2827.4613
[10 empty] | 2518.2025 | 2518.2025 | 2518.2025 | 2518.2025 | 2518.2025 | 2518.2025 | 2518.2025 | 2518.2025 | 2518.2025 | 2518.2025 | 2518.2025 | 2518.2025 | 2518.2025 | 2518.2025 | 2518.2025 | 2518.2025 | 2518.2025 | 2518.2025 | 2518.2025 | 2518.2025 | 2518.2025 | 2518.2025 | 2518.2025 | 2518.2025 | 2518.2025 | 2518.2025 | 2518.2025 | 2518.2025
[10 empty] | 0.47296 | 0.47296 | 0.47296 | 0.47296 | 0.47296 | 0.47296 | 0.47296 | 0.47296 | 0.47296 | 0.47296 | 0.47296 | 0.47296 | 0.47296 | 0.47296 | 0.47296 | 0.47296 | 0.47296 | 0.47296 | 0.47296 | 0.47296 | 0.47296 | 0.47296 | 0.47296 | 0.47296 | 0.47296 | 0.47296 | 0.47296 | 0.47296
[10 empty] | 0.47296 | 0.47296 | 0.47296 | 0.47296 | 0.47296 | 0.47296 | 0.47296 | 0.47296 | 0.47296 | 0.47296 | 0.47296 | 0.47296 | 0.47296 | 0.47296 | 0.47296 | 0.47296 | 0.47296 | 0.47296 | 0.47296 | 0.47296 | 0.47296 | 0.47296 | 0.47296 | 0.47296 | 0.47296 | 0.47296 | 0.47296 | 0.47296
[10 empty] | 13207.3978 | 13186.266 | 13165.168 | 13144.1037 | 13123.0731 | 13102.0762 | 13081.1129 | 13060.1831 | 13039.2868 | 13018.424 | 12997.5945 | 12976.7983 | 12956.0354 | 12935.3058 | 12914.6093 | 12893.9459 | 12873.3156 | 12852.7183 | 12832.154 | 12811.6225 | 12791.1239 | 12770.6581 | 12750.2251 | 12729.8247 | 12709.457 | 12689.1219 | 12668.8193 | 12648.5492
[10 empty] | 26.2068 | 25.0826 | 24.02 | 23.0215 | 22.0897 | 21.2262 | 20.4321 | 19.7084 | 19.0558 | 18.4771 | 17.9713 | 17.5383 | 17.181 | 16.9018 | 16.6592 | 16.4482 | 16.2641 | 16.103 | 15.9617 | 15.8373 | 15.7273 | 15.6297 | 15.5427 | 15.4648 | 15.3947 | 15.3312 | 15.2734 | 15.2206
[10 empty] | 4.922 | 4.7109 | 4.5113 | 4.3238 | 4.1488 | 3.9866 | 3.8375 | 3.7015 | 3.579 | 3.4703 | 3.3753 | 3.294 | 3.2269 | 3.1744 | 3.1289 | 3.0892 | 3.0546 | 3.0244 | 2.9979 | 2.9745 | 2.9538 | 2.9355 | 2.9192 | 2.9045 | 2.8914 | 2.8794 | 2.8686 | 2.8587
[10 empty] | 4.922 | 4.7109 | 4.5113 | 4.3238 | 4.1488 | 3.9866 | 3.8375 | 3.7015 | 3.579 | 3.4703 | 3.3753 | 3.294 | 3.2269 | 3.1744 | 3.1289 | 3.0892 | 3.0546 | 3.0244 | 2.9979 | 2.9745 | 2.9538 | 2.9355 | 2.9192 | 2.9045 | 2.8914 | 2.8794 | 2.8686 | 2.8587
[10 empty] | 0 | 674.2598 | 674.3707 | 674.3098 | 673.1394 | 671.9841 | 670.8419 | 669.7113 | 668.5907 | 656.6747 | 646.3422 | 671.3859 | 692.6284 | 710.6183 | 702.4652 | 695.5036 | 689.5376 | 684.2682 | 679.5972 | 675.4401 | 671.7244 | 858.6464 | 827.0188 | 798.4587 | 777.2087 | 761.9994 | 751.5039 | 741.3841
[10 empty] | 1189.8507 | 1189.8507 | 1189.8507 | 1189.8507 | 1189.8507 | 1189.8507 | 1189.8507 | 1189.8507 | 1189.8507 | 1189.8507 | 1189.8507 | 1189.8507 | 1189.8507 | 1189.8507 | 1189.8507 | 1189.8507 | 1189.8507 | 1189.8507 | 1189.8507 | 1189.8507 | 1189.8507 | 1189.8507 | 1189.8507 | 1189.8507 | 1189.8507 | 1189.8507 | 1189.8507 | 1189.8507
[10 empty] | 0.22347 | 0.22347 | 0.22347 | 0.22347 | 0.22347 | 0.22347 | 0.22347 | 0.22347 | 0.22347 | 0.22347 | 0.22347 | 0.22347 | 0.22347 | 0.22347 | 0.22347 | 0.22347 | 0.22347 | 0.22347 | 0.22347 | 0.22347 | 0.22347 | 0.22347 | 0.22347 | 0.22347 | 0.22347 | 0.22347 | 0.22347 | 0.22347
[10 empty] | 0.22347 | 0.22347 | 0.22347 | 0.22347 | 0.22347 | 0.22347 | 0.22347 | 0.22347 | 0.22347 | 0.22347 | 0.22347 | 0.22347 | 0.22347 | 0.22347 | 0.22347 | 0.22347 | 0.22347 | 0.22347 | 0.22347 | 0.22347 | 0.22347 | 0.22347 | 0.22347 | 0.22347 | 0.22347 | 0.22347 | 0.22347 | 0.22347
[10 empty] | 77801.7951 | 77677.3122 | 77553.0285 | 77428.9437 | 77305.0574 | 77181.3693 | 77057.8791 | 76934.5865 | 76811.4911 | 76688.5928 | 76565.891 | 76443.3856 | 76321.0762 | 76198.9625 | 76077.0441 | 75955.3208 | 75833.7923 | 75712.4583 | 75591.3183 | 75470.3722 | 75349.6196 | 75229.0602 | 75108.6937 | 74988.5198 | 74868.5382 | 74748.7485 | 74629.1505 | 74509.7439
[10 empty] | 42.2552 | 46.7215 | 51.2034 | 55.7042 | 60.2263 | 64.7721 | 69.3434 | 73.9418 | 77.8536 | 81.1779 | 83.9995 | 86.3908 | 88.4141 | 90.1223 | 91.5611 | 92.7692 | 93.78 | 94.622 | 95.3196 | 95.8936 | 96.3619 | 96.7398 | 97.0404 | 97.2748 | 97.4526 | 97.582 | 97.6701 | 97.7228
[10 empty] | 14.1174 | 15.6096 | 17.107 | 18.6107 | 20.1215 | 21.6402 | 23.1675 | 24.7038 | 26.0108 | 27.1214 | 28.0641 | 28.863 | 29.539 | 30.1097 | 30.5904 | 30.994 | 31.3317 | 31.6131 | 31.8461 | 32.0379 | 32.1944 | 32.3206 | 32.421 | 32.4993 | 32.5587 | 32.602 | 32.6314 | 32.649
[10 empty] | 14.1174 | 15.6096 | 17.107 | 18.6107 | 20.1215 | 21.6402 | 23.1675 | 24.7038 | 26.0108 | 27.1214 | 28.0641 | 28.863 | 29.539 | 30.1097 | 30.5904 | 30.994 | 31.3317 | 31.6131 | 31.8461 | 32.0379 | 32.1944 | 32.3206 | 32.421 | 32.4993 | 32.5587 | 32.602 | 32.6314 | 32.649
[10 empty] | 0 | 5975.1779 | 5965.6176 | 5956.0726 | 7928.7238 | 9235.3775 | 10098.7534 | 12493.6508 | 12504.9233 | 12636.5179 | 13767.4692 | 14275.4151 | 14469.1141 | 15186.0601 | 15291.6742 | 15386.0154 | 15827.6425 | 15988.402 | 16025.4217 | 16264.8012 | 16328.8215 | 16356.4999 | 16500.8765 | 16545.0608 | 16543.7991 | 16617.0251 | 16634.6956 | 16629.1125
[10 empty] | 1328.3731 | 1328.3731 | 1328.3731 | 1328.3731 | 1328.3731 | 1328.3731 | 1328.3731 | 1328.3731 | 1328.3731 | 1328.3731 | 1328.3731 | 1328.3731 | 1328.3731 | 1328.3731 | 1328.3731 | 1328.3731 | 1328.3731 | 1328.3731 | 1328.3731 | 1328.3731 | 1328.3731 | 1328.3731 | 1328.3731 | 1328.3731 | 1328.3731 | 1328.3731 | 1328.3731 | 1328.3731
[10 empty] | 0.44381 | 0.44381 | 0.44381 | 0.44381 | 0.44381 | 0.44381 | 0.44381 | 0.44381 | 0.44381 | 0.44381 | 0.44381 | 0.44381 | 0.44381 | 0.44381 | 0.44381 | 0.44381 | 0.44381 | 0.44381 | 0.44381 | 0.44381 | 0.44381 | 0.44381 | 0.44381 | 0.44381 | 0.44381 | 0.44381 | 0.44381 | 0.44381
[10 empty] | 0.44381 | 0.44381 | 0.44381 | 0.44381 | 0.44381 | 0.44381 | 0.44381 | 0.44381 | 0.44381 | 0.44381 | 0.44381 | 0.44381 | 0.44381 | 0.44381 | 0.44381 | 0.44381 | 0.44381 | 0.44381 | 0.44381 | 0.44381 | 0.44381 | 0.44381 | 0.44381 | 0.44381 | 0.44381 | 0.44381 | 0.44381 | 0.44381
[10 empty] | 77801.7951 | 77677.3122 | 77553.0285 | 77428.9437 | 77305.0574 | 77181.3693 | 77057.8791 | 76934.5865 | 76811.4911 | 76688.5928 | 76565.891 | 76443.3856 | 76321.0762 | 76198.9625 | 76077.0441 | 75955.3208 | 75833.7923 | 75712.4583 | 75591.3183 | 75470.3722 | 75349.6196 | 75229.0602 | 75108.6937 | 74988.5198 | 74868.5382 | 74748.7485 | 74629.1505 | 74509.7439
[10 empty] | 14.8849 | 14.8171 | 14.7526 | 14.6918 | 14.6352 | 14.5828 | 14.535 | 14.4919 | 14.4535 | 14.42 | 14.3915 | 14.3679 | 14.3493 | 14.3358 | 14.3273 | 14.3238 | 14.3254 | 14.3321 | 14.3438 | 14.3605 | 14.3691 | 14.3714 | 14.3687 | 14.3618 | 14.3517 | 14.339 | 14.3243 | 14.308
[10 empty] | 4.973 | 4.9504 | 4.9288 | 4.9085 | 4.8896 | 4.8721 | 4.8561 | 4.8417 | 4.8289 | 4.8177 | 4.8082 | 4.8003 | 4.7941 | 4.7896 | 4.7867 | 4.7856 | 4.7861 | 4.7883 | 4.7922 | 4.7978 | 4.8007 | 4.8015 | 4.8005 | 4.7983 | 4.7949 | 4.7906 | 4.7857 | 4.7803
[10 empty] | 4.973 | 4.9504 | 4.9288 | 4.9085 | 4.8896 | 4.8721 | 4.8561 | 4.8417 | 4.8289 | 4.8177 | 4.8082 | 4.8003 | 4.7941 | 4.7896 | 4.7867 | 4.7856 | 4.7861 | 4.7883 | 4.7922 | 4.7978 | 4.8007 | 4.8015 | 4.8005 | 4.7983 | 4.7949 | 4.7906 | 4.7857 | 4.7803
[10 empty] | 0 | 3377.2744 | 3371.8708 | 3366.4758 | 3361.0895 | 3355.7117 | 3350.3426 | 3344.982 | 3339.63 | 3334.2866 | 3328.9518 | 3323.6255 | 3318.3077 | 3312.9984 | 3307.6976 | 3302.4053 | 3297.1214 | 3291.846 | 3286.5791 | 3281.3205 | 3276.0704 | 3270.8287 | 3265.5954 | 3260.3704 | 3255.1538 | 4101.8993 | 3925.2182 | 3783.0611
[10 empty] | 192.3807 | 192.3807 | 192.3807 | 192.3807 | 192.3807 | 192.3807 | 192.3807 | 192.3807 | 192.3807 | 192.3807 | 192.3807 | 192.3807 | 192.3807 | 192.3807 | 192.3807 | 192.3807 | 192.3807 | 192.3807 | 192.3807 | 192.3807 | 192.3807 | 192.3807 | 192.3807 | 192.3807 | 192.3807 | 192.3807 | 192.3807 | 192.3807
[10 empty] | 0.064274 | 0.064274 | 0.064274 | 0.064274 | 0.064274 | 0.064274 | 0.064274 | 0.064274 | 0.064274 | 0.064274 | 0.064274 | 0.064274 | 0.064274 | 0.064274 | 0.064274 | 0.064274 | 0.064274 | 0.064274 | 0.064274 | 0.064274 | 0.064274 | 0.064274 | 0.064274 | 0.064274 | 0.064274 | 0.064274 | 0.064274 | 0.064274
[10 empty] | 0.064274 | 0.064274 | 0.064274 | 0.064274 | 0.064274 | 0.064274 | 0.064274 | 0.064274 | 0.064274 | 0.064274 | 0.064274 | 0.064274 | 0.064274 | 0.064274 | 0.064274 | 0.064274 | 0.064274 | 0.064274 | 0.064274 | 0.064274 | 0.064274 | 0.064274 | 0.064274 | 0.064274 | 0.064274 | 0.064274 | 0.064274 | 0.064274
[10 empty] | 77801.7951 | 77677.3122 | 77553.0285 | 77428.9437 | 77305.0574 | 77181.3693 | 77057.8791 | 76934.5865 | 76811.4911 | 76688.5928 | 76565.891 | 76443.3856 | 76321.0762 | 76198.9625 | 76077.0441 | 75955.3208 | 75833.7923 | 75712.4583 | 75591.3183 | 75470.3722 | 75349.6196 | 75229.0602 | 75108.6937 | 74988.5198 | 74868.5382 | 74748.7485 | 74629.1505 | 74509.7439
[10 empty] | 11.861 | 12.7222 | 13.6173 | 14.552 | 15.5304 | 16.5548 | 17.2267 | 17.6639 | 17.9451 | 18.1223 | 18.2304 | 18.2924 | 18.3239 | 18.335 | 18.3326 | 18.3211 | 18.3038 | 18.2824 | 18.2584 | 18.2327 | 18.2059 | 18.1783 | 18.1503 | 18.1219 | 18.0934 | 18.0647 | 18.036 | 18.0073
[10 empty] | 3.9628 | 4.2505 | 4.5495 | 4.8618 | 5.1887 | 5.5309 | 5.7554 | 5.9015 | 5.9954 | 6.0546 | 6.0907 | 6.1115 | 6.122 | 6.1257 | 6.1249 | 6.1211 | 6.1153 | 6.1081 | 6.1001 | 6.0915 | 6.0826 | 6.0733 | 6.064 | 6.0545 | 6.045 | 6.0354 | 6.0258 | 6.0162
[10 empty] | 3.9628 | 4.2505 | 4.5495 | 4.8618 | 5.1887 | 5.5309 | 5.7554 | 5.9015 | 5.9954 | 6.0546 | 6.0907 | 6.1115 | 6.122 | 6.1257 | 6.1249 | 6.1211 | 6.1153 | 6.1081 | 6.1001 | 6.0915 | 6.0826 | 6.0733 | 6.064 | 6.0545 | 6.045 | 6.0354 | 6.0258 | 6.0162
[10 empty] | 0 | 11096.7589 | 11079.0041 | 14748.3702 | 17178.9016 | 20009.9846 | 21201.1096 | 20760.1265 | 21584.887 | 21745.717 | 22206.0589 | 22245.4297 | 22105.1441 | 22272.7431 | 22207.8423 | 22279.0734 | 22222.5731 | 22173.442 | 22182.2548 | 22126.2889 | 22118.6216 | 22069.9153 | 22036.375 | 22009.2062 | 21967.2873 | 21939.8055 | 21899.5412 | 21866.5665
[10 empty] | 241.681 | 241.681 | 241.681 | 241.681 | 241.681 | 241.681 | 241.681 | 241.681 | 241.681 | 241.681 | 241.681 | 241.681 | 241.681 | 241.681 | 241.681 | 241.681 | 241.681 | 241.681 | 241.681 | 241.681 | 241.681 | 241.681 | 241.681 | 241.681 | 241.681 | 241.681 | 241.681 | 241.681
[10 empty] | 0.080745 | 0.080745 | 0.080745 | 0.080745 | 0.080745 | 0.080745 | 0.080745 | 0.080745 | 0.080745 | 0.080745 | 0.080745 | 0.080745 | 0.080745 | 0.080745 | 0.080745 | 0.080745 | 0.080745 | 0.080745 | 0.080745 | 0.080745 | 0.080745 | 0.080745 | 0.080745 | 0.080745 | 0.080745 | 0.080745 | 0.080745 | 0.080745
[10 empty] | 0.080745 | 0.080745 | 0.080745 | 0.080745 | 0.080745 | 0.080745 | 0.080745 | 0.080745 | 0.080745 | 0.080745 | 0.080745 | 0.080745 | 0.080745 | 0.080745 | 0.080745 | 0.080745 | 0.080745 | 0.080745 | 0.080745 | 0.080745 | 0.080745 | 0.080745 | 0.080745 | 0.080745 | 0.080745 | 0.080745 | 0.080745 | 0.080745
[10 empty] | 77801.7951 | 77677.3122 | 77553.0285 | 77428.9437 | 77305.0574 | 77181.3693 | 77057.8791 | 76934.5865 | 76811.4911 | 76688.5928 | 76565.891 | 76443.3856 | 76321.0762 | 76198.9625 | 76077.0441 | 75955.3208 | 75833.7923 | 75712.4583 | 75591.3183 | 75470.3722 | 75349.6196 | 75229.0602 | 75108.6937 | 74988.5198 | 74868.5382 | 74748.7485 | 74629.1505 | 74509.7439
[10 empty] | 24.1563 | 25.8346 | 27.5324 | 29.2525 | 30.9973 | 32.7686 | 34.5681 | 36.0536 | 37.2779 | 38.2848 | 39.111 | 39.7867 | 40.3373 | 40.7839 | 41.1438 | 41.4318 | 41.6598 | 41.8381 | 41.9749 | 42.0773 | 42.151 | 42.2009 | 42.231 | 42.2447 | 42.2447 | 42.2333 | 42.2125 | 42.1839
[10 empty] | 8.0706 | 8.6313 | 9.1985 | 9.7732 | 10.3561 | 10.9479 | 11.5492 | 12.0455 | 12.4545 | 12.7909 | 13.0669 | 13.2927 | 13.4766 | 13.6258 | 13.7461 | 13.8423 | 13.9185 | 13.978 | 14.0237 | 14.0579 | 14.0826 | 14.0992 | 14.1093 | 14.1139 | 14.1139 | 14.1101 | 14.1031 | 14.0936
[10 empty] | 8.0706 | 8.6313 | 9.1985 | 9.7732 | 10.3561 | 10.9479 | 11.5492 | 12.0455 | 12.4545 | 12.7909 | 13.0669 | 13.2927 | 13.4766 | 13.6258 | 13.7461 | 13.8423 | 13.9185 | 13.978 | 14.0237 | 14.0579 | 14.0826 | 14.0992 | 14.1093 | 14.1139 | 14.1139 | 14.1101 | 14.1031 | 14.0936
[10 empty] | 0 | 7061.5738 | 7050.2753 | 9385.3265 | 10932.0283 | 12733.6266 | 15826.7024 | 15930.8992 | 17291.9247 | 17915.7616 | 18698.0847 | 19566.9305 | 19726.6184 | 20289.8378 | 20508.789 | 20818.87 | 21070.2453 | 21164.4886 | 21358.7394 | 21426.1653 | 21531.9673 | 21595.4598 | 21627.2482 | 21676.7206 | 21685.0962 | 21706.0604 | 21707.3929 | 21703.1067
[10 empty] | 568.7646 | 568.7646 | 568.7646 | 568.7646 | 568.7646 | 568.7646 | 568.7646 | 568.7646 | 568.7646 | 568.7646 | 568.7646 | 568.7646 | 568.7646 | 568.7646 | 568.7646 | 568.7646 | 568.7646 | 568.7646 | 568.7646 | 568.7646 | 568.7646 | 568.7646 | 568.7646 | 568.7646 | 568.7646 | 568.7646 | 568.7646 | 568.7646
[10 empty] | 0.19002 | 0.19002 | 0.19002 | 0.19002 | 0.19002 | 0.19002 | 0.19002 | 0.19002 | 0.19002 | 0.19002 | 0.19002 | 0.19002 | 0.19002 | 0.19002 | 0.19002 | 0.19002 | 0.19002 | 0.19002 | 0.19002 | 0.19002 | 0.19002 | 0.19002 | 0.19002 | 0.19002 | 0.19002 | 0.19002 | 0.19002 | 0.19002
[10 empty] | 0.19002 | 0.19002 | 0.19002 | 0.19002 | 0.19002 | 0.19002 | 0.19002 | 0.19002 | 0.19002 | 0.19002 | 0.19002 | 0.19002 | 0.19002 | 0.19002 | 0.19002 | 0.19002 | 0.19002 | 0.19002 | 0.19002 | 0.19002 | 0.19002 | 0.19002 | 0.19002 | 0.19002 | 0.19002 | 0.19002 | 0.19002 | 0.19002
[10 empty] | 77468.432 | 77344.4825 | 77220.7313 | 77097.1782 | 76973.8227 | 76850.6646 | 76727.7035 | 76604.9392 | 76482.3713 | 76359.9995 | 76237.8235 | 76115.843 | 75994.0576 | 75872.4671 | 75751.0712 | 75629.8695 | 75508.8617 | 75388.0475 | 75267.4266 | 75146.9987 | 75026.7635 | 74906.7207 | 74786.87 | 74667.211 | 74547.7434 | 74428.4671 | 74309.3815 | 74190.4865
[10 empty] | 41.3315 | 40.9368 | 40.5534 | 40.1847 | 39.8338 | 39.5035 | 39.1959 | 38.9136 | 38.6579 | 38.4339 | 38.2449 | 38.0941 | 37.9536 | 37.8223 | 37.6991 | 37.5832 | 37.4737 | 37.37 | 37.2713 | 37.1772 | 37.0871 | 37.0006 | 36.9173 | 36.8368 | 36.7589 | 36.6832 | 36.6096 | 36.5378
[10 empty] | 5.2365 | 5.1865 | 5.1379 | 5.0912 | 5.0467 | 5.0049 | 4.9659 | 4.9302 | 4.8978 | 4.8694 | 4.8454 | 4.8263 | 4.8085 | 4.7919 | 4.7763 | 4.7616 | 4.7477 | 4.7346 | 4.7221 | 4.7102 | 4.6987 | 4.6878 | 4.6772 | 4.667 | 4.6572 | 4.6476 | 4.6382 | 4.6291
[10 empty] | 5.2365 | 5.1865 | 5.1379 | 5.0912 | 5.0467 | 5.0049 | 4.9659 | 4.9302 | 4.8978 | 4.8694 | 4.8454 | 4.8263 | 4.8085 | 4.7919 | 4.7763 | 4.7616 | 4.7477 | 4.7346 | 4.7221 | 4.7102 | 4.6987 | 4.6878 | 4.6772 | 4.667 | 4.6572 | 4.6476 | 4.6382 | 4.6291
[10 empty] | 0 | 3033.7261 | 3178.2847 | 3305.7982 | 3418.1858 | 3517.151 | 3604.2056 | 3639.8357 | 3670.7503 | 3993.3424 | 4278.455 | 4530.3077 | 4351.6924 | 4208.9589 | 4096.2084 | 4008.4156 | 3941.3066 | 3891.2534 | 3850.7226 | 3818.1279 | 3824.4189 | 4765.9072 | 4768.7234 | 4746.7085 | 4707.1383 | 4655.7626 | 4597.0788 | 4522.3773
[10 empty] | 491.0547 | 491.0547 | 491.0547 | 491.0547 | 491.0547 | 491.0547 | 491.0547 | 491.0547 | 491.0547 | 491.0547 | 491.0547 | 491.0547 | 491.0547 | 491.0547 | 491.0547 | 491.0547 | 491.0547 | 491.0547 | 491.0547 | 491.0547 | 491.0547 | 491.0547 | 491.0547 | 491.0547 | 491.0547 | 491.0547 | 491.0547 | 491.0547
[10 empty] | 0.062214 | 0.062214 | 0.062214 | 0.062214 | 0.062214 | 0.062214 | 0.062214 | 0.062214 | 0.062214 | 0.062214 | 0.062214 | 0.062214 | 0.062214 | 0.062214 | 0.062214 | 0.062214 | 0.062214 | 0.062214 | 0.062214 | 0.062214 | 0.062214 | 0.062214 | 0.062214 | 0.062214 | 0.062214 | 0.062214 | 0.062214 | 0.062214
[10 empty] | 0.062214 | 0.062214 | 0.062214 | 0.062214 | 0.062214 | 0.062214 | 0.062214 | 0.062214 | 0.062214 | 0.062214 | 0.062214 | 0.062214 | 0.062214 | 0.062214 | 0.062214 | 0.062214 | 0.062214 | 0.062214 | 0.062214 | 0.062214 | 0.062214 | 0.062214 | 0.062214 | 0.062214 | 0.062214 | 0.062214 | 0.062214 | 0.062214
[10 empty] | 32482.3361 | 32393.1686 | 32304.246 | 32215.5674 | 32127.1323 | 32038.9399 | 31950.9897 | 31863.2808 | 31775.8128 | 31688.5848 | 31601.5963 | 31514.8466 | 31428.335 | 31342.0609 | 31256.0237 | 31170.2226 | 31084.6571 | 30999.3264 | 30914.23 | 30829.3672 | 30744.7373 | 30660.3398 | 30576.1739 | 30492.2391 | 30408.5347 | 30325.06 | 30241.8146 | 30158.7976
[10 empty] | 23.7337 | 22.4713 | 21.4068 | 20.5245 | 19.7963 | 19.1988 | 18.7149 | 18.3308 | 18.015 | 17.7538 | 17.5361 | 17.3532 | 17.198 | 17.065 | 16.9497 | 16.8486 | 16.7588 | 16.678 | 16.6045 | 16.5368 | 16.4738 | 16.4145 | 16.3582 | 16.3043 | 16.2524 | 16.2021 | 16.153 | 16.1051
[10 empty] | 3.0069 | 2.847 | 2.7121 | 2.6003 | 2.5081 | 2.4324 | 2.3711 | 2.3224 | 2.2824 | 2.2493 | 2.2217 | 2.1986 | 2.1789 | 2.162 | 2.1474 | 2.1346 | 2.1233 | 2.113 | 2.1037 | 2.0951 | 2.0871 | 2.0796 | 2.0725 | 2.0657 | 2.0591 | 2.0527 | 2.0465 | 2.0404
[10 empty] | 3.0069 | 2.847 | 2.7121 | 2.6003 | 2.5081 | 2.4324 | 2.3711 | 2.3224 | 2.2824 | 2.2493 | 2.2217 | 2.1986 | 2.1789 | 2.162 | 2.1474 | 2.1346 | 2.1233 | 2.113 | 2.1037 | 2.0951 | 2.0871 | 2.0796 | 2.0725 | 2.0657 | 2.0591 | 2.0527 | 2.0465 | 2.0404
[10 empty] | 0 | 4342.8703 | 3932.9778 | 3450.8119 | 3065.2787 | 2787.2693 | 2564.5342 | 2385.8995 | 2755.5006 | 2969.9536 | 3046.4497 | 3031.8415 | 2965.6448 | 3970.651 | 3534.9462 | 3241.2339 | 3073.1563 | 2981.0746 | 2918.5716 | 2866.7499 | 3161.5059 | 3272.089 | 3267.8479 | 3208.4353 | 3129.8754 | 3326.589 | 3108.6421 | 3028.3022
[10 empty] | 533.5273 | 533.5273 | 533.5273 | 533.5273 | 533.5273 | 533.5273 | 533.5273 | 533.5273 | 533.5273 | 533.5273 | 533.5273 | 533.5273 | 533.5273 | 533.5273 | 533.5273 | 533.5273 | 533.5273 | 533.5273 | 533.5273 | 533.5273 | 533.5273 | 533.5273 | 533.5273 | 533.5273 | 533.5273 | 533.5273 | 533.5273 | 533.5273
[10 empty] | 0.067595 | 0.067595 | 0.067595 | 0.067595 | 0.067595 | 0.067595 | 0.067595 | 0.067595 | 0.067595 | 0.067595 | 0.067595 | 0.067595 | 0.067595 | 0.067595 | 0.067595 | 0.067595 | 0.067595 | 0.067595 | 0.067595 | 0.067595 | 0.067595 | 0.067595 | 0.067595 | 0.067595 | 0.067595 | 0.067595 | 0.067595 | 0.067595
[10 empty] | 0.067595 | 0.067595 | 0.067595 | 0.067595 | 0.067595 | 0.067595 | 0.067595 | 0.067595 | 0.067595 | 0.067595 | 0.067595 | 0.067595 | 0.067595 | 0.067595 | 0.067595 | 0.067595 | 0.067595 | 0.067595 | 0.067595 | 0.067595 | 0.067595 | 0.067595 | 0.067595 | 0.067595 | 0.067595 | 0.067595 | 0.067595 | 0.067595
[10 empty] | 21405.5949 | 21623.1417 | 21842.8995 | 22064.8908 | 22289.1381 | 22515.6645 | 22744.4931 | 22975.6473 | 23209.1507 | 23445.0273 | 23683.301 | 23923.9964 | 24167.138 | 24412.7507 | 24660.8595 | 24911.4899 | 25164.6675 | 25420.4181 | 25678.7679 | 25939.7434 | 26203.3712 | 26469.6783 | 26738.6918 | 27010.4394 | 27284.9488 | 27562.248 | 27842.3655 | 28125.3298
[10 empty] | 9.4417 | 9.4828 | 9.5225 | 9.5619 | 9.6021 | 9.6439 | 9.6863 | 9.7305 | 9.7773 | 9.8276 | 9.8819 | 9.9406 | 10.0044 | 10.0736 | 10.1489 | 10.2311 | 10.317 | 10.4064 | 10.499 | 10.5943 | 10.6923 | 10.7926 | 10.8952 | 10.9998 | 11.1063 | 11.2147 | 11.3248 | 11.4366
[10 empty] | 1.1848 | 1.19 | 1.1949 | 1.1999 | 1.2049 | 1.2102 | 1.2155 | 1.221 | 1.2269 | 1.2332 | 1.24 | 1.2474 | 1.2554 | 1.2641 | 1.2736 | 1.2839 | 1.2946 | 1.3059 | 1.3175 | 1.3294 | 1.3417 | 1.3543 | 1.3672 | 1.3803 | 1.3937 | 1.4073 | 1.4211 | 1.4351
[10 empty] | 1.1848 | 1.19 | 1.1949 | 1.1999 | 1.2049 | 1.2102 | 1.2155 | 1.221 | 1.2269 | 1.2332 | 1.24 | 1.2474 | 1.2554 | 1.2641 | 1.2736 | 1.2839 | 1.2946 | 1.3059 | 1.3175 | 1.3294 | 1.3417 | 1.3543 | 1.3672 | 1.3803 | 1.3937 | 1.4073 | 1.4211 | 1.4351
[10 empty] | 0 | 748.7709 | 813.8067 | 869.8899 | 918.303 | 960.1452 | 1033.1718 | 1096.1184 | 1150.4284 | 1197.3394 | 1237.9119 | 1285.533 | 1326.7216 | 1413.8011 | 1488.8188 | 1553.5017 | 1476.8917 | 1420.9066 | 1381.3249 | 1354.7117 | 1338.2796 | 1335.0331 | 1341.6528 | 1573.6593 | 1580.4308 | 1589.8453 | 1602.91 | 1618.5092
[10 empty] | 405.972 | 405.972 | 405.972 | 405.972 | 405.972 | 405.972 | 405.972 | 405.972 | 405.972 | 405.972 | 405.972 | 405.972 | 405.972 | 405.972 | 405.972 | 405.972 | 405.972 | 405.972 | 405.972 | 405.972 | 405.972 | 405.972 | 405.972 | 405.972 | 405.972 | 405.972 | 405.972 | 405.972
[10 empty] | 0.050944 | 0.050944 | 0.050944 | 0.050944 | 0.050944 | 0.050944 | 0.050944 | 0.050944 | 0.050944 | 0.050944 | 0.050944 | 0.050944 | 0.050944 | 0.050944 | 0.050944 | 0.050944 | 0.050944 | 0.050944 | 0.050944 | 0.050944 | 0.050944 | 0.050944 | 0.050944 | 0.050944 | 0.050944 | 0.050944 | 0.050944 | 0.050944
[10 empty] | 0.050944 | 0.050944 | 0.050944 | 0.050944 | 0.050944 | 0.050944 | 0.050944 | 0.050944 | 0.050944 | 0.050944 | 0.050944 | 0.050944 | 0.050944 | 0.050944 | 0.050944 | 0.050944 | 0.050944 | 0.050944 | 0.050944 | 0.050944 | 0.050944 | 0.050944 | 0.050944 | 0.050944 | 0.050944 | 0.050944 | 0.050944 | 0.050944
[10 empty] | 75743.979 | 75633.8039 | 75523.789 | 75413.9342 | 75304.2392 | 75194.7037 | 75085.3276 | 74976.1105 | 74867.0523 | 74758.1528 | 74649.4116 | 74540.8286 | 74432.4036 | 74324.1363 | 74216.0264 | 74108.0739 | 74000.2783 | 73892.6395 | 73785.1573 | 73677.8315 | 73570.6617 | 73463.6479 | 73356.7897 | 73250.0869 | 73143.5393 | 73037.1467 | 72930.9089 | 72824.8256
[10 empty] | 4.5651 | 4.4477 | 4.3403 | 4.2425 | 4.1536 | 4.0694 | 3.9909 | 3.9193 | 3.8555 | 3.8001 | 3.752 | 3.71 | 3.6734 | 3.6414 | 3.6132 | 3.5884 | 3.5664 | 3.5469 | 3.5295 | 3.5138 | 3.4997 | 3.487 | 3.4753 | 3.4646 | 3.4548 | 3.4456 | 3.4371 | 3.429
[10 empty] | 0.38572 | 0.3758 | 0.36673 | 0.35846 | 0.35095 | 0.34384 | 0.33721 | 0.33116 | 0.32576 | 0.32108 | 0.31702 | 0.31347 | 0.31038 | 0.30767 | 0.30529 | 0.3032 | 0.30134 | 0.29969 | 0.29822 | 0.2969 | 0.29571 | 0.29463 | 0.29364 | 0.29274 | 0.2919 | 0.29113 | 0.29041 | 0.28973
[10 empty] | 0.38572 | 0.3758 | 0.36673 | 0.35846 | 0.35095 | 0.34384 | 0.33721 | 0.33116 | 0.32576 | 0.32108 | 0.31702 | 0.31347 | 0.31038 | 0.30767 | 0.30529 | 0.3032 | 0.30134 | 0.29969 | 0.29822 | 0.2969 | 0.29571 | 0.29463 | 0.29364 | 0.29274 | 0.2919 | 0.29113 | 0.29041 | 0.28973
[10 empty] | 0 | 4429.9503 | 4252.4788 | 4099.9112 | 3968.6598 | 4388.9981 | 4747.3207 | 5052.5665 | 5312.386 | 5533.3275 | 5360.5667 | 5187.6783 | 5018.1921 | 4854.6233 | 4773.8922 | 4755.3175 | 4782.4585 | 6103.3069 | 5955.3006 | 5811.279 | 5669.6392 | 5681.4685 | 5651.0516 | 5598.6751 | 5538.4231 | 5479.7214 | 5503.7397 | 5503.3205
[10 empty] | 46.8369 | 46.8369 | 46.8369 | 46.8369 | 46.8369 | 46.8369 | 46.8369 | 46.8369 | 46.8369 | 46.8369 | 46.8369 | 46.8369 | 46.8369 | 46.8369 | 46.8369 | 46.8369 | 46.8369 | 46.8369 | 46.8369 | 46.8369 | 46.8369 | 46.8369 | 46.8369 | 46.8369 | 46.8369 | 46.8369 | 46.8369 | 46.8369
[10 empty] | 0.0039574 | 0.0039574 | 0.0039574 | 0.0039574 | 0.0039574 | 0.0039574 | 0.0039574 | 0.0039574 | 0.0039574 | 0.0039574 | 0.0039574 | 0.0039574 | 0.0039574 | 0.0039574 | 0.0039574 | 0.0039574 | 0.0039574 | 0.0039574 | 0.0039574 | 0.0039574 | 0.0039574 | 0.0039574 | 0.0039574 | 0.0039574 | 0.0039574 | 0.0039574 | 0.0039574 | 0.0039574
[10 empty] | 0.0039574 | 0.0039574 | 0.0039574 | 0.0039574 | 0.0039574 | 0.0039574 | 0.0039574 | 0.0039574 | 0.0039574 | 0.0039574 | 0.0039574 | 0.0039574 | 0.0039574 | 0.0039574 | 0.0039574 | 0.0039574 | 0.0039574 | 0.0039574 | 0.0039574 | 0.0039574 | 0.0039574 | 0.0039574 | 0.0039574 | 0.0039574 | 0.0039574 | 0.0039574 | 0.0039574 | 0.0039574
[10 empty] | 63548.7579 | 63679.3818 | 63810.2741 | 63941.4355 | 64072.8665 | 64204.5676 | 64336.5395 | 64468.7826 | 64601.2975 | 64734.0848 | 64867.1451 | 65000.4789 | 65134.0867 | 65267.9692 | 65402.1269 | 65536.5603 | 65671.27 | 65806.2567 | 65941.5208 | 66077.0629 | 66212.8837 | 66348.9836 | 66485.3633 | 66622.0233 | 66758.9642 | 66896.1866 | 67033.691 | 67171.4781
[10 empty] | 47.7151 | 47.2261 | 46.7537 | 46.3013 | 45.8721 | 45.4687 | 45.0937 | 44.7411 | 44.416 | 44.1224 | 43.8644 | 43.6453 | 43.4601 | 43.3051 | 43.1769 | 43.0726 | 42.9895 | 42.9253 | 42.878 | 42.8456 | 42.8265 | 42.8193 | 42.8226 | 42.8354 | 42.8566 | 42.8852 | 42.9205 | 42.9617
[10 empty] | 6.1772 | 6.1139 | 6.0528 | 5.9942 | 5.9386 | 5.8864 | 5.8379 | 5.7922 | 5.7501 | 5.7121 | 5.6787 | 5.6504 | 5.6264 | 5.6063 | 5.5897 | 5.5762 | 5.5655 | 5.5572 | 5.551 | 5.5468 | 5.5444 | 5.5434 | 5.5439 | 5.5455 | 5.5483 | 5.552 | 5.5565 | 5.5619
[10 empty] | 6.1772 | 6.1139 | 6.0528 | 5.9942 | 5.9386 | 5.8864 | 5.8379 | 5.7922 | 5.7501 | 5.7121 | 5.6787 | 5.6504 | 5.6264 | 5.6063 | 5.5897 | 5.5762 | 5.5655 | 5.5572 | 5.551 | 5.5468 | 5.5444 | 5.5434 | 5.5439 | 5.5455 | 5.5483 | 5.552 | 5.5565 | 5.5619
[10 empty] | 0 | 2813.4948 | 2882.6742 | 2944.1974 | 2998.9151 | 3047.5836 | 3090.875 | 3270.992 | 3431.1267 | 3573.4994 | 3700.0838 | 3812.6341 | 3716.7076 | 3639.1571 | 3577.0904 | 3528.0309 | 3489.8612 | 3460.7741 | 3454.9632 | 3467.622 | 3494.725 | 4399.3179 | 4370.8363 | 4332.5348 | 4287.8083 | 4239.3241 | 4189.1519 | 4182.4802
[10 empty] | 634.0898 | 634.0898 | 634.0898 | 634.0898 | 634.0898 | 634.0898 | 634.0898 | 634.0898 | 634.0898 | 634.0898 | 634.0898 | 634.0898 | 634.0898 | 634.0898 | 634.0898 | 634.0898 | 634.0898 | 634.0898 | 634.0898 | 634.0898 | 634.0898 | 634.0898 | 634.0898 | 634.0898 | 634.0898 | 634.0898 | 634.0898 | 634.0898
[10 empty] | 0.08209 | 0.08209 | 0.08209 | 0.08209 | 0.08209 | 0.08209 | 0.08209 | 0.08209 | 0.08209 | 0.08209 | 0.08209 | 0.08209 | 0.08209 | 0.08209 | 0.08209 | 0.08209 | 0.08209 | 0.08209 | 0.08209 | 0.08209 | 0.08209 | 0.08209 | 0.08209 | 0.08209 | 0.08209 | 0.08209 | 0.08209 | 0.08209
[10 empty] | 0.08209 | 0.08209 | 0.08209 | 0.08209 | 0.08209 | 0.08209 | 0.08209 | 0.08209 | 0.08209 | 0.08209 | 0.08209 | 0.08209 | 0.08209 | 0.08209 | 0.08209 | 0.08209 | 0.08209 | 0.08209 | 0.08209 | 0.08209 | 0.08209 | 0.08209 | 0.08209 | 0.08209 | 0.08209 | 0.08209 | 0.08209 | 0.08209
[10 empty] | 35641.0964 | 36459.6106 | 37296.9223 | 38153.4633 | 39029.6751 | 39926.0095 | 40842.9287 | 41780.9053 | 42740.423 | 43721.9765 | 44726.0718 | 45753.2266 | 46803.9705 | 47878.8452 | 48978.4049 | 50103.2165 | 51253.8599 | 52430.9283 | 53635.0287 | 54866.7818 | 56126.8226 | 57415.8009 | 58734.3812 | 60083.2433 | 61463.0826 | 62874.6105 | 64318.5549 | 65795.66
[10 empty] | 3.9482 | 4.0702 | 4.1948 | 4.3223 | 4.4528 | 4.5863 | 4.7229 | 4.8627 | 5.0059 | 5.1524 | 5.2977 | 5.4425 | 5.5874 | 5.7327 | 5.879 | 6.0265 | 6.1756 | 6.3266 | 6.4798 | 6.6354 | 6.7935 | 6.9545 | 7.1185 | 7.2856 | 7.456 | 7.63 | 7.8075 | 7.9887
[10 empty] | 0.75415 | 0.77744 | 0.80125 | 0.8256 | 0.85052 | 0.87602 | 0.90212 | 0.92883 | 0.95617 | 0.98415 | 1.0119 | 1.0396 | 1.0672 | 1.095 | 1.1229 | 1.1511 | 1.1796 | 1.2084 | 1.2377 | 1.2674 | 1.2976 | 1.3284 | 1.3597 | 1.3916 | 1.4242 | 1.4574 | 1.4913 | 1.5259
[10 empty] | 0.75415 | 0.77744 | 0.80125 | 0.8256 | 0.85052 | 0.87602 | 0.90212 | 0.92883 | 0.95617 | 0.98415 | 1.0119 | 1.0396 | 1.0672 | 1.095 | 1.1229 | 1.1511 | 1.1796 | 1.2084 | 1.2377 | 1.2674 | 1.2976 | 1.3284 | 1.3597 | 1.3916 | 1.4242 | 1.4574 | 1.4913 | 1.5259
[10 empty] | 0 | 3194.5873 | 3213.3848 | 3232.6141 | 3252.2849 | 3272.4075 | 3292.9923 | 3314.0497 | 3335.5908 | 3357.6266 | 3497.099 | 3623.0701 | 3737.6161 | 3842.5202 | 3939.314 | 4029.3142 | 4113.6528 | 5124.0696 | 5072.3819 | 5052.6111 | 5058.3747 | 5084.5011 | 5126.8145 | 5181.9572 | 5247.2419 | 5320.5294 | 5567.1632 | 5772.6214
[10 empty] | 121.572 | 121.572 | 121.572 | 121.572 | 121.572 | 121.572 | 121.572 | 121.572 | 121.572 | 121.572 | 121.572 | 121.572 | 121.572 | 121.572 | 121.572 | 121.572 | 121.572 | 121.572 | 121.572 | 121.572 | 121.572 | 121.572 | 121.572 | 121.572 | 121.572 | 121.572 | 121.572 | 121.572
[10 empty] | 0.023221 | 0.023221 | 0.023221 | 0.023221 | 0.023221 | 0.023221 | 0.023221 | 0.023221 | 0.023221 | 0.023221 | 0.023221 | 0.023221 | 0.023221 | 0.023221 | 0.023221 | 0.023221 | 0.023221 | 0.023221 | 0.023221 | 0.023221 | 0.023221 | 0.023221 | 0.023221 | 0.023221 | 0.023221 | 0.023221 | 0.023221 | 0.023221
[10 empty] | 0.023221 | 0.023221 | 0.023221 | 0.023221 | 0.023221 | 0.023221 | 0.023221 | 0.023221 | 0.023221 | 0.023221 | 0.023221 | 0.023221 | 0.023221 | 0.023221 | 0.023221 | 0.023221 | 0.023221 | 0.023221 | 0.023221 | 0.023221 | 0.023221 | 0.023221 | 0.023221 | 0.023221 | 0.023221 | 0.023221 | 0.023221 | 0.023221
[10 empty] | 66061.086 | 65738.1401 | 65416.7729 | 65096.9768 | 64778.744 | 64462.067 | 64146.938 | 63833.3496 | 63521.2942 | 63210.7643 | 62901.7525 | 62594.2513 | 62288.2533 | 61983.7513 | 61680.7378 | 61379.2056 | 61079.1475 | 60780.5563 | 60483.4248 | 60187.7458 | 59893.5123 | 59600.7171 | 59309.3534 | 59019.4139 | 58730.8919 | 58443.7804 | 58158.0724 | 57873.7611
[10 empty] | 17.7889 | 17.7003 | 17.6123 | 17.5248 | 17.4379 | 17.3515 | 17.2657 | 17.1804 | 17.0958 | 17.0118 | 16.9284 | 16.8457 | 16.7635 | 16.682 | 16.6009 | 16.5204 | 16.4405 | 16.3611 | 16.282 | 16.2031 | 16.1245 | 16.0462 | 15.9682 | 15.8905 | 15.8131 | 15.7361 | 15.6594 | 15.583
[10 empty] | 4.4738 | 4.4515 | 4.4294 | 4.4074 | 4.3855 | 4.3638 | 4.3422 | 4.3208 | 4.2995 | 4.2783 | 4.2574 | 4.2366 | 4.2159 | 4.1954 | 4.175 | 4.1548 | 4.1347 | 4.1147 | 4.0948 | 4.075 | 4.0552 | 4.0355 | 4.0159 | 3.9963 | 3.9769 | 3.9575 | 3.9382 | 3.919
[10 empty] | 4.4738 | 4.4515 | 4.4294 | 4.4074 | 4.3855 | 4.3638 | 4.3422 | 4.3208 | 4.2995 | 4.2783 | 4.2574 | 4.2366 | 4.2159 | 4.1954 | 4.175 | 4.1548 | 4.1347 | 4.1147 | 4.0948 | 4.075 | 4.0552 | 4.0355 | 4.0159 | 3.9963 | 3.9769 | 3.9575 | 3.9382 | 3.919
[10 empty] | 0 | 2164.0297 | 2060.9954 | 2249.1612 | 2407.2562 | 2539.7141 | 2650.3164 | 2742.2886 | 2868.8795 | 2974.2653 | 3061.577 | 3133.4848 | 3192.2663 | 3060.2015 | 2945.9073 | 2846.7787 | 2760.5936 | 2685.4567 | 2575.0031 | 2467.2488 | 2400.0716 | 2363.5523 | 2349.8131 | 2352.6315 | 2367.1242 | 2956.6687 | 2888.8813 | 2917.8364
[10 empty] | 269.28 | 269.28 | 269.28 | 269.28 | 269.28 | 269.28 | 269.28 | 269.28 | 269.28 | 269.28 | 269.28 | 269.28 | 269.28 | 269.28 | 269.28 | 269.28 | 269.28 | 269.28 | 269.28 | 269.28 | 269.28 | 269.28 | 269.28 | 269.28 | 269.28 | 269.28 | 269.28 | 269.28
[10 empty] | 0.067722 | 0.067722 | 0.067722 | 0.067722 | 0.067722 | 0.067722 | 0.067722 | 0.067722 | 0.067722 | 0.067722 | 0.067722 | 0.067722 | 0.067722 | 0.067722 | 0.067722 | 0.067722 | 0.067722 | 0.067722 | 0.067722 | 0.067722 | 0.067722 | 0.067722 | 0.067722 | 0.067722 | 0.067722 | 0.067722 | 0.067722 | 0.067722
[10 empty] | 0.067722 | 0.067722 | 0.067722 | 0.067722 | 0.067722 | 0.067722 | 0.067722 | 0.067722 | 0.067722 | 0.067722 | 0.067722 | 0.067722 | 0.067722 | 0.067722 | 0.067722 | 0.067722 | 0.067722 | 0.067722 | 0.067722 | 0.067722 | 0.067722 | 0.067722 | 0.067722 | 0.067722 | 0.067722 | 0.067722 | 0.067722 | 0.067722
[10 empty] | 76248.697 | 76703.0181 | 77160.0463 | 77619.7976 | 78082.2883 | 78547.5348 | 79015.5533 | 79486.3605 | 79959.973 | 80436.4075 | 80915.6807 | 81397.8097 | 81882.8113 | 82370.7029 | 82861.5014 | 83355.2244 | 83851.8892 | 84351.5132 | 84854.1143 | 85359.7101 | 85868.3184 | 86379.9572 | 86894.6445 | 87412.3986 | 87933.2377 | 88457.1802 | 88984.2445 | 89514.4492
[10 empty] | 9.2124 | 9.235 | 9.26 | 9.2874 | 9.3174 | 9.3486 | 9.3815 | 9.4166 | 9.4543 | 9.4948 | 9.5379 | 9.5831 | 9.6302 | 9.6791 | 9.7294 | 9.7812 | 9.8341 | 9.8881 | 9.943 | 9.9989 | 10.0556 | 10.113 | 10.1711 | 10.2299 | 10.2893 | 10.3493 | 10.4098 | 10.4708
[10 empty] | 2.3169 | 2.3225 | 2.3288 | 2.3357 | 2.3433 | 2.3511 | 2.3594 | 2.3682 | 2.3777 | 2.3879 | 2.3987 | 2.4101 | 2.4219 | 2.4342 | 2.4469 | 2.4599 | 2.4732 | 2.4868 | 2.5006 | 2.5146 | 2.5289 | 2.5433 | 2.558 | 2.5727 | 2.5877 | 2.6028 | 2.618 | 2.6333
[10 empty] | 2.3169 | 2.3225 | 2.3288 | 2.3357 | 2.3433 | 2.3511 | 2.3594 | 2.3682 | 2.3777 | 2.3879 | 2.3987 | 2.4101 | 2.4219 | 2.4342 | 2.4469 | 2.4599 | 2.4732 | 2.4868 | 2.5006 | 2.5146 | 2.5289 | 2.5433 | 2.558 | 2.5727 | 2.5877 | 2.6028 | 2.618 | 2.6333
[10 empty] | 0 | 4413.8477 | 4394.9376 | 4379.1318 | 4365.9893 | 4871.3135 | 5304.8586 | 5676.8813 | 5996.1728 | 6270.2688 | 6075.9666 | 5907.1429 | 5760.6039 | 5633.5491 | 5597.2641 | 5628.5304 | 5708.9113 | 7109.8662 | 7058.766 | 6988.5558 | 6905.4796 | 6964.8446 | 6977.1158 | 6964.9791 | 6944.1356 | 6925.0437 | 6972.8064 | 7014.3337
[10 empty] | 116.91 | 116.91 | 116.91 | 116.91 | 116.91 | 116.91 | 116.91 | 116.91 | 116.91 | 116.91 | 116.91 | 116.91 | 116.91 | 116.91 | 116.91 | 116.91 | 116.91 | 116.91 | 116.91 | 116.91 | 116.91 | 116.91 | 116.91 | 116.91 | 116.91 | 116.91 | 116.91 | 116.91
[10 empty] | 0.029402 | 0.029402 | 0.029402 | 0.029402 | 0.029402 | 0.029402 | 0.029402 | 0.029402 | 0.029402 | 0.029402 | 0.029402 | 0.029402 | 0.029402 | 0.029402 | 0.029402 | 0.029402 | 0.029402 | 0.029402 | 0.029402 | 0.029402 | 0.029402 | 0.029402 | 0.029402 | 0.029402 | 0.029402 | 0.029402 | 0.029402 | 0.029402
[10 empty] | 0.029402 | 0.029402 | 0.029402 | 0.029402 | 0.029402 | 0.029402 | 0.029402 | 0.029402 | 0.029402 | 0.029402 | 0.029402 | 0.029402 | 0.029402 | 0.029402 | 0.029402 | 0.029402 | 0.029402 | 0.029402 | 0.029402 | 0.029402 | 0.029402 | 0.029402 | 0.029402 | 0.029402 | 0.029402 | 0.029402 | 0.029402 | 0.029402
[10 empty] | 50369.7541 | 49315.2781 | 48282.8773 | 47272.0895 | 46282.4622 | 45313.5525 | 44364.9267 | 43436.16 | 42526.8368 | 41636.55 | 40764.9011 | 39911.4999 | 39075.9644 | 38257.9206 | 37457.0023 | 36672.851 | 35905.1156 | 35153.4526 | 34417.5254 | 33697.0047 | 32991.5678 | 32300.8991 | 31624.6892 | 30962.6357 | 30314.442 | 29679.8181 | 29058.4799 | 28450.1492
[10 empty] | 10.1266 | 10.2506 | 10.3781 | 10.5201 | 10.683 | 10.7094 | 10.6484 | 10.532 | 10.3811 | 10.2091 | 10.025 | 9.8345 | 9.6412 | 9.4476 | 9.2552 | 9.065 | 8.8775 | 8.6932 | 8.5121 | 8.3346 | 8.1605 | 7.99 | 7.8229 | 7.6592 | 7.4989 | 7.342 | 7.1883 | 7.0379
[10 empty] | 1.265 | 1.2805 | 1.2965 | 1.3142 | 1.3346 | 1.3379 | 1.3302 | 1.3157 | 1.2968 | 1.2754 | 1.2524 | 1.2286 | 1.2044 | 1.1802 | 1.1562 | 1.1324 | 1.109 | 1.086 | 1.0634 | 1.0412 | 1.0194 | 0.99813 | 0.97726 | 0.95682 | 0.93679 | 0.91719 | 0.89799 | 0.8792
[10 empty] | 1.265 | 1.2805 | 1.2965 | 1.3142 | 1.3346 | 1.3379 | 1.3302 | 1.3157 | 1.2968 | 1.2754 | 1.2524 | 1.2286 | 1.2044 | 1.1802 | 1.1562 | 1.1324 | 1.109 | 1.086 | 1.0634 | 1.0412 | 1.0194 | 0.99813 | 0.97726 | 0.95682 | 0.93679 | 0.91719 | 0.89799 | 0.8792
[10 empty] | 0 | 9393.3863 | 8430.3437 | 7753.6231 | 7264.7957 | 7618.8572 | 7554.9914 | 7306.0364 | 8593.8897 | 7812.3115 | 7327.9442 | 6965.1341 | 7264.6086 | 7150.7661 | 6896.3497 | 6880.0584 | 6613.2351 | 6452.0483 | 6287.8949 | 6287.2804 | 6135.8188 | 5963.2379 | 5839.97 | 5716.5897 | 5606.7105 | 5481.0522 | 5388.5504 | 5264.6866
[10 empty] | 247.3768 | 247.3768 | 247.3768 | 247.3768 | 247.3768 | 247.3768 | 247.3768 | 247.3768 | 247.3768 | 247.3768 | 247.3768 | 247.3768 | 247.3768 | 247.3768 | 247.3768 | 247.3768 | 247.3768 | 247.3768 | 247.3768 | 247.3768 | 247.3768 | 247.3768 | 247.3768 | 247.3768 | 247.3768 | 247.3768 | 247.3768 | 247.3768
[10 empty] | 0.030903 | 0.030903 | 0.030903 | 0.030903 | 0.030903 | 0.030903 | 0.030903 | 0.030903 | 0.030903 | 0.030903 | 0.030903 | 0.030903 | 0.030903 | 0.030903 | 0.030903 | 0.030903 | 0.030903 | 0.030903 | 0.030903 | 0.030903 | 0.030903 | 0.030903 | 0.030903 | 0.030903 | 0.030903 | 0.030903 | 0.030903 | 0.030903
[10 empty] | 0.030903 | 0.030903 | 0.030903 | 0.030903 | 0.030903 | 0.030903 | 0.030903 | 0.030903 | 0.030903 | 0.030903 | 0.030903 | 0.030903 | 0.030903 | 0.030903 | 0.030903 | 0.030903 | 0.030903 | 0.030903 | 0.030903 | 0.030903 | 0.030903 | 0.030903 | 0.030903 | 0.030903 | 0.030903 | 0.030903 | 0.030903 | 0.030903
[10 empty] | 57446.7906 | 56244.1589 | 55066.704 | 53913.8988 | 52785.2272 | 51680.184 | 50598.2746 | 49539.0146 | 48501.93 | 47486.5563 | 46492.4393 | 45519.1338 | 44566.2041 | 43633.2237 | 42719.7751 | 41825.4491 | 40949.8457 | 40092.5727 | 39253.2465 | 38431.4914 | 37626.9394 | 36839.2305 | 36068.0121 | 35312.9389 | 34573.6729 | 33849.8833 | 33141.2459 | 32447.4437
[10 empty] | 1.8478 | 1.8209 | 1.8019 | 1.788 | 1.7772 | 1.7682 | 1.7603 | 1.7529 | 1.7354 | 1.7117 | 1.684 | 1.6541 | 1.623 | 1.5913 | 1.5594 | 1.5278 | 1.4964 | 1.4655 | 1.4351 | 1.4052 | 1.3759 | 1.3472 | 1.319 | 1.2915 | 1.2644 | 1.238 | 1.2121 | 1.1867
[10 empty] | 0.23084 | 0.22747 | 0.22511 | 0.22337 | 0.22201 | 0.22089 | 0.21991 | 0.21898 | 0.2168 | 0.21383 | 0.21037 | 0.20664 | 0.20275 | 0.19879 | 0.19481 | 0.19085 | 0.18694 | 0.18308 | 0.17928 | 0.17555 | 0.17188 | 0.1683 | 0.16478 | 0.16133 | 0.15796 | 0.15465 | 0.15142 | 0.14825
[10 empty] | 0.23084 | 0.22747 | 0.22511 | 0.22337 | 0.22201 | 0.22089 | 0.21991 | 0.21898 | 0.2168 | 0.21383 | 0.21037 | 0.20664 | 0.20275 | 0.19879 | 0.19481 | 0.19085 | 0.18694 | 0.18308 | 0.17928 | 0.17555 | 0.17188 | 0.1683 | 0.16478 | 0.16133 | 0.15796 | 0.15465 | 0.15142 | 0.14825
[10 empty] | 0 | 2678.2933 | 4370.3733 | 5419.9158 | 6051.2165 | 6410.6519 | 6593.7395 | 6662.8017 | 5118.7505 | 4597.3188 | 4558.6645 | 5143.0646 | 5479.1309 | 5654.0572 | 5724.7358 | 5285.6841 | 4822.237 | 4491.0133 | 4185.1572 | 4240.4364 | 4402.2339 | 4627.632 | 4610.803 | 4441.9654 | 4220.4735 | 3906.7344 | 3712.4743 | 3651.774
[10 empty] | 36.5735 | 36.5735 | 36.5735 | 36.5735 | 36.5735 | 36.5735 | 36.5735 | 36.5735 | 36.5735 | 36.5735 | 36.5735 | 36.5735 | 36.5735 | 36.5735 | 36.5735 | 36.5735 | 36.5735 | 36.5735 | 36.5735 | 36.5735 | 36.5735 | 36.5735 | 36.5735 | 36.5735 | 36.5735 | 36.5735 | 36.5735 | 36.5735
[10 empty] | 0.0045689 | 0.0045689 | 0.0045689 | 0.0045689 | 0.0045689 | 0.0045689 | 0.0045689 | 0.0045689 | 0.0045689 | 0.0045689 | 0.0045689 | 0.0045689 | 0.0045689 | 0.0045689 | 0.0045689 | 0.0045689 | 0.0045689 | 0.0045689 | 0.0045689 | 0.0045689 | 0.0045689 | 0.0045689 | 0.0045689 | 0.0045689 | 0.0045689 | 0.0045689 | 0.0045689 | 0.0045689
[10 empty] | 0.0045689 | 0.0045689 | 0.0045689 | 0.0045689 | 0.0045689 | 0.0045689 | 0.0045689 | 0.0045689 | 0.0045689 | 0.0045689 | 0.0045689 | 0.0045689 | 0.0045689 | 0.0045689 | 0.0045689 | 0.0045689 | 0.0045689 | 0.0045689 | 0.0045689 | 0.0045689 | 0.0045689 | 0.0045689 | 0.0045689 | 0.0045689 | 0.0045689 | 0.0045689 | 0.0045689 | 0.0045689
[10 empty] | 109199.2648 | 109255.5659 | 109311.8959 | 109368.255 | 109424.6432 | 109481.0604 | 109537.5067 | 109593.9821 | 109650.4867 | 109707.0204 | 109763.5832 | 109820.1752 | 109876.7963 | 109933.4467 | 109990.1262 | 110046.835 | 110103.573 | 110160.3403 | 110217.1368 | 110273.9627 | 110330.8178 | 110387.7022 | 110444.616 | 110501.5591 | 110558.5316 | 110615.5334 | 110672.5646 | 110729.6253
[10 empty] | 3.3533 | 3.6608 | 3.9685 | 4.2766 | 4.5851 | 4.7916 | 4.9302 | 5.0235 | 5.0866 | 5.1295 | 5.159 | 5.1796 | 5.1943 | 5.2049 | 5.2129 | 5.2191 | 5.2242 | 5.2284 | 5.2322 | 5.2356 | 5.2387 | 5.2418 | 5.2447 | 5.2475 | 5.2503 | 5.2531 | 5.2558 | 5.2586
[10 empty] | 0.4189 | 0.45732 | 0.49576 | 0.53425 | 0.57278 | 0.59859 | 0.6159 | 0.62755 | 0.63543 | 0.6408 | 0.64449 | 0.64706 | 0.64888 | 0.65021 | 0.65121 | 0.65199 | 0.65262 | 0.65316 | 0.65362 | 0.65405 | 0.65444 | 0.65482 | 0.65518 | 0.65554 | 0.65589 | 0.65623 | 0.65658 | 0.65692
[10 empty] | 0.4189 | 0.45732 | 0.49576 | 0.53425 | 0.57278 | 0.59859 | 0.6159 | 0.62755 | 0.63543 | 0.6408 | 0.64449 | 0.64706 | 0.64888 | 0.65021 | 0.65121 | 0.65199 | 0.65262 | 0.65316 | 0.65362 | 0.65405 | 0.65444 | 0.65482 | 0.65518 | 0.65554 | 0.65589 | 0.65623 | 0.65658 | 0.65692
[10 empty] | 0 | 18256.1785 | 18256.2075 | 18256.2366 | 18256.2656 | 18275.0617 | 18287.6118 | 18295.9979 | 21907.7668 | 20715.7348 | 19925.2399 | 19401.0484 | 20259.2272 | 20432.7784 | 20284.1681 | 20722.1531 | 20351.3135 | 20241.2633 | 20170.9726 | 20543.1777 | 20532.4759 | 20425.0309 | 20445.8512 | 20424.0417 | 20457.4585 | 20451.7849 | 20542.359 | 20519.8458
[10 empty] | 47.4906 | 47.4906 | 47.4906 | 47.4906 | 47.4906 | 47.4906 | 47.4906 | 47.4906 | 47.4906 | 47.4906 | 47.4906 | 47.4906 | 47.4906 | 47.4906 | 47.4906 | 47.4906 | 47.4906 | 47.4906 | 47.4906 | 47.4906 | 47.4906 | 47.4906 | 47.4906 | 47.4906 | 47.4906 | 47.4906 | 47.4906 | 47.4906
[10 empty] | 0.0059327 | 0.0059327 | 0.0059327 | 0.0059327 | 0.0059327 | 0.0059327 | 0.0059327 | 0.0059327 | 0.0059327 | 0.0059327 | 0.0059327 | 0.0059327 | 0.0059327 | 0.0059327 | 0.0059327 | 0.0059327 | 0.0059327 | 0.0059327 | 0.0059327 | 0.0059327 | 0.0059327 | 0.0059327 | 0.0059327 | 0.0059327 | 0.0059327 | 0.0059327 | 0.0059327 | 0.0059327
[10 empty] | 0.0059327 | 0.0059327 | 0.0059327 | 0.0059327 | 0.0059327 | 0.0059327 | 0.0059327 | 0.0059327 | 0.0059327 | 0.0059327 | 0.0059327 | 0.0059327 | 0.0059327 | 0.0059327 | 0.0059327 | 0.0059327 | 0.0059327 | 0.0059327 | 0.0059327 | 0.0059327 | 0.0059327 | 0.0059327 | 0.0059327 | 0.0059327 | 0.0059327 | 0.0059327 | 0.0059327 | 0.0059327
[10 empty] | 67790.5696 | 66929.5851 | 66079.5357 | 65240.2825 | 64411.6883 | 63593.6178 | 62785.9374 | 61988.515 | 61201.2204 | 60423.925 | 59656.5017 | 58898.8252 | 58150.7717 | 57412.2189 | 56683.0463 | 55963.1346 | 55252.3663 | 54550.6252 | 53857.7966 | 53173.7675 | 52498.4259 | 51831.6616 | 51173.3657 | 50523.4306 | 49881.75 | 49248.2193 | 48622.7347 | 48005.1943
[10 empty] | 1.2392 | 1.3795 | 1.5164 | 1.6499 | 1.7803 | 1.9075 | 2.0016 | 2.0697 | 2.1172 | 2.1486 | 2.1674 | 2.1763 | 2.1774 | 2.1724 | 2.1627 | 2.1494 | 2.1333 | 2.1151 | 2.0952 | 2.0741 | 2.0521 | 2.0295 | 2.0064 | 1.9831 | 1.9596 | 1.936 | 1.9125 | 1.889
[10 empty] | 0.15481 | 0.17233 | 0.18943 | 0.20611 | 0.2224 | 0.23829 | 0.25005 | 0.25855 | 0.26449 | 0.26842 | 0.27076 | 0.27187 | 0.272 | 0.27138 | 0.27018 | 0.26851 | 0.2665 | 0.26422 | 0.26174 | 0.2591 | 0.25635 | 0.25353 | 0.25065 | 0.24773 | 0.2448 | 0.24185 | 0.23891 | 0.23598
[10 empty] | 0.15481 | 0.17233 | 0.18943 | 0.20611 | 0.2224 | 0.23829 | 0.25005 | 0.25855 | 0.26449 | 0.26842 | 0.27076 | 0.27187 | 0.272 | 0.27138 | 0.27018 | 0.26851 | 0.2665 | 0.26422 | 0.26174 | 0.2591 | 0.25635 | 0.25353 | 0.25065 | 0.24773 | 0.2448 | 0.24185 | 0.23891 | 0.23598
[10 empty] | 0 | 7436.6206 | 7342.1706 | 7248.9203 | 7156.8543 | 7065.9575 | 6976.2153 | 6887.6128 | 6800.1356 | 6713.7694 | 6628.5002 | 8259.8665 | 7816.208 | 7449.3768 | 7143.4351 | 6885.7923 | 6988.3693 | 6986.1504 | 6915.5737 | 6802.4294 | 6664.7251 | 6970.9666 | 6738.5246 | 6558.1146 | 6407.3637 | 6272.7045 | 6306.1459 | 6265.0742
[10 empty] | 39.42 | 39.42 | 39.42 | 39.42 | 39.42 | 39.42 | 39.42 | 39.42 | 39.42 | 39.42 | 39.42 | 39.42 | 39.42 | 39.42 | 39.42 | 39.42 | 39.42 | 39.42 | 39.42 | 39.42 | 39.42 | 39.42 | 39.42 | 39.42 | 39.42 | 39.42 | 39.42 | 39.42
[10 empty] | 0.0049245 | 0.0049245 | 0.0049245 | 0.0049245 | 0.0049245 | 0.0049245 | 0.0049245 | 0.0049245 | 0.0049245 | 0.0049245 | 0.0049245 | 0.0049245 | 0.0049245 | 0.0049245 | 0.0049245 | 0.0049245 | 0.0049245 | 0.0049245 | 0.0049245 | 0.0049245 | 0.0049245 | 0.0049245 | 0.0049245 | 0.0049245 | 0.0049245 | 0.0049245 | 0.0049245 | 0.0049245
[10 empty] | 0.0049245 | 0.0049245 | 0.0049245 | 0.0049245 | 0.0049245 | 0.0049245 | 0.0049245 | 0.0049245 | 0.0049245 | 0.0049245 | 0.0049245 | 0.0049245 | 0.0049245 | 0.0049245 | 0.0049245 | 0.0049245 | 0.0049245 | 0.0049245 | 0.0049245 | 0.0049245 | 0.0049245 | 0.0049245 | 0.0049245 | 0.0049245 | 0.0049245 | 0.0049245 | 0.0049245 | 0.0049245
[10 empty] | 121542.3313 | 121347.8636 | 121153.707 | 120959.8611 | 120766.3253 | 120573.0992 | 120380.1822 | 120187.5739 | 119995.2738 | 119803.2813 | 119611.5961 | 119420.2175 | 119229.1452 | 119038.3786 | 118847.9172 | 118657.7605 | 118467.9081 | 118278.3594 | 118089.114 | 117900.1715 | 117711.5312 | 117523.1927 | 117335.1556 | 117147.4194 | 116959.9835 | 116772.8475 | 116586.011 | 116399.4734
[10 empty] | 15.3929 | 15.4555 | 15.5876 | 15.7748 | 16.0058 | 16.2715 | 16.5648 | 16.8796 | 17.2115 | 17.5568 | 17.8265 | 18.0358 | 18.1969 | 18.3195 | 18.4114 | 18.4787 | 18.5264 | 18.5586 | 18.5782 | 18.5878 | 18.5896 | 18.585 | 18.5753 | 18.5616 | 18.5447 | 18.5253 | 18.5038 | 18.4807
[10 empty] | 2.3503 | 2.3599 | 2.38 | 2.4086 | 2.4439 | 2.4844 | 2.5292 | 2.5773 | 2.628 | 2.6807 | 2.7219 | 2.7538 | 2.7784 | 2.7971 | 2.8112 | 2.8215 | 2.8287 | 2.8336 | 2.8366 | 2.8381 | 2.8384 | 2.8377 | 2.8362 | 2.8341 | 2.8315 | 2.8286 | 2.8253 | 2.8218
[10 empty] | 2.3503 | 2.3599 | 2.38 | 2.4086 | 2.4439 | 2.4844 | 2.5292 | 2.5773 | 2.628 | 2.6807 | 2.7219 | 2.7538 | 2.7784 | 2.7971 | 2.8112 | 2.8215 | 2.8287 | 2.8336 | 2.8366 | 2.8381 | 2.8384 | 2.8377 | 2.8362 | 2.8341 | 2.8315 | 2.8286 | 2.8253 | 2.8218
[10 empty] | 0 | 2696.6192 | 4846.1483 | 6558.7125 | 7922.2709 | 9007.0784 | 9869.2489 | 10553.6014 | 11095.9342 | 11524.8397 | 9736.727 | 8732.2804 | 8267.6208 | 8165.2976 | 8297.4272 | 9264.1602 | 10032.0902 | 10641.2391 | 11123.573 | 11085.4234 | 10800.3134 | 10435.7612 | 10088.2905 | 9807.9539 | 9206.5054 | 9077.6507 | 9232.7716 | 9544.4443
[10 empty] | 158.994 | 158.994 | 158.994 | 158.994 | 158.994 | 158.994 | 158.994 | 158.994 | 158.994 | 158.994 | 158.994 | 158.994 | 158.994 | 158.994 | 158.994 | 158.994 | 158.994 | 158.994 | 158.994 | 158.994 | 158.994 | 158.994 | 158.994 | 158.994 | 158.994 | 158.994 | 158.994 | 158.994
[10 empty] | 0.024276 | 0.024276 | 0.024276 | 0.024276 | 0.024276 | 0.024276 | 0.024276 | 0.024276 | 0.024276 | 0.024276 | 0.024276 | 0.024276 | 0.024276 | 0.024276 | 0.024276 | 0.024276 | 0.024276 | 0.024276 | 0.024276 | 0.024276 | 0.024276 | 0.024276 | 0.024276 | 0.024276 | 0.024276 | 0.024276 | 0.024276 | 0.024276
[10 empty] | 0.024276 | 0.024276 | 0.024276 | 0.024276 | 0.024276 | 0.024276 | 0.024276 | 0.024276 | 0.024276 | 0.024276 | 0.024276 | 0.024276 | 0.024276 | 0.024276 | 0.024276 | 0.024276 | 0.024276 | 0.024276 | 0.024276 | 0.024276 | 0.024276 | 0.024276 | 0.024276 | 0.024276 | 0.024276 | 0.024276 | 0.024276 | 0.024276
[10 empty] | 121425.3841 | 118883.3795 | 116394.5909 | 113957.9044 | 111572.2293 | 109236.4975 | 106949.6636 | 104710.7039 | 102518.6162 | 100372.4192 | 98271.1521 | 96213.8745 | 94199.6654 | 92227.6231 | 90296.865 | 88406.5267 | 86555.7621 | 84743.7428 | 82969.6575 | 81232.7121 | 79532.1292 | 77867.1475 | 76237.0217 | 74641.0221 | 73078.4343 | 71548.5588 | 70050.7108 | 68584.2198
[10 empty] | 8.6314 | 8.5274 | 8.424 | 8.3212 | 8.2189 | 8.1173 | 7.9934 | 7.8561 | 7.7112 | 7.5626 | 7.4126 | 7.2629 | 7.1144 | 6.9678 | 6.8234 | 6.6816 | 6.5423 | 6.4058 | 6.272 | 6.1408 | 6.0124 | 5.8866 | 5.7634 | 5.6428 | 5.5247 | 5.409 | 5.2958 | 5.185
[10 empty] | 1.0783 | 1.0653 | 1.0524 | 1.0395 | 1.0267 | 1.014 | 0.99856 | 0.98141 | 0.96331 | 0.94474 | 0.92601 | 0.9073 | 0.88875 | 0.87044 | 0.85241 | 0.83468 | 0.81729 | 0.80023 | 0.78352 | 0.76713 | 0.75109 | 0.73538 | 0.71999 | 0.70492 | 0.69016 | 0.67572 | 0.66157 | 0.64772
[10 empty] | 1.0783 | 1.0653 | 1.0524 | 1.0395 | 1.0267 | 1.014 | 0.99856 | 0.98141 | 0.96331 | 0.94474 | 0.92601 | 0.9073 | 0.88875 | 0.87044 | 0.85241 | 0.83468 | 0.81729 | 0.80023 | 0.78352 | 0.76713 | 0.75109 | 0.73538 | 0.71999 | 0.70492 | 0.69016 | 0.67572 | 0.66157 | 0.64772
[10 empty] | 0 | 16983.3399 | 16627.7987 | 16279.7006 | 15938.8899 | 15605.2139 | 15278.5234 | 14958.672 | 14645.5166 | 17171.2957 | 15887.4585 | 14951.5192 | 14244.7074 | 13689.4573 | 14084.4523 | 13957.2818 | 13593.6135 | 13616.657 | 12838.6669 | 12502.8511 | 12280.4705 | 12049.075 | 12061.4884 | 11750.5883 | 11407.0729 | 11179.3947 | 10827.8866 | 10673.203
[10 empty] | 75.6 | 75.6 | 75.6 | 75.6 | 75.6 | 75.6 | 75.6 | 75.6 | 75.6 | 75.6 | 75.6 | 75.6 | 75.6 | 75.6 | 75.6 | 75.6 | 75.6 | 75.6 | 75.6 | 75.6 | 75.6 | 75.6 | 75.6 | 75.6 | 75.6 | 75.6 | 75.6 | 75.6
[10 empty] | 0.0094442 | 0.0094442 | 0.0094442 | 0.0094442 | 0.0094442 | 0.0094442 | 0.0094442 | 0.0094442 | 0.0094442 | 0.0094442 | 0.0094442 | 0.0094442 | 0.0094442 | 0.0094442 | 0.0094442 | 0.0094442 | 0.0094442 | 0.0094442 | 0.0094442 | 0.0094442 | 0.0094442 | 0.0094442 | 0.0094442 | 0.0094442 | 0.0094442 | 0.0094442 | 0.0094442 | 0.0094442
[10 empty] | 0.0094442 | 0.0094442 | 0.0094442 | 0.0094442 | 0.0094442 | 0.0094442 | 0.0094442 | 0.0094442 | 0.0094442 | 0.0094442 | 0.0094442 | 0.0094442 | 0.0094442 | 0.0094442 | 0.0094442 | 0.0094442 | 0.0094442 | 0.0094442 | 0.0094442 | 0.0094442 | 0.0094442 | 0.0094442 | 0.0094442 | 0.0094442 | 0.0094442 | 0.0094442 | 0.0094442 | 0.0094442
[10 empty] | 77801.7951 | 77677.3122 | 77553.0285 | 77428.9437 | 77305.0574 | 77181.3693 | 77057.8791 | 76934.5865 | 76811.4911 | 76688.5928 | 76565.891 | 76443.3856 | 76321.0762 | 76198.9625 | 76077.0441 | 75955.3208 | 75833.7923 | 75712.4583 | 75591.3183 | 75470.3722 | 75349.6196 | 75229.0602 | 75108.6937 | 74988.5198 | 74868.5382 | 74748.7485 | 74629.1505 | 74509.7439
[10 empty] | 7.5422 | 7.5302 | 7.5181 | 7.5061 | 7.4941 | 7.4821 | 7.4701 | 7.4582 | 7.4462 | 7.4343 | 7.4224 | 7.4105 | 7.3987 | 7.3868 | 7.375 | 7.3632 | 7.3514 | 7.3397 | 7.3279 | 7.3162 | 7.3045 | 7.2928 | 7.2812 | 7.2695 | 7.2579 | 7.2463 | 7.2347 | 7.2231
[10 empty] | 0.9422 | 0.94069 | 0.93919 | 0.93769 | 0.93619 | 0.93469 | 0.93319 | 0.9317 | 0.93021 | 0.92872 | 0.92723 | 0.92575 | 0.92427 | 0.92279 | 0.92131 | 0.91984 | 0.91837 | 0.9169 | 0.91543 | 0.91397 | 0.91251 | 0.91105 | 0.90959 | 0.90813 | 0.90668 | 0.90523 | 0.90378 | 0.90233
[10 empty] | 0.9422 | 0.94069 | 0.93919 | 0.93769 | 0.93619 | 0.93469 | 0.93319 | 0.9317 | 0.93021 | 0.92872 | 0.92723 | 0.92575 | 0.92427 | 0.92279 | 0.92131 | 0.91984 | 0.91837 | 0.9169 | 0.91543 | 0.91397 | 0.91251 | 0.91105 | 0.90959 | 0.90813 | 0.90668 | 0.90523 | 0.90378 | 0.90233
[10 empty] | 0 | 11096.7589 | 11079.0041 | 11061.2777 | 11043.5796 | 11025.9099 | 11008.2684 | 10990.6552 | 10973.0702 | 13119.5653 | 12378.3774 | 11879.2092 | 11541.1386 | 11310.3039 | 11866.453 | 11991.5334 | 11909.7243 | 12165.5067 | 11696.9479 | 11615.9463 | 11634.6537 | 11640.8603 | 11882.9752 | 11805.2941 | 11686.4966 | 11679.4213 | 11535.5857 | 11595.344
[10 empty] | 96.9416 | 96.9416 | 96.9416 | 96.9416 | 96.9416 | 96.9416 | 96.9416 | 96.9416 | 96.9416 | 96.9416 | 96.9416 | 96.9416 | 96.9416 | 96.9416 | 96.9416 | 96.9416 | 96.9416 | 96.9416 | 96.9416 | 96.9416 | 96.9416 | 96.9416 | 96.9416 | 96.9416 | 96.9416 | 96.9416 | 96.9416 | 96.9416
[10 empty] | 0.01211 | 0.01211 | 0.01211 | 0.01211 | 0.01211 | 0.01211 | 0.01211 | 0.01211 | 0.01211 | 0.01211 | 0.01211 | 0.01211 | 0.01211 | 0.01211 | 0.01211 | 0.01211 | 0.01211 | 0.01211 | 0.01211 | 0.01211 | 0.01211 | 0.01211 | 0.01211 | 0.01211 | 0.01211 | 0.01211 | 0.01211 | 0.01211
[10 empty] | 0.01211 | 0.01211 | 0.01211 | 0.01211 | 0.01211 | 0.01211 | 0.01211 | 0.01211 | 0.01211 | 0.01211 | 0.01211 | 0.01211 | 0.01211 | 0.01211 | 0.01211 | 0.01211 | 0.01211 | 0.01211 | 0.01211 | 0.01211 | 0.01211 | 0.01211 | 0.01211 | 0.01211 | 0.01211 | 0.01211 | 0.01211 | 0.01211
[10 empty] | 1260.7676 | 1525.7581 | 1843.2134 | 2228.0885 | 2672.4652 | 3183.6349 | 3829.3852 | 4480.6168 | 5363.6111 | 6394.4021 | 7579.7933 | 8889.004 | 10381.3957 | 11831.571 | 13635.7172 | 15583.2533 | 17688.3725 | 19980.0468 | 22464.7883 | 25030.472 | 28061.4999 | 31659.0552 | 35901.537 | 40756.3631 | 46316.1497 | 52634.3755 | 59814.5033 | 67974.1095
[10 empty] | 3.8124 | 4.6286 | 5.6055 | 6.7891 | 8.1551 | 9.7257 | 11.7089 | 13.7088 | 16.4191 | 19.5824 | 23.2187 | 27.2338 | 31.8099 | 36.2562 | 41.7871 | 47.7571 | 54.21 | 61.2344 | 68.8505 | 76.7145 | 86.0047 | 97.0312 | 110.0342 | 124.914 | 141.9544 | 161.3194 | 183.3259 | 208.3345
[10 empty] | 0.47167 | 0.57264 | 0.69351 | 0.83994 | 1.0089 | 1.2033 | 1.4486 | 1.696 | 2.0313 | 2.4227 | 2.8726 | 3.3693 | 3.9355 | 4.4856 | 5.1698 | 5.9084 | 6.7068 | 7.5758 | 8.5181 | 9.491 | 10.6404 | 12.0045 | 13.6133 | 15.4542 | 17.5624 | 19.9582 | 22.6808 | 25.7748
[10 empty] | 0.47167 | 0.57264 | 0.69351 | 0.83994 | 1.0089 | 1.2033 | 1.4486 | 1.696 | 2.0313 | 2.4227 | 2.8726 | 3.3693 | 3.9355 | 4.4856 | 5.1698 | 5.9084 | 6.7068 | 7.5758 | 8.5181 | 9.491 | 10.6404 | 12.0045 | 13.6133 | 15.4542 | 17.5624 | 19.9582 | 22.6808 | 25.7748
[10 empty] | 0 | 361.9726 | 414.4374 | 481.8573 | 541.3588 | 608.1518 | 742.7324 | 748.2137 | 979.9764 | 1127.7731 | 1335.3713 | 1512.0824 | 1751.0605 | 1765.3821 | 2177.942 | 2490.0081 | 2702.493 | 2983.2422 | 3279.1485 | 3485.793 | 4104.8112 | 4808.231 | 5624.854 | 6435.0562 | 7376.3929 | 8358.3333 | 9471.5088 | 10652.295
[10 empty] | 3064.9133 | 3064.9133 | 3064.9133 | 3064.9133 | 3064.9133 | 3064.9133 | 3064.9133 | 3064.9133 | 3064.9133 | 3064.9133 | 3064.9133 | 3064.9133 | 3064.9133 | 3064.9133 | 3064.9133 | 3064.9133 | 3064.9133 | 3064.9133 | 3064.9133 | 3064.9133 | 3064.9133 | 3064.9133 | 3064.9133 | 3064.9133 | 3064.9133 | 3064.9133 | 3064.9133 | 3064.9133
[10 empty] | 0.37919 | 0.37919 | 0.37919 | 0.37919 | 0.37919 | 0.37919 | 0.37919 | 0.37919 | 0.37919 | 0.37919 | 0.37919 | 0.37919 | 0.37919 | 0.37919 | 0.37919 | 0.37919 | 0.37919 | 0.37919 | 0.37919 | 0.37919 | 0.37919 | 0.37919 | 0.37919 | 0.37919 | 0.37919 | 0.37919 | 0.37919 | 0.37919
[10 empty] | 0.37919 | 0.37919 | 0.37919 | 0.37919 | 0.37919 | 0.37919 | 0.37919 | 0.37919 | 0.37919 | 0.37919 | 0.37919 | 0.37919 | 0.37919 | 0.37919 | 0.37919 | 0.37919 | 0.37919 | 0.37919 | 0.37919 | 0.37919 | 0.37919 | 0.37919 | 0.37919 | 0.37919 | 0.37919 | 0.37919 | 0.37919 | 0.37919
[10 empty] | 3470.7148 | 3465.1617 | 3459.6174 | 3454.082 | 3448.5555 | 3443.0378 | 3437.5289 | 3432.0289 | 3426.5376 | 3421.0552 | 3415.5815 | 3410.1166 | 3404.6604 | 3399.2129 | 3393.7742 | 3388.3441 | 3382.9228 | 3377.5101 | 3372.1061 | 3366.7107 | 3361.324 | 3355.9459 | 3350.5764 | 3345.2154 | 3339.8631 | 3334.5193 | 3329.1841 | 3323.8574
[10 empty] | 5.8036 | 5.8612 | 5.9189 | 5.9768 | 6.0348 | 6.0929 | 6.1513 | 6.2099 | 6.2686 | 6.3277 | 6.3869 | 6.436 | 6.4766 | 6.5097 | 6.5365 | 6.5578 | 6.5746 | 6.5874 | 6.5968 | 6.6033 | 6.6074 | 6.6093 | 6.6094 | 6.608 | 6.6053 | 6.6014 | 6.5966 | 6.591
[10 empty] | 1.3482 | 1.3616 | 1.375 | 1.3884 | 1.4019 | 1.4154 | 1.429 | 1.4426 | 1.4562 | 1.4699 | 1.4837 | 1.4951 | 1.5045 | 1.5122 | 1.5184 | 1.5234 | 1.5273 | 1.5303 | 1.5325 | 1.534 | 1.5349 | 1.5354 | 1.5354 | 1.5351 | 1.5344 | 1.5335 | 1.5324 | 1.5311
[10 empty] | 1.3482 | 1.3616 | 1.375 | 1.3884 | 1.4019 | 1.4154 | 1.429 | 1.4426 | 1.4562 | 1.4699 | 1.4837 | 1.4951 | 1.5045 | 1.5122 | 1.5184 | 1.5234 | 1.5273 | 1.5303 | 1.5325 | 1.534 | 1.5349 | 1.5354 | 1.5354 | 1.5351 | 1.5344 | 1.5335 | 1.5324 | 1.5311
[10 empty] | 0 | 216.5726 | 216.2261 | 215.8801 | 215.5347 | 215.1899 | 214.8456 | 214.5018 | 214.1586 | 213.8159 | 213.4738 | 213.1323 | 212.7913 | 212.4508 | 212.1109 | 211.7715 | 211.4327 | 211.0944 | 272.1621 | 262.9685 | 255.0527 | 248.2306 | 242.3445 | 237.2595 | 232.8601 | 229.0475 | 225.7372 | 222.8567
[10 empty] | 1991.7897 | 1991.7897 | 1991.7897 | 1991.7897 | 1991.7897 | 1991.7897 | 1991.7897 | 1991.7897 | 1991.7897 | 1991.7897 | 1991.7897 | 1991.7897 | 1991.7897 | 1991.7897 | 1991.7897 | 1991.7897 | 1991.7897 | 1991.7897 | 1991.7897 | 1991.7897 | 1991.7897 | 1991.7897 | 1991.7897 | 1991.7897 | 1991.7897 | 1991.7897 | 1991.7897 | 1991.7897
[10 empty] | 0.4627 | 0.4627 | 0.4627 | 0.4627 | 0.4627 | 0.4627 | 0.4627 | 0.4627 | 0.4627 | 0.4627 | 0.4627 | 0.4627 | 0.4627 | 0.4627 | 0.4627 | 0.4627 | 0.4627 | 0.4627 | 0.4627 | 0.4627 | 0.4627 | 0.4627 | 0.4627 | 0.4627 | 0.4627 | 0.4627 | 0.4627 | 0.4627
[10 empty] | 0.4627 | 0.4627 | 0.4627 | 0.4627 | 0.4627 | 0.4627 | 0.4627 | 0.4627 | 0.4627 | 0.4627 | 0.4627 | 0.4627 | 0.4627 | 0.4627 | 0.4627 | 0.4627 | 0.4627 | 0.4627 | 0.4627 | 0.4627 | 0.4627 | 0.4627 | 0.4627 | 0.4627 | 0.4627 | 0.4627 | 0.4627 | 0.4627
[10 empty] | 7726.5893 | 7714.2268 | 7701.884 | 7689.561 | 7677.2577 | 7664.9741 | 7652.7101 | 7640.4658 | 7628.241 | 7616.0359 | 7603.8502 | 7591.684 | 7579.5373 | 7567.4101 | 7555.3022 | 7543.2137 | 7531.1446 | 7519.0948 | 7507.0642 | 7495.0529 | 7483.0608 | 7471.0879 | 7459.1342 | 7447.1996 | 7435.2841 | 7423.3876 | 7411.5102 | 7399.6518
[10 empty] | 3.3646 | 3.4053 | 3.4475 | 3.4915 | 3.5374 | 3.5853 | 3.6354 | 3.6876 | 3.7314 | 3.7679 | 3.7983 | 3.8233 | 3.8439 | 3.8605 | 3.8738 | 3.8843 | 3.8924 | 3.8984 | 3.9027 | 3.9054 | 3.9068 | 3.9071 | 3.9064 | 3.905 | 3.9029 | 3.9001 | 3.8969 | 3.8932
[10 empty] | 0.42031 | 0.4254 | 0.43068 | 0.43617 | 0.44191 | 0.44789 | 0.45414 | 0.46067 | 0.46614 | 0.4707 | 0.47449 | 0.47762 | 0.48019 | 0.48227 | 0.48393 | 0.48525 | 0.48626 | 0.48701 | 0.48753 | 0.48787 | 0.48805 | 0.48809 | 0.48801 | 0.48783 | 0.48756 | 0.48722 | 0.48682 | 0.48636
[10 empty] | 0.42031 | 0.4254 | 0.43068 | 0.43617 | 0.44191 | 0.44789 | 0.45414 | 0.46067 | 0.46614 | 0.4707 | 0.47449 | 0.47762 | 0.48019 | 0.48227 | 0.48393 | 0.48525 | 0.48626 | 0.48701 | 0.48753 | 0.48787 | 0.48805 | 0.48809 | 0.48801 | 0.48783 | 0.48756 | 0.48722 | 0.48682 | 0.48636
[10 empty] | 0 | 593.4021 | 592.4526 | 591.5047 | 590.5583 | 589.6134 | 588.67 | 587.7281 | 586.7878 | 585.8489 | 584.9116 | 583.9757 | 583.0413 | 582.1085 | 581.1771 | 749.3064 | 723.9948 | 702.2015 | 683.4192 | 667.2138 | 653.214 | 641.1017 | 654.4872 | 662.3664 | 666.0306 | 666.513 | 664.6366 | 661.0532
[10 empty] | 528.228 | 528.228 | 528.228 | 528.228 | 528.228 | 528.228 | 528.228 | 528.228 | 528.228 | 528.228 | 528.228 | 528.228 | 528.228 | 528.228 | 528.228 | 528.228 | 528.228 | 528.228 | 528.228 | 528.228 | 528.228 | 528.228 | 528.228 | 528.228 | 528.228 | 528.228 | 528.228 | 528.228
[10 empty] | 0.065988 | 0.065988 | 0.065988 | 0.065988 | 0.065988 | 0.065988 | 0.065988 | 0.065988 | 0.065988 | 0.065988 | 0.065988 | 0.065988 | 0.065988 | 0.065988 | 0.065988 | 0.065988 | 0.065988 | 0.065988 | 0.065988 | 0.065988 | 0.065988 | 0.065988 | 0.065988 | 0.065988 | 0.065988 | 0.065988 | 0.065988 | 0.065988
[10 empty] | 0.065988 | 0.065988 | 0.065988 | 0.065988 | 0.065988 | 0.065988 | 0.065988 | 0.065988 | 0.065988 | 0.065988 | 0.065988 | 0.065988 | 0.065988 | 0.065988 | 0.065988 | 0.065988 | 0.065988 | 0.065988 | 0.065988 | 0.065988 | 0.065988 | 0.065988 | 0.065988 | 0.065988 | 0.065988 | 0.065988 | 0.065988 | 0.065988
[10 empty] | 74639.519 | 74520.0958 | 74400.8637 | 74281.8223 | 74162.9714 | 74044.3106 | 73925.8397 | 73807.5584 | 73689.4663 | 73571.5631 | 73453.8486 | 73336.3225 | 73218.9844 | 73101.834 | 72984.871 | 72868.0952 | 72751.5063 | 72635.1039 | 72518.8877 | 72402.8575 | 72287.0129 | 72171.3537 | 72055.8795 | 71940.5901 | 71825.4852 | 71710.5644 | 71595.8275 | 71481.2742
[10 empty] | 2.3144 | 2.3164 | 2.3189 | 2.3217 | 2.3251 | 2.327 | 2.3278 | 2.3277 | 2.3269 | 2.3254 | 2.3236 | 2.3213 | 2.3188 | 2.316 | 2.313 | 2.3099 | 2.3067 | 2.3034 | 2.3 | 2.2966 | 2.2931 | 2.2896 | 2.2861 | 2.2825 | 2.2789 | 2.2753 | 2.2718 | 2.2682
[10 empty] | 0.28912 | 0.28937 | 0.28968 | 0.29004 | 0.29046 | 0.2907 | 0.2908 | 0.29079 | 0.29068 | 0.2905 | 0.29027 | 0.28999 | 0.28967 | 0.28932 | 0.28895 | 0.28857 | 0.28816 | 0.28775 | 0.28733 | 0.2869 | 0.28646 | 0.28603 | 0.28558 | 0.28514 | 0.28469 | 0.28424 | 0.2838 | 0.28335
[10 empty] | 0.28912 | 0.28937 | 0.28968 | 0.29004 | 0.29046 | 0.2907 | 0.2908 | 0.29079 | 0.29068 | 0.2905 | 0.29027 | 0.28999 | 0.28967 | 0.28932 | 0.28895 | 0.28857 | 0.28816 | 0.28775 | 0.28733 | 0.2869 | 0.28646 | 0.28603 | 0.28558 | 0.28514 | 0.28469 | 0.28424 | 0.2838 | 0.28335
[10 empty] | 0 | 9315.012 | 9300.108 | 9285.2278 | 9270.3714 | 9255.5388 | 9240.73 | 9225.9448 | 9211.1833 | 9196.4454 | 11588.6668 | 11089.508 | 10687.8864 | 10364.1745 | 10581.0089 | 10655.0045 | 10634.2948 | 10553.4245 | 10531.9218 | 11151.3875 | 10895.9278 | 10700.8128 | 10560.6627 | 10711.3639 | 10744.1472 | 10707.1175 | 10634.1364 | 10621.0994
[10 empty] | 31.7331 | 31.7331 | 31.7331 | 31.7331 | 31.7331 | 31.7331 | 31.7331 | 31.7331 | 31.7331 | 31.7331 | 31.7331 | 31.7331 | 31.7331 | 31.7331 | 31.7331 | 31.7331 | 31.7331 | 31.7331 | 31.7331 | 31.7331 | 31.7331 | 31.7331 | 31.7331 | 31.7331 | 31.7331 | 31.7331 | 31.7331 | 31.7331
[10 empty] | 0.0039642 | 0.0039642 | 0.0039642 | 0.0039642 | 0.0039642 | 0.0039642 | 0.0039642 | 0.0039642 | 0.0039642 | 0.0039642 | 0.0039642 | 0.0039642 | 0.0039642 | 0.0039642 | 0.0039642 | 0.0039642 | 0.0039642 | 0.0039642 | 0.0039642 | 0.0039642 | 0.0039642 | 0.0039642 | 0.0039642 | 0.0039642 | 0.0039642 | 0.0039642 | 0.0039642 | 0.0039642
[10 empty] | 0.0039642 | 0.0039642 | 0.0039642 | 0.0039642 | 0.0039642 | 0.0039642 | 0.0039642 | 0.0039642 | 0.0039642 | 0.0039642 | 0.0039642 | 0.0039642 | 0.0039642 | 0.0039642 | 0.0039642 | 0.0039642 | 0.0039642 | 0.0039642 | 0.0039642 | 0.0039642 | 0.0039642 | 0.0039642 | 0.0039642 | 0.0039642 | 0.0039642 | 0.0039642 | 0.0039642 | 0.0039642
[10 empty] | 6730.7842 | 6921.6154 | 7117.857 | 7319.6625 | 7527.1896 | 7740.6005 | 7960.062 | 8185.7457 | 8417.8279 | 8656.4902 | 8901.919 | 9154.3062 | 9413.8491 | 9680.7505 | 9955.2192 | 10237.4695 | 10527.7223 | 10826.2043 | 11133.1488 | 11448.7958 | 11773.3921 | 12107.1913 | 12450.4544 | 12803.4497 | 13166.4531 | 13539.7484 | 13923.6273 | 14318.39
[10 empty] | 13.0558 | 13.4887 | 13.9389 | 14.4076 | 14.8955 | 15.4035 | 15.9324 | 16.4828 | 17.0554 | 17.6293 | 18.2065 | 18.789 | 19.3785 | 19.9767 | 20.5848 | 21.2042 | 21.8361 | 22.4815 | 23.1414 | 23.8169 | 24.5087 | 25.2178 | 25.9449 | 26.6909 | 27.4566 | 28.2427 | 29.05 | 29.8793
[10 empty] | 1.1914 | 1.2309 | 1.272 | 1.3148 | 1.3593 | 1.4057 | 1.4539 | 1.5042 | 1.5564 | 1.6088 | 1.6614 | 1.7146 | 1.7684 | 1.823 | 1.8785 | 1.935 | 1.9927 | 2.0516 | 2.1118 | 2.1734 | 2.2366 | 2.3013 | 2.3676 | 2.4357 | 2.5056 | 2.5773 | 2.651 | 2.7267
[10 empty] | 1.1914 | 1.2309 | 1.272 | 1.3148 | 1.3593 | 1.4057 | 1.4539 | 1.5042 | 1.5564 | 1.6088 | 1.6614 | 1.7146 | 1.7684 | 1.823 | 1.8785 | 1.935 | 1.9927 | 2.0516 | 2.1118 | 2.1734 | 2.2366 | 2.3013 | 2.3676 | 2.4357 | 2.5056 | 2.5773 | 2.651 | 2.7267
[10 empty] | 0 | 671.6015 | 677.0119 | 682.5758 | 688.2974 | 694.1812 | 700.2318 | 706.454 | 712.8526 | 746.6942 | 777.6007 | 806.0454 | 832.4352 | 857.1208 | 880.404 | 902.5456 | 1119.4463 | 1117.4663 | 1121.638 | 1130.7721 | 1143.9085 | 1160.2755 | 1179.2562 | 1200.3602 | 1259.0971 | 1310.0185 | 1355.3061 | 1396.6423
[10 empty] | 2088.7442 | 2088.7442 | 2088.7442 | 2088.7442 | 2088.7442 | 2088.7442 | 2088.7442 | 2088.7442 | 2088.7442 | 2088.7442 | 2088.7442 | 2088.7442 | 2088.7442 | 2088.7442 | 2088.7442 | 2088.7442 | 2088.7442 | 2088.7442 | 2088.7442 | 2088.7442 | 2088.7442 | 2088.7442 | 2088.7442 | 2088.7442 | 2088.7442 | 2088.7442 | 2088.7442 | 2088.7442
[10 empty] | 0.19061 | 0.19061 | 0.19061 | 0.19061 | 0.19061 | 0.19061 | 0.19061 | 0.19061 | 0.19061 | 0.19061 | 0.19061 | 0.19061 | 0.19061 | 0.19061 | 0.19061 | 0.19061 | 0.19061 | 0.19061 | 0.19061 | 0.19061 | 0.19061 | 0.19061 | 0.19061 | 0.19061 | 0.19061 | 0.19061 | 0.19061 | 0.19061
[10 empty] | 0.19061 | 0.19061 | 0.19061 | 0.19061 | 0.19061 | 0.19061 | 0.19061 | 0.19061 | 0.19061 | 0.19061 | 0.19061 | 0.19061 | 0.19061 | 0.19061 | 0.19061 | 0.19061 | 0.19061 | 0.19061 | 0.19061 | 0.19061 | 0.19061 | 0.19061 | 0.19061 | 0.19061 | 0.19061 | 0.19061 | 0.19061 | 0.19061
[10 empty] | 4004.4639 | 4019.3758 | 4034.3433 | 4049.3665 | 4064.4456 | 4079.5809 | 4094.7726 | 4110.0208 | 4125.3258 | 4140.6878 | 4156.107 | 4171.5836 | 4187.1179 | 4202.71 | 4218.3601 | 4234.0686 | 4249.8355 | 4265.6611 | 4281.5457 | 4297.4895 | 4313.4926 | 4329.5553 | 4345.6778 | 4361.8603 | 4378.1031 | 4394.4064 | 4410.7704 | 4427.1954
[10 empty] | 3.3845 | 3.4198 | 3.4551 | 3.4905 | 3.5259 | 3.5613 | 3.5969 | 3.6324 | 3.6657 | 3.6968 | 3.7262 | 3.7539 | 3.7802 | 3.8052 | 3.8291 | 3.852 | 3.874 | 3.8953 | 3.9159 | 3.9358 | 3.9553 | 3.9743 | 3.9929 | 4.0111 | 4.029 | 4.0467 | 4.0641 | 4.0814
[10 empty] | 0.42281 | 0.42721 | 0.43162 | 0.43604 | 0.44047 | 0.4449 | 0.44933 | 0.45378 | 0.45793 | 0.46182 | 0.46549 | 0.46895 | 0.47223 | 0.47536 | 0.47834 | 0.48121 | 0.48396 | 0.48661 | 0.48918 | 0.49168 | 0.49411 | 0.49648 | 0.4988 | 0.50108 | 0.50332 | 0.50553 | 0.50771 | 0.50986
[10 empty] | 0.42281 | 0.42721 | 0.43162 | 0.43604 | 0.44047 | 0.4449 | 0.44933 | 0.45378 | 0.45793 | 0.46182 | 0.46549 | 0.46895 | 0.47223 | 0.47536 | 0.47834 | 0.48121 | 0.48396 | 0.48661 | 0.48918 | 0.49168 | 0.49411 | 0.49648 | 0.4988 | 0.50108 | 0.50332 | 0.50553 | 0.50771 | 0.50986
[10 empty] | 0 | 281.8762 | 281.9317 | 281.9875 | 282.0434 | 282.0995 | 282.1559 | 282.2125 | 283.9261 | 285.4621 | 286.8401 | 288.0778 | 289.1908 | 290.193 | 291.0968 | 292.0973 | 293.1639 | 381.0745 | 372.576 | 365.1523 | 358.6716 | 353.0183 | 348.1112 | 343.8748 | 350.3941 | 355.197 | 358.5997 | 360.868
[10 empty] | 925.5627 | 925.5627 | 925.5627 | 925.5627 | 925.5627 | 925.5627 | 925.5627 | 925.5627 | 925.5627 | 925.5627 | 925.5627 | 925.5627 | 925.5627 | 925.5627 | 925.5627 | 925.5627 | 925.5627 | 925.5627 | 925.5627 | 925.5627 | 925.5627 | 925.5627 | 925.5627 | 925.5627 | 925.5627 | 925.5627 | 925.5627 | 925.5627
[10 empty] | 0.11562 | 0.11562 | 0.11562 | 0.11562 | 0.11562 | 0.11562 | 0.11562 | 0.11562 | 0.11562 | 0.11562 | 0.11562 | 0.11562 | 0.11562 | 0.11562 | 0.11562 | 0.11562 | 0.11562 | 0.11562 | 0.11562 | 0.11562 | 0.11562 | 0.11562 | 0.11562 | 0.11562 | 0.11562 | 0.11562 | 0.11562 | 0.11562
[10 empty] | 0.11562 | 0.11562 | 0.11562 | 0.11562 | 0.11562 | 0.11562 | 0.11562 | 0.11562 | 0.11562 | 0.11562 | 0.11562 | 0.11562 | 0.11562 | 0.11562 | 0.11562 | 0.11562 | 0.11562 | 0.11562 | 0.11562 | 0.11562 | 0.11562 | 0.11562 | 0.11562 | 0.11562 | 0.11562 | 0.11562 | 0.11562 | 0.11562
[10 empty] | 4667.2166 | 4659.7491 | 4652.2935 | 4644.8498 | 4637.4181 | 4629.9982 | 4622.5902 | 4615.1941 | 4607.8097 | 4600.4372 | 4593.0765 | 4585.7276 | 4578.3905 | 4571.065 | 4563.7513 | 4556.4493 | 4549.159 | 4541.8804 | 4534.6133 | 4527.358 | 4520.1142 | 4512.882 | 4505.6614 | 4498.4523 | 4491.2548 | 4484.0688 | 4476.8943 | 4469.7313
[10 empty] | 2.3565 | 2.3558 | 2.3552 | 2.3545 | 2.3539 | 2.3532 | 2.3525 | 2.3518 | 2.3512 | 2.3505 | 2.3498 | 2.3491 | 2.3484 | 2.3477 | 2.347 | 2.3463 | 2.3456 | 2.3446 | 2.3434 | 2.3419 | 2.3402 | 2.3384 | 2.3363 | 2.3341 | 2.3318 | 2.3293 | 2.3268 | 2.3241
[10 empty] | 0.29438 | 0.2943 | 0.29422 | 0.29413 | 0.29405 | 0.29397 | 0.29388 | 0.2938 | 0.29372 | 0.29363 | 0.29355 | 0.29346 | 0.29337 | 0.29329 | 0.2932 | 0.29311 | 0.29302 | 0.2929 | 0.29274 | 0.29256 | 0.29235 | 0.29212 | 0.29186 | 0.29159 | 0.2913 | 0.29099 | 0.29067 | 0.29033
[10 empty] | 0.29438 | 0.2943 | 0.29422 | 0.29413 | 0.29405 | 0.29397 | 0.29388 | 0.2938 | 0.29372 | 0.29363 | 0.29355 | 0.29346 | 0.29337 | 0.29329 | 0.2932 | 0.29311 | 0.29302 | 0.2929 | 0.29274 | 0.29256 | 0.29235 | 0.29212 | 0.29186 | 0.29159 | 0.2913 | 0.29099 | 0.29067 | 0.29033
[10 empty] | 0 | 179.2211 | 178.9344 | 178.6481 | 178.3622 | 178.0769 | 177.7919 | 177.5075 | 177.2235 | 176.9399 | 176.6568 | 176.3741 | 176.0919 | 175.8102 | 175.5289 | 175.2481 | 174.9677 | 174.6877 | 174.4082 | 174.1292 | 173.8505 | 173.5724 | 173.2947 | 173.0174 | 172.7406 | 172.4642 | 172.1882 | 171.9127
[10 empty] | 522.3103 | 522.3103 | 522.3103 | 522.3103 | 522.3103 | 522.3103 | 522.3103 | 522.3103 | 522.3103 | 522.3103 | 522.3103 | 522.3103 | 522.3103 | 522.3103 | 522.3103 | 522.3103 | 522.3103 | 522.3103 | 522.3103 | 522.3103 | 522.3103 | 522.3103 | 522.3103 | 522.3103 | 522.3103 | 522.3103 | 522.3103 | 522.3103
[10 empty] | 0.065249 | 0.065249 | 0.065249 | 0.065249 | 0.065249 | 0.065249 | 0.065249 | 0.065249 | 0.065249 | 0.065249 | 0.065249 | 0.065249 | 0.065249 | 0.065249 | 0.065249 | 0.065249 | 0.065249 | 0.065249 | 0.065249 | 0.065249 | 0.065249 | 0.065249 | 0.065249 | 0.065249 | 0.065249 | 0.065249 | 0.065249 | 0.065249
[10 empty] | 0.065249 | 0.065249 | 0.065249 | 0.065249 | 0.065249 | 0.065249 | 0.065249 | 0.065249 | 0.065249 | 0.065249 | 0.065249 | 0.065249 | 0.065249 | 0.065249 | 0.065249 | 0.065249 | 0.065249 | 0.065249 | 0.065249 | 0.065249 | 0.065249 | 0.065249 | 0.065249 | 0.065249 | 0.065249 | 0.065249 | 0.065249 | 0.065249
[10 empty] | 77801.7951 | 77677.3122 | 77553.0285 | 77428.9437 | 77305.0574 | 77181.3693 | 77057.8791 | 76934.5865 | 76811.4911 | 76688.5928 | 76565.891 | 76443.3856 | 76321.0762 | 76198.9625 | 76077.0441 | 75955.3208 | 75833.7923 | 75712.4583 | 75591.3183 | 75470.3722 | 75349.6196 | 75229.0602 | 75108.6937 | 74988.5198 | 74868.5382 | 74748.7485 | 74629.1505 | 74509.7439
[10 empty] | 16.4544 | 16.4281 | 16.4018 | 16.3756 | 16.3494 | 16.3232 | 16.2971 | 16.271 | 16.245 | 16.219 | 16.193 | 16.1671 | 16.1413 | 16.1154 | 16.0896 | 16.0639 | 16.0382 | 16.0125 | 15.9869 | 15.9613 | 15.9358 | 15.9103 | 15.8848 | 15.8594 | 15.8341 | 15.8087 | 15.7834 | 15.7582
[10 empty] | 2.0555 | 2.0523 | 2.049 | 2.0457 | 2.0424 | 2.0392 | 2.0359 | 2.0326 | 2.0294 | 2.0261 | 2.0229 | 2.0197 | 2.0164 | 2.0132 | 2.01 | 2.0068 | 2.0035 | 2.0003 | 1.9971 | 1.9939 | 1.9908 | 1.9876 | 1.9844 | 1.9812 | 1.978 | 1.9749 | 1.9717 | 1.9686
[10 empty] | 2.0555 | 2.0523 | 2.049 | 2.0457 | 2.0424 | 2.0392 | 2.0359 | 2.0326 | 2.0294 | 2.0261 | 2.0229 | 2.0197 | 2.0164 | 2.0132 | 2.01 | 2.0068 | 2.0035 | 2.0003 | 1.9971 | 1.9939 | 1.9908 | 1.9876 | 1.9844 | 1.9812 | 1.978 | 1.9749 | 1.9717 | 1.9686
[10 empty] | 0 | 8630.8125 | 8617.0032 | 8603.216 | 8589.4508 | 8575.7077 | 8561.9866 | 8548.2874 | 8534.6101 | 8520.9548 | 8507.3212 | 10968.4125 | 10597.8997 | 10278.8871 | 10355.7848 | 10368.9149 | 10334.7965 | 10316.5316 | 10302.7678 | 10286.1384 | 10269.3107 | 10962.522 | 10742.6146 | 10566.6283 | 10627.9525 | 10630.9184 | 10594.8946 | 10577.3151
[10 empty] | 211.4914 | 211.4914 | 211.4914 | 211.4914 | 211.4914 | 211.4914 | 211.4914 | 211.4914 | 211.4914 | 211.4914 | 211.4914 | 211.4914 | 211.4914 | 211.4914 | 211.4914 | 211.4914 | 211.4914 | 211.4914 | 211.4914 | 211.4914 | 211.4914 | 211.4914 | 211.4914 | 211.4914 | 211.4914 | 211.4914 | 211.4914 | 211.4914
[10 empty] | 0.02642 | 0.02642 | 0.02642 | 0.02642 | 0.02642 | 0.02642 | 0.02642 | 0.02642 | 0.02642 | 0.02642 | 0.02642 | 0.02642 | 0.02642 | 0.02642 | 0.02642 | 0.02642 | 0.02642 | 0.02642 | 0.02642 | 0.02642 | 0.02642 | 0.02642 | 0.02642 | 0.02642 | 0.02642 | 0.02642 | 0.02642 | 0.02642
[10 empty] | 0.02642 | 0.02642 | 0.02642 | 0.02642 | 0.02642 | 0.02642 | 0.02642 | 0.02642 | 0.02642 | 0.02642 | 0.02642 | 0.02642 | 0.02642 | 0.02642 | 0.02642 | 0.02642 | 0.02642 | 0.02642 | 0.02642 | 0.02642 | 0.02642 | 0.02642 | 0.02642 | 0.02642 | 0.02642 | 0.02642 | 0.02642 | 0.02642
[10 empty] | 3543.64 | 5597.2213 | 7270.6433 | 8551.0346 | 9418.7205 | 9972.1295 | 10630.4981 | 11429.7932 | 12368.8728 | 13445.8069 | 14622.9572 | 15896.9098 | 17266.5313 | 18700.7427 | 20183.7493 | 21699.4169 | 23252.8063 | 24816.766 | 26373.3064 | 27933.0479 | 29488.852 | 31032.9866 | 32565.03 | 34088.4905 | 35619.163 | 37154.1247 | 38690.5209 | 40224.2217
[10 empty] | 0 | 0 | 0 | 0 | 0 | 0 | 0 | 0 | 0 | 0 | 0 | 0 | 0 | 0 | 0 | 0 | 0 | 0 | 0 | 0 | 0 | 0 | 0 | 0 | 0 | 0 | 0 | 0
[10 empty] | 0 | 0 | 0 | 0 | 0 | 0 | 0 | 0 | 0 | 0 | 0 | 0 | 0 | 0 | 0 | 0 | 0 | 0 | 0 | 0 | 0 | 0 | 0 | 0 | 0 | 0 | 0 | 0
[10 empty] | 0 | 0 | 0 | 0 | 0 | 0 | 0 | 0 | 0 | 0 | 0 | 0 | 0 | 0 | 0 | 0 | 0 | 0 | 0 | 0 | 0 | 0 | 0 | 0 | 0 | 0 | 0 | 0
[10 empty] | 0 | 2074.5968 | 1694.4375 | 1301.4068 | 888.7013 | 574.4245 | 679.384 | 821.4886 | 962.2547 | 1100.9273 | 1201.8253 | 1299.1956 | 1412.3244 | 1491.4644 | 1552.3845 | 1595.1496 | 1641.2916 | 1691.4102 | 1716.948 | 1747.6132 | 1766.5626 | 1773.9654 | 1753.4383 | 1737.8254 | 1739.1792 | 1738.5864 | 1735.9528 | 2045.764
[10 empty] | 0 | 0 | 0 | 0 | 0 | 0 | 0 | 0 | 0 | 0 | 0 | 0 | 0 | 0 | 0 | 0 | 0 | 0 | 0 | 0 | 0 | 0 | 0 | 0 | 0 | 0 | 0 | 0
[10 empty] | 0 | 0 | 0 | 0 | 0 | 0 | 0 | 0 | 0 | 0 | 0 | 0 | 0 | 0 | 0 | 0 | 0 | 0 | 0 | 0 | 0 | 0 | 0 | 0 | 0 | 0 | 0 | 0
[10 empty] | 0 | 0 | 0 | 0 | 0 | 0 | 0 | 0 | 0 | 0 | 0 | 0 | 0 | 0 | 0 | 0 | 0 | 0 | 0 | 0 | 0 | 0 | 0 | 0 | 0 | 0 | 0 | 0
[10 empty] | 3543.64 | 5597.2213 | 7270.6433 | 8551.0346 | 9418.7205 | 9972.1295 | 10630.4981 | 11429.7932 | 12368.8728 | 13445.8069 | 14622.9572 | 15896.9098 | 17266.5313 | 18700.7427 | 20183.7493 | 21699.4169 | 23252.8063 | 24816.766 | 26373.3064 | 27933.0479 | 29488.852 | 31032.9866 | 32565.03 | 34088.4905 | 35619.163 | 37154.1247 | 38690.5209 | 40224.2217
[10 empty] | 0 | 0 | 0 | 0 | 0 | 0 | 0 | 0 | 0 | 0 | 0 | 0 | 0 | 0 | 0 | 0 | 0 | 0 | 0 | 0 | 0 | 0 | 0 | 0 | 0 | 0 | 0 | 0
[10 empty] | 0 | 0 | 0 | 0 | 0 | 0 | 0 | 0 | 0 | 0 | 0 | 0 | 0 | 0 | 0 | 0 | 0 | 0 | 0 | 0 | 0 | 0 | 0 | 0 | 0 | 0 | 0 | 0
[10 empty] | 0 | 0 | 0 | 0 | 0 | 0 | 0 | 0 | 0 | 0 | 0 | 0 | 0 | 0 | 0 | 0 | 0 | 0 | 0 | 0 | 0 | 0 | 0 | 0 | 0 | 0 | 0 | 0
[10 empty] | 0 | 2074.5968 | 1694.4375 | 1301.4068 | 888.7013 | 574.4245 | 679.384 | 821.4886 | 962.2547 | 1100.9273 | 1201.8253 | 1299.1956 | 1412.3244 | 1491.4644 | 1552.3845 | 1595.1496 | 1641.2916 | 1691.4102 | 1716.948 | 1747.6132 | 1766.5626 | 1773.9654 | 1753.4383 | 1737.8254 | 1739.1792 | 1738.5864 | 1735.9528 | 2045.764
[10 empty] | 0 | 0 | 0 | 0 | 0 | 0 | 0 | 0 | 0 | 0 | 0 | 0 | 0 | 0 | 0 | 0 | 0 | 0 | 0 | 0 | 0 | 0 | 0 | 0 | 0 | 0 | 0 | 0
[10 empty] | 0 | 0 | 0 | 0 | 0 | 0 | 0 | 0 | 0 | 0 | 0 | 0 | 0 | 0 | 0 | 0 | 0 | 0 | 0 | 0 | 0 | 0 | 0 | 0 | 0 | 0 | 0 | 0
[10 empty] | 0 | 0 | 0 | 0 | 0 | 0 | 0 | 0 | 0 | 0 | 0 | 0 | 0 | 0 | 0 | 0 | 0 | 0 | 0 | 0 | 0 | 0 | 0 | 0 | 0 | 0 | 0 | 0
[10 empty] | 3543.64 | 5597.2213 | 7270.6433 | 8551.0346 | 9418.7205 | 9972.1295 | 10630.4981 | 11429.7932 | 12368.8728 | 13445.8069 | 14622.9572 | 15896.9098 | 17266.5313 | 18700.7427 | 20183.7493 | 21699.4169 | 23252.8063 | 24816.766 | 26373.3064 | 27933.0479 | 29488.852 | 31032.9866 | 32565.03 | 34088.4905 | 35619.163 | 37154.1247 | 38690.5209 | 40224.2217
[10 empty] | 0 | 0 | 0 | 0 | 0 | 0 | 0 | 0 | 0 | 0 | 0 | 0 | 0 | 0 | 0 | 0 | 0 | 0 | 0 | 0 | 0 | 0 | 0 | 0 | 0 | 0 | 0 | 0
[10 empty] | 0 | 0 | 0 | 0 | 0 | 0 | 0 | 0 | 0 | 0 | 0 | 0 | 0 | 0 | 0 | 0 | 0 | 0 | 0 | 0 | 0 | 0 | 0 | 0 | 0 | 0 | 0 | 0
[10 empty] | 0 | 0 | 0 | 0 | 0 | 0 | 0 | 0 | 0 | 0 | 0 | 0 | 0 | 0 | 0 | 0 | 0 | 0 | 0 | 0 | 0 | 0 | 0 | 0 | 0 | 0 | 0 | 0
[10 empty] | 0 | 2074.5968 | 1694.4375 | 1301.4068 | 888.7013 | 574.4245 | 679.384 | 821.4886 | 962.2547 | 1100.9273 | 1201.8253 | 1299.1956 | 1412.3244 | 1491.4644 | 1552.3845 | 1595.1496 | 1641.2916 | 1691.4102 | 1716.948 | 1747.6132 | 1766.5626 | 1773.9654 | 1753.4383 | 1737.8254 | 1739.1792 | 1738.5864 | 1735.9528 | 2045.764
[10 empty] | 0 | 0 | 0 | 0 | 0 | 0 | 0 | 0 | 0 | 0 | 0 | 0 | 0 | 0 | 0 | 0 | 0 | 0 | 0 | 0 | 0 | 0 | 0 | 0 | 0 | 0 | 0 | 0
[10 empty] | 0 | 0 | 0 | 0 | 0 | 0 | 0 | 0 | 0 | 0 | 0 | 0 | 0 | 0 | 0 | 0 | 0 | 0 | 0 | 0 | 0 | 0 | 0 | 0 | 0 | 0 | 0 | 0
[10 empty] | 0 | 0 | 0 | 0 | 0 | 0 | 0 | 0 | 0 | 0 | 0 | 0 | 0 | 0 | 0 | 0 | 0 | 0 | 0 | 0 | 0 | 0 | 0 | 0 | 0 | 0 | 0 | 0
[10 empty] | 3543.64 | 5597.2213 | 7270.6433 | 8551.0346 | 9418.7205 | 9972.1295 | 10630.4981 | 11429.7932 | 12368.8728 | 13445.8069 | 14622.9572 | 15896.9098 | 17266.5313 | 18700.7427 | 20183.7493 | 21699.4169 | 23252.8063 | 24816.766 | 26373.3064 | 27933.0479 | 29488.852 | 31032.9866 | 32565.03 | 34088.4905 | 35619.163 | 37154.1247 | 38690.5209 | 40224.2217
[10 empty] | 0 | 0 | 0 | 0 | 0 | 0 | 0 | 0 | 0 | 0 | 0 | 0 | 0 | 0 | 0 | 0 | 0 | 0 | 0 | 0 | 0 | 0 | 0 | 0 | 0 | 0 | 0 | 0
[10 empty] | 0 | 0 | 0 | 0 | 0 | 0 | 0 | 0 | 0 | 0 | 0 | 0 | 0 | 0 | 0 | 0 | 0 | 0 | 0 | 0 | 0 | 0 | 0 | 0 | 0 | 0 | 0 | 0
[10 empty] | 0 | 0 | 0 | 0 | 0 | 0 | 0 | 0 | 0 | 0 | 0 | 0 | 0 | 0 | 0 | 0 | 0 | 0 | 0 | 0 | 0 | 0 | 0 | 0 | 0 | 0 | 0 | 0
[10 empty] | 0 | 2074.5968 | 1694.4375 | 1301.4068 | 888.7013 | 574.4245 | 679.384 | 821.4886 | 962.2547 | 1100.9273 | 1201.8253 | 1299.1956 | 1412.3244 | 1491.4644 | 1552.3845 | 1595.1496 | 1641.2916 | 1691.4102 | 1716.948 | 1747.6132 | 1766.5626 | 1773.9654 | 1753.4383 | 1737.8254 | 1739.1792 | 1738.5864 | 1735.9528 | 2045.764
[10 empty] | 0 | 0 | 0 | 0 | 0 | 0 | 0 | 0 | 0 | 0 | 0 | 0 | 0 | 0 | 0 | 0 | 0 | 0 | 0 | 0 | 0 | 0 | 0 | 0 | 0 | 0 | 0 | 0
[10 empty] | 0 | 0 | 0 | 0 | 0 | 0 | 0 | 0 | 0 | 0 | 0 | 0 | 0 | 0 | 0 | 0 | 0 | 0 | 0 | 0 | 0 | 0 | 0 | 0 | 0 | 0 | 0 | 0
[10 empty] | 0 | 0 | 0 | 0 | 0 | 0 | 0 | 0 | 0 | 0 | 0 | 0 | 0 | 0 | 0 | 0 | 0 | 0 | 0 | 0 | 0 | 0 | 0 | 0 | 0 | 0 | 0 | 0
[10 empty] | 3543.64 | 5597.2213 | 7270.6433 | 8551.0346 | 9418.7205 | 9972.1295 | 10630.4981 | 11429.7932 | 12368.8728 | 13445.8069 | 14622.9572 | 15896.9098 | 17266.5313 | 18700.7427 | 20183.7493 | 21699.4169 | 23252.8063 | 24816.766 | 26373.3064 | 27933.0479 | 29488.852 | 31032.9866 | 32565.03 | 34088.4905 | 35619.163 | 37154.1247 | 38690.5209 | 40224.2217
[10 empty] | 0 | 0 | 0 | 0 | 0 | 0 | 0 | 0 | 0 | 0 | 0 | 0 | 0 | 0 | 0 | 0 | 0 | 0 | 0 | 0 | 0 | 0 | 0 | 0 | 0 | 0 | 0 | 0
[10 empty] | 0 | 0 | 0 | 0 | 0 | 0 | 0 | 0 | 0 | 0 | 0 | 0 | 0 | 0 | 0 | 0 | 0 | 0 | 0 | 0 | 0 | 0 | 0 | 0 | 0 | 0 | 0 | 0
[10 empty] | 0 | 0 | 0 | 0 | 0 | 0 | 0 | 0 | 0 | 0 | 0 | 0 | 0 | 0 | 0 | 0 | 0 | 0 | 0 | 0 | 0 | 0 | 0 | 0 | 0 | 0 | 0 | 0
[10 empty] | 0 | 2074.5968 | 1694.4375 | 1301.4068 | 888.7013 | 574.4245 | 679.384 | 821.4886 | 962.2547 | 1100.9273 | 1201.8253 | 1299.1956 | 1412.3244 | 1491.4644 | 1552.3845 | 1595.1496 | 1641.2916 | 1691.4102 | 1716.948 | 1747.6132 | 1766.5626 | 1773.9654 | 1753.4383 | 1737.8254 | 1739.1792 | 1738.5864 | 1735.9528 | 2045.764
[10 empty] | 0 | 0 | 0 | 0 | 0 | 0 | 0 | 0 | 0 | 0 | 0 | 0 | 0 | 0 | 0 | 0 | 0 | 0 | 0 | 0 | 0 | 0 | 0 | 0 | 0 | 0 | 0 | 0
[10 empty] | 0 | 0 | 0 | 0 | 0 | 0 | 0 | 0 | 0 | 0 | 0 | 0 | 0 | 0 | 0 | 0 | 0 | 0 | 0 | 0 | 0 | 0 | 0 | 0 | 0 | 0 | 0 | 0
[10 empty] | 0 | 0 | 0 | 0 | 0 | 0 | 0 | 0 | 0 | 0 | 0 | 0 | 0 | 0 | 0 | 0 | 0 | 0 | 0 | 0 | 0 | 0 | 0 | 0 | 0 | 0 | 0 | 0
[10 empty] | 3543.64 | 5597.2213 | 7270.6433 | 8551.0346 | 9418.7205 | 9972.1295 | 10630.4981 | 11429.7932 | 12368.8728 | 13445.8069 | 14622.9572 | 15896.9098 | 17266.5313 | 18700.7427 | 20183.7493 | 21699.4169 | 23252.8063 | 24816.766 | 26373.3064 | 27933.0479 | 29488.852 | 31032.9866 | 32565.03 | 34088.4905 | 35619.163 | 37154.1247 | 38690.5209 | 40224.2217
[10 empty] | 0 | 0 | 0 | 0 | 0 | 0 | 0 | 0 | 0 | 0 | 0 | 0 | 0 | 0 | 0 | 0 | 0 | 0 | 0 | 0 | 0 | 0 | 0 | 0 | 0 | 0 | 0 | 0
[10 empty] | 0 | 0 | 0 | 0 | 0 | 0 | 0 | 0 | 0 | 0 | 0 | 0 | 0 | 0 | 0 | 0 | 0 | 0 | 0 | 0 | 0 | 0 | 0 | 0 | 0 | 0 | 0 | 0
[10 empty] | 0 | 0 | 0 | 0 | 0 | 0 | 0 | 0 | 0 | 0 | 0 | 0 | 0 | 0 | 0 | 0 | 0 | 0 | 0 | 0 | 0 | 0 | 0 | 0 | 0 | 0 | 0 | 0
[10 empty] | 0 | 2074.5968 | 1694.4375 | 1301.4068 | 888.7013 | 574.4245 | 679.384 | 821.4886 | 962.2547 | 1100.9273 | 1201.8253 | 1299.1956 | 1412.3244 | 1491.4644 | 1552.3845 | 1595.1496 | 1641.2916 | 1691.4102 | 1716.948 | 1747.6132 | 1766.5626 | 1773.9654 | 1753.4383 | 1737.8254 | 1739.1792 | 1738.5864 | 1735.9528 | 2045.764
[10 empty] | 0 | 0 | 0 | 0 | 0 | 0 | 0 | 0 | 0 | 0 | 0 | 0 | 0 | 0 | 0 | 0 | 0 | 0 | 0 | 0 | 0 | 0 | 0 | 0 | 0 | 0 | 0 | 0
[10 empty] | 0 | 0 | 0 | 0 | 0 | 0 | 0 | 0 | 0 | 0 | 0 | 0 | 0 | 0 | 0 | 0 | 0 | 0 | 0 | 0 | 0 | 0 | 0 | 0 | 0 | 0 | 0 | 0
[10 empty] | 0 | 0 | 0 | 0 | 0 | 0 | 0 | 0 | 0 | 0 | 0 | 0 | 0 | 0 | 0 | 0 | 0 | 0 | 0 | 0 | 0 | 0 | 0 | 0 | 0 | 0 | 0 | 0
[10 empty] | 3543.64 | 5597.2213 | 7270.6433 | 8551.0346 | 9418.7205 | 9972.1295 | 10630.4981 | 11429.7932 | 12368.8728 | 13445.8069 | 14622.9572 | 15896.9098 | 17266.5313 | 18700.7427 | 20183.7493 | 21699.4169 | 23252.8063 | 24816.766 | 26373.3064 | 27933.0479 | 29488.852 | 31032.9866 | 32565.03 | 34088.4905 | 35619.163 | 37154.1247 | 38690.5209 | 40224.2217
[10 empty] | 0 | 0 | 0 | 0 | 0 | 0 | 0 | 0 | 0 | 0 | 0 | 0 | 0 | 0 | 0 | 0 | 0 | 0 | 0 | 0 | 0 | 0 | 0 | 0 | 0 | 0 | 0 | 0
[10 empty] | 0 | 0 | 0 | 0 | 0 | 0 | 0 | 0 | 0 | 0 | 0 | 0 | 0 | 0 | 0 | 0 | 0 | 0 | 0 | 0 | 0 | 0 | 0 | 0 | 0 | 0 | 0 | 0
[10 empty] | 0 | 0 | 0 | 0 | 0 | 0 | 0 | 0 | 0 | 0 | 0 | 0 | 0 | 0 | 0 | 0 | 0 | 0 | 0 | 0 | 0 | 0 | 0 | 0 | 0 | 0 | 0 | 0
[10 empty] | 0 | 2074.5968 | 1694.4375 | 1301.4068 | 888.7013 | 574.4245 | 679.384 | 821.4886 | 962.2547 | 1100.9273 | 1201.8253 | 1299.1956 | 1412.3244 | 1491.4644 | 1552.3845 | 1595.1496 | 1641.2916 | 1691.4102 | 1716.948 | 1747.6132 | 1766.5626 | 1773.9654 | 1753.4383 | 1737.8254 | 1739.1792 | 1738.5864 | 1735.9528 | 2045.764
[10 empty] | 0 | 0 | 0 | 0 | 0 | 0 | 0 | 0 | 0 | 0 | 0 | 0 | 0 | 0 | 0 | 0 | 0 | 0 | 0 | 0 | 0 | 0 | 0 | 0 | 0 | 0 | 0 | 0
[10 empty] | 0 | 0 | 0 | 0 | 0 | 0 | 0 | 0 | 0 | 0 | 0 | 0 | 0 | 0 | 0 | 0 | 0 | 0 | 0 | 0 | 0 | 0 | 0 | 0 | 0 | 0 | 0 | 0
[10 empty] | 0 | 0 | 0 | 0 | 0 | 0 | 0 | 0 | 0 | 0 | 0 | 0 | 0 | 0 | 0 | 0 | 0 | 0 | 0 | 0 | 0 | 0 | 0 | 0 | 0 | 0 | 0 | 0
[10 empty] | 3543.64 | 5597.2213 | 7270.6433 | 8551.0346 | 9418.7205 | 9972.1295 | 10630.4981 | 11429.7932 | 12368.8728 | 13445.8069 | 14622.9572 | 15896.9098 | 17266.5313 | 18700.7427 | 20183.7493 | 21699.4169 | 23252.8063 | 24816.766 | 26373.3064 | 27933.0479 | 29488.852 | 31032.9866 | 32565.03 | 34088.4905 | 35619.163 | 37154.1247 | 38690.5209 | 40224.2217
[10 empty] | 0 | 0 | 0 | 0 | 0 | 0 | 0 | 0 | 0 | 0 | 0 | 0 | 0 | 0 | 0 | 0 | 0 | 0 | 0 | 0 | 0 | 0 | 0 | 0 | 0 | 0 | 0 | 0
[10 empty] | 0 | 0 | 0 | 0 | 0 | 0 | 0 | 0 | 0 | 0 | 0 | 0 | 0 | 0 | 0 | 0 | 0 | 0 | 0 | 0 | 0 | 0 | 0 | 0 | 0 | 0 | 0 | 0
[10 empty] | 0 | 0 | 0 | 0 | 0 | 0 | 0 | 0 | 0 | 0 | 0 | 0 | 0 | 0 | 0 | 0 | 0 | 0 | 0 | 0 | 0 | 0 | 0 | 0 | 0 | 0 | 0 | 0
[10 empty] | 0 | 2074.5968 | 1694.4375 | 1301.4068 | 888.7013 | 574.4245 | 679.384 | 821.4886 | 962.2547 | 1100.9273 | 1201.8253 | 1299.1956 | 1412.3244 | 1491.4644 | 1552.3845 | 1595.1496 | 1641.2916 | 1691.4102 | 1716.948 | 1747.6132 | 1766.5626 | 1773.9654 | 1753.4383 | 1737.8254 | 1739.1792 | 1738.5864 | 1735.9528 | 2045.764
[10 empty] | 0 | 0 | 0 | 0 | 0 | 0 | 0 | 0 | 0 | 0 | 0 | 0 | 0 | 0 | 0 | 0 | 0 | 0 | 0 | 0 | 0 | 0 | 0 | 0 | 0 | 0 | 0 | 0
[10 empty] | 0 | 0 | 0 | 0 | 0 | 0 | 0 | 0 | 0 | 0 | 0 | 0 | 0 | 0 | 0 | 0 | 0 | 0 | 0 | 0 | 0 | 0 | 0 | 0 | 0 | 0 | 0 | 0
[10 empty] | 0 | 0 | 0 | 0 | 0 | 0 | 0 | 0 | 0 | 0 | 0 | 0 | 0 | 0 | 0 | 0 | 0 | 0 | 0 | 0 | 0 | 0 | 0 | 0 | 0 | 0 | 0 | 0
[10 empty] | 3543.64 | 5597.2213 | 7270.6433 | 8551.0346 | 9418.7205 | 9972.1295 | 10630.4981 | 11429.7932 | 12368.8728 | 13445.8069 | 14622.9572 | 15896.9098 | 17266.5313 | 18700.7427 | 20183.7493 | 20183.7493 | 21699.4169 | 23263.3766 | 24819.917 | 26379.6585 | 27935.4626 | 29479.5972 | 31011.6406 | 32535.1011 | 34065.7736 | 34065.7736 | 35600.7352 | 37134.4361
[10 empty] | -30.7677 | -30.7677 | -30.7677 | -30.7677 | -30.7677 | -30.7677 | -30.7677 | -30.7677 | -30.7677 | -30.7677 | -30.7677 | -30.7677 | -30.7677 | -30.7677 | -30.7677 | -30.7677 | -30.7677 | -30.7677 | -30.7677 | -30.7677 | -30.2132 | -29.019 | -26.381 | -23.9827 | -21.8024 | -21.8024 | -19.8204 | -18.0185
[10 empty] | 0 | 0 | 0 | 0 | 0 | 0 | 0 | 0 | 0 | 0 | 0 | 0 | 0 | 0 | 0 | 0 | 0 | 0 | 0 | 0 | 0 | 0 | 0 | 0 | 0 | 0 | 0 | 0
[10 empty] | 0 | 0 | 0 | 0 | 0 | 0 | 0 | 0 | 0 | 0 | 0 | 0 | 0 | 0 | 0 | 0 | 0 | 0 | 0 | 0 | 0 | 0 | 0 | 0 | 0 | 0 | 0 | 0
[10 empty] | 0 | 2053.5813 | 1673.422 | 1280.3913 | 867.6858 | 553.4091 | 658.3686 | 799.2951 | 939.0796 | 1076.9341 | 1177.1503 | 1273.9526 | 1369.6214 | 1434.2114 | 1483.0066 | 1483.0066 | 1515.6676 | 1563.9597 | 1556.5404 | 1559.7415 | 1620.7651 | 1683.0095 | 1835.662 | 1986.1666 | 2103.4437 | 2103.4437 | 2172.0619 | 2191.7634
[10 empty] | 0 | 0 | 0 | 0 | 0 | 0 | 0 | 0 | 0 | 0 | 0 | 0 | 0 | 0 | 0 | 0 | 0 | 0 | 0 | 0 | 0 | 0 | 0 | 0 | 0 | 0 | 0 | 0
[10 empty] | 0 | 0 | 0 | 0 | 0 | 0 | 0 | 0 | 0 | 0 | 0 | 0 | 0 | 0 | 0 | 0 | 0 | 0 | 0 | 0 | 0 | 0 | 0 | 0 | 0 | 0 | 0 | 0
[10 empty] | 0 | 0 | 0 | 0 | 0 | 0 | 0 | 0 | 0 | 0 | 0 | 0 | 0 | 0 | 0 | 0 | 0 | 0 | 0 | 0 | 0 | 0 | 0 | 0 | 0 | 0 | 0 | 0
[10 empty] | 0 | 36.0003 | 82.6804 | 131.5023 | 181.5882 | 232.9997 | 285.8014 | 345.4514 | 406.6594 | 469.4565 | 533.8747 | 599.9461 | 667.7038 | 737.1812 | 808.4125 | 881.4323 | 956.2761 | 1032.9798 | 1111.5799 | 1192.1138 | 1274.6194 | 1359.1352 | 1445.7005 | 1534.3553 | 1625.1403 | 1718.0968 | 1813.267 | 1910.6938
[10 empty] | 0 | 0 | 0 | 0 | 0 | 0 | 0 | 0 | 0 | 0 | 0 | 0 | 0 | 0 | 0 | 0 | 0 | 0 | 0 | 0 | 0 | 0 | 0 | 0 | 0 | 0 | 0 | 0
[10 empty] | 0 | 0 | 0 | 0 | 0 | 0 | 0 | 0 | 0 | 0 | 0 | 0 | 0 | 0 | 0 | 0 | 0 | 0 | 0 | 0 | 0 | 0 | 0 | 0 | 0 | 0 | 0 | 0
[10 empty] | 0 | 0 | 0 | 0 | 0 | 0 | 0 | 0 | 0 | 0 | 0 | 0 | 0 | 0 | 0 | 0 | 0 | 0 | 0 | 0 | 0 | 0 | 0 | 0 | 0 | 0 | 0 | 0
[10 empty] | 0 | 36.0003 | 46.68 | 48.8219 | 50.0858 | 51.4116 | 52.8016 | 59.65 | 61.208 | 62.7972 | 64.4181 | 66.0714 | 67.7577 | 69.4774 | 76.3742 | 84.0966 | 91.3127 | 97.975 | 104.1773 | 110.0002 | 116.2838 | 132.7016 | 139.95 | 144.2398 | 148.2363 | 152.2664 | 156.3376 | 162.7619
[10 empty] | 0 | 0 | 0 | 0 | 0 | 0 | 0 | 0 | 0 | 0 | 0 | 0 | 0 | 0 | 0 | 0 | 0 | 0 | 0 | 0 | 0 | 0 | 0 | 0 | 0 | 0 | 0 | 0
[10 empty] | 0 | 0 | 0 | 0 | 0 | 0 | 0 | 0 | 0 | 0 | 0 | 0 | 0 | 0 | 0 | 0 | 0 | 0 | 0 | 0 | 0 | 0 | 0 | 0 | 0 | 0 | 0 | 0
[10 empty] | 0 | 0 | 0 | 0 | 0 | 0 | 0 | 0 | 0 | 0 | 0 | 0 | 0 | 0 | 0 | 0 | 0 | 0 | 0 | 0 | 0 | 0 | 0 | 0 | 0 | 0 | 0 | 0
[10 empty] | 110360.6814 | 110184.1043 | 110007.8097 | 109831.7972 | 109656.0663 | 109480.6166 | 109305.4476 | 109130.5589 | 108955.95 | 108781.6205 | 108607.5699 | 108433.7978 | 108260.3037 | 108087.0872 | 107914.1479 | 107741.4853 | 107569.0989 | 107396.9883 | 107225.1531 | 107053.5929 | 106882.3071 | 106711.2955 | 106540.5574
[10 empty] | 89.7294 | 87.1253 | 86.8852 | 80.728 | 72.0759 | 62.8872 | 53.4971 | 42.8051 | 35.6082 | 31.953 | 29.1132 | 27.1745 | 25.8307 | 24.5868 | 23.5063 | 22.5829 | 21.9111 | 21.2015 | 20.5647 | 20.0313 | 19.7441 | 19.4363 | 19.151
[10 empty] | 5.9784 | 5.8049 | 5.7889 | 5.3787 | 4.8022 | 4.19 | 3.5644 | 2.852 | 2.3725 | 2.1289 | 1.9397 | 1.8106 | 1.721 | 1.6382 | 1.5662 | 1.5046 | 1.4599 | 1.4126 | 1.3702 | 1.3346 | 1.3155 | 1.295 | 1.276
[10 empty] | 32.547 | 31.6024 | 31.5153 | 29.282 | 26.1436 | 22.8107 | 19.4047 | 15.5264 | 12.916 | 11.5901 | 10.5601 | 9.8568 | 9.3694 | 8.9182 | 8.5263 | 8.1914 | 7.9477 | 7.6903 | 7.4593 | 7.2658 | 7.1616 | 7.05 | 6.9465
[10 empty] | 0 | 31830.9635 | 23631.3073 | 18169.7047 | 16564.996 | 14288.2559 | 14975.7078 | 16836.7985 | 12148.6126 | 10932.8055 | 8909.1568 | 6446.1087 | 8096.7757 | 8971.6234 | 9227.8646 | 10893.8339 | 10837.8953 | 12953.4448 | 12101.4552 | 10981.1316 | 10426.8739 | 10404.53 | 9251.2434
[10 empty] | 793.5276 | 777.0043 | 774.1577 | 449.1475 | 446.6489 | 439.9062 | 249.7973 | 247.8371 | 245.7796 | 243.7849 | 220.6542 | 218.408 | 216.0334 | 213.7829 | 211.6938 | 209.6794 | 207.896 | 206.1641 | 204.5367 | 202.92 | 201.2748 | 199.5677 | 200.1477
[10 empty] | 0.052871 | 0.05177 | 0.05158 | 0.029926 | 0.029759 | 0.02931 | 0.016643 | 0.016513 | 0.016376 | 0.016243 | 0.014702 | 0.014552 | 0.014394 | 0.014244 | 0.014105 | 0.01397 | 0.013852 | 0.013736 | 0.013628 | 0.01352 | 0.01341 | 0.013297 | 0.013335
[10 empty] | 0.28783 | 0.28184 | 0.28081 | 0.16292 | 0.16201 | 0.15956 | 0.090607 | 0.089896 | 0.08915 | 0.088427 | 0.080037 | 0.079222 | 0.07836 | 0.077544 | 0.076786 | 0.076056 | 0.075409 | 0.074781 | 0.07419 | 0.073604 | 0.073007 | 0.072388 | 0.072598
[10 empty] | 110360.6814 | 110184.1043 | 110007.8097 | 109831.7972 | 109656.0663 | 109480.6166 | 109305.4476 | 109130.5589 | 108955.95 | 108781.6205 | 108607.5699 | 108433.7978 | 108260.3037 | 108087.0872 | 107914.1479 | 107741.4853 | 107569.0989 | 107396.9883 | 107225.1531 | 107053.5929 | 106882.3071 | 106711.2955 | 106540.5574
[10 empty] | 89.7294 | 87.1253 | 86.8852 | 77.3364 | 65.6424 | 53.9361 | 44.5762 | 34.4614 | 28.6173 | 26.7741 | 25.4288 | 24.8094 | 23.9366 | 22.8992 | 21.7752 | 20.6819 | 19.7891 | 18.5811 | 17.6385 | 16.9608 | 16.7629 | 16.5935 | 16.5048
[10 empty] | 5.9784 | 5.8049 | 5.7889 | 5.1527 | 4.3736 | 3.5936 | 2.97 | 2.2961 | 1.9067 | 1.7839 | 1.6943 | 1.653 | 1.5948 | 1.5257 | 1.4508 | 1.378 | 1.3185 | 1.238 | 1.1752 | 1.1301 | 1.1169 | 1.1056 | 1.0997
[10 empty] | 32.547 | 31.6024 | 31.5153 | 28.0517 | 23.8101 | 19.5639 | 16.1688 | 12.5 | 10.3802 | 9.7116 | 9.2236 | 8.999 | 8.6824 | 8.3061 | 7.8984 | 7.5018 | 7.178 | 6.7398 | 6.3979 | 6.1521 | 6.0803 | 6.0189 | 5.9867
[10 empty] | 0 | 31830.9635 | 23631.3073 | 18169.7047 | 16564.996 | 14288.2559 | 14069.2558 | 15424.8654 | 9558.2073 | 7129.5757 | 4980.1339 | 2097.6887 | 5164.2371 | 7328.3586 | 8628.7915 | 10808.4487 | 11369.6796 | 14729.5259 | 12758.2908 | 10589.876 | 8818.0146 | 8412.0621 | 6664.503
[10 empty] | 793.5276 | 777.0043 | 774.1577 | 262.4799 | 263.4537 | 264.1199 | 175.0723 | 175.5175 | 175.9255 | 176.3178 | 148.8588 | 149.1958 | 149.4272 | 149.7089 | 150.0804 | 150.4749 | 151.0117 | 151.5602 | 152.162 | 152.7467 | 153.2842 | 153.7461 | 154.193
[10 empty] | 0.052871 | 0.05177 | 0.05158 | 0.017488 | 0.017553 | 0.017598 | 0.011665 | 0.011694 | 0.011721 | 0.011748 | 0.0099181 | 0.0099405 | 0.009956 | 0.0099747 | 0.0099995 | 0.010026 | 0.010062 | 0.010098 | 0.010138 | 0.010177 | 0.010213 | 0.010244 | 0.010273
[10 empty] | 0.28783 | 0.28184 | 0.28081 | 0.095208 | 0.095561 | 0.095803 | 0.063503 | 0.063664 | 0.063812 | 0.063955 | 0.053995 | 0.054117 | 0.054201 | 0.054303 | 0.054438 | 0.054581 | 0.054776 | 0.054974 | 0.055193 | 0.055405 | 0.0556 | 0.055767 | 0.055929
[10 empty] | 110360.6814 | 110184.1043 | 110007.8097 | 109831.7972 | 109656.0663 | 109480.6166 | 109305.4476 | 109130.5589 | 108955.95 | 108781.6205 | 108607.5699 | 108433.7978 | 108260.3037 | 108087.0872 | 107914.1479 | 107741.4853 | 107569.0989 | 107396.9883 | 107225.1531 | 107053.5929 | 106882.3071 | 106711.2955 | 106540.5574
[10 empty] | 89.7294 | 87.1253 | 86.8852 | 77.3364 | 65.6424 | 53.9361 | 44.5762 | 34.4614 | 28.6173 | 26.7741 | 25.4288 | 24.8094 | 23.9366 | 22.8992 | 21.7752 | 20.6819 | 19.7891 | 18.5811 | 17.6385 | 16.9608 | 16.7629 | 16.5935 | 16.5048
[10 empty] | 5.9784 | 5.8049 | 5.7889 | 5.1527 | 4.3736 | 3.5936 | 2.97 | 2.2961 | 1.9067 | 1.7839 | 1.6943 | 1.653 | 1.5948 | 1.5257 | 1.4508 | 1.378 | 1.3185 | 1.238 | 1.1752 | 1.1301 | 1.1169 | 1.1056 | 1.0997
[10 empty] | 32.547 | 31.6024 | 31.5153 | 28.0517 | 23.8101 | 19.5639 | 16.1688 | 12.5 | 10.3802 | 9.7116 | 9.2236 | 8.999 | 8.6824 | 8.3061 | 7.8984 | 7.5018 | 7.178 | 6.7398 | 6.3979 | 6.1521 | 6.0803 | 6.0189 | 5.9867
[10 empty] | 0 | 31830.9635 | 23631.3073 | 18169.7047 | 16564.996 | 14288.2559 | 14069.2558 | 15424.8654 | 9558.2073 | 7129.5757 | 4980.1339 | 2097.6887 | 5164.2371 | 7328.3586 | 8628.7915 | 10808.4487 | 11369.6796 | 14729.5259 | 12758.2908 | 10589.876 | 8818.0146 | 8412.0621 | 6664.503
[10 empty] | 793.5276 | 777.0043 | 774.1577 | 262.4799 | 263.4537 | 264.1199 | 175.0723 | 175.5175 | 175.9255 | 176.3178 | 148.8588 | 149.1958 | 149.4272 | 149.7089 | 150.0804 | 150.4749 | 151.0117 | 151.5602 | 152.162 | 152.7467 | 153.2842 | 153.7461 | 154.193
[10 empty] | 0.052871 | 0.05177 | 0.05158 | 0.017488 | 0.017553 | 0.017598 | 0.011665 | 0.011694 | 0.011721 | 0.011748 | 0.0099181 | 0.0099405 | 0.009956 | 0.0099747 | 0.0099995 | 0.010026 | 0.010062 | 0.010098 | 0.010138 | 0.010177 | 0.010213 | 0.010244 | 0.010273
[10 empty] | 0.28783 | 0.28184 | 0.28081 | 0.095208 | 0.095561 | 0.095803 | 0.063503 | 0.063664 | 0.063812 | 0.063955 | 0.053995 | 0.054117 | 0.054201 | 0.054303 | 0.054438 | 0.054581 | 0.054776 | 0.054974 | 0.055193 | 0.055405 | 0.0556 | 0.055767 | 0.055929

## Raw Equipment Purchases (hidden)
Key | Sector | Segment | Vintage | End Use | Fuel | Technology | Equipment | Label | Potential | 2013 | 2014 | 2015 | 2016 | 2017 | 2018 | 2019 | 2020 | 2021 | 2022 | 2023 | 2024 | 2025 | 2026 | 2027 | 2028 | 2029 | 2030 | 2031 | 2032 | 2033 | 2034 | 2035 | 2036 | 2037 | 2038 | 2039 | 2040
[10 empty] | 0 | 222.7935 | 354.686 | 363.329 | 371.7453 | 0 | 0 | 0 | 0 | 0 | 0 | 0 | 0 | 0 | 0 | 0 | 0 | 0 | 0 | 0 | 0 | 0 | 0 | 0 | 0 | 0 | 0 | 0
[10 empty] | 0 | 68.5172 | 0 | 0 | 0 | 379.5877 | 386.9544 | 393.9299 | 400.5873 | 421.274 | 439.7191 | 474.3741 | 504.8293 | 531.7039 | 536.5507 | 542.8564 | 550.3272 | 558.7856 | 568.0307 | 577.9044 | 588.2844 | 699.6818 | 701.2181 | 705.9464 | 715.9026 | 729.6648 | 746.2334 | 762.1129
[10 empty] | 0 | 0 | 0 | 0 | 0 | 0 | 0 | 0 | 0 | 0 | 0 | 0 | 0 | 0 | 0 | 0 | 0 | 0 | 0 | 0 | 0 | 0 | 0 | 0 | 0 | 0 | 0 | 0
[10 empty] | 0 | 53.9887 | 0 | 0 | 0 | 0 | 0 | 0 | 0 | 0 | 0 | 0 | 0 | 0 | 0 | 0 | 0 | 0 | 0 | 0 | 0 | 0 | 0 | 0 | 0 | 0 | 0 | 0
[10 empty] | 0 | 0 | 0 | 0 | 0 | 0 | 0 | 0 | 0 | 0 | 0 | 0 | 0 | 0 | 0 | 0 | 0 | 0 | 0 | 0 | 0 | 0 | 0 | 0 | 0 | 0 | 0 | 0
[10 empty] | 0 | 0 | 0 | 0 | 0 | 0 | 0 | 0 | 0 | 0 | 0 | 0 | 0 | 0 | 0 | 0 | 0 | 0 | 0 | 0 | 0 | 0 | 0 | 0 | 0 | 0 | 0 | 0
[10 empty] | 0 | 0 | 0 | 0 | 0 | 0 | 0 | 0 | 0 | 0 | 0 | 0 | 0 | 0 | 0 | 0 | 0 | 0 | 0 | 0 | 0 | 0 | 0 | 0 | 0 | 0 | 0 | 0
[10 empty] | 0 | 0 | 0 | 0 | 0 | 0 | 0 | 0 | 0 | 0 | 0 | 0 | 0 | 0 | 0 | 0 | 0 | 0 | 0 | 0 | 0 | 0 | 0 | 0 | 0 | 0 | 0 | 0
[10 empty] | 0 | 0 | 0 | 0 | 0 | 0 | 0 | 0 | 0 | 0 | 0 | 0 | 0 | 0 | 0 | 0 | 0 | 0 | 0 | 0 | 0 | 0 | 0 | 0 | 0 | 0 | 0 | 0
[10 empty] | 0 | 0 | 0 | 0 | 0 | 0 | 0 | 0 | 0 | 0 | 0 | 0 | 0 | 0 | 0 | 0 | 0 | 0 | 0 | 0 | 0 | 0 | 0 | 0 | 0 | 0 | 0 | 0
[10 empty] | 0 | 719.1259 | 1925.5408 | 1504.7743 | 1224.3551 | 1224.7048 | 1224.2819 | 1462.5393 | 1620.0872 | 1723.9164 | 1987.6309 | 1955.6304 | 1796.0822 | 2093.2568 | 1674.0677 | 1435.5788 | 1382.1882 | 1452.734 | 1533.6543 | 1720.4112 | 1818.637 | 1821.2341 | 1951.6169 | 1843.4499 | 1668.3701 | 1622.7452 | 1476.8373 | 1441.1931
[10 empty] | 0 | 0 | 0 | 0 | 0 | 0 | 0 | 0 | 0 | 0 | 0 | 0 | 0 | 0 | 0 | 0 | 0 | 0 | 0 | 0 | 0 | 0 | 0 | 0 | 0 | 0 | 0 | 0
[10 empty] | 0 | 0 | 0 | 0 | 0 | 0 | 0 | 0 | 0 | 0 | 0 | 0 | 0 | 0 | 0 | 0 | 0 | 0 | 0 | 0 | 0 | 0 | 0 | 0 | 0 | 0 | 0 | 0
[10 empty] | 0 | 1838.0388 | 0 | 0 | 0 | 0 | 0 | 0 | 0 | 0 | 0 | 0 | 0 | 0 | 0 | 0 | 0 | 0 | 0 | 0 | 0 | 0 | 0 | 0 | 0 | 0 | 0 | 0
[10 empty] | 0 | 0 | 0 | 0 | 0 | 0 | 0 | 0 | 0 | 0 | 0 | 0 | 0 | 0 | 0 | 0 | 0 | 0 | 0 | 0 | 0 | 0 | 0 | 0 | 0 | 0 | 0 | 0
[10 empty] | 0 | 0 | 0 | 0 | 0 | 0 | 0 | 0 | 0 | 0 | 0 | 0 | 0 | 0 | 0 | 0 | 0 | 0 | 0 | 0 | 0 | 0 | 0 | 0 | 0 | 0 | 0 | 0
[10 empty] | 0 | 0 | 0 | 0 | 0 | 0 | 0 | 0 | 0 | 0 | 0 | 0 | 0 | 0 | 0 | 0 | 0 | 0 | 0 | 0 | 0 | 0 | 0 | 0 | 0 | 0 | 0 | 0
[10 empty] | 0 | 0 | 0 | 0 | 0 | 0 | 0 | 0 | 0 | 0 | 0 | 0 | 0 | 0 | 0 | 0 | 0 | 0 | 0 | 0 | 0 | 0 | 0 | 0 | 0 | 0 | 0 | 0
[10 empty] | 0 | 0 | 0 | 0 | 0 | 0 | 0 | 0 | 0 | 0 | 0 | 0 | 0 | 0 | 0 | 0 | 0 | 0 | 0 | 0 | 0 | 0 | 0 | 0 | 0 | 0 | 0 | 0
[10 empty] | 0 | 0 | 0 | 0 | 0 | 0 | 0 | 0 | 0 | 0 | 0 | 0 | 0 | 0 | 0 | 0 | 0 | 0 | 0 | 0 | 0 | 0 | 0 | 0 | 0 | 0 | 0 | 0
[10 empty] | 0 | 845.7116 | 2012.5554 | 2020.3402 | 2028.2511 | 2036.2904 | 2044.4601 | 2052.7623 | 2061.1992 | 2069.7729 | 2078.4856 | 2087.3397 | 2096.3374 | 2105.481 | 2182.2444 | 2250.614 | 2311.8308 | 2366.9589 | 2416.9113 | 2462.4711 | 2504.3103 | 3127.1462 | 3081.9761 | 3046.221 | 3018.5838 | 2997.9537 | 2983.3793 | 2983.6847
[10 empty] | 0 | 845.7116 | 0 | 0 | 0 | 0 | 0 | 0 | 0 | 0 | 0 | 0 | 0 | 0 | 0 | 0 | 0 | 0 | 0 | 0 | 0 | 0 | 0 | 0 | 0 | 0 | 0 | 0
[10 empty] | 0 | 313.4718 | 0 | 0 | 0 | 0 | 0 | 0 | 0 | 0 | 0 | 0 | 0 | 0 | 0 | 0 | 0 | 0 | 0 | 0 | 0 | 0 | 0 | 0 | 0 | 0 | 0 | 0
[10 empty] | 0 | 0 | 0 | 0 | 0 | 0 | 0 | 0 | 0 | 0 | 0 | 0 | 0 | 0 | 0 | 0 | 0 | 0 | 0 | 0 | 0 | 0 | 0 | 0 | 0 | 0 | 0 | 0
[10 empty] | 0 | 0 | 0 | 0 | 0 | 0 | 0 | 0 | 0 | 0 | 0 | 0 | 0 | 0 | 0 | 0 | 0 | 0 | 0 | 0 | 0 | 0 | 0 | 0 | 0 | 0 | 0 | 0
[10 empty] | 0 | 0 | 0 | 0 | 0 | 0 | 0 | 0 | 0 | 0 | 0 | 0 | 0 | 0 | 0 | 0 | 0 | 0 | 0 | 0 | 0 | 0 | 0 | 0 | 0 | 0 | 0 | 0
[10 empty] | 0 | 0 | 0 | 0 | 0 | 0 | 0 | 0 | 0 | 0 | 0 | 0 | 0 | 0 | 0 | 0 | 0 | 0 | 0 | 0 | 0 | 0 | 0 | 0 | 0 | 0 | 0 | 0
[10 empty] | 0 | 0 | 0 | 0 | 0 | 0 | 0 | 0 | 0 | 0 | 0 | 0 | 0 | 0 | 0 | 0 | 0 | 0 | 0 | 0 | 0 | 0 | 0 | 0 | 0 | 0 | 0 | 0
[10 empty] | 0 | 0 | 0 | 0 | 0 | 0 | 0 | 0 | 0 | 0 | 0 | 0 | 0 | 0 | 0 | 0 | 0 | 0 | 0 | 0 | 0 | 0 | 0 | 0 | 0 | 0 | 0 | 0
[10 empty] | 0 | 0 | 0 | 0 | 0 | 0 | 0 | 0 | 0 | 0 | 0 | 0 | 0 | 0 | 0 | 0 | 0 | 0 | 0 | 0 | 0 | 0 | 0 | 0 | 0 | 0 | 0 | 0
[10 empty] | 0 | 110.9146 | 110.7371 | 110.56 | 110.3831 | 110.2065 | 110.0301 | 109.8541 | 109.6783 | 109.5028 | 109.3276 | 109.1527 | 108.978 | 108.8037 | 108.6296 | 108.4558 | 108.2823 | 108.109 | 107.936 | 107.7633 | 107.5909 | 107.4188 | 107.2469 | 107.0753 | 106.904 | 106.7329 | 106.5622 | 141.0844
[10 empty] | 0 | 0 | 0 | 0 | 0 | 0 | 0 | 0 | 0 | 0 | 0 | 0 | 0 | 0 | 0 | 0 | 0 | 0 | 0 | 0 | 0 | 0 | 0 | 0 | 0 | 0 | 0 | 0
[10 empty] | 0 | 0 | 0 | 0 | 0 | 0 | 0 | 0 | 0 | 0 | 0 | 0 | 0 | 0 | 0 | 0 | 0 | 0 | 0 | 0 | 0 | 0 | 0 | 0 | 0 | 0 | 0 | 0
[10 empty] | 0 | 0 | 0 | 0 | 0 | 0 | 0 | 0 | 0 | 0 | 0 | 0 | 0 | 0 | 0 | 0 | 0 | 0 | 0 | 0 | 0 | 0 | 0 | 0 | 0 | 0 | 0 | 0
[10 empty] | 0 | 0 | 0 | 0 | 0 | 0 | 0 | 0 | 0 | 0 | 0 | 0 | 0 | 0 | 0 | 0 | 0 | 0 | 0 | 0 | 0 | 0 | 0 | 0 | 0 | 0 | 0 | 0
[10 empty] | 0 | 0 | 0 | 0 | 0 | 0 | 0 | 0 | 0 | 0 | 0 | 0 | 0 | 0 | 0 | 0 | 0 | 0 | 0 | 0 | 0 | 0 | 0 | 0 | 0 | 0 | 0 | 0
[10 empty] | 0 | 0 | 0 | 0 | 0 | 0 | 0 | 0 | 0 | 0 | 0 | 0 | 0 | 0 | 0 | 0 | 0 | 0 | 0 | 0 | 0 | 0 | 0 | 0 | 0 | 0 | 0 | 0
[10 empty] | 0 | 0 | 0 | 0 | 0 | 0 | 0 | 0 | 0 | 0 | 0 | 0 | 0 | 0 | 0 | 0 | 0 | 0 | 0 | 0 | 0 | 0 | 0 | 0 | 0 | 0 | 0 | 0
[10 empty] | 0 | 0 | 0 | 0 | 0 | 0 | 0 | 0 | 0 | 0 | 0 | 0 | 0 | 0 | 0 | 0 | 0 | 0 | 0 | 0 | 0 | 0 | 0 | 0 | 0 | 0 | 0 | 0
[10 empty] | 0 | 0 | 0 | 0 | 0 | 0 | 0 | 0 | 0 | 0 | 0 | 0 | 0 | 0 | 0 | 0 | 0 | 0 | 0 | 0 | 0 | 0 | 0 | 0 | 0 | 0 | 0 | 0
[10 empty] | 0 | 1434.2455 | 1806.8039 | 1855.9083 | 1896.5828 | 1932.2808 | 1963.563 | 1990.9269 | 2014.8141 | 2007.5586 | 2000.7684 | 2082.7426 | 2155.0006 | 2218.6365 | 2101.1335 | 2031.1851 | 2031.8284 | 2007.9771 | 1990.9153 | 1979.3323 | 1972.1675 | 1968.5301 | 1965.0881 | 2322.8677 | 2381.1228 | 2517.0713 | 2407.1605 | 2377.8186
[10 empty] | 0 | 0 | 0 | 0 | 0 | 0 | 0 | 0 | 0 | 0 | 0 | 0 | 0 | 0 | 0 | 0 | 0 | 0 | 0 | 0 | 0 | 0 | 0 | 0 | 0 | 0 | 0 | 0
[10 empty] | 0 | 0 | 0 | 0 | 0 | 0 | 0 | 0 | 0 | 0 | 0 | 0 | 0 | 0 | 0 | 0 | 0 | 0 | 0 | 0 | 0 | 0 | 0 | 0 | 0 | 0 | 0 | 0
[10 empty] | 0 | 0 | 0 | 0 | 0 | 0 | 0 | 0 | 0 | 0 | 0 | 0 | 0 | 0 | 0 | 0 | 0 | 0 | 0 | 0 | 0 | 0 | 0 | 0 | 0 | 0 | 0 | 0
[10 empty] | 0 | 633.5433 | 0 | 0 | 0 | 0 | 0 | 0 | 0 | 0 | 0 | 0 | 0 | 0 | 0 | 0 | 0 | 0 | 0 | 0 | 0 | 0 | 0 | 0 | 0 | 0 | 0 | 0
[10 empty] | 0 | 0 | 326.8639 | 0 | 0 | 0 | 0 | 0 | 0 | 0 | 0 | 0 | 0 | 0 | 0 | 0 | 0 | 0 | 0 | 0 | 0 | 0 | 0 | 0 | 0 | 0 | 0 | 0
[10 empty] | 0 | 0 | 0 | 335.7472 | 0 | 0 | 0 | 0 | 0 | 0 | 0 | 0 | 0 | 0 | 0 | 0 | 0 | 0 | 0 | 0 | 0 | 0 | 0 | 0 | 0 | 0 | 0 | 0
[10 empty] | 0 | 0 | 0 | 0 | 343.1055 | 349.5636 | 355.2227 | 360.1731 | 364.4945 | 363.1819 | 361.9535 | 376.7832 | 389.8552 | 401.3674 | 380.1102 | 367.4561 | 367.5725 | 363.2576 | 360.171 | 358.0755 | 356.7794 | 356.1213 | 355.4987 | 420.2236 | 430.7623 | 455.3564 | 435.4728 | 430.1646
[10 empty] | 0 | 0 | 0 | 0 | 0 | 0 | 0 | 0 | 0 | 0 | 0 | 0 | 0 | 0 | 0 | 0 | 0 | 0 | 0 | 0 | 0 | 0 | 0 | 0 | 0 | 0 | 0 | 0
[10 empty] | 0 | 0 | 0 | 0 | 0 | 0 | 0 | 0 | 0 | 0 | 0 | 0 | 0 | 0 | 0 | 0 | 0 | 0 | 0 | 0 | 0 | 0 | 0 | 0 | 0 | 0 | 0 | 0
[10 empty] | 0 | 465.0343 | 569.7407 | 569.6893 | 568.7005 | 567.7244 | 566.7595 | 565.8042 | 564.8575 | 554.7903 | 546.0609 | 567.2191 | 585.1658 | 600.3644 | 568.7446 | 554.0623 | 560.6657 | 557.222 | 554.3943 | 552.0527 | 550.1045 | 659.3342 | 666.0257 | 645.8985 | 630.8953 | 672.5096 | 633.5326 | 621.9534
[10 empty] | 0 | 0 | 0 | 0 | 0 | 0 | 0 | 0 | 0 | 0 | 0 | 0 | 0 | 0 | 0 | 0 | 0 | 0 | 0 | 0 | 0 | 0 | 0 | 0 | 0 | 0 | 0 | 0
[10 empty] | 0 | 0 | 0 | 0 | 0 | 0 | 0 | 0 | 0 | 0 | 0 | 0 | 0 | 0 | 0 | 0 | 0 | 0 | 0 | 0 | 0 | 0 | 0 | 0 | 0 | 0 | 0 | 0
[10 empty] | 0 | 0 | 0 | 0 | 0 | 0 | 0 | 0 | 0 | 0 | 0 | 0 | 0 | 0 | 0 | 0 | 0 | 0 | 0 | 0 | 0 | 0 | 0 | 0 | 0 | 0 | 0 | 0
[10 empty] | 0 | 209.2255 | 0 | 0 | 0 | 0 | 0 | 0 | 0 | 0 | 0 | 0 | 0 | 0 | 0 | 0 | 0 | 0 | 0 | 0 | 0 | 0 | 0 | 0 | 0 | 0 | 0 | 0
[10 empty] | 0 | 0 | 104.6299 | 0 | 0 | 0 | 0 | 0 | 0 | 0 | 0 | 0 | 0 | 0 | 0 | 0 | 0 | 0 | 0 | 0 | 0 | 0 | 0 | 0 | 0 | 0 | 0 | 0
[10 empty] | 0 | 0 | 0 | 104.6205 | 0 | 0 | 0 | 0 | 0 | 0 | 0 | 0 | 0 | 0 | 0 | 0 | 0 | 0 | 0 | 0 | 0 | 0 | 0 | 0 | 0 | 0 | 0 | 0
[10 empty] | 0 | 0 | 0 | 0 | 104.4389 | 104.2597 | 104.0825 | 103.907 | 103.7332 | 101.8844 | 100.2813 | 104.1669 | 107.4627 | 110.2538 | 104.447 | 101.7507 | 102.9634 | 102.3309 | 101.8117 | 101.3816 | 101.0238 | 121.0833 | 122.3122 | 118.6159 | 115.8607 | 123.5029 | 116.345 | 114.2185
[10 empty] | 0 | 0 | 0 | 0 | 0 | 0 | 0 | 0 | 0 | 0 | 0 | 0 | 0 | 0 | 0 | 0 | 0 | 0 | 0 | 0 | 0 | 0 | 0 | 0 | 0 | 0 | 0 | 0
[10 empty] | 0 | 0 | 0 | 0 | 0 | 0 | 0 | 0 | 0 | 0 | 0 | 0 | 0 | 0 | 0 | 0 | 0 | 0 | 0 | 0 | 0 | 0 | 0 | 0 | 0 | 0 | 0 | 0
[10 empty] | 0 | 1340.4442 | 0 | 0 | 0 | 0 | 0 | 0 | 0 | 0 | 0 | 0 | 0 | 0 | 0 | 0 | 0 | 0 | 0 | 0 | 0 | 0 | 0 | 0 | 0 | 0 | 0 | 0
[10 empty] | 0 | 0 | 3651.9585 | 3646.1154 | 3912.4963 | 4557.2757 | 4983.3159 | 5479.5885 | 5538.7537 | 5288.1886 | 5169.7604 | 5075.5486 | 4873.6073 | 4670.3444 | 4418.0575 | 4133.0124 | 4063.9084 | 3874.9665 | 4034.175 | 3979.9457 | 3917.3815 | 4164.4442 | 4074.4987 | 4599.7887 | 4413.8191 | 4464.786 | 4605.0983 | 4717.0186
[10 empty] | 0 | 1501.9355 | 749.7662 | 748.5666 | 803.256 | 935.6326 | 1023.1008 | 1124.9882 | 1137.1351 | 1085.6928 | 1061.3789 | 1042.0367 | 1000.5771 | 958.8461 | 907.0503 | 848.5291 | 834.3417 | 795.5509 | 828.2372 | 817.1037 | 804.2589 | 854.9822 | 836.5159 | 944.3607 | 906.1801 | 916.6439 | 945.4508 | 968.4286
[10 empty] | 0 | 3132.7982 | 1563.8929 | 1561.3906 | 1675.464 | 1951.5805 | 2134.0254 | 0 | 0 | 0 | 0 | 0 | 0 | 0 | 0 | 0 | 0 | 0 | 0 | 0 | 0 | 0 | 0 | 0 | 0 | 0 | 0 | 0
[10 empty] | 0 | 0 | 0 | 0 | 0 | 0 | 0 | 2346.5462 | 2371.8827 | 2264.5822 | 2213.8672 | 2173.5225 | 0 | 0 | 0 | 0 | 0 | 0 | 0 | 0 | 0 | 0 | 0 | 0 | 0 | 0 | 0 | 0
[10 empty] | 0 | 0 | 0 | 0 | 0 | 0 | 0 | 0 | 0 | 0 | 0 | 0 | 2087.0444 | 2000.0003 | 1891.9625 | 1769.8965 | 1740.3038 | 1659.3924 | 1727.571 | 1704.3481 | 1677.556 | 1783.3567 | 1744.8389 | 1969.786 | 1890.1474 | 1911.9732 | 1972.0597 | 2019.9878
[10 empty] | 0 | 0 | 0 | 0 | 0 | 0 | 0 | 0 | 0 | 0 | 0 | 0 | 0 | 0 | 0 | 0 | 0 | 0 | 0 | 0 | 0 | 0 | 0 | 0 | 0 | 0 | 0 | 0
[10 empty] | 0 | 0 | 0 | 0 | 0 | 0 | 0 | 0 | 0 | 0 | 0 | 0 | 0 | 0 | 0 | 0 | 0 | 0 | 0 | 0 | 0 | 0 | 0 | 0 | 0 | 0 | 0 | 0
[10 empty] | 0 | 0 | 0 | 0 | 0 | 0 | 0 | 0 | 0 | 0 | 0 | 0 | 0 | 0 | 0 | 0 | 0 | 0 | 0 | 0 | 0 | 0 | 0 | 0 | 0 | 0 | 0 | 0
[10 empty] | 0 | 0 | 0 | 0 | 0 | 0 | 0 | 0 | 0 | 0 | 0 | 0 | 0 | 0 | 0 | 0 | 0 | 0 | 0 | 0 | 0 | 0 | 0 | 0 | 0 | 0 | 0 | 0
[10 empty] | 0 | 2543.3307 | 0 | 0 | 0 | 0 | 0 | 0 | 0 | 0 | 0 | 0 | 0 | 0 | 0 | 0 | 0 | 0 | 0 | 0 | 0 | 0 | 0 | 0 | 0 | 0 | 0 | 0
[10 empty] | 0 | 0 | 2539.2614 | 2535.1986 | 2531.1423 | 2527.0924 | 2523.0491 | 2519.0122 | 2514.9818 | 2510.9578 | 2506.9403 | 2502.9292 | 2498.9245 | 2494.9262 | 2490.9343 | 2486.9488 | 2482.9697 | 2478.997 | 2475.0306 | 2471.0705 | 2467.1168 | 2341.5243 | 2240.6175 | 2159.4286 | 2093.9896 | 2682.714 | 2352.5965 | 2246.5073
[10 empty] | 0 | 833.9437 | 0 | 0 | 0 | 0 | 0 | 0 | 0 | 0 | 0 | 0 | 0 | 0 | 0 | 0 | 0 | 0 | 0 | 0 | 0 | 0 | 0 | 0 | 0 | 0 | 0 | 0
[10 empty] | 0 | 0 | 0 | 0 | 0 | 0 | 0 | 0 | 0 | 0 | 0 | 0 | 0 | 0 | 0 | 0 | 0 | 0 | 0 | 0 | 0 | 0 | 0 | 0 | 0 | 0 | 0 | 0
[10 empty] | 0 | 0 | 0 | 0 | 0 | 0 | 0 | 0 | 0 | 0 | 0 | 0 | 0 | 0 | 0 | 0 | 0 | 0 | 0 | 0 | 0 | 0 | 0 | 0 | 0 | 0 | 0 | 0
[10 empty] | 0 | 0 | 0 | 0 | 0 | 0 | 0 | 0 | 0 | 0 | 0 | 0 | 0 | 0 | 0 | 0 | 0 | 0 | 0 | 0 | 0 | 0 | 0 | 0 | 0 | 0 | 0 | 0
[10 empty] | 0 | 0 | 0 | 0 | 0 | 0 | 0 | 0 | 0 | 0 | 0 | 0 | 0 | 0 | 0 | 0 | 0 | 0 | 0 | 0 | 0 | 0 | 0 | 0 | 0 | 0 | 0 | 0
[10 empty] | 0 | 0 | 0 | 0 | 0 | 0 | 0 | 0 | 0 | 0 | 0 | 0 | 0 | 0 | 0 | 0 | 0 | 0 | 0 | 0 | 0 | 0 | 0 | 0 | 0 | 0 | 0 | 0
[10 empty] | 0 | 0 | 0 | 0 | 0 | 0 | 0 | 0 | 0 | 0 | 0 | 0 | 0 | 0 | 0 | 0 | 0 | 0 | 0 | 0 | 0 | 0 | 0 | 0 | 0 | 0 | 0 | 0
[10 empty] | 0 | 0 | 0 | 0 | 0 | 0 | 0 | 0 | 0 | 0 | 0 | 0 | 0 | 0 | 0 | 0 | 0 | 0 | 0 | 0 | 0 | 0 | 0 | 0 | 0 | 0 | 0 | 0
[10 empty] | 0 | 5329.6155 | 8200.0461 | 9497.6141 | 11301.2301 | 12697.0672 | 12521.6529 | 12369.0146 | 11836.3417 | 11862.9222 | 11862.0489 | 11581.1505 | 11443.7187 | 11282.2215 | 11256.8246 | 11832.9185 | 11328.79 | 11454.7001 | 11446.955 | 11476.5135 | 11539.8605 | 11419.2852 | 11419.8224 | 11400.6835 | 11390.7881 | 11370.811 | 11330.2872 | 11312.8018
[10 empty] | 0 | 970.9906 | 484.7185 | 561.4199 | 668.0347 | 750.545 | 740.1759 | 731.1532 | 699.666 | 701.2372 | 701.1856 | 684.5812 | 676.4574 | 666.9111 | 665.4098 | 699.4637 | 669.6638 | 677.1065 | 676.6487 | 678.396 | 682.1405 | 675.0131 | 675.0449 | 673.9135 | 673.3286 | 672.1477 | 669.7523 | 668.7187
[10 empty] | 0 | 1554.2451 | 775.8792 | 898.6536 | 1069.3097 | 1201.3822 | 1184.7847 | 1170.3423 | 1119.9414 | 1122.4564 | 1122.3738 | 1095.7955 | 1082.7918 | 1067.5111 | 1065.1081 | 1119.6175 | 1071.9174 | 1083.8309 | 1083.098 | 1085.8948 | 1091.8887 | 1080.48 | 1080.5308 | 1078.7199 | 1077.7836 | 1075.8934 | 1072.0591 | 1070.4046
[10 empty] | 0 | 3241.9077 | 1618.3603 | 1874.4482 | 2230.4097 | 2505.892 | 2471.2723 | 0 | 0 | 0 | 0 | 0 | 0 | 0 | 0 | 0 | 0 | 0 | 0 | 0 | 0 | 0 | 0 | 0 | 0 | 0 | 0 | 0
[10 empty] | 0 | 0 | 0 | 0 | 0 | 0 | 0 | 2441.1476 | 2336.0193 | 2341.2652 | 2341.0929 | 2285.6548 | 0 | 0 | 0 | 0 | 0 | 0 | 0 | 0 | 0 | 0 | 0 | 0 | 0 | 0 | 0 | 0
[10 empty] | 0 | 0 | 0 | 0 | 0 | 0 | 0 | 0 | 0 | 0 | 0 | 0 | 2258.5313 | 2226.6582 | 2221.6459 | 2335.3437 | 2235.849 | 2260.6985 | 2259.17 | 2265.0036 | 2277.5058 | 2253.7091 | 2253.8151 | 2250.0378 | 2248.0849 | 2244.1422 | 2236.1444 | 2232.6935
[10 empty] | 0 | 0 | 0 | 0 | 0 | 0 | 0 | 0 | 0 | 0 | 0 | 0 | 0 | 0 | 0 | 0 | 0 | 0 | 0 | 0 | 0 | 0 | 0 | 0 | 0 | 0 | 0 | 0
[10 empty] | 0 | 0 | 0 | 0 | 0 | 0 | 0 | 0 | 0 | 0 | 0 | 0 | 0 | 0 | 0 | 0 | 0 | 0 | 0 | 0 | 0 | 0 | 0 | 0 | 0 | 0 | 0 | 0
[10 empty] | 0 | 0 | 0 | 0 | 0 | 0 | 0 | 0 | 0 | 0 | 0 | 0 | 0 | 0 | 0 | 0 | 0 | 0 | 0 | 0 | 0 | 0 | 0 | 0 | 0 | 0 | 0 | 0
[10 empty] | 0 | 0 | 0 | 0 | 0 | 0 | 0 | 0 | 0 | 0 | 0 | 0 | 0 | 0 | 0 | 0 | 0 | 0 | 0 | 0 | 0 | 0 | 0 | 0 | 0 | 0 | 0 | 0
[10 empty] | 0 | 2328.6637 | 0 | 0 | 0 | 0 | 0 | 0 | 0 | 0 | 0 | 0 | 0 | 0 | 0 | 0 | 0 | 0 | 0 | 0 | 0 | 0 | 0 | 0 | 0 | 0 | 0 | 0
[10 empty] | 0 | 0 | 4687.6066 | 5194.5524 | 6207.3212 | 6933.3041 | 7955.8408 | 8046.7248 | 7981.3378 | 8143.6906 | 8099.702 | 8097.4665 | 7957.5559 | 7841.2499 | 7775.9363 | 7681.3123 | 7607.6467 | 7524.3335 | 7457.848 | 8110.9237 | 7625.7771 | 7745.2618 | 7768.8645 | 7796.1513 | 7942.8461 | 7838.2605 | 7861.2616 | 7866.9411
[10 empty] | 0 | 1184.1273 | 591.1164 | 655.0432 | 782.7553 | 874.3032 | 1003.2471 | 1014.7077 | 1006.4623 | 1026.9353 | 1021.3883 | 1021.1064 | 1003.4634 | 988.7969 | 980.5608 | 968.6285 | 959.3391 | 948.8332 | 940.4492 | 1022.8033 | 961.6254 | 976.6927 | 979.669 | 983.1099 | 1001.6084 | 988.42 | 991.3205 | 992.0366
[10 empty] | 0 | 3548.7828 | 1771.5524 | 1963.1386 | 2345.8868 | 2620.2521 | 3006.6919 | 0 | 0 | 0 | 0 | 0 | 0 | 0 | 0 | 0 | 0 | 0 | 0 | 0 | 0 | 0 | 0 | 0 | 0 | 0 | 0 | 0
[10 empty] | 0 | 0 | 0 | 0 | 0 | 0 | 0 | 3041.039 | 3016.3278 | 3077.6845 | 3061.0603 | 3060.2154 | 0 | 0 | 0 | 0 | 0 | 0 | 0 | 0 | 0 | 0 | 0 | 0 | 0 | 0 | 0 | 0
[10 empty] | 0 | 0 | 0 | 0 | 0 | 0 | 0 | 0 | 0 | 0 | 0 | 0 | 3007.34 | 2963.3854 | 2938.7019 | 2902.9413 | 2875.1014 | 2843.6155 | 2818.4891 | 3065.3012 | 2881.9533 | 2927.1093 | 2936.0293 | 2946.3416 | 3001.7809 | 2962.2556 | 2970.9482 | 2973.0946
[10 empty] | 0 | 0 | 0 | 0 | 0 | 0 | 0 | 0 | 0 | 0 | 0 | 0 | 0 | 0 | 0 | 0 | 0 | 0 | 0 | 0 | 0 | 0 | 0 | 0 | 0 | 0 | 0 | 0
[10 empty] | 0 | 0 | 0 | 0 | 0 | 0 | 0 | 0 | 0 | 0 | 0 | 0 | 0 | 0 | 0 | 0 | 0 | 0 | 0 | 0 | 0 | 0 | 0 | 0 | 0 | 0 | 0 | 0
[10 empty] | 0 | 0 | 0 | 0 | 0 | 0 | 0 | 0 | 0 | 0 | 0 | 0 | 0 | 0 | 0 | 0 | 0 | 0 | 0 | 0 | 0 | 0 | 0 | 0 | 0 | 0 | 0 | 0
[10 empty] | 0 | 0 | 0 | 0 | 0 | 0 | 0 | 0 | 0 | 0 | 0 | 0 | 0 | 0 | 0 | 0 | 0 | 0 | 0 | 0 | 0 | 0 | 0 | 0 | 0 | 0 | 0 | 0
[10 empty] | 0 | 1543.9824 | 3178.2847 | 3305.7982 | 3418.1858 | 3517.151 | 3604.2056 | 3639.8357 | 3670.7503 | 3993.3424 | 4278.455 | 4530.3077 | 4351.6924 | 4208.9589 | 4096.2084 | 4008.4156 | 3941.3066 | 3891.2534 | 3850.7226 | 3818.1279 | 3824.4189 | 4765.9072 | 4768.7234 | 4746.7085 | 4707.1383 | 4655.7626 | 4597.0788 | 4522.3773
[10 empty] | 0 | 786.028 | 0 | 0 | 0 | 0 | 0 | 0 | 0 | 0 | 0 | 0 | 0 | 0 | 0 | 0 | 0 | 0 | 0 | 0 | 0 | 0 | 0 | 0 | 0 | 0 | 0 | 0
[10 empty] | 0 | 520.1763 | 0 | 0 | 0 | 0 | 0 | 0 | 0 | 0 | 0 | 0 | 0 | 0 | 0 | 0 | 0 | 0 | 0 | 0 | 0 | 0 | 0 | 0 | 0 | 0 | 0 | 0
[10 empty] | 0 | 183.5394 | 0 | 0 | 0 | 0 | 0 | 0 | 0 | 0 | 0 | 0 | 0 | 0 | 0 | 0 | 0 | 0 | 0 | 0 | 0 | 0 | 0 | 0 | 0 | 0 | 0 | 0
[10 empty] | 0 | 0 | 0 | 0 | 0 | 0 | 0 | 0 | 0 | 0 | 0 | 0 | 0 | 0 | 0 | 0 | 0 | 0 | 0 | 0 | 0 | 0 | 0 | 0 | 0 | 0 | 0 | 0
[10 empty] | 0 | 0 | 0 | 0 | 0 | 0 | 0 | 0 | 0 | 0 | 0 | 0 | 0 | 0 | 0 | 0 | 0 | 0 | 0 | 0 | 0 | 0 | 0 | 0 | 0 | 0 | 0 | 0
[10 empty] | 0 | 0 | 0 | 0 | 0 | 0 | 0 | 0 | 0 | 0 | 0 | 0 | 0 | 0 | 0 | 0 | 0 | 0 | 0 | 0 | 0 | 0 | 0 | 0 | 0 | 0 | 0 | 0
[10 empty] | 0 | 0 | 0 | 0 | 0 | 0 | 0 | 0 | 0 | 0 | 0 | 0 | 0 | 0 | 0 | 0 | 0 | 0 | 0 | 0 | 0 | 0 | 0 | 0 | 0 | 0 | 0 | 0
[10 empty] | 0 | 0 | 0 | 0 | 0 | 0 | 0 | 0 | 0 | 0 | 0 | 0 | 0 | 0 | 0 | 0 | 0 | 0 | 0 | 0 | 0 | 0 | 0 | 0 | 0 | 0 | 0 | 0
[10 empty] | 0 | 0 | 0 | 0 | 0 | 0 | 0 | 0 | 0 | 0 | 0 | 0 | 0 | 0 | 0 | 0 | 0 | 0 | 0 | 0 | 0 | 0 | 0 | 0 | 0 | 0 | 0 | 0
[10 empty] | 0 | 2171.4351 | 3932.9778 | 3450.8119 | 3065.2787 | 2787.2693 | 2564.5342 | 2385.8995 | 2329.4903 | 2630.0809 | 2775.298 | 2815.5156 | 3027.1434 | 3489.7071 | 3718.8876 | 3320.7103 | 3084.3378 | 2949.6111 | 2862.3871 | 2844.0591 | 2949.92 | 3801.7494 | 3155.1395 | 3134.4268 | 3134.9745 | 3182.0933 | 3157.2164 | 2999.1761
[10 empty] | 0 | 1025.936 | 0 | 0 | 0 | 0 | 0 | 0 | 0 | 0 | 0 | 0 | 0 | 0 | 0 | 0 | 0 | 0 | 0 | 0 | 0 | 0 | 0 | 0 | 0 | 0 | 0 | 0
[10 empty] | 0 | 641.804 | 0 | 0 | 0 | 0 | 0 | 0 | 0 | 0 | 0 | 0 | 0 | 0 | 0 | 0 | 0 | 0 | 0 | 0 | 0 | 0 | 0 | 0 | 0 | 0 | 0 | 0
[10 empty] | 0 | 372.324 | 0 | 0 | 0 | 0 | 0 | 0 | 0 | 0 | 0 | 0 | 0 | 0 | 0 | 0 | 0 | 0 | 0 | 0 | 0 | 0 | 0 | 0 | 0 | 0 | 0 | 0
[10 empty] | 0 | 131.3711 | 0 | 0 | 0 | 0 | 0 | 0 | 0 | 0 | 0 | 0 | 0 | 0 | 0 | 0 | 0 | 0 | 0 | 0 | 0 | 0 | 0 | 0 | 0 | 0 | 0 | 0
[10 empty] | 0 | 0 | 0 | 0 | 0 | 0 | 0 | 0 | 0 | 0 | 0 | 0 | 0 | 0 | 0 | 0 | 0 | 0 | 0 | 0 | 0 | 0 | 0 | 0 | 0 | 0 | 0 | 0
[10 empty] | 0 | 0 | 0 | 0 | 0 | 0 | 0 | 0 | 0 | 0 | 0 | 0 | 0 | 0 | 0 | 0 | 0 | 0 | 0 | 0 | 0 | 0 | 0 | 0 | 0 | 0 | 0 | 0
[10 empty] | 0 | 0 | 0 | 0 | 0 | 0 | 0 | 0 | 0 | 0 | 0 | 0 | 0 | 0 | 0 | 0 | 0 | 0 | 0 | 0 | 0 | 0 | 0 | 0 | 0 | 0 | 0 | 0
[10 empty] | 0 | 0 | 0 | 0 | 0 | 0 | 0 | 0 | 0 | 0 | 0 | 0 | 0 | 0 | 0 | 0 | 0 | 0 | 0 | 0 | 0 | 0 | 0 | 0 | 0 | 0 | 0 | 0
[10 empty] | 0 | 0 | 0 | 0 | 0 | 0 | 0 | 0 | 0 | 0 | 0 | 0 | 0 | 0 | 0 | 0 | 0 | 0 | 0 | 0 | 0 | 0 | 0 | 0 | 0 | 0 | 0 | 0
[10 empty] | 0 | 575.5259 | 813.8067 | 869.8899 | 918.303 | 960.1452 | 1033.1718 | 1096.1184 | 1150.4284 | 1197.3394 | 1237.9119 | 1285.533 | 1326.7216 | 1413.8011 | 1488.8188 | 1553.5017 | 1476.8917 | 1420.9066 | 1381.3249 | 1354.7117 | 1338.2796 | 1335.0331 | 1341.6528 | 1573.6593 | 1580.4308 | 1589.8453 | 1602.91 | 1618.5092
[10 empty] | 0 | 173.245 | 0 | 0 | 0 | 0 | 0 | 0 | 0 | 0 | 0 | 0 | 0 | 0 | 0 | 0 | 0 | 0 | 0 | 0 | 0 | 0 | 0 | 0 | 0 | 0 | 0 | 0
[10 empty] | 0 | 0 | 0 | 0 | 0 | 0 | 0 | 0 | 0 | 0 | 0 | 0 | 0 | 0 | 0 | 0 | 0 | 0 | 0 | 0 | 0 | 0 | 0 | 0 | 0 | 0 | 0 | 0
[10 empty] | 0 | 0 | 0 | 0 | 0 | 0 | 0 | 0 | 0 | 0 | 0 | 0 | 0 | 0 | 0 | 0 | 0 | 0 | 0 | 0 | 0 | 0 | 0 | 0 | 0 | 0 | 0 | 0
[10 empty] | 0 | 0 | 0 | 0 | 0 | 0 | 0 | 0 | 0 | 0 | 0 | 0 | 0 | 0 | 0 | 0 | 0 | 0 | 0 | 0 | 0 | 0 | 0 | 0 | 0 | 0 | 0 | 0
[10 empty] | 0 | 0 | 0 | 0 | 0 | 0 | 0 | 0 | 0 | 0 | 0 | 0 | 0 | 0 | 0 | 0 | 0 | 0 | 0 | 0 | 0 | 0 | 0 | 0 | 0 | 0 | 0 | 0
[10 empty] | 0 | 0 | 0 | 0 | 0 | 0 | 0 | 0 | 0 | 0 | 0 | 0 | 0 | 0 | 0 | 0 | 0 | 0 | 0 | 0 | 0 | 0 | 0 | 0 | 0 | 0 | 0 | 0
[10 empty] | 0 | 0 | 0 | 0 | 0 | 0 | 0 | 0 | 0 | 0 | 0 | 0 | 0 | 0 | 0 | 0 | 0 | 0 | 0 | 0 | 0 | 0 | 0 | 0 | 0 | 0 | 0 | 0
[10 empty] | 0 | 0 | 0 | 0 | 0 | 0 | 0 | 0 | 0 | 0 | 0 | 0 | 0 | 0 | 0 | 0 | 0 | 0 | 0 | 0 | 0 | 0 | 0 | 0 | 0 | 0 | 0 | 0
[10 empty] | 0 | 0 | 0 | 0 | 0 | 0 | 0 | 0 | 0 | 0 | 0 | 0 | 0 | 0 | 0 | 0 | 0 | 0 | 0 | 0 | 0 | 0 | 0 | 0 | 0 | 0 | 0 | 0
[10 empty] | 0 | 4429.9503 | 4252.4788 | 4099.9112 | 3968.6598 | 4388.9981 | 4747.3207 | 5052.5665 | 5312.386 | 5533.3275 | 5360.5667 | 5187.6783 | 5018.1921 | 4854.6233 | 4773.8922 | 4755.3175 | 4782.4585 | 6103.3069 | 5955.3006 | 5811.279 | 5669.6392 | 5681.4685 | 5651.0516 | 5598.6751 | 5538.4231 | 5479.7214 | 5503.7397 | 5503.3205
[10 empty] | 0 | 0 | 0 | 0 | 0 | 0 | 0 | 0 | 0 | 0 | 0 | 0 | 0 | 0 | 0 | 0 | 0 | 0 | 0 | 0 | 0 | 0 | 0 | 0 | 0 | 0 | 0 | 0
[10 empty] | 0 | 0 | 0 | 0 | 0 | 0 | 0 | 0 | 0 | 0 | 0 | 0 | 0 | 0 | 0 | 0 | 0 | 0 | 0 | 0 | 0 | 0 | 0 | 0 | 0 | 0 | 0 | 0
[10 empty] | 0 | 0 | 0 | 0 | 0 | 0 | 0 | 0 | 0 | 0 | 0 | 0 | 0 | 0 | 0 | 0 | 0 | 0 | 0 | 0 | 0 | 0 | 0 | 0 | 0 | 0 | 0 | 0
[10 empty] | 0 | 0 | 0 | 0 | 0 | 0 | 0 | 0 | 0 | 0 | 0 | 0 | 0 | 0 | 0 | 0 | 0 | 0 | 0 | 0 | 0 | 0 | 0 | 0 | 0 | 0 | 0 | 0
[10 empty] | 0 | 0 | 0 | 0 | 0 | 0 | 0 | 0 | 0 | 0 | 0 | 0 | 0 | 0 | 0 | 0 | 0 | 0 | 0 | 0 | 0 | 0 | 0 | 0 | 0 | 0 | 0 | 0
[10 empty] | 0 | 0 | 0 | 0 | 0 | 0 | 0 | 0 | 0 | 0 | 0 | 0 | 0 | 0 | 0 | 0 | 0 | 0 | 0 | 0 | 0 | 0 | 0 | 0 | 0 | 0 | 0 | 0
[10 empty] | 0 | 0 | 0 | 0 | 0 | 0 | 0 | 0 | 0 | 0 | 0 | 0 | 0 | 0 | 0 | 0 | 0 | 0 | 0 | 0 | 0 | 0 | 0 | 0 | 0 | 0 | 0 | 0
[10 empty] | 0 | 0 | 0 | 0 | 0 | 0 | 0 | 0 | 0 | 0 | 0 | 0 | 0 | 0 | 0 | 0 | 0 | 0 | 0 | 0 | 0 | 0 | 0 | 0 | 0 | 0 | 0 | 0
[10 empty] | 0 | 0 | 0 | 0 | 0 | 0 | 0 | 0 | 0 | 0 | 0 | 0 | 0 | 0 | 0 | 0 | 0 | 0 | 0 | 0 | 0 | 0 | 0 | 0 | 0 | 0 | 0 | 0
[10 empty] | 0 | 2696.0822 | 2882.6742 | 2944.1974 | 2998.9151 | 3047.5836 | 3090.875 | 3270.992 | 3431.1267 | 3573.4994 | 3700.0838 | 3812.6341 | 3716.7076 | 3639.1571 | 3577.0904 | 3528.0309 | 3489.8612 | 3460.7741 | 3454.9632 | 3467.622 | 3494.725 | 4399.3179 | 4370.8363 | 4332.5348 | 4287.8083 | 4239.3241 | 4189.1519 | 4182.4802
[10 empty] | 0 | 117.4126 | 0 | 0 | 0 | 0 | 0 | 0 | 0 | 0 | 0 | 0 | 0 | 0 | 0 | 0 | 0 | 0 | 0 | 0 | 0 | 0 | 0 | 0 | 0 | 0 | 0 | 0
[10 empty] | 0 | 0 | 0 | 0 | 0 | 0 | 0 | 0 | 0 | 0 | 0 | 0 | 0 | 0 | 0 | 0 | 0 | 0 | 0 | 0 | 0 | 0 | 0 | 0 | 0 | 0 | 0 | 0
[10 empty] | 0 | 0 | 0 | 0 | 0 | 0 | 0 | 0 | 0 | 0 | 0 | 0 | 0 | 0 | 0 | 0 | 0 | 0 | 0 | 0 | 0 | 0 | 0 | 0 | 0 | 0 | 0 | 0
[10 empty] | 0 | 0 | 0 | 0 | 0 | 0 | 0 | 0 | 0 | 0 | 0 | 0 | 0 | 0 | 0 | 0 | 0 | 0 | 0 | 0 | 0 | 0 | 0 | 0 | 0 | 0 | 0 | 0
[10 empty] | 0 | 0 | 0 | 0 | 0 | 0 | 0 | 0 | 0 | 0 | 0 | 0 | 0 | 0 | 0 | 0 | 0 | 0 | 0 | 0 | 0 | 0 | 0 | 0 | 0 | 0 | 0 | 0
[10 empty] | 0 | 0 | 0 | 0 | 0 | 0 | 0 | 0 | 0 | 0 | 0 | 0 | 0 | 0 | 0 | 0 | 0 | 0 | 0 | 0 | 0 | 0 | 0 | 0 | 0 | 0 | 0 | 0
[10 empty] | 0 | 0 | 0 | 0 | 0 | 0 | 0 | 0 | 0 | 0 | 0 | 0 | 0 | 0 | 0 | 0 | 0 | 0 | 0 | 0 | 0 | 0 | 0 | 0 | 0 | 0 | 0 | 0
[10 empty] | 0 | 0 | 0 | 0 | 0 | 0 | 0 | 0 | 0 | 0 | 0 | 0 | 0 | 0 | 0 | 0 | 0 | 0 | 0 | 0 | 0 | 0 | 0 | 0 | 0 | 0 | 0 | 0
[10 empty] | 0 | 0 | 0 | 0 | 0 | 0 | 0 | 0 | 0 | 0 | 0 | 0 | 0 | 0 | 0 | 0 | 0 | 0 | 0 | 0 | 0 | 0 | 0 | 0 | 0 | 0 | 0 | 0
[10 empty] | 0 | 319.4587 | 3213.3848 | 3232.6141 | 3252.2849 | 3272.4075 | 3292.9923 | 3314.0497 | 3335.5908 | 3357.6266 | 3497.099 | 3623.0701 | 3737.6161 | 3842.5202 | 3939.314 | 4029.3142 | 4113.6528 | 5124.0696 | 5072.3819 | 5052.6111 | 5058.3747 | 5084.5011 | 5126.8145 | 5181.9572 | 5247.2419 | 5320.5294 | 5567.1632 | 5772.6214
[10 empty] | 0 | 2875.1285 | 0 | 0 | 0 | 0 | 0 | 0 | 0 | 0 | 0 | 0 | 0 | 0 | 0 | 0 | 0 | 0 | 0 | 0 | 0 | 0 | 0 | 0 | 0 | 0 | 0 | 0
[10 empty] | 0 | 0 | 0 | 0 | 0 | 0 | 0 | 0 | 0 | 0 | 0 | 0 | 0 | 0 | 0 | 0 | 0 | 0 | 0 | 0 | 0 | 0 | 0 | 0 | 0 | 0 | 0 | 0
[10 empty] | 0 | 0 | 0 | 0 | 0 | 0 | 0 | 0 | 0 | 0 | 0 | 0 | 0 | 0 | 0 | 0 | 0 | 0 | 0 | 0 | 0 | 0 | 0 | 0 | 0 | 0 | 0 | 0
[10 empty] | 0 | 0 | 0 | 0 | 0 | 0 | 0 | 0 | 0 | 0 | 0 | 0 | 0 | 0 | 0 | 0 | 0 | 0 | 0 | 0 | 0 | 0 | 0 | 0 | 0 | 0 | 0 | 0
[10 empty] | 0 | 0 | 0 | 0 | 0 | 0 | 0 | 0 | 0 | 0 | 0 | 0 | 0 | 0 | 0 | 0 | 0 | 0 | 0 | 0 | 0 | 0 | 0 | 0 | 0 | 0 | 0 | 0
[10 empty] | 0 | 0 | 0 | 0 | 0 | 0 | 0 | 0 | 0 | 0 | 0 | 0 | 0 | 0 | 0 | 0 | 0 | 0 | 0 | 0 | 0 | 0 | 0 | 0 | 0 | 0 | 0 | 0
[10 empty] | 0 | 0 | 0 | 0 | 0 | 0 | 0 | 0 | 0 | 0 | 0 | 0 | 0 | 0 | 0 | 0 | 0 | 0 | 0 | 0 | 0 | 0 | 0 | 0 | 0 | 0 | 0 | 0
[10 empty] | 0 | 0 | 0 | 0 | 0 | 0 | 0 | 0 | 0 | 0 | 0 | 0 | 0 | 0 | 0 | 0 | 0 | 0 | 0 | 0 | 0 | 0 | 0 | 0 | 0 | 0 | 0 | 0
[10 empty] | 0 | 0 | 0 | 0 | 0 | 0 | 0 | 0 | 0 | 0 | 0 | 0 | 0 | 0 | 0 | 0 | 0 | 0 | 0 | 0 | 0 | 0 | 0 | 0 | 0 | 0 | 0 | 0
[10 empty] | 0 | 1514.8208 | 2060.9954 | 2249.1612 | 2407.2562 | 2539.7141 | 2650.3164 | 2742.2886 | 2868.8795 | 2974.2653 | 3061.577 | 3133.4848 | 3192.2663 | 3060.2015 | 2945.9073 | 2846.7787 | 2760.5936 | 2685.4567 | 2575.0031 | 2467.2488 | 2400.0716 | 2363.5523 | 2349.8131 | 2352.6315 | 2367.1242 | 2956.6687 | 2888.8813 | 2917.8364
[10 empty] | 0 | 649.2089 | 0 | 0 | 0 | 0 | 0 | 0 | 0 | 0 | 0 | 0 | 0 | 0 | 0 | 0 | 0 | 0 | 0 | 0 | 0 | 0 | 0 | 0 | 0 | 0 | 0 | 0
[10 empty] | 0 | 0 | 0 | 0 | 0 | 0 | 0 | 0 | 0 | 0 | 0 | 0 | 0 | 0 | 0 | 0 | 0 | 0 | 0 | 0 | 0 | 0 | 0 | 0 | 0 | 0 | 0 | 0
[10 empty] | 0 | 0 | 0 | 0 | 0 | 0 | 0 | 0 | 0 | 0 | 0 | 0 | 0 | 0 | 0 | 0 | 0 | 0 | 0 | 0 | 0 | 0 | 0 | 0 | 0 | 0 | 0 | 0
[10 empty] | 0 | 0 | 0 | 0 | 0 | 0 | 0 | 0 | 0 | 0 | 0 | 0 | 0 | 0 | 0 | 0 | 0 | 0 | 0 | 0 | 0 | 0 | 0 | 0 | 0 | 0 | 0 | 0
[10 empty] | 0 | 0 | 0 | 0 | 0 | 0 | 0 | 0 | 0 | 0 | 0 | 0 | 0 | 0 | 0 | 0 | 0 | 0 | 0 | 0 | 0 | 0 | 0 | 0 | 0 | 0 | 0 | 0
[10 empty] | 0 | 0 | 0 | 0 | 0 | 0 | 0 | 0 | 0 | 0 | 0 | 0 | 0 | 0 | 0 | 0 | 0 | 0 | 0 | 0 | 0 | 0 | 0 | 0 | 0 | 0 | 0 | 0
[10 empty] | 0 | 0 | 0 | 0 | 0 | 0 | 0 | 0 | 0 | 0 | 0 | 0 | 0 | 0 | 0 | 0 | 0 | 0 | 0 | 0 | 0 | 0 | 0 | 0 | 0 | 0 | 0 | 0
[10 empty] | 0 | 0 | 0 | 0 | 0 | 0 | 0 | 0 | 0 | 0 | 0 | 0 | 0 | 0 | 0 | 0 | 0 | 0 | 0 | 0 | 0 | 0 | 0 | 0 | 0 | 0 | 0 | 0
[10 empty] | 0 | 0 | 0 | 0 | 0 | 0 | 0 | 0 | 0 | 0 | 0 | 0 | 0 | 0 | 0 | 0 | 0 | 0 | 0 | 0 | 0 | 0 | 0 | 0 | 0 | 0 | 0 | 0
[10 empty] | 0 | 4413.8477 | 4394.9376 | 4379.1318 | 4365.9893 | 4871.3135 | 5304.8586 | 5676.8813 | 5996.1728 | 6270.2688 | 6075.9666 | 5907.1429 | 5760.6039 | 5633.5491 | 5597.2641 | 5628.5304 | 5708.9113 | 7109.8662 | 7058.766 | 6988.5558 | 6905.4796 | 6964.8446 | 6977.1158 | 6964.9791 | 6944.1356 | 6925.0437 | 6972.8064 | 7014.3337
[10 empty] | 0 | 0 | 0 | 0 | 0 | 0 | 0 | 0 | 0 | 0 | 0 | 0 | 0 | 0 | 0 | 0 | 0 | 0 | 0 | 0 | 0 | 0 | 0 | 0 | 0 | 0 | 0 | 0
[10 empty] | 0 | 0 | 0 | 0 | 0 | 0 | 0 | 0 | 0 | 0 | 0 | 0 | 0 | 0 | 0 | 0 | 0 | 0 | 0 | 0 | 0 | 0 | 0 | 0 | 0 | 0 | 0 | 0
[10 empty] | 0 | 0 | 0 | 0 | 0 | 0 | 0 | 0 | 0 | 0 | 0 | 0 | 0 | 0 | 0 | 0 | 0 | 0 | 0 | 0 | 0 | 0 | 0 | 0 | 0 | 0 | 0 | 0
[10 empty] | 0 | 0 | 0 | 0 | 0 | 0 | 0 | 0 | 0 | 0 | 0 | 0 | 0 | 0 | 0 | 0 | 0 | 0 | 0 | 0 | 0 | 0 | 0 | 0 | 0 | 0 | 0 | 0
[10 empty] | 0 | 0 | 0 | 0 | 0 | 0 | 0 | 0 | 0 | 0 | 0 | 0 | 0 | 0 | 0 | 0 | 0 | 0 | 0 | 0 | 0 | 0 | 0 | 0 | 0 | 0 | 0 | 0
[10 empty] | 0 | 0 | 0 | 0 | 0 | 0 | 0 | 0 | 0 | 0 | 0 | 0 | 0 | 0 | 0 | 0 | 0 | 0 | 0 | 0 | 0 | 0 | 0 | 0 | 0 | 0 | 0 | 0
[10 empty] | 0 | 0 | 0 | 0 | 0 | 0 | 0 | 0 | 0 | 0 | 0 | 0 | 0 | 0 | 0 | 0 | 0 | 0 | 0 | 0 | 0 | 0 | 0 | 0 | 0 | 0 | 0 | 0
[10 empty] | 0 | 0 | 0 | 0 | 0 | 0 | 0 | 0 | 0 | 0 | 0 | 0 | 0 | 0 | 0 | 0 | 0 | 0 | 0 | 0 | 0 | 0 | 0 | 0 | 0 | 0 | 0 | 0
[10 empty] | 0 | 0 | 0 | 0 | 0 | 0 | 0 | 0 | 0 | 0 | 0 | 0 | 0 | 0 | 0 | 0 | 0 | 0 | 0 | 0 | 0 | 0 | 0 | 0 | 0 | 0 | 0 | 0
[10 empty] | 0 | 3475.5529 | 8430.3437 | 0 | 0 | 0 | 0 | 0 | 0 | 0 | 0 | 0 | 0 | 0 | 0 | 0 | 0 | 0 | 0 | 0 | 0 | 0 | 0 | 0 | 0 | 0 | 0 | 0
[10 empty] | 0 | 5917.8334 | 0 | 7753.6231 | 7264.7957 | 7618.8572 | 7554.9914 | 7306.0364 | 8593.8897 | 7812.3115 | 7327.9442 | 6965.1341 | 7264.6086 | 7150.7661 | 6896.3497 | 6880.0584 | 6613.2351 | 6452.0483 | 6287.8949 | 6287.2804 | 6135.8188 | 5963.2379 | 5839.97 | 5716.5897 | 5606.7105 | 5481.0522 | 5388.5504 | 5264.6866
[10 empty] | 0 | 0 | 0 | 0 | 0 | 0 | 0 | 0 | 0 | 0 | 0 | 0 | 0 | 0 | 0 | 0 | 0 | 0 | 0 | 0 | 0 | 0 | 0 | 0 | 0 | 0 | 0 | 0
[10 empty] | 0 | 0 | 0 | 0 | 0 | 0 | 0 | 0 | 0 | 0 | 0 | 0 | 0 | 0 | 0 | 0 | 0 | 0 | 0 | 0 | 0 | 0 | 0 | 0 | 0 | 0 | 0 | 0
[10 empty] | 0 | 0 | 0 | 0 | 0 | 0 | 0 | 0 | 0 | 0 | 0 | 0 | 0 | 0 | 0 | 0 | 0 | 0 | 0 | 0 | 0 | 0 | 0 | 0 | 0 | 0 | 0 | 0
[10 empty] | 0 | 0 | 0 | 0 | 0 | 0 | 0 | 0 | 0 | 0 | 0 | 0 | 0 | 0 | 0 | 0 | 0 | 0 | 0 | 0 | 0 | 0 | 0 | 0 | 0 | 0 | 0 | 0
[10 empty] | 0 | 0 | 0 | 0 | 0 | 0 | 0 | 0 | 0 | 0 | 0 | 0 | 0 | 0 | 0 | 0 | 0 | 0 | 0 | 0 | 0 | 0 | 0 | 0 | 0 | 0 | 0 | 0
[10 empty] | 0 | 0 | 0 | 0 | 0 | 0 | 0 | 0 | 0 | 0 | 0 | 0 | 0 | 0 | 0 | 0 | 0 | 0 | 0 | 0 | 0 | 0 | 0 | 0 | 0 | 0 | 0 | 0
[10 empty] | 0 | 0 | 0 | 0 | 0 | 0 | 0 | 0 | 0 | 0 | 0 | 0 | 0 | 0 | 0 | 0 | 0 | 0 | 0 | 0 | 0 | 0 | 0 | 0 | 0 | 0 | 0 | 0
[10 empty] | 0 | 0 | 0 | 0 | 0 | 0 | 0 | 0 | 0 | 0 | 0 | 0 | 0 | 0 | 0 | 0 | 0 | 0 | 0 | 0 | 0 | 0 | 0 | 0 | 0 | 0 | 0 | 0
[10 empty] | 0 | 482.0928 | 4370.3733 | 0 | 0 | 0 | 0 | 0 | 0 | 0 | 0 | 0 | 0 | 0 | 0 | 0 | 0 | 0 | 0 | 0 | 0 | 0 | 0 | 0 | 0 | 0 | 0 | 0
[10 empty] | 0 | 2196.2005 | 0 | 5419.9158 | 6051.2165 | 6410.6519 | 6593.7395 | 6662.8017 | 5118.7505 | 4597.3188 | 4558.6645 | 5143.0646 | 5479.1309 | 5654.0572 | 5724.7358 | 5285.6841 | 4822.237 | 4491.0133 | 4185.1572 | 4240.4364 | 4402.2339 | 4627.632 | 4610.803 | 4441.9654 | 4220.4735 | 3906.7344 | 3712.4743 | 3651.774
[10 empty] | 0 | 0 | 0 | 0 | 0 | 0 | 0 | 0 | 0 | 0 | 0 | 0 | 0 | 0 | 0 | 0 | 0 | 0 | 0 | 0 | 0 | 0 | 0 | 0 | 0 | 0 | 0 | 0
[10 empty] | 0 | 0 | 0 | 0 | 0 | 0 | 0 | 0 | 0 | 0 | 0 | 0 | 0 | 0 | 0 | 0 | 0 | 0 | 0 | 0 | 0 | 0 | 0 | 0 | 0 | 0 | 0 | 0
[10 empty] | 0 | 0 | 0 | 0 | 0 | 0 | 0 | 0 | 0 | 0 | 0 | 0 | 0 | 0 | 0 | 0 | 0 | 0 | 0 | 0 | 0 | 0 | 0 | 0 | 0 | 0 | 0 | 0
[10 empty] | 0 | 0 | 0 | 0 | 0 | 0 | 0 | 0 | 0 | 0 | 0 | 0 | 0 | 0 | 0 | 0 | 0 | 0 | 0 | 0 | 0 | 0 | 0 | 0 | 0 | 0 | 0 | 0
[10 empty] | 0 | 0 | 0 | 0 | 0 | 0 | 0 | 0 | 0 | 0 | 0 | 0 | 0 | 0 | 0 | 0 | 0 | 0 | 0 | 0 | 0 | 0 | 0 | 0 | 0 | 0 | 0 | 0
[10 empty] | 0 | 0 | 0 | 0 | 0 | 0 | 0 | 0 | 0 | 0 | 0 | 0 | 0 | 0 | 0 | 0 | 0 | 0 | 0 | 0 | 0 | 0 | 0 | 0 | 0 | 0 | 0 | 0
[10 empty] | 0 | 0 | 0 | 0 | 0 | 0 | 0 | 0 | 0 | 0 | 0 | 0 | 0 | 0 | 0 | 0 | 0 | 0 | 0 | 0 | 0 | 0 | 0 | 0 | 0 | 0 | 0 | 0
[10 empty] | 0 | 0 | 0 | 0 | 0 | 0 | 0 | 0 | 0 | 0 | 0 | 0 | 0 | 0 | 0 | 0 | 0 | 0 | 0 | 0 | 0 | 0 | 0 | 0 | 0 | 0 | 0 | 0
[10 empty] | 0 | 2373.3032 | 18256.2075 | 0 | 0 | 0 | 0 | 0 | 0 | 0 | 0 | 0 | 0 | 0 | 0 | 0 | 0 | 0 | 0 | 0 | 0 | 0 | 0 | 0 | 0 | 0 | 0 | 0
[10 empty] | 0 | 15882.8753 | 0 | 18256.2366 | 18256.2656 | 18275.0617 | 18287.6118 | 18295.9979 | 21907.7668 | 20715.7348 | 19925.2399 | 19401.0484 | 20259.2272 | 20432.7784 | 20284.1681 | 20722.1531 | 20351.3135 | 20241.2633 | 20170.9726 | 20543.1777 | 20532.4759 | 20425.0309 | 20445.8512 | 20424.0417 | 20457.4585 | 20451.7849 | 20542.359 | 20519.8458
[10 empty] | 0 | 0 | 0 | 0 | 0 | 0 | 0 | 0 | 0 | 0 | 0 | 0 | 0 | 0 | 0 | 0 | 0 | 0 | 0 | 0 | 0 | 0 | 0 | 0 | 0 | 0 | 0 | 0
[10 empty] | 0 | 0 | 0 | 0 | 0 | 0 | 0 | 0 | 0 | 0 | 0 | 0 | 0 | 0 | 0 | 0 | 0 | 0 | 0 | 0 | 0 | 0 | 0 | 0 | 0 | 0 | 0 | 0
[10 empty] | 0 | 0 | 0 | 0 | 0 | 0 | 0 | 0 | 0 | 0 | 0 | 0 | 0 | 0 | 0 | 0 | 0 | 0 | 0 | 0 | 0 | 0 | 0 | 0 | 0 | 0 | 0 | 0
[10 empty] | 0 | 0 | 0 | 0 | 0 | 0 | 0 | 0 | 0 | 0 | 0 | 0 | 0 | 0 | 0 | 0 | 0 | 0 | 0 | 0 | 0 | 0 | 0 | 0 | 0 | 0 | 0 | 0
[10 empty] | 0 | 0 | 0 | 0 | 0 | 0 | 0 | 0 | 0 | 0 | 0 | 0 | 0 | 0 | 0 | 0 | 0 | 0 | 0 | 0 | 0 | 0 | 0 | 0 | 0 | 0 | 0 | 0
[10 empty] | 0 | 0 | 0 | 0 | 0 | 0 | 0 | 0 | 0 | 0 | 0 | 0 | 0 | 0 | 0 | 0 | 0 | 0 | 0 | 0 | 0 | 0 | 0 | 0 | 0 | 0 | 0 | 0
[10 empty] | 0 | 0 | 0 | 0 | 0 | 0 | 0 | 0 | 0 | 0 | 0 | 0 | 0 | 0 | 0 | 0 | 0 | 0 | 0 | 0 | 0 | 0 | 0 | 0 | 0 | 0 | 0 | 0
[10 empty] | 0 | 0 | 0 | 0 | 0 | 0 | 0 | 0 | 0 | 0 | 0 | 0 | 0 | 0 | 0 | 0 | 0 | 0 | 0 | 0 | 0 | 0 | 0 | 0 | 0 | 0 | 0 | 0
[10 empty] | 0 | 74.3662 | 7342.1706 | 7248.9203 | 7156.8543 | 7065.9575 | 6976.2153 | 6887.6128 | 6800.1356 | 6713.7694 | 6628.5002 | 8259.8665 | 7816.208 | 7449.3768 | 7143.4351 | 6885.7923 | 6988.3693 | 6986.1504 | 6915.5737 | 6802.4294 | 6664.7251 | 6970.9666 | 6738.5246 | 6558.1146 | 6407.3637 | 6272.7045 | 6306.1459 | 6265.0742
[10 empty] | 0 | 7362.2544 | 0 | 0 | 0 | 0 | 0 | 0 | 0 | 0 | 0 | 0 | 0 | 0 | 0 | 0 | 0 | 0 | 0 | 0 | 0 | 0 | 0 | 0 | 0 | 0 | 0 | 0
[10 empty] | 0 | 0 | 0 | 0 | 0 | 0 | 0 | 0 | 0 | 0 | 0 | 0 | 0 | 0 | 0 | 0 | 0 | 0 | 0 | 0 | 0 | 0 | 0 | 0 | 0 | 0 | 0 | 0
[10 empty] | 0 | 0 | 0 | 0 | 0 | 0 | 0 | 0 | 0 | 0 | 0 | 0 | 0 | 0 | 0 | 0 | 0 | 0 | 0 | 0 | 0 | 0 | 0 | 0 | 0 | 0 | 0 | 0
[10 empty] | 0 | 0 | 0 | 0 | 0 | 0 | 0 | 0 | 0 | 0 | 0 | 0 | 0 | 0 | 0 | 0 | 0 | 0 | 0 | 0 | 0 | 0 | 0 | 0 | 0 | 0 | 0 | 0
[10 empty] | 0 | 0 | 0 | 0 | 0 | 0 | 0 | 0 | 0 | 0 | 0 | 0 | 0 | 0 | 0 | 0 | 0 | 0 | 0 | 0 | 0 | 0 | 0 | 0 | 0 | 0 | 0 | 0
[10 empty] | 0 | 0 | 0 | 0 | 0 | 0 | 0 | 0 | 0 | 0 | 0 | 0 | 0 | 0 | 0 | 0 | 0 | 0 | 0 | 0 | 0 | 0 | 0 | 0 | 0 | 0 | 0 | 0
[10 empty] | 0 | 0 | 0 | 0 | 0 | 0 | 0 | 0 | 0 | 0 | 0 | 0 | 0 | 0 | 0 | 0 | 0 | 0 | 0 | 0 | 0 | 0 | 0 | 0 | 0 | 0 | 0 | 0
[10 empty] | 0 | 0 | 0 | 0 | 0 | 0 | 0 | 0 | 0 | 0 | 0 | 0 | 0 | 0 | 0 | 0 | 0 | 0 | 0 | 0 | 0 | 0 | 0 | 0 | 0 | 0 | 0 | 0
[10 empty] | 0 | 0 | 0 | 0 | 0 | 0 | 0 | 0 | 0 | 0 | 0 | 0 | 0 | 0 | 0 | 0 | 0 | 0 | 0 | 0 | 0 | 0 | 0 | 0 | 0 | 0 | 0 | 0
[10 empty] | 0 | 1537.0729 | 4846.1483 | 6558.7125 | 7922.2709 | 9007.0784 | 9869.2489 | 10553.6014 | 11095.9342 | 11524.8397 | 9736.727 | 8732.2804 | 8267.6208 | 8165.2976 | 8297.4272 | 9264.1602 | 10032.0902 | 10641.2391 | 11123.573 | 11085.4234 | 10800.3134 | 10435.7612 | 10088.2905 | 9807.9539 | 9206.5054 | 9077.6507 | 9232.7716 | 9544.4443
[10 empty] | 0 | 1159.5463 | 0 | 0 | 0 | 0 | 0 | 0 | 0 | 0 | 0 | 0 | 0 | 0 | 0 | 0 | 0 | 0 | 0 | 0 | 0 | 0 | 0 | 0 | 0 | 0 | 0 | 0
[10 empty] | 0 | 0 | 0 | 0 | 0 | 0 | 0 | 0 | 0 | 0 | 0 | 0 | 0 | 0 | 0 | 0 | 0 | 0 | 0 | 0 | 0 | 0 | 0 | 0 | 0 | 0 | 0 | 0
[10 empty] | 0 | 0 | 0 | 0 | 0 | 0 | 0 | 0 | 0 | 0 | 0 | 0 | 0 | 0 | 0 | 0 | 0 | 0 | 0 | 0 | 0 | 0 | 0 | 0 | 0 | 0 | 0 | 0
[10 empty] | 0 | 0 | 0 | 0 | 0 | 0 | 0 | 0 | 0 | 0 | 0 | 0 | 0 | 0 | 0 | 0 | 0 | 0 | 0 | 0 | 0 | 0 | 0 | 0 | 0 | 0 | 0 | 0
[10 empty] | 0 | 0 | 0 | 0 | 0 | 0 | 0 | 0 | 0 | 0 | 0 | 0 | 0 | 0 | 0 | 0 | 0 | 0 | 0 | 0 | 0 | 0 | 0 | 0 | 0 | 0 | 0 | 0
[10 empty] | 0 | 0 | 0 | 0 | 0 | 0 | 0 | 0 | 0 | 0 | 0 | 0 | 0 | 0 | 0 | 0 | 0 | 0 | 0 | 0 | 0 | 0 | 0 | 0 | 0 | 0 | 0 | 0
[10 empty] | 0 | 0 | 0 | 0 | 0 | 0 | 0 | 0 | 0 | 0 | 0 | 0 | 0 | 0 | 0 | 0 | 0 | 0 | 0 | 0 | 0 | 0 | 0 | 0 | 0 | 0 | 0 | 0
[10 empty] | 0 | 0 | 0 | 0 | 0 | 0 | 0 | 0 | 0 | 0 | 0 | 0 | 0 | 0 | 0 | 0 | 0 | 0 | 0 | 0 | 0 | 0 | 0 | 0 | 0 | 0 | 0 | 0
[10 empty] | 0 | 0 | 0 | 0 | 0 | 0 | 0 | 0 | 0 | 0 | 0 | 0 | 0 | 0 | 0 | 0 | 0 | 0 | 0 | 0 | 0 | 0 | 0 | 0 | 0 | 0 | 0 | 0
[10 empty] | 0 | 12228.0047 | 16627.7987 | 16279.7006 | 15938.8899 | 15605.2139 | 15278.5234 | 14958.672 | 14645.5166 | 17171.2957 | 15887.4585 | 14951.5192 | 14244.7074 | 13689.4573 | 14084.4523 | 13957.2818 | 13593.6135 | 13616.657 | 12838.6669 | 12502.8511 | 12280.4705 | 12049.075 | 12061.4884 | 11750.5883 | 11407.0729 | 11179.3947 | 10827.8866 | 10673.203
[10 empty] | 0 | 4755.3352 | 0 | 0 | 0 | 0 | 0 | 0 | 0 | 0 | 0 | 0 | 0 | 0 | 0 | 0 | 0 | 0 | 0 | 0 | 0 | 0 | 0 | 0 | 0 | 0 | 0 | 0
[10 empty] | 0 | 0 | 0 | 0 | 0 | 0 | 0 | 0 | 0 | 0 | 0 | 0 | 0 | 0 | 0 | 0 | 0 | 0 | 0 | 0 | 0 | 0 | 0 | 0 | 0 | 0 | 0 | 0
[10 empty] | 0 | 0 | 0 | 0 | 0 | 0 | 0 | 0 | 0 | 0 | 0 | 0 | 0 | 0 | 0 | 0 | 0 | 0 | 0 | 0 | 0 | 0 | 0 | 0 | 0 | 0 | 0 | 0
[10 empty] | 0 | 0 | 0 | 0 | 0 | 0 | 0 | 0 | 0 | 0 | 0 | 0 | 0 | 0 | 0 | 0 | 0 | 0 | 0 | 0 | 0 | 0 | 0 | 0 | 0 | 0 | 0 | 0
[10 empty] | 0 | 0 | 0 | 0 | 0 | 0 | 0 | 0 | 0 | 0 | 0 | 0 | 0 | 0 | 0 | 0 | 0 | 0 | 0 | 0 | 0 | 0 | 0 | 0 | 0 | 0 | 0 | 0
[10 empty] | 0 | 0 | 0 | 0 | 0 | 0 | 0 | 0 | 0 | 0 | 0 | 0 | 0 | 0 | 0 | 0 | 0 | 0 | 0 | 0 | 0 | 0 | 0 | 0 | 0 | 0 | 0 | 0
[10 empty] | 0 | 0 | 0 | 0 | 0 | 0 | 0 | 0 | 0 | 0 | 0 | 0 | 0 | 0 | 0 | 0 | 0 | 0 | 0 | 0 | 0 | 0 | 0 | 0 | 0 | 0 | 0 | 0
[10 empty] | 0 | 0 | 0 | 0 | 0 | 0 | 0 | 0 | 0 | 0 | 0 | 0 | 0 | 0 | 0 | 0 | 0 | 0 | 0 | 0 | 0 | 0 | 0 | 0 | 0 | 0 | 0 | 0
[10 empty] | 0 | 0 | 0 | 0 | 0 | 0 | 0 | 0 | 0 | 0 | 0 | 0 | 0 | 0 | 0 | 0 | 0 | 0 | 0 | 0 | 0 | 0 | 0 | 0 | 0 | 0 | 0 | 0
[10 empty] | 0 | 11096.7589 | 11079.0041 | 11061.2777 | 11043.5796 | 11025.9099 | 11008.2684 | 10990.6552 | 10973.0702 | 13119.5653 | 12378.3774 | 11879.2092 | 11541.1386 | 11310.3039 | 11866.453 | 11991.5334 | 11909.7243 | 12165.5067 | 11696.9479 | 11615.9463 | 11634.6537 | 11640.8603 | 11882.9752 | 11805.2941 | 11686.4966 | 11679.4213 | 11535.5857 | 11595.344
[10 empty] | 0 | 0 | 0 | 0 | 0 | 0 | 0 | 0 | 0 | 0 | 0 | 0 | 0 | 0 | 0 | 0 | 0 | 0 | 0 | 0 | 0 | 0 | 0 | 0 | 0 | 0 | 0 | 0
[10 empty] | 0 | 0 | 0 | 0 | 0 | 0 | 0 | 0 | 0 | 0 | 0 | 0 | 0 | 0 | 0 | 0 | 0 | 0 | 0 | 0 | 0 | 0 | 0 | 0 | 0 | 0 | 0 | 0
[10 empty] | 0 | 0 | 0 | 0 | 0 | 0 | 0 | 0 | 0 | 0 | 0 | 0 | 0 | 0 | 0 | 0 | 0 | 0 | 0 | 0 | 0 | 0 | 0 | 0 | 0 | 0 | 0 | 0
[10 empty] | 0 | 0 | 0 | 0 | 0 | 0 | 0 | 0 | 0 | 0 | 0 | 0 | 0 | 0 | 0 | 0 | 0 | 0 | 0 | 0 | 0 | 0 | 0 | 0 | 0 | 0 | 0 | 0
[10 empty] | 0 | 0 | 0 | 0 | 0 | 0 | 0 | 0 | 0 | 0 | 0 | 0 | 0 | 0 | 0 | 0 | 0 | 0 | 0 | 0 | 0 | 0 | 0 | 0 | 0 | 0 | 0 | 0
[10 empty] | 0 | 0 | 0 | 0 | 0 | 0 | 0 | 0 | 0 | 0 | 0 | 0 | 0 | 0 | 0 | 0 | 0 | 0 | 0 | 0 | 0 | 0 | 0 | 0 | 0 | 0 | 0 | 0
[10 empty] | 0 | 0 | 0 | 0 | 0 | 0 | 0 | 0 | 0 | 0 | 0 | 0 | 0 | 0 | 0 | 0 | 0 | 0 | 0 | 0 | 0 | 0 | 0 | 0 | 0 | 0 | 0 | 0
[10 empty] | 0 | 0 | 0 | 0 | 0 | 0 | 0 | 0 | 0 | 0 | 0 | 0 | 0 | 0 | 0 | 0 | 0 | 0 | 0 | 0 | 0 | 0 | 0 | 0 | 0 | 0 | 0 | 0
[10 empty] | 0 | 0 | 0 | 0 | 0 | 0 | 0 | 0 | 0 | 0 | 0 | 0 | 0 | 0 | 0 | 0 | 0 | 0 | 0 | 0 | 0 | 0 | 0 | 0 | 0 | 0 | 0 | 0
[10 empty] | 0 | 238.9019 | 414.4374 | 481.8573 | 541.3588 | 608.1518 | 742.7324 | 748.2137 | 979.9764 | 1127.7731 | 1335.3713 | 1512.0824 | 1751.0605 | 1765.3821 | 2177.942 | 2490.0081 | 2702.493 | 2983.2422 | 3279.1485 | 3485.793 | 4104.8112 | 4808.231 | 5624.854 | 6435.0562 | 7376.3929 | 8358.3333 | 9471.5088 | 10652.295
[10 empty] | 0 | 123.0707 | 0 | 0 | 0 | 0 | 0 | 0 | 0 | 0 | 0 | 0 | 0 | 0 | 0 | 0 | 0 | 0 | 0 | 0 | 0 | 0 | 0 | 0 | 0 | 0 | 0 | 0
[10 empty] | 0 | 0 | 0 | 0 | 0 | 0 | 0 | 0 | 0 | 0 | 0 | 0 | 0 | 0 | 0 | 0 | 0 | 0 | 0 | 0 | 0 | 0 | 0 | 0 | 0 | 0 | 0 | 0
[10 empty] | 0 | 0 | 0 | 0 | 0 | 0 | 0 | 0 | 0 | 0 | 0 | 0 | 0 | 0 | 0 | 0 | 0 | 0 | 0 | 0 | 0 | 0 | 0 | 0 | 0 | 0 | 0 | 0
[10 empty] | 0 | 0 | 0 | 0 | 0 | 0 | 0 | 0 | 0 | 0 | 0 | 0 | 0 | 0 | 0 | 0 | 0 | 0 | 0 | 0 | 0 | 0 | 0 | 0 | 0 | 0 | 0 | 0
[10 empty] | 0 | 0 | 0 | 0 | 0 | 0 | 0 | 0 | 0 | 0 | 0 | 0 | 0 | 0 | 0 | 0 | 0 | 0 | 0 | 0 | 0 | 0 | 0 | 0 | 0 | 0 | 0 | 0
[10 empty] | 0 | 0 | 0 | 0 | 0 | 0 | 0 | 0 | 0 | 0 | 0 | 0 | 0 | 0 | 0 | 0 | 0 | 0 | 0 | 0 | 0 | 0 | 0 | 0 | 0 | 0 | 0 | 0
[10 empty] | 0 | 0 | 0 | 0 | 0 | 0 | 0 | 0 | 0 | 0 | 0 | 0 | 0 | 0 | 0 | 0 | 0 | 0 | 0 | 0 | 0 | 0 | 0 | 0 | 0 | 0 | 0 | 0
[10 empty] | 0 | 0 | 0 | 0 | 0 | 0 | 0 | 0 | 0 | 0 | 0 | 0 | 0 | 0 | 0 | 0 | 0 | 0 | 0 | 0 | 0 | 0 | 0 | 0 | 0 | 0 | 0 | 0
[10 empty] | 0 | 0 | 0 | 0 | 0 | 0 | 0 | 0 | 0 | 0 | 0 | 0 | 0 | 0 | 0 | 0 | 0 | 0 | 0 | 0 | 0 | 0 | 0 | 0 | 0 | 0 | 0 | 0
[10 empty] | 0 | 28.1544 | 216.2261 | 215.8801 | 215.5347 | 215.1899 | 214.8456 | 214.5018 | 214.1586 | 213.8159 | 213.4738 | 213.1323 | 212.7913 | 212.4508 | 212.1109 | 211.7715 | 211.4327 | 211.0944 | 272.1621 | 262.9685 | 255.0527 | 248.2306 | 242.3445 | 237.2595 | 232.8601 | 229.0475 | 225.7372 | 222.8567
[10 empty] | 0 | 188.4182 | 0 | 0 | 0 | 0 | 0 | 0 | 0 | 0 | 0 | 0 | 0 | 0 | 0 | 0 | 0 | 0 | 0 | 0 | 0 | 0 | 0 | 0 | 0 | 0 | 0 | 0
[10 empty] | 0 | 0 | 0 | 0 | 0 | 0 | 0 | 0 | 0 | 0 | 0 | 0 | 0 | 0 | 0 | 0 | 0 | 0 | 0 | 0 | 0 | 0 | 0 | 0 | 0 | 0 | 0 | 0
[10 empty] | 0 | 0 | 0 | 0 | 0 | 0 | 0 | 0 | 0 | 0 | 0 | 0 | 0 | 0 | 0 | 0 | 0 | 0 | 0 | 0 | 0 | 0 | 0 | 0 | 0 | 0 | 0 | 0
[10 empty] | 0 | 0 | 0 | 0 | 0 | 0 | 0 | 0 | 0 | 0 | 0 | 0 | 0 | 0 | 0 | 0 | 0 | 0 | 0 | 0 | 0 | 0 | 0 | 0 | 0 | 0 | 0 | 0
[10 empty] | 0 | 0 | 0 | 0 | 0 | 0 | 0 | 0 | 0 | 0 | 0 | 0 | 0 | 0 | 0 | 0 | 0 | 0 | 0 | 0 | 0 | 0 | 0 | 0 | 0 | 0 | 0 | 0
[10 empty] | 0 | 0 | 0 | 0 | 0 | 0 | 0 | 0 | 0 | 0 | 0 | 0 | 0 | 0 | 0 | 0 | 0 | 0 | 0 | 0 | 0 | 0 | 0 | 0 | 0 | 0 | 0 | 0
[10 empty] | 0 | 0 | 0 | 0 | 0 | 0 | 0 | 0 | 0 | 0 | 0 | 0 | 0 | 0 | 0 | 0 | 0 | 0 | 0 | 0 | 0 | 0 | 0 | 0 | 0 | 0 | 0 | 0
[10 empty] | 0 | 0 | 0 | 0 | 0 | 0 | 0 | 0 | 0 | 0 | 0 | 0 | 0 | 0 | 0 | 0 | 0 | 0 | 0 | 0 | 0 | 0 | 0 | 0 | 0 | 0 | 0 | 0
[10 empty] | 0 | 0 | 0 | 0 | 0 | 0 | 0 | 0 | 0 | 0 | 0 | 0 | 0 | 0 | 0 | 0 | 0 | 0 | 0 | 0 | 0 | 0 | 0 | 0 | 0 | 0 | 0 | 0
[10 empty] | 0 | 385.7113 | 592.4526 | 591.5047 | 590.5583 | 589.6134 | 588.67 | 587.7281 | 586.7878 | 585.8489 | 584.9116 | 583.9757 | 583.0413 | 582.1085 | 581.1771 | 749.3064 | 723.9948 | 702.2015 | 683.4192 | 667.2138 | 653.214 | 641.1017 | 654.4872 | 662.3664 | 666.0306 | 666.513 | 664.6366 | 661.0532
[10 empty] | 0 | 207.6907 | 0 | 0 | 0 | 0 | 0 | 0 | 0 | 0 | 0 | 0 | 0 | 0 | 0 | 0 | 0 | 0 | 0 | 0 | 0 | 0 | 0 | 0 | 0 | 0 | 0 | 0
[10 empty] | 0 | 0 | 0 | 0 | 0 | 0 | 0 | 0 | 0 | 0 | 0 | 0 | 0 | 0 | 0 | 0 | 0 | 0 | 0 | 0 | 0 | 0 | 0 | 0 | 0 | 0 | 0 | 0
[10 empty] | 0 | 0 | 0 | 0 | 0 | 0 | 0 | 0 | 0 | 0 | 0 | 0 | 0 | 0 | 0 | 0 | 0 | 0 | 0 | 0 | 0 | 0 | 0 | 0 | 0 | 0 | 0 | 0
[10 empty] | 0 | 0 | 0 | 0 | 0 | 0 | 0 | 0 | 0 | 0 | 0 | 0 | 0 | 0 | 0 | 0 | 0 | 0 | 0 | 0 | 0 | 0 | 0 | 0 | 0 | 0 | 0 | 0
[10 empty] | 0 | 0 | 0 | 0 | 0 | 0 | 0 | 0 | 0 | 0 | 0 | 0 | 0 | 0 | 0 | 0 | 0 | 0 | 0 | 0 | 0 | 0 | 0 | 0 | 0 | 0 | 0 | 0
[10 empty] | 0 | 0 | 0 | 0 | 0 | 0 | 0 | 0 | 0 | 0 | 0 | 0 | 0 | 0 | 0 | 0 | 0 | 0 | 0 | 0 | 0 | 0 | 0 | 0 | 0 | 0 | 0 | 0
[10 empty] | 0 | 0 | 0 | 0 | 0 | 0 | 0 | 0 | 0 | 0 | 0 | 0 | 0 | 0 | 0 | 0 | 0 | 0 | 0 | 0 | 0 | 0 | 0 | 0 | 0 | 0 | 0 | 0
[10 empty] | 0 | 0 | 0 | 0 | 0 | 0 | 0 | 0 | 0 | 0 | 0 | 0 | 0 | 0 | 0 | 0 | 0 | 0 | 0 | 0 | 0 | 0 | 0 | 0 | 0 | 0 | 0 | 0
[10 empty] | 0 | 0 | 0 | 0 | 0 | 0 | 0 | 0 | 0 | 0 | 0 | 0 | 0 | 0 | 0 | 0 | 0 | 0 | 0 | 0 | 0 | 0 | 0 | 0 | 0 | 0 | 0 | 0
[10 empty] | 0 | 5961.6077 | 9300.108 | 9285.2278 | 9270.3714 | 9255.5388 | 9240.73 | 9225.9448 | 9211.1833 | 9196.4454 | 11588.6668 | 11089.508 | 10687.8864 | 10364.1745 | 10581.0089 | 10655.0045 | 10634.2948 | 10553.4245 | 10531.9218 | 11151.3875 | 10895.9278 | 10700.8128 | 10560.6627 | 10711.3639 | 10744.1472 | 10707.1175 | 10634.1364 | 10621.0994
[10 empty] | 0 | 3353.4043 | 0 | 0 | 0 | 0 | 0 | 0 | 0 | 0 | 0 | 0 | 0 | 0 | 0 | 0 | 0 | 0 | 0 | 0 | 0 | 0 | 0 | 0 | 0 | 0 | 0 | 0
[10 empty] | 0 | 0 | 0 | 0 | 0 | 0 | 0 | 0 | 0 | 0 | 0 | 0 | 0 | 0 | 0 | 0 | 0 | 0 | 0 | 0 | 0 | 0 | 0 | 0 | 0 | 0 | 0 | 0
[10 empty] | 0 | 0 | 0 | 0 | 0 | 0 | 0 | 0 | 0 | 0 | 0 | 0 | 0 | 0 | 0 | 0 | 0 | 0 | 0 | 0 | 0 | 0 | 0 | 0 | 0 | 0 | 0 | 0
[10 empty] | 0 | 0 | 0 | 0 | 0 | 0 | 0 | 0 | 0 | 0 | 0 | 0 | 0 | 0 | 0 | 0 | 0 | 0 | 0 | 0 | 0 | 0 | 0 | 0 | 0 | 0 | 0 | 0
[10 empty] | 0 | 0 | 0 | 0 | 0 | 0 | 0 | 0 | 0 | 0 | 0 | 0 | 0 | 0 | 0 | 0 | 0 | 0 | 0 | 0 | 0 | 0 | 0 | 0 | 0 | 0 | 0 | 0
[10 empty] | 0 | 0 | 0 | 0 | 0 | 0 | 0 | 0 | 0 | 0 | 0 | 0 | 0 | 0 | 0 | 0 | 0 | 0 | 0 | 0 | 0 | 0 | 0 | 0 | 0 | 0 | 0 | 0
[10 empty] | 0 | 0 | 0 | 0 | 0 | 0 | 0 | 0 | 0 | 0 | 0 | 0 | 0 | 0 | 0 | 0 | 0 | 0 | 0 | 0 | 0 | 0 | 0 | 0 | 0 | 0 | 0 | 0
[10 empty] | 0 | 0 | 0 | 0 | 0 | 0 | 0 | 0 | 0 | 0 | 0 | 0 | 0 | 0 | 0 | 0 | 0 | 0 | 0 | 0 | 0 | 0 | 0 | 0 | 0 | 0 | 0 | 0
[10 empty] | 0 | 0 | 0 | 0 | 0 | 0 | 0 | 0 | 0 | 0 | 0 | 0 | 0 | 0 | 0 | 0 | 0 | 0 | 0 | 0 | 0 | 0 | 0 | 0 | 0 | 0 | 0 | 0
[10 empty] | 0 | 402.9609 | 677.0119 | 0 | 0 | 0 | 0 | 0 | 0 | 0 | 0 | 0 | 0 | 0 | 0 | 0 | 0 | 0 | 0 | 0 | 0 | 0 | 0 | 0 | 0 | 0 | 0 | 0
[10 empty] | 0 | 268.6406 | 0 | 0 | 0 | 0 | 0 | 0 | 0 | 0 | 0 | 0 | 0 | 0 | 0 | 0 | 0 | 0 | 0 | 0 | 0 | 0 | 0 | 0 | 0 | 0 | 0 | 0
[10 empty] | 0 | 0 | 0 | 682.5758 | 688.2974 | 694.1812 | 700.2318 | 706.454 | 712.8526 | 746.6942 | 777.6007 | 806.0454 | 832.4352 | 857.1208 | 880.404 | 902.5456 | 1119.4463 | 1117.4663 | 1121.638 | 1130.7721 | 1143.9085 | 1160.2755 | 1179.2562 | 1200.3602 | 1259.0971 | 1310.0185 | 1355.3061 | 1396.6423
[10 empty] | 0 | 0 | 0 | 0 | 0 | 0 | 0 | 0 | 0 | 0 | 0 | 0 | 0 | 0 | 0 | 0 | 0 | 0 | 0 | 0 | 0 | 0 | 0 | 0 | 0 | 0 | 0 | 0
[10 empty] | 0 | 0 | 0 | 0 | 0 | 0 | 0 | 0 | 0 | 0 | 0 | 0 | 0 | 0 | 0 | 0 | 0 | 0 | 0 | 0 | 0 | 0 | 0 | 0 | 0 | 0 | 0 | 0
[10 empty] | 0 | 0 | 0 | 0 | 0 | 0 | 0 | 0 | 0 | 0 | 0 | 0 | 0 | 0 | 0 | 0 | 0 | 0 | 0 | 0 | 0 | 0 | 0 | 0 | 0 | 0 | 0 | 0
[10 empty] | 0 | 0 | 0 | 0 | 0 | 0 | 0 | 0 | 0 | 0 | 0 | 0 | 0 | 0 | 0 | 0 | 0 | 0 | 0 | 0 | 0 | 0 | 0 | 0 | 0 | 0 | 0 | 0
[10 empty] | 0 | 0 | 0 | 0 | 0 | 0 | 0 | 0 | 0 | 0 | 0 | 0 | 0 | 0 | 0 | 0 | 0 | 0 | 0 | 0 | 0 | 0 | 0 | 0 | 0 | 0 | 0 | 0
[10 empty] | 0 | 0 | 0 | 0 | 0 | 0 | 0 | 0 | 0 | 0 | 0 | 0 | 0 | 0 | 0 | 0 | 0 | 0 | 0 | 0 | 0 | 0 | 0 | 0 | 0 | 0 | 0 | 0
[10 empty] | 0 | 0 | 0 | 0 | 0 | 0 | 0 | 0 | 0 | 0 | 0 | 0 | 0 | 0 | 0 | 0 | 0 | 0 | 0 | 0 | 0 | 0 | 0 | 0 | 0 | 0 | 0 | 0
[10 empty] | 0 | 169.1257 | 281.9317 | 281.9875 | 282.0434 | 282.0995 | 282.1559 | 282.2125 | 283.9261 | 285.4621 | 286.8401 | 288.0778 | 289.1908 | 290.193 | 291.0968 | 292.0973 | 293.1639 | 381.0745 | 372.576 | 365.1523 | 358.6716 | 353.0183 | 348.1112 | 343.8748 | 350.3941 | 355.197 | 358.5997 | 360.868
[10 empty] | 0 | 112.7505 | 0 | 0 | 0 | 0 | 0 | 0 | 0 | 0 | 0 | 0 | 0 | 0 | 0 | 0 | 0 | 0 | 0 | 0 | 0 | 0 | 0 | 0 | 0 | 0 | 0 | 0
[10 empty] | 0 | 0 | 0 | 0 | 0 | 0 | 0 | 0 | 0 | 0 | 0 | 0 | 0 | 0 | 0 | 0 | 0 | 0 | 0 | 0 | 0 | 0 | 0 | 0 | 0 | 0 | 0 | 0
[10 empty] | 0 | 0 | 0 | 0 | 0 | 0 | 0 | 0 | 0 | 0 | 0 | 0 | 0 | 0 | 0 | 0 | 0 | 0 | 0 | 0 | 0 | 0 | 0 | 0 | 0 | 0 | 0 | 0
[10 empty] | 0 | 0 | 0 | 0 | 0 | 0 | 0 | 0 | 0 | 0 | 0 | 0 | 0 | 0 | 0 | 0 | 0 | 0 | 0 | 0 | 0 | 0 | 0 | 0 | 0 | 0 | 0 | 0
[10 empty] | 0 | 0 | 0 | 0 | 0 | 0 | 0 | 0 | 0 | 0 | 0 | 0 | 0 | 0 | 0 | 0 | 0 | 0 | 0 | 0 | 0 | 0 | 0 | 0 | 0 | 0 | 0 | 0
[10 empty] | 0 | 0 | 0 | 0 | 0 | 0 | 0 | 0 | 0 | 0 | 0 | 0 | 0 | 0 | 0 | 0 | 0 | 0 | 0 | 0 | 0 | 0 | 0 | 0 | 0 | 0 | 0 | 0
[10 empty] | 0 | 0 | 0 | 0 | 0 | 0 | 0 | 0 | 0 | 0 | 0 | 0 | 0 | 0 | 0 | 0 | 0 | 0 | 0 | 0 | 0 | 0 | 0 | 0 | 0 | 0 | 0 | 0
[10 empty] | 0 | 0 | 0 | 0 | 0 | 0 | 0 | 0 | 0 | 0 | 0 | 0 | 0 | 0 | 0 | 0 | 0 | 0 | 0 | 0 | 0 | 0 | 0 | 0 | 0 | 0 | 0 | 0
[10 empty] | 0 | 0 | 0 | 0 | 0 | 0 | 0 | 0 | 0 | 0 | 0 | 0 | 0 | 0 | 0 | 0 | 0 | 0 | 0 | 0 | 0 | 0 | 0 | 0 | 0 | 0 | 0 | 0
[10 empty] | 0 | 161.299 | 178.9344 | 178.6481 | 178.3622 | 178.0769 | 177.7919 | 177.5075 | 177.2235 | 176.9399 | 176.6568 | 176.3741 | 176.0919 | 175.8102 | 175.5289 | 175.2481 | 174.9677 | 174.6877 | 174.4082 | 174.1292 | 173.8505 | 173.5724 | 173.2947 | 173.0174 | 172.7406 | 172.4642 | 172.1882 | 171.9127
[10 empty] | 0 | 17.9221 | 0 | 0 | 0 | 0 | 0 | 0 | 0 | 0 | 0 | 0 | 0 | 0 | 0 | 0 | 0 | 0 | 0 | 0 | 0 | 0 | 0 | 0 | 0 | 0 | 0 | 0
[10 empty] | 0 | 0 | 0 | 0 | 0 | 0 | 0 | 0 | 0 | 0 | 0 | 0 | 0 | 0 | 0 | 0 | 0 | 0 | 0 | 0 | 0 | 0 | 0 | 0 | 0 | 0 | 0 | 0
[10 empty] | 0 | 0 | 0 | 0 | 0 | 0 | 0 | 0 | 0 | 0 | 0 | 0 | 0 | 0 | 0 | 0 | 0 | 0 | 0 | 0 | 0 | 0 | 0 | 0 | 0 | 0 | 0 | 0
[10 empty] | 0 | 0 | 0 | 0 | 0 | 0 | 0 | 0 | 0 | 0 | 0 | 0 | 0 | 0 | 0 | 0 | 0 | 0 | 0 | 0 | 0 | 0 | 0 | 0 | 0 | 0 | 0 | 0
[10 empty] | 0 | 0 | 0 | 0 | 0 | 0 | 0 | 0 | 0 | 0 | 0 | 0 | 0 | 0 | 0 | 0 | 0 | 0 | 0 | 0 | 0 | 0 | 0 | 0 | 0 | 0 | 0 | 0
[10 empty] | 0 | 0 | 0 | 0 | 0 | 0 | 0 | 0 | 0 | 0 | 0 | 0 | 0 | 0 | 0 | 0 | 0 | 0 | 0 | 0 | 0 | 0 | 0 | 0 | 0 | 0 | 0 | 0
[10 empty] | 0 | 0 | 0 | 0 | 0 | 0 | 0 | 0 | 0 | 0 | 0 | 0 | 0 | 0 | 0 | 0 | 0 | 0 | 0 | 0 | 0 | 0 | 0 | 0 | 0 | 0 | 0 | 0
[10 empty] | 0 | 0 | 0 | 0 | 0 | 0 | 0 | 0 | 0 | 0 | 0 | 0 | 0 | 0 | 0 | 0 | 0 | 0 | 0 | 0 | 0 | 0 | 0 | 0 | 0 | 0 | 0 | 0
[10 empty] | 0 | 0 | 0 | 0 | 0 | 0 | 0 | 0 | 0 | 0 | 0 | 0 | 0 | 0 | 0 | 0 | 0 | 0 | 0 | 0 | 0 | 0 | 0 | 0 | 0 | 0 | 0 | 0
[10 empty] | 0 | 8630.8125 | 8617.0032 | 8603.216 | 8589.4508 | 8575.7077 | 8561.9866 | 8548.2874 | 8534.6101 | 8520.9548 | 8507.3212 | 10968.4125 | 10597.8997 | 10278.8871 | 10355.7848 | 10368.9149 | 10334.7965 | 10316.5316 | 10302.7678 | 10286.1384 | 10269.3107 | 10962.522 | 10742.6146 | 10566.6283 | 10627.9525 | 10630.9184 | 10594.8946 | 10577.3151
[10 empty] | 0 | 0 | 0 | 0 | 0 | 0 | 0 | 0 | 0 | 0 | 0 | 0 | 0 | 0 | 0 | 0 | 0 | 0 | 0 | 0 | 0 | 0 | 0 | 0 | 0 | 0 | 0 | 0
[10 empty] | 0 | 0 | 0 | 0 | 0 | 0 | 0 | 0 | 0 | 0 | 0 | 0 | 0 | 0 | 0 | 0 | 0 | 0 | 0 | 0 | 0 | 0 | 0 | 0 | 0 | 0 | 0 | 0
[10 empty] | 0 | 0 | 0 | 0 | 0 | 0 | 0 | 0 | 0 | 0 | 0 | 0 | 0 | 0 | 0 | 0 | 0 | 0 | 0 | 0 | 0 | 0 | 0 | 0 | 0 | 0 | 0 | 0
[10 empty] | 0 | 0 | 0 | 0 | 0 | 0 | 0 | 0 | 0 | 0 | 0 | 0 | 0 | 0 | 0 | 0 | 0 | 0 | 0 | 0 | 0 | 0 | 0 | 0 | 0 | 0 | 0 | 0
[10 empty] | 0 | 0 | 0 | 0 | 0 | 0 | 0 | 0 | 0 | 0 | 0 | 0 | 0 | 0 | 0 | 0 | 0 | 0 | 0 | 0 | 0 | 0 | 0 | 0 | 0 | 0 | 0 | 0
[10 empty] | 0 | 0 | 0 | 0 | 0 | 0 | 0 | 0 | 0 | 0 | 0 | 0 | 0 | 0 | 0 | 0 | 0 | 0 | 0 | 0 | 0 | 0 | 0 | 0 | 0 | 0 | 0 | 0
[10 empty] | 0 | 0 | 0 | 0 | 0 | 0 | 0 | 0 | 0 | 0 | 0 | 0 | 0 | 0 | 0 | 0 | 0 | 0 | 0 | 0 | 0 | 0 | 0 | 0 | 0 | 0 | 0 | 0
[10 empty] | 0 | 0 | 0 | 0 | 0 | 0 | 0 | 0 | 0 | 0 | 0 | 0 | 0 | 0 | 0 | 0 | 0 | 0 | 0 | 0 | 0 | 0 | 0 | 0 | 0 | 0 | 0 | 0
[10 empty] | 0 | 0 | 0 | 0 | 0 | 0 | 0 | 0 | 0 | 0 | 0 | 0 | 0 | 0 | 0 | 0 | 0 | 0 | 0 | 0 | 0 | 0 | 0 | 0 | 0 | 0 | 0 | 0
[10 empty] | 0 | 1253.5828 | 914.0022 | 462.6035 | 179.6869 | 0 | 0 | 0 | 0 | 0 | 0 | 0 | 0 | 0 | 0 | 0 | 0 | 0 | 0 | 0 | 0 | 0 | 0 | 0 | 0 | 0 | 0 | 0
[10 empty] | 0 | 821.014 | 780.4352 | 838.8033 | 709.0144 | 574.4245 | 679.384 | 821.4886 | 962.2547 | 1100.9273 | 1201.8253 | 1299.1956 | 1412.3244 | 1491.4644 | 1552.3845 | 1595.1496 | 1641.2916 | 1691.4102 | 1716.948 | 1747.6132 | 1766.5626 | 1773.9654 | 1753.4383 | 1737.8254 | 1739.1792 | 1738.5864 | 1735.9528 | 2045.764
[10 empty] | 0 | 0 | 0 | 0 | 0 | 0 | 0 | 0 | 0 | 0 | 0 | 0 | 0 | 0 | 0 | 0 | 0 | 0 | 0 | 0 | 0 | 0 | 0 | 0 | 0 | 0 | 0 | 0
[10 empty] | 0 | 0 | 0 | 0 | 0 | 0 | 0 | 0 | 0 | 0 | 0 | 0 | 0 | 0 | 0 | 0 | 0 | 0 | 0 | 0 | 0 | 0 | 0 | 0 | 0 | 0 | 0 | 0
[10 empty] | 0 | 0 | 0 | 0 | 0 | 0 | 0 | 0 | 0 | 0 | 0 | 0 | 0 | 0 | 0 | 0 | 0 | 0 | 0 | 0 | 0 | 0 | 0 | 0 | 0 | 0 | 0 | 0
[10 empty] | 0 | 0 | 0 | 0 | 0 | 0 | 0 | 0 | 0 | 0 | 0 | 0 | 0 | 0 | 0 | 0 | 0 | 0 | 0 | 0 | 0 | 0 | 0 | 0 | 0 | 0 | 0 | 0
[10 empty] | 0 | 0 | 0 | 0 | 0 | 0 | 0 | 0 | 0 | 0 | 0 | 0 | 0 | 0 | 0 | 0 | 0 | 0 | 0 | 0 | 0 | 0 | 0 | 0 | 0 | 0 | 0 | 0
[10 empty] | 0 | 0 | 0 | 0 | 0 | 0 | 0 | 0 | 0 | 0 | 0 | 0 | 0 | 0 | 0 | 0 | 0 | 0 | 0 | 0 | 0 | 0 | 0 | 0 | 0 | 0 | 0 | 0
[10 empty] | 0 | 0 | 0 | 0 | 0 | 0 | 0 | 0 | 0 | 0 | 0 | 0 | 0 | 0 | 0 | 0 | 0 | 0 | 0 | 0 | 0 | 0 | 0 | 0 | 0 | 0 | 0 | 0
[10 empty] | 0 | 0 | 0 | 0 | 0 | 0 | 0 | 0 | 0 | 0 | 0 | 0 | 0 | 0 | 0 | 0 | 0 | 0 | 0 | 0 | 0 | 0 | 0 | 0 | 0 | 0 | 0 | 0
[10 empty] | 0 | 1253.5828 | 914.0022 | 462.6035 | 179.6869 | 0 | 0 | 0 | 0 | 0 | 0 | 0 | 0 | 0 | 0 | 0 | 0 | 0 | 0 | 0 | 0 | 0 | 0 | 0 | 0 | 0 | 0 | 0
[10 empty] | 0 | 821.014 | 780.4352 | 838.8033 | 709.0144 | 574.4245 | 679.384 | 821.4886 | 962.2547 | 1100.9273 | 1201.8253 | 1299.1956 | 1412.3244 | 1491.4644 | 1552.3845 | 1595.1496 | 1641.2916 | 1691.4102 | 1716.948 | 1747.6132 | 1766.5626 | 1773.9654 | 1753.4383 | 1737.8254 | 1739.1792 | 1738.5864 | 1735.9528 | 2045.764
[10 empty] | 0 | 0 | 0 | 0 | 0 | 0 | 0 | 0 | 0 | 0 | 0 | 0 | 0 | 0 | 0 | 0 | 0 | 0 | 0 | 0 | 0 | 0 | 0 | 0 | 0 | 0 | 0 | 0
[10 empty] | 0 | 0 | 0 | 0 | 0 | 0 | 0 | 0 | 0 | 0 | 0 | 0 | 0 | 0 | 0 | 0 | 0 | 0 | 0 | 0 | 0 | 0 | 0 | 0 | 0 | 0 | 0 | 0
[10 empty] | 0 | 0 | 0 | 0 | 0 | 0 | 0 | 0 | 0 | 0 | 0 | 0 | 0 | 0 | 0 | 0 | 0 | 0 | 0 | 0 | 0 | 0 | 0 | 0 | 0 | 0 | 0 | 0
[10 empty] | 0 | 0 | 0 | 0 | 0 | 0 | 0 | 0 | 0 | 0 | 0 | 0 | 0 | 0 | 0 | 0 | 0 | 0 | 0 | 0 | 0 | 0 | 0 | 0 | 0 | 0 | 0 | 0
[10 empty] | 0 | 0 | 0 | 0 | 0 | 0 | 0 | 0 | 0 | 0 | 0 | 0 | 0 | 0 | 0 | 0 | 0 | 0 | 0 | 0 | 0 | 0 | 0 | 0 | 0 | 0 | 0 | 0
[10 empty] | 0 | 0 | 0 | 0 | 0 | 0 | 0 | 0 | 0 | 0 | 0 | 0 | 0 | 0 | 0 | 0 | 0 | 0 | 0 | 0 | 0 | 0 | 0 | 0 | 0 | 0 | 0 | 0
[10 empty] | 0 | 0 | 0 | 0 | 0 | 0 | 0 | 0 | 0 | 0 | 0 | 0 | 0 | 0 | 0 | 0 | 0 | 0 | 0 | 0 | 0 | 0 | 0 | 0 | 0 | 0 | 0 | 0
[10 empty] | 0 | 0 | 0 | 0 | 0 | 0 | 0 | 0 | 0 | 0 | 0 | 0 | 0 | 0 | 0 | 0 | 0 | 0 | 0 | 0 | 0 | 0 | 0 | 0 | 0 | 0 | 0 | 0
[10 empty] | 0 | 1253.5828 | 914.0022 | 462.6035 | 179.6869 | 0 | 0 | 0 | 0 | 0 | 0 | 0 | 0 | 0 | 0 | 0 | 0 | 0 | 0 | 0 | 0 | 0 | 0 | 0 | 0 | 0 | 0 | 0
[10 empty] | 0 | 821.014 | 780.4352 | 838.8033 | 709.0144 | 574.4245 | 679.384 | 821.4886 | 962.2547 | 1100.9273 | 1201.8253 | 1299.1956 | 1412.3244 | 1491.4644 | 1552.3845 | 1595.1496 | 1641.2916 | 1691.4102 | 1716.948 | 1747.6132 | 1766.5626 | 1773.9654 | 1753.4383 | 1737.8254 | 1739.1792 | 1738.5864 | 1735.9528 | 2045.764
[10 empty] | 0 | 0 | 0 | 0 | 0 | 0 | 0 | 0 | 0 | 0 | 0 | 0 | 0 | 0 | 0 | 0 | 0 | 0 | 0 | 0 | 0 | 0 | 0 | 0 | 0 | 0 | 0 | 0
[10 empty] | 0 | 0 | 0 | 0 | 0 | 0 | 0 | 0 | 0 | 0 | 0 | 0 | 0 | 0 | 0 | 0 | 0 | 0 | 0 | 0 | 0 | 0 | 0 | 0 | 0 | 0 | 0 | 0
[10 empty] | 0 | 0 | 0 | 0 | 0 | 0 | 0 | 0 | 0 | 0 | 0 | 0 | 0 | 0 | 0 | 0 | 0 | 0 | 0 | 0 | 0 | 0 | 0 | 0 | 0 | 0 | 0 | 0
[10 empty] | 0 | 0 | 0 | 0 | 0 | 0 | 0 | 0 | 0 | 0 | 0 | 0 | 0 | 0 | 0 | 0 | 0 | 0 | 0 | 0 | 0 | 0 | 0 | 0 | 0 | 0 | 0 | 0
[10 empty] | 0 | 0 | 0 | 0 | 0 | 0 | 0 | 0 | 0 | 0 | 0 | 0 | 0 | 0 | 0 | 0 | 0 | 0 | 0 | 0 | 0 | 0 | 0 | 0 | 0 | 0 | 0 | 0
[10 empty] | 0 | 0 | 0 | 0 | 0 | 0 | 0 | 0 | 0 | 0 | 0 | 0 | 0 | 0 | 0 | 0 | 0 | 0 | 0 | 0 | 0 | 0 | 0 | 0 | 0 | 0 | 0 | 0
[10 empty] | 0 | 0 | 0 | 0 | 0 | 0 | 0 | 0 | 0 | 0 | 0 | 0 | 0 | 0 | 0 | 0 | 0 | 0 | 0 | 0 | 0 | 0 | 0 | 0 | 0 | 0 | 0 | 0
[10 empty] | 0 | 0 | 0 | 0 | 0 | 0 | 0 | 0 | 0 | 0 | 0 | 0 | 0 | 0 | 0 | 0 | 0 | 0 | 0 | 0 | 0 | 0 | 0 | 0 | 0 | 0 | 0 | 0
[10 empty] | 0 | 1253.5828 | 914.0022 | 462.6035 | 179.6869 | 0 | 0 | 0 | 0 | 0 | 0 | 0 | 0 | 0 | 0 | 0 | 0 | 0 | 0 | 0 | 0 | 0 | 0 | 0 | 0 | 0 | 0 | 0
[10 empty] | 0 | 821.014 | 780.4352 | 838.8033 | 709.0144 | 574.4245 | 679.384 | 821.4886 | 962.2547 | 1100.9273 | 1201.8253 | 1299.1956 | 1412.3244 | 1491.4644 | 1552.3845 | 1595.1496 | 1641.2916 | 1691.4102 | 1716.948 | 1747.6132 | 1766.5626 | 1773.9654 | 1753.4383 | 1737.8254 | 1739.1792 | 1738.5864 | 1735.9528 | 2045.764
[10 empty] | 0 | 0 | 0 | 0 | 0 | 0 | 0 | 0 | 0 | 0 | 0 | 0 | 0 | 0 | 0 | 0 | 0 | 0 | 0 | 0 | 0 | 0 | 0 | 0 | 0 | 0 | 0 | 0
[10 empty] | 0 | 0 | 0 | 0 | 0 | 0 | 0 | 0 | 0 | 0 | 0 | 0 | 0 | 0 | 0 | 0 | 0 | 0 | 0 | 0 | 0 | 0 | 0 | 0 | 0 | 0 | 0 | 0
[10 empty] | 0 | 0 | 0 | 0 | 0 | 0 | 0 | 0 | 0 | 0 | 0 | 0 | 0 | 0 | 0 | 0 | 0 | 0 | 0 | 0 | 0 | 0 | 0 | 0 | 0 | 0 | 0 | 0
[10 empty] | 0 | 0 | 0 | 0 | 0 | 0 | 0 | 0 | 0 | 0 | 0 | 0 | 0 | 0 | 0 | 0 | 0 | 0 | 0 | 0 | 0 | 0 | 0 | 0 | 0 | 0 | 0 | 0
[10 empty] | 0 | 0 | 0 | 0 | 0 | 0 | 0 | 0 | 0 | 0 | 0 | 0 | 0 | 0 | 0 | 0 | 0 | 0 | 0 | 0 | 0 | 0 | 0 | 0 | 0 | 0 | 0 | 0
[10 empty] | 0 | 0 | 0 | 0 | 0 | 0 | 0 | 0 | 0 | 0 | 0 | 0 | 0 | 0 | 0 | 0 | 0 | 0 | 0 | 0 | 0 | 0 | 0 | 0 | 0 | 0 | 0 | 0
[10 empty] | 0 | 0 | 0 | 0 | 0 | 0 | 0 | 0 | 0 | 0 | 0 | 0 | 0 | 0 | 0 | 0 | 0 | 0 | 0 | 0 | 0 | 0 | 0 | 0 | 0 | 0 | 0 | 0
[10 empty] | 0 | 0 | 0 | 0 | 0 | 0 | 0 | 0 | 0 | 0 | 0 | 0 | 0 | 0 | 0 | 0 | 0 | 0 | 0 | 0 | 0 | 0 | 0 | 0 | 0 | 0 | 0 | 0
[10 empty] | 0 | 1253.5828 | 914.0022 | 462.6035 | 179.6869 | 0 | 0 | 0 | 0 | 0 | 0 | 0 | 0 | 0 | 0 | 0 | 0 | 0 | 0 | 0 | 0 | 0 | 0 | 0 | 0 | 0 | 0 | 0
[10 empty] | 0 | 821.014 | 780.4352 | 838.8033 | 709.0144 | 574.4245 | 679.384 | 821.4886 | 962.2547 | 1100.9273 | 1201.8253 | 1299.1956 | 1412.3244 | 1491.4644 | 1552.3845 | 1595.1496 | 1641.2916 | 1691.4102 | 1716.948 | 1747.6132 | 1766.5626 | 1773.9654 | 1753.4383 | 1737.8254 | 1739.1792 | 1738.5864 | 1735.9528 | 2045.764
[10 empty] | 0 | 0 | 0 | 0 | 0 | 0 | 0 | 0 | 0 | 0 | 0 | 0 | 0 | 0 | 0 | 0 | 0 | 0 | 0 | 0 | 0 | 0 | 0 | 0 | 0 | 0 | 0 | 0
[10 empty] | 0 | 0 | 0 | 0 | 0 | 0 | 0 | 0 | 0 | 0 | 0 | 0 | 0 | 0 | 0 | 0 | 0 | 0 | 0 | 0 | 0 | 0 | 0 | 0 | 0 | 0 | 0 | 0
[10 empty] | 0 | 0 | 0 | 0 | 0 | 0 | 0 | 0 | 0 | 0 | 0 | 0 | 0 | 0 | 0 | 0 | 0 | 0 | 0 | 0 | 0 | 0 | 0 | 0 | 0 | 0 | 0 | 0
[10 empty] | 0 | 0 | 0 | 0 | 0 | 0 | 0 | 0 | 0 | 0 | 0 | 0 | 0 | 0 | 0 | 0 | 0 | 0 | 0 | 0 | 0 | 0 | 0 | 0 | 0 | 0 | 0 | 0
[10 empty] | 0 | 0 | 0 | 0 | 0 | 0 | 0 | 0 | 0 | 0 | 0 | 0 | 0 | 0 | 0 | 0 | 0 | 0 | 0 | 0 | 0 | 0 | 0 | 0 | 0 | 0 | 0 | 0
[10 empty] | 0 | 0 | 0 | 0 | 0 | 0 | 0 | 0 | 0 | 0 | 0 | 0 | 0 | 0 | 0 | 0 | 0 | 0 | 0 | 0 | 0 | 0 | 0 | 0 | 0 | 0 | 0 | 0
[10 empty] | 0 | 0 | 0 | 0 | 0 | 0 | 0 | 0 | 0 | 0 | 0 | 0 | 0 | 0 | 0 | 0 | 0 | 0 | 0 | 0 | 0 | 0 | 0 | 0 | 0 | 0 | 0 | 0
[10 empty] | 0 | 0 | 0 | 0 | 0 | 0 | 0 | 0 | 0 | 0 | 0 | 0 | 0 | 0 | 0 | 0 | 0 | 0 | 0 | 0 | 0 | 0 | 0 | 0 | 0 | 0 | 0 | 0
[10 empty] | 0 | 1253.5828 | 914.0022 | 462.6035 | 179.6869 | 0 | 0 | 0 | 0 | 0 | 0 | 0 | 0 | 0 | 0 | 0 | 0 | 0 | 0 | 0 | 0 | 0 | 0 | 0 | 0 | 0 | 0 | 0
[10 empty] | 0 | 821.014 | 780.4352 | 838.8033 | 709.0144 | 574.4245 | 679.384 | 821.4886 | 962.2547 | 1100.9273 | 1201.8253 | 1299.1956 | 1412.3244 | 1491.4644 | 1552.3845 | 1595.1496 | 1641.2916 | 1691.4102 | 1716.948 | 1747.6132 | 1766.5626 | 1773.9654 | 1753.4383 | 1737.8254 | 1739.1792 | 1738.5864 | 1735.9528 | 2045.764
[10 empty] | 0 | 0 | 0 | 0 | 0 | 0 | 0 | 0 | 0 | 0 | 0 | 0 | 0 | 0 | 0 | 0 | 0 | 0 | 0 | 0 | 0 | 0 | 0 | 0 | 0 | 0 | 0 | 0
[10 empty] | 0 | 0 | 0 | 0 | 0 | 0 | 0 | 0 | 0 | 0 | 0 | 0 | 0 | 0 | 0 | 0 | 0 | 0 | 0 | 0 | 0 | 0 | 0 | 0 | 0 | 0 | 0 | 0
[10 empty] | 0 | 0 | 0 | 0 | 0 | 0 | 0 | 0 | 0 | 0 | 0 | 0 | 0 | 0 | 0 | 0 | 0 | 0 | 0 | 0 | 0 | 0 | 0 | 0 | 0 | 0 | 0 | 0
[10 empty] | 0 | 0 | 0 | 0 | 0 | 0 | 0 | 0 | 0 | 0 | 0 | 0 | 0 | 0 | 0 | 0 | 0 | 0 | 0 | 0 | 0 | 0 | 0 | 0 | 0 | 0 | 0 | 0
[10 empty] | 0 | 0 | 0 | 0 | 0 | 0 | 0 | 0 | 0 | 0 | 0 | 0 | 0 | 0 | 0 | 0 | 0 | 0 | 0 | 0 | 0 | 0 | 0 | 0 | 0 | 0 | 0 | 0
[10 empty] | 0 | 0 | 0 | 0 | 0 | 0 | 0 | 0 | 0 | 0 | 0 | 0 | 0 | 0 | 0 | 0 | 0 | 0 | 0 | 0 | 0 | 0 | 0 | 0 | 0 | 0 | 0 | 0
[10 empty] | 0 | 0 | 0 | 0 | 0 | 0 | 0 | 0 | 0 | 0 | 0 | 0 | 0 | 0 | 0 | 0 | 0 | 0 | 0 | 0 | 0 | 0 | 0 | 0 | 0 | 0 | 0 | 0
[10 empty] | 0 | 0 | 0 | 0 | 0 | 0 | 0 | 0 | 0 | 0 | 0 | 0 | 0 | 0 | 0 | 0 | 0 | 0 | 0 | 0 | 0 | 0 | 0 | 0 | 0 | 0 | 0 | 0
[10 empty] | 0 | 1253.5828 | 914.0022 | 462.6035 | 179.6869 | 0 | 0 | 0 | 0 | 0 | 0 | 0 | 0 | 0 | 0 | 0 | 0 | 0 | 0 | 0 | 0 | 0 | 0 | 0 | 0 | 0 | 0 | 0
[10 empty] | 0 | 821.014 | 780.4352 | 838.8033 | 709.0144 | 574.4245 | 679.384 | 821.4886 | 962.2547 | 1100.9273 | 1201.8253 | 1299.1956 | 1412.3244 | 1491.4644 | 1552.3845 | 1595.1496 | 1641.2916 | 1691.4102 | 1716.948 | 1747.6132 | 1766.5626 | 1773.9654 | 1753.4383 | 1737.8254 | 1739.1792 | 1738.5864 | 1735.9528 | 2045.764
[10 empty] | 0 | 0 | 0 | 0 | 0 | 0 | 0 | 0 | 0 | 0 | 0 | 0 | 0 | 0 | 0 | 0 | 0 | 0 | 0 | 0 | 0 | 0 | 0 | 0 | 0 | 0 | 0 | 0
[10 empty] | 0 | 0 | 0 | 0 | 0 | 0 | 0 | 0 | 0 | 0 | 0 | 0 | 0 | 0 | 0 | 0 | 0 | 0 | 0 | 0 | 0 | 0 | 0 | 0 | 0 | 0 | 0 | 0
[10 empty] | 0 | 0 | 0 | 0 | 0 | 0 | 0 | 0 | 0 | 0 | 0 | 0 | 0 | 0 | 0 | 0 | 0 | 0 | 0 | 0 | 0 | 0 | 0 | 0 | 0 | 0 | 0 | 0
[10 empty] | 0 | 0 | 0 | 0 | 0 | 0 | 0 | 0 | 0 | 0 | 0 | 0 | 0 | 0 | 0 | 0 | 0 | 0 | 0 | 0 | 0 | 0 | 0 | 0 | 0 | 0 | 0 | 0
[10 empty] | 0 | 0 | 0 | 0 | 0 | 0 | 0 | 0 | 0 | 0 | 0 | 0 | 0 | 0 | 0 | 0 | 0 | 0 | 0 | 0 | 0 | 0 | 0 | 0 | 0 | 0 | 0 | 0
[10 empty] | 0 | 0 | 0 | 0 | 0 | 0 | 0 | 0 | 0 | 0 | 0 | 0 | 0 | 0 | 0 | 0 | 0 | 0 | 0 | 0 | 0 | 0 | 0 | 0 | 0 | 0 | 0 | 0
[10 empty] | 0 | 0 | 0 | 0 | 0 | 0 | 0 | 0 | 0 | 0 | 0 | 0 | 0 | 0 | 0 | 0 | 0 | 0 | 0 | 0 | 0 | 0 | 0 | 0 | 0 | 0 | 0 | 0
[10 empty] | 0 | 0 | 0 | 0 | 0 | 0 | 0 | 0 | 0 | 0 | 0 | 0 | 0 | 0 | 0 | 0 | 0 | 0 | 0 | 0 | 0 | 0 | 0 | 0 | 0 | 0 | 0 | 0
[10 empty] | 0 | 1253.5828 | 914.0022 | 462.6035 | 179.6869 | 0 | 0 | 0 | 0 | 0 | 0 | 0 | 0 | 0 | 0 | 0 | 0 | 0 | 0 | 0 | 0 | 0 | 0 | 0 | 0 | 0 | 0 | 0
[10 empty] | 0 | 821.014 | 780.4352 | 838.8033 | 709.0144 | 574.4245 | 679.384 | 821.4886 | 962.2547 | 1100.9273 | 1201.8253 | 1299.1956 | 1412.3244 | 1491.4644 | 1552.3845 | 1595.1496 | 1641.2916 | 1691.4102 | 1716.948 | 1747.6132 | 1766.5626 | 1773.9654 | 1753.4383 | 1737.8254 | 1739.1792 | 1738.5864 | 1735.9528 | 2045.764
[10 empty] | 0 | 0 | 0 | 0 | 0 | 0 | 0 | 0 | 0 | 0 | 0 | 0 | 0 | 0 | 0 | 0 | 0 | 0 | 0 | 0 | 0 | 0 | 0 | 0 | 0 | 0 | 0 | 0
[10 empty] | 0 | 0 | 0 | 0 | 0 | 0 | 0 | 0 | 0 | 0 | 0 | 0 | 0 | 0 | 0 | 0 | 0 | 0 | 0 | 0 | 0 | 0 | 0 | 0 | 0 | 0 | 0 | 0
[10 empty] | 0 | 0 | 0 | 0 | 0 | 0 | 0 | 0 | 0 | 0 | 0 | 0 | 0 | 0 | 0 | 0 | 0 | 0 | 0 | 0 | 0 | 0 | 0 | 0 | 0 | 0 | 0 | 0
[10 empty] | 0 | 0 | 0 | 0 | 0 | 0 | 0 | 0 | 0 | 0 | 0 | 0 | 0 | 0 | 0 | 0 | 0 | 0 | 0 | 0 | 0 | 0 | 0 | 0 | 0 | 0 | 0 | 0
[10 empty] | 0 | 0 | 0 | 0 | 0 | 0 | 0 | 0 | 0 | 0 | 0 | 0 | 0 | 0 | 0 | 0 | 0 | 0 | 0 | 0 | 0 | 0 | 0 | 0 | 0 | 0 | 0 | 0
[10 empty] | 0 | 0 | 0 | 0 | 0 | 0 | 0 | 0 | 0 | 0 | 0 | 0 | 0 | 0 | 0 | 0 | 0 | 0 | 0 | 0 | 0 | 0 | 0 | 0 | 0 | 0 | 0 | 0
[10 empty] | 0 | 0 | 0 | 0 | 0 | 0 | 0 | 0 | 0 | 0 | 0 | 0 | 0 | 0 | 0 | 0 | 0 | 0 | 0 | 0 | 0 | 0 | 0 | 0 | 0 | 0 | 0 | 0
[10 empty] | 0 | 0 | 0 | 0 | 0 | 0 | 0 | 0 | 0 | 0 | 0 | 0 | 0 | 0 | 0 | 0 | 0 | 0 | 0 | 0 | 0 | 0 | 0 | 0 | 0 | 0 | 0 | 0
[10 empty] | 0 | 1240.8841 | 902.6662 | 455.1332 | 175.4377 | 0 | 0 | 0 | 0 | 0 | 0 | 0 | 0 | 0 | 0 | 0 | 0 | 0 | 0 | 0 | 0 | 0 | 0 | 0 | 0 | 0 | 0 | 0
[10 empty] | 0 | 812.6972 | 770.7558 | 825.2581 | 692.2481 | 553.4091 | 658.3686 | 799.2951 | 939.0796 | 1076.9341 | 1177.1503 | 1273.9526 | 1369.6214 | 1434.2114 | 1483.0066 | 1515.6676 | 1553.3894 | 1563.9597 | 1556.5404 | 1559.7415 | 1555.8041 | 1544.1346 | 1532.0434 | 1523.4605 | 1649.7677 | 1780.5433 | 2066.2235 | 2317.487
[10 empty] | 0 | 0 | 0 | 0 | 0 | 0 | 0 | 0 | 0 | 0 | 0 | 0 | 0 | 0 | 0 | 0 | 0 | 0 | 0 | 0 | 0 | 0 | 0 | 0 | 0 | 0 | 0 | 0
[10 empty] | 0 | 0 | 0 | 0 | 0 | 0 | 0 | 0 | 0 | 0 | 0 | 0 | 0 | 0 | 0 | 0 | 0 | 0 | 0 | 0 | 0 | 0 | 0 | 0 | 0 | 0 | 0 | 0
[10 empty] | 0 | 0 | 0 | 0 | 0 | 0 | 0 | 0 | 0 | 0 | 0 | 0 | 0 | 0 | 0 | 0 | 0 | 0 | 0 | 0 | 0 | 0 | 0 | 0 | 0 | 0 | 0 | 0
[10 empty] | 0 | 0 | 0 | 0 | 0 | 0 | 0 | 0 | 0 | 0 | 0 | 0 | 0 | 0 | 0 | 0 | 0 | 0 | 0 | 0 | 0 | 0 | 0 | 0 | 0 | 0 | 0 | 0
[10 empty] | 0 | 0 | 0 | 0 | 0 | 0 | 0 | 0 | 0 | 0 | 0 | 0 | 0 | 0 | 0 | 0 | 0 | 0 | 0 | 0 | 0 | 0 | 0 | 0 | 0 | 0 | 0 | 0
[10 empty] | 0 | 0 | 0 | 0 | 0 | 0 | 0 | 0 | 0 | 0 | 0 | 0 | 0 | 0 | 0 | 0 | 0 | 0 | 0 | 0 | 0 | 0 | 0 | 0 | 0 | 0 | 0 | 0
[10 empty] | 0 | 0 | 0 | 0 | 0 | 0 | 0 | 0 | 0 | 0 | 0 | 0 | 0 | 0 | 0 | 0 | 0 | 0 | 0 | 0 | 0 | 0 | 0 | 0 | 0 | 0 | 0 | 0
[10 empty] | 0 | 0 | 0 | 0 | 0 | 0 | 0 | 0 | 0 | 0 | 0 | 0 | 0 | 0 | 0 | 0 | 0 | 0 | 0 | 0 | 0 | 0 | 0 | 0 | 0 | 0 | 0 | 0
[10 empty] | 0 | 35.1813 | 46.68 | 48.8219 | 50.0858 | 0 | 0 | 0 | 0 | 0 | 0 | 0 | 0 | 0 | 0 | 0 | 0 | 0 | 0 | 0 | 0 | 0 | 0 | 0 | 0 | 0 | 0 | 0
[10 empty] | 0 | 0.76345 | 0 | 0 | 0 | 51.4116 | 52.8016 | 59.65 | 61.208 | 62.7972 | 64.4181 | 66.0714 | 67.7577 | 69.4774 | 76.3742 | 84.0966 | 91.3127 | 97.975 | 104.1773 | 110.0002 | 116.2838 | 132.7016 | 139.95 | 144.2398 | 148.2363 | 152.2664 | 156.3376 | 162.7619
[10 empty] | 0 | 0 | 0 | 0 | 0 | 0 | 0 | 0 | 0 | 0 | 0 | 0 | 0 | 0 | 0 | 0 | 0 | 0 | 0 | 0 | 0 | 0 | 0 | 0 | 0 | 0 | 0 | 0
[10 empty] | 0 | 0.055593 | 0 | 0 | 0 | 0 | 0 | 0 | 0 | 0 | 0 | 0 | 0 | 0 | 0 | 0 | 0 | 0 | 0 | 0 | 0 | 0 | 0 | 0 | 0 | 0 | 0 | 0
[10 empty] | 0 | 0 | 0 | 0 | 0 | 0 | 0 | 0 | 0 | 0 | 0 | 0 | 0 | 0 | 0 | 0 | 0 | 0 | 0 | 0 | 0 | 0 | 0 | 0 | 0 | 0 | 0 | 0
[10 empty] | 0 | 0 | 0 | 0 | 0 | 0 | 0 | 0 | 0 | 0 | 0 | 0 | 0 | 0 | 0 | 0 | 0 | 0 | 0 | 0 | 0 | 0 | 0 | 0 | 0 | 0 | 0 | 0
[10 empty] | 0 | 0 | 0 | 0 | 0 | 0 | 0 | 0 | 0 | 0 | 0 | 0 | 0 | 0 | 0 | 0 | 0 | 0 | 0 | 0 | 0 | 0 | 0 | 0 | 0 | 0 | 0 | 0
[10 empty] | 0 | 0 | 0 | 0 | 0 | 0 | 0 | 0 | 0 | 0 | 0 | 0 | 0 | 0 | 0 | 0 | 0 | 0 | 0 | 0 | 0 | 0 | 0 | 0 | 0 | 0 | 0 | 0
[10 empty] | 0 | 0 | 0 | 0 | 0 | 0 | 0 | 0 | 0 | 0 | 0 | 0 | 0 | 0 | 0 | 0 | 0 | 0 | 0 | 0 | 0 | 0 | 0 | 0 | 0 | 0 | 0 | 0
[10 empty] | 0 | 0 | 0 | 0 | 0 | 0 | 0 | 0 | 0 | 0 | 0 | 0 | 0 | 0 | 0 | 0 | 0 | 0 | 0 | 0 | 0 | 0 | 0 | 0 | 0 | 0 | 0 | 0
[10 empty] | 0 | 13478.314 | 9834.9159 | 7382.6732 | 6675.8849 | 5587.8354 | 0 | 0 | 0 | 0 | 0 | 0 | 0 | 0 | 0 | 0 | 0 | 0 | 0 | 0 | 0 | 0 | 0
[10 empty] | 0 | 0 | 0 | 0 | 0 | 0 | 6357.8685 | 7286.9708 | 6160.0129 | 6453.9161 | 5809.75 | 5330.5418 | 5313.8157 | 5056.1698 | 4822.9208 | 5079.5665 | 4591.0809 | 4319.0575 | 4157.3266 | 3944.6856 | 3851.7847 | 3755.0465 | 3606.8607
[10 empty] | 0 | 13786.9211 | 10352.8862 | 8032.456 | 7168.0358 | 6003.8289 | 6768.8672 | 7668.4322 | 6435.8511 | 6669.3379 | 5948.593 | 5396.6629 | 5321.8587 | 5002.6002 | 4713.2388 | 4897.7961 | 4365.1693 | 4045.108 | 3832.0521 | 3574.3913 | 3427.0874 | 3276.0928 | 3146.808
[10 empty] | 0 | 4565.7284 | 3443.5051 | 2754.5755 | 2721.0752 | 2696.5916 | 0 | 0 | 0 | 0 | 0 | 0 | 0 | 0 | 0 | 0 | 0 | 0 | 0 | 0 | 0 | 0 | 0
[10 empty] | 0 | 0 | 0 | 0 | 0 | 0 | 3391.6178 | 4314.2125 | 4031.2284 | 4635.1583 | 0 | 0 | 0 | 0 | 0 | 0 | 0 | 0 | 0 | 0 | 0 | 0 | 0
[10 empty] | 0 | 0 | 0 | 0 | 0 | 0 | 0 | 0 | 0 | 0 | 4563.045 | 4556.6999 | 4929.4807 | 5073.1693 | 5221.6979 | 5919.9672 | 5749.0315 | 5800.687 | 5979.9053 | 6068.9094 | 6331.5964 | 6588.8456 | 6328.8293
[10 empty] | 0 | 0 | 0 | 0 | 0 | 0 | 0 | 0 | 0 | 0 | 0 | 0 | 0 | 0 | 0 | 0 | 0 | 0 | 0 | 0 | 0 | 0 | 0
[10 empty] | 0 | 0 | 0 | 0 | 0 | 0 | 0 | 0 | 0 | 0 | 0 | 0 | 0 | 0 | 0 | 0 | 0 | 0 | 0 | 0 | 0 | 0 | 0
[10 empty] | 0 | 0 | 0 | 0 | 0 | 0 | 0 | 0 | 0 | 0 | 0 | 0 | 0 | 0 | 0 | 0 | 0 | 0 | 0 | 0 | 0 | 0 | 0
[10 empty] | 0 | 0 | 0 | 0 | 0 | 0 | 0 | 0 | 0 | 0 | 0 | 0 | 0 | 0 | 0 | 0 | 0 | 0 | 0 | 0 | 0 | 0 | 0
[10 empty] | 0 | 0 | #DIV/0! | #DIV/0! | #DIV/0! | #DIV/0! | #DIV/0! | #DIV/0! | #DIV/0! | #DIV/0! | #DIV/0! | #DIV/0! | #DIV/0! | #DIV/0! | #DIV/0! | #DIV/0! | #DIV/0! | #DIV/0! | #DIV/0! | #DIV/0! | #DIV/0! | #DIV/0!
[10 empty] | 0 | 8976.5403 | #DIV/0! | #DIV/0! | #DIV/0! | #DIV/0! | #DIV/0! | #DIV/0! | #DIV/0! | #DIV/0! | #DIV/0! | #DIV/0! | #DIV/0! | #DIV/0! | #DIV/0! | #DIV/0! | #DIV/0! | #DIV/0! | #DIV/0! | #DIV/0! | #DIV/0! | #DIV/0!
[10 empty] | 0 | 92.9925 | #DIV/0! | #DIV/0! | #DIV/0! | #DIV/0! | #DIV/0! | #DIV/0! | #DIV/0! | #DIV/0! | #DIV/0! | #DIV/0! | #DIV/0! | #DIV/0! | #DIV/0! | #DIV/0! | #DIV/0! | #DIV/0! | #DIV/0! | #DIV/0! | #DIV/0! | #DIV/0!
[10 empty] | 0 | 0 | #DIV/0! | #DIV/0! | #DIV/0! | #DIV/0! | #DIV/0! | #DIV/0! | #DIV/0! | #DIV/0! | #DIV/0! | #DIV/0! | #DIV/0! | #DIV/0! | #DIV/0! | #DIV/0! | #DIV/0! | #DIV/0! | #DIV/0! | #DIV/0! | #DIV/0! | #DIV/0!
[10 empty] | 0 | 377.8918 | #DIV/0! | #DIV/0! | #DIV/0! | #DIV/0! | #DIV/0! | #DIV/0! | #DIV/0! | #DIV/0! | #DIV/0! | #DIV/0! | #DIV/0! | #DIV/0! | #DIV/0! | #DIV/0! | #DIV/0! | #DIV/0! | #DIV/0! | #DIV/0! | #DIV/0! | #DIV/0!
[10 empty] | 0 | 0 | #DIV/0! | #DIV/0! | #DIV/0! | #DIV/0! | #DIV/0! | #DIV/0! | #DIV/0! | #DIV/0! | #DIV/0! | #DIV/0! | #DIV/0! | #DIV/0! | #DIV/0! | #DIV/0! | #DIV/0! | #DIV/0! | #DIV/0! | #DIV/0! | #DIV/0! | #DIV/0!
[10 empty] | 0 | 0 | #DIV/0! | #DIV/0! | #DIV/0! | #DIV/0! | #DIV/0! | #DIV/0! | #DIV/0! | #DIV/0! | #DIV/0! | #DIV/0! | #DIV/0! | #DIV/0! | #DIV/0! | #DIV/0! | #DIV/0! | #DIV/0! | #DIV/0! | #DIV/0! | #DIV/0! | #DIV/0!
[10 empty] | 0 | 0 | #DIV/0! | #DIV/0! | #DIV/0! | #DIV/0! | #DIV/0! | #DIV/0! | #DIV/0! | #DIV/0! | #DIV/0! | #DIV/0! | #DIV/0! | #DIV/0! | #DIV/0! | #DIV/0! | #DIV/0! | #DIV/0! | #DIV/0! | #DIV/0! | #DIV/0! | #DIV/0!
[10 empty] | 0 | 0 | #DIV/0! | #DIV/0! | #DIV/0! | #DIV/0! | #DIV/0! | #DIV/0! | #DIV/0! | #DIV/0! | #DIV/0! | #DIV/0! | #DIV/0! | #DIV/0! | #DIV/0! | #DIV/0! | #DIV/0! | #DIV/0! | #DIV/0! | #DIV/0! | #DIV/0! | #DIV/0!
[10 empty] | 0 | 0 | #DIV/0! | #DIV/0! | #DIV/0! | #DIV/0! | #DIV/0! | #DIV/0! | #DIV/0! | #DIV/0! | #DIV/0! | #DIV/0! | #DIV/0! | #DIV/0! | #DIV/0! | #DIV/0! | #DIV/0! | #DIV/0! | #DIV/0! | #DIV/0! | #DIV/0! | #DIV/0!
[10 empty] | 0 | 345.2994 | 354.686 | 363.329 | 371.7453 | 0 | 0 | 0 | 0 | 0 | 0 | 0 | 0 | 0 | 0 | 0 | 0 | 0 | 0 | 0 | 0 | 0 | 0 | 0 | 0 | 0 | 0 | 0
[10 empty] | 0 | 0 | 0 | 0 | 0 | 379.5877 | 386.9544 | 393.9299 | 400.5873 | 421.274 | 439.7191 | 474.3741 | 504.8293 | 531.7039 | 536.5507 | 542.8564 | 550.3272 | 558.7856 | 568.0307 | 577.9044 | 588.2844 | 699.6818 | 701.2181 | 705.9464 | 715.9026 | 729.6648 | 746.2334 | 762.1129
[10 empty] | 0 | 0 | 0 | 0 | 0 | 0 | 0 | 0 | 0 | 0 | 0 | 0 | 0 | 0 | 0 | 0 | 0 | 0 | 0 | 0 | 0 | 0 | 0 | 0 | 0 | 0 | 0 | 0
[10 empty] | 0 | 0 | 0 | 0 | 0 | 0 | 0 | 0 | 0 | 0 | 0 | 0 | 0 | 0 | 0 | 0 | 0 | 0 | 0 | 0 | 0 | 0 | 0 | 0 | 0 | 0 | 0 | 0
[10 empty] | 0 | 0 | 0 | 0 | 0 | 0 | 0 | 0 | 0 | 0 | 0 | 0 | 0 | 0 | 0 | 0 | 0 | 0 | 0 | 0 | 0 | 0 | 0 | 0 | 0 | 0 | 0 | 0
[10 empty] | 0 | 0 | 0 | 0 | 0 | 0 | 0 | 0 | 0 | 0 | 0 | 0 | 0 | 0 | 0 | 0 | 0 | 0 | 0 | 0 | 0 | 0 | 0 | 0 | 0 | 0 | 0 | 0
[10 empty] | 0 | 0 | 0 | 0 | 0 | 0 | 0 | 0 | 0 | 0 | 0 | 0 | 0 | 0 | 0 | 0 | 0 | 0 | 0 | 0 | 0 | 0 | 0 | 0 | 0 | 0 | 0 | 0
[10 empty] | 0 | 0 | 0 | 0 | 0 | 0 | 0 | 0 | 0 | 0 | 0 | 0 | 0 | 0 | 0 | 0 | 0 | 0 | 0 | 0 | 0 | 0 | 0 | 0 | 0 | 0 | 0 | 0
[10 empty] | 0 | 0 | 0 | 0 | 0 | 0 | 0 | 0 | 0 | 0 | 0 | 0 | 0 | 0 | 0 | 0 | 0 | 0 | 0 | 0 | 0 | 0 | 0 | 0 | 0 | 0 | 0 | 0
[10 empty] | 0 | 0 | 0 | 0 | 0 | 0 | 0 | 0 | 0 | 0 | 0 | 0 | 0 | 0 | 0 | 0 | 0 | 0 | 0 | 0 | 0 | 0 | 0 | 0 | 0 | 0 | 0 | 0
[10 empty] | 0 | 2557.1648 | 1925.5408 | 1504.7743 | 1224.3551 | 1224.7048 | 1224.2819 | 1462.5393 | 1620.0872 | 1723.9164 | 1987.6309 | 1955.6304 | 1796.0822 | 2093.2568 | 1674.0677 | 1435.5788 | 1382.1882 | 1452.734 | 1533.6543 | 1720.4112 | 1818.637 | 1821.2341 | 1951.6169 | 1843.4499 | 1668.3701 | 1622.7452 | 1476.8373 | 1441.1931
[10 empty] | 0 | 0 | 0 | 0 | 0 | 0 | 0 | 0 | 0 | 0 | 0 | 0 | 0 | 0 | 0 | 0 | 0 | 0 | 0 | 0 | 0 | 0 | 0 | 0 | 0 | 0 | 0 | 0
[10 empty] | 0 | 0 | 0 | 0 | 0 | 0 | 0 | 0 | 0 | 0 | 0 | 0 | 0 | 0 | 0 | 0 | 0 | 0 | 0 | 0 | 0 | 0 | 0 | 0 | 0 | 0 | 0 | 0
[10 empty] | 0 | 0 | 0 | 0 | 0 | 0 | 0 | 0 | 0 | 0 | 0 | 0 | 0 | 0 | 0 | 0 | 0 | 0 | 0 | 0 | 0 | 0 | 0 | 0 | 0 | 0 | 0 | 0
[10 empty] | 0 | 0 | 0 | 0 | 0 | 0 | 0 | 0 | 0 | 0 | 0 | 0 | 0 | 0 | 0 | 0 | 0 | 0 | 0 | 0 | 0 | 0 | 0 | 0 | 0 | 0 | 0 | 0
[10 empty] | 0 | 0 | 0 | 0 | 0 | 0 | 0 | 0 | 0 | 0 | 0 | 0 | 0 | 0 | 0 | 0 | 0 | 0 | 0 | 0 | 0 | 0 | 0 | 0 | 0 | 0 | 0 | 0
[10 empty] | 0 | 0 | 0 | 0 | 0 | 0 | 0 | 0 | 0 | 0 | 0 | 0 | 0 | 0 | 0 | 0 | 0 | 0 | 0 | 0 | 0 | 0 | 0 | 0 | 0 | 0 | 0 | 0
[10 empty] | 0 | 0 | 0 | 0 | 0 | 0 | 0 | 0 | 0 | 0 | 0 | 0 | 0 | 0 | 0 | 0 | 0 | 0 | 0 | 0 | 0 | 0 | 0 | 0 | 0 | 0 | 0 | 0
[10 empty] | 0 | 0 | 0 | 0 | 0 | 0 | 0 | 0 | 0 | 0 | 0 | 0 | 0 | 0 | 0 | 0 | 0 | 0 | 0 | 0 | 0 | 0 | 0 | 0 | 0 | 0 | 0 | 0
[10 empty] | 0 | 0 | 0 | 0 | 0 | 0 | 0 | 0 | 0 | 0 | 0 | 0 | 0 | 0 | 0 | 0 | 0 | 0 | 0 | 0 | 0 | 0 | 0 | 0 | 0 | 0 | 0 | 0
[10 empty] | 0 | 2004.895 | 2012.5554 | 2020.3402 | 2028.2511 | 2036.2904 | 2044.4601 | 2052.7623 | 2061.1992 | 2069.7729 | 2078.4856 | 2087.3397 | 2096.3374 | 2105.481 | 2182.2444 | 2250.614 | 2311.8308 | 2366.9589 | 2416.9113 | 2462.4711 | 2504.3103 | 3127.1462 | 3081.9761 | 3046.221 | 3018.5838 | 2997.9537 | 2983.3793 | 2983.6847
[10 empty] | 0 | 0 | 0 | 0 | 0 | 0 | 0 | 0 | 0 | 0 | 0 | 0 | 0 | 0 | 0 | 0 | 0 | 0 | 0 | 0 | 0 | 0 | 0 | 0 | 0 | 0 | 0 | 0
[10 empty] | 0 | 0 | 0 | 0 | 0 | 0 | 0 | 0 | 0 | 0 | 0 | 0 | 0 | 0 | 0 | 0 | 0 | 0 | 0 | 0 | 0 | 0 | 0 | 0 | 0 | 0 | 0 | 0
[10 empty] | 0 | 0 | 0 | 0 | 0 | 0 | 0 | 0 | 0 | 0 | 0 | 0 | 0 | 0 | 0 | 0 | 0 | 0 | 0 | 0 | 0 | 0 | 0 | 0 | 0 | 0 | 0 | 0
[10 empty] | 0 | 0 | 0 | 0 | 0 | 0 | 0 | 0 | 0 | 0 | 0 | 0 | 0 | 0 | 0 | 0 | 0 | 0 | 0 | 0 | 0 | 0 | 0 | 0 | 0 | 0 | 0 | 0
[10 empty] | 0 | 0 | 0 | 0 | 0 | 0 | 0 | 0 | 0 | 0 | 0 | 0 | 0 | 0 | 0 | 0 | 0 | 0 | 0 | 0 | 0 | 0 | 0 | 0 | 0 | 0 | 0 | 0
[10 empty] | 0 | 0 | 0 | 0 | 0 | 0 | 0 | 0 | 0 | 0 | 0 | 0 | 0 | 0 | 0 | 0 | 0 | 0 | 0 | 0 | 0 | 0 | 0 | 0 | 0 | 0 | 0 | 0
[10 empty] | 0 | 0 | 0 | 0 | 0 | 0 | 0 | 0 | 0 | 0 | 0 | 0 | 0 | 0 | 0 | 0 | 0 | 0 | 0 | 0 | 0 | 0 | 0 | 0 | 0 | 0 | 0 | 0
[10 empty] | 0 | 0 | 0 | 0 | 0 | 0 | 0 | 0 | 0 | 0 | 0 | 0 | 0 | 0 | 0 | 0 | 0 | 0 | 0 | 0 | 0 | 0 | 0 | 0 | 0 | 0 | 0 | 0
[10 empty] | 0 | 0 | 0 | 0 | 0 | 0 | 0 | 0 | 0 | 0 | 0 | 0 | 0 | 0 | 0 | 0 | 0 | 0 | 0 | 0 | 0 | 0 | 0 | 0 | 0 | 0 | 0 | 0
[10 empty] | 0 | 110.9146 | 110.7371 | 110.56 | 110.3831 | 110.2065 | 110.0301 | 109.8541 | 109.6783 | 109.5028 | 109.3276 | 109.1527 | 108.978 | 108.8037 | 108.6296 | 108.4558 | 108.2823 | 108.109 | 107.936 | 107.7633 | 107.5909 | 107.4188 | 107.2469 | 107.0753 | 106.904 | 106.7329 | 106.5622 | 141.0844
[10 empty] | 0 | 0 | 0 | 0 | 0 | 0 | 0 | 0 | 0 | 0 | 0 | 0 | 0 | 0 | 0 | 0 | 0 | 0 | 0 | 0 | 0 | 0 | 0 | 0 | 0 | 0 | 0 | 0
[10 empty] | 0 | 0 | 0 | 0 | 0 | 0 | 0 | 0 | 0 | 0 | 0 | 0 | 0 | 0 | 0 | 0 | 0 | 0 | 0 | 0 | 0 | 0 | 0 | 0 | 0 | 0 | 0 | 0
[10 empty] | 0 | 0 | 0 | 0 | 0 | 0 | 0 | 0 | 0 | 0 | 0 | 0 | 0 | 0 | 0 | 0 | 0 | 0 | 0 | 0 | 0 | 0 | 0 | 0 | 0 | 0 | 0 | 0
[10 empty] | 0 | 0 | 0 | 0 | 0 | 0 | 0 | 0 | 0 | 0 | 0 | 0 | 0 | 0 | 0 | 0 | 0 | 0 | 0 | 0 | 0 | 0 | 0 | 0 | 0 | 0 | 0 | 0
[10 empty] | 0 | 0 | 0 | 0 | 0 | 0 | 0 | 0 | 0 | 0 | 0 | 0 | 0 | 0 | 0 | 0 | 0 | 0 | 0 | 0 | 0 | 0 | 0 | 0 | 0 | 0 | 0 | 0
[10 empty] | 0 | 0 | 0 | 0 | 0 | 0 | 0 | 0 | 0 | 0 | 0 | 0 | 0 | 0 | 0 | 0 | 0 | 0 | 0 | 0 | 0 | 0 | 0 | 0 | 0 | 0 | 0 | 0
[10 empty] | 0 | 0 | 0 | 0 | 0 | 0 | 0 | 0 | 0 | 0 | 0 | 0 | 0 | 0 | 0 | 0 | 0 | 0 | 0 | 0 | 0 | 0 | 0 | 0 | 0 | 0 | 0 | 0
[10 empty] | 0 | 0 | 0 | 0 | 0 | 0 | 0 | 0 | 0 | 0 | 0 | 0 | 0 | 0 | 0 | 0 | 0 | 0 | 0 | 0 | 0 | 0 | 0 | 0 | 0 | 0 | 0 | 0
[10 empty] | 0 | 0 | 0 | 0 | 0 | 0 | 0 | 0 | 0 | 0 | 0 | 0 | 0 | 0 | 0 | 0 | 0 | 0 | 0 | 0 | 0 | 0 | 0 | 0 | 0 | 0 | 0 | 0
[10 empty] | 0 | 2067.7888 | 2133.6678 | 2191.6555 | 2239.6883 | 2281.8443 | 2318.7857 | 2351.1 | 2379.3086 | 2370.7405 | 2362.7218 | 2459.5258 | 2544.8558 | 2620.0039 | 2550.1872 | 2495.3962 | 2453.0814 | 2420.7555 | 2396.6548 | 2379.2863 | 2367.3888 | 2359.8999 | 2352.3214 | 2959.449 | 2914.6315 | 2881.8286 | 2857.963 | 2827.4613
[10 empty] | 0 | 0 | 0 | 0 | 0 | 0 | 0 | 0 | 0 | 0 | 0 | 0 | 0 | 0 | 0 | 0 | 0 | 0 | 0 | 0 | 0 | 0 | 0 | 0 | 0 | 0 | 0 | 0
[10 empty] | 0 | 0 | 0 | 0 | 0 | 0 | 0 | 0 | 0 | 0 | 0 | 0 | 0 | 0 | 0 | 0 | 0 | 0 | 0 | 0 | 0 | 0 | 0 | 0 | 0 | 0 | 0 | 0
[10 empty] | 0 | 0 | 0 | 0 | 0 | 0 | 0 | 0 | 0 | 0 | 0 | 0 | 0 | 0 | 0 | 0 | 0 | 0 | 0 | 0 | 0 | 0 | 0 | 0 | 0 | 0 | 0 | 0
[10 empty] | 0 | 0 | 0 | 0 | 0 | 0 | 0 | 0 | 0 | 0 | 0 | 0 | 0 | 0 | 0 | 0 | 0 | 0 | 0 | 0 | 0 | 0 | 0 | 0 | 0 | 0 | 0 | 0
[10 empty] | 0 | 0 | 0 | 0 | 0 | 0 | 0 | 0 | 0 | 0 | 0 | 0 | 0 | 0 | 0 | 0 | 0 | 0 | 0 | 0 | 0 | 0 | 0 | 0 | 0 | 0 | 0 | 0
[10 empty] | 0 | 0 | 0 | 0 | 0 | 0 | 0 | 0 | 0 | 0 | 0 | 0 | 0 | 0 | 0 | 0 | 0 | 0 | 0 | 0 | 0 | 0 | 0 | 0 | 0 | 0 | 0 | 0
[10 empty] | 0 | 0 | 0 | 0 | 0 | 0 | 0 | 0 | 0 | 0 | 0 | 0 | 0 | 0 | 0 | 0 | 0 | 0 | 0 | 0 | 0 | 0 | 0 | 0 | 0 | 0 | 0 | 0
[10 empty] | 0 | 0 | 0 | 0 | 0 | 0 | 0 | 0 | 0 | 0 | 0 | 0 | 0 | 0 | 0 | 0 | 0 | 0 | 0 | 0 | 0 | 0 | 0 | 0 | 0 | 0 | 0 | 0
[10 empty] | 0 | 0 | 0 | 0 | 0 | 0 | 0 | 0 | 0 | 0 | 0 | 0 | 0 | 0 | 0 | 0 | 0 | 0 | 0 | 0 | 0 | 0 | 0 | 0 | 0 | 0 | 0 | 0
[10 empty] | 0 | 674.2598 | 674.3707 | 674.3098 | 673.1394 | 671.9841 | 670.8419 | 669.7113 | 668.5907 | 656.6747 | 646.3422 | 671.3859 | 692.6284 | 710.6183 | 702.4652 | 695.5036 | 689.5376 | 684.2682 | 679.5972 | 675.4401 | 671.7244 | 858.6464 | 827.0188 | 798.4587 | 777.2087 | 761.9994 | 751.5039 | 741.3841
[10 empty] | 0 | 0 | 0 | 0 | 0 | 0 | 0 | 0 | 0 | 0 | 0 | 0 | 0 | 0 | 0 | 0 | 0 | 0 | 0 | 0 | 0 | 0 | 0 | 0 | 0 | 0 | 0 | 0
[10 empty] | 0 | 0 | 0 | 0 | 0 | 0 | 0 | 0 | 0 | 0 | 0 | 0 | 0 | 0 | 0 | 0 | 0 | 0 | 0 | 0 | 0 | 0 | 0 | 0 | 0 | 0 | 0 | 0
[10 empty] | 0 | 0 | 0 | 0 | 0 | 0 | 0 | 0 | 0 | 0 | 0 | 0 | 0 | 0 | 0 | 0 | 0 | 0 | 0 | 0 | 0 | 0 | 0 | 0 | 0 | 0 | 0 | 0
[10 empty] | 0 | 0 | 0 | 0 | 0 | 0 | 0 | 0 | 0 | 0 | 0 | 0 | 0 | 0 | 0 | 0 | 0 | 0 | 0 | 0 | 0 | 0 | 0 | 0 | 0 | 0 | 0 | 0
[10 empty] | 0 | 0 | 0 | 0 | 0 | 0 | 0 | 0 | 0 | 0 | 0 | 0 | 0 | 0 | 0 | 0 | 0 | 0 | 0 | 0 | 0 | 0 | 0 | 0 | 0 | 0 | 0 | 0
[10 empty] | 0 | 0 | 0 | 0 | 0 | 0 | 0 | 0 | 0 | 0 | 0 | 0 | 0 | 0 | 0 | 0 | 0 | 0 | 0 | 0 | 0 | 0 | 0 | 0 | 0 | 0 | 0 | 0
[10 empty] | 0 | 0 | 0 | 0 | 0 | 0 | 0 | 0 | 0 | 0 | 0 | 0 | 0 | 0 | 0 | 0 | 0 | 0 | 0 | 0 | 0 | 0 | 0 | 0 | 0 | 0 | 0 | 0
[10 empty] | 0 | 0 | 0 | 0 | 0 | 0 | 0 | 0 | 0 | 0 | 0 | 0 | 0 | 0 | 0 | 0 | 0 | 0 | 0 | 0 | 0 | 0 | 0 | 0 | 0 | 0 | 0 | 0
[10 empty] | 0 | 0 | 0 | 0 | 0 | 0 | 0 | 0 | 0 | 0 | 0 | 0 | 0 | 0 | 0 | 0 | 0 | 0 | 0 | 0 | 0 | 0 | 0 | 0 | 0 | 0 | 0 | 0
[10 empty] | 0 | 5975.1779 | 0 | 0 | 0 | 0 | 0 | 0 | 0 | 0 | 0 | 0 | 0 | 0 | 0 | 0 | 0 | 0 | 0 | 0 | 0 | 0 | 0 | 0 | 0 | 0 | 0 | 0
[10 empty] | 0 | 0 | 5965.6176 | 5956.0726 | 7928.7238 | 9235.3775 | 10098.7534 | 12493.6508 | 12504.9233 | 12636.5179 | 13767.4692 | 14275.4151 | 14469.1141 | 15186.0601 | 15291.6742 | 15386.0154 | 15827.6425 | 15988.402 | 16025.4217 | 16264.8012 | 16328.8215 | 16356.4999 | 16500.8765 | 16545.0608 | 16543.7991 | 16617.0251 | 16634.6956 | 16629.1125
[10 empty] | 0 | 0 | 0 | 0 | 0 | 0 | 0 | 0 | 0 | 0 | 0 | 0 | 0 | 0 | 0 | 0 | 0 | 0 | 0 | 0 | 0 | 0 | 0 | 0 | 0 | 0 | 0 | 0
[10 empty] | 0 | 0 | 0 | 0 | 0 | 0 | 0 | 0 | 0 | 0 | 0 | 0 | 0 | 0 | 0 | 0 | 0 | 0 | 0 | 0 | 0 | 0 | 0 | 0 | 0 | 0 | 0 | 0
[10 empty] | 0 | 0 | 0 | 0 | 0 | 0 | 0 | 0 | 0 | 0 | 0 | 0 | 0 | 0 | 0 | 0 | 0 | 0 | 0 | 0 | 0 | 0 | 0 | 0 | 0 | 0 | 0 | 0
[10 empty] | 0 | 0 | 0 | 0 | 0 | 0 | 0 | 0 | 0 | 0 | 0 | 0 | 0 | 0 | 0 | 0 | 0 | 0 | 0 | 0 | 0 | 0 | 0 | 0 | 0 | 0 | 0 | 0
[10 empty] | 0 | 0 | 0 | 0 | 0 | 0 | 0 | 0 | 0 | 0 | 0 | 0 | 0 | 0 | 0 | 0 | 0 | 0 | 0 | 0 | 0 | 0 | 0 | 0 | 0 | 0 | 0 | 0
[10 empty] | 0 | 0 | 0 | 0 | 0 | 0 | 0 | 0 | 0 | 0 | 0 | 0 | 0 | 0 | 0 | 0 | 0 | 0 | 0 | 0 | 0 | 0 | 0 | 0 | 0 | 0 | 0 | 0
[10 empty] | 0 | 0 | 0 | 0 | 0 | 0 | 0 | 0 | 0 | 0 | 0 | 0 | 0 | 0 | 0 | 0 | 0 | 0 | 0 | 0 | 0 | 0 | 0 | 0 | 0 | 0 | 0 | 0
[10 empty] | 0 | 0 | 0 | 0 | 0 | 0 | 0 | 0 | 0 | 0 | 0 | 0 | 0 | 0 | 0 | 0 | 0 | 0 | 0 | 0 | 0 | 0 | 0 | 0 | 0 | 0 | 0 | 0
[10 empty] | 0 | 3377.2744 | 0 | 0 | 0 | 0 | 0 | 0 | 0 | 0 | 0 | 0 | 0 | 0 | 0 | 0 | 0 | 0 | 0 | 0 | 0 | 0 | 0 | 0 | 0 | 0 | 0 | 0
[10 empty] | 0 | 0 | 3371.8708 | 3366.4758 | 3361.0895 | 3355.7117 | 3350.3426 | 3344.982 | 3339.63 | 3334.2866 | 3328.9518 | 3323.6255 | 3318.3077 | 3312.9984 | 3307.6976 | 3302.4053 | 3297.1214 | 3291.846 | 3286.5791 | 3281.3205 | 3276.0704 | 3270.8287 | 3265.5954 | 3260.3704 | 3255.1538 | 4101.8993 | 3925.2182 | 3783.0611
[10 empty] | 0 | 0 | 0 | 0 | 0 | 0 | 0 | 0 | 0 | 0 | 0 | 0 | 0 | 0 | 0 | 0 | 0 | 0 | 0 | 0 | 0 | 0 | 0 | 0 | 0 | 0 | 0 | 0
[10 empty] | 0 | 0 | 0 | 0 | 0 | 0 | 0 | 0 | 0 | 0 | 0 | 0 | 0 | 0 | 0 | 0 | 0 | 0 | 0 | 0 | 0 | 0 | 0 | 0 | 0 | 0 | 0 | 0
[10 empty] | 0 | 0 | 0 | 0 | 0 | 0 | 0 | 0 | 0 | 0 | 0 | 0 | 0 | 0 | 0 | 0 | 0 | 0 | 0 | 0 | 0 | 0 | 0 | 0 | 0 | 0 | 0 | 0
[10 empty] | 0 | 0 | 0 | 0 | 0 | 0 | 0 | 0 | 0 | 0 | 0 | 0 | 0 | 0 | 0 | 0 | 0 | 0 | 0 | 0 | 0 | 0 | 0 | 0 | 0 | 0 | 0 | 0
[10 empty] | 0 | 0 | 0 | 0 | 0 | 0 | 0 | 0 | 0 | 0 | 0 | 0 | 0 | 0 | 0 | 0 | 0 | 0 | 0 | 0 | 0 | 0 | 0 | 0 | 0 | 0 | 0 | 0
[10 empty] | 0 | 0 | 0 | 0 | 0 | 0 | 0 | 0 | 0 | 0 | 0 | 0 | 0 | 0 | 0 | 0 | 0 | 0 | 0 | 0 | 0 | 0 | 0 | 0 | 0 | 0 | 0 | 0
[10 empty] | 0 | 0 | 0 | 0 | 0 | 0 | 0 | 0 | 0 | 0 | 0 | 0 | 0 | 0 | 0 | 0 | 0 | 0 | 0 | 0 | 0 | 0 | 0 | 0 | 0 | 0 | 0 | 0
[10 empty] | 0 | 0 | 0 | 0 | 0 | 0 | 0 | 0 | 0 | 0 | 0 | 0 | 0 | 0 | 0 | 0 | 0 | 0 | 0 | 0 | 0 | 0 | 0 | 0 | 0 | 0 | 0 | 0
[10 empty] | 0 | 11096.7589 | 11079.0041 | 14748.3702 | 17178.9016 | 20009.9846 | 21201.1096 | 20760.1265 | 21584.887 | 21745.717 | 22206.0589 | 22245.4297 | 22105.1441 | 22272.7431 | 22207.8423 | 22279.0734 | 22222.5731 | 22173.442 | 22182.2548 | 22126.2889 | 22118.6216 | 22069.9153 | 22036.375 | 22009.2062 | 21967.2873 | 21939.8055 | 21899.5412 | 21866.5665
[10 empty] | 0 | 0 | 0 | 0 | 0 | 0 | 0 | 0 | 0 | 0 | 0 | 0 | 0 | 0 | 0 | 0 | 0 | 0 | 0 | 0 | 0 | 0 | 0 | 0 | 0 | 0 | 0 | 0
[10 empty] | 0 | 0 | 0 | 0 | 0 | 0 | 0 | 0 | 0 | 0 | 0 | 0 | 0 | 0 | 0 | 0 | 0 | 0 | 0 | 0 | 0 | 0 | 0 | 0 | 0 | 0 | 0 | 0
[10 empty] | 0 | 0 | 0 | 0 | 0 | 0 | 0 | 0 | 0 | 0 | 0 | 0 | 0 | 0 | 0 | 0 | 0 | 0 | 0 | 0 | 0 | 0 | 0 | 0 | 0 | 0 | 0 | 0
[10 empty] | 0 | 0 | 0 | 0 | 0 | 0 | 0 | 0 | 0 | 0 | 0 | 0 | 0 | 0 | 0 | 0 | 0 | 0 | 0 | 0 | 0 | 0 | 0 | 0 | 0 | 0 | 0 | 0
[10 empty] | 0 | 0 | 0 | 0 | 0 | 0 | 0 | 0 | 0 | 0 | 0 | 0 | 0 | 0 | 0 | 0 | 0 | 0 | 0 | 0 | 0 | 0 | 0 | 0 | 0 | 0 | 0 | 0
[10 empty] | 0 | 0 | 0 | 0 | 0 | 0 | 0 | 0 | 0 | 0 | 0 | 0 | 0 | 0 | 0 | 0 | 0 | 0 | 0 | 0 | 0 | 0 | 0 | 0 | 0 | 0 | 0 | 0
[10 empty] | 0 | 0 | 0 | 0 | 0 | 0 | 0 | 0 | 0 | 0 | 0 | 0 | 0 | 0 | 0 | 0 | 0 | 0 | 0 | 0 | 0 | 0 | 0 | 0 | 0 | 0 | 0 | 0
[10 empty] | 0 | 0 | 0 | 0 | 0 | 0 | 0 | 0 | 0 | 0 | 0 | 0 | 0 | 0 | 0 | 0 | 0 | 0 | 0 | 0 | 0 | 0 | 0 | 0 | 0 | 0 | 0 | 0
[10 empty] | 0 | 0 | 0 | 0 | 0 | 0 | 0 | 0 | 0 | 0 | 0 | 0 | 0 | 0 | 0 | 0 | 0 | 0 | 0 | 0 | 0 | 0 | 0 | 0 | 0 | 0 | 0 | 0
[10 empty] | 0 | 7061.5738 | 0 | 0 | 0 | 0 | 0 | 0 | 0 | 0 | 0 | 0 | 0 | 0 | 0 | 0 | 0 | 0 | 0 | 0 | 0 | 0 | 0 | 0 | 0 | 0 | 0 | 0
[10 empty] | 0 | 0 | 7050.2753 | 9385.3265 | 10932.0283 | 12733.6266 | 15826.7024 | 15930.8992 | 17291.9247 | 17915.7616 | 18698.0847 | 19566.9305 | 19726.6184 | 20289.8378 | 20508.789 | 20818.87 | 21070.2453 | 21164.4886 | 21358.7394 | 21426.1653 | 21531.9673 | 21595.4598 | 21627.2482 | 21676.7206 | 21685.0962 | 21706.0604 | 21707.3929 | 21703.1067
[10 empty] | 0 | 0 | 0 | 0 | 0 | 0 | 0 | 0 | 0 | 0 | 0 | 0 | 0 | 0 | 0 | 0 | 0 | 0 | 0 | 0 | 0 | 0 | 0 | 0 | 0 | 0 | 0 | 0
[10 empty] | 0 | 0 | 0 | 0 | 0 | 0 | 0 | 0 | 0 | 0 | 0 | 0 | 0 | 0 | 0 | 0 | 0 | 0 | 0 | 0 | 0 | 0 | 0 | 0 | 0 | 0 | 0 | 0
[10 empty] | 0 | 0 | 0 | 0 | 0 | 0 | 0 | 0 | 0 | 0 | 0 | 0 | 0 | 0 | 0 | 0 | 0 | 0 | 0 | 0 | 0 | 0 | 0 | 0 | 0 | 0 | 0 | 0
[10 empty] | 0 | 0 | 0 | 0 | 0 | 0 | 0 | 0 | 0 | 0 | 0 | 0 | 0 | 0 | 0 | 0 | 0 | 0 | 0 | 0 | 0 | 0 | 0 | 0 | 0 | 0 | 0 | 0
[10 empty] | 0 | 0 | 0 | 0 | 0 | 0 | 0 | 0 | 0 | 0 | 0 | 0 | 0 | 0 | 0 | 0 | 0 | 0 | 0 | 0 | 0 | 0 | 0 | 0 | 0 | 0 | 0 | 0
[10 empty] | 0 | 0 | 0 | 0 | 0 | 0 | 0 | 0 | 0 | 0 | 0 | 0 | 0 | 0 | 0 | 0 | 0 | 0 | 0 | 0 | 0 | 0 | 0 | 0 | 0 | 0 | 0 | 0
[10 empty] | 0 | 0 | 0 | 0 | 0 | 0 | 0 | 0 | 0 | 0 | 0 | 0 | 0 | 0 | 0 | 0 | 0 | 0 | 0 | 0 | 0 | 0 | 0 | 0 | 0 | 0 | 0 | 0
[10 empty] | 0 | 0 | 0 | 0 | 0 | 0 | 0 | 0 | 0 | 0 | 0 | 0 | 0 | 0 | 0 | 0 | 0 | 0 | 0 | 0 | 0 | 0 | 0 | 0 | 0 | 0 | 0 | 0
[10 empty] | 0 | 3033.7261 | 3178.2847 | 3305.7982 | 3418.1858 | 3517.151 | 3604.2056 | 3639.8357 | 3670.7503 | 3993.3424 | 4278.455 | 4530.3077 | 4351.6924 | 4208.9589 | 4096.2084 | 4008.4156 | 3941.3066 | 3891.2534 | 3850.7226 | 3818.1279 | 3824.4189 | 4765.9072 | 4768.7234 | 4746.7085 | 4707.1383 | 4655.7626 | 4597.0788 | 4522.3773
[10 empty] | 0 | 0 | 0 | 0 | 0 | 0 | 0 | 0 | 0 | 0 | 0 | 0 | 0 | 0 | 0 | 0 | 0 | 0 | 0 | 0 | 0 | 0 | 0 | 0 | 0 | 0 | 0 | 0
[10 empty] | 0 | 0 | 0 | 0 | 0 | 0 | 0 | 0 | 0 | 0 | 0 | 0 | 0 | 0 | 0 | 0 | 0 | 0 | 0 | 0 | 0 | 0 | 0 | 0 | 0 | 0 | 0 | 0
[10 empty] | 0 | 0 | 0 | 0 | 0 | 0 | 0 | 0 | 0 | 0 | 0 | 0 | 0 | 0 | 0 | 0 | 0 | 0 | 0 | 0 | 0 | 0 | 0 | 0 | 0 | 0 | 0 | 0
[10 empty] | 0 | 0 | 0 | 0 | 0 | 0 | 0 | 0 | 0 | 0 | 0 | 0 | 0 | 0 | 0 | 0 | 0 | 0 | 0 | 0 | 0 | 0 | 0 | 0 | 0 | 0 | 0 | 0
[10 empty] | 0 | 0 | 0 | 0 | 0 | 0 | 0 | 0 | 0 | 0 | 0 | 0 | 0 | 0 | 0 | 0 | 0 | 0 | 0 | 0 | 0 | 0 | 0 | 0 | 0 | 0 | 0 | 0
[10 empty] | 0 | 0 | 0 | 0 | 0 | 0 | 0 | 0 | 0 | 0 | 0 | 0 | 0 | 0 | 0 | 0 | 0 | 0 | 0 | 0 | 0 | 0 | 0 | 0 | 0 | 0 | 0 | 0
[10 empty] | 0 | 0 | 0 | 0 | 0 | 0 | 0 | 0 | 0 | 0 | 0 | 0 | 0 | 0 | 0 | 0 | 0 | 0 | 0 | 0 | 0 | 0 | 0 | 0 | 0 | 0 | 0 | 0
[10 empty] | 0 | 0 | 0 | 0 | 0 | 0 | 0 | 0 | 0 | 0 | 0 | 0 | 0 | 0 | 0 | 0 | 0 | 0 | 0 | 0 | 0 | 0 | 0 | 0 | 0 | 0 | 0 | 0
[10 empty] | 0 | 0 | 0 | 0 | 0 | 0 | 0 | 0 | 0 | 0 | 0 | 0 | 0 | 0 | 0 | 0 | 0 | 0 | 0 | 0 | 0 | 0 | 0 | 0 | 0 | 0 | 0 | 0
[10 empty] | 0 | 4342.8703 | 3932.9778 | 3450.8119 | 3065.2787 | 2787.2693 | 2564.5342 | 2385.8995 | 2755.5006 | 2969.9536 | 3046.4497 | 3031.8415 | 2965.6448 | 3970.651 | 3534.9462 | 3241.2339 | 3073.1563 | 2981.0746 | 2918.5716 | 2866.7499 | 3161.5059 | 3272.089 | 3267.8479 | 3208.4353 | 3129.8754 | 3326.589 | 3108.6421 | 3028.3022
[10 empty] | 0 | 0 | 0 | 0 | 0 | 0 | 0 | 0 | 0 | 0 | 0 | 0 | 0 | 0 | 0 | 0 | 0 | 0 | 0 | 0 | 0 | 0 | 0 | 0 | 0 | 0 | 0 | 0
[10 empty] | 0 | 0 | 0 | 0 | 0 | 0 | 0 | 0 | 0 | 0 | 0 | 0 | 0 | 0 | 0 | 0 | 0 | 0 | 0 | 0 | 0 | 0 | 0 | 0 | 0 | 0 | 0 | 0
[10 empty] | 0 | 0 | 0 | 0 | 0 | 0 | 0 | 0 | 0 | 0 | 0 | 0 | 0 | 0 | 0 | 0 | 0 | 0 | 0 | 0 | 0 | 0 | 0 | 0 | 0 | 0 | 0 | 0
[10 empty] | 0 | 0 | 0 | 0 | 0 | 0 | 0 | 0 | 0 | 0 | 0 | 0 | 0 | 0 | 0 | 0 | 0 | 0 | 0 | 0 | 0 | 0 | 0 | 0 | 0 | 0 | 0 | 0
[10 empty] | 0 | 0 | 0 | 0 | 0 | 0 | 0 | 0 | 0 | 0 | 0 | 0 | 0 | 0 | 0 | 0 | 0 | 0 | 0 | 0 | 0 | 0 | 0 | 0 | 0 | 0 | 0 | 0
[10 empty] | 0 | 0 | 0 | 0 | 0 | 0 | 0 | 0 | 0 | 0 | 0 | 0 | 0 | 0 | 0 | 0 | 0 | 0 | 0 | 0 | 0 | 0 | 0 | 0 | 0 | 0 | 0 | 0
[10 empty] | 0 | 0 | 0 | 0 | 0 | 0 | 0 | 0 | 0 | 0 | 0 | 0 | 0 | 0 | 0 | 0 | 0 | 0 | 0 | 0 | 0 | 0 | 0 | 0 | 0 | 0 | 0 | 0
[10 empty] | 0 | 0 | 0 | 0 | 0 | 0 | 0 | 0 | 0 | 0 | 0 | 0 | 0 | 0 | 0 | 0 | 0 | 0 | 0 | 0 | 0 | 0 | 0 | 0 | 0 | 0 | 0 | 0
[10 empty] | 0 | 0 | 0 | 0 | 0 | 0 | 0 | 0 | 0 | 0 | 0 | 0 | 0 | 0 | 0 | 0 | 0 | 0 | 0 | 0 | 0 | 0 | 0 | 0 | 0 | 0 | 0 | 0
[10 empty] | 0 | 748.7709 | 813.8067 | 869.8899 | 918.303 | 960.1452 | 1033.1718 | 1096.1184 | 1150.4284 | 1197.3394 | 1237.9119 | 1285.533 | 1326.7216 | 1413.8011 | 1488.8188 | 1553.5017 | 1476.8917 | 1420.9066 | 1381.3249 | 1354.7117 | 1338.2796 | 1335.0331 | 1341.6528 | 1573.6593 | 1580.4308 | 1589.8453 | 1602.91 | 1618.5092
[10 empty] | 0 | 0 | 0 | 0 | 0 | 0 | 0 | 0 | 0 | 0 | 0 | 0 | 0 | 0 | 0 | 0 | 0 | 0 | 0 | 0 | 0 | 0 | 0 | 0 | 0 | 0 | 0 | 0
[10 empty] | 0 | 0 | 0 | 0 | 0 | 0 | 0 | 0 | 0 | 0 | 0 | 0 | 0 | 0 | 0 | 0 | 0 | 0 | 0 | 0 | 0 | 0 | 0 | 0 | 0 | 0 | 0 | 0
[10 empty] | 0 | 0 | 0 | 0 | 0 | 0 | 0 | 0 | 0 | 0 | 0 | 0 | 0 | 0 | 0 | 0 | 0 | 0 | 0 | 0 | 0 | 0 | 0 | 0 | 0 | 0 | 0 | 0
[10 empty] | 0 | 0 | 0 | 0 | 0 | 0 | 0 | 0 | 0 | 0 | 0 | 0 | 0 | 0 | 0 | 0 | 0 | 0 | 0 | 0 | 0 | 0 | 0 | 0 | 0 | 0 | 0 | 0
[10 empty] | 0 | 0 | 0 | 0 | 0 | 0 | 0 | 0 | 0 | 0 | 0 | 0 | 0 | 0 | 0 | 0 | 0 | 0 | 0 | 0 | 0 | 0 | 0 | 0 | 0 | 0 | 0 | 0
[10 empty] | 0 | 0 | 0 | 0 | 0 | 0 | 0 | 0 | 0 | 0 | 0 | 0 | 0 | 0 | 0 | 0 | 0 | 0 | 0 | 0 | 0 | 0 | 0 | 0 | 0 | 0 | 0 | 0
[10 empty] | 0 | 0 | 0 | 0 | 0 | 0 | 0 | 0 | 0 | 0 | 0 | 0 | 0 | 0 | 0 | 0 | 0 | 0 | 0 | 0 | 0 | 0 | 0 | 0 | 0 | 0 | 0 | 0
[10 empty] | 0 | 0 | 0 | 0 | 0 | 0 | 0 | 0 | 0 | 0 | 0 | 0 | 0 | 0 | 0 | 0 | 0 | 0 | 0 | 0 | 0 | 0 | 0 | 0 | 0 | 0 | 0 | 0
[10 empty] | 0 | 0 | 0 | 0 | 0 | 0 | 0 | 0 | 0 | 0 | 0 | 0 | 0 | 0 | 0 | 0 | 0 | 0 | 0 | 0 | 0 | 0 | 0 | 0 | 0 | 0 | 0 | 0
[10 empty] | 0 | 4429.9503 | 4252.4788 | 4099.9112 | 3968.6598 | 4388.9981 | 4747.3207 | 5052.5665 | 5312.386 | 5533.3275 | 5360.5667 | 5187.6783 | 5018.1921 | 4854.6233 | 4773.8922 | 4755.3175 | 4782.4585 | 6103.3069 | 5955.3006 | 5811.279 | 5669.6392 | 5681.4685 | 5651.0516 | 5598.6751 | 5538.4231 | 5479.7214 | 5503.7397 | 5503.3205
[10 empty] | 0 | 0 | 0 | 0 | 0 | 0 | 0 | 0 | 0 | 0 | 0 | 0 | 0 | 0 | 0 | 0 | 0 | 0 | 0 | 0 | 0 | 0 | 0 | 0 | 0 | 0 | 0 | 0
[10 empty] | 0 | 0 | 0 | 0 | 0 | 0 | 0 | 0 | 0 | 0 | 0 | 0 | 0 | 0 | 0 | 0 | 0 | 0 | 0 | 0 | 0 | 0 | 0 | 0 | 0 | 0 | 0 | 0
[10 empty] | 0 | 0 | 0 | 0 | 0 | 0 | 0 | 0 | 0 | 0 | 0 | 0 | 0 | 0 | 0 | 0 | 0 | 0 | 0 | 0 | 0 | 0 | 0 | 0 | 0 | 0 | 0 | 0
[10 empty] | 0 | 0 | 0 | 0 | 0 | 0 | 0 | 0 | 0 | 0 | 0 | 0 | 0 | 0 | 0 | 0 | 0 | 0 | 0 | 0 | 0 | 0 | 0 | 0 | 0 | 0 | 0 | 0
[10 empty] | 0 | 0 | 0 | 0 | 0 | 0 | 0 | 0 | 0 | 0 | 0 | 0 | 0 | 0 | 0 | 0 | 0 | 0 | 0 | 0 | 0 | 0 | 0 | 0 | 0 | 0 | 0 | 0
[10 empty] | 0 | 0 | 0 | 0 | 0 | 0 | 0 | 0 | 0 | 0 | 0 | 0 | 0 | 0 | 0 | 0 | 0 | 0 | 0 | 0 | 0 | 0 | 0 | 0 | 0 | 0 | 0 | 0
[10 empty] | 0 | 0 | 0 | 0 | 0 | 0 | 0 | 0 | 0 | 0 | 0 | 0 | 0 | 0 | 0 | 0 | 0 | 0 | 0 | 0 | 0 | 0 | 0 | 0 | 0 | 0 | 0 | 0
[10 empty] | 0 | 0 | 0 | 0 | 0 | 0 | 0 | 0 | 0 | 0 | 0 | 0 | 0 | 0 | 0 | 0 | 0 | 0 | 0 | 0 | 0 | 0 | 0 | 0 | 0 | 0 | 0 | 0
[10 empty] | 0 | 0 | 0 | 0 | 0 | 0 | 0 | 0 | 0 | 0 | 0 | 0 | 0 | 0 | 0 | 0 | 0 | 0 | 0 | 0 | 0 | 0 | 0 | 0 | 0 | 0 | 0 | 0
[10 empty] | 0 | 2813.4948 | 2882.6742 | 2944.1974 | 2998.9151 | 3047.5836 | 3090.875 | 3270.992 | 3431.1267 | 3573.4994 | 3700.0838 | 3812.6341 | 3716.7076 | 3639.1571 | 3577.0904 | 3528.0309 | 3489.8612 | 3460.7741 | 3454.9632 | 3467.622 | 3494.725 | 4399.3179 | 4370.8363 | 4332.5348 | 4287.8083 | 4239.3241 | 4189.1519 | 4182.4802
[10 empty] | 0 | 0 | 0 | 0 | 0 | 0 | 0 | 0 | 0 | 0 | 0 | 0 | 0 | 0 | 0 | 0 | 0 | 0 | 0 | 0 | 0 | 0 | 0 | 0 | 0 | 0 | 0 | 0
[10 empty] | 0 | 0 | 0 | 0 | 0 | 0 | 0 | 0 | 0 | 0 | 0 | 0 | 0 | 0 | 0 | 0 | 0 | 0 | 0 | 0 | 0 | 0 | 0 | 0 | 0 | 0 | 0 | 0
[10 empty] | 0 | 0 | 0 | 0 | 0 | 0 | 0 | 0 | 0 | 0 | 0 | 0 | 0 | 0 | 0 | 0 | 0 | 0 | 0 | 0 | 0 | 0 | 0 | 0 | 0 | 0 | 0 | 0
[10 empty] | 0 | 0 | 0 | 0 | 0 | 0 | 0 | 0 | 0 | 0 | 0 | 0 | 0 | 0 | 0 | 0 | 0 | 0 | 0 | 0 | 0 | 0 | 0 | 0 | 0 | 0 | 0 | 0
[10 empty] | 0 | 0 | 0 | 0 | 0 | 0 | 0 | 0 | 0 | 0 | 0 | 0 | 0 | 0 | 0 | 0 | 0 | 0 | 0 | 0 | 0 | 0 | 0 | 0 | 0 | 0 | 0 | 0
[10 empty] | 0 | 0 | 0 | 0 | 0 | 0 | 0 | 0 | 0 | 0 | 0 | 0 | 0 | 0 | 0 | 0 | 0 | 0 | 0 | 0 | 0 | 0 | 0 | 0 | 0 | 0 | 0 | 0
[10 empty] | 0 | 0 | 0 | 0 | 0 | 0 | 0 | 0 | 0 | 0 | 0 | 0 | 0 | 0 | 0 | 0 | 0 | 0 | 0 | 0 | 0 | 0 | 0 | 0 | 0 | 0 | 0 | 0
[10 empty] | 0 | 0 | 0 | 0 | 0 | 0 | 0 | 0 | 0 | 0 | 0 | 0 | 0 | 0 | 0 | 0 | 0 | 0 | 0 | 0 | 0 | 0 | 0 | 0 | 0 | 0 | 0 | 0
[10 empty] | 0 | 0 | 0 | 0 | 0 | 0 | 0 | 0 | 0 | 0 | 0 | 0 | 0 | 0 | 0 | 0 | 0 | 0 | 0 | 0 | 0 | 0 | 0 | 0 | 0 | 0 | 0 | 0
[10 empty] | 0 | 3194.5873 | 3213.3848 | 3232.6141 | 3252.2849 | 3272.4075 | 3292.9923 | 3314.0497 | 3335.5908 | 3357.6266 | 3497.099 | 3623.0701 | 3737.6161 | 3842.5202 | 3939.314 | 4029.3142 | 4113.6528 | 5124.0696 | 5072.3819 | 5052.6111 | 5058.3747 | 5084.5011 | 5126.8145 | 5181.9572 | 5247.2419 | 5320.5294 | 5567.1632 | 5772.6214
[10 empty] | 0 | 0 | 0 | 0 | 0 | 0 | 0 | 0 | 0 | 0 | 0 | 0 | 0 | 0 | 0 | 0 | 0 | 0 | 0 | 0 | 0 | 0 | 0 | 0 | 0 | 0 | 0 | 0
[10 empty] | 0 | 0 | 0 | 0 | 0 | 0 | 0 | 0 | 0 | 0 | 0 | 0 | 0 | 0 | 0 | 0 | 0 | 0 | 0 | 0 | 0 | 0 | 0 | 0 | 0 | 0 | 0 | 0
[10 empty] | 0 | 0 | 0 | 0 | 0 | 0 | 0 | 0 | 0 | 0 | 0 | 0 | 0 | 0 | 0 | 0 | 0 | 0 | 0 | 0 | 0 | 0 | 0 | 0 | 0 | 0 | 0 | 0
[10 empty] | 0 | 0 | 0 | 0 | 0 | 0 | 0 | 0 | 0 | 0 | 0 | 0 | 0 | 0 | 0 | 0 | 0 | 0 | 0 | 0 | 0 | 0 | 0 | 0 | 0 | 0 | 0 | 0
[10 empty] | 0 | 0 | 0 | 0 | 0 | 0 | 0 | 0 | 0 | 0 | 0 | 0 | 0 | 0 | 0 | 0 | 0 | 0 | 0 | 0 | 0 | 0 | 0 | 0 | 0 | 0 | 0 | 0
[10 empty] | 0 | 0 | 0 | 0 | 0 | 0 | 0 | 0 | 0 | 0 | 0 | 0 | 0 | 0 | 0 | 0 | 0 | 0 | 0 | 0 | 0 | 0 | 0 | 0 | 0 | 0 | 0 | 0
[10 empty] | 0 | 0 | 0 | 0 | 0 | 0 | 0 | 0 | 0 | 0 | 0 | 0 | 0 | 0 | 0 | 0 | 0 | 0 | 0 | 0 | 0 | 0 | 0 | 0 | 0 | 0 | 0 | 0
[10 empty] | 0 | 0 | 0 | 0 | 0 | 0 | 0 | 0 | 0 | 0 | 0 | 0 | 0 | 0 | 0 | 0 | 0 | 0 | 0 | 0 | 0 | 0 | 0 | 0 | 0 | 0 | 0 | 0
[10 empty] | 0 | 0 | 0 | 0 | 0 | 0 | 0 | 0 | 0 | 0 | 0 | 0 | 0 | 0 | 0 | 0 | 0 | 0 | 0 | 0 | 0 | 0 | 0 | 0 | 0 | 0 | 0 | 0
[10 empty] | 0 | 2164.0297 | 2060.9954 | 2249.1612 | 2407.2562 | 2539.7141 | 2650.3164 | 2742.2886 | 2868.8795 | 2974.2653 | 3061.577 | 3133.4848 | 3192.2663 | 3060.2015 | 2945.9073 | 2846.7787 | 2760.5936 | 2685.4567 | 2575.0031 | 2467.2488 | 2400.0716 | 2363.5523 | 2349.8131 | 2352.6315 | 2367.1242 | 2956.6687 | 2888.8813 | 2917.8364
[10 empty] | 0 | 0 | 0 | 0 | 0 | 0 | 0 | 0 | 0 | 0 | 0 | 0 | 0 | 0 | 0 | 0 | 0 | 0 | 0 | 0 | 0 | 0 | 0 | 0 | 0 | 0 | 0 | 0
[10 empty] | 0 | 0 | 0 | 0 | 0 | 0 | 0 | 0 | 0 | 0 | 0 | 0 | 0 | 0 | 0 | 0 | 0 | 0 | 0 | 0 | 0 | 0 | 0 | 0 | 0 | 0 | 0 | 0
[10 empty] | 0 | 0 | 0 | 0 | 0 | 0 | 0 | 0 | 0 | 0 | 0 | 0 | 0 | 0 | 0 | 0 | 0 | 0 | 0 | 0 | 0 | 0 | 0 | 0 | 0 | 0 | 0 | 0
[10 empty] | 0 | 0 | 0 | 0 | 0 | 0 | 0 | 0 | 0 | 0 | 0 | 0 | 0 | 0 | 0 | 0 | 0 | 0 | 0 | 0 | 0 | 0 | 0 | 0 | 0 | 0 | 0 | 0
[10 empty] | 0 | 0 | 0 | 0 | 0 | 0 | 0 | 0 | 0 | 0 | 0 | 0 | 0 | 0 | 0 | 0 | 0 | 0 | 0 | 0 | 0 | 0 | 0 | 0 | 0 | 0 | 0 | 0
[10 empty] | 0 | 0 | 0 | 0 | 0 | 0 | 0 | 0 | 0 | 0 | 0 | 0 | 0 | 0 | 0 | 0 | 0 | 0 | 0 | 0 | 0 | 0 | 0 | 0 | 0 | 0 | 0 | 0
[10 empty] | 0 | 0 | 0 | 0 | 0 | 0 | 0 | 0 | 0 | 0 | 0 | 0 | 0 | 0 | 0 | 0 | 0 | 0 | 0 | 0 | 0 | 0 | 0 | 0 | 0 | 0 | 0 | 0
[10 empty] | 0 | 0 | 0 | 0 | 0 | 0 | 0 | 0 | 0 | 0 | 0 | 0 | 0 | 0 | 0 | 0 | 0 | 0 | 0 | 0 | 0 | 0 | 0 | 0 | 0 | 0 | 0 | 0
[10 empty] | 0 | 0 | 0 | 0 | 0 | 0 | 0 | 0 | 0 | 0 | 0 | 0 | 0 | 0 | 0 | 0 | 0 | 0 | 0 | 0 | 0 | 0 | 0 | 0 | 0 | 0 | 0 | 0
[10 empty] | 0 | 4413.8477 | 4394.9376 | 4379.1318 | 4365.9893 | 4871.3135 | 5304.8586 | 5676.8813 | 5996.1728 | 6270.2688 | 6075.9666 | 5907.1429 | 5760.6039 | 5633.5491 | 5597.2641 | 5628.5304 | 5708.9113 | 7109.8662 | 7058.766 | 6988.5558 | 6905.4796 | 6964.8446 | 6977.1158 | 6964.9791 | 6944.1356 | 6925.0437 | 6972.8064 | 7014.3337
[10 empty] | 0 | 0 | 0 | 0 | 0 | 0 | 0 | 0 | 0 | 0 | 0 | 0 | 0 | 0 | 0 | 0 | 0 | 0 | 0 | 0 | 0 | 0 | 0 | 0 | 0 | 0 | 0 | 0
[10 empty] | 0 | 0 | 0 | 0 | 0 | 0 | 0 | 0 | 0 | 0 | 0 | 0 | 0 | 0 | 0 | 0 | 0 | 0 | 0 | 0 | 0 | 0 | 0 | 0 | 0 | 0 | 0 | 0
[10 empty] | 0 | 0 | 0 | 0 | 0 | 0 | 0 | 0 | 0 | 0 | 0 | 0 | 0 | 0 | 0 | 0 | 0 | 0 | 0 | 0 | 0 | 0 | 0 | 0 | 0 | 0 | 0 | 0
[10 empty] | 0 | 0 | 0 | 0 | 0 | 0 | 0 | 0 | 0 | 0 | 0 | 0 | 0 | 0 | 0 | 0 | 0 | 0 | 0 | 0 | 0 | 0 | 0 | 0 | 0 | 0 | 0 | 0
[10 empty] | 0 | 0 | 0 | 0 | 0 | 0 | 0 | 0 | 0 | 0 | 0 | 0 | 0 | 0 | 0 | 0 | 0 | 0 | 0 | 0 | 0 | 0 | 0 | 0 | 0 | 0 | 0 | 0
[10 empty] | 0 | 0 | 0 | 0 | 0 | 0 | 0 | 0 | 0 | 0 | 0 | 0 | 0 | 0 | 0 | 0 | 0 | 0 | 0 | 0 | 0 | 0 | 0 | 0 | 0 | 0 | 0 | 0
[10 empty] | 0 | 0 | 0 | 0 | 0 | 0 | 0 | 0 | 0 | 0 | 0 | 0 | 0 | 0 | 0 | 0 | 0 | 0 | 0 | 0 | 0 | 0 | 0 | 0 | 0 | 0 | 0 | 0
[10 empty] | 0 | 0 | 0 | 0 | 0 | 0 | 0 | 0 | 0 | 0 | 0 | 0 | 0 | 0 | 0 | 0 | 0 | 0 | 0 | 0 | 0 | 0 | 0 | 0 | 0 | 0 | 0 | 0
[10 empty] | 0 | 0 | 0 | 0 | 0 | 0 | 0 | 0 | 0 | 0 | 0 | 0 | 0 | 0 | 0 | 0 | 0 | 0 | 0 | 0 | 0 | 0 | 0 | 0 | 0 | 0 | 0 | 0
[10 empty] | 0 | 9393.3863 | 8430.3437 | 0 | 0 | 0 | 0 | 0 | 0 | 0 | 0 | 0 | 0 | 0 | 0 | 0 | 0 | 0 | 0 | 0 | 0 | 0 | 0 | 0 | 0 | 0 | 0 | 0
[10 empty] | 0 | 0 | 0 | 7753.6231 | 7264.7957 | 7618.8572 | 7554.9914 | 7306.0364 | 8593.8897 | 7812.3115 | 7327.9442 | 6965.1341 | 7264.6086 | 7150.7661 | 6896.3497 | 6880.0584 | 6613.2351 | 6452.0483 | 6287.8949 | 6287.2804 | 6135.8188 | 5963.2379 | 5839.97 | 5716.5897 | 5606.7105 | 5481.0522 | 5388.5504 | 5264.6866
[10 empty] | 0 | 0 | 0 | 0 | 0 | 0 | 0 | 0 | 0 | 0 | 0 | 0 | 0 | 0 | 0 | 0 | 0 | 0 | 0 | 0 | 0 | 0 | 0 | 0 | 0 | 0 | 0 | 0
[10 empty] | 0 | 0 | 0 | 0 | 0 | 0 | 0 | 0 | 0 | 0 | 0 | 0 | 0 | 0 | 0 | 0 | 0 | 0 | 0 | 0 | 0 | 0 | 0 | 0 | 0 | 0 | 0 | 0
[10 empty] | 0 | 0 | 0 | 0 | 0 | 0 | 0 | 0 | 0 | 0 | 0 | 0 | 0 | 0 | 0 | 0 | 0 | 0 | 0 | 0 | 0 | 0 | 0 | 0 | 0 | 0 | 0 | 0
[10 empty] | 0 | 0 | 0 | 0 | 0 | 0 | 0 | 0 | 0 | 0 | 0 | 0 | 0 | 0 | 0 | 0 | 0 | 0 | 0 | 0 | 0 | 0 | 0 | 0 | 0 | 0 | 0 | 0
[10 empty] | 0 | 0 | 0 | 0 | 0 | 0 | 0 | 0 | 0 | 0 | 0 | 0 | 0 | 0 | 0 | 0 | 0 | 0 | 0 | 0 | 0 | 0 | 0 | 0 | 0 | 0 | 0 | 0
[10 empty] | 0 | 0 | 0 | 0 | 0 | 0 | 0 | 0 | 0 | 0 | 0 | 0 | 0 | 0 | 0 | 0 | 0 | 0 | 0 | 0 | 0 | 0 | 0 | 0 | 0 | 0 | 0 | 0
[10 empty] | 0 | 0 | 0 | 0 | 0 | 0 | 0 | 0 | 0 | 0 | 0 | 0 | 0 | 0 | 0 | 0 | 0 | 0 | 0 | 0 | 0 | 0 | 0 | 0 | 0 | 0 | 0 | 0
[10 empty] | 0 | 0 | 0 | 0 | 0 | 0 | 0 | 0 | 0 | 0 | 0 | 0 | 0 | 0 | 0 | 0 | 0 | 0 | 0 | 0 | 0 | 0 | 0 | 0 | 0 | 0 | 0 | 0
[10 empty] | 0 | 2678.2933 | 4370.3733 | 0 | 0 | 0 | 0 | 0 | 0 | 0 | 0 | 0 | 0 | 0 | 0 | 0 | 0 | 0 | 0 | 0 | 0 | 0 | 0 | 0 | 0 | 0 | 0 | 0
[10 empty] | 0 | 0 | 0 | 5419.9158 | 6051.2165 | 6410.6519 | 6593.7395 | 6662.8017 | 5118.7505 | 4597.3188 | 4558.6645 | 5143.0646 | 5479.1309 | 5654.0572 | 5724.7358 | 5285.6841 | 4822.237 | 4491.0133 | 4185.1572 | 4240.4364 | 4402.2339 | 4627.632 | 4610.803 | 4441.9654 | 4220.4735 | 3906.7344 | 3712.4743 | 3651.774
[10 empty] | 0 | 0 | 0 | 0 | 0 | 0 | 0 | 0 | 0 | 0 | 0 | 0 | 0 | 0 | 0 | 0 | 0 | 0 | 0 | 0 | 0 | 0 | 0 | 0 | 0 | 0 | 0 | 0
[10 empty] | 0 | 0 | 0 | 0 | 0 | 0 | 0 | 0 | 0 | 0 | 0 | 0 | 0 | 0 | 0 | 0 | 0 | 0 | 0 | 0 | 0 | 0 | 0 | 0 | 0 | 0 | 0 | 0
[10 empty] | 0 | 0 | 0 | 0 | 0 | 0 | 0 | 0 | 0 | 0 | 0 | 0 | 0 | 0 | 0 | 0 | 0 | 0 | 0 | 0 | 0 | 0 | 0 | 0 | 0 | 0 | 0 | 0
[10 empty] | 0 | 0 | 0 | 0 | 0 | 0 | 0 | 0 | 0 | 0 | 0 | 0 | 0 | 0 | 0 | 0 | 0 | 0 | 0 | 0 | 0 | 0 | 0 | 0 | 0 | 0 | 0 | 0
[10 empty] | 0 | 0 | 0 | 0 | 0 | 0 | 0 | 0 | 0 | 0 | 0 | 0 | 0 | 0 | 0 | 0 | 0 | 0 | 0 | 0 | 0 | 0 | 0 | 0 | 0 | 0 | 0 | 0
[10 empty] | 0 | 0 | 0 | 0 | 0 | 0 | 0 | 0 | 0 | 0 | 0 | 0 | 0 | 0 | 0 | 0 | 0 | 0 | 0 | 0 | 0 | 0 | 0 | 0 | 0 | 0 | 0 | 0
[10 empty] | 0 | 0 | 0 | 0 | 0 | 0 | 0 | 0 | 0 | 0 | 0 | 0 | 0 | 0 | 0 | 0 | 0 | 0 | 0 | 0 | 0 | 0 | 0 | 0 | 0 | 0 | 0 | 0
[10 empty] | 0 | 0 | 0 | 0 | 0 | 0 | 0 | 0 | 0 | 0 | 0 | 0 | 0 | 0 | 0 | 0 | 0 | 0 | 0 | 0 | 0 | 0 | 0 | 0 | 0 | 0 | 0 | 0
[10 empty] | 0 | 18256.1785 | 18256.2075 | 0 | 0 | 0 | 0 | 0 | 0 | 0 | 0 | 0 | 0 | 0 | 0 | 0 | 0 | 0 | 0 | 0 | 0 | 0 | 0 | 0 | 0 | 0 | 0 | 0
[10 empty] | 0 | 0 | 0 | 18256.2366 | 18256.2656 | 18275.0617 | 18287.6118 | 18295.9979 | 21907.7668 | 20715.7348 | 19925.2399 | 19401.0484 | 20259.2272 | 20432.7784 | 20284.1681 | 20722.1531 | 20351.3135 | 20241.2633 | 20170.9726 | 20543.1777 | 20532.4759 | 20425.0309 | 20445.8512 | 20424.0417 | 20457.4585 | 20451.7849 | 20542.359 | 20519.8458
[10 empty] | 0 | 0 | 0 | 0 | 0 | 0 | 0 | 0 | 0 | 0 | 0 | 0 | 0 | 0 | 0 | 0 | 0 | 0 | 0 | 0 | 0 | 0 | 0 | 0 | 0 | 0 | 0 | 0
[10 empty] | 0 | 0 | 0 | 0 | 0 | 0 | 0 | 0 | 0 | 0 | 0 | 0 | 0 | 0 | 0 | 0 | 0 | 0 | 0 | 0 | 0 | 0 | 0 | 0 | 0 | 0 | 0 | 0
[10 empty] | 0 | 0 | 0 | 0 | 0 | 0 | 0 | 0 | 0 | 0 | 0 | 0 | 0 | 0 | 0 | 0 | 0 | 0 | 0 | 0 | 0 | 0 | 0 | 0 | 0 | 0 | 0 | 0
[10 empty] | 0 | 0 | 0 | 0 | 0 | 0 | 0 | 0 | 0 | 0 | 0 | 0 | 0 | 0 | 0 | 0 | 0 | 0 | 0 | 0 | 0 | 0 | 0 | 0 | 0 | 0 | 0 | 0
[10 empty] | 0 | 0 | 0 | 0 | 0 | 0 | 0 | 0 | 0 | 0 | 0 | 0 | 0 | 0 | 0 | 0 | 0 | 0 | 0 | 0 | 0 | 0 | 0 | 0 | 0 | 0 | 0 | 0
[10 empty] | 0 | 0 | 0 | 0 | 0 | 0 | 0 | 0 | 0 | 0 | 0 | 0 | 0 | 0 | 0 | 0 | 0 | 0 | 0 | 0 | 0 | 0 | 0 | 0 | 0 | 0 | 0 | 0
[10 empty] | 0 | 0 | 0 | 0 | 0 | 0 | 0 | 0 | 0 | 0 | 0 | 0 | 0 | 0 | 0 | 0 | 0 | 0 | 0 | 0 | 0 | 0 | 0 | 0 | 0 | 0 | 0 | 0
[10 empty] | 0 | 0 | 0 | 0 | 0 | 0 | 0 | 0 | 0 | 0 | 0 | 0 | 0 | 0 | 0 | 0 | 0 | 0 | 0 | 0 | 0 | 0 | 0 | 0 | 0 | 0 | 0 | 0
[10 empty] | 0 | 7436.6206 | 7342.1706 | 7248.9203 | 7156.8543 | 7065.9575 | 6976.2153 | 6887.6128 | 6800.1356 | 6713.7694 | 6628.5002 | 8259.8665 | 7816.208 | 7449.3768 | 7143.4351 | 6885.7923 | 6988.3693 | 6986.1504 | 6915.5737 | 6802.4294 | 6664.7251 | 6970.9666 | 6738.5246 | 6558.1146 | 6407.3637 | 6272.7045 | 6306.1459 | 6265.0742
[10 empty] | 0 | 0 | 0 | 0 | 0 | 0 | 0 | 0 | 0 | 0 | 0 | 0 | 0 | 0 | 0 | 0 | 0 | 0 | 0 | 0 | 0 | 0 | 0 | 0 | 0 | 0 | 0 | 0
[10 empty] | 0 | 0 | 0 | 0 | 0 | 0 | 0 | 0 | 0 | 0 | 0 | 0 | 0 | 0 | 0 | 0 | 0 | 0 | 0 | 0 | 0 | 0 | 0 | 0 | 0 | 0 | 0 | 0
[10 empty] | 0 | 0 | 0 | 0 | 0 | 0 | 0 | 0 | 0 | 0 | 0 | 0 | 0 | 0 | 0 | 0 | 0 | 0 | 0 | 0 | 0 | 0 | 0 | 0 | 0 | 0 | 0 | 0
[10 empty] | 0 | 0 | 0 | 0 | 0 | 0 | 0 | 0 | 0 | 0 | 0 | 0 | 0 | 0 | 0 | 0 | 0 | 0 | 0 | 0 | 0 | 0 | 0 | 0 | 0 | 0 | 0 | 0
[10 empty] | 0 | 0 | 0 | 0 | 0 | 0 | 0 | 0 | 0 | 0 | 0 | 0 | 0 | 0 | 0 | 0 | 0 | 0 | 0 | 0 | 0 | 0 | 0 | 0 | 0 | 0 | 0 | 0
[10 empty] | 0 | 0 | 0 | 0 | 0 | 0 | 0 | 0 | 0 | 0 | 0 | 0 | 0 | 0 | 0 | 0 | 0 | 0 | 0 | 0 | 0 | 0 | 0 | 0 | 0 | 0 | 0 | 0
[10 empty] | 0 | 0 | 0 | 0 | 0 | 0 | 0 | 0 | 0 | 0 | 0 | 0 | 0 | 0 | 0 | 0 | 0 | 0 | 0 | 0 | 0 | 0 | 0 | 0 | 0 | 0 | 0 | 0
[10 empty] | 0 | 0 | 0 | 0 | 0 | 0 | 0 | 0 | 0 | 0 | 0 | 0 | 0 | 0 | 0 | 0 | 0 | 0 | 0 | 0 | 0 | 0 | 0 | 0 | 0 | 0 | 0 | 0
[10 empty] | 0 | 0 | 0 | 0 | 0 | 0 | 0 | 0 | 0 | 0 | 0 | 0 | 0 | 0 | 0 | 0 | 0 | 0 | 0 | 0 | 0 | 0 | 0 | 0 | 0 | 0 | 0 | 0
[10 empty] | 0 | 2696.6192 | 4846.1483 | 6558.7125 | 7922.2709 | 9007.0784 | 9869.2489 | 10553.6014 | 11095.9342 | 11524.8397 | 9736.727 | 8732.2804 | 8267.6208 | 8165.2976 | 8297.4272 | 9264.1602 | 10032.0902 | 10641.2391 | 11123.573 | 11085.4234 | 10800.3134 | 10435.7612 | 10088.2905 | 9807.9539 | 9206.5054 | 9077.6507 | 9232.7716 | 9544.4443
[10 empty] | 0 | 0 | 0 | 0 | 0 | 0 | 0 | 0 | 0 | 0 | 0 | 0 | 0 | 0 | 0 | 0 | 0 | 0 | 0 | 0 | 0 | 0 | 0 | 0 | 0 | 0 | 0 | 0
[10 empty] | 0 | 0 | 0 | 0 | 0 | 0 | 0 | 0 | 0 | 0 | 0 | 0 | 0 | 0 | 0 | 0 | 0 | 0 | 0 | 0 | 0 | 0 | 0 | 0 | 0 | 0 | 0 | 0
[10 empty] | 0 | 0 | 0 | 0 | 0 | 0 | 0 | 0 | 0 | 0 | 0 | 0 | 0 | 0 | 0 | 0 | 0 | 0 | 0 | 0 | 0 | 0 | 0 | 0 | 0 | 0 | 0 | 0
[10 empty] | 0 | 0 | 0 | 0 | 0 | 0 | 0 | 0 | 0 | 0 | 0 | 0 | 0 | 0 | 0 | 0 | 0 | 0 | 0 | 0 | 0 | 0 | 0 | 0 | 0 | 0 | 0 | 0
[10 empty] | 0 | 0 | 0 | 0 | 0 | 0 | 0 | 0 | 0 | 0 | 0 | 0 | 0 | 0 | 0 | 0 | 0 | 0 | 0 | 0 | 0 | 0 | 0 | 0 | 0 | 0 | 0 | 0
[10 empty] | 0 | 0 | 0 | 0 | 0 | 0 | 0 | 0 | 0 | 0 | 0 | 0 | 0 | 0 | 0 | 0 | 0 | 0 | 0 | 0 | 0 | 0 | 0 | 0 | 0 | 0 | 0 | 0
[10 empty] | 0 | 0 | 0 | 0 | 0 | 0 | 0 | 0 | 0 | 0 | 0 | 0 | 0 | 0 | 0 | 0 | 0 | 0 | 0 | 0 | 0 | 0 | 0 | 0 | 0 | 0 | 0 | 0
[10 empty] | 0 | 0 | 0 | 0 | 0 | 0 | 0 | 0 | 0 | 0 | 0 | 0 | 0 | 0 | 0 | 0 | 0 | 0 | 0 | 0 | 0 | 0 | 0 | 0 | 0 | 0 | 0 | 0
[10 empty] | 0 | 0 | 0 | 0 | 0 | 0 | 0 | 0 | 0 | 0 | 0 | 0 | 0 | 0 | 0 | 0 | 0 | 0 | 0 | 0 | 0 | 0 | 0 | 0 | 0 | 0 | 0 | 0
[10 empty] | 0 | 16983.3399 | 16627.7987 | 16279.7006 | 15938.8899 | 15605.2139 | 15278.5234 | 14958.672 | 14645.5166 | 17171.2957 | 15887.4585 | 14951.5192 | 14244.7074 | 13689.4573 | 14084.4523 | 13957.2818 | 13593.6135 | 13616.657 | 12838.6669 | 12502.8511 | 12280.4705 | 12049.075 | 12061.4884 | 11750.5883 | 11407.0729 | 11179.3947 | 10827.8866 | 10673.203
[10 empty] | 0 | 0 | 0 | 0 | 0 | 0 | 0 | 0 | 0 | 0 | 0 | 0 | 0 | 0 | 0 | 0 | 0 | 0 | 0 | 0 | 0 | 0 | 0 | 0 | 0 | 0 | 0 | 0
[10 empty] | 0 | 0 | 0 | 0 | 0 | 0 | 0 | 0 | 0 | 0 | 0 | 0 | 0 | 0 | 0 | 0 | 0 | 0 | 0 | 0 | 0 | 0 | 0 | 0 | 0 | 0 | 0 | 0
[10 empty] | 0 | 0 | 0 | 0 | 0 | 0 | 0 | 0 | 0 | 0 | 0 | 0 | 0 | 0 | 0 | 0 | 0 | 0 | 0 | 0 | 0 | 0 | 0 | 0 | 0 | 0 | 0 | 0
[10 empty] | 0 | 0 | 0 | 0 | 0 | 0 | 0 | 0 | 0 | 0 | 0 | 0 | 0 | 0 | 0 | 0 | 0 | 0 | 0 | 0 | 0 | 0 | 0 | 0 | 0 | 0 | 0 | 0
[10 empty] | 0 | 0 | 0 | 0 | 0 | 0 | 0 | 0 | 0 | 0 | 0 | 0 | 0 | 0 | 0 | 0 | 0 | 0 | 0 | 0 | 0 | 0 | 0 | 0 | 0 | 0 | 0 | 0
[10 empty] | 0 | 0 | 0 | 0 | 0 | 0 | 0 | 0 | 0 | 0 | 0 | 0 | 0 | 0 | 0 | 0 | 0 | 0 | 0 | 0 | 0 | 0 | 0 | 0 | 0 | 0 | 0 | 0
[10 empty] | 0 | 0 | 0 | 0 | 0 | 0 | 0 | 0 | 0 | 0 | 0 | 0 | 0 | 0 | 0 | 0 | 0 | 0 | 0 | 0 | 0 | 0 | 0 | 0 | 0 | 0 | 0 | 0
[10 empty] | 0 | 0 | 0 | 0 | 0 | 0 | 0 | 0 | 0 | 0 | 0 | 0 | 0 | 0 | 0 | 0 | 0 | 0 | 0 | 0 | 0 | 0 | 0 | 0 | 0 | 0 | 0 | 0
[10 empty] | 0 | 0 | 0 | 0 | 0 | 0 | 0 | 0 | 0 | 0 | 0 | 0 | 0 | 0 | 0 | 0 | 0 | 0 | 0 | 0 | 0 | 0 | 0 | 0 | 0 | 0 | 0 | 0
[10 empty] | 0 | 11096.7589 | 11079.0041 | 11061.2777 | 11043.5796 | 11025.9099 | 11008.2684 | 10990.6552 | 10973.0702 | 13119.5653 | 12378.3774 | 11879.2092 | 11541.1386 | 11310.3039 | 11866.453 | 11991.5334 | 11909.7243 | 12165.5067 | 11696.9479 | 11615.9463 | 11634.6537 | 11640.8603 | 11882.9752 | 11805.2941 | 11686.4966 | 11679.4213 | 11535.5857 | 11595.344
[10 empty] | 0 | 0 | 0 | 0 | 0 | 0 | 0 | 0 | 0 | 0 | 0 | 0 | 0 | 0 | 0 | 0 | 0 | 0 | 0 | 0 | 0 | 0 | 0 | 0 | 0 | 0 | 0 | 0
[10 empty] | 0 | 0 | 0 | 0 | 0 | 0 | 0 | 0 | 0 | 0 | 0 | 0 | 0 | 0 | 0 | 0 | 0 | 0 | 0 | 0 | 0 | 0 | 0 | 0 | 0 | 0 | 0 | 0
[10 empty] | 0 | 0 | 0 | 0 | 0 | 0 | 0 | 0 | 0 | 0 | 0 | 0 | 0 | 0 | 0 | 0 | 0 | 0 | 0 | 0 | 0 | 0 | 0 | 0 | 0 | 0 | 0 | 0
[10 empty] | 0 | 0 | 0 | 0 | 0 | 0 | 0 | 0 | 0 | 0 | 0 | 0 | 0 | 0 | 0 | 0 | 0 | 0 | 0 | 0 | 0 | 0 | 0 | 0 | 0 | 0 | 0 | 0
[10 empty] | 0 | 0 | 0 | 0 | 0 | 0 | 0 | 0 | 0 | 0 | 0 | 0 | 0 | 0 | 0 | 0 | 0 | 0 | 0 | 0 | 0 | 0 | 0 | 0 | 0 | 0 | 0 | 0
[10 empty] | 0 | 0 | 0 | 0 | 0 | 0 | 0 | 0 | 0 | 0 | 0 | 0 | 0 | 0 | 0 | 0 | 0 | 0 | 0 | 0 | 0 | 0 | 0 | 0 | 0 | 0 | 0 | 0
[10 empty] | 0 | 0 | 0 | 0 | 0 | 0 | 0 | 0 | 0 | 0 | 0 | 0 | 0 | 0 | 0 | 0 | 0 | 0 | 0 | 0 | 0 | 0 | 0 | 0 | 0 | 0 | 0 | 0
[10 empty] | 0 | 0 | 0 | 0 | 0 | 0 | 0 | 0 | 0 | 0 | 0 | 0 | 0 | 0 | 0 | 0 | 0 | 0 | 0 | 0 | 0 | 0 | 0 | 0 | 0 | 0 | 0 | 0
[10 empty] | 0 | 0 | 0 | 0 | 0 | 0 | 0 | 0 | 0 | 0 | 0 | 0 | 0 | 0 | 0 | 0 | 0 | 0 | 0 | 0 | 0 | 0 | 0 | 0 | 0 | 0 | 0 | 0
[10 empty] | 0 | 361.9726 | 414.4374 | 481.8573 | 541.3588 | 608.1518 | 742.7324 | 748.2137 | 979.9764 | 1127.7731 | 1335.3713 | 1512.0824 | 1751.0605 | 1765.3821 | 2177.942 | 2490.0081 | 2702.493 | 2983.2422 | 3279.1485 | 3485.793 | 4104.8112 | 4808.231 | 5624.854 | 6435.0562 | 7376.3929 | 8358.3333 | 9471.5088 | 10652.295
[10 empty] | 0 | 0 | 0 | 0 | 0 | 0 | 0 | 0 | 0 | 0 | 0 | 0 | 0 | 0 | 0 | 0 | 0 | 0 | 0 | 0 | 0 | 0 | 0 | 0 | 0 | 0 | 0 | 0
[10 empty] | 0 | 0 | 0 | 0 | 0 | 0 | 0 | 0 | 0 | 0 | 0 | 0 | 0 | 0 | 0 | 0 | 0 | 0 | 0 | 0 | 0 | 0 | 0 | 0 | 0 | 0 | 0 | 0
[10 empty] | 0 | 0 | 0 | 0 | 0 | 0 | 0 | 0 | 0 | 0 | 0 | 0 | 0 | 0 | 0 | 0 | 0 | 0 | 0 | 0 | 0 | 0 | 0 | 0 | 0 | 0 | 0 | 0
[10 empty] | 0 | 0 | 0 | 0 | 0 | 0 | 0 | 0 | 0 | 0 | 0 | 0 | 0 | 0 | 0 | 0 | 0 | 0 | 0 | 0 | 0 | 0 | 0 | 0 | 0 | 0 | 0 | 0
[10 empty] | 0 | 0 | 0 | 0 | 0 | 0 | 0 | 0 | 0 | 0 | 0 | 0 | 0 | 0 | 0 | 0 | 0 | 0 | 0 | 0 | 0 | 0 | 0 | 0 | 0 | 0 | 0 | 0
[10 empty] | 0 | 0 | 0 | 0 | 0 | 0 | 0 | 0 | 0 | 0 | 0 | 0 | 0 | 0 | 0 | 0 | 0 | 0 | 0 | 0 | 0 | 0 | 0 | 0 | 0 | 0 | 0 | 0
[10 empty] | 0 | 0 | 0 | 0 | 0 | 0 | 0 | 0 | 0 | 0 | 0 | 0 | 0 | 0 | 0 | 0 | 0 | 0 | 0 | 0 | 0 | 0 | 0 | 0 | 0 | 0 | 0 | 0
[10 empty] | 0 | 0 | 0 | 0 | 0 | 0 | 0 | 0 | 0 | 0 | 0 | 0 | 0 | 0 | 0 | 0 | 0 | 0 | 0 | 0 | 0 | 0 | 0 | 0 | 0 | 0 | 0 | 0
[10 empty] | 0 | 0 | 0 | 0 | 0 | 0 | 0 | 0 | 0 | 0 | 0 | 0 | 0 | 0 | 0 | 0 | 0 | 0 | 0 | 0 | 0 | 0 | 0 | 0 | 0 | 0 | 0 | 0
[10 empty] | 0 | 216.5726 | 216.2261 | 215.8801 | 215.5347 | 215.1899 | 214.8456 | 214.5018 | 214.1586 | 213.8159 | 213.4738 | 213.1323 | 212.7913 | 212.4508 | 212.1109 | 211.7715 | 211.4327 | 211.0944 | 272.1621 | 262.9685 | 255.0527 | 248.2306 | 242.3445 | 237.2595 | 232.8601 | 229.0475 | 225.7372 | 222.8567
[10 empty] | 0 | 0 | 0 | 0 | 0 | 0 | 0 | 0 | 0 | 0 | 0 | 0 | 0 | 0 | 0 | 0 | 0 | 0 | 0 | 0 | 0 | 0 | 0 | 0 | 0 | 0 | 0 | 0
[10 empty] | 0 | 0 | 0 | 0 | 0 | 0 | 0 | 0 | 0 | 0 | 0 | 0 | 0 | 0 | 0 | 0 | 0 | 0 | 0 | 0 | 0 | 0 | 0 | 0 | 0 | 0 | 0 | 0
[10 empty] | 0 | 0 | 0 | 0 | 0 | 0 | 0 | 0 | 0 | 0 | 0 | 0 | 0 | 0 | 0 | 0 | 0 | 0 | 0 | 0 | 0 | 0 | 0 | 0 | 0 | 0 | 0 | 0
[10 empty] | 0 | 0 | 0 | 0 | 0 | 0 | 0 | 0 | 0 | 0 | 0 | 0 | 0 | 0 | 0 | 0 | 0 | 0 | 0 | 0 | 0 | 0 | 0 | 0 | 0 | 0 | 0 | 0
[10 empty] | 0 | 0 | 0 | 0 | 0 | 0 | 0 | 0 | 0 | 0 | 0 | 0 | 0 | 0 | 0 | 0 | 0 | 0 | 0 | 0 | 0 | 0 | 0 | 0 | 0 | 0 | 0 | 0
[10 empty] | 0 | 0 | 0 | 0 | 0 | 0 | 0 | 0 | 0 | 0 | 0 | 0 | 0 | 0 | 0 | 0 | 0 | 0 | 0 | 0 | 0 | 0 | 0 | 0 | 0 | 0 | 0 | 0
[10 empty] | 0 | 0 | 0 | 0 | 0 | 0 | 0 | 0 | 0 | 0 | 0 | 0 | 0 | 0 | 0 | 0 | 0 | 0 | 0 | 0 | 0 | 0 | 0 | 0 | 0 | 0 | 0 | 0
[10 empty] | 0 | 0 | 0 | 0 | 0 | 0 | 0 | 0 | 0 | 0 | 0 | 0 | 0 | 0 | 0 | 0 | 0 | 0 | 0 | 0 | 0 | 0 | 0 | 0 | 0 | 0 | 0 | 0
[10 empty] | 0 | 0 | 0 | 0 | 0 | 0 | 0 | 0 | 0 | 0 | 0 | 0 | 0 | 0 | 0 | 0 | 0 | 0 | 0 | 0 | 0 | 0 | 0 | 0 | 0 | 0 | 0 | 0
[10 empty] | 0 | 593.4021 | 592.4526 | 591.5047 | 590.5583 | 589.6134 | 588.67 | 587.7281 | 586.7878 | 585.8489 | 584.9116 | 583.9757 | 583.0413 | 582.1085 | 581.1771 | 749.3064 | 723.9948 | 702.2015 | 683.4192 | 667.2138 | 653.214 | 641.1017 | 654.4872 | 662.3664 | 666.0306 | 666.513 | 664.6366 | 661.0532
[10 empty] | 0 | 0 | 0 | 0 | 0 | 0 | 0 | 0 | 0 | 0 | 0 | 0 | 0 | 0 | 0 | 0 | 0 | 0 | 0 | 0 | 0 | 0 | 0 | 0 | 0 | 0 | 0 | 0
[10 empty] | 0 | 0 | 0 | 0 | 0 | 0 | 0 | 0 | 0 | 0 | 0 | 0 | 0 | 0 | 0 | 0 | 0 | 0 | 0 | 0 | 0 | 0 | 0 | 0 | 0 | 0 | 0 | 0
[10 empty] | 0 | 0 | 0 | 0 | 0 | 0 | 0 | 0 | 0 | 0 | 0 | 0 | 0 | 0 | 0 | 0 | 0 | 0 | 0 | 0 | 0 | 0 | 0 | 0 | 0 | 0 | 0 | 0
[10 empty] | 0 | 0 | 0 | 0 | 0 | 0 | 0 | 0 | 0 | 0 | 0 | 0 | 0 | 0 | 0 | 0 | 0 | 0 | 0 | 0 | 0 | 0 | 0 | 0 | 0 | 0 | 0 | 0
[10 empty] | 0 | 0 | 0 | 0 | 0 | 0 | 0 | 0 | 0 | 0 | 0 | 0 | 0 | 0 | 0 | 0 | 0 | 0 | 0 | 0 | 0 | 0 | 0 | 0 | 0 | 0 | 0 | 0
[10 empty] | 0 | 0 | 0 | 0 | 0 | 0 | 0 | 0 | 0 | 0 | 0 | 0 | 0 | 0 | 0 | 0 | 0 | 0 | 0 | 0 | 0 | 0 | 0 | 0 | 0 | 0 | 0 | 0
[10 empty] | 0 | 0 | 0 | 0 | 0 | 0 | 0 | 0 | 0 | 0 | 0 | 0 | 0 | 0 | 0 | 0 | 0 | 0 | 0 | 0 | 0 | 0 | 0 | 0 | 0 | 0 | 0 | 0
[10 empty] | 0 | 0 | 0 | 0 | 0 | 0 | 0 | 0 | 0 | 0 | 0 | 0 | 0 | 0 | 0 | 0 | 0 | 0 | 0 | 0 | 0 | 0 | 0 | 0 | 0 | 0 | 0 | 0
[10 empty] | 0 | 0 | 0 | 0 | 0 | 0 | 0 | 0 | 0 | 0 | 0 | 0 | 0 | 0 | 0 | 0 | 0 | 0 | 0 | 0 | 0 | 0 | 0 | 0 | 0 | 0 | 0 | 0
[10 empty] | 0 | 9315.012 | 9300.108 | 9285.2278 | 9270.3714 | 9255.5388 | 9240.73 | 9225.9448 | 9211.1833 | 9196.4454 | 11588.6668 | 11089.508 | 10687.8864 | 10364.1745 | 10581.0089 | 10655.0045 | 10634.2948 | 10553.4245 | 10531.9218 | 11151.3875 | 10895.9278 | 10700.8128 | 10560.6627 | 10711.3639 | 10744.1472 | 10707.1175 | 10634.1364 | 10621.0994
[10 empty] | 0 | 0 | 0 | 0 | 0 | 0 | 0 | 0 | 0 | 0 | 0 | 0 | 0 | 0 | 0 | 0 | 0 | 0 | 0 | 0 | 0 | 0 | 0 | 0 | 0 | 0 | 0 | 0
[10 empty] | 0 | 0 | 0 | 0 | 0 | 0 | 0 | 0 | 0 | 0 | 0 | 0 | 0 | 0 | 0 | 0 | 0 | 0 | 0 | 0 | 0 | 0 | 0 | 0 | 0 | 0 | 0 | 0
[10 empty] | 0 | 0 | 0 | 0 | 0 | 0 | 0 | 0 | 0 | 0 | 0 | 0 | 0 | 0 | 0 | 0 | 0 | 0 | 0 | 0 | 0 | 0 | 0 | 0 | 0 | 0 | 0 | 0
[10 empty] | 0 | 0 | 0 | 0 | 0 | 0 | 0 | 0 | 0 | 0 | 0 | 0 | 0 | 0 | 0 | 0 | 0 | 0 | 0 | 0 | 0 | 0 | 0 | 0 | 0 | 0 | 0 | 0
[10 empty] | 0 | 0 | 0 | 0 | 0 | 0 | 0 | 0 | 0 | 0 | 0 | 0 | 0 | 0 | 0 | 0 | 0 | 0 | 0 | 0 | 0 | 0 | 0 | 0 | 0 | 0 | 0 | 0
[10 empty] | 0 | 0 | 0 | 0 | 0 | 0 | 0 | 0 | 0 | 0 | 0 | 0 | 0 | 0 | 0 | 0 | 0 | 0 | 0 | 0 | 0 | 0 | 0 | 0 | 0 | 0 | 0 | 0
[10 empty] | 0 | 0 | 0 | 0 | 0 | 0 | 0 | 0 | 0 | 0 | 0 | 0 | 0 | 0 | 0 | 0 | 0 | 0 | 0 | 0 | 0 | 0 | 0 | 0 | 0 | 0 | 0 | 0
[10 empty] | 0 | 0 | 0 | 0 | 0 | 0 | 0 | 0 | 0 | 0 | 0 | 0 | 0 | 0 | 0 | 0 | 0 | 0 | 0 | 0 | 0 | 0 | 0 | 0 | 0 | 0 | 0 | 0
[10 empty] | 0 | 0 | 0 | 0 | 0 | 0 | 0 | 0 | 0 | 0 | 0 | 0 | 0 | 0 | 0 | 0 | 0 | 0 | 0 | 0 | 0 | 0 | 0 | 0 | 0 | 0 | 0 | 0
[10 empty] | 0 | 671.6015 | 677.0119 | 0 | 0 | 0 | 0 | 0 | 0 | 0 | 0 | 0 | 0 | 0 | 0 | 0 | 0 | 0 | 0 | 0 | 0 | 0 | 0 | 0 | 0 | 0 | 0 | 0
[10 empty] | 0 | 0 | 0 | 0 | 0 | 0 | 0 | 0 | 0 | 0 | 0 | 0 | 0 | 0 | 0 | 0 | 0 | 0 | 0 | 0 | 0 | 0 | 0 | 0 | 0 | 0 | 0 | 0
[10 empty] | 0 | 0 | 0 | 682.5758 | 688.2974 | 694.1812 | 700.2318 | 706.454 | 712.8526 | 746.6942 | 777.6007 | 806.0454 | 832.4352 | 857.1208 | 880.404 | 902.5456 | 1119.4463 | 1117.4663 | 1121.638 | 1130.7721 | 1143.9085 | 1160.2755 | 1179.2562 | 1200.3602 | 1259.0971 | 1310.0185 | 1355.3061 | 1396.6423
[10 empty] | 0 | 0 | 0 | 0 | 0 | 0 | 0 | 0 | 0 | 0 | 0 | 0 | 0 | 0 | 0 | 0 | 0 | 0 | 0 | 0 | 0 | 0 | 0 | 0 | 0 | 0 | 0 | 0
[10 empty] | 0 | 0 | 0 | 0 | 0 | 0 | 0 | 0 | 0 | 0 | 0 | 0 | 0 | 0 | 0 | 0 | 0 | 0 | 0 | 0 | 0 | 0 | 0 | 0 | 0 | 0 | 0 | 0
[10 empty] | 0 | 0 | 0 | 0 | 0 | 0 | 0 | 0 | 0 | 0 | 0 | 0 | 0 | 0 | 0 | 0 | 0 | 0 | 0 | 0 | 0 | 0 | 0 | 0 | 0 | 0 | 0 | 0
[10 empty] | 0 | 0 | 0 | 0 | 0 | 0 | 0 | 0 | 0 | 0 | 0 | 0 | 0 | 0 | 0 | 0 | 0 | 0 | 0 | 0 | 0 | 0 | 0 | 0 | 0 | 0 | 0 | 0
[10 empty] | 0 | 0 | 0 | 0 | 0 | 0 | 0 | 0 | 0 | 0 | 0 | 0 | 0 | 0 | 0 | 0 | 0 | 0 | 0 | 0 | 0 | 0 | 0 | 0 | 0 | 0 | 0 | 0
[10 empty] | 0 | 0 | 0 | 0 | 0 | 0 | 0 | 0 | 0 | 0 | 0 | 0 | 0 | 0 | 0 | 0 | 0 | 0 | 0 | 0 | 0 | 0 | 0 | 0 | 0 | 0 | 0 | 0
[10 empty] | 0 | 0 | 0 | 0 | 0 | 0 | 0 | 0 | 0 | 0 | 0 | 0 | 0 | 0 | 0 | 0 | 0 | 0 | 0 | 0 | 0 | 0 | 0 | 0 | 0 | 0 | 0 | 0
[10 empty] | 0 | 281.8762 | 281.9317 | 281.9875 | 282.0434 | 282.0995 | 282.1559 | 282.2125 | 283.9261 | 285.4621 | 286.8401 | 288.0778 | 289.1908 | 290.193 | 291.0968 | 292.0973 | 293.1639 | 381.0745 | 372.576 | 365.1523 | 358.6716 | 353.0183 | 348.1112 | 343.8748 | 350.3941 | 355.197 | 358.5997 | 360.868
[10 empty] | 0 | 0 | 0 | 0 | 0 | 0 | 0 | 0 | 0 | 0 | 0 | 0 | 0 | 0 | 0 | 0 | 0 | 0 | 0 | 0 | 0 | 0 | 0 | 0 | 0 | 0 | 0 | 0
[10 empty] | 0 | 0 | 0 | 0 | 0 | 0 | 0 | 0 | 0 | 0 | 0 | 0 | 0 | 0 | 0 | 0 | 0 | 0 | 0 | 0 | 0 | 0 | 0 | 0 | 0 | 0 | 0 | 0
[10 empty] | 0 | 0 | 0 | 0 | 0 | 0 | 0 | 0 | 0 | 0 | 0 | 0 | 0 | 0 | 0 | 0 | 0 | 0 | 0 | 0 | 0 | 0 | 0 | 0 | 0 | 0 | 0 | 0
[10 empty] | 0 | 0 | 0 | 0 | 0 | 0 | 0 | 0 | 0 | 0 | 0 | 0 | 0 | 0 | 0 | 0 | 0 | 0 | 0 | 0 | 0 | 0 | 0 | 0 | 0 | 0 | 0 | 0
[10 empty] | 0 | 0 | 0 | 0 | 0 | 0 | 0 | 0 | 0 | 0 | 0 | 0 | 0 | 0 | 0 | 0 | 0 | 0 | 0 | 0 | 0 | 0 | 0 | 0 | 0 | 0 | 0 | 0
[10 empty] | 0 | 0 | 0 | 0 | 0 | 0 | 0 | 0 | 0 | 0 | 0 | 0 | 0 | 0 | 0 | 0 | 0 | 0 | 0 | 0 | 0 | 0 | 0 | 0 | 0 | 0 | 0 | 0
[10 empty] | 0 | 0 | 0 | 0 | 0 | 0 | 0 | 0 | 0 | 0 | 0 | 0 | 0 | 0 | 0 | 0 | 0 | 0 | 0 | 0 | 0 | 0 | 0 | 0 | 0 | 0 | 0 | 0
[10 empty] | 0 | 0 | 0 | 0 | 0 | 0 | 0 | 0 | 0 | 0 | 0 | 0 | 0 | 0 | 0 | 0 | 0 | 0 | 0 | 0 | 0 | 0 | 0 | 0 | 0 | 0 | 0 | 0
[10 empty] | 0 | 0 | 0 | 0 | 0 | 0 | 0 | 0 | 0 | 0 | 0 | 0 | 0 | 0 | 0 | 0 | 0 | 0 | 0 | 0 | 0 | 0 | 0 | 0 | 0 | 0 | 0 | 0
[10 empty] | 0 | 179.2211 | 178.9344 | 178.6481 | 178.3622 | 178.0769 | 177.7919 | 177.5075 | 177.2235 | 176.9399 | 176.6568 | 176.3741 | 176.0919 | 175.8102 | 175.5289 | 175.2481 | 174.9677 | 174.6877 | 174.4082 | 174.1292 | 173.8505 | 173.5724 | 173.2947 | 173.0174 | 172.7406 | 172.4642 | 172.1882 | 171.9127
[10 empty] | 0 | 0 | 0 | 0 | 0 | 0 | 0 | 0 | 0 | 0 | 0 | 0 | 0 | 0 | 0 | 0 | 0 | 0 | 0 | 0 | 0 | 0 | 0 | 0 | 0 | 0 | 0 | 0
[10 empty] | 0 | 0 | 0 | 0 | 0 | 0 | 0 | 0 | 0 | 0 | 0 | 0 | 0 | 0 | 0 | 0 | 0 | 0 | 0 | 0 | 0 | 0 | 0 | 0 | 0 | 0 | 0 | 0
[10 empty] | 0 | 0 | 0 | 0 | 0 | 0 | 0 | 0 | 0 | 0 | 0 | 0 | 0 | 0 | 0 | 0 | 0 | 0 | 0 | 0 | 0 | 0 | 0 | 0 | 0 | 0 | 0 | 0
[10 empty] | 0 | 0 | 0 | 0 | 0 | 0 | 0 | 0 | 0 | 0 | 0 | 0 | 0 | 0 | 0 | 0 | 0 | 0 | 0 | 0 | 0 | 0 | 0 | 0 | 0 | 0 | 0 | 0
[10 empty] | 0 | 0 | 0 | 0 | 0 | 0 | 0 | 0 | 0 | 0 | 0 | 0 | 0 | 0 | 0 | 0 | 0 | 0 | 0 | 0 | 0 | 0 | 0 | 0 | 0 | 0 | 0 | 0
[10 empty] | 0 | 0 | 0 | 0 | 0 | 0 | 0 | 0 | 0 | 0 | 0 | 0 | 0 | 0 | 0 | 0 | 0 | 0 | 0 | 0 | 0 | 0 | 0 | 0 | 0 | 0 | 0 | 0
[10 empty] | 0 | 0 | 0 | 0 | 0 | 0 | 0 | 0 | 0 | 0 | 0 | 0 | 0 | 0 | 0 | 0 | 0 | 0 | 0 | 0 | 0 | 0 | 0 | 0 | 0 | 0 | 0 | 0
[10 empty] | 0 | 0 | 0 | 0 | 0 | 0 | 0 | 0 | 0 | 0 | 0 | 0 | 0 | 0 | 0 | 0 | 0 | 0 | 0 | 0 | 0 | 0 | 0 | 0 | 0 | 0 | 0 | 0
[10 empty] | 0 | 0 | 0 | 0 | 0 | 0 | 0 | 0 | 0 | 0 | 0 | 0 | 0 | 0 | 0 | 0 | 0 | 0 | 0 | 0 | 0 | 0 | 0 | 0 | 0 | 0 | 0 | 0
[10 empty] | 0 | 8630.8125 | 8617.0032 | 8603.216 | 8589.4508 | 8575.7077 | 8561.9866 | 8548.2874 | 8534.6101 | 8520.9548 | 8507.3212 | 10968.4125 | 10597.8997 | 10278.8871 | 10355.7848 | 10368.9149 | 10334.7965 | 10316.5316 | 10302.7678 | 10286.1384 | 10269.3107 | 10962.522 | 10742.6146 | 10566.6283 | 10627.9525 | 10630.9184 | 10594.8946 | 10577.3151
[10 empty] | 0 | 0 | 0 | 0 | 0 | 0 | 0 | 0 | 0 | 0 | 0 | 0 | 0 | 0 | 0 | 0 | 0 | 0 | 0 | 0 | 0 | 0 | 0 | 0 | 0 | 0 | 0 | 0
[10 empty] | 0 | 0 | 0 | 0 | 0 | 0 | 0 | 0 | 0 | 0 | 0 | 0 | 0 | 0 | 0 | 0 | 0 | 0 | 0 | 0 | 0 | 0 | 0 | 0 | 0 | 0 | 0 | 0
[10 empty] | 0 | 0 | 0 | 0 | 0 | 0 | 0 | 0 | 0 | 0 | 0 | 0 | 0 | 0 | 0 | 0 | 0 | 0 | 0 | 0 | 0 | 0 | 0 | 0 | 0 | 0 | 0 | 0
[10 empty] | 0 | 0 | 0 | 0 | 0 | 0 | 0 | 0 | 0 | 0 | 0 | 0 | 0 | 0 | 0 | 0 | 0 | 0 | 0 | 0 | 0 | 0 | 0 | 0 | 0 | 0 | 0 | 0
[10 empty] | 0 | 0 | 0 | 0 | 0 | 0 | 0 | 0 | 0 | 0 | 0 | 0 | 0 | 0 | 0 | 0 | 0 | 0 | 0 | 0 | 0 | 0 | 0 | 0 | 0 | 0 | 0 | 0
[10 empty] | 0 | 0 | 0 | 0 | 0 | 0 | 0 | 0 | 0 | 0 | 0 | 0 | 0 | 0 | 0 | 0 | 0 | 0 | 0 | 0 | 0 | 0 | 0 | 0 | 0 | 0 | 0 | 0
[10 empty] | 0 | 0 | 0 | 0 | 0 | 0 | 0 | 0 | 0 | 0 | 0 | 0 | 0 | 0 | 0 | 0 | 0 | 0 | 0 | 0 | 0 | 0 | 0 | 0 | 0 | 0 | 0 | 0
[10 empty] | 0 | 0 | 0 | 0 | 0 | 0 | 0 | 0 | 0 | 0 | 0 | 0 | 0 | 0 | 0 | 0 | 0 | 0 | 0 | 0 | 0 | 0 | 0 | 0 | 0 | 0 | 0 | 0
[10 empty] | 0 | 0 | 0 | 0 | 0 | 0 | 0 | 0 | 0 | 0 | 0 | 0 | 0 | 0 | 0 | 0 | 0 | 0 | 0 | 0 | 0 | 0 | 0 | 0 | 0 | 0 | 0 | 0
[10 empty] | 0 | 2074.5968 | 1694.4375 | 1301.4068 | 888.7013 | 574.4245 | 679.384 | 821.4886 | 962.2547 | 1100.9273 | 1201.8253 | 1299.1956 | 1412.3244 | 1491.4644 | 1552.3845 | 1595.1496 | 1641.2916 | 1691.4102 | 1716.948 | 1747.6132 | 1766.5626 | 1773.9654 | 1753.4383 | 1737.8254 | 1739.1792 | 1738.5864 | 1735.9528 | 2045.764
[10 empty] | 0 | 0 | 0 | 0 | 0 | 0 | 0 | 0 | 0 | 0 | 0 | 0 | 0 | 0 | 0 | 0 | 0 | 0 | 0 | 0 | 0 | 0 | 0 | 0 | 0 | 0 | 0 | 0
[10 empty] | 0 | 0 | 0 | 0 | 0 | 0 | 0 | 0 | 0 | 0 | 0 | 0 | 0 | 0 | 0 | 0 | 0 | 0 | 0 | 0 | 0 | 0 | 0 | 0 | 0 | 0 | 0 | 0
[10 empty] | 0 | 0 | 0 | 0 | 0 | 0 | 0 | 0 | 0 | 0 | 0 | 0 | 0 | 0 | 0 | 0 | 0 | 0 | 0 | 0 | 0 | 0 | 0 | 0 | 0 | 0 | 0 | 0
[10 empty] | 0 | 0 | 0 | 0 | 0 | 0 | 0 | 0 | 0 | 0 | 0 | 0 | 0 | 0 | 0 | 0 | 0 | 0 | 0 | 0 | 0 | 0 | 0 | 0 | 0 | 0 | 0 | 0
[10 empty] | 0 | 0 | 0 | 0 | 0 | 0 | 0 | 0 | 0 | 0 | 0 | 0 | 0 | 0 | 0 | 0 | 0 | 0 | 0 | 0 | 0 | 0 | 0 | 0 | 0 | 0 | 0 | 0
[10 empty] | 0 | 0 | 0 | 0 | 0 | 0 | 0 | 0 | 0 | 0 | 0 | 0 | 0 | 0 | 0 | 0 | 0 | 0 | 0 | 0 | 0 | 0 | 0 | 0 | 0 | 0 | 0 | 0
[10 empty] | 0 | 0 | 0 | 0 | 0 | 0 | 0 | 0 | 0 | 0 | 0 | 0 | 0 | 0 | 0 | 0 | 0 | 0 | 0 | 0 | 0 | 0 | 0 | 0 | 0 | 0 | 0 | 0
[10 empty] | 0 | 0 | 0 | 0 | 0 | 0 | 0 | 0 | 0 | 0 | 0 | 0 | 0 | 0 | 0 | 0 | 0 | 0 | 0 | 0 | 0 | 0 | 0 | 0 | 0 | 0 | 0 | 0
[10 empty] | 0 | 0 | 0 | 0 | 0 | 0 | 0 | 0 | 0 | 0 | 0 | 0 | 0 | 0 | 0 | 0 | 0 | 0 | 0 | 0 | 0 | 0 | 0 | 0 | 0 | 0 | 0 | 0
[10 empty] | 0 | 2074.5968 | 1694.4375 | 1301.4068 | 888.7013 | 574.4245 | 679.384 | 821.4886 | 962.2547 | 1100.9273 | 1201.8253 | 1299.1956 | 1412.3244 | 1491.4644 | 1552.3845 | 1595.1496 | 1641.2916 | 1691.4102 | 1716.948 | 1747.6132 | 1766.5626 | 1773.9654 | 1753.4383 | 1737.8254 | 1739.1792 | 1738.5864 | 1735.9528 | 2045.764
[10 empty] | 0 | 0 | 0 | 0 | 0 | 0 | 0 | 0 | 0 | 0 | 0 | 0 | 0 | 0 | 0 | 0 | 0 | 0 | 0 | 0 | 0 | 0 | 0 | 0 | 0 | 0 | 0 | 0
[10 empty] | 0 | 0 | 0 | 0 | 0 | 0 | 0 | 0 | 0 | 0 | 0 | 0 | 0 | 0 | 0 | 0 | 0 | 0 | 0 | 0 | 0 | 0 | 0 | 0 | 0 | 0 | 0 | 0
[10 empty] | 0 | 0 | 0 | 0 | 0 | 0 | 0 | 0 | 0 | 0 | 0 | 0 | 0 | 0 | 0 | 0 | 0 | 0 | 0 | 0 | 0 | 0 | 0 | 0 | 0 | 0 | 0 | 0
[10 empty] | 0 | 0 | 0 | 0 | 0 | 0 | 0 | 0 | 0 | 0 | 0 | 0 | 0 | 0 | 0 | 0 | 0 | 0 | 0 | 0 | 0 | 0 | 0 | 0 | 0 | 0 | 0 | 0
[10 empty] | 0 | 0 | 0 | 0 | 0 | 0 | 0 | 0 | 0 | 0 | 0 | 0 | 0 | 0 | 0 | 0 | 0 | 0 | 0 | 0 | 0 | 0 | 0 | 0 | 0 | 0 | 0 | 0
[10 empty] | 0 | 0 | 0 | 0 | 0 | 0 | 0 | 0 | 0 | 0 | 0 | 0 | 0 | 0 | 0 | 0 | 0 | 0 | 0 | 0 | 0 | 0 | 0 | 0 | 0 | 0 | 0 | 0
[10 empty] | 0 | 0 | 0 | 0 | 0 | 0 | 0 | 0 | 0 | 0 | 0 | 0 | 0 | 0 | 0 | 0 | 0 | 0 | 0 | 0 | 0 | 0 | 0 | 0 | 0 | 0 | 0 | 0
[10 empty] | 0 | 0 | 0 | 0 | 0 | 0 | 0 | 0 | 0 | 0 | 0 | 0 | 0 | 0 | 0 | 0 | 0 | 0 | 0 | 0 | 0 | 0 | 0 | 0 | 0 | 0 | 0 | 0
[10 empty] | 0 | 0 | 0 | 0 | 0 | 0 | 0 | 0 | 0 | 0 | 0 | 0 | 0 | 0 | 0 | 0 | 0 | 0 | 0 | 0 | 0 | 0 | 0 | 0 | 0 | 0 | 0 | 0
[10 empty] | 0 | 2074.5968 | 1694.4375 | 1301.4068 | 888.7013 | 574.4245 | 679.384 | 821.4886 | 962.2547 | 1100.9273 | 1201.8253 | 1299.1956 | 1412.3244 | 1491.4644 | 1552.3845 | 1595.1496 | 1641.2916 | 1691.4102 | 1716.948 | 1747.6132 | 1766.5626 | 1773.9654 | 1753.4383 | 1737.8254 | 1739.1792 | 1738.5864 | 1735.9528 | 2045.764
[10 empty] | 0 | 0 | 0 | 0 | 0 | 0 | 0 | 0 | 0 | 0 | 0 | 0 | 0 | 0 | 0 | 0 | 0 | 0 | 0 | 0 | 0 | 0 | 0 | 0 | 0 | 0 | 0 | 0
[10 empty] | 0 | 0 | 0 | 0 | 0 | 0 | 0 | 0 | 0 | 0 | 0 | 0 | 0 | 0 | 0 | 0 | 0 | 0 | 0 | 0 | 0 | 0 | 0 | 0 | 0 | 0 | 0 | 0
[10 empty] | 0 | 0 | 0 | 0 | 0 | 0 | 0 | 0 | 0 | 0 | 0 | 0 | 0 | 0 | 0 | 0 | 0 | 0 | 0 | 0 | 0 | 0 | 0 | 0 | 0 | 0 | 0 | 0
[10 empty] | 0 | 0 | 0 | 0 | 0 | 0 | 0 | 0 | 0 | 0 | 0 | 0 | 0 | 0 | 0 | 0 | 0 | 0 | 0 | 0 | 0 | 0 | 0 | 0 | 0 | 0 | 0 | 0
[10 empty] | 0 | 0 | 0 | 0 | 0 | 0 | 0 | 0 | 0 | 0 | 0 | 0 | 0 | 0 | 0 | 0 | 0 | 0 | 0 | 0 | 0 | 0 | 0 | 0 | 0 | 0 | 0 | 0
[10 empty] | 0 | 0 | 0 | 0 | 0 | 0 | 0 | 0 | 0 | 0 | 0 | 0 | 0 | 0 | 0 | 0 | 0 | 0 | 0 | 0 | 0 | 0 | 0 | 0 | 0 | 0 | 0 | 0
[10 empty] | 0 | 0 | 0 | 0 | 0 | 0 | 0 | 0 | 0 | 0 | 0 | 0 | 0 | 0 | 0 | 0 | 0 | 0 | 0 | 0 | 0 | 0 | 0 | 0 | 0 | 0 | 0 | 0
[10 empty] | 0 | 0 | 0 | 0 | 0 | 0 | 0 | 0 | 0 | 0 | 0 | 0 | 0 | 0 | 0 | 0 | 0 | 0 | 0 | 0 | 0 | 0 | 0 | 0 | 0 | 0 | 0 | 0
[10 empty] | 0 | 0 | 0 | 0 | 0 | 0 | 0 | 0 | 0 | 0 | 0 | 0 | 0 | 0 | 0 | 0 | 0 | 0 | 0 | 0 | 0 | 0 | 0 | 0 | 0 | 0 | 0 | 0
[10 empty] | 0 | 2074.5968 | 1694.4375 | 1301.4068 | 888.7013 | 574.4245 | 679.384 | 821.4886 | 962.2547 | 1100.9273 | 1201.8253 | 1299.1956 | 1412.3244 | 1491.4644 | 1552.3845 | 1595.1496 | 1641.2916 | 1691.4102 | 1716.948 | 1747.6132 | 1766.5626 | 1773.9654 | 1753.4383 | 1737.8254 | 1739.1792 | 1738.5864 | 1735.9528 | 2045.764
[10 empty] | 0 | 0 | 0 | 0 | 0 | 0 | 0 | 0 | 0 | 0 | 0 | 0 | 0 | 0 | 0 | 0 | 0 | 0 | 0 | 0 | 0 | 0 | 0 | 0 | 0 | 0 | 0 | 0
[10 empty] | 0 | 0 | 0 | 0 | 0 | 0 | 0 | 0 | 0 | 0 | 0 | 0 | 0 | 0 | 0 | 0 | 0 | 0 | 0 | 0 | 0 | 0 | 0 | 0 | 0 | 0 | 0 | 0
[10 empty] | 0 | 0 | 0 | 0 | 0 | 0 | 0 | 0 | 0 | 0 | 0 | 0 | 0 | 0 | 0 | 0 | 0 | 0 | 0 | 0 | 0 | 0 | 0 | 0 | 0 | 0 | 0 | 0
[10 empty] | 0 | 0 | 0 | 0 | 0 | 0 | 0 | 0 | 0 | 0 | 0 | 0 | 0 | 0 | 0 | 0 | 0 | 0 | 0 | 0 | 0 | 0 | 0 | 0 | 0 | 0 | 0 | 0
[10 empty] | 0 | 0 | 0 | 0 | 0 | 0 | 0 | 0 | 0 | 0 | 0 | 0 | 0 | 0 | 0 | 0 | 0 | 0 | 0 | 0 | 0 | 0 | 0 | 0 | 0 | 0 | 0 | 0
[10 empty] | 0 | 0 | 0 | 0 | 0 | 0 | 0 | 0 | 0 | 0 | 0 | 0 | 0 | 0 | 0 | 0 | 0 | 0 | 0 | 0 | 0 | 0 | 0 | 0 | 0 | 0 | 0 | 0
[10 empty] | 0 | 0 | 0 | 0 | 0 | 0 | 0 | 0 | 0 | 0 | 0 | 0 | 0 | 0 | 0 | 0 | 0 | 0 | 0 | 0 | 0 | 0 | 0 | 0 | 0 | 0 | 0 | 0
[10 empty] | 0 | 0 | 0 | 0 | 0 | 0 | 0 | 0 | 0 | 0 | 0 | 0 | 0 | 0 | 0 | 0 | 0 | 0 | 0 | 0 | 0 | 0 | 0 | 0 | 0 | 0 | 0 | 0
[10 empty] | 0 | 0 | 0 | 0 | 0 | 0 | 0 | 0 | 0 | 0 | 0 | 0 | 0 | 0 | 0 | 0 | 0 | 0 | 0 | 0 | 0 | 0 | 0 | 0 | 0 | 0 | 0 | 0
[10 empty] | 0 | 2074.5968 | 1694.4375 | 1301.4068 | 888.7013 | 574.4245 | 679.384 | 821.4886 | 962.2547 | 1100.9273 | 1201.8253 | 1299.1956 | 1412.3244 | 1491.4644 | 1552.3845 | 1595.1496 | 1641.2916 | 1691.4102 | 1716.948 | 1747.6132 | 1766.5626 | 1773.9654 | 1753.4383 | 1737.8254 | 1739.1792 | 1738.5864 | 1735.9528 | 2045.764
[10 empty] | 0 | 0 | 0 | 0 | 0 | 0 | 0 | 0 | 0 | 0 | 0 | 0 | 0 | 0 | 0 | 0 | 0 | 0 | 0 | 0 | 0 | 0 | 0 | 0 | 0 | 0 | 0 | 0
[10 empty] | 0 | 0 | 0 | 0 | 0 | 0 | 0 | 0 | 0 | 0 | 0 | 0 | 0 | 0 | 0 | 0 | 0 | 0 | 0 | 0 | 0 | 0 | 0 | 0 | 0 | 0 | 0 | 0
[10 empty] | 0 | 0 | 0 | 0 | 0 | 0 | 0 | 0 | 0 | 0 | 0 | 0 | 0 | 0 | 0 | 0 | 0 | 0 | 0 | 0 | 0 | 0 | 0 | 0 | 0 | 0 | 0 | 0
[10 empty] | 0 | 0 | 0 | 0 | 0 | 0 | 0 | 0 | 0 | 0 | 0 | 0 | 0 | 0 | 0 | 0 | 0 | 0 | 0 | 0 | 0 | 0 | 0 | 0 | 0 | 0 | 0 | 0
[10 empty] | 0 | 0 | 0 | 0 | 0 | 0 | 0 | 0 | 0 | 0 | 0 | 0 | 0 | 0 | 0 | 0 | 0 | 0 | 0 | 0 | 0 | 0 | 0 | 0 | 0 | 0 | 0 | 0
[10 empty] | 0 | 0 | 0 | 0 | 0 | 0 | 0 | 0 | 0 | 0 | 0 | 0 | 0 | 0 | 0 | 0 | 0 | 0 | 0 | 0 | 0 | 0 | 0 | 0 | 0 | 0 | 0 | 0
[10 empty] | 0 | 0 | 0 | 0 | 0 | 0 | 0 | 0 | 0 | 0 | 0 | 0 | 0 | 0 | 0 | 0 | 0 | 0 | 0 | 0 | 0 | 0 | 0 | 0 | 0 | 0 | 0 | 0
[10 empty] | 0 | 0 | 0 | 0 | 0 | 0 | 0 | 0 | 0 | 0 | 0 | 0 | 0 | 0 | 0 | 0 | 0 | 0 | 0 | 0 | 0 | 0 | 0 | 0 | 0 | 0 | 0 | 0
[10 empty] | 0 | 0 | 0 | 0 | 0 | 0 | 0 | 0 | 0 | 0 | 0 | 0 | 0 | 0 | 0 | 0 | 0 | 0 | 0 | 0 | 0 | 0 | 0 | 0 | 0 | 0 | 0 | 0
[10 empty] | 0 | 2074.5968 | 1694.4375 | 1301.4068 | 888.7013 | 574.4245 | 679.384 | 821.4886 | 962.2547 | 1100.9273 | 1201.8253 | 1299.1956 | 1412.3244 | 1491.4644 | 1552.3845 | 1595.1496 | 1641.2916 | 1691.4102 | 1716.948 | 1747.6132 | 1766.5626 | 1773.9654 | 1753.4383 | 1737.8254 | 1739.1792 | 1738.5864 | 1735.9528 | 2045.764
[10 empty] | 0 | 0 | 0 | 0 | 0 | 0 | 0 | 0 | 0 | 0 | 0 | 0 | 0 | 0 | 0 | 0 | 0 | 0 | 0 | 0 | 0 | 0 | 0 | 0 | 0 | 0 | 0 | 0
[10 empty] | 0 | 0 | 0 | 0 | 0 | 0 | 0 | 0 | 0 | 0 | 0 | 0 | 0 | 0 | 0 | 0 | 0 | 0 | 0 | 0 | 0 | 0 | 0 | 0 | 0 | 0 | 0 | 0
[10 empty] | 0 | 0 | 0 | 0 | 0 | 0 | 0 | 0 | 0 | 0 | 0 | 0 | 0 | 0 | 0 | 0 | 0 | 0 | 0 | 0 | 0 | 0 | 0 | 0 | 0 | 0 | 0 | 0
[10 empty] | 0 | 0 | 0 | 0 | 0 | 0 | 0 | 0 | 0 | 0 | 0 | 0 | 0 | 0 | 0 | 0 | 0 | 0 | 0 | 0 | 0 | 0 | 0 | 0 | 0 | 0 | 0 | 0
[10 empty] | 0 | 0 | 0 | 0 | 0 | 0 | 0 | 0 | 0 | 0 | 0 | 0 | 0 | 0 | 0 | 0 | 0 | 0 | 0 | 0 | 0 | 0 | 0 | 0 | 0 | 0 | 0 | 0
[10 empty] | 0 | 0 | 0 | 0 | 0 | 0 | 0 | 0 | 0 | 0 | 0 | 0 | 0 | 0 | 0 | 0 | 0 | 0 | 0 | 0 | 0 | 0 | 0 | 0 | 0 | 0 | 0 | 0
[10 empty] | 0 | 0 | 0 | 0 | 0 | 0 | 0 | 0 | 0 | 0 | 0 | 0 | 0 | 0 | 0 | 0 | 0 | 0 | 0 | 0 | 0 | 0 | 0 | 0 | 0 | 0 | 0 | 0
[10 empty] | 0 | 0 | 0 | 0 | 0 | 0 | 0 | 0 | 0 | 0 | 0 | 0 | 0 | 0 | 0 | 0 | 0 | 0 | 0 | 0 | 0 | 0 | 0 | 0 | 0 | 0 | 0 | 0
[10 empty] | 0 | 0 | 0 | 0 | 0 | 0 | 0 | 0 | 0 | 0 | 0 | 0 | 0 | 0 | 0 | 0 | 0 | 0 | 0 | 0 | 0 | 0 | 0 | 0 | 0 | 0 | 0 | 0
[10 empty] | 0 | 2074.5968 | 1694.4375 | 1301.4068 | 888.7013 | 574.4245 | 679.384 | 821.4886 | 962.2547 | 1100.9273 | 1201.8253 | 1299.1956 | 1412.3244 | 1491.4644 | 1552.3845 | 1595.1496 | 1641.2916 | 1691.4102 | 1716.948 | 1747.6132 | 1766.5626 | 1773.9654 | 1753.4383 | 1737.8254 | 1739.1792 | 1738.5864 | 1735.9528 | 2045.764
[10 empty] | 0 | 0 | 0 | 0 | 0 | 0 | 0 | 0 | 0 | 0 | 0 | 0 | 0 | 0 | 0 | 0 | 0 | 0 | 0 | 0 | 0 | 0 | 0 | 0 | 0 | 0 | 0 | 0
[10 empty] | 0 | 0 | 0 | 0 | 0 | 0 | 0 | 0 | 0 | 0 | 0 | 0 | 0 | 0 | 0 | 0 | 0 | 0 | 0 | 0 | 0 | 0 | 0 | 0 | 0 | 0 | 0 | 0
[10 empty] | 0 | 0 | 0 | 0 | 0 | 0 | 0 | 0 | 0 | 0 | 0 | 0 | 0 | 0 | 0 | 0 | 0 | 0 | 0 | 0 | 0 | 0 | 0 | 0 | 0 | 0 | 0 | 0
[10 empty] | 0 | 0 | 0 | 0 | 0 | 0 | 0 | 0 | 0 | 0 | 0 | 0 | 0 | 0 | 0 | 0 | 0 | 0 | 0 | 0 | 0 | 0 | 0 | 0 | 0 | 0 | 0 | 0
[10 empty] | 0 | 0 | 0 | 0 | 0 | 0 | 0 | 0 | 0 | 0 | 0 | 0 | 0 | 0 | 0 | 0 | 0 | 0 | 0 | 0 | 0 | 0 | 0 | 0 | 0 | 0 | 0 | 0
[10 empty] | 0 | 0 | 0 | 0 | 0 | 0 | 0 | 0 | 0 | 0 | 0 | 0 | 0 | 0 | 0 | 0 | 0 | 0 | 0 | 0 | 0 | 0 | 0 | 0 | 0 | 0 | 0 | 0
[10 empty] | 0 | 0 | 0 | 0 | 0 | 0 | 0 | 0 | 0 | 0 | 0 | 0 | 0 | 0 | 0 | 0 | 0 | 0 | 0 | 0 | 0 | 0 | 0 | 0 | 0 | 0 | 0 | 0
[10 empty] | 0 | 0 | 0 | 0 | 0 | 0 | 0 | 0 | 0 | 0 | 0 | 0 | 0 | 0 | 0 | 0 | 0 | 0 | 0 | 0 | 0 | 0 | 0 | 0 | 0 | 0 | 0 | 0
[10 empty] | 0 | 0 | 0 | 0 | 0 | 0 | 0 | 0 | 0 | 0 | 0 | 0 | 0 | 0 | 0 | 0 | 0 | 0 | 0 | 0 | 0 | 0 | 0 | 0 | 0 | 0 | 0 | 0
[10 empty] | 0 | 2074.5968 | 1694.4375 | 1301.4068 | 888.7013 | 574.4245 | 679.384 | 821.4886 | 962.2547 | 1100.9273 | 1201.8253 | 1299.1956 | 1412.3244 | 1491.4644 | 1552.3845 | 1595.1496 | 1641.2916 | 1691.4102 | 1716.948 | 1747.6132 | 1766.5626 | 1773.9654 | 1753.4383 | 1737.8254 | 1739.1792 | 1738.5864 | 1735.9528 | 2045.764
[10 empty] | 0 | 0 | 0 | 0 | 0 | 0 | 0 | 0 | 0 | 0 | 0 | 0 | 0 | 0 | 0 | 0 | 0 | 0 | 0 | 0 | 0 | 0 | 0 | 0 | 0 | 0 | 0 | 0
[10 empty] | 0 | 0 | 0 | 0 | 0 | 0 | 0 | 0 | 0 | 0 | 0 | 0 | 0 | 0 | 0 | 0 | 0 | 0 | 0 | 0 | 0 | 0 | 0 | 0 | 0 | 0 | 0 | 0
[10 empty] | 0 | 0 | 0 | 0 | 0 | 0 | 0 | 0 | 0 | 0 | 0 | 0 | 0 | 0 | 0 | 0 | 0 | 0 | 0 | 0 | 0 | 0 | 0 | 0 | 0 | 0 | 0 | 0
[10 empty] | 0 | 0 | 0 | 0 | 0 | 0 | 0 | 0 | 0 | 0 | 0 | 0 | 0 | 0 | 0 | 0 | 0 | 0 | 0 | 0 | 0 | 0 | 0 | 0 | 0 | 0 | 0 | 0
[10 empty] | 0 | 0 | 0 | 0 | 0 | 0 | 0 | 0 | 0 | 0 | 0 | 0 | 0 | 0 | 0 | 0 | 0 | 0 | 0 | 0 | 0 | 0 | 0 | 0 | 0 | 0 | 0 | 0
[10 empty] | 0 | 0 | 0 | 0 | 0 | 0 | 0 | 0 | 0 | 0 | 0 | 0 | 0 | 0 | 0 | 0 | 0 | 0 | 0 | 0 | 0 | 0 | 0 | 0 | 0 | 0 | 0 | 0
[10 empty] | 0 | 0 | 0 | 0 | 0 | 0 | 0 | 0 | 0 | 0 | 0 | 0 | 0 | 0 | 0 | 0 | 0 | 0 | 0 | 0 | 0 | 0 | 0 | 0 | 0 | 0 | 0 | 0
[10 empty] | 0 | 0 | 0 | 0 | 0 | 0 | 0 | 0 | 0 | 0 | 0 | 0 | 0 | 0 | 0 | 0 | 0 | 0 | 0 | 0 | 0 | 0 | 0 | 0 | 0 | 0 | 0 | 0
[10 empty] | 0 | 0 | 0 | 0 | 0 | 0 | 0 | 0 | 0 | 0 | 0 | 0 | 0 | 0 | 0 | 0 | 0 | 0 | 0 | 0 | 0 | 0 | 0 | 0 | 0 | 0 | 0 | 0
[10 empty] | 0 | 2053.5813 | 1673.422 | 1280.3913 | 867.6858 | 553.4091 | 658.3686 | 799.2951 | 939.0796 | 1076.9341 | 1177.1503 | 1273.9526 | 1369.6214 | 1434.2114 | 1483.0066 | 1515.6676 | 1553.3894 | 1563.9597 | 1556.5404 | 1624.7025 | 1694.679 | 1847.7531 | 1994.7495 | 2096.2316 | 2167.7728 | 2193.0242 | 2184.9449 | 2183.1422
[10 empty] | 0 | 0 | 0 | 0 | 0 | 0 | 0 | 0 | 0 | 0 | 0 | 0 | 0 | 0 | 0 | 0 | 0 | 0 | 0 | 0 | 0 | 0 | 0 | 0 | 0 | 0 | 0 | 0
[10 empty] | 0 | 0 | 0 | 0 | 0 | 0 | 0 | 0 | 0 | 0 | 0 | 0 | 0 | 0 | 0 | 0 | 0 | 0 | 0 | 0 | 0 | 0 | 0 | 0 | 0 | 0 | 0 | 0
[10 empty] | 0 | 0 | 0 | 0 | 0 | 0 | 0 | 0 | 0 | 0 | 0 | 0 | 0 | 0 | 0 | 0 | 0 | 0 | 0 | 0 | 0 | 0 | 0 | 0 | 0 | 0 | 0 | 0
[10 empty] | 0 | 0 | 0 | 0 | 0 | 0 | 0 | 0 | 0 | 0 | 0 | 0 | 0 | 0 | 0 | 0 | 0 | 0 | 0 | 0 | 0 | 0 | 0 | 0 | 0 | 0 | 0 | 0
[10 empty] | 0 | 0 | 0 | 0 | 0 | 0 | 0 | 0 | 0 | 0 | 0 | 0 | 0 | 0 | 0 | 0 | 0 | 0 | 0 | 0 | 0 | 0 | 0 | 0 | 0 | 0 | 0 | 0
[10 empty] | 0 | 0 | 0 | 0 | 0 | 0 | 0 | 0 | 0 | 0 | 0 | 0 | 0 | 0 | 0 | 0 | 0 | 0 | 0 | 0 | 0 | 0 | 0 | 0 | 0 | 0 | 0 | 0
[10 empty] | 0 | 0 | 0 | 0 | 0 | 0 | 0 | 0 | 0 | 0 | 0 | 0 | 0 | 0 | 0 | 0 | 0 | 0 | 0 | 0 | 0 | 0 | 0 | 0 | 0 | 0 | 0 | 0
[10 empty] | 0 | 0 | 0 | 0 | 0 | 0 | 0 | 0 | 0 | 0 | 0 | 0 | 0 | 0 | 0 | 0 | 0 | 0 | 0 | 0 | 0 | 0 | 0 | 0 | 0 | 0 | 0 | 0
[10 empty] | 0 | 0 | 0 | 0 | 0 | 0 | 0 | 0 | 0 | 0 | 0 | 0 | 0 | 0 | 0 | 0 | 0 | 0 | 0 | 0 | 0 | 0 | 0 | 0 | 0 | 0 | 0 | 0
[10 empty] | 0 | 0 | #DIV/0! | #DIV/0! | #DIV/0! | #DIV/0! | #DIV/0! | #DIV/0! | #DIV/0! | #DIV/0! | #DIV/0! | #DIV/0! | #DIV/0! | #DIV/0! | #DIV/0! | #DIV/0! | #DIV/0! | #DIV/0! | #DIV/0! | #DIV/0! | #DIV/0! | #DIV/0!
[10 empty] | 0 | 8976.5403 | #DIV/0! | #DIV/0! | #DIV/0! | #DIV/0! | #DIV/0! | #DIV/0! | #DIV/0! | #DIV/0! | #DIV/0! | #DIV/0! | #DIV/0! | #DIV/0! | #DIV/0! | #DIV/0! | #DIV/0! | #DIV/0! | #DIV/0! | #DIV/0! | #DIV/0! | #DIV/0!
[10 empty] | 0 | 92.9925 | #DIV/0! | #DIV/0! | #DIV/0! | #DIV/0! | #DIV/0! | #DIV/0! | #DIV/0! | #DIV/0! | #DIV/0! | #DIV/0! | #DIV/0! | #DIV/0! | #DIV/0! | #DIV/0! | #DIV/0! | #DIV/0! | #DIV/0! | #DIV/0! | #DIV/0! | #DIV/0!
[10 empty] | 0 | 0 | #DIV/0! | #DIV/0! | #DIV/0! | #DIV/0! | #DIV/0! | #DIV/0! | #DIV/0! | #DIV/0! | #DIV/0! | #DIV/0! | #DIV/0! | #DIV/0! | #DIV/0! | #DIV/0! | #DIV/0! | #DIV/0! | #DIV/0! | #DIV/0! | #DIV/0! | #DIV/0!
[10 empty] | 0 | 377.8918 | #DIV/0! | #DIV/0! | #DIV/0! | #DIV/0! | #DIV/0! | #DIV/0! | #DIV/0! | #DIV/0! | #DIV/0! | #DIV/0! | #DIV/0! | #DIV/0! | #DIV/0! | #DIV/0! | #DIV/0! | #DIV/0! | #DIV/0! | #DIV/0! | #DIV/0! | #DIV/0!
[10 empty] | 0 | 0 | #DIV/0! | #DIV/0! | #DIV/0! | #DIV/0! | #DIV/0! | #DIV/0! | #DIV/0! | #DIV/0! | #DIV/0! | #DIV/0! | #DIV/0! | #DIV/0! | #DIV/0! | #DIV/0! | #DIV/0! | #DIV/0! | #DIV/0! | #DIV/0! | #DIV/0! | #DIV/0!
[10 empty] | 0 | 0 | #DIV/0! | #DIV/0! | #DIV/0! | #DIV/0! | #DIV/0! | #DIV/0! | #DIV/0! | #DIV/0! | #DIV/0! | #DIV/0! | #DIV/0! | #DIV/0! | #DIV/0! | #DIV/0! | #DIV/0! | #DIV/0! | #DIV/0! | #DIV/0! | #DIV/0! | #DIV/0!
[10 empty] | 0 | 0 | #DIV/0! | #DIV/0! | #DIV/0! | #DIV/0! | #DIV/0! | #DIV/0! | #DIV/0! | #DIV/0! | #DIV/0! | #DIV/0! | #DIV/0! | #DIV/0! | #DIV/0! | #DIV/0! | #DIV/0! | #DIV/0! | #DIV/0! | #DIV/0! | #DIV/0! | #DIV/0!
[10 empty] | 0 | 0 | #DIV/0! | #DIV/0! | #DIV/0! | #DIV/0! | #DIV/0! | #DIV/0! | #DIV/0! | #DIV/0! | #DIV/0! | #DIV/0! | #DIV/0! | #DIV/0! | #DIV/0! | #DIV/0! | #DIV/0! | #DIV/0! | #DIV/0! | #DIV/0! | #DIV/0! | #DIV/0!
[10 empty] | 0 | 0 | #DIV/0! | #DIV/0! | #DIV/0! | #DIV/0! | #DIV/0! | #DIV/0! | #DIV/0! | #DIV/0! | #DIV/0! | #DIV/0! | #DIV/0! | #DIV/0! | #DIV/0! | #DIV/0! | #DIV/0! | #DIV/0! | #DIV/0! | #DIV/0! | #DIV/0! | #DIV/0!
[10 empty] | 0 | 0 | #DIV/0! | #DIV/0! | #DIV/0! | #DIV/0! | #DIV/0! | #DIV/0! | #DIV/0! | #DIV/0! | #DIV/0! | #DIV/0! | #DIV/0! | #DIV/0! | #DIV/0! | #DIV/0! | #DIV/0! | #DIV/0! | #DIV/0! | #DIV/0! | #DIV/0! | #DIV/0!
[10 empty] | 0 | 8976.5403 | #DIV/0! | #DIV/0! | #DIV/0! | #DIV/0! | #DIV/0! | #DIV/0! | #DIV/0! | #DIV/0! | #DIV/0! | #DIV/0! | #DIV/0! | #DIV/0! | #DIV/0! | #DIV/0! | #DIV/0! | #DIV/0! | #DIV/0! | #DIV/0! | #DIV/0! | #DIV/0!
[10 empty] | 0 | 92.9925 | #DIV/0! | #DIV/0! | #DIV/0! | #DIV/0! | #DIV/0! | #DIV/0! | #DIV/0! | #DIV/0! | #DIV/0! | #DIV/0! | #DIV/0! | #DIV/0! | #DIV/0! | #DIV/0! | #DIV/0! | #DIV/0! | #DIV/0! | #DIV/0! | #DIV/0! | #DIV/0!
[10 empty] | 0 | 0 | #DIV/0! | #DIV/0! | #DIV/0! | #DIV/0! | #DIV/0! | #DIV/0! | #DIV/0! | #DIV/0! | #DIV/0! | #DIV/0! | #DIV/0! | #DIV/0! | #DIV/0! | #DIV/0! | #DIV/0! | #DIV/0! | #DIV/0! | #DIV/0! | #DIV/0! | #DIV/0!
[10 empty] | 0 | 377.8918 | #DIV/0! | #DIV/0! | #DIV/0! | #DIV/0! | #DIV/0! | #DIV/0! | #DIV/0! | #DIV/0! | #DIV/0! | #DIV/0! | #DIV/0! | #DIV/0! | #DIV/0! | #DIV/0! | #DIV/0! | #DIV/0! | #DIV/0! | #DIV/0! | #DIV/0! | #DIV/0!
[10 empty] | 0 | 0 | #DIV/0! | #DIV/0! | #DIV/0! | #DIV/0! | #DIV/0! | #DIV/0! | #DIV/0! | #DIV/0! | #DIV/0! | #DIV/0! | #DIV/0! | #DIV/0! | #DIV/0! | #DIV/0! | #DIV/0! | #DIV/0! | #DIV/0! | #DIV/0! | #DIV/0! | #DIV/0!
[10 empty] | 0 | 0 | #DIV/0! | #DIV/0! | #DIV/0! | #DIV/0! | #DIV/0! | #DIV/0! | #DIV/0! | #DIV/0! | #DIV/0! | #DIV/0! | #DIV/0! | #DIV/0! | #DIV/0! | #DIV/0! | #DIV/0! | #DIV/0! | #DIV/0! | #DIV/0! | #DIV/0! | #DIV/0!
[10 empty] | 0 | 0 | #DIV/0! | #DIV/0! | #DIV/0! | #DIV/0! | #DIV/0! | #DIV/0! | #DIV/0! | #DIV/0! | #DIV/0! | #DIV/0! | #DIV/0! | #DIV/0! | #DIV/0! | #DIV/0! | #DIV/0! | #DIV/0! | #DIV/0! | #DIV/0! | #DIV/0! | #DIV/0!
[10 empty] | 0 | 0 | #DIV/0! | #DIV/0! | #DIV/0! | #DIV/0! | #DIV/0! | #DIV/0! | #DIV/0! | #DIV/0! | #DIV/0! | #DIV/0! | #DIV/0! | #DIV/0! | #DIV/0! | #DIV/0! | #DIV/0! | #DIV/0! | #DIV/0! | #DIV/0! | #DIV/0! | #DIV/0!
[10 empty] | 0 | 0 | #DIV/0! | #DIV/0! | #DIV/0! | #DIV/0! | #DIV/0! | #DIV/0! | #DIV/0! | #DIV/0! | #DIV/0! | #DIV/0! | #DIV/0! | #DIV/0! | #DIV/0! | #DIV/0! | #DIV/0! | #DIV/0! | #DIV/0! | #DIV/0! | #DIV/0! | #DIV/0!
[10 empty] | 0 | 13478.314 | 9834.9159 | 4398.5229 | 3944.0461 | 3273.2981 | 0 | 0 | 0 | 0 | 0 | 0 | 0 | 0 | 0 | 0 | 0 | 0 | 0 | 0 | 0 | 0 | 0
[10 empty] | 0 | 0 | 0 | 0 | 0 | 0 | 3471.2887 | 3854.9672 | 2906.369 | 2740.5578 | 2287.6406 | 1822.1612 | 1955.3221 | 1943.9715 | 1854.4082 | 2034.4611 | 1887.9447 | 2018.2851 | 1879.1246 | 1707.0583 | 1630.4609 | 1588.5521 | 1473.4717
[10 empty] | 0 | 13786.9211 | 10352.8862 | 4785.657 | 4234.8039 | 3516.9829 | 3695.687 | 4056.7686 | 3036.5128 | 2832.0334 | 2342.3113 | 1844.7636 | 1958.2817 | 1923.3753 | 1812.2356 | 1961.6587 | 1795.0453 | 1890.2692 | 1732.0995 | 1546.8139 | 1450.6865 | 1385.9334 | 1285.5313
[10 empty] | 0 | 4565.7284 | 3443.5051 | 8985.5249 | 8386.1461 | 7497.9749 | 0 | 0 | 0 | 0 | 0 | 0 | 0 | 0 | 0 | 0 | 0 | 0 | 0 | 0 | 0 | 0 | 0
[10 empty] | 0 | 0 | 0 | 0 | 0 | 0 | 8361.4281 | 9792.7201 | 7800.9895 | 7755.3944 | 0 | 0 | 0 | 0 | 0 | 0 | 0 | 0 | 0 | 0 | 0 | 0 | 0
[10 empty] | 0 | 0 | 0 | 0 | 0 | 0 | 0 | 0 | 0 | 0 | 6830.1157 | 5733.317 | 6485.1004 | 6792.1636 | 6826.1192 | 7887.5977 | 7709.6649 | 8680.5045 | 8512.9719 | 8146.4767 | 8198.0729 | 8417.3195 | 7807.5383
[10 empty] | 0 | 0 | 0 | 0 | 0 | 0 | 0 | 0 | 0 | 0 | 0 | 0 | 0 | 0 | 0 | 0 | 0 | 0 | 0 | 0 | 0 | 0 | 0
[10 empty] | 0 | 0 | 0 | 0 | 0 | 0 | 0 | 0 | 0 | 0 | 0 | 0 | 0 | 0 | 0 | 0 | 0 | 0 | 0 | 0 | 0 | 0 | 0
[10 empty] | 0 | 0 | 0 | 0 | 0 | 0 | 0 | 0 | 0 | 0 | 0 | 0 | 0 | 0 | 0 | 0 | 0 | 0 | 0 | 0 | 0 | 0 | 0
[10 empty] | 0 | 0 | 0 | 0 | 0 | 0 | 0 | 0 | 0 | 0 | 0 | 0 | 0 | 0 | 0 | 0 | 0 | 0 | 0 | 0 | 0 | 0 | 0
[10 empty] | 0 | 345.2994 | 354.686 | 363.329 | 371.7453 | 379.5877 | 386.9544 | 393.9299 | 400.5873 | 421.274 | 439.7191 | 474.3741 | 504.8293 | 531.7039 | 536.5507 | 542.8564 | 550.3272 | 558.7856 | 568.0307 | 577.9044 | 588.2844 | 699.6818 | 701.2181 | 705.9464 | 715.9026 | 729.6648 | 746.2334 | 762.1129
[10 empty] | 0 | 0 | 0 | 0 | 0 | 0 | 0 | 0 | 0 | 0 | 0 | 0 | 0 | 0 | 0 | 0 | 0 | 0 | 0 | 0 | 0 | 0 | 0 | 0 | 0 | 0 | 0 | 0
[10 empty] | 0 | 0 | 0 | 0 | 0 | 0 | 0 | 0 | 0 | 0 | 0 | 0 | 0 | 0 | 0 | 0 | 0 | 0 | 0 | 0 | 0 | 0 | 0 | 0 | 0 | 0 | 0 | 0
[10 empty] | 0 | 0 | 0 | 0 | 0 | 0 | 0 | 0 | 0 | 0 | 0 | 0 | 0 | 0 | 0 | 0 | 0 | 0 | 0 | 0 | 0 | 0 | 0 | 0 | 0 | 0 | 0 | 0
[10 empty] | 0 | 0 | 0 | 0 | 0 | 0 | 0 | 0 | 0 | 0 | 0 | 0 | 0 | 0 | 0 | 0 | 0 | 0 | 0 | 0 | 0 | 0 | 0 | 0 | 0 | 0 | 0 | 0
[10 empty] | 0 | 0 | 0 | 0 | 0 | 0 | 0 | 0 | 0 | 0 | 0 | 0 | 0 | 0 | 0 | 0 | 0 | 0 | 0 | 0 | 0 | 0 | 0 | 0 | 0 | 0 | 0 | 0
[10 empty] | 0 | 0 | 0 | 0 | 0 | 0 | 0 | 0 | 0 | 0 | 0 | 0 | 0 | 0 | 0 | 0 | 0 | 0 | 0 | 0 | 0 | 0 | 0 | 0 | 0 | 0 | 0 | 0
[10 empty] | 0 | 0 | 0 | 0 | 0 | 0 | 0 | 0 | 0 | 0 | 0 | 0 | 0 | 0 | 0 | 0 | 0 | 0 | 0 | 0 | 0 | 0 | 0 | 0 | 0 | 0 | 0 | 0
[10 empty] | 0 | 0 | 0 | 0 | 0 | 0 | 0 | 0 | 0 | 0 | 0 | 0 | 0 | 0 | 0 | 0 | 0 | 0 | 0 | 0 | 0 | 0 | 0 | 0 | 0 | 0 | 0 | 0
[10 empty] | 0 | 0 | 0 | 0 | 0 | 0 | 0 | 0 | 0 | 0 | 0 | 0 | 0 | 0 | 0 | 0 | 0 | 0 | 0 | 0 | 0 | 0 | 0 | 0 | 0 | 0 | 0 | 0
[10 empty] | 0 | 2557.1648 | 1925.5408 | 1504.7743 | 1224.3551 | 1224.7048 | 1224.2819 | 1462.5393 | 1620.0872 | 1723.9164 | 1987.6309 | 1955.6304 | 1796.0822 | 2093.2568 | 1674.0677 | 1435.5788 | 1382.1882 | 1452.734 | 1533.6543 | 1720.4112 | 1818.637 | 1821.2341 | 1951.6169 | 1843.4499 | 1668.3701 | 1622.7452 | 1476.8373 | 1441.1931
[10 empty] | 0 | 0 | 0 | 0 | 0 | 0 | 0 | 0 | 0 | 0 | 0 | 0 | 0 | 0 | 0 | 0 | 0 | 0 | 0 | 0 | 0 | 0 | 0 | 0 | 0 | 0 | 0 | 0
[10 empty] | 0 | 0 | 0 | 0 | 0 | 0 | 0 | 0 | 0 | 0 | 0 | 0 | 0 | 0 | 0 | 0 | 0 | 0 | 0 | 0 | 0 | 0 | 0 | 0 | 0 | 0 | 0 | 0
[10 empty] | 0 | 0 | 0 | 0 | 0 | 0 | 0 | 0 | 0 | 0 | 0 | 0 | 0 | 0 | 0 | 0 | 0 | 0 | 0 | 0 | 0 | 0 | 0 | 0 | 0 | 0 | 0 | 0
[10 empty] | 0 | 0 | 0 | 0 | 0 | 0 | 0 | 0 | 0 | 0 | 0 | 0 | 0 | 0 | 0 | 0 | 0 | 0 | 0 | 0 | 0 | 0 | 0 | 0 | 0 | 0 | 0 | 0
[10 empty] | 0 | 0 | 0 | 0 | 0 | 0 | 0 | 0 | 0 | 0 | 0 | 0 | 0 | 0 | 0 | 0 | 0 | 0 | 0 | 0 | 0 | 0 | 0 | 0 | 0 | 0 | 0 | 0
[10 empty] | 0 | 0 | 0 | 0 | 0 | 0 | 0 | 0 | 0 | 0 | 0 | 0 | 0 | 0 | 0 | 0 | 0 | 0 | 0 | 0 | 0 | 0 | 0 | 0 | 0 | 0 | 0 | 0
[10 empty] | 0 | 0 | 0 | 0 | 0 | 0 | 0 | 0 | 0 | 0 | 0 | 0 | 0 | 0 | 0 | 0 | 0 | 0 | 0 | 0 | 0 | 0 | 0 | 0 | 0 | 0 | 0 | 0
[10 empty] | 0 | 0 | 0 | 0 | 0 | 0 | 0 | 0 | 0 | 0 | 0 | 0 | 0 | 0 | 0 | 0 | 0 | 0 | 0 | 0 | 0 | 0 | 0 | 0 | 0 | 0 | 0 | 0
[10 empty] | 0 | 0 | 0 | 0 | 0 | 0 | 0 | 0 | 0 | 0 | 0 | 0 | 0 | 0 | 0 | 0 | 0 | 0 | 0 | 0 | 0 | 0 | 0 | 0 | 0 | 0 | 0 | 0
[10 empty] | 0 | 2004.895 | 2012.5554 | 2020.3402 | 2028.2511 | 2036.2904 | 2044.4601 | 2052.7623 | 2061.1992 | 2069.7729 | 2078.4856 | 2087.3397 | 2096.3374 | 2105.481 | 2182.2444 | 2250.614 | 2311.8308 | 2366.9589 | 2416.9113 | 2462.4711 | 2504.3103 | 3127.1462 | 3081.9761 | 3046.221 | 3018.5838 | 2997.9537 | 2983.3793 | 2983.6847
[10 empty] | 0 | 0 | 0 | 0 | 0 | 0 | 0 | 0 | 0 | 0 | 0 | 0 | 0 | 0 | 0 | 0 | 0 | 0 | 0 | 0 | 0 | 0 | 0 | 0 | 0 | 0 | 0 | 0
[10 empty] | 0 | 0 | 0 | 0 | 0 | 0 | 0 | 0 | 0 | 0 | 0 | 0 | 0 | 0 | 0 | 0 | 0 | 0 | 0 | 0 | 0 | 0 | 0 | 0 | 0 | 0 | 0 | 0
[10 empty] | 0 | 0 | 0 | 0 | 0 | 0 | 0 | 0 | 0 | 0 | 0 | 0 | 0 | 0 | 0 | 0 | 0 | 0 | 0 | 0 | 0 | 0 | 0 | 0 | 0 | 0 | 0 | 0
[10 empty] | 0 | 0 | 0 | 0 | 0 | 0 | 0 | 0 | 0 | 0 | 0 | 0 | 0 | 0 | 0 | 0 | 0 | 0 | 0 | 0 | 0 | 0 | 0 | 0 | 0 | 0 | 0 | 0
[10 empty] | 0 | 0 | 0 | 0 | 0 | 0 | 0 | 0 | 0 | 0 | 0 | 0 | 0 | 0 | 0 | 0 | 0 | 0 | 0 | 0 | 0 | 0 | 0 | 0 | 0 | 0 | 0 | 0
[10 empty] | 0 | 0 | 0 | 0 | 0 | 0 | 0 | 0 | 0 | 0 | 0 | 0 | 0 | 0 | 0 | 0 | 0 | 0 | 0 | 0 | 0 | 0 | 0 | 0 | 0 | 0 | 0 | 0
[10 empty] | 0 | 0 | 0 | 0 | 0 | 0 | 0 | 0 | 0 | 0 | 0 | 0 | 0 | 0 | 0 | 0 | 0 | 0 | 0 | 0 | 0 | 0 | 0 | 0 | 0 | 0 | 0 | 0
[10 empty] | 0 | 0 | 0 | 0 | 0 | 0 | 0 | 0 | 0 | 0 | 0 | 0 | 0 | 0 | 0 | 0 | 0 | 0 | 0 | 0 | 0 | 0 | 0 | 0 | 0 | 0 | 0 | 0
[10 empty] | 0 | 0 | 0 | 0 | 0 | 0 | 0 | 0 | 0 | 0 | 0 | 0 | 0 | 0 | 0 | 0 | 0 | 0 | 0 | 0 | 0 | 0 | 0 | 0 | 0 | 0 | 0 | 0
[10 empty] | 0 | 110.9146 | 110.7371 | 110.56 | 110.3831 | 110.2065 | 110.0301 | 109.8541 | 109.6783 | 109.5028 | 109.3276 | 109.1527 | 108.978 | 108.8037 | 108.6296 | 108.4558 | 108.2823 | 108.109 | 107.936 | 107.7633 | 107.5909 | 107.4188 | 107.2469 | 107.0753 | 106.904 | 106.7329 | 106.5622 | 141.0844
[10 empty] | 0 | 0 | 0 | 0 | 0 | 0 | 0 | 0 | 0 | 0 | 0 | 0 | 0 | 0 | 0 | 0 | 0 | 0 | 0 | 0 | 0 | 0 | 0 | 0 | 0 | 0 | 0 | 0
[10 empty] | 0 | 0 | 0 | 0 | 0 | 0 | 0 | 0 | 0 | 0 | 0 | 0 | 0 | 0 | 0 | 0 | 0 | 0 | 0 | 0 | 0 | 0 | 0 | 0 | 0 | 0 | 0 | 0
[10 empty] | 0 | 0 | 0 | 0 | 0 | 0 | 0 | 0 | 0 | 0 | 0 | 0 | 0 | 0 | 0 | 0 | 0 | 0 | 0 | 0 | 0 | 0 | 0 | 0 | 0 | 0 | 0 | 0
[10 empty] | 0 | 0 | 0 | 0 | 0 | 0 | 0 | 0 | 0 | 0 | 0 | 0 | 0 | 0 | 0 | 0 | 0 | 0 | 0 | 0 | 0 | 0 | 0 | 0 | 0 | 0 | 0 | 0
[10 empty] | 0 | 0 | 0 | 0 | 0 | 0 | 0 | 0 | 0 | 0 | 0 | 0 | 0 | 0 | 0 | 0 | 0 | 0 | 0 | 0 | 0 | 0 | 0 | 0 | 0 | 0 | 0 | 0
[10 empty] | 0 | 0 | 0 | 0 | 0 | 0 | 0 | 0 | 0 | 0 | 0 | 0 | 0 | 0 | 0 | 0 | 0 | 0 | 0 | 0 | 0 | 0 | 0 | 0 | 0 | 0 | 0 | 0
[10 empty] | 0 | 0 | 0 | 0 | 0 | 0 | 0 | 0 | 0 | 0 | 0 | 0 | 0 | 0 | 0 | 0 | 0 | 0 | 0 | 0 | 0 | 0 | 0 | 0 | 0 | 0 | 0 | 0
[10 empty] | 0 | 0 | 0 | 0 | 0 | 0 | 0 | 0 | 0 | 0 | 0 | 0 | 0 | 0 | 0 | 0 | 0 | 0 | 0 | 0 | 0 | 0 | 0 | 0 | 0 | 0 | 0 | 0
[10 empty] | 0 | 0 | 0 | 0 | 0 | 0 | 0 | 0 | 0 | 0 | 0 | 0 | 0 | 0 | 0 | 0 | 0 | 0 | 0 | 0 | 0 | 0 | 0 | 0 | 0 | 0 | 0 | 0
[10 empty] | 0 | 2067.7888 | 2133.6678 | 2191.6555 | 2239.6883 | 2281.8443 | 2318.7857 | 2351.1 | 2379.3086 | 2370.7405 | 2362.7218 | 2459.5258 | 2544.8558 | 2620.0039 | 2550.1872 | 2495.3962 | 2453.0814 | 2420.7555 | 2396.6548 | 2379.2863 | 2367.3888 | 2359.8999 | 2352.3214 | 2959.449 | 2914.6315 | 2881.8286 | 2857.963 | 2827.4613
[10 empty] | 0 | 0 | 0 | 0 | 0 | 0 | 0 | 0 | 0 | 0 | 0 | 0 | 0 | 0 | 0 | 0 | 0 | 0 | 0 | 0 | 0 | 0 | 0 | 0 | 0 | 0 | 0 | 0
[10 empty] | 0 | 0 | 0 | 0 | 0 | 0 | 0 | 0 | 0 | 0 | 0 | 0 | 0 | 0 | 0 | 0 | 0 | 0 | 0 | 0 | 0 | 0 | 0 | 0 | 0 | 0 | 0 | 0
[10 empty] | 0 | 0 | 0 | 0 | 0 | 0 | 0 | 0 | 0 | 0 | 0 | 0 | 0 | 0 | 0 | 0 | 0 | 0 | 0 | 0 | 0 | 0 | 0 | 0 | 0 | 0 | 0 | 0
[10 empty] | 0 | 0 | 0 | 0 | 0 | 0 | 0 | 0 | 0 | 0 | 0 | 0 | 0 | 0 | 0 | 0 | 0 | 0 | 0 | 0 | 0 | 0 | 0 | 0 | 0 | 0 | 0 | 0
[10 empty] | 0 | 0 | 0 | 0 | 0 | 0 | 0 | 0 | 0 | 0 | 0 | 0 | 0 | 0 | 0 | 0 | 0 | 0 | 0 | 0 | 0 | 0 | 0 | 0 | 0 | 0 | 0 | 0
[10 empty] | 0 | 0 | 0 | 0 | 0 | 0 | 0 | 0 | 0 | 0 | 0 | 0 | 0 | 0 | 0 | 0 | 0 | 0 | 0 | 0 | 0 | 0 | 0 | 0 | 0 | 0 | 0 | 0
[10 empty] | 0 | 0 | 0 | 0 | 0 | 0 | 0 | 0 | 0 | 0 | 0 | 0 | 0 | 0 | 0 | 0 | 0 | 0 | 0 | 0 | 0 | 0 | 0 | 0 | 0 | 0 | 0 | 0
[10 empty] | 0 | 0 | 0 | 0 | 0 | 0 | 0 | 0 | 0 | 0 | 0 | 0 | 0 | 0 | 0 | 0 | 0 | 0 | 0 | 0 | 0 | 0 | 0 | 0 | 0 | 0 | 0 | 0
[10 empty] | 0 | 0 | 0 | 0 | 0 | 0 | 0 | 0 | 0 | 0 | 0 | 0 | 0 | 0 | 0 | 0 | 0 | 0 | 0 | 0 | 0 | 0 | 0 | 0 | 0 | 0 | 0 | 0
[10 empty] | 0 | 674.2598 | 674.3707 | 674.3098 | 673.1394 | 671.9841 | 670.8419 | 669.7113 | 668.5907 | 656.6747 | 646.3422 | 671.3859 | 692.6284 | 710.6183 | 702.4652 | 695.5036 | 689.5376 | 684.2682 | 679.5972 | 675.4401 | 671.7244 | 858.6464 | 827.0188 | 798.4587 | 777.2087 | 761.9994 | 751.5039 | 741.3841
[10 empty] | 0 | 0 | 0 | 0 | 0 | 0 | 0 | 0 | 0 | 0 | 0 | 0 | 0 | 0 | 0 | 0 | 0 | 0 | 0 | 0 | 0 | 0 | 0 | 0 | 0 | 0 | 0 | 0
[10 empty] | 0 | 0 | 0 | 0 | 0 | 0 | 0 | 0 | 0 | 0 | 0 | 0 | 0 | 0 | 0 | 0 | 0 | 0 | 0 | 0 | 0 | 0 | 0 | 0 | 0 | 0 | 0 | 0
[10 empty] | 0 | 0 | 0 | 0 | 0 | 0 | 0 | 0 | 0 | 0 | 0 | 0 | 0 | 0 | 0 | 0 | 0 | 0 | 0 | 0 | 0 | 0 | 0 | 0 | 0 | 0 | 0 | 0
[10 empty] | 0 | 0 | 0 | 0 | 0 | 0 | 0 | 0 | 0 | 0 | 0 | 0 | 0 | 0 | 0 | 0 | 0 | 0 | 0 | 0 | 0 | 0 | 0 | 0 | 0 | 0 | 0 | 0
[10 empty] | 0 | 0 | 0 | 0 | 0 | 0 | 0 | 0 | 0 | 0 | 0 | 0 | 0 | 0 | 0 | 0 | 0 | 0 | 0 | 0 | 0 | 0 | 0 | 0 | 0 | 0 | 0 | 0
[10 empty] | 0 | 0 | 0 | 0 | 0 | 0 | 0 | 0 | 0 | 0 | 0 | 0 | 0 | 0 | 0 | 0 | 0 | 0 | 0 | 0 | 0 | 0 | 0 | 0 | 0 | 0 | 0 | 0
[10 empty] | 0 | 0 | 0 | 0 | 0 | 0 | 0 | 0 | 0 | 0 | 0 | 0 | 0 | 0 | 0 | 0 | 0 | 0 | 0 | 0 | 0 | 0 | 0 | 0 | 0 | 0 | 0 | 0
[10 empty] | 0 | 0 | 0 | 0 | 0 | 0 | 0 | 0 | 0 | 0 | 0 | 0 | 0 | 0 | 0 | 0 | 0 | 0 | 0 | 0 | 0 | 0 | 0 | 0 | 0 | 0 | 0 | 0
[10 empty] | 0 | 0 | 0 | 0 | 0 | 0 | 0 | 0 | 0 | 0 | 0 | 0 | 0 | 0 | 0 | 0 | 0 | 0 | 0 | 0 | 0 | 0 | 0 | 0 | 0 | 0 | 0 | 0
[10 empty] | 0 | 5975.1779 | 5965.6176 | 5956.0726 | 7928.7238 | 9235.3775 | 10098.7534 | 12493.6508 | 12504.9233 | 12636.5179 | 13767.4692 | 14275.4151 | 14469.1141 | 15186.0601 | 15291.6742 | 15386.0154 | 15827.6425 | 15988.402 | 16025.4217 | 16264.8012 | 16328.8215 | 16356.4999 | 16500.8765 | 16545.0608 | 16543.7991 | 16617.0251 | 16634.6956 | 16629.1125
[10 empty] | 0 | 0 | 0 | 0 | 0 | 0 | 0 | 0 | 0 | 0 | 0 | 0 | 0 | 0 | 0 | 0 | 0 | 0 | 0 | 0 | 0 | 0 | 0 | 0 | 0 | 0 | 0 | 0
[10 empty] | 0 | 0 | 0 | 0 | 0 | 0 | 0 | 0 | 0 | 0 | 0 | 0 | 0 | 0 | 0 | 0 | 0 | 0 | 0 | 0 | 0 | 0 | 0 | 0 | 0 | 0 | 0 | 0
[10 empty] | 0 | 0 | 0 | 0 | 0 | 0 | 0 | 0 | 0 | 0 | 0 | 0 | 0 | 0 | 0 | 0 | 0 | 0 | 0 | 0 | 0 | 0 | 0 | 0 | 0 | 0 | 0 | 0
[10 empty] | 0 | 0 | 0 | 0 | 0 | 0 | 0 | 0 | 0 | 0 | 0 | 0 | 0 | 0 | 0 | 0 | 0 | 0 | 0 | 0 | 0 | 0 | 0 | 0 | 0 | 0 | 0 | 0
[10 empty] | 0 | 0 | 0 | 0 | 0 | 0 | 0 | 0 | 0 | 0 | 0 | 0 | 0 | 0 | 0 | 0 | 0 | 0 | 0 | 0 | 0 | 0 | 0 | 0 | 0 | 0 | 0 | 0
[10 empty] | 0 | 0 | 0 | 0 | 0 | 0 | 0 | 0 | 0 | 0 | 0 | 0 | 0 | 0 | 0 | 0 | 0 | 0 | 0 | 0 | 0 | 0 | 0 | 0 | 0 | 0 | 0 | 0
[10 empty] | 0 | 0 | 0 | 0 | 0 | 0 | 0 | 0 | 0 | 0 | 0 | 0 | 0 | 0 | 0 | 0 | 0 | 0 | 0 | 0 | 0 | 0 | 0 | 0 | 0 | 0 | 0 | 0
[10 empty] | 0 | 0 | 0 | 0 | 0 | 0 | 0 | 0 | 0 | 0 | 0 | 0 | 0 | 0 | 0 | 0 | 0 | 0 | 0 | 0 | 0 | 0 | 0 | 0 | 0 | 0 | 0 | 0
[10 empty] | 0 | 0 | 0 | 0 | 0 | 0 | 0 | 0 | 0 | 0 | 0 | 0 | 0 | 0 | 0 | 0 | 0 | 0 | 0 | 0 | 0 | 0 | 0 | 0 | 0 | 0 | 0 | 0
[10 empty] | 0 | 3377.2744 | 3371.8708 | 3366.4758 | 3361.0895 | 3355.7117 | 3350.3426 | 3344.982 | 3339.63 | 3334.2866 | 3328.9518 | 3323.6255 | 3318.3077 | 3312.9984 | 3307.6976 | 3302.4053 | 3297.1214 | 3291.846 | 3286.5791 | 3281.3205 | 3276.0704 | 3270.8287 | 3265.5954 | 3260.3704 | 3255.1538 | 4101.8993 | 3925.2182 | 3783.0611
[10 empty] | 0 | 0 | 0 | 0 | 0 | 0 | 0 | 0 | 0 | 0 | 0 | 0 | 0 | 0 | 0 | 0 | 0 | 0 | 0 | 0 | 0 | 0 | 0 | 0 | 0 | 0 | 0 | 0
[10 empty] | 0 | 0 | 0 | 0 | 0 | 0 | 0 | 0 | 0 | 0 | 0 | 0 | 0 | 0 | 0 | 0 | 0 | 0 | 0 | 0 | 0 | 0 | 0 | 0 | 0 | 0 | 0 | 0
[10 empty] | 0 | 0 | 0 | 0 | 0 | 0 | 0 | 0 | 0 | 0 | 0 | 0 | 0 | 0 | 0 | 0 | 0 | 0 | 0 | 0 | 0 | 0 | 0 | 0 | 0 | 0 | 0 | 0
[10 empty] | 0 | 0 | 0 | 0 | 0 | 0 | 0 | 0 | 0 | 0 | 0 | 0 | 0 | 0 | 0 | 0 | 0 | 0 | 0 | 0 | 0 | 0 | 0 | 0 | 0 | 0 | 0 | 0
[10 empty] | 0 | 0 | 0 | 0 | 0 | 0 | 0 | 0 | 0 | 0 | 0 | 0 | 0 | 0 | 0 | 0 | 0 | 0 | 0 | 0 | 0 | 0 | 0 | 0 | 0 | 0 | 0 | 0
[10 empty] | 0 | 0 | 0 | 0 | 0 | 0 | 0 | 0 | 0 | 0 | 0 | 0 | 0 | 0 | 0 | 0 | 0 | 0 | 0 | 0 | 0 | 0 | 0 | 0 | 0 | 0 | 0 | 0
[10 empty] | 0 | 0 | 0 | 0 | 0 | 0 | 0 | 0 | 0 | 0 | 0 | 0 | 0 | 0 | 0 | 0 | 0 | 0 | 0 | 0 | 0 | 0 | 0 | 0 | 0 | 0 | 0 | 0
[10 empty] | 0 | 0 | 0 | 0 | 0 | 0 | 0 | 0 | 0 | 0 | 0 | 0 | 0 | 0 | 0 | 0 | 0 | 0 | 0 | 0 | 0 | 0 | 0 | 0 | 0 | 0 | 0 | 0
[10 empty] | 0 | 0 | 0 | 0 | 0 | 0 | 0 | 0 | 0 | 0 | 0 | 0 | 0 | 0 | 0 | 0 | 0 | 0 | 0 | 0 | 0 | 0 | 0 | 0 | 0 | 0 | 0 | 0
[10 empty] | 0 | 11096.7589 | 11079.0041 | 14748.3702 | 17178.9016 | 20009.9846 | 21201.1096 | 20760.1265 | 21584.887 | 21745.717 | 22206.0589 | 22245.4297 | 22105.1441 | 22272.7431 | 22207.8423 | 22279.0734 | 22222.5731 | 22173.442 | 22182.2548 | 22126.2889 | 22118.6216 | 22069.9153 | 22036.375 | 22009.2062 | 21967.2873 | 21939.8055 | 21899.5412 | 21866.5665
[10 empty] | 0 | 0 | 0 | 0 | 0 | 0 | 0 | 0 | 0 | 0 | 0 | 0 | 0 | 0 | 0 | 0 | 0 | 0 | 0 | 0 | 0 | 0 | 0 | 0 | 0 | 0 | 0 | 0
[10 empty] | 0 | 0 | 0 | 0 | 0 | 0 | 0 | 0 | 0 | 0 | 0 | 0 | 0 | 0 | 0 | 0 | 0 | 0 | 0 | 0 | 0 | 0 | 0 | 0 | 0 | 0 | 0 | 0
[10 empty] | 0 | 0 | 0 | 0 | 0 | 0 | 0 | 0 | 0 | 0 | 0 | 0 | 0 | 0 | 0 | 0 | 0 | 0 | 0 | 0 | 0 | 0 | 0 | 0 | 0 | 0 | 0 | 0
[10 empty] | 0 | 0 | 0 | 0 | 0 | 0 | 0 | 0 | 0 | 0 | 0 | 0 | 0 | 0 | 0 | 0 | 0 | 0 | 0 | 0 | 0 | 0 | 0 | 0 | 0 | 0 | 0 | 0
[10 empty] | 0 | 0 | 0 | 0 | 0 | 0 | 0 | 0 | 0 | 0 | 0 | 0 | 0 | 0 | 0 | 0 | 0 | 0 | 0 | 0 | 0 | 0 | 0 | 0 | 0 | 0 | 0 | 0
[10 empty] | 0 | 0 | 0 | 0 | 0 | 0 | 0 | 0 | 0 | 0 | 0 | 0 | 0 | 0 | 0 | 0 | 0 | 0 | 0 | 0 | 0 | 0 | 0 | 0 | 0 | 0 | 0 | 0
[10 empty] | 0 | 0 | 0 | 0 | 0 | 0 | 0 | 0 | 0 | 0 | 0 | 0 | 0 | 0 | 0 | 0 | 0 | 0 | 0 | 0 | 0 | 0 | 0 | 0 | 0 | 0 | 0 | 0
[10 empty] | 0 | 0 | 0 | 0 | 0 | 0 | 0 | 0 | 0 | 0 | 0 | 0 | 0 | 0 | 0 | 0 | 0 | 0 | 0 | 0 | 0 | 0 | 0 | 0 | 0 | 0 | 0 | 0
[10 empty] | 0 | 0 | 0 | 0 | 0 | 0 | 0 | 0 | 0 | 0 | 0 | 0 | 0 | 0 | 0 | 0 | 0 | 0 | 0 | 0 | 0 | 0 | 0 | 0 | 0 | 0 | 0 | 0
[10 empty] | 0 | 7061.5738 | 7050.2753 | 9385.3265 | 10932.0283 | 12733.6266 | 15826.7024 | 15930.8992 | 17291.9247 | 17915.7616 | 18698.0847 | 19566.9305 | 19726.6184 | 20289.8378 | 20508.789 | 20818.87 | 21070.2453 | 21164.4886 | 21358.7394 | 21426.1653 | 21531.9673 | 21595.4598 | 21627.2482 | 21676.7206 | 21685.0962 | 21706.0604 | 21707.3929 | 21703.1067
[10 empty] | 0 | 0 | 0 | 0 | 0 | 0 | 0 | 0 | 0 | 0 | 0 | 0 | 0 | 0 | 0 | 0 | 0 | 0 | 0 | 0 | 0 | 0 | 0 | 0 | 0 | 0 | 0 | 0
[10 empty] | 0 | 0 | 0 | 0 | 0 | 0 | 0 | 0 | 0 | 0 | 0 | 0 | 0 | 0 | 0 | 0 | 0 | 0 | 0 | 0 | 0 | 0 | 0 | 0 | 0 | 0 | 0 | 0
[10 empty] | 0 | 0 | 0 | 0 | 0 | 0 | 0 | 0 | 0 | 0 | 0 | 0 | 0 | 0 | 0 | 0 | 0 | 0 | 0 | 0 | 0 | 0 | 0 | 0 | 0 | 0 | 0 | 0
[10 empty] | 0 | 0 | 0 | 0 | 0 | 0 | 0 | 0 | 0 | 0 | 0 | 0 | 0 | 0 | 0 | 0 | 0 | 0 | 0 | 0 | 0 | 0 | 0 | 0 | 0 | 0 | 0 | 0
[10 empty] | 0 | 0 | 0 | 0 | 0 | 0 | 0 | 0 | 0 | 0 | 0 | 0 | 0 | 0 | 0 | 0 | 0 | 0 | 0 | 0 | 0 | 0 | 0 | 0 | 0 | 0 | 0 | 0
[10 empty] | 0 | 0 | 0 | 0 | 0 | 0 | 0 | 0 | 0 | 0 | 0 | 0 | 0 | 0 | 0 | 0 | 0 | 0 | 0 | 0 | 0 | 0 | 0 | 0 | 0 | 0 | 0 | 0
[10 empty] | 0 | 0 | 0 | 0 | 0 | 0 | 0 | 0 | 0 | 0 | 0 | 0 | 0 | 0 | 0 | 0 | 0 | 0 | 0 | 0 | 0 | 0 | 0 | 0 | 0 | 0 | 0 | 0
[10 empty] | 0 | 0 | 0 | 0 | 0 | 0 | 0 | 0 | 0 | 0 | 0 | 0 | 0 | 0 | 0 | 0 | 0 | 0 | 0 | 0 | 0 | 0 | 0 | 0 | 0 | 0 | 0 | 0
[10 empty] | 0 | 0 | 0 | 0 | 0 | 0 | 0 | 0 | 0 | 0 | 0 | 0 | 0 | 0 | 0 | 0 | 0 | 0 | 0 | 0 | 0 | 0 | 0 | 0 | 0 | 0 | 0 | 0
[10 empty] | 0 | 3033.7261 | 3178.2847 | 3305.7982 | 3418.1858 | 3517.151 | 3604.2056 | 3639.8357 | 3670.7503 | 3993.3424 | 4278.455 | 4530.3077 | 4351.6924 | 4208.9589 | 4096.2084 | 4008.4156 | 3941.3066 | 3891.2534 | 3850.7226 | 3818.1279 | 3824.4189 | 4765.9072 | 4768.7234 | 4746.7085 | 4707.1383 | 4655.7626 | 4597.0788 | 4522.3773
[10 empty] | 0 | 0 | 0 | 0 | 0 | 0 | 0 | 0 | 0 | 0 | 0 | 0 | 0 | 0 | 0 | 0 | 0 | 0 | 0 | 0 | 0 | 0 | 0 | 0 | 0 | 0 | 0 | 0
[10 empty] | 0 | 0 | 0 | 0 | 0 | 0 | 0 | 0 | 0 | 0 | 0 | 0 | 0 | 0 | 0 | 0 | 0 | 0 | 0 | 0 | 0 | 0 | 0 | 0 | 0 | 0 | 0 | 0
[10 empty] | 0 | 0 | 0 | 0 | 0 | 0 | 0 | 0 | 0 | 0 | 0 | 0 | 0 | 0 | 0 | 0 | 0 | 0 | 0 | 0 | 0 | 0 | 0 | 0 | 0 | 0 | 0 | 0
[10 empty] | 0 | 0 | 0 | 0 | 0 | 0 | 0 | 0 | 0 | 0 | 0 | 0 | 0 | 0 | 0 | 0 | 0 | 0 | 0 | 0 | 0 | 0 | 0 | 0 | 0 | 0 | 0 | 0
[10 empty] | 0 | 0 | 0 | 0 | 0 | 0 | 0 | 0 | 0 | 0 | 0 | 0 | 0 | 0 | 0 | 0 | 0 | 0 | 0 | 0 | 0 | 0 | 0 | 0 | 0 | 0 | 0 | 0
[10 empty] | 0 | 0 | 0 | 0 | 0 | 0 | 0 | 0 | 0 | 0 | 0 | 0 | 0 | 0 | 0 | 0 | 0 | 0 | 0 | 0 | 0 | 0 | 0 | 0 | 0 | 0 | 0 | 0
[10 empty] | 0 | 0 | 0 | 0 | 0 | 0 | 0 | 0 | 0 | 0 | 0 | 0 | 0 | 0 | 0 | 0 | 0 | 0 | 0 | 0 | 0 | 0 | 0 | 0 | 0 | 0 | 0 | 0
[10 empty] | 0 | 0 | 0 | 0 | 0 | 0 | 0 | 0 | 0 | 0 | 0 | 0 | 0 | 0 | 0 | 0 | 0 | 0 | 0 | 0 | 0 | 0 | 0 | 0 | 0 | 0 | 0 | 0
[10 empty] | 0 | 0 | 0 | 0 | 0 | 0 | 0 | 0 | 0 | 0 | 0 | 0 | 0 | 0 | 0 | 0 | 0 | 0 | 0 | 0 | 0 | 0 | 0 | 0 | 0 | 0 | 0 | 0
[10 empty] | 0 | 4342.8703 | 3932.9778 | 3450.8119 | 3065.2787 | 2787.2693 | 2564.5342 | 2385.8995 | 2755.5006 | 2969.9536 | 3046.4497 | 3031.8415 | 2965.6448 | 3970.651 | 3534.9462 | 3241.2339 | 3073.1563 | 2981.0746 | 2918.5716 | 2866.7499 | 3161.5059 | 3272.089 | 3267.8479 | 3208.4353 | 3129.8754 | 3326.589 | 3108.6421 | 3028.3022
[10 empty] | 0 | 0 | 0 | 0 | 0 | 0 | 0 | 0 | 0 | 0 | 0 | 0 | 0 | 0 | 0 | 0 | 0 | 0 | 0 | 0 | 0 | 0 | 0 | 0 | 0 | 0 | 0 | 0
[10 empty] | 0 | 0 | 0 | 0 | 0 | 0 | 0 | 0 | 0 | 0 | 0 | 0 | 0 | 0 | 0 | 0 | 0 | 0 | 0 | 0 | 0 | 0 | 0 | 0 | 0 | 0 | 0 | 0
[10 empty] | 0 | 0 | 0 | 0 | 0 | 0 | 0 | 0 | 0 | 0 | 0 | 0 | 0 | 0 | 0 | 0 | 0 | 0 | 0 | 0 | 0 | 0 | 0 | 0 | 0 | 0 | 0 | 0
[10 empty] | 0 | 0 | 0 | 0 | 0 | 0 | 0 | 0 | 0 | 0 | 0 | 0 | 0 | 0 | 0 | 0 | 0 | 0 | 0 | 0 | 0 | 0 | 0 | 0 | 0 | 0 | 0 | 0
[10 empty] | 0 | 0 | 0 | 0 | 0 | 0 | 0 | 0 | 0 | 0 | 0 | 0 | 0 | 0 | 0 | 0 | 0 | 0 | 0 | 0 | 0 | 0 | 0 | 0 | 0 | 0 | 0 | 0
[10 empty] | 0 | 0 | 0 | 0 | 0 | 0 | 0 | 0 | 0 | 0 | 0 | 0 | 0 | 0 | 0 | 0 | 0 | 0 | 0 | 0 | 0 | 0 | 0 | 0 | 0 | 0 | 0 | 0
[10 empty] | 0 | 0 | 0 | 0 | 0 | 0 | 0 | 0 | 0 | 0 | 0 | 0 | 0 | 0 | 0 | 0 | 0 | 0 | 0 | 0 | 0 | 0 | 0 | 0 | 0 | 0 | 0 | 0
[10 empty] | 0 | 0 | 0 | 0 | 0 | 0 | 0 | 0 | 0 | 0 | 0 | 0 | 0 | 0 | 0 | 0 | 0 | 0 | 0 | 0 | 0 | 0 | 0 | 0 | 0 | 0 | 0 | 0
[10 empty] | 0 | 0 | 0 | 0 | 0 | 0 | 0 | 0 | 0 | 0 | 0 | 0 | 0 | 0 | 0 | 0 | 0 | 0 | 0 | 0 | 0 | 0 | 0 | 0 | 0 | 0 | 0 | 0
[10 empty] | 0 | 748.7709 | 813.8067 | 869.8899 | 918.303 | 960.1452 | 1033.1718 | 1096.1184 | 1150.4284 | 1197.3394 | 1237.9119 | 1285.533 | 1326.7216 | 1413.8011 | 1488.8188 | 1553.5017 | 1476.8917 | 1420.9066 | 1381.3249 | 1354.7117 | 1338.2796 | 1335.0331 | 1341.6528 | 1573.6593 | 1580.4308 | 1589.8453 | 1602.91 | 1618.5092
[10 empty] | 0 | 0 | 0 | 0 | 0 | 0 | 0 | 0 | 0 | 0 | 0 | 0 | 0 | 0 | 0 | 0 | 0 | 0 | 0 | 0 | 0 | 0 | 0 | 0 | 0 | 0 | 0 | 0
[10 empty] | 0 | 0 | 0 | 0 | 0 | 0 | 0 | 0 | 0 | 0 | 0 | 0 | 0 | 0 | 0 | 0 | 0 | 0 | 0 | 0 | 0 | 0 | 0 | 0 | 0 | 0 | 0 | 0
[10 empty] | 0 | 0 | 0 | 0 | 0 | 0 | 0 | 0 | 0 | 0 | 0 | 0 | 0 | 0 | 0 | 0 | 0 | 0 | 0 | 0 | 0 | 0 | 0 | 0 | 0 | 0 | 0 | 0
[10 empty] | 0 | 0 | 0 | 0 | 0 | 0 | 0 | 0 | 0 | 0 | 0 | 0 | 0 | 0 | 0 | 0 | 0 | 0 | 0 | 0 | 0 | 0 | 0 | 0 | 0 | 0 | 0 | 0
[10 empty] | 0 | 0 | 0 | 0 | 0 | 0 | 0 | 0 | 0 | 0 | 0 | 0 | 0 | 0 | 0 | 0 | 0 | 0 | 0 | 0 | 0 | 0 | 0 | 0 | 0 | 0 | 0 | 0
[10 empty] | 0 | 0 | 0 | 0 | 0 | 0 | 0 | 0 | 0 | 0 | 0 | 0 | 0 | 0 | 0 | 0 | 0 | 0 | 0 | 0 | 0 | 0 | 0 | 0 | 0 | 0 | 0 | 0
[10 empty] | 0 | 0 | 0 | 0 | 0 | 0 | 0 | 0 | 0 | 0 | 0 | 0 | 0 | 0 | 0 | 0 | 0 | 0 | 0 | 0 | 0 | 0 | 0 | 0 | 0 | 0 | 0 | 0
[10 empty] | 0 | 0 | 0 | 0 | 0 | 0 | 0 | 0 | 0 | 0 | 0 | 0 | 0 | 0 | 0 | 0 | 0 | 0 | 0 | 0 | 0 | 0 | 0 | 0 | 0 | 0 | 0 | 0
[10 empty] | 0 | 0 | 0 | 0 | 0 | 0 | 0 | 0 | 0 | 0 | 0 | 0 | 0 | 0 | 0 | 0 | 0 | 0 | 0 | 0 | 0 | 0 | 0 | 0 | 0 | 0 | 0 | 0
[10 empty] | 0 | 4429.9503 | 4252.4788 | 4099.9112 | 3968.6598 | 4388.9981 | 4747.3207 | 5052.5665 | 5312.386 | 5533.3275 | 5360.5667 | 5187.6783 | 5018.1921 | 4854.6233 | 4773.8922 | 4755.3175 | 4782.4585 | 6103.3069 | 5955.3006 | 5811.279 | 5669.6392 | 5681.4685 | 5651.0516 | 5598.6751 | 5538.4231 | 5479.7214 | 5503.7397 | 5503.3205
[10 empty] | 0 | 0 | 0 | 0 | 0 | 0 | 0 | 0 | 0 | 0 | 0 | 0 | 0 | 0 | 0 | 0 | 0 | 0 | 0 | 0 | 0 | 0 | 0 | 0 | 0 | 0 | 0 | 0
[10 empty] | 0 | 0 | 0 | 0 | 0 | 0 | 0 | 0 | 0 | 0 | 0 | 0 | 0 | 0 | 0 | 0 | 0 | 0 | 0 | 0 | 0 | 0 | 0 | 0 | 0 | 0 | 0 | 0
[10 empty] | 0 | 0 | 0 | 0 | 0 | 0 | 0 | 0 | 0 | 0 | 0 | 0 | 0 | 0 | 0 | 0 | 0 | 0 | 0 | 0 | 0 | 0 | 0 | 0 | 0 | 0 | 0 | 0
[10 empty] | 0 | 0 | 0 | 0 | 0 | 0 | 0 | 0 | 0 | 0 | 0 | 0 | 0 | 0 | 0 | 0 | 0 | 0 | 0 | 0 | 0 | 0 | 0 | 0 | 0 | 0 | 0 | 0
[10 empty] | 0 | 0 | 0 | 0 | 0 | 0 | 0 | 0 | 0 | 0 | 0 | 0 | 0 | 0 | 0 | 0 | 0 | 0 | 0 | 0 | 0 | 0 | 0 | 0 | 0 | 0 | 0 | 0
[10 empty] | 0 | 0 | 0 | 0 | 0 | 0 | 0 | 0 | 0 | 0 | 0 | 0 | 0 | 0 | 0 | 0 | 0 | 0 | 0 | 0 | 0 | 0 | 0 | 0 | 0 | 0 | 0 | 0
[10 empty] | 0 | 0 | 0 | 0 | 0 | 0 | 0 | 0 | 0 | 0 | 0 | 0 | 0 | 0 | 0 | 0 | 0 | 0 | 0 | 0 | 0 | 0 | 0 | 0 | 0 | 0 | 0 | 0
[10 empty] | 0 | 0 | 0 | 0 | 0 | 0 | 0 | 0 | 0 | 0 | 0 | 0 | 0 | 0 | 0 | 0 | 0 | 0 | 0 | 0 | 0 | 0 | 0 | 0 | 0 | 0 | 0 | 0
[10 empty] | 0 | 0 | 0 | 0 | 0 | 0 | 0 | 0 | 0 | 0 | 0 | 0 | 0 | 0 | 0 | 0 | 0 | 0 | 0 | 0 | 0 | 0 | 0 | 0 | 0 | 0 | 0 | 0
[10 empty] | 0 | 2813.4948 | 2882.6742 | 2944.1974 | 2998.9151 | 3047.5836 | 3090.875 | 3270.992 | 3431.1267 | 3573.4994 | 3700.0838 | 3812.6341 | 3716.7076 | 3639.1571 | 3577.0904 | 3528.0309 | 3489.8612 | 3460.7741 | 3454.9632 | 3467.622 | 3494.725 | 4399.3179 | 4370.8363 | 4332.5348 | 4287.8083 | 4239.3241 | 4189.1519 | 4182.4802
[10 empty] | 0 | 0 | 0 | 0 | 0 | 0 | 0 | 0 | 0 | 0 | 0 | 0 | 0 | 0 | 0 | 0 | 0 | 0 | 0 | 0 | 0 | 0 | 0 | 0 | 0 | 0 | 0 | 0
[10 empty] | 0 | 0 | 0 | 0 | 0 | 0 | 0 | 0 | 0 | 0 | 0 | 0 | 0 | 0 | 0 | 0 | 0 | 0 | 0 | 0 | 0 | 0 | 0 | 0 | 0 | 0 | 0 | 0
[10 empty] | 0 | 0 | 0 | 0 | 0 | 0 | 0 | 0 | 0 | 0 | 0 | 0 | 0 | 0 | 0 | 0 | 0 | 0 | 0 | 0 | 0 | 0 | 0 | 0 | 0 | 0 | 0 | 0
[10 empty] | 0 | 0 | 0 | 0 | 0 | 0 | 0 | 0 | 0 | 0 | 0 | 0 | 0 | 0 | 0 | 0 | 0 | 0 | 0 | 0 | 0 | 0 | 0 | 0 | 0 | 0 | 0 | 0
[10 empty] | 0 | 0 | 0 | 0 | 0 | 0 | 0 | 0 | 0 | 0 | 0 | 0 | 0 | 0 | 0 | 0 | 0 | 0 | 0 | 0 | 0 | 0 | 0 | 0 | 0 | 0 | 0 | 0
[10 empty] | 0 | 0 | 0 | 0 | 0 | 0 | 0 | 0 | 0 | 0 | 0 | 0 | 0 | 0 | 0 | 0 | 0 | 0 | 0 | 0 | 0 | 0 | 0 | 0 | 0 | 0 | 0 | 0
[10 empty] | 0 | 0 | 0 | 0 | 0 | 0 | 0 | 0 | 0 | 0 | 0 | 0 | 0 | 0 | 0 | 0 | 0 | 0 | 0 | 0 | 0 | 0 | 0 | 0 | 0 | 0 | 0 | 0
[10 empty] | 0 | 0 | 0 | 0 | 0 | 0 | 0 | 0 | 0 | 0 | 0 | 0 | 0 | 0 | 0 | 0 | 0 | 0 | 0 | 0 | 0 | 0 | 0 | 0 | 0 | 0 | 0 | 0
[10 empty] | 0 | 0 | 0 | 0 | 0 | 0 | 0 | 0 | 0 | 0 | 0 | 0 | 0 | 0 | 0 | 0 | 0 | 0 | 0 | 0 | 0 | 0 | 0 | 0 | 0 | 0 | 0 | 0
[10 empty] | 0 | 3194.5873 | 3213.3848 | 3232.6141 | 3252.2849 | 3272.4075 | 3292.9923 | 3314.0497 | 3335.5908 | 3357.6266 | 3497.099 | 3623.0701 | 3737.6161 | 3842.5202 | 3939.314 | 4029.3142 | 4113.6528 | 5124.0696 | 5072.3819 | 5052.6111 | 5058.3747 | 5084.5011 | 5126.8145 | 5181.9572 | 5247.2419 | 5320.5294 | 5567.1632 | 5772.6214
[10 empty] | 0 | 0 | 0 | 0 | 0 | 0 | 0 | 0 | 0 | 0 | 0 | 0 | 0 | 0 | 0 | 0 | 0 | 0 | 0 | 0 | 0 | 0 | 0 | 0 | 0 | 0 | 0 | 0
[10 empty] | 0 | 0 | 0 | 0 | 0 | 0 | 0 | 0 | 0 | 0 | 0 | 0 | 0 | 0 | 0 | 0 | 0 | 0 | 0 | 0 | 0 | 0 | 0 | 0 | 0 | 0 | 0 | 0
[10 empty] | 0 | 0 | 0 | 0 | 0 | 0 | 0 | 0 | 0 | 0 | 0 | 0 | 0 | 0 | 0 | 0 | 0 | 0 | 0 | 0 | 0 | 0 | 0 | 0 | 0 | 0 | 0 | 0
[10 empty] | 0 | 0 | 0 | 0 | 0 | 0 | 0 | 0 | 0 | 0 | 0 | 0 | 0 | 0 | 0 | 0 | 0 | 0 | 0 | 0 | 0 | 0 | 0 | 0 | 0 | 0 | 0 | 0
[10 empty] | 0 | 0 | 0 | 0 | 0 | 0 | 0 | 0 | 0 | 0 | 0 | 0 | 0 | 0 | 0 | 0 | 0 | 0 | 0 | 0 | 0 | 0 | 0 | 0 | 0 | 0 | 0 | 0
[10 empty] | 0 | 0 | 0 | 0 | 0 | 0 | 0 | 0 | 0 | 0 | 0 | 0 | 0 | 0 | 0 | 0 | 0 | 0 | 0 | 0 | 0 | 0 | 0 | 0 | 0 | 0 | 0 | 0
[10 empty] | 0 | 0 | 0 | 0 | 0 | 0 | 0 | 0 | 0 | 0 | 0 | 0 | 0 | 0 | 0 | 0 | 0 | 0 | 0 | 0 | 0 | 0 | 0 | 0 | 0 | 0 | 0 | 0
[10 empty] | 0 | 0 | 0 | 0 | 0 | 0 | 0 | 0 | 0 | 0 | 0 | 0 | 0 | 0 | 0 | 0 | 0 | 0 | 0 | 0 | 0 | 0 | 0 | 0 | 0 | 0 | 0 | 0
[10 empty] | 0 | 0 | 0 | 0 | 0 | 0 | 0 | 0 | 0 | 0 | 0 | 0 | 0 | 0 | 0 | 0 | 0 | 0 | 0 | 0 | 0 | 0 | 0 | 0 | 0 | 0 | 0 | 0
[10 empty] | 0 | 2164.0297 | 2060.9954 | 2249.1612 | 2407.2562 | 2539.7141 | 2650.3164 | 2742.2886 | 2868.8795 | 2974.2653 | 3061.577 | 3133.4848 | 3192.2663 | 3060.2015 | 2945.9073 | 2846.7787 | 2760.5936 | 2685.4567 | 2575.0031 | 2467.2488 | 2400.0716 | 2363.5523 | 2349.8131 | 2352.6315 | 2367.1242 | 2956.6687 | 2888.8813 | 2917.8364
[10 empty] | 0 | 0 | 0 | 0 | 0 | 0 | 0 | 0 | 0 | 0 | 0 | 0 | 0 | 0 | 0 | 0 | 0 | 0 | 0 | 0 | 0 | 0 | 0 | 0 | 0 | 0 | 0 | 0
[10 empty] | 0 | 0 | 0 | 0 | 0 | 0 | 0 | 0 | 0 | 0 | 0 | 0 | 0 | 0 | 0 | 0 | 0 | 0 | 0 | 0 | 0 | 0 | 0 | 0 | 0 | 0 | 0 | 0
[10 empty] | 0 | 0 | 0 | 0 | 0 | 0 | 0 | 0 | 0 | 0 | 0 | 0 | 0 | 0 | 0 | 0 | 0 | 0 | 0 | 0 | 0 | 0 | 0 | 0 | 0 | 0 | 0 | 0
[10 empty] | 0 | 0 | 0 | 0 | 0 | 0 | 0 | 0 | 0 | 0 | 0 | 0 | 0 | 0 | 0 | 0 | 0 | 0 | 0 | 0 | 0 | 0 | 0 | 0 | 0 | 0 | 0 | 0
[10 empty] | 0 | 0 | 0 | 0 | 0 | 0 | 0 | 0 | 0 | 0 | 0 | 0 | 0 | 0 | 0 | 0 | 0 | 0 | 0 | 0 | 0 | 0 | 0 | 0 | 0 | 0 | 0 | 0
[10 empty] | 0 | 0 | 0 | 0 | 0 | 0 | 0 | 0 | 0 | 0 | 0 | 0 | 0 | 0 | 0 | 0 | 0 | 0 | 0 | 0 | 0 | 0 | 0 | 0 | 0 | 0 | 0 | 0
[10 empty] | 0 | 0 | 0 | 0 | 0 | 0 | 0 | 0 | 0 | 0 | 0 | 0 | 0 | 0 | 0 | 0 | 0 | 0 | 0 | 0 | 0 | 0 | 0 | 0 | 0 | 0 | 0 | 0
[10 empty] | 0 | 0 | 0 | 0 | 0 | 0 | 0 | 0 | 0 | 0 | 0 | 0 | 0 | 0 | 0 | 0 | 0 | 0 | 0 | 0 | 0 | 0 | 0 | 0 | 0 | 0 | 0 | 0
[10 empty] | 0 | 0 | 0 | 0 | 0 | 0 | 0 | 0 | 0 | 0 | 0 | 0 | 0 | 0 | 0 | 0 | 0 | 0 | 0 | 0 | 0 | 0 | 0 | 0 | 0 | 0 | 0 | 0
[10 empty] | 0 | 4413.8477 | 4394.9376 | 4379.1318 | 4365.9893 | 4871.3135 | 5304.8586 | 5676.8813 | 5996.1728 | 6270.2688 | 6075.9666 | 5907.1429 | 5760.6039 | 5633.5491 | 5597.2641 | 5628.5304 | 5708.9113 | 7109.8662 | 7058.766 | 6988.5558 | 6905.4796 | 6964.8446 | 6977.1158 | 6964.9791 | 6944.1356 | 6925.0437 | 6972.8064 | 7014.3337
[10 empty] | 0 | 0 | 0 | 0 | 0 | 0 | 0 | 0 | 0 | 0 | 0 | 0 | 0 | 0 | 0 | 0 | 0 | 0 | 0 | 0 | 0 | 0 | 0 | 0 | 0 | 0 | 0 | 0
[10 empty] | 0 | 0 | 0 | 0 | 0 | 0 | 0 | 0 | 0 | 0 | 0 | 0 | 0 | 0 | 0 | 0 | 0 | 0 | 0 | 0 | 0 | 0 | 0 | 0 | 0 | 0 | 0 | 0
[10 empty] | 0 | 0 | 0 | 0 | 0 | 0 | 0 | 0 | 0 | 0 | 0 | 0 | 0 | 0 | 0 | 0 | 0 | 0 | 0 | 0 | 0 | 0 | 0 | 0 | 0 | 0 | 0 | 0
[10 empty] | 0 | 0 | 0 | 0 | 0 | 0 | 0 | 0 | 0 | 0 | 0 | 0 | 0 | 0 | 0 | 0 | 0 | 0 | 0 | 0 | 0 | 0 | 0 | 0 | 0 | 0 | 0 | 0
[10 empty] | 0 | 0 | 0 | 0 | 0 | 0 | 0 | 0 | 0 | 0 | 0 | 0 | 0 | 0 | 0 | 0 | 0 | 0 | 0 | 0 | 0 | 0 | 0 | 0 | 0 | 0 | 0 | 0
[10 empty] | 0 | 0 | 0 | 0 | 0 | 0 | 0 | 0 | 0 | 0 | 0 | 0 | 0 | 0 | 0 | 0 | 0 | 0 | 0 | 0 | 0 | 0 | 0 | 0 | 0 | 0 | 0 | 0
[10 empty] | 0 | 0 | 0 | 0 | 0 | 0 | 0 | 0 | 0 | 0 | 0 | 0 | 0 | 0 | 0 | 0 | 0 | 0 | 0 | 0 | 0 | 0 | 0 | 0 | 0 | 0 | 0 | 0
[10 empty] | 0 | 0 | 0 | 0 | 0 | 0 | 0 | 0 | 0 | 0 | 0 | 0 | 0 | 0 | 0 | 0 | 0 | 0 | 0 | 0 | 0 | 0 | 0 | 0 | 0 | 0 | 0 | 0
[10 empty] | 0 | 0 | 0 | 0 | 0 | 0 | 0 | 0 | 0 | 0 | 0 | 0 | 0 | 0 | 0 | 0 | 0 | 0 | 0 | 0 | 0 | 0 | 0 | 0 | 0 | 0 | 0 | 0
[10 empty] | 0 | 9393.3863 | 8430.3437 | 7753.6231 | 7264.7957 | 7618.8572 | 7554.9914 | 7306.0364 | 8593.8897 | 7812.3115 | 7327.9442 | 6965.1341 | 7264.6086 | 7150.7661 | 6896.3497 | 6880.0584 | 6613.2351 | 6452.0483 | 6287.8949 | 6287.2804 | 6135.8188 | 5963.2379 | 5839.97 | 5716.5897 | 5606.7105 | 5481.0522 | 5388.5504 | 5264.6866
[10 empty] | 0 | 0 | 0 | 0 | 0 | 0 | 0 | 0 | 0 | 0 | 0 | 0 | 0 | 0 | 0 | 0 | 0 | 0 | 0 | 0 | 0 | 0 | 0 | 0 | 0 | 0 | 0 | 0
[10 empty] | 0 | 0 | 0 | 0 | 0 | 0 | 0 | 0 | 0 | 0 | 0 | 0 | 0 | 0 | 0 | 0 | 0 | 0 | 0 | 0 | 0 | 0 | 0 | 0 | 0 | 0 | 0 | 0
[10 empty] | 0 | 0 | 0 | 0 | 0 | 0 | 0 | 0 | 0 | 0 | 0 | 0 | 0 | 0 | 0 | 0 | 0 | 0 | 0 | 0 | 0 | 0 | 0 | 0 | 0 | 0 | 0 | 0
[10 empty] | 0 | 0 | 0 | 0 | 0 | 0 | 0 | 0 | 0 | 0 | 0 | 0 | 0 | 0 | 0 | 0 | 0 | 0 | 0 | 0 | 0 | 0 | 0 | 0 | 0 | 0 | 0 | 0
[10 empty] | 0 | 0 | 0 | 0 | 0 | 0 | 0 | 0 | 0 | 0 | 0 | 0 | 0 | 0 | 0 | 0 | 0 | 0 | 0 | 0 | 0 | 0 | 0 | 0 | 0 | 0 | 0 | 0
[10 empty] | 0 | 0 | 0 | 0 | 0 | 0 | 0 | 0 | 0 | 0 | 0 | 0 | 0 | 0 | 0 | 0 | 0 | 0 | 0 | 0 | 0 | 0 | 0 | 0 | 0 | 0 | 0 | 0
[10 empty] | 0 | 0 | 0 | 0 | 0 | 0 | 0 | 0 | 0 | 0 | 0 | 0 | 0 | 0 | 0 | 0 | 0 | 0 | 0 | 0 | 0 | 0 | 0 | 0 | 0 | 0 | 0 | 0
[10 empty] | 0 | 0 | 0 | 0 | 0 | 0 | 0 | 0 | 0 | 0 | 0 | 0 | 0 | 0 | 0 | 0 | 0 | 0 | 0 | 0 | 0 | 0 | 0 | 0 | 0 | 0 | 0 | 0
[10 empty] | 0 | 0 | 0 | 0 | 0 | 0 | 0 | 0 | 0 | 0 | 0 | 0 | 0 | 0 | 0 | 0 | 0 | 0 | 0 | 0 | 0 | 0 | 0 | 0 | 0 | 0 | 0 | 0
[10 empty] | 0 | 2678.2933 | 4370.3733 | 5419.9158 | 6051.2165 | 6410.6519 | 6593.7395 | 6662.8017 | 5118.7505 | 4597.3188 | 4558.6645 | 5143.0646 | 5479.1309 | 5654.0572 | 5724.7358 | 5285.6841 | 4822.237 | 4491.0133 | 4185.1572 | 4240.4364 | 4402.2339 | 4627.632 | 4610.803 | 4441.9654 | 4220.4735 | 3906.7344 | 3712.4743 | 3651.774
[10 empty] | 0 | 0 | 0 | 0 | 0 | 0 | 0 | 0 | 0 | 0 | 0 | 0 | 0 | 0 | 0 | 0 | 0 | 0 | 0 | 0 | 0 | 0 | 0 | 0 | 0 | 0 | 0 | 0
[10 empty] | 0 | 0 | 0 | 0 | 0 | 0 | 0 | 0 | 0 | 0 | 0 | 0 | 0 | 0 | 0 | 0 | 0 | 0 | 0 | 0 | 0 | 0 | 0 | 0 | 0 | 0 | 0 | 0
[10 empty] | 0 | 0 | 0 | 0 | 0 | 0 | 0 | 0 | 0 | 0 | 0 | 0 | 0 | 0 | 0 | 0 | 0 | 0 | 0 | 0 | 0 | 0 | 0 | 0 | 0 | 0 | 0 | 0
[10 empty] | 0 | 0 | 0 | 0 | 0 | 0 | 0 | 0 | 0 | 0 | 0 | 0 | 0 | 0 | 0 | 0 | 0 | 0 | 0 | 0 | 0 | 0 | 0 | 0 | 0 | 0 | 0 | 0
[10 empty] | 0 | 0 | 0 | 0 | 0 | 0 | 0 | 0 | 0 | 0 | 0 | 0 | 0 | 0 | 0 | 0 | 0 | 0 | 0 | 0 | 0 | 0 | 0 | 0 | 0 | 0 | 0 | 0
[10 empty] | 0 | 0 | 0 | 0 | 0 | 0 | 0 | 0 | 0 | 0 | 0 | 0 | 0 | 0 | 0 | 0 | 0 | 0 | 0 | 0 | 0 | 0 | 0 | 0 | 0 | 0 | 0 | 0
[10 empty] | 0 | 0 | 0 | 0 | 0 | 0 | 0 | 0 | 0 | 0 | 0 | 0 | 0 | 0 | 0 | 0 | 0 | 0 | 0 | 0 | 0 | 0 | 0 | 0 | 0 | 0 | 0 | 0
[10 empty] | 0 | 0 | 0 | 0 | 0 | 0 | 0 | 0 | 0 | 0 | 0 | 0 | 0 | 0 | 0 | 0 | 0 | 0 | 0 | 0 | 0 | 0 | 0 | 0 | 0 | 0 | 0 | 0
[10 empty] | 0 | 0 | 0 | 0 | 0 | 0 | 0 | 0 | 0 | 0 | 0 | 0 | 0 | 0 | 0 | 0 | 0 | 0 | 0 | 0 | 0 | 0 | 0 | 0 | 0 | 0 | 0 | 0
[10 empty] | 0 | 18256.1785 | 18256.2075 | 18256.2366 | 18256.2656 | 18275.0617 | 18287.6118 | 18295.9979 | 21907.7668 | 20715.7348 | 19925.2399 | 19401.0484 | 20259.2272 | 20432.7784 | 20284.1681 | 20722.1531 | 20351.3135 | 20241.2633 | 20170.9726 | 20543.1777 | 20532.4759 | 20425.0309 | 20445.8512 | 20424.0417 | 20457.4585 | 20451.7849 | 20542.359 | 20519.8458
[10 empty] | 0 | 0 | 0 | 0 | 0 | 0 | 0 | 0 | 0 | 0 | 0 | 0 | 0 | 0 | 0 | 0 | 0 | 0 | 0 | 0 | 0 | 0 | 0 | 0 | 0 | 0 | 0 | 0
[10 empty] | 0 | 0 | 0 | 0 | 0 | 0 | 0 | 0 | 0 | 0 | 0 | 0 | 0 | 0 | 0 | 0 | 0 | 0 | 0 | 0 | 0 | 0 | 0 | 0 | 0 | 0 | 0 | 0
[10 empty] | 0 | 0 | 0 | 0 | 0 | 0 | 0 | 0 | 0 | 0 | 0 | 0 | 0 | 0 | 0 | 0 | 0 | 0 | 0 | 0 | 0 | 0 | 0 | 0 | 0 | 0 | 0 | 0
[10 empty] | 0 | 0 | 0 | 0 | 0 | 0 | 0 | 0 | 0 | 0 | 0 | 0 | 0 | 0 | 0 | 0 | 0 | 0 | 0 | 0 | 0 | 0 | 0 | 0 | 0 | 0 | 0 | 0
[10 empty] | 0 | 0 | 0 | 0 | 0 | 0 | 0 | 0 | 0 | 0 | 0 | 0 | 0 | 0 | 0 | 0 | 0 | 0 | 0 | 0 | 0 | 0 | 0 | 0 | 0 | 0 | 0 | 0
[10 empty] | 0 | 0 | 0 | 0 | 0 | 0 | 0 | 0 | 0 | 0 | 0 | 0 | 0 | 0 | 0 | 0 | 0 | 0 | 0 | 0 | 0 | 0 | 0 | 0 | 0 | 0 | 0 | 0
[10 empty] | 0 | 0 | 0 | 0 | 0 | 0 | 0 | 0 | 0 | 0 | 0 | 0 | 0 | 0 | 0 | 0 | 0 | 0 | 0 | 0 | 0 | 0 | 0 | 0 | 0 | 0 | 0 | 0
[10 empty] | 0 | 0 | 0 | 0 | 0 | 0 | 0 | 0 | 0 | 0 | 0 | 0 | 0 | 0 | 0 | 0 | 0 | 0 | 0 | 0 | 0 | 0 | 0 | 0 | 0 | 0 | 0 | 0
[10 empty] | 0 | 0 | 0 | 0 | 0 | 0 | 0 | 0 | 0 | 0 | 0 | 0 | 0 | 0 | 0 | 0 | 0 | 0 | 0 | 0 | 0 | 0 | 0 | 0 | 0 | 0 | 0 | 0
[10 empty] | 0 | 7436.6206 | 7342.1706 | 7248.9203 | 7156.8543 | 7065.9575 | 6976.2153 | 6887.6128 | 6800.1356 | 6713.7694 | 6628.5002 | 8259.8665 | 7816.208 | 7449.3768 | 7143.4351 | 6885.7923 | 6988.3693 | 6986.1504 | 6915.5737 | 6802.4294 | 6664.7251 | 6970.9666 | 6738.5246 | 6558.1146 | 6407.3637 | 6272.7045 | 6306.1459 | 6265.0742
[10 empty] | 0 | 0 | 0 | 0 | 0 | 0 | 0 | 0 | 0 | 0 | 0 | 0 | 0 | 0 | 0 | 0 | 0 | 0 | 0 | 0 | 0 | 0 | 0 | 0 | 0 | 0 | 0 | 0
[10 empty] | 0 | 0 | 0 | 0 | 0 | 0 | 0 | 0 | 0 | 0 | 0 | 0 | 0 | 0 | 0 | 0 | 0 | 0 | 0 | 0 | 0 | 0 | 0 | 0 | 0 | 0 | 0 | 0
[10 empty] | 0 | 0 | 0 | 0 | 0 | 0 | 0 | 0 | 0 | 0 | 0 | 0 | 0 | 0 | 0 | 0 | 0 | 0 | 0 | 0 | 0 | 0 | 0 | 0 | 0 | 0 | 0 | 0
[10 empty] | 0 | 0 | 0 | 0 | 0 | 0 | 0 | 0 | 0 | 0 | 0 | 0 | 0 | 0 | 0 | 0 | 0 | 0 | 0 | 0 | 0 | 0 | 0 | 0 | 0 | 0 | 0 | 0
[10 empty] | 0 | 0 | 0 | 0 | 0 | 0 | 0 | 0 | 0 | 0 | 0 | 0 | 0 | 0 | 0 | 0 | 0 | 0 | 0 | 0 | 0 | 0 | 0 | 0 | 0 | 0 | 0 | 0
[10 empty] | 0 | 0 | 0 | 0 | 0 | 0 | 0 | 0 | 0 | 0 | 0 | 0 | 0 | 0 | 0 | 0 | 0 | 0 | 0 | 0 | 0 | 0 | 0 | 0 | 0 | 0 | 0 | 0
[10 empty] | 0 | 0 | 0 | 0 | 0 | 0 | 0 | 0 | 0 | 0 | 0 | 0 | 0 | 0 | 0 | 0 | 0 | 0 | 0 | 0 | 0 | 0 | 0 | 0 | 0 | 0 | 0 | 0
[10 empty] | 0 | 0 | 0 | 0 | 0 | 0 | 0 | 0 | 0 | 0 | 0 | 0 | 0 | 0 | 0 | 0 | 0 | 0 | 0 | 0 | 0 | 0 | 0 | 0 | 0 | 0 | 0 | 0
[10 empty] | 0 | 0 | 0 | 0 | 0 | 0 | 0 | 0 | 0 | 0 | 0 | 0 | 0 | 0 | 0 | 0 | 0 | 0 | 0 | 0 | 0 | 0 | 0 | 0 | 0 | 0 | 0 | 0
[10 empty] | 0 | 2696.6192 | 4846.1483 | 6558.7125 | 7922.2709 | 9007.0784 | 9869.2489 | 10553.6014 | 11095.9342 | 11524.8397 | 9736.727 | 8732.2804 | 8267.6208 | 8165.2976 | 8297.4272 | 9264.1602 | 10032.0902 | 10641.2391 | 11123.573 | 11085.4234 | 10800.3134 | 10435.7612 | 10088.2905 | 9807.9539 | 9206.5054 | 9077.6507 | 9232.7716 | 9544.4443
[10 empty] | 0 | 0 | 0 | 0 | 0 | 0 | 0 | 0 | 0 | 0 | 0 | 0 | 0 | 0 | 0 | 0 | 0 | 0 | 0 | 0 | 0 | 0 | 0 | 0 | 0 | 0 | 0 | 0
[10 empty] | 0 | 0 | 0 | 0 | 0 | 0 | 0 | 0 | 0 | 0 | 0 | 0 | 0 | 0 | 0 | 0 | 0 | 0 | 0 | 0 | 0 | 0 | 0 | 0 | 0 | 0 | 0 | 0
[10 empty] | 0 | 0 | 0 | 0 | 0 | 0 | 0 | 0 | 0 | 0 | 0 | 0 | 0 | 0 | 0 | 0 | 0 | 0 | 0 | 0 | 0 | 0 | 0 | 0 | 0 | 0 | 0 | 0
[10 empty] | 0 | 0 | 0 | 0 | 0 | 0 | 0 | 0 | 0 | 0 | 0 | 0 | 0 | 0 | 0 | 0 | 0 | 0 | 0 | 0 | 0 | 0 | 0 | 0 | 0 | 0 | 0 | 0
[10 empty] | 0 | 0 | 0 | 0 | 0 | 0 | 0 | 0 | 0 | 0 | 0 | 0 | 0 | 0 | 0 | 0 | 0 | 0 | 0 | 0 | 0 | 0 | 0 | 0 | 0 | 0 | 0 | 0
[10 empty] | 0 | 0 | 0 | 0 | 0 | 0 | 0 | 0 | 0 | 0 | 0 | 0 | 0 | 0 | 0 | 0 | 0 | 0 | 0 | 0 | 0 | 0 | 0 | 0 | 0 | 0 | 0 | 0
[10 empty] | 0 | 0 | 0 | 0 | 0 | 0 | 0 | 0 | 0 | 0 | 0 | 0 | 0 | 0 | 0 | 0 | 0 | 0 | 0 | 0 | 0 | 0 | 0 | 0 | 0 | 0 | 0 | 0
[10 empty] | 0 | 0 | 0 | 0 | 0 | 0 | 0 | 0 | 0 | 0 | 0 | 0 | 0 | 0 | 0 | 0 | 0 | 0 | 0 | 0 | 0 | 0 | 0 | 0 | 0 | 0 | 0 | 0
[10 empty] | 0 | 0 | 0 | 0 | 0 | 0 | 0 | 0 | 0 | 0 | 0 | 0 | 0 | 0 | 0 | 0 | 0 | 0 | 0 | 0 | 0 | 0 | 0 | 0 | 0 | 0 | 0 | 0
[10 empty] | 0 | 16983.3399 | 16627.7987 | 16279.7006 | 15938.8899 | 15605.2139 | 15278.5234 | 14958.672 | 14645.5166 | 17171.2957 | 15887.4585 | 14951.5192 | 14244.7074 | 13689.4573 | 14084.4523 | 13957.2818 | 13593.6135 | 13616.657 | 12838.6669 | 12502.8511 | 12280.4705 | 12049.075 | 12061.4884 | 11750.5883 | 11407.0729 | 11179.3947 | 10827.8866 | 10673.203
[10 empty] | 0 | 0 | 0 | 0 | 0 | 0 | 0 | 0 | 0 | 0 | 0 | 0 | 0 | 0 | 0 | 0 | 0 | 0 | 0 | 0 | 0 | 0 | 0 | 0 | 0 | 0 | 0 | 0
[10 empty] | 0 | 0 | 0 | 0 | 0 | 0 | 0 | 0 | 0 | 0 | 0 | 0 | 0 | 0 | 0 | 0 | 0 | 0 | 0 | 0 | 0 | 0 | 0 | 0 | 0 | 0 | 0 | 0
[10 empty] | 0 | 0 | 0 | 0 | 0 | 0 | 0 | 0 | 0 | 0 | 0 | 0 | 0 | 0 | 0 | 0 | 0 | 0 | 0 | 0 | 0 | 0 | 0 | 0 | 0 | 0 | 0 | 0
[10 empty] | 0 | 0 | 0 | 0 | 0 | 0 | 0 | 0 | 0 | 0 | 0 | 0 | 0 | 0 | 0 | 0 | 0 | 0 | 0 | 0 | 0 | 0 | 0 | 0 | 0 | 0 | 0 | 0
[10 empty] | 0 | 0 | 0 | 0 | 0 | 0 | 0 | 0 | 0 | 0 | 0 | 0 | 0 | 0 | 0 | 0 | 0 | 0 | 0 | 0 | 0 | 0 | 0 | 0 | 0 | 0 | 0 | 0
[10 empty] | 0 | 0 | 0 | 0 | 0 | 0 | 0 | 0 | 0 | 0 | 0 | 0 | 0 | 0 | 0 | 0 | 0 | 0 | 0 | 0 | 0 | 0 | 0 | 0 | 0 | 0 | 0 | 0
[10 empty] | 0 | 0 | 0 | 0 | 0 | 0 | 0 | 0 | 0 | 0 | 0 | 0 | 0 | 0 | 0 | 0 | 0 | 0 | 0 | 0 | 0 | 0 | 0 | 0 | 0 | 0 | 0 | 0
[10 empty] | 0 | 0 | 0 | 0 | 0 | 0 | 0 | 0 | 0 | 0 | 0 | 0 | 0 | 0 | 0 | 0 | 0 | 0 | 0 | 0 | 0 | 0 | 0 | 0 | 0 | 0 | 0 | 0
[10 empty] | 0 | 0 | 0 | 0 | 0 | 0 | 0 | 0 | 0 | 0 | 0 | 0 | 0 | 0 | 0 | 0 | 0 | 0 | 0 | 0 | 0 | 0 | 0 | 0 | 0 | 0 | 0 | 0
[10 empty] | 0 | 11096.7589 | 11079.0041 | 11061.2777 | 11043.5796 | 11025.9099 | 11008.2684 | 10990.6552 | 10973.0702 | 13119.5653 | 12378.3774 | 11879.2092 | 11541.1386 | 11310.3039 | 11866.453 | 11991.5334 | 11909.7243 | 12165.5067 | 11696.9479 | 11615.9463 | 11634.6537 | 11640.8603 | 11882.9752 | 11805.2941 | 11686.4966 | 11679.4213 | 11535.5857 | 11595.344
[10 empty] | 0 | 0 | 0 | 0 | 0 | 0 | 0 | 0 | 0 | 0 | 0 | 0 | 0 | 0 | 0 | 0 | 0 | 0 | 0 | 0 | 0 | 0 | 0 | 0 | 0 | 0 | 0 | 0
[10 empty] | 0 | 0 | 0 | 0 | 0 | 0 | 0 | 0 | 0 | 0 | 0 | 0 | 0 | 0 | 0 | 0 | 0 | 0 | 0 | 0 | 0 | 0 | 0 | 0 | 0 | 0 | 0 | 0
[10 empty] | 0 | 0 | 0 | 0 | 0 | 0 | 0 | 0 | 0 | 0 | 0 | 0 | 0 | 0 | 0 | 0 | 0 | 0 | 0 | 0 | 0 | 0 | 0 | 0 | 0 | 0 | 0 | 0
[10 empty] | 0 | 0 | 0 | 0 | 0 | 0 | 0 | 0 | 0 | 0 | 0 | 0 | 0 | 0 | 0 | 0 | 0 | 0 | 0 | 0 | 0 | 0 | 0 | 0 | 0 | 0 | 0 | 0
[10 empty] | 0 | 0 | 0 | 0 | 0 | 0 | 0 | 0 | 0 | 0 | 0 | 0 | 0 | 0 | 0 | 0 | 0 | 0 | 0 | 0 | 0 | 0 | 0 | 0 | 0 | 0 | 0 | 0
[10 empty] | 0 | 0 | 0 | 0 | 0 | 0 | 0 | 0 | 0 | 0 | 0 | 0 | 0 | 0 | 0 | 0 | 0 | 0 | 0 | 0 | 0 | 0 | 0 | 0 | 0 | 0 | 0 | 0
[10 empty] | 0 | 0 | 0 | 0 | 0 | 0 | 0 | 0 | 0 | 0 | 0 | 0 | 0 | 0 | 0 | 0 | 0 | 0 | 0 | 0 | 0 | 0 | 0 | 0 | 0 | 0 | 0 | 0
[10 empty] | 0 | 0 | 0 | 0 | 0 | 0 | 0 | 0 | 0 | 0 | 0 | 0 | 0 | 0 | 0 | 0 | 0 | 0 | 0 | 0 | 0 | 0 | 0 | 0 | 0 | 0 | 0 | 0
[10 empty] | 0 | 0 | 0 | 0 | 0 | 0 | 0 | 0 | 0 | 0 | 0 | 0 | 0 | 0 | 0 | 0 | 0 | 0 | 0 | 0 | 0 | 0 | 0 | 0 | 0 | 0 | 0 | 0
[10 empty] | 0 | 361.9726 | 414.4374 | 481.8573 | 541.3588 | 608.1518 | 742.7324 | 748.2137 | 979.9764 | 1127.7731 | 1335.3713 | 1512.0824 | 1751.0605 | 1765.3821 | 2177.942 | 2490.0081 | 2702.493 | 2983.2422 | 3279.1485 | 3485.793 | 4104.8112 | 4808.231 | 5624.854 | 6435.0562 | 7376.3929 | 8358.3333 | 9471.5088 | 10652.295
[10 empty] | 0 | 0 | 0 | 0 | 0 | 0 | 0 | 0 | 0 | 0 | 0 | 0 | 0 | 0 | 0 | 0 | 0 | 0 | 0 | 0 | 0 | 0 | 0 | 0 | 0 | 0 | 0 | 0
[10 empty] | 0 | 0 | 0 | 0 | 0 | 0 | 0 | 0 | 0 | 0 | 0 | 0 | 0 | 0 | 0 | 0 | 0 | 0 | 0 | 0 | 0 | 0 | 0 | 0 | 0 | 0 | 0 | 0
[10 empty] | 0 | 0 | 0 | 0 | 0 | 0 | 0 | 0 | 0 | 0 | 0 | 0 | 0 | 0 | 0 | 0 | 0 | 0 | 0 | 0 | 0 | 0 | 0 | 0 | 0 | 0 | 0 | 0
[10 empty] | 0 | 0 | 0 | 0 | 0 | 0 | 0 | 0 | 0 | 0 | 0 | 0 | 0 | 0 | 0 | 0 | 0 | 0 | 0 | 0 | 0 | 0 | 0 | 0 | 0 | 0 | 0 | 0
[10 empty] | 0 | 0 | 0 | 0 | 0 | 0 | 0 | 0 | 0 | 0 | 0 | 0 | 0 | 0 | 0 | 0 | 0 | 0 | 0 | 0 | 0 | 0 | 0 | 0 | 0 | 0 | 0 | 0
[10 empty] | 0 | 0 | 0 | 0 | 0 | 0 | 0 | 0 | 0 | 0 | 0 | 0 | 0 | 0 | 0 | 0 | 0 | 0 | 0 | 0 | 0 | 0 | 0 | 0 | 0 | 0 | 0 | 0
[10 empty] | 0 | 0 | 0 | 0 | 0 | 0 | 0 | 0 | 0 | 0 | 0 | 0 | 0 | 0 | 0 | 0 | 0 | 0 | 0 | 0 | 0 | 0 | 0 | 0 | 0 | 0 | 0 | 0
[10 empty] | 0 | 0 | 0 | 0 | 0 | 0 | 0 | 0 | 0 | 0 | 0 | 0 | 0 | 0 | 0 | 0 | 0 | 0 | 0 | 0 | 0 | 0 | 0 | 0 | 0 | 0 | 0 | 0
[10 empty] | 0 | 0 | 0 | 0 | 0 | 0 | 0 | 0 | 0 | 0 | 0 | 0 | 0 | 0 | 0 | 0 | 0 | 0 | 0 | 0 | 0 | 0 | 0 | 0 | 0 | 0 | 0 | 0
[10 empty] | 0 | 216.5726 | 216.2261 | 215.8801 | 215.5347 | 215.1899 | 214.8456 | 214.5018 | 214.1586 | 213.8159 | 213.4738 | 213.1323 | 212.7913 | 212.4508 | 212.1109 | 211.7715 | 211.4327 | 211.0944 | 272.1621 | 262.9685 | 255.0527 | 248.2306 | 242.3445 | 237.2595 | 232.8601 | 229.0475 | 225.7372 | 222.8567
[10 empty] | 0 | 0 | 0 | 0 | 0 | 0 | 0 | 0 | 0 | 0 | 0 | 0 | 0 | 0 | 0 | 0 | 0 | 0 | 0 | 0 | 0 | 0 | 0 | 0 | 0 | 0 | 0 | 0
[10 empty] | 0 | 0 | 0 | 0 | 0 | 0 | 0 | 0 | 0 | 0 | 0 | 0 | 0 | 0 | 0 | 0 | 0 | 0 | 0 | 0 | 0 | 0 | 0 | 0 | 0 | 0 | 0 | 0
[10 empty] | 0 | 0 | 0 | 0 | 0 | 0 | 0 | 0 | 0 | 0 | 0 | 0 | 0 | 0 | 0 | 0 | 0 | 0 | 0 | 0 | 0 | 0 | 0 | 0 | 0 | 0 | 0 | 0
[10 empty] | 0 | 0 | 0 | 0 | 0 | 0 | 0 | 0 | 0 | 0 | 0 | 0 | 0 | 0 | 0 | 0 | 0 | 0 | 0 | 0 | 0 | 0 | 0 | 0 | 0 | 0 | 0 | 0
[10 empty] | 0 | 0 | 0 | 0 | 0 | 0 | 0 | 0 | 0 | 0 | 0 | 0 | 0 | 0 | 0 | 0 | 0 | 0 | 0 | 0 | 0 | 0 | 0 | 0 | 0 | 0 | 0 | 0
[10 empty] | 0 | 0 | 0 | 0 | 0 | 0 | 0 | 0 | 0 | 0 | 0 | 0 | 0 | 0 | 0 | 0 | 0 | 0 | 0 | 0 | 0 | 0 | 0 | 0 | 0 | 0 | 0 | 0
[10 empty] | 0 | 0 | 0 | 0 | 0 | 0 | 0 | 0 | 0 | 0 | 0 | 0 | 0 | 0 | 0 | 0 | 0 | 0 | 0 | 0 | 0 | 0 | 0 | 0 | 0 | 0 | 0 | 0
[10 empty] | 0 | 0 | 0 | 0 | 0 | 0 | 0 | 0 | 0 | 0 | 0 | 0 | 0 | 0 | 0 | 0 | 0 | 0 | 0 | 0 | 0 | 0 | 0 | 0 | 0 | 0 | 0 | 0
[10 empty] | 0 | 0 | 0 | 0 | 0 | 0 | 0 | 0 | 0 | 0 | 0 | 0 | 0 | 0 | 0 | 0 | 0 | 0 | 0 | 0 | 0 | 0 | 0 | 0 | 0 | 0 | 0 | 0
[10 empty] | 0 | 593.4021 | 592.4526 | 591.5047 | 590.5583 | 589.6134 | 588.67 | 587.7281 | 586.7878 | 585.8489 | 584.9116 | 583.9757 | 583.0413 | 582.1085 | 581.1771 | 749.3064 | 723.9948 | 702.2015 | 683.4192 | 667.2138 | 653.214 | 641.1017 | 654.4872 | 662.3664 | 666.0306 | 666.513 | 664.6366 | 661.0532
[10 empty] | 0 | 0 | 0 | 0 | 0 | 0 | 0 | 0 | 0 | 0 | 0 | 0 | 0 | 0 | 0 | 0 | 0 | 0 | 0 | 0 | 0 | 0 | 0 | 0 | 0 | 0 | 0 | 0
[10 empty] | 0 | 0 | 0 | 0 | 0 | 0 | 0 | 0 | 0 | 0 | 0 | 0 | 0 | 0 | 0 | 0 | 0 | 0 | 0 | 0 | 0 | 0 | 0 | 0 | 0 | 0 | 0 | 0
[10 empty] | 0 | 0 | 0 | 0 | 0 | 0 | 0 | 0 | 0 | 0 | 0 | 0 | 0 | 0 | 0 | 0 | 0 | 0 | 0 | 0 | 0 | 0 | 0 | 0 | 0 | 0 | 0 | 0
[10 empty] | 0 | 0 | 0 | 0 | 0 | 0 | 0 | 0 | 0 | 0 | 0 | 0 | 0 | 0 | 0 | 0 | 0 | 0 | 0 | 0 | 0 | 0 | 0 | 0 | 0 | 0 | 0 | 0
[10 empty] | 0 | 0 | 0 | 0 | 0 | 0 | 0 | 0 | 0 | 0 | 0 | 0 | 0 | 0 | 0 | 0 | 0 | 0 | 0 | 0 | 0 | 0 | 0 | 0 | 0 | 0 | 0 | 0
[10 empty] | 0 | 0 | 0 | 0 | 0 | 0 | 0 | 0 | 0 | 0 | 0 | 0 | 0 | 0 | 0 | 0 | 0 | 0 | 0 | 0 | 0 | 0 | 0 | 0 | 0 | 0 | 0 | 0
[10 empty] | 0 | 0 | 0 | 0 | 0 | 0 | 0 | 0 | 0 | 0 | 0 | 0 | 0 | 0 | 0 | 0 | 0 | 0 | 0 | 0 | 0 | 0 | 0 | 0 | 0 | 0 | 0 | 0
[10 empty] | 0 | 0 | 0 | 0 | 0 | 0 | 0 | 0 | 0 | 0 | 0 | 0 | 0 | 0 | 0 | 0 | 0 | 0 | 0 | 0 | 0 | 0 | 0 | 0 | 0 | 0 | 0 | 0
[10 empty] | 0 | 0 | 0 | 0 | 0 | 0 | 0 | 0 | 0 | 0 | 0 | 0 | 0 | 0 | 0 | 0 | 0 | 0 | 0 | 0 | 0 | 0 | 0 | 0 | 0 | 0 | 0 | 0
[10 empty] | 0 | 9315.012 | 9300.108 | 9285.2278 | 9270.3714 | 9255.5388 | 9240.73 | 9225.9448 | 9211.1833 | 9196.4454 | 11588.6668 | 11089.508 | 10687.8864 | 10364.1745 | 10581.0089 | 10655.0045 | 10634.2948 | 10553.4245 | 10531.9218 | 11151.3875 | 10895.9278 | 10700.8128 | 10560.6627 | 10711.3639 | 10744.1472 | 10707.1175 | 10634.1364 | 10621.0994
[10 empty] | 0 | 0 | 0 | 0 | 0 | 0 | 0 | 0 | 0 | 0 | 0 | 0 | 0 | 0 | 0 | 0 | 0 | 0 | 0 | 0 | 0 | 0 | 0 | 0 | 0 | 0 | 0 | 0
[10 empty] | 0 | 0 | 0 | 0 | 0 | 0 | 0 | 0 | 0 | 0 | 0 | 0 | 0 | 0 | 0 | 0 | 0 | 0 | 0 | 0 | 0 | 0 | 0 | 0 | 0 | 0 | 0 | 0
[10 empty] | 0 | 0 | 0 | 0 | 0 | 0 | 0 | 0 | 0 | 0 | 0 | 0 | 0 | 0 | 0 | 0 | 0 | 0 | 0 | 0 | 0 | 0 | 0 | 0 | 0 | 0 | 0 | 0
[10 empty] | 0 | 0 | 0 | 0 | 0 | 0 | 0 | 0 | 0 | 0 | 0 | 0 | 0 | 0 | 0 | 0 | 0 | 0 | 0 | 0 | 0 | 0 | 0 | 0 | 0 | 0 | 0 | 0
[10 empty] | 0 | 0 | 0 | 0 | 0 | 0 | 0 | 0 | 0 | 0 | 0 | 0 | 0 | 0 | 0 | 0 | 0 | 0 | 0 | 0 | 0 | 0 | 0 | 0 | 0 | 0 | 0 | 0
[10 empty] | 0 | 0 | 0 | 0 | 0 | 0 | 0 | 0 | 0 | 0 | 0 | 0 | 0 | 0 | 0 | 0 | 0 | 0 | 0 | 0 | 0 | 0 | 0 | 0 | 0 | 0 | 0 | 0
[10 empty] | 0 | 0 | 0 | 0 | 0 | 0 | 0 | 0 | 0 | 0 | 0 | 0 | 0 | 0 | 0 | 0 | 0 | 0 | 0 | 0 | 0 | 0 | 0 | 0 | 0 | 0 | 0 | 0
[10 empty] | 0 | 0 | 0 | 0 | 0 | 0 | 0 | 0 | 0 | 0 | 0 | 0 | 0 | 0 | 0 | 0 | 0 | 0 | 0 | 0 | 0 | 0 | 0 | 0 | 0 | 0 | 0 | 0
[10 empty] | 0 | 0 | 0 | 0 | 0 | 0 | 0 | 0 | 0 | 0 | 0 | 0 | 0 | 0 | 0 | 0 | 0 | 0 | 0 | 0 | 0 | 0 | 0 | 0 | 0 | 0 | 0 | 0
[10 empty] | 0 | 671.6015 | 677.0119 | 682.5758 | 688.2974 | 694.1812 | 700.2318 | 706.454 | 712.8526 | 746.6942 | 777.6007 | 806.0454 | 832.4352 | 857.1208 | 880.404 | 902.5456 | 1119.4463 | 1117.4663 | 1121.638 | 1130.7721 | 1143.9085 | 1160.2755 | 1179.2562 | 1200.3602 | 1259.0971 | 1310.0185 | 1355.3061 | 1396.6423
[10 empty] | 0 | 0 | 0 | 0 | 0 | 0 | 0 | 0 | 0 | 0 | 0 | 0 | 0 | 0 | 0 | 0 | 0 | 0 | 0 | 0 | 0 | 0 | 0 | 0 | 0 | 0 | 0 | 0
[10 empty] | 0 | 0 | 0 | 0 | 0 | 0 | 0 | 0 | 0 | 0 | 0 | 0 | 0 | 0 | 0 | 0 | 0 | 0 | 0 | 0 | 0 | 0 | 0 | 0 | 0 | 0 | 0 | 0
[10 empty] | 0 | 0 | 0 | 0 | 0 | 0 | 0 | 0 | 0 | 0 | 0 | 0 | 0 | 0 | 0 | 0 | 0 | 0 | 0 | 0 | 0 | 0 | 0 | 0 | 0 | 0 | 0 | 0
[10 empty] | 0 | 0 | 0 | 0 | 0 | 0 | 0 | 0 | 0 | 0 | 0 | 0 | 0 | 0 | 0 | 0 | 0 | 0 | 0 | 0 | 0 | 0 | 0 | 0 | 0 | 0 | 0 | 0
[10 empty] | 0 | 0 | 0 | 0 | 0 | 0 | 0 | 0 | 0 | 0 | 0 | 0 | 0 | 0 | 0 | 0 | 0 | 0 | 0 | 0 | 0 | 0 | 0 | 0 | 0 | 0 | 0 | 0
[10 empty] | 0 | 0 | 0 | 0 | 0 | 0 | 0 | 0 | 0 | 0 | 0 | 0 | 0 | 0 | 0 | 0 | 0 | 0 | 0 | 0 | 0 | 0 | 0 | 0 | 0 | 0 | 0 | 0
[10 empty] | 0 | 0 | 0 | 0 | 0 | 0 | 0 | 0 | 0 | 0 | 0 | 0 | 0 | 0 | 0 | 0 | 0 | 0 | 0 | 0 | 0 | 0 | 0 | 0 | 0 | 0 | 0 | 0
[10 empty] | 0 | 0 | 0 | 0 | 0 | 0 | 0 | 0 | 0 | 0 | 0 | 0 | 0 | 0 | 0 | 0 | 0 | 0 | 0 | 0 | 0 | 0 | 0 | 0 | 0 | 0 | 0 | 0
[10 empty] | 0 | 0 | 0 | 0 | 0 | 0 | 0 | 0 | 0 | 0 | 0 | 0 | 0 | 0 | 0 | 0 | 0 | 0 | 0 | 0 | 0 | 0 | 0 | 0 | 0 | 0 | 0 | 0
[10 empty] | 0 | 281.8762 | 281.9317 | 281.9875 | 282.0434 | 282.0995 | 282.1559 | 282.2125 | 283.9261 | 285.4621 | 286.8401 | 288.0778 | 289.1908 | 290.193 | 291.0968 | 292.0973 | 293.1639 | 381.0745 | 372.576 | 365.1523 | 358.6716 | 353.0183 | 348.1112 | 343.8748 | 350.3941 | 355.197 | 358.5997 | 360.868
[10 empty] | 0 | 0 | 0 | 0 | 0 | 0 | 0 | 0 | 0 | 0 | 0 | 0 | 0 | 0 | 0 | 0 | 0 | 0 | 0 | 0 | 0 | 0 | 0 | 0 | 0 | 0 | 0 | 0
[10 empty] | 0 | 0 | 0 | 0 | 0 | 0 | 0 | 0 | 0 | 0 | 0 | 0 | 0 | 0 | 0 | 0 | 0 | 0 | 0 | 0 | 0 | 0 | 0 | 0 | 0 | 0 | 0 | 0
[10 empty] | 0 | 0 | 0 | 0 | 0 | 0 | 0 | 0 | 0 | 0 | 0 | 0 | 0 | 0 | 0 | 0 | 0 | 0 | 0 | 0 | 0 | 0 | 0 | 0 | 0 | 0 | 0 | 0
[10 empty] | 0 | 0 | 0 | 0 | 0 | 0 | 0 | 0 | 0 | 0 | 0 | 0 | 0 | 0 | 0 | 0 | 0 | 0 | 0 | 0 | 0 | 0 | 0 | 0 | 0 | 0 | 0 | 0
[10 empty] | 0 | 0 | 0 | 0 | 0 | 0 | 0 | 0 | 0 | 0 | 0 | 0 | 0 | 0 | 0 | 0 | 0 | 0 | 0 | 0 | 0 | 0 | 0 | 0 | 0 | 0 | 0 | 0
[10 empty] | 0 | 0 | 0 | 0 | 0 | 0 | 0 | 0 | 0 | 0 | 0 | 0 | 0 | 0 | 0 | 0 | 0 | 0 | 0 | 0 | 0 | 0 | 0 | 0 | 0 | 0 | 0 | 0
[10 empty] | 0 | 0 | 0 | 0 | 0 | 0 | 0 | 0 | 0 | 0 | 0 | 0 | 0 | 0 | 0 | 0 | 0 | 0 | 0 | 0 | 0 | 0 | 0 | 0 | 0 | 0 | 0 | 0
[10 empty] | 0 | 0 | 0 | 0 | 0 | 0 | 0 | 0 | 0 | 0 | 0 | 0 | 0 | 0 | 0 | 0 | 0 | 0 | 0 | 0 | 0 | 0 | 0 | 0 | 0 | 0 | 0 | 0
[10 empty] | 0 | 0 | 0 | 0 | 0 | 0 | 0 | 0 | 0 | 0 | 0 | 0 | 0 | 0 | 0 | 0 | 0 | 0 | 0 | 0 | 0 | 0 | 0 | 0 | 0 | 0 | 0 | 0
[10 empty] | 0 | 179.2211 | 178.9344 | 178.6481 | 178.3622 | 178.0769 | 177.7919 | 177.5075 | 177.2235 | 176.9399 | 176.6568 | 176.3741 | 176.0919 | 175.8102 | 175.5289 | 175.2481 | 174.9677 | 174.6877 | 174.4082 | 174.1292 | 173.8505 | 173.5724 | 173.2947 | 173.0174 | 172.7406 | 172.4642 | 172.1882 | 171.9127
[10 empty] | 0 | 0 | 0 | 0 | 0 | 0 | 0 | 0 | 0 | 0 | 0 | 0 | 0 | 0 | 0 | 0 | 0 | 0 | 0 | 0 | 0 | 0 | 0 | 0 | 0 | 0 | 0 | 0
[10 empty] | 0 | 0 | 0 | 0 | 0 | 0 | 0 | 0 | 0 | 0 | 0 | 0 | 0 | 0 | 0 | 0 | 0 | 0 | 0 | 0 | 0 | 0 | 0 | 0 | 0 | 0 | 0 | 0
[10 empty] | 0 | 0 | 0 | 0 | 0 | 0 | 0 | 0 | 0 | 0 | 0 | 0 | 0 | 0 | 0 | 0 | 0 | 0 | 0 | 0 | 0 | 0 | 0 | 0 | 0 | 0 | 0 | 0
[10 empty] | 0 | 0 | 0 | 0 | 0 | 0 | 0 | 0 | 0 | 0 | 0 | 0 | 0 | 0 | 0 | 0 | 0 | 0 | 0 | 0 | 0 | 0 | 0 | 0 | 0 | 0 | 0 | 0
[10 empty] | 0 | 0 | 0 | 0 | 0 | 0 | 0 | 0 | 0 | 0 | 0 | 0 | 0 | 0 | 0 | 0 | 0 | 0 | 0 | 0 | 0 | 0 | 0 | 0 | 0 | 0 | 0 | 0
[10 empty] | 0 | 0 | 0 | 0 | 0 | 0 | 0 | 0 | 0 | 0 | 0 | 0 | 0 | 0 | 0 | 0 | 0 | 0 | 0 | 0 | 0 | 0 | 0 | 0 | 0 | 0 | 0 | 0
[10 empty] | 0 | 0 | 0 | 0 | 0 | 0 | 0 | 0 | 0 | 0 | 0 | 0 | 0 | 0 | 0 | 0 | 0 | 0 | 0 | 0 | 0 | 0 | 0 | 0 | 0 | 0 | 0 | 0
[10 empty] | 0 | 0 | 0 | 0 | 0 | 0 | 0 | 0 | 0 | 0 | 0 | 0 | 0 | 0 | 0 | 0 | 0 | 0 | 0 | 0 | 0 | 0 | 0 | 0 | 0 | 0 | 0 | 0
[10 empty] | 0 | 0 | 0 | 0 | 0 | 0 | 0 | 0 | 0 | 0 | 0 | 0 | 0 | 0 | 0 | 0 | 0 | 0 | 0 | 0 | 0 | 0 | 0 | 0 | 0 | 0 | 0 | 0
[10 empty] | 0 | 8630.8125 | 8617.0032 | 8603.216 | 8589.4508 | 8575.7077 | 8561.9866 | 8548.2874 | 8534.6101 | 8520.9548 | 8507.3212 | 10968.4125 | 10597.8997 | 10278.8871 | 10355.7848 | 10368.9149 | 10334.7965 | 10316.5316 | 10302.7678 | 10286.1384 | 10269.3107 | 10962.522 | 10742.6146 | 10566.6283 | 10627.9525 | 10630.9184 | 10594.8946 | 10577.3151
[10 empty] | 0 | 0 | 0 | 0 | 0 | 0 | 0 | 0 | 0 | 0 | 0 | 0 | 0 | 0 | 0 | 0 | 0 | 0 | 0 | 0 | 0 | 0 | 0 | 0 | 0 | 0 | 0 | 0
[10 empty] | 0 | 0 | 0 | 0 | 0 | 0 | 0 | 0 | 0 | 0 | 0 | 0 | 0 | 0 | 0 | 0 | 0 | 0 | 0 | 0 | 0 | 0 | 0 | 0 | 0 | 0 | 0 | 0
[10 empty] | 0 | 0 | 0 | 0 | 0 | 0 | 0 | 0 | 0 | 0 | 0 | 0 | 0 | 0 | 0 | 0 | 0 | 0 | 0 | 0 | 0 | 0 | 0 | 0 | 0 | 0 | 0 | 0
[10 empty] | 0 | 0 | 0 | 0 | 0 | 0 | 0 | 0 | 0 | 0 | 0 | 0 | 0 | 0 | 0 | 0 | 0 | 0 | 0 | 0 | 0 | 0 | 0 | 0 | 0 | 0 | 0 | 0
[10 empty] | 0 | 0 | 0 | 0 | 0 | 0 | 0 | 0 | 0 | 0 | 0 | 0 | 0 | 0 | 0 | 0 | 0 | 0 | 0 | 0 | 0 | 0 | 0 | 0 | 0 | 0 | 0 | 0
[10 empty] | 0 | 0 | 0 | 0 | 0 | 0 | 0 | 0 | 0 | 0 | 0 | 0 | 0 | 0 | 0 | 0 | 0 | 0 | 0 | 0 | 0 | 0 | 0 | 0 | 0 | 0 | 0 | 0
[10 empty] | 0 | 0 | 0 | 0 | 0 | 0 | 0 | 0 | 0 | 0 | 0 | 0 | 0 | 0 | 0 | 0 | 0 | 0 | 0 | 0 | 0 | 0 | 0 | 0 | 0 | 0 | 0 | 0
[10 empty] | 0 | 0 | 0 | 0 | 0 | 0 | 0 | 0 | 0 | 0 | 0 | 0 | 0 | 0 | 0 | 0 | 0 | 0 | 0 | 0 | 0 | 0 | 0 | 0 | 0 | 0 | 0 | 0
[10 empty] | 0 | 0 | 0 | 0 | 0 | 0 | 0 | 0 | 0 | 0 | 0 | 0 | 0 | 0 | 0 | 0 | 0 | 0 | 0 | 0 | 0 | 0 | 0 | 0 | 0 | 0 | 0 | 0
[10 empty] | 0 | 2074.5968 | 1694.4375 | 1301.4068 | 888.7013 | 574.4245 | 679.384 | 821.4886 | 962.2547 | 1100.9273 | 1201.8253 | 1299.1956 | 1412.3244 | 1491.4644 | 1552.3845 | 1595.1496 | 1641.2916 | 1691.4102 | 1716.948 | 1747.6132 | 1766.5626 | 1773.9654 | 1753.4383 | 1737.8254 | 1739.1792 | 1738.5864 | 1735.9528 | 2045.764
[10 empty] | 0 | 0 | 0 | 0 | 0 | 0 | 0 | 0 | 0 | 0 | 0 | 0 | 0 | 0 | 0 | 0 | 0 | 0 | 0 | 0 | 0 | 0 | 0 | 0 | 0 | 0 | 0 | 0
[10 empty] | 0 | 0 | 0 | 0 | 0 | 0 | 0 | 0 | 0 | 0 | 0 | 0 | 0 | 0 | 0 | 0 | 0 | 0 | 0 | 0 | 0 | 0 | 0 | 0 | 0 | 0 | 0 | 0
[10 empty] | 0 | 0 | 0 | 0 | 0 | 0 | 0 | 0 | 0 | 0 | 0 | 0 | 0 | 0 | 0 | 0 | 0 | 0 | 0 | 0 | 0 | 0 | 0 | 0 | 0 | 0 | 0 | 0
[10 empty] | 0 | 0 | 0 | 0 | 0 | 0 | 0 | 0 | 0 | 0 | 0 | 0 | 0 | 0 | 0 | 0 | 0 | 0 | 0 | 0 | 0 | 0 | 0 | 0 | 0 | 0 | 0 | 0
[10 empty] | 0 | 0 | 0 | 0 | 0 | 0 | 0 | 0 | 0 | 0 | 0 | 0 | 0 | 0 | 0 | 0 | 0 | 0 | 0 | 0 | 0 | 0 | 0 | 0 | 0 | 0 | 0 | 0
[10 empty] | 0 | 0 | 0 | 0 | 0 | 0 | 0 | 0 | 0 | 0 | 0 | 0 | 0 | 0 | 0 | 0 | 0 | 0 | 0 | 0 | 0 | 0 | 0 | 0 | 0 | 0 | 0 | 0
[10 empty] | 0 | 0 | 0 | 0 | 0 | 0 | 0 | 0 | 0 | 0 | 0 | 0 | 0 | 0 | 0 | 0 | 0 | 0 | 0 | 0 | 0 | 0 | 0 | 0 | 0 | 0 | 0 | 0
[10 empty] | 0 | 0 | 0 | 0 | 0 | 0 | 0 | 0 | 0 | 0 | 0 | 0 | 0 | 0 | 0 | 0 | 0 | 0 | 0 | 0 | 0 | 0 | 0 | 0 | 0 | 0 | 0 | 0
[10 empty] | 0 | 0 | 0 | 0 | 0 | 0 | 0 | 0 | 0 | 0 | 0 | 0 | 0 | 0 | 0 | 0 | 0 | 0 | 0 | 0 | 0 | 0 | 0 | 0 | 0 | 0 | 0 | 0
[10 empty] | 0 | 2074.5968 | 1694.4375 | 1301.4068 | 888.7013 | 574.4245 | 679.384 | 821.4886 | 962.2547 | 1100.9273 | 1201.8253 | 1299.1956 | 1412.3244 | 1491.4644 | 1552.3845 | 1595.1496 | 1641.2916 | 1691.4102 | 1716.948 | 1747.6132 | 1766.5626 | 1773.9654 | 1753.4383 | 1737.8254 | 1739.1792 | 1738.5864 | 1735.9528 | 2045.764
[10 empty] | 0 | 0 | 0 | 0 | 0 | 0 | 0 | 0 | 0 | 0 | 0 | 0 | 0 | 0 | 0 | 0 | 0 | 0 | 0 | 0 | 0 | 0 | 0 | 0 | 0 | 0 | 0 | 0
[10 empty] | 0 | 0 | 0 | 0 | 0 | 0 | 0 | 0 | 0 | 0 | 0 | 0 | 0 | 0 | 0 | 0 | 0 | 0 | 0 | 0 | 0 | 0 | 0 | 0 | 0 | 0 | 0 | 0
[10 empty] | 0 | 0 | 0 | 0 | 0 | 0 | 0 | 0 | 0 | 0 | 0 | 0 | 0 | 0 | 0 | 0 | 0 | 0 | 0 | 0 | 0 | 0 | 0 | 0 | 0 | 0 | 0 | 0
[10 empty] | 0 | 0 | 0 | 0 | 0 | 0 | 0 | 0 | 0 | 0 | 0 | 0 | 0 | 0 | 0 | 0 | 0 | 0 | 0 | 0 | 0 | 0 | 0 | 0 | 0 | 0 | 0 | 0
[10 empty] | 0 | 0 | 0 | 0 | 0 | 0 | 0 | 0 | 0 | 0 | 0 | 0 | 0 | 0 | 0 | 0 | 0 | 0 | 0 | 0 | 0 | 0 | 0 | 0 | 0 | 0 | 0 | 0
[10 empty] | 0 | 0 | 0 | 0 | 0 | 0 | 0 | 0 | 0 | 0 | 0 | 0 | 0 | 0 | 0 | 0 | 0 | 0 | 0 | 0 | 0 | 0 | 0 | 0 | 0 | 0 | 0 | 0
[10 empty] | 0 | 0 | 0 | 0 | 0 | 0 | 0 | 0 | 0 | 0 | 0 | 0 | 0 | 0 | 0 | 0 | 0 | 0 | 0 | 0 | 0 | 0 | 0 | 0 | 0 | 0 | 0 | 0
[10 empty] | 0 | 0 | 0 | 0 | 0 | 0 | 0 | 0 | 0 | 0 | 0 | 0 | 0 | 0 | 0 | 0 | 0 | 0 | 0 | 0 | 0 | 0 | 0 | 0 | 0 | 0 | 0 | 0
[10 empty] | 0 | 0 | 0 | 0 | 0 | 0 | 0 | 0 | 0 | 0 | 0 | 0 | 0 | 0 | 0 | 0 | 0 | 0 | 0 | 0 | 0 | 0 | 0 | 0 | 0 | 0 | 0 | 0
[10 empty] | 0 | 2074.5968 | 1694.4375 | 1301.4068 | 888.7013 | 574.4245 | 679.384 | 821.4886 | 962.2547 | 1100.9273 | 1201.8253 | 1299.1956 | 1412.3244 | 1491.4644 | 1552.3845 | 1595.1496 | 1641.2916 | 1691.4102 | 1716.948 | 1747.6132 | 1766.5626 | 1773.9654 | 1753.4383 | 1737.8254 | 1739.1792 | 1738.5864 | 1735.9528 | 2045.764
[10 empty] | 0 | 0 | 0 | 0 | 0 | 0 | 0 | 0 | 0 | 0 | 0 | 0 | 0 | 0 | 0 | 0 | 0 | 0 | 0 | 0 | 0 | 0 | 0 | 0 | 0 | 0 | 0 | 0
[10 empty] | 0 | 0 | 0 | 0 | 0 | 0 | 0 | 0 | 0 | 0 | 0 | 0 | 0 | 0 | 0 | 0 | 0 | 0 | 0 | 0 | 0 | 0 | 0 | 0 | 0 | 0 | 0 | 0
[10 empty] | 0 | 0 | 0 | 0 | 0 | 0 | 0 | 0 | 0 | 0 | 0 | 0 | 0 | 0 | 0 | 0 | 0 | 0 | 0 | 0 | 0 | 0 | 0 | 0 | 0 | 0 | 0 | 0
[10 empty] | 0 | 0 | 0 | 0 | 0 | 0 | 0 | 0 | 0 | 0 | 0 | 0 | 0 | 0 | 0 | 0 | 0 | 0 | 0 | 0 | 0 | 0 | 0 | 0 | 0 | 0 | 0 | 0
[10 empty] | 0 | 0 | 0 | 0 | 0 | 0 | 0 | 0 | 0 | 0 | 0 | 0 | 0 | 0 | 0 | 0 | 0 | 0 | 0 | 0 | 0 | 0 | 0 | 0 | 0 | 0 | 0 | 0
[10 empty] | 0 | 0 | 0 | 0 | 0 | 0 | 0 | 0 | 0 | 0 | 0 | 0 | 0 | 0 | 0 | 0 | 0 | 0 | 0 | 0 | 0 | 0 | 0 | 0 | 0 | 0 | 0 | 0
[10 empty] | 0 | 0 | 0 | 0 | 0 | 0 | 0 | 0 | 0 | 0 | 0 | 0 | 0 | 0 | 0 | 0 | 0 | 0 | 0 | 0 | 0 | 0 | 0 | 0 | 0 | 0 | 0 | 0
[10 empty] | 0 | 0 | 0 | 0 | 0 | 0 | 0 | 0 | 0 | 0 | 0 | 0 | 0 | 0 | 0 | 0 | 0 | 0 | 0 | 0 | 0 | 0 | 0 | 0 | 0 | 0 | 0 | 0
[10 empty] | 0 | 0 | 0 | 0 | 0 | 0 | 0 | 0 | 0 | 0 | 0 | 0 | 0 | 0 | 0 | 0 | 0 | 0 | 0 | 0 | 0 | 0 | 0 | 0 | 0 | 0 | 0 | 0
[10 empty] | 0 | 2074.5968 | 1694.4375 | 1301.4068 | 888.7013 | 574.4245 | 679.384 | 821.4886 | 962.2547 | 1100.9273 | 1201.8253 | 1299.1956 | 1412.3244 | 1491.4644 | 1552.3845 | 1595.1496 | 1641.2916 | 1691.4102 | 1716.948 | 1747.6132 | 1766.5626 | 1773.9654 | 1753.4383 | 1737.8254 | 1739.1792 | 1738.5864 | 1735.9528 | 2045.764
[10 empty] | 0 | 0 | 0 | 0 | 0 | 0 | 0 | 0 | 0 | 0 | 0 | 0 | 0 | 0 | 0 | 0 | 0 | 0 | 0 | 0 | 0 | 0 | 0 | 0 | 0 | 0 | 0 | 0
[10 empty] | 0 | 0 | 0 | 0 | 0 | 0 | 0 | 0 | 0 | 0 | 0 | 0 | 0 | 0 | 0 | 0 | 0 | 0 | 0 | 0 | 0 | 0 | 0 | 0 | 0 | 0 | 0 | 0
[10 empty] | 0 | 0 | 0 | 0 | 0 | 0 | 0 | 0 | 0 | 0 | 0 | 0 | 0 | 0 | 0 | 0 | 0 | 0 | 0 | 0 | 0 | 0 | 0 | 0 | 0 | 0 | 0 | 0
[10 empty] | 0 | 0 | 0 | 0 | 0 | 0 | 0 | 0 | 0 | 0 | 0 | 0 | 0 | 0 | 0 | 0 | 0 | 0 | 0 | 0 | 0 | 0 | 0 | 0 | 0 | 0 | 0 | 0
[10 empty] | 0 | 0 | 0 | 0 | 0 | 0 | 0 | 0 | 0 | 0 | 0 | 0 | 0 | 0 | 0 | 0 | 0 | 0 | 0 | 0 | 0 | 0 | 0 | 0 | 0 | 0 | 0 | 0
[10 empty] | 0 | 0 | 0 | 0 | 0 | 0 | 0 | 0 | 0 | 0 | 0 | 0 | 0 | 0 | 0 | 0 | 0 | 0 | 0 | 0 | 0 | 0 | 0 | 0 | 0 | 0 | 0 | 0
[10 empty] | 0 | 0 | 0 | 0 | 0 | 0 | 0 | 0 | 0 | 0 | 0 | 0 | 0 | 0 | 0 | 0 | 0 | 0 | 0 | 0 | 0 | 0 | 0 | 0 | 0 | 0 | 0 | 0
[10 empty] | 0 | 0 | 0 | 0 | 0 | 0 | 0 | 0 | 0 | 0 | 0 | 0 | 0 | 0 | 0 | 0 | 0 | 0 | 0 | 0 | 0 | 0 | 0 | 0 | 0 | 0 | 0 | 0
[10 empty] | 0 | 0 | 0 | 0 | 0 | 0 | 0 | 0 | 0 | 0 | 0 | 0 | 0 | 0 | 0 | 0 | 0 | 0 | 0 | 0 | 0 | 0 | 0 | 0 | 0 | 0 | 0 | 0
[10 empty] | 0 | 2074.5968 | 1694.4375 | 1301.4068 | 888.7013 | 574.4245 | 679.384 | 821.4886 | 962.2547 | 1100.9273 | 1201.8253 | 1299.1956 | 1412.3244 | 1491.4644 | 1552.3845 | 1595.1496 | 1641.2916 | 1691.4102 | 1716.948 | 1747.6132 | 1766.5626 | 1773.9654 | 1753.4383 | 1737.8254 | 1739.1792 | 1738.5864 | 1735.9528 | 2045.764
[10 empty] | 0 | 0 | 0 | 0 | 0 | 0 | 0 | 0 | 0 | 0 | 0 | 0 | 0 | 0 | 0 | 0 | 0 | 0 | 0 | 0 | 0 | 0 | 0 | 0 | 0 | 0 | 0 | 0
[10 empty] | 0 | 0 | 0 | 0 | 0 | 0 | 0 | 0 | 0 | 0 | 0 | 0 | 0 | 0 | 0 | 0 | 0 | 0 | 0 | 0 | 0 | 0 | 0 | 0 | 0 | 0 | 0 | 0
[10 empty] | 0 | 0 | 0 | 0 | 0 | 0 | 0 | 0 | 0 | 0 | 0 | 0 | 0 | 0 | 0 | 0 | 0 | 0 | 0 | 0 | 0 | 0 | 0 | 0 | 0 | 0 | 0 | 0
[10 empty] | 0 | 0 | 0 | 0 | 0 | 0 | 0 | 0 | 0 | 0 | 0 | 0 | 0 | 0 | 0 | 0 | 0 | 0 | 0 | 0 | 0 | 0 | 0 | 0 | 0 | 0 | 0 | 0
[10 empty] | 0 | 0 | 0 | 0 | 0 | 0 | 0 | 0 | 0 | 0 | 0 | 0 | 0 | 0 | 0 | 0 | 0 | 0 | 0 | 0 | 0 | 0 | 0 | 0 | 0 | 0 | 0 | 0
[10 empty] | 0 | 0 | 0 | 0 | 0 | 0 | 0 | 0 | 0 | 0 | 0 | 0 | 0 | 0 | 0 | 0 | 0 | 0 | 0 | 0 | 0 | 0 | 0 | 0 | 0 | 0 | 0 | 0
[10 empty] | 0 | 0 | 0 | 0 | 0 | 0 | 0 | 0 | 0 | 0 | 0 | 0 | 0 | 0 | 0 | 0 | 0 | 0 | 0 | 0 | 0 | 0 | 0 | 0 | 0 | 0 | 0 | 0
[10 empty] | 0 | 0 | 0 | 0 | 0 | 0 | 0 | 0 | 0 | 0 | 0 | 0 | 0 | 0 | 0 | 0 | 0 | 0 | 0 | 0 | 0 | 0 | 0 | 0 | 0 | 0 | 0 | 0
[10 empty] | 0 | 0 | 0 | 0 | 0 | 0 | 0 | 0 | 0 | 0 | 0 | 0 | 0 | 0 | 0 | 0 | 0 | 0 | 0 | 0 | 0 | 0 | 0 | 0 | 0 | 0 | 0 | 0
[10 empty] | 0 | 2074.5968 | 1694.4375 | 1301.4068 | 888.7013 | 574.4245 | 679.384 | 821.4886 | 962.2547 | 1100.9273 | 1201.8253 | 1299.1956 | 1412.3244 | 1491.4644 | 1552.3845 | 1595.1496 | 1641.2916 | 1691.4102 | 1716.948 | 1747.6132 | 1766.5626 | 1773.9654 | 1753.4383 | 1737.8254 | 1739.1792 | 1738.5864 | 1735.9528 | 2045.764
[10 empty] | 0 | 0 | 0 | 0 | 0 | 0 | 0 | 0 | 0 | 0 | 0 | 0 | 0 | 0 | 0 | 0 | 0 | 0 | 0 | 0 | 0 | 0 | 0 | 0 | 0 | 0 | 0 | 0
[10 empty] | 0 | 0 | 0 | 0 | 0 | 0 | 0 | 0 | 0 | 0 | 0 | 0 | 0 | 0 | 0 | 0 | 0 | 0 | 0 | 0 | 0 | 0 | 0 | 0 | 0 | 0 | 0 | 0
[10 empty] | 0 | 0 | 0 | 0 | 0 | 0 | 0 | 0 | 0 | 0 | 0 | 0 | 0 | 0 | 0 | 0 | 0 | 0 | 0 | 0 | 0 | 0 | 0 | 0 | 0 | 0 | 0 | 0
[10 empty] | 0 | 0 | 0 | 0 | 0 | 0 | 0 | 0 | 0 | 0 | 0 | 0 | 0 | 0 | 0 | 0 | 0 | 0 | 0 | 0 | 0 | 0 | 0 | 0 | 0 | 0 | 0 | 0
[10 empty] | 0 | 0 | 0 | 0 | 0 | 0 | 0 | 0 | 0 | 0 | 0 | 0 | 0 | 0 | 0 | 0 | 0 | 0 | 0 | 0 | 0 | 0 | 0 | 0 | 0 | 0 | 0 | 0
[10 empty] | 0 | 0 | 0 | 0 | 0 | 0 | 0 | 0 | 0 | 0 | 0 | 0 | 0 | 0 | 0 | 0 | 0 | 0 | 0 | 0 | 0 | 0 | 0 | 0 | 0 | 0 | 0 | 0
[10 empty] | 0 | 0 | 0 | 0 | 0 | 0 | 0 | 0 | 0 | 0 | 0 | 0 | 0 | 0 | 0 | 0 | 0 | 0 | 0 | 0 | 0 | 0 | 0 | 0 | 0 | 0 | 0 | 0
[10 empty] | 0 | 0 | 0 | 0 | 0 | 0 | 0 | 0 | 0 | 0 | 0 | 0 | 0 | 0 | 0 | 0 | 0 | 0 | 0 | 0 | 0 | 0 | 0 | 0 | 0 | 0 | 0 | 0
[10 empty] | 0 | 0 | 0 | 0 | 0 | 0 | 0 | 0 | 0 | 0 | 0 | 0 | 0 | 0 | 0 | 0 | 0 | 0 | 0 | 0 | 0 | 0 | 0 | 0 | 0 | 0 | 0 | 0
[10 empty] | 0 | 2074.5968 | 1694.4375 | 1301.4068 | 888.7013 | 574.4245 | 679.384 | 821.4886 | 962.2547 | 1100.9273 | 1201.8253 | 1299.1956 | 1412.3244 | 1491.4644 | 1552.3845 | 1595.1496 | 1641.2916 | 1691.4102 | 1716.948 | 1747.6132 | 1766.5626 | 1773.9654 | 1753.4383 | 1737.8254 | 1739.1792 | 1738.5864 | 1735.9528 | 2045.764
[10 empty] | 0 | 0 | 0 | 0 | 0 | 0 | 0 | 0 | 0 | 0 | 0 | 0 | 0 | 0 | 0 | 0 | 0 | 0 | 0 | 0 | 0 | 0 | 0 | 0 | 0 | 0 | 0 | 0
[10 empty] | 0 | 0 | 0 | 0 | 0 | 0 | 0 | 0 | 0 | 0 | 0 | 0 | 0 | 0 | 0 | 0 | 0 | 0 | 0 | 0 | 0 | 0 | 0 | 0 | 0 | 0 | 0 | 0
[10 empty] | 0 | 0 | 0 | 0 | 0 | 0 | 0 | 0 | 0 | 0 | 0 | 0 | 0 | 0 | 0 | 0 | 0 | 0 | 0 | 0 | 0 | 0 | 0 | 0 | 0 | 0 | 0 | 0
[10 empty] | 0 | 0 | 0 | 0 | 0 | 0 | 0 | 0 | 0 | 0 | 0 | 0 | 0 | 0 | 0 | 0 | 0 | 0 | 0 | 0 | 0 | 0 | 0 | 0 | 0 | 0 | 0 | 0
[10 empty] | 0 | 0 | 0 | 0 | 0 | 0 | 0 | 0 | 0 | 0 | 0 | 0 | 0 | 0 | 0 | 0 | 0 | 0 | 0 | 0 | 0 | 0 | 0 | 0 | 0 | 0 | 0 | 0
[10 empty] | 0 | 0 | 0 | 0 | 0 | 0 | 0 | 0 | 0 | 0 | 0 | 0 | 0 | 0 | 0 | 0 | 0 | 0 | 0 | 0 | 0 | 0 | 0 | 0 | 0 | 0 | 0 | 0
[10 empty] | 0 | 0 | 0 | 0 | 0 | 0 | 0 | 0 | 0 | 0 | 0 | 0 | 0 | 0 | 0 | 0 | 0 | 0 | 0 | 0 | 0 | 0 | 0 | 0 | 0 | 0 | 0 | 0
[10 empty] | 0 | 0 | 0 | 0 | 0 | 0 | 0 | 0 | 0 | 0 | 0 | 0 | 0 | 0 | 0 | 0 | 0 | 0 | 0 | 0 | 0 | 0 | 0 | 0 | 0 | 0 | 0 | 0
[10 empty] | 0 | 0 | 0 | 0 | 0 | 0 | 0 | 0 | 0 | 0 | 0 | 0 | 0 | 0 | 0 | 0 | 0 | 0 | 0 | 0 | 0 | 0 | 0 | 0 | 0 | 0 | 0 | 0
[10 empty] | 0 | 2074.5968 | 1694.4375 | 1301.4068 | 888.7013 | 574.4245 | 679.384 | 821.4886 | 962.2547 | 1100.9273 | 1201.8253 | 1299.1956 | 1412.3244 | 1491.4644 | 1552.3845 | 1595.1496 | 1641.2916 | 1691.4102 | 1716.948 | 1747.6132 | 1766.5626 | 1773.9654 | 1753.4383 | 1737.8254 | 1739.1792 | 1738.5864 | 1735.9528 | 2045.764
[10 empty] | 0 | 0 | 0 | 0 | 0 | 0 | 0 | 0 | 0 | 0 | 0 | 0 | 0 | 0 | 0 | 0 | 0 | 0 | 0 | 0 | 0 | 0 | 0 | 0 | 0 | 0 | 0 | 0
[10 empty] | 0 | 0 | 0 | 0 | 0 | 0 | 0 | 0 | 0 | 0 | 0 | 0 | 0 | 0 | 0 | 0 | 0 | 0 | 0 | 0 | 0 | 0 | 0 | 0 | 0 | 0 | 0 | 0
[10 empty] | 0 | 0 | 0 | 0 | 0 | 0 | 0 | 0 | 0 | 0 | 0 | 0 | 0 | 0 | 0 | 0 | 0 | 0 | 0 | 0 | 0 | 0 | 0 | 0 | 0 | 0 | 0 | 0
[10 empty] | 0 | 0 | 0 | 0 | 0 | 0 | 0 | 0 | 0 | 0 | 0 | 0 | 0 | 0 | 0 | 0 | 0 | 0 | 0 | 0 | 0 | 0 | 0 | 0 | 0 | 0 | 0 | 0
[10 empty] | 0 | 0 | 0 | 0 | 0 | 0 | 0 | 0 | 0 | 0 | 0 | 0 | 0 | 0 | 0 | 0 | 0 | 0 | 0 | 0 | 0 | 0 | 0 | 0 | 0 | 0 | 0 | 0
[10 empty] | 0 | 0 | 0 | 0 | 0 | 0 | 0 | 0 | 0 | 0 | 0 | 0 | 0 | 0 | 0 | 0 | 0 | 0 | 0 | 0 | 0 | 0 | 0 | 0 | 0 | 0 | 0 | 0
[10 empty] | 0 | 0 | 0 | 0 | 0 | 0 | 0 | 0 | 0 | 0 | 0 | 0 | 0 | 0 | 0 | 0 | 0 | 0 | 0 | 0 | 0 | 0 | 0 | 0 | 0 | 0 | 0 | 0
[10 empty] | 0 | 0 | 0 | 0 | 0 | 0 | 0 | 0 | 0 | 0 | 0 | 0 | 0 | 0 | 0 | 0 | 0 | 0 | 0 | 0 | 0 | 0 | 0 | 0 | 0 | 0 | 0 | 0
[10 empty] | 0 | 0 | 0 | 0 | 0 | 0 | 0 | 0 | 0 | 0 | 0 | 0 | 0 | 0 | 0 | 0 | 0 | 0 | 0 | 0 | 0 | 0 | 0 | 0 | 0 | 0 | 0 | 0
[10 empty] | 0 | 2053.5813 | 1673.422 | 1280.3913 | 867.6858 | 553.4091 | 658.3686 | 799.2951 | 939.0796 | 1076.9341 | 1177.1503 | 1273.9526 | 1369.6214 | 1434.2114 | 1483.0066 | 1483.0066 | 1515.6676 | 1563.9597 | 1556.5404 | 1559.7415 | 1620.7651 | 1683.0095 | 1835.662 | 1986.1666 | 2103.4437 | 2103.4437 | 2172.0619 | 2191.7634
[10 empty] | 0 | 0 | 0 | 0 | 0 | 0 | 0 | 0 | 0 | 0 | 0 | 0 | 0 | 0 | 0 | 0 | 0 | 0 | 0 | 0 | 0 | 0 | 0 | 0 | 0 | 0 | 0 | 0
[10 empty] | 0 | 0 | 0 | 0 | 0 | 0 | 0 | 0 | 0 | 0 | 0 | 0 | 0 | 0 | 0 | 0 | 0 | 0 | 0 | 0 | 0 | 0 | 0 | 0 | 0 | 0 | 0 | 0
[10 empty] | 0 | 0 | 0 | 0 | 0 | 0 | 0 | 0 | 0 | 0 | 0 | 0 | 0 | 0 | 0 | 0 | 0 | 0 | 0 | 0 | 0 | 0 | 0 | 0 | 0 | 0 | 0 | 0
[10 empty] | 0 | 0 | 0 | 0 | 0 | 0 | 0 | 0 | 0 | 0 | 0 | 0 | 0 | 0 | 0 | 0 | 0 | 0 | 0 | 0 | 0 | 0 | 0 | 0 | 0 | 0 | 0 | 0
[10 empty] | 0 | 0 | 0 | 0 | 0 | 0 | 0 | 0 | 0 | 0 | 0 | 0 | 0 | 0 | 0 | 0 | 0 | 0 | 0 | 0 | 0 | 0 | 0 | 0 | 0 | 0 | 0 | 0
[10 empty] | 0 | 0 | 0 | 0 | 0 | 0 | 0 | 0 | 0 | 0 | 0 | 0 | 0 | 0 | 0 | 0 | 0 | 0 | 0 | 0 | 0 | 0 | 0 | 0 | 0 | 0 | 0 | 0
[10 empty] | 0 | 0 | 0 | 0 | 0 | 0 | 0 | 0 | 0 | 0 | 0 | 0 | 0 | 0 | 0 | 0 | 0 | 0 | 0 | 0 | 0 | 0 | 0 | 0 | 0 | 0 | 0 | 0
[10 empty] | 0 | 0 | 0 | 0 | 0 | 0 | 0 | 0 | 0 | 0 | 0 | 0 | 0 | 0 | 0 | 0 | 0 | 0 | 0 | 0 | 0 | 0 | 0 | 0 | 0 | 0 | 0 | 0
[10 empty] | 0 | 0 | 0 | 0 | 0 | 0 | 0 | 0 | 0 | 0 | 0 | 0 | 0 | 0 | 0 | 0 | 0 | 0 | 0 | 0 | 0 | 0 | 0 | 0 | 0 | 0 | 0 | 0
[10 empty] | 0 | 36.0003 | 46.68 | 48.8219 | 50.0858 | 51.4116 | 52.8016 | 59.65 | 61.208 | 62.7972 | 64.4181 | 66.0714 | 67.7577 | 69.4774 | 76.3742 | 84.0966 | 91.3127 | 97.975 | 104.1773 | 110.0002 | 116.2838 | 132.7016 | 139.95 | 144.2398 | 148.2363 | 152.2664 | 156.3376 | 162.7619
[10 empty] | 0 | 0 | 0 | 0 | 0 | 0 | 0 | 0 | 0 | 0 | 0 | 0 | 0 | 0 | 0 | 0 | 0 | 0 | 0 | 0 | 0 | 0 | 0 | 0 | 0 | 0 | 0 | 0
[10 empty] | 0 | 0 | 0 | 0 | 0 | 0 | 0 | 0 | 0 | 0 | 0 | 0 | 0 | 0 | 0 | 0 | 0 | 0 | 0 | 0 | 0 | 0 | 0 | 0 | 0 | 0 | 0 | 0
[10 empty] | 0 | 0 | 0 | 0 | 0 | 0 | 0 | 0 | 0 | 0 | 0 | 0 | 0 | 0 | 0 | 0 | 0 | 0 | 0 | 0 | 0 | 0 | 0 | 0 | 0 | 0 | 0 | 0
[10 empty] | 0 | 0 | 0 | 0 | 0 | 0 | 0 | 0 | 0 | 0 | 0 | 0 | 0 | 0 | 0 | 0 | 0 | 0 | 0 | 0 | 0 | 0 | 0 | 0 | 0 | 0 | 0 | 0
[10 empty] | 0 | 0 | 0 | 0 | 0 | 0 | 0 | 0 | 0 | 0 | 0 | 0 | 0 | 0 | 0 | 0 | 0 | 0 | 0 | 0 | 0 | 0 | 0 | 0 | 0 | 0 | 0 | 0
[10 empty] | 0 | 0 | 0 | 0 | 0 | 0 | 0 | 0 | 0 | 0 | 0 | 0 | 0 | 0 | 0 | 0 | 0 | 0 | 0 | 0 | 0 | 0 | 0 | 0 | 0 | 0 | 0 | 0
[10 empty] | 0 | 0 | 0 | 0 | 0 | 0 | 0 | 0 | 0 | 0 | 0 | 0 | 0 | 0 | 0 | 0 | 0 | 0 | 0 | 0 | 0 | 0 | 0 | 0 | 0 | 0 | 0 | 0
[10 empty] | 0 | 0 | 0 | 0 | 0 | 0 | 0 | 0 | 0 | 0 | 0 | 0 | 0 | 0 | 0 | 0 | 0 | 0 | 0 | 0 | 0 | 0 | 0 | 0 | 0 | 0 | 0 | 0
[10 empty] | 0 | 0 | 0 | 0 | 0 | 0 | 0 | 0 | 0 | 0 | 0 | 0 | 0 | 0 | 0 | 0 | 0 | 0 | 0 | 0 | 0 | 0 | 0 | 0 | 0 | 0 | 0 | 0
[10 empty] | 0 | 13478.314 | 9834.9159 | 2732.4507 | 2437.4771 | 2012.2729 | 0 | 0 | 0 | 0 | 0 | 0 | 0 | 0 | 0 | 0 | 0 | 0 | 0 | 0 | 0 | 0 | 0
[10 empty] | 0 | 0 | 0 | 0 | 0 | 0 | 2046.9312 | 2229.1861 | 1553.3094 | 1351.384 | 1062.7547 | 742.1679 | 898.6787 | 959.6358 | 950.2972 | 1079.4645 | 1032.4108 | 1185.3658 | 1062.8486 | 924.8624 | 841.3287 | 803.5264 | 714.4598
[10 empty] | 0 | 13786.9211 | 10352.8862 | 2972.9462 | 2617.1696 | 2162.0791 | 2179.2532 | 2345.8805 | 1622.8648 | 1396.4911 | 1088.1527 | 751.3739 | 900.0389 | 949.4685 | 928.6857 | 1040.8363 | 981.6093 | 1110.1803 | 979.6899 | 838.044 | 748.5639 | 701.0372 | 623.3309
[10 empty] | 0 | 4565.7284 | 3443.5051 | 12464.3079 | 11510.3492 | 10113.904 | 0 | 0 | 0 | 0 | 0 | 0 | 0 | 0 | 0 | 0 | 0 | 0 | 0 | 0 | 0 | 0 | 0
[10 empty] | 0 | 0 | 0 | 0 | 0 | 0 | 10749.5234 | 12261.7319 | 8972.4384 | 8184.9304 | 0 | 0 | 0 | 0 | 0 | 0 | 0 | 0 | 0 | 0 | 0 | 0 | 0
[10 empty] | 0 | 0 | 0 | 0 | 0 | 0 | 0 | 0 | 0 | 0 | 6758.2493 | 4952.5669 | 6298.0582 | 7062.5191 | 7348.8816 | 8773.5331 | 8823.8752 | 10657.8987 | 10058.9166 | 9218.2252 | 8836.9812 | 8899.9663 | 7913.4526
[10 empty] | 0 | 0 | 0 | 0 | 0 | 0 | 0 | 0 | 0 | 0 | 0 | 0 | 0 | 0 | 0 | 0 | 0 | 0 | 0 | 0 | 0 | 0 | 0
[10 empty] | 0 | 0 | 0 | 0 | 0 | 0 | 0 | 0 | 0 | 0 | 0 | 0 | 0 | 0 | 0 | 0 | 0 | 0 | 0 | 0 | 0 | 0 | 0
[10 empty] | 0 | 0 | 0 | 0 | 0 | 0 | 0 | 0 | 0 | 0 | 0 | 0 | 0 | 0 | 0 | 0 | 0 | 0 | 0 | 0 | 0 | 0 | 0
[10 empty] | 0 | 0 | 0 | 0 | 0 | 0 | 0 | 0 | 0 | 0 | 0 | 0 | 0 | 0 | 0 | 0 | 0 | 0 | 0 | 0 | 0 | 0 | 0
[10 empty] | 0 | 13478.314 | 9834.9159 | 0 | 0 | 0 | 0 | 0 | 0 | 0 | 0 | 0 | 0 | 0 | 0 | 0 | 0 | 0 | 0 | 0 | 0 | 0 | 0
[10 empty] | 0 | 0 | 0 | 0 | 0 | 0 | 0 | 0 | 0 | 0 | 0 | 0 | 0 | 0 | 0 | 0 | 0 | 0 | 0 | 0 | 0 | 0 | 0
[10 empty] | 0 | 13786.9211 | 10352.8862 | 0 | 0 | 0 | 0 | 0 | 0 | 0 | 0 | 0 | 0 | 0 | 0 | 0 | 0 | 0 | 0 | 0 | 0 | 0 | 0
[10 empty] | 0 | 4565.7284 | 3443.5051 | 18169.7047 | 16564.996 | 14288.2559 | 0 | 0 | 0 | 0 | 0 | 0 | 0 | 0 | 0 | 0 | 0 | 0 | 0 | 0 | 0 | 0 | 0
[10 empty] | 0 | 0 | 0 | 0 | 0 | 0 | 14069.2558 | 15424.8654 | 9558.2073 | 7129.5757 | 0 | 0 | 0 | 0 | 0 | 0 | 0 | 0 | 0 | 0 | 0 | 0 | 0
[10 empty] | 0 | 0 | 0 | 0 | 0 | 0 | 0 | 0 | 0 | 0 | 4980.1339 | 2097.6887 | 5164.2371 | 7328.3586 | 8628.7915 | 10808.4487 | 11369.6796 | 14729.5259 | 12758.2908 | 10589.876 | 8818.0146 | 8412.0621 | 6664.503
[10 empty] | 0 | 0 | 0 | 0 | 0 | 0 | 0 | 0 | 0 | 0 | 0 | 0 | 0 | 0 | 0 | 0 | 0 | 0 | 0 | 0 | 0 | 0 | 0
[10 empty] | 0 | 0 | 0 | 0 | 0 | 0 | 0 | 0 | 0 | 0 | 0 | 0 | 0 | 0 | 0 | 0 | 0 | 0 | 0 | 0 | 0 | 0 | 0
[10 empty] | 0 | 0 | 0 | 0 | 0 | 0 | 0 | 0 | 0 | 0 | 0 | 0 | 0 | 0 | 0 | 0 | 0 | 0 | 0 | 0 | 0 | 0 | 0
[10 empty] | 0 | 0 | 0 | 0 | 0 | 0 | 0 | 0 | 0 | 0 | 0 | 0 | 0 | 0 | 0 | 0 | 0 | 0 | 0 | 0 | 0 | 0 | 0
[10 empty] | 0 | 13478.314 | 9834.9159 | 0 | 0 | 0 | 0 | 0 | 0 | 0 | 0 | 0 | 0 | 0 | 0 | 0 | 0 | 0 | 0 | 0 | 0 | 0 | 0
[10 empty] | 0 | 0 | 0 | 0 | 0 | 0 | 0 | 0 | 0 | 0 | 0 | 0 | 0 | 0 | 0 | 0 | 0 | 0 | 0 | 0 | 0 | 0 | 0
[10 empty] | 0 | 13786.9211 | 10352.8862 | 0 | 0 | 0 | 0 | 0 | 0 | 0 | 0 | 0 | 0 | 0 | 0 | 0 | 0 | 0 | 0 | 0 | 0 | 0 | 0
[10 empty] | 0 | 4565.7284 | 3443.5051 | 18169.7047 | 16564.996 | 14288.2559 | 0 | 0 | 0 | 0 | 0 | 0 | 0 | 0 | 0 | 0 | 0 | 0 | 0 | 0 | 0 | 0 | 0
[10 empty] | 0 | 0 | 0 | 0 | 0 | 0 | 14069.2558 | 15424.8654 | 9558.2073 | 7129.5757 | 0 | 0 | 0 | 0 | 0 | 0 | 0 | 0 | 0 | 0 | 0 | 0 | 0
[10 empty] | 0 | 0 | 0 | 0 | 0 | 0 | 0 | 0 | 0 | 0 | 4980.1339 | 2097.6887 | 5164.2371 | 7328.3586 | 8628.7915 | 10808.4487 | 11369.6796 | 14729.5259 | 12758.2908 | 10589.876 | 8818.0146 | 8412.0621 | 6664.503
[10 empty] | 0 | 0 | 0 | 0 | 0 | 0 | 0 | 0 | 0 | 0 | 0 | 0 | 0 | 0 | 0 | 0 | 0 | 0 | 0 | 0 | 0 | 0 | 0
[10 empty] | 0 | 0 | 0 | 0 | 0 | 0 | 0 | 0 | 0 | 0 | 0 | 0 | 0 | 0 | 0 | 0 | 0 | 0 | 0 | 0 | 0 | 0 | 0
[10 empty] | 0 | 0 | 0 | 0 | 0 | 0 | 0 | 0 | 0 | 0 | 0 | 0 | 0 | 0 | 0 | 0 | 0 | 0 | 0 | 0 | 0 | 0 | 0
[10 empty] | 0 | 0 | 0 | 0 | 0 | 0 | 0 | 0 | 0 | 0 | 0 | 0 | 0 | 0 | 0 | 0 | 0 | 0 | 0 | 0 | 0 | 0 | 0

## Raw Equipment Stock (hidden)
Key | Sector | Segment | Vintage | End Use | Fuel | Technology | Equipment | Label | Case | 2013 | 2014 | 2015 | 2016 | 2017 | 2018 | 2019 | 2020 | 2021 | 2022 | 2023 | 2024 | 2025 | 2026 | 2027 | 2028 | 2029 | 2030 | 2031 | 2032 | 2033 | 2034 | 2035 | 2036 | 2037 | 2038 | 2039 | 2040
[10 empty] | 0 | 222.7935 | 577.4796 | 940.8086 | 1312.5538 | 1312.5538 | 1312.5538 | 1312.5538 | 1312.5538 | 1312.5538 | 1312.5538 | 1312.5538 | 1312.5538 | 1312.5538 | 1280.7262 | 1202.7759 | 1084.0572 | 929.1919 | 796.4502 | 682.6716 | 585.1471 | 436.6422 | 270.9244 | 126.3624 | 0 | 0 | 0 | 0
[10 empty] | 0 | 68.5172 | 68.5172 | 68.5172 | 68.5172 | 448.1048 | 835.0592 | 1228.9892 | 1629.5764 | 2050.8504 | 2490.5696 | 2964.9437 | 3469.773 | 4001.4769 | 4528.2394 | 5062.7059 | 5605.8418 | 6158.4634 | 6666.9839 | 7138.6003 | 7579.505 | 8075.6716 | 8562.2292 | 9021.3638 | 9457.9456 | 9765.4786 | 10071.7808 | 10378.1273
[10 empty] | 0 | 0 | 0 | 0 | 0 | 0 | 0 | 0 | 0 | 0 | 0 | 0 | 0 | 0 | 0 | 0 | 0 | 0 | 0 | 0 | 0 | 0 | 0 | 0 | 0 | 0 | 0 | 0
[10 empty] | 0 | 53.9887 | 53.9887 | 53.9887 | 53.9887 | 53.9887 | 53.9887 | 53.9887 | 53.9887 | 53.9887 | 53.9887 | 53.9887 | 53.9887 | 53.9887 | 46.276 | 39.6652 | 33.9987 | 29.1417 | 24.9786 | 21.4103 | 18.3517 | 0 | 0 | 0 | 0 | 0 | 0 | 0
[10 empty] | 0 | 0 | 0 | 0 | 0 | 0 | 0 | 0 | 0 | 0 | 0 | 0 | 0 | 0 | 0 | 0 | 0 | 0 | 0 | 0 | 0 | 0 | 0 | 0 | 0 | 0 | 0 | 0
[10 empty] | 0 | 0 | 0 | 0 | 0 | 0 | 0 | 0 | 0 | 0 | 0 | 0 | 0 | 0 | 0 | 0 | 0 | 0 | 0 | 0 | 0 | 0 | 0 | 0 | 0 | 0 | 0 | 0
[10 empty] | 0 | 0 | 0 | 0 | 0 | 0 | 0 | 0 | 0 | 0 | 0 | 0 | 0 | 0 | 0 | 0 | 0 | 0 | 0 | 0 | 0 | 0 | 0 | 0 | 0 | 0 | 0 | 0
[10 empty] | 0 | 0 | 0 | 0 | 0 | 0 | 0 | 0 | 0 | 0 | 0 | 0 | 0 | 0 | 0 | 0 | 0 | 0 | 0 | 0 | 0 | 0 | 0 | 0 | 0 | 0 | 0 | 0
[10 empty] | 0 | 0 | 0 | 0 | 0 | 0 | 0 | 0 | 0 | 0 | 0 | 0 | 0 | 0 | 0 | 0 | 0 | 0 | 0 | 0 | 0 | 0 | 0 | 0 | 0 | 0 | 0 | 0
[10 empty] | 0 | 0 | 0 | 0 | 0 | 0 | 0 | 0 | 0 | 0 | 0 | 0 | 0 | 0 | 0 | 0 | 0 | 0 | 0 | 0 | 0 | 0 | 0 | 0 | 0 | 0 | 0 | 0
[10 empty] | 5345.0347 | 5137.3432 | 4923.8079 | 4705.2635 | 4482.0303 | 4254.7781 | 4024.0811 | 3790.4314 | 3554.2508 | 3301.6161 | 3034.8779 | 2737.938 | 2415.1111 | 2070.0952 | 1774.3673 | 1520.8863 | 1303.6168 | 1117.3858 | 957.7593 | 820.9365 | 703.6599 | 603.1371 | 516.9746 | 443.1211 | 379.8181 | 325.5584 | 279.05 | 239.1857
[10 empty] | 0 | 719.1259 | 2643.5162 | 4144.0608 | 5361.7855 | 6577.9114 | 7791.6687 | 9241.7413 | 10847.0416 | 12553.6028 | 14284.8691 | 15427.7132 | 16178.9187 | 17025.6243 | 17223.5907 | 17345.9311 | 17417.9497 | 17456.4894 | 17472.7604 | 17474.2244 | 17465.8479 | 17450.9365 | 17431.6904 | 17409.574 | 17385.5621 | 17360.3034 | 17334.2296 | 17307.6282
[10 empty] | 0 | 0 | 0 | 0 | 0 | 0 | 0 | 0 | 0 | 0 | 0 | 0 | 0 | 0 | 0 | 0 | 0 | 0 | 0 | 0 | 0 | 0 | 0 | 0 | 0 | 0 | 0 | 0
[10 empty] | 0 | 0 | 0 | 0 | 0 | 0 | 0 | 0 | 0 | 0 | 0 | 0 | 0 | 0 | 0 | 0 | 0 | 0 | 0 | 0 | 0 | 0 | 0 | 0 | 0 | 0 | 0 | 0
[10 empty] | 0 | 1838.0388 | 1835.098 | 1832.1618 | 1829.2303 | 1826.3036 | 1823.3815 | 1820.4641 | 1817.5513 | 1814.6433 | 1207.8266 | 803.9294 | 535.0954 | 0 | 0 | 0 | 0 | 0 | 0 | 0 | 0 | 0 | 0 | 0 | 0 | 0 | 0 | 0
[10 empty] | 0 | 0 | 0 | 0 | 0 | 0 | 0 | 0 | 0 | 0 | 0 | 0 | 0 | 0 | 0 | 0 | 0 | 0 | 0 | 0 | 0 | 0 | 0 | 0 | 0 | 0 | 0 | 0
[10 empty] | 0 | 0 | 0 | 0 | 0 | 0 | 0 | 0 | 0 | 0 | 0 | 0 | 0 | 0 | 0 | 0 | 0 | 0 | 0 | 0 | 0 | 0 | 0 | 0 | 0 | 0 | 0 | 0
[10 empty] | 0 | 0 | 0 | 0 | 0 | 0 | 0 | 0 | 0 | 0 | 0 | 0 | 0 | 0 | 0 | 0 | 0 | 0 | 0 | 0 | 0 | 0 | 0 | 0 | 0 | 0 | 0 | 0
[10 empty] | 0 | 0 | 0 | 0 | 0 | 0 | 0 | 0 | 0 | 0 | 0 | 0 | 0 | 0 | 0 | 0 | 0 | 0 | 0 | 0 | 0 | 0 | 0 | 0 | 0 | 0 | 0 | 0
[10 empty] | 0 | 0 | 0 | 0 | 0 | 0 | 0 | 0 | 0 | 0 | 0 | 0 | 0 | 0 | 0 | 0 | 0 | 0 | 0 | 0 | 0 | 0 | 0 | 0 | 0 | 0 | 0 | 0
[10 empty] | 0 | 0 | 0 | 0 | 0 | 0 | 0 | 0 | 0 | 0 | 0 | 0 | 0 | 0 | 0 | 0 | 0 | 0 | 0 | 0 | 0 | 0 | 0 | 0 | 0 | 0 | 0 | 0
[10 empty] | 18074.695 | 15488.6107 | 13538.2881 | 12011.8525 | 10768.2784 | 9526.3444 | 8286.8203 | 6811.0221 | 5180.0373 | 3447.8328 | 2294.8775 | 1527.4705 | 1016.6844 | 676.7051 | 450.4149 | 299.7962 | 199.5443 | 132.8167 | 88.4028 | 58.8409 | 39.1645 | 26.0679 | 17.3508 | 11.5487 | 7.6868 | 5.1163 | 3.4054 | 2.2667
[10 empty] | 0 | 845.7116 | 2858.267 | 4878.6072 | 6906.8583 | 8943.1487 | 10987.6088 | 13040.3711 | 15101.5703 | 17171.3432 | 19249.8288 | 21337.1684 | 23433.5058 | 25538.9868 | 27600.4152 | 29459.9648 | 31147.9774 | 32690.4849 | 34109.825 | 35425.1692 | 36652.9762 | 38145.1156 | 39190.0072 | 40190.9611 | 41155.9625 | 42091.8836 | 43004.6432 | 43899.3428
[10 empty] | 0 | 845.7116 | 845.7116 | 845.7116 | 845.7116 | 845.7116 | 845.7116 | 845.7116 | 845.7116 | 845.7116 | 845.7116 | 845.7116 | 845.7116 | 845.7116 | 724.8956 | 621.3391 | 532.5764 | 456.494 | 391.2806 | 335.3834 | 287.4715 | 0 | 0 | 0 | 0 | 0 | 0 | 0
[10 empty] | 0 | 313.4718 | 313.4718 | 313.4718 | 313.4718 | 313.4718 | 313.4718 | 313.4718 | 313.4718 | 313.4718 | 313.4718 | 313.4718 | 313.4718 | 313.4718 | 268.6901 | 230.3058 | 197.405 | 169.2043 | 145.0322 | 124.3134 | 106.5543 | 0 | 0 | 0 | 0 | 0 | 0 | 0
[10 empty] | 0 | 0 | 0 | 0 | 0 | 0 | 0 | 0 | 0 | 0 | 0 | 0 | 0 | 0 | 0 | 0 | 0 | 0 | 0 | 0 | 0 | 0 | 0 | 0 | 0 | 0 | 0 | 0
[10 empty] | 0 | 0 | 0 | 0 | 0 | 0 | 0 | 0 | 0 | 0 | 0 | 0 | 0 | 0 | 0 | 0 | 0 | 0 | 0 | 0 | 0 | 0 | 0 | 0 | 0 | 0 | 0 | 0
[10 empty] | 0 | 0 | 0 | 0 | 0 | 0 | 0 | 0 | 0 | 0 | 0 | 0 | 0 | 0 | 0 | 0 | 0 | 0 | 0 | 0 | 0 | 0 | 0 | 0 | 0 | 0 | 0 | 0
[10 empty] | 0 | 0 | 0 | 0 | 0 | 0 | 0 | 0 | 0 | 0 | 0 | 0 | 0 | 0 | 0 | 0 | 0 | 0 | 0 | 0 | 0 | 0 | 0 | 0 | 0 | 0 | 0 | 0
[10 empty] | 0 | 0 | 0 | 0 | 0 | 0 | 0 | 0 | 0 | 0 | 0 | 0 | 0 | 0 | 0 | 0 | 0 | 0 | 0 | 0 | 0 | 0 | 0 | 0 | 0 | 0 | 0 | 0
[10 empty] | 0 | 0 | 0 | 0 | 0 | 0 | 0 | 0 | 0 | 0 | 0 | 0 | 0 | 0 | 0 | 0 | 0 | 0 | 0 | 0 | 0 | 0 | 0 | 0 | 0 | 0 | 0 | 0
[10 empty] | 0 | 0 | 0 | 0 | 0 | 0 | 0 | 0 | 0 | 0 | 0 | 0 | 0 | 0 | 0 | 0 | 0 | 0 | 0 | 0 | 0 | 0 | 0 | 0 | 0 | 0 | 0 | 0
[10 empty] | 29119.3007 | 27586.7059 | 26054.1111 | 24521.5163 | 22988.9216 | 21456.3268 | 19923.732 | 18391.1373 | 16858.5425 | 15325.9477 | 13793.3529 | 12260.7582 | 10728.1634 | 9195.5686 | 7881.916 | 6755.928 | 5790.7954 | 4963.5389 | 4254.4619 | 3646.6817 | 3125.7271 | 2679.1947 | 2296.4526 | 1968.3879 | 1687.1897 | 1446.1626 | 1239.5679 | 1062.4868
[10 empty] | 0 | 110.9146 | 221.4743 | 331.6799 | 441.5323 | 551.0323 | 660.1807 | 768.9785 | 877.4265 | 985.5254 | 1093.2762 | 1200.6796 | 1307.7366 | 1414.4479 | 1512.4582 | 1602.4503 | 1685.0534 | 1760.8471 | 1830.366 | 1894.1025 | 1952.5105 | 2006.0082 | 2054.9812 | 2099.7847 | 2140.7462 | 2178.1673 | 2212.3263 | 2243.4792
[10 empty] | 0 | 0 | 0 | 0 | 0 | 0 | 0 | 0 | 0 | 0 | 0 | 0 | 0 | 0 | 0 | 0 | 0 | 0 | 0 | 0 | 0 | 0 | 0 | 0 | 0 | 0 | 0 | 0
[10 empty] | 0 | 0 | 0 | 0 | 0 | 0 | 0 | 0 | 0 | 0 | 0 | 0 | 0 | 0 | 0 | 0 | 0 | 0 | 0 | 0 | 0 | 0 | 0 | 0 | 0 | 0 | 0 | 0
[10 empty] | 0 | 0 | 0 | 0 | 0 | 0 | 0 | 0 | 0 | 0 | 0 | 0 | 0 | 0 | 0 | 0 | 0 | 0 | 0 | 0 | 0 | 0 | 0 | 0 | 0 | 0 | 0 | 0
[10 empty] | 0 | 0 | 0 | 0 | 0 | 0 | 0 | 0 | 0 | 0 | 0 | 0 | 0 | 0 | 0 | 0 | 0 | 0 | 0 | 0 | 0 | 0 | 0 | 0 | 0 | 0 | 0 | 0
[10 empty] | 0 | 0 | 0 | 0 | 0 | 0 | 0 | 0 | 0 | 0 | 0 | 0 | 0 | 0 | 0 | 0 | 0 | 0 | 0 | 0 | 0 | 0 | 0 | 0 | 0 | 0 | 0 | 0
[10 empty] | 0 | 0 | 0 | 0 | 0 | 0 | 0 | 0 | 0 | 0 | 0 | 0 | 0 | 0 | 0 | 0 | 0 | 0 | 0 | 0 | 0 | 0 | 0 | 0 | 0 | 0 | 0 | 0
[10 empty] | 0 | 0 | 0 | 0 | 0 | 0 | 0 | 0 | 0 | 0 | 0 | 0 | 0 | 0 | 0 | 0 | 0 | 0 | 0 | 0 | 0 | 0 | 0 | 0 | 0 | 0 | 0 | 0
[10 empty] | 0 | 0 | 0 | 0 | 0 | 0 | 0 | 0 | 0 | 0 | 0 | 0 | 0 | 0 | 0 | 0 | 0 | 0 | 0 | 0 | 0 | 0 | 0 | 0 | 0 | 0 | 0 | 0
[10 empty] | 0 | 0 | 0 | 0 | 0 | 0 | 0 | 0 | 0 | 0 | 0 | 0 | 0 | 0 | 0 | 0 | 0 | 0 | 0 | 0 | 0 | 0 | 0 | 0 | 0 | 0 | 0 | 0
[10 empty] | 2777.3088 | 2661.9505 | 2546.9542 | 2432.3191 | 2318.0444 | 2204.129 | 2090.5723 | 1977.3733 | 1864.5312 | 1752.0451 | 1639.9143 | 1528.1377 | 1416.7146 | 1305.6442 | 1203.2817 | 1108.9444 | 1022.0032 | 941.8781 | 868.0349 | 799.9809 | 737.2624 | 679.4611 | 626.1913 | 577.0979 | 531.8534 | 490.1561 | 451.7279 | 416.3124
[10 empty] | 0 | 1434.2455 | 3238.7546 | 5089.4809 | 6977.9205 | 8899.0366 | 10848.361 | 12821.9306 | 14816.2296 | 16800.0822 | 18773.9705 | 20826.6747 | 22948.3526 | 25130.2718 | 27035.1192 | 28687.9144 | 30174.4584 | 31484.5798 | 32638.3676 | 33653.5831 | 34545.9714 | 35329.4899 | 36016.9793 | 36554.4499 | 37005.6601 | 37552.7256 | 37949.622 | 38295.8374
[10 empty] | 0 | 0 | 0 | 0 | 0 | 0 | 0 | 0 | 0 | 0 | 0 | 0 | 0 | 0 | 0 | 0 | 0 | 0 | 0 | 0 | 0 | 0 | 0 | 0 | 0 | 0 | 0 | 0
[10 empty] | 0 | 0 | 0 | 0 | 0 | 0 | 0 | 0 | 0 | 0 | 0 | 0 | 0 | 0 | 0 | 0 | 0 | 0 | 0 | 0 | 0 | 0 | 0 | 0 | 0 | 0 | 0 | 0
[10 empty] | 0 | 0 | 0 | 0 | 0 | 0 | 0 | 0 | 0 | 0 | 0 | 0 | 0 | 0 | 0 | 0 | 0 | 0 | 0 | 0 | 0 | 0 | 0 | 0 | 0 | 0 | 0 | 0
[10 empty] | 0 | 633.5433 | 632.5297 | 631.5176 | 630.5072 | 629.4984 | 628.4912 | 627.4856 | 626.4816 | 625.4793 | 624.4785 | 623.4793 | 622.4818 | 621.4858 | 620.4914 | 619.4986 | 549.7844 | 487.9153 | 433.0086 | 384.2807 | 341.0363 | 302.6583 | 268.5992 | 238.3728 | 211.5479 | 0 | 0 | 0
[10 empty] | 0 | 0 | 326.8639 | 326.3409 | 325.8188 | 325.2975 | 324.777 | 324.2573 | 323.7385 | 323.2206 | 322.7034 | 322.1871 | 321.6716 | 321.1569 | 320.643 | 320.13 | 319.6178 | 283.6502 | 251.7301 | 223.402 | 198.2619 | 175.9508 | 156.1505 | 138.5783 | 122.9836 | 109.1439 | 0 | 0
[10 empty] | 0 | 0 | 0 | 335.7472 | 335.21 | 334.6737 | 334.1382 | 333.6036 | 333.0698 | 332.5369 | 332.0049 | 331.4737 | 330.9433 | 330.4138 | 329.8851 | 329.3573 | 328.8303 | 328.3042 | 291.359 | 258.5714 | 229.4735 | 203.6501 | 180.7327 | 160.3942 | 142.3445 | 126.326 | 112.1101 | 0
[10 empty] | 0 | 0 | 0 | 0 | 343.1055 | 692.1202 | 1046.2355 | 1404.7346 | 1766.9815 | 2127.3362 | 2485.8859 | 2858.6917 | 3243.973 | 3640.1501 | 4014.4361 | 4375.4691 | 4736.0408 | 5091.7207 | 5443.7449 | 5755.8924 | 6032.514 | 6277.4865 | 6493.7967 | 6749.4805 | 6993.2452 | 7241.7796 | 7451.1766 | 7636.7784
[10 empty] | 0 | 0 | 0 | 0 | 0 | 0 | 0 | 0 | 0 | 0 | 0 | 0 | 0 | 0 | 0 | 0 | 0 | 0 | 0 | 0 | 0 | 0 | 0 | 0 | 0 | 0 | 0 | 0
[10 empty] | 0 | 0 | 0 | 0 | 0 | 0 | 0 | 0 | 0 | 0 | 0 | 0 | 0 | 0 | 0 | 0 | 0 | 0 | 0 | 0 | 0 | 0 | 0 | 0 | 0 | 0 | 0 | 0
[10 empty] | 52076.3602 | 49925.2492 | 47711.701 | 45443.7067 | 43131.3085 | 40780.4541 | 38396.4197 | 35983.8854 | 33547.0026 | 31122.5869 | 28710.069 | 26204.6071 | 23617.8239 | 20960.0314 | 18601.3292 | 16508.0597 | 14650.3527 | 13001.6997 | 11538.5751 | 10240.1007 | 9087.7481 | 8065.0735 | 7157.4839 | 6352.0284 | 5637.2134 | 5002.839 | 4439.8529 | 3940.2214
[10 empty] | 0 | 465.0343 | 1034.031 | 1602.0658 | 2168.203 | 2732.4584 | 3294.8459 | 3855.3784 | 4414.0673 | 4961.7951 | 5499.9172 | 6058.3364 | 6633.8088 | 7223.5591 | 7715.6812 | 8122.003 | 8474.0985 | 8770.8252 | 9020.4321 | 9229.9355 | 9405.3153 | 9531.308 | 9631.165 | 9713.5489 | 9780.5101 | 9886.218 | 9948.2882 | 9999.2581
[10 empty] | 0 | 0 | 0 | 0 | 0 | 0 | 0 | 0 | 0 | 0 | 0 | 0 | 0 | 0 | 0 | 0 | 0 | 0 | 0 | 0 | 0 | 0 | 0 | 0 | 0 | 0 | 0 | 0
[10 empty] | 0 | 0 | 0 | 0 | 0 | 0 | 0 | 0 | 0 | 0 | 0 | 0 | 0 | 0 | 0 | 0 | 0 | 0 | 0 | 0 | 0 | 0 | 0 | 0 | 0 | 0 | 0 | 0
[10 empty] | 0 | 0 | 0 | 0 | 0 | 0 | 0 | 0 | 0 | 0 | 0 | 0 | 0 | 0 | 0 | 0 | 0 | 0 | 0 | 0 | 0 | 0 | 0 | 0 | 0 | 0 | 0 | 0
[10 empty] | 0 | 209.2255 | 208.8907 | 208.5565 | 208.2228 | 207.8897 | 207.557 | 207.2249 | 206.8934 | 206.5624 | 206.2319 | 205.9019 | 205.5724 | 205.2435 | 204.9151 | 204.5873 | 181.5644 | 161.1323 | 142.9996 | 126.9074 | 112.6261 | 99.9519 | 88.704 | 78.7218 | 69.863 | 0 | 0 | 0
[10 empty] | 0 | 0 | 104.6299 | 104.4625 | 104.2954 | 104.1285 | 103.9619 | 103.7956 | 103.6295 | 103.4637 | 103.2982 | 103.1329 | 102.9679 | 102.8031 | 102.6386 | 102.4744 | 102.3105 | 90.7971 | 80.5794 | 71.5115 | 63.4641 | 56.3223 | 49.9841 | 44.3593 | 39.3674 | 34.9372 | 0 | 0
[10 empty] | 0 | 0 | 0 | 104.6205 | 104.4531 | 104.286 | 104.1191 | 103.9525 | 103.7862 | 103.6201 | 103.4544 | 103.2888 | 103.1236 | 102.9586 | 102.7938 | 102.6294 | 102.4652 | 102.3012 | 90.7889 | 80.5721 | 71.5051 | 63.4584 | 56.3172 | 49.9796 | 44.3553 | 39.3638 | 34.9341 | 0
[10 empty] | 0 | 0 | 0 | 0 | 104.4389 | 208.5315 | 312.2803 | 415.6877 | 518.7557 | 619.8101 | 719.0997 | 822.116 | 928.2632 | 1037.0318 | 1139.8196 | 1239.7466 | 1340.7263 | 1440.9121 | 1540.4183 | 1628.0064 | 1705.0619 | 1793.1675 | 1874.4938 | 1945.0308 | 2006.7208 | 2070.8223 | 2122.6872 | 2167.569
[10 empty] | 0 | 0 | 0 | 0 | 0 | 0 | 0 | 0 | 0 | 0 | 0 | 0 | 0 | 0 | 0 | 0 | 0 | 0 | 0 | 0 | 0 | 0 | 0 | 0 | 0 | 0 | 0 | 0
[10 empty] | 0 | 0 | 0 | 0 | 0 | 0 | 0 | 0 | 0 | 0 | 0 | 0 | 0 | 0 | 0 | 0 | 0 | 0 | 0 | 0 | 0 | 0 | 0 | 0 | 0 | 0 | 0 | 0
[10 empty] | 13207.3978 | 12512.0062 | 11817.6163 | 11124.3983 | 10433.4599 | 9744.7822 | 9058.3486 | 8374.144 | 7692.1547 | 7023.1725 | 6365.5933 | 5684.0224 | 4982.2995 | 4263.7096 | 3648.7608 | 3122.5053 | 2672.1508 | 2286.7503 | 1956.9356 | 1674.6896 | 1433.1515 | 1226.4501 | 1049.5609 | 898.1843 | 768.6404 | 657.7805 | 562.9098 | 481.7221
[10 empty] | 0 | 1340.4442 | 1338.2995 | 1336.1582 | 889.3469 | 591.9493 | 394.0015 | 0 | 0 | 0 | 0 | 0 | 0 | 0 | 0 | 0 | 0 | 0 | 0 | 0 | 0 | 0 | 0 | 0 | 0 | 0 | 0 | 0
[10 empty] | 0 | 0 | 3651.9585 | 7292.2308 | 11193.0596 | 14520.9407 | 17465.1109 | 20277.0485 | 21800.0813 | 22748.9754 | 23146.2864 | 23067.7112 | 22659.4154 | 21988.7894 | 21143.8142 | 20193.8759 | 19336.9728 | 18478.3989 | 18019.808 | 17690.3127 | 17492.6467 | 17625.0698 | 17698.2191 | 18361.3193 | 18730.4918 | 19150.4356 | 19537.6728 | 19922.6329
[10 empty] | 0 | 1501.9355 | 2249.2986 | 2994.2663 | 3792.7314 | 4722.2956 | 5737.8408 | 6853.6484 | 7979.8177 | 9052.7428 | 10099.6372 | 11125.5145 | 12108.2908 | 13047.7637 | 13933.9376 | 14760.1723 | 15277.6397 | 15668.121 | 16021.1159 | 16296.185 | 16479.2249 | 16251.4082 | 16188.8225 | 16187.8897 | 16107.659 | 15990.1799 | 15878.6086 | 15776.1524
[10 empty] | 0 | 3132.7982 | 4691.6786 | 6245.5625 | 7911.0336 | 9849.9564 | 11968.2219 | 11949.0727 | 11929.9542 | 11910.8663 | 11891.8089 | 11872.782 | 11853.7855 | 11834.8195 | 11815.8838 | 11796.9783 | 11778.1032 | 11759.2582 | 11130.7098 | 10321.5152 | 9369.0133 | 8280.337 | 7029.6798 | 4821.9289 | 3455.5968 | 2364.9133 | 1464.894 | 676.1539
[10 empty] | 0 | 0 | 0 | 0 | 0 | 0 | 0 | 2346.5462 | 4714.6744 | 6971.7131 | 9174.4256 | 11333.2691 | 11315.1359 | 11297.0316 | 11278.9564 | 11260.9101 | 11242.8926 | 11224.904 | 11206.9441 | 11189.013 | 11171.1106 | 11153.2368 | 11135.3916 | 11117.575 | 10643.0808 | 9799.6342 | 8683.1249 | 7359.0942
[10 empty] | 0 | 0 | 0 | 0 | 0 | 0 | 0 | 0 | 0 | 0 | 0 | 0 | 2087.0444 | 4083.7055 | 5969.134 | 7729.4799 | 9457.4165 | 11101.6771 | 12811.4854 | 14495.3351 | 16149.6986 | 17907.2157 | 19623.4031 | 21561.7916 | 23417.4402 | 25291.9455 | 27223.5381 | 29199.9683
[10 empty] | 0 | 0 | 0 | 0 | 0 | 0 | 0 | 0 | 0 | 0 | 0 | 0 | 0 | 0 | 0 | 0 | 0 | 0 | 0 | 0 | 0 | 0 | 0 | 0 | 0 | 0 | 0 | 0
[10 empty] | 0 | 0 | 0 | 0 | 0 | 0 | 0 | 0 | 0 | 0 | 0 | 0 | 0 | 0 | 0 | 0 | 0 | 0 | 0 | 0 | 0 | 0 | 0 | 0 | 0 | 0 | 0 | 0
[10 empty] | 0 | 0 | 0 | 0 | 0 | 0 | 0 | 0 | 0 | 0 | 0 | 0 | 0 | 0 | 0 | 0 | 0 | 0 | 0 | 0 | 0 | 0 | 0 | 0 | 0 | 0 | 0 | 0
[10 empty] | 0 | 0 | 0 | 0 | 0 | 0 | 0 | 0 | 0 | 0 | 0 | 0 | 0 | 0 | 0 | 0 | 0 | 0 | 0 | 0 | 0 | 0 | 0 | 0 | 0 | 0 | 0 | 0
[10 empty] | 77801.7951 | 71702.1344 | 65621.7934 | 59560.7259 | 53518.8859 | 47496.2273 | 41492.7041 | 35508.2707 | 30386.9635 | 26004.2952 | 22253.7328 | 19044.1087 | 16297.4041 | 13946.8528 | 11935.3182 | 10213.9043 | 8740.7675 | 7480.0991 | 6401.2551 | 5478.0112 | 4687.9255 | 4011.7927 | 3433.1775 | 2938.0152 | 2514.2695 | 2151.64 | 1841.312 | 1575.7422
[10 empty] | 0 | 2543.3307 | 2539.2614 | 2535.1986 | 2531.1423 | 2527.0924 | 2523.0491 | 2519.0122 | 2514.9818 | 2510.9578 | 2506.9403 | 2502.9292 | 2498.9245 | 2494.9262 | 2490.9343 | 2486.9488 | 2482.9697 | 2478.997 | 2475.0306 | 2471.0705 | 1973.6934 | 1576.4284 | 1259.1249 | 1005.6883 | 803.2633 | 0 | 0 | 0
[10 empty] | 0 | 0 | 2539.2614 | 5070.3972 | 7593.4268 | 10108.3697 | 12615.2454 | 15114.0732 | 17604.8725 | 20087.6625 | 22562.4626 | 25029.2918 | 27488.1694 | 29939.1146 | 32382.1463 | 34817.2837 | 37244.5458 | 39663.9515 | 42075.5197 | 44479.2694 | 46875.2194 | 48649.1095 | 49926.5662 | 50807.9289 | 51373.3399 | 52328.3918 | 52153.7358 | 51877.1798
[10 empty] | 0 | 833.9437 | 832.6094 | 831.2772 | 829.9472 | 828.6193 | 827.2935 | 825.9698 | 824.6483 | 823.3288 | 822.0115 | 820.6963 | 819.3832 | 818.0722 | 816.7632 | 815.4564 | 814.1517 | 812.849 | 811.5485 | 810.25 | 647.1629 | 516.9019 | 412.8599 | 329.7595 | 263.3855 | 0 | 0 | 0
[10 empty] | 0 | 0 | 0 | 0 | 0 | 0 | 0 | 0 | 0 | 0 | 0 | 0 | 0 | 0 | 0 | 0 | 0 | 0 | 0 | 0 | 0 | 0 | 0 | 0 | 0 | 0 | 0 | 0
[10 empty] | 0 | 0 | 0 | 0 | 0 | 0 | 0 | 0 | 0 | 0 | 0 | 0 | 0 | 0 | 0 | 0 | 0 | 0 | 0 | 0 | 0 | 0 | 0 | 0 | 0 | 0 | 0 | 0
[10 empty] | 0 | 0 | 0 | 0 | 0 | 0 | 0 | 0 | 0 | 0 | 0 | 0 | 0 | 0 | 0 | 0 | 0 | 0 | 0 | 0 | 0 | 0 | 0 | 0 | 0 | 0 | 0 | 0
[10 empty] | 0 | 0 | 0 | 0 | 0 | 0 | 0 | 0 | 0 | 0 | 0 | 0 | 0 | 0 | 0 | 0 | 0 | 0 | 0 | 0 | 0 | 0 | 0 | 0 | 0 | 0 | 0 | 0
[10 empty] | 0 | 0 | 0 | 0 | 0 | 0 | 0 | 0 | 0 | 0 | 0 | 0 | 0 | 0 | 0 | 0 | 0 | 0 | 0 | 0 | 0 | 0 | 0 | 0 | 0 | 0 | 0 | 0
[10 empty] | 0 | 0 | 0 | 0 | 0 | 0 | 0 | 0 | 0 | 0 | 0 | 0 | 0 | 0 | 0 | 0 | 0 | 0 | 0 | 0 | 0 | 0 | 0 | 0 | 0 | 0 | 0 | 0
[10 empty] | 0 | 0 | 0 | 0 | 0 | 0 | 0 | 0 | 0 | 0 | 0 | 0 | 0 | 0 | 0 | 0 | 0 | 0 | 0 | 0 | 0 | 0 | 0 | 0 | 0 | 0 | 0 | 0
[10 empty] | 77801.7951 | 74300.0378 | 70809.2869 | 67329.5162 | 63860.6996 | 60402.8107 | 56955.8237 | 53519.7123 | 50094.4507 | 46680.013 | 43276.3732 | 39883.5055 | 36501.3843 | 33129.9837 | 29769.2781 | 26419.242 | 23079.8498 | 19751.0761 | 16432.8953 | 13125.2821 | 10483.4253 | 8373.3215 | 6687.9393 | 5341.7909 | 4266.5952 | 3407.8149 | 2721.89 | 2174.0279
[10 empty] | 0 | 5329.6155 | 13521.1342 | 21226.2563 | 28590.2322 | 35487.7751 | 39323.5316 | 41103.1178 | 41449.8737 | 41176.5526 | 40729.0806 | 40184.4276 | 39620.9021 | 39142.9653 | 38740.4988 | 39040.43 | 38982.7035 | 38929.3473 | 38959.6375 | 39011.7563 | 39006.7418 | 39002.6975 | 38935.7426 | 38873.735 | 38810.4057 | 38732.5703 | 38657.2182 | 38575.9869
[10 empty] | 0 | 970.9906 | 1454.1555 | 2013.2487 | 2355.9498 | 2727.5287 | 3027.3666 | 3051.914 | 3125.4528 | 3147.4886 | 3131.3063 | 3088.2935 | 3048.0258 | 3005.2218 | 2975.5141 | 2985.8156 | 2973.7168 | 2977.7527 | 2974.1459 | 2977.6808 | 2984.5013 | 2977.0779 | 2976.871 | 2971.7882 | 2967.5437 | 2962.6253 | 2955.6363 | 2950.1556
[10 empty] | 0 | 1554.2451 | 2327.6375 | 3222.5668 | 4286.7205 | 5481.2439 | 6143.3084 | 6705.1721 | 7118.7618 | 7110.1234 | 7229.8876 | 7238.3862 | 7173.027 | 7076.1338 | 6994.2249 | 6978.0387 | 6937.3603 | 6918.0866 | 6909.9438 | 6918.4485 | 6921.4798 | 6921.6955 | 6921.2383 | 6907.6338 | 6904.5593 | 6893.6243 | 6881.1306 | 6867.8003
[10 empty] | 0 | 3241.9077 | 4855.081 | 6721.7611 | 8941.416 | 11433.0018 | 13885.9812 | 13863.7636 | 13841.5816 | 13819.4351 | 13158.2196 | 12307.6601 | 11255.8989 | 9973.856 | 8454.2815 | 5921.5969 | 4314.8593 | 2965.8821 | 1797.1825 | 793.1037 | 0 | 0 | 0 | 0 | 0 | 0 | 0 | 0
[10 empty] | 0 | 0 | 0 | 0 | 0 | 0 | 0 | 2441.1476 | 4773.2611 | 7106.8891 | 9436.6109 | 11707.1671 | 11688.4357 | 11669.7342 | 11651.0626 | 11632.4209 | 11132.5652 | 10269.855 | 9117.033 | 7733.2689 | 6176.7166 | 4307.7212 | 2841.8651 | 1669.7117 | 733.5336 | 0 | 0 | 0
[10 empty] | 0 | 0 | 0 | 0 | 0 | 0 | 0 | 0 | 0 | 0 | 0 | 0 | 2258.5313 | 4481.5758 | 6696.0511 | 9020.6812 | 11242.097 | 13484.8082 | 15722.4025 | 17962.2503 | 20211.0165 | 21987.1448 | 23411.1961 | 24551.154 | 25442.8465 | 26153.506 | 26130.8906 | 26112.9556
[10 empty] | 0 | 0 | 0 | 0 | 0 | 0 | 0 | 0 | 0 | 0 | 0 | 0 | 0 | 0 | 0 | 0 | 0 | 0 | 0 | 0 | 0 | 0 | 0 | 0 | 0 | 0 | 0 | 0
[10 empty] | 0 | 0 | 0 | 0 | 0 | 0 | 0 | 0 | 0 | 0 | 0 | 0 | 0 | 0 | 0 | 0 | 0 | 0 | 0 | 0 | 0 | 0 | 0 | 0 | 0 | 0 | 0 | 0
[10 empty] | 0 | 0 | 0 | 0 | 0 | 0 | 0 | 0 | 0 | 0 | 0 | 0 | 0 | 0 | 0 | 0 | 0 | 0 | 0 | 0 | 0 | 0 | 0 | 0 | 0 | 0 | 0 | 0
[10 empty] | 0 | 0 | 0 | 0 | 0 | 0 | 0 | 0 | 0 | 0 | 0 | 0 | 0 | 0 | 0 | 0 | 0 | 0 | 0 | 0 | 0 | 0 | 0 | 0 | 0 | 0 | 0 | 0
[10 empty] | 77801.7951 | 66580.5533 | 55395.0204 | 44245.1107 | 33130.7389 | 22051.8198 | 14677.6913 | 9769.4713 | 6502.5601 | 4328.104 | 2880.786 | 1917.4512 | 1276.2555 | 849.4757 | 565.411 | 376.3376 | 250.4903 | 166.7263 | 110.973 | 73.8637 | 49.1637 | 32.7233 | 21.7806 | 14.4972 | 9.6493 | 6.4226 | 4.2749 | 2.8454
[10 empty] | 0 | 2328.6637 | 2324.9379 | 1547.4787 | 1030.0018 | 685.5692 | 0 | 0 | 0 | 0 | 0 | 0 | 0 | 0 | 0 | 0 | 0 | 0 | 0 | 0 | 0 | 0 | 0 | 0 | 0 | 0 | 0 | 0
[10 empty] | 0 | 0 | 4687.6066 | 9874.6588 | 14508.6411 | 18656.0521 | 22680.7127 | 24872.148 | 26196.2876 | 27019.7691 | 27435.6604 | 27495.2308 | 27376.4171 | 27147.2794 | 26858.9311 | 26559.2659 | 26255.0903 | 25972.2183 | 25712.5173 | 26183.4082 | 26247.5723 | 26262.7431 | 26352.5337 | 26460.4683 | 26560.1115 | 26665.7357 | 26700.8204 | 26732.882
[10 empty] | 0 | 1184.1273 | 1773.3491 | 2425.5549 | 2968.7388 | 3532.3846 | 4155.2647 | 4708.2307 | 5169.645 | 5252.8364 | 5469.6558 | 5628.9811 | 5704.3793 | 5722.6626 | 5689.2121 | 5643.0277 | 5594.9592 | 5536.5278 | 5478.9593 | 5511.6367 | 5495.898 | 5506.3924 | 5510.6946 | 5524.2581 | 5557.2746 | 5577.5558 | 5599.8796 | 5595.0623
[10 empty] | 0 | 3548.7828 | 5314.6571 | 7269.2922 | 9603.5482 | 12208.4347 | 15195.593 | 15171.2801 | 15147.006 | 15122.7708 | 14709.907 | 14147.4191 | 13431.4757 | 12537.7735 | 11456.6806 | 10167.4221 | 9023.2482 | 8007.832 | 7106.684 | 5245.1604 | 4124.862 | 3073.3126 | 2025.5804 | 1013.6638 | 0 | 0 | 0 | 0
[10 empty] | 0 | 0 | 0 | 0 | 0 | 0 | 0 | 3041.039 | 6052.5011 | 9120.5016 | 12166.9691 | 15207.7173 | 15183.3849 | 15159.0915 | 15134.837 | 15110.6212 | 14753.3857 | 14103.8497 | 13188.719 | 12040.2444 | 10685.3155 | 9482.8614 | 8415.7234 | 7468.674 | 6628.1992 | 4972.4364 | 3510.3957 | 2194.5255
[10 empty] | 0 | 0 | 0 | 0 | 0 | 0 | 0 | 0 | 0 | 0 | 0 | 0 | 3007.34 | 5965.9137 | 8895.0701 | 11783.7793 | 14640.0267 | 17460.2181 | 20250.7709 | 23283.6708 | 26128.3703 | 28684.3063 | 30957.5839 | 32985.103 | 34844.7075 | 36469.5204 | 37933.2227 | 39251.0937
[10 empty] | 0 | 0 | 0 | 0 | 0 | 0 | 0 | 0 | 0 | 0 | 0 | 0 | 0 | 0 | 0 | 0 | 0 | 0 | 0 | 0 | 0 | 0 | 0 | 0 | 0 | 0 | 0 | 0
[10 empty] | 0 | 0 | 0 | 0 | 0 | 0 | 0 | 0 | 0 | 0 | 0 | 0 | 0 | 0 | 0 | 0 | 0 | 0 | 0 | 0 | 0 | 0 | 0 | 0 | 0 | 0 | 0 | 0
[10 empty] | 0 | 0 | 0 | 0 | 0 | 0 | 0 | 0 | 0 | 0 | 0 | 0 | 0 | 0 | 0 | 0 | 0 | 0 | 0 | 0 | 0 | 0 | 0 | 0 | 0 | 0 | 0 | 0
[10 empty] | 0 | 0 | 0 | 0 | 0 | 0 | 0 | 0 | 0 | 0 | 0 | 0 | 0 | 0 | 0 | 0 | 0 | 0 | 0 | 0 | 0 | 0 | 0 | 0 | 0 | 0 | 0 | 0
[10 empty] | 77801.7951 | 70615.7384 | 63452.4779 | 56311.959 | 49194.1274 | 42098.9287 | 35026.3087 | 29141.8888 | 24246.0515 | 20172.7148 | 16783.6988 | 13964.0374 | 11618.0791 | 9666.2418 | 8042.3132 | 6691.2046 | 5567.0822 | 4631.8124 | 3853.6679 | 3206.2517 | 2667.6014 | 2219.4444 | 1846.5777 | 1536.3527 | 1278.2454 | 1063.5002 | 884.8322 | 736.1804
[10 empty] | 0 | 1543.9824 | 4719.7967 | 8018.0432 | 11423.4001 | 14922.2737 | 18502.6036 | 22112.8352 | 25748.2049 | 29700.3502 | 33931.2846 | 38407.3023 | 42528.9847 | 46173.3304 | 49394.0773 | 52238.916 | 54750.1702 | 56965.4007 | 58917.9417 | 60637.3759 | 62149.9569 | 63923.2856 | 65039.4374 | 66016.6895 | 66870.694 | 67615.3415 | 68262.9597 | 68824.4887
[10 empty] | 0 | 786.028 | 784.7704 | 783.5147 | 782.2611 | 781.0095 | 779.7599 | 778.5123 | 777.2667 | 776.023 | 774.7814 | 773.5417 | 686.4925 | 609.2392 | 540.6795 | 479.835 | 425.8376 | 377.9167 | 335.3884 | 297.6461 | 264.151 | 0 | 0 | 0 | 0 | 0 | 0 | 0
[10 empty] | 0 | 520.1763 | 519.344 | 518.5131 | 517.6835 | 516.8552 | 516.0282 | 515.2026 | 514.3782 | 513.5552 | 512.7335 | 511.9132 | 454.3059 | 403.1813 | 357.81 | 317.5444 | 281.8101 | 250.0971 | 221.9528 | 196.9757 | 174.8094 | 0 | 0 | 0 | 0 | 0 | 0 | 0
[10 empty] | 0 | 183.5394 | 183.2458 | 182.9526 | 182.6599 | 182.3676 | 182.0758 | 181.7845 | 181.4936 | 181.2033 | 180.9133 | 180.6239 | 160.2977 | 142.2588 | 126.25 | 112.0426 | 99.4341 | 88.2445 | 78.314 | 69.5011 | 61.6799 | 0 | 0 | 0 | 0 | 0 | 0 | 0
[10 empty] | 0 | 0 | 0 | 0 | 0 | 0 | 0 | 0 | 0 | 0 | 0 | 0 | 0 | 0 | 0 | 0 | 0 | 0 | 0 | 0 | 0 | 0 | 0 | 0 | 0 | 0 | 0 | 0
[10 empty] | 0 | 0 | 0 | 0 | 0 | 0 | 0 | 0 | 0 | 0 | 0 | 0 | 0 | 0 | 0 | 0 | 0 | 0 | 0 | 0 | 0 | 0 | 0 | 0 | 0 | 0 | 0 | 0
[10 empty] | 0 | 0 | 0 | 0 | 0 | 0 | 0 | 0 | 0 | 0 | 0 | 0 | 0 | 0 | 0 | 0 | 0 | 0 | 0 | 0 | 0 | 0 | 0 | 0 | 0 | 0 | 0 | 0
[10 empty] | 0 | 0 | 0 | 0 | 0 | 0 | 0 | 0 | 0 | 0 | 0 | 0 | 0 | 0 | 0 | 0 | 0 | 0 | 0 | 0 | 0 | 0 | 0 | 0 | 0 | 0 | 0 | 0
[10 empty] | 0 | 0 | 0 | 0 | 0 | 0 | 0 | 0 | 0 | 0 | 0 | 0 | 0 | 0 | 0 | 0 | 0 | 0 | 0 | 0 | 0 | 0 | 0 | 0 | 0 | 0 | 0 | 0
[10 empty] | 0 | 0 | 0 | 0 | 0 | 0 | 0 | 0 | 0 | 0 | 0 | 0 | 0 | 0 | 0 | 0 | 0 | 0 | 0 | 0 | 0 | 0 | 0 | 0 | 0 | 0 | 0 | 0
[10 empty] | 77468.432 | 74310.7564 | 71013.5744 | 67594.1545 | 64067.8181 | 60448.1586 | 56747.236 | 53016.6047 | 49261.0278 | 45188.8678 | 40838.1106 | 36242.4619 | 32163.9769 | 28544.4573 | 25332.2544 | 22481.5314 | 19951.6097 | 17706.3886 | 15713.8296 | 13945.5 | 12376.1664 | 10983.4351 | 9747.4326 | 8650.5215 | 7677.0495 | 6813.1255 | 6046.4218 | 5365.9978
[10 empty] | 0 | 2171.4351 | 6098.4521 | 9532.5231 | 12571.634 | 15324.3929 | 17846.86 | 20183.768 | 22031.8414 | 23489.9654 | 24637.0311 | 25535.9776 | 26471.1025 | 27221.1584 | 27821.1983 | 28299.4617 | 28678.7211 | 28977.3597 | 29210.2346 | 29389.3681 | 29524.5015 | 30256.4541 | 30253.9523 | 30235.1695 | 30203.4435 | 30161.4375 | 30111.2759 | 30054.6533
[10 empty] | 0 | 1025.936 | 1023.1197 | 1020.3112 | 1017.5103 | 1014.7171 | 1011.9316 | 1009.1538 | 1006.3835 | 1003.6209 | 1000.8658 | 998.1184 | 884.7808 | 784.3129 | 695.2532 | 616.3064 | 546.324 | 484.2883 | 429.2968 | 380.5496 | 337.3377 | 0 | 0 | 0 | 0 | 0 | 0 | 0
[10 empty] | 0 | 641.804 | 640.0421 | 638.2852 | 636.533 | 634.7856 | 633.0431 | 631.3053 | 629.5723 | 627.8441 | 626.1206 | 624.4018 | 553.5002 | 490.6496 | 434.9358 | 385.5483 | 341.7688 | 302.9606 | 268.559 | 238.0638 | 211.0314 | 0 | 0 | 0 | 0 | 0 | 0 | 0
[10 empty] | 0 | 372.324 | 371.302 | 370.2827 | 369.2662 | 368.2526 | 367.2417 | 366.2335 | 365.2282 | 364.2256 | 363.2258 | 362.2287 | 321.0972 | 284.6362 | 252.3154 | 223.6647 | 198.2673 | 175.7538 | 155.7968 | 138.1058 | 122.4238 | 0 | 0 | 0 | 0 | 0 | 0 | 0
[10 empty] | 0 | 131.3711 | 131.0105 | 130.6509 | 130.2922 | 129.9345 | 129.5779 | 129.2222 | 128.8674 | 128.5137 | 128.1609 | 127.8091 | 113.2962 | 100.4313 | 89.0272 | 78.918 | 69.9568 | 62.0131 | 54.9715 | 48.7294 | 43.1961 | 0 | 0 | 0 | 0 | 0 | 0 | 0
[10 empty] | 0 | 0 | 0 | 0 | 0 | 0 | 0 | 0 | 0 | 0 | 0 | 0 | 0 | 0 | 0 | 0 | 0 | 0 | 0 | 0 | 0 | 0 | 0 | 0 | 0 | 0 | 0 | 0
[10 empty] | 0 | 0 | 0 | 0 | 0 | 0 | 0 | 0 | 0 | 0 | 0 | 0 | 0 | 0 | 0 | 0 | 0 | 0 | 0 | 0 | 0 | 0 | 0 | 0 | 0 | 0 | 0 | 0
[10 empty] | 0 | 0 | 0 | 0 | 0 | 0 | 0 | 0 | 0 | 0 | 0 | 0 | 0 | 0 | 0 | 0 | 0 | 0 | 0 | 0 | 0 | 0 | 0 | 0 | 0 | 0 | 0 | 0
[10 empty] | 0 | 0 | 0 | 0 | 0 | 0 | 0 | 0 | 0 | 0 | 0 | 0 | 0 | 0 | 0 | 0 | 0 | 0 | 0 | 0 | 0 | 0 | 0 | 0 | 0 | 0 | 0 | 0
[10 empty] | 0 | 0 | 0 | 0 | 0 | 0 | 0 | 0 | 0 | 0 | 0 | 0 | 0 | 0 | 0 | 0 | 0 | 0 | 0 | 0 | 0 | 0 | 0 | 0 | 0 | 0 | 0 | 0
[10 empty] | 32482.3361 | 28050.2984 | 24040.3196 | 20523.5144 | 17401.8965 | 14566.8572 | 11962.3355 | 9543.5981 | 7613.9199 | 6074.4151 | 4846.1922 | 3866.3111 | 3084.5581 | 2460.8726 | 1963.2938 | 1566.3234 | 1249.619 | 996.9509 | 795.3713 | 634.5504 | 506.2468 | 403.8857 | 322.2216 | 257.0696 | 205.0912 | 163.6225 | 130.5387 | 104.1443
[10 empty] | 0 | 575.5259 | 1389.3326 | 2259.2225 | 3177.5255 | 4137.6708 | 5170.8426 | 6266.961 | 7417.3894 | 8614.7288 | 9852.6407 | 11138.1736 | 12464.8952 | 13878.6963 | 15367.5152 | 16921.0169 | 18315.6906 | 19549.8665 | 20646.8666 | 21626.6851 | 22506.4641 | 23300.9007 | 24022.5968 | 24732.8341 | 25332.7157 | 25888.9054 | 26408.0717 | 26895.9351
[10 empty] | 0 | 173.245 | 173.245 | 173.245 | 173.245 | 173.245 | 173.245 | 173.245 | 173.245 | 173.245 | 173.245 | 173.245 | 173.245 | 173.245 | 173.245 | 173.245 | 148.4957 | 127.282 | 109.0989 | 93.5133 | 80.1543 | 68.7037 | 58.8889 | 0 | 0 | 0 | 0 | 0
[10 empty] | 0 | 0 | 0 | 0 | 0 | 0 | 0 | 0 | 0 | 0 | 0 | 0 | 0 | 0 | 0 | 0 | 0 | 0 | 0 | 0 | 0 | 0 | 0 | 0 | 0 | 0 | 0 | 0
[10 empty] | 0 | 0 | 0 | 0 | 0 | 0 | 0 | 0 | 0 | 0 | 0 | 0 | 0 | 0 | 0 | 0 | 0 | 0 | 0 | 0 | 0 | 0 | 0 | 0 | 0 | 0 | 0 | 0
[10 empty] | 0 | 0 | 0 | 0 | 0 | 0 | 0 | 0 | 0 | 0 | 0 | 0 | 0 | 0 | 0 | 0 | 0 | 0 | 0 | 0 | 0 | 0 | 0 | 0 | 0 | 0 | 0 | 0
[10 empty] | 0 | 0 | 0 | 0 | 0 | 0 | 0 | 0 | 0 | 0 | 0 | 0 | 0 | 0 | 0 | 0 | 0 | 0 | 0 | 0 | 0 | 0 | 0 | 0 | 0 | 0 | 0 | 0
[10 empty] | 0 | 0 | 0 | 0 | 0 | 0 | 0 | 0 | 0 | 0 | 0 | 0 | 0 | 0 | 0 | 0 | 0 | 0 | 0 | 0 | 0 | 0 | 0 | 0 | 0 | 0 | 0 | 0
[10 empty] | 0 | 0 | 0 | 0 | 0 | 0 | 0 | 0 | 0 | 0 | 0 | 0 | 0 | 0 | 0 | 0 | 0 | 0 | 0 | 0 | 0 | 0 | 0 | 0 | 0 | 0 | 0 | 0
[10 empty] | 0 | 0 | 0 | 0 | 0 | 0 | 0 | 0 | 0 | 0 | 0 | 0 | 0 | 0 | 0 | 0 | 0 | 0 | 0 | 0 | 0 | 0 | 0 | 0 | 0 | 0 | 0 | 0
[10 empty] | 0 | 0 | 0 | 0 | 0 | 0 | 0 | 0 | 0 | 0 | 0 | 0 | 0 | 0 | 0 | 0 | 0 | 0 | 0 | 0 | 0 | 0 | 0 | 0 | 0 | 0 | 0 | 0
[10 empty] | 21405.5949 | 20874.3708 | 20280.322 | 19632.4233 | 18938.3676 | 18204.7487 | 17400.4055 | 16535.4413 | 15618.5163 | 14657.0535 | 13657.4154 | 12612.5778 | 11528.9978 | 10360.8094 | 9120.0993 | 7817.228 | 6700.4812 | 5743.2696 | 4922.8025 | 4219.545 | 3616.7528 | 3100.0739 | 2657.2062 | 2277.6053 | 1952.2331 | 1673.3427 | 1434.2937 | 1229.3946
[10 empty] | 0 | 4429.9503 | 8675.9854 | 12763.2767 | 16713.3715 | 21078.0588 | 25794.7199 | 30809.7661 | 36077.3371 | 41558.1875 | 46233.6915 | 50219.9251 | 53616.2376 | 56507.6614 | 58966.9754 | 61056.4708 | 62829.4624 | 64331.582 | 65601.8857 | 66673.8013 | 67575.9398 | 68332.7888 | 68965.3075 | 69491.4345 | 69926.5235 | 70283.7155 | 70574.2579 | 70807.7773
[10 empty] | 0 | 0 | 0 | 0 | 0 | 0 | 0 | 0 | 0 | 0 | 0 | 0 | 0 | 0 | 0 | 0 | 0 | 0 | 0 | 0 | 0 | 0 | 0 | 0 | 0 | 0 | 0 | 0
[10 empty] | 0 | 0 | 0 | 0 | 0 | 0 | 0 | 0 | 0 | 0 | 0 | 0 | 0 | 0 | 0 | 0 | 0 | 0 | 0 | 0 | 0 | 0 | 0 | 0 | 0 | 0 | 0 | 0
[10 empty] | 0 | 0 | 0 | 0 | 0 | 0 | 0 | 0 | 0 | 0 | 0 | 0 | 0 | 0 | 0 | 0 | 0 | 0 | 0 | 0 | 0 | 0 | 0 | 0 | 0 | 0 | 0 | 0
[10 empty] | 0 | 0 | 0 | 0 | 0 | 0 | 0 | 0 | 0 | 0 | 0 | 0 | 0 | 0 | 0 | 0 | 0 | 0 | 0 | 0 | 0 | 0 | 0 | 0 | 0 | 0 | 0 | 0
[10 empty] | 0 | 0 | 0 | 0 | 0 | 0 | 0 | 0 | 0 | 0 | 0 | 0 | 0 | 0 | 0 | 0 | 0 | 0 | 0 | 0 | 0 | 0 | 0 | 0 | 0 | 0 | 0 | 0
[10 empty] | 0 | 0 | 0 | 0 | 0 | 0 | 0 | 0 | 0 | 0 | 0 | 0 | 0 | 0 | 0 | 0 | 0 | 0 | 0 | 0 | 0 | 0 | 0 | 0 | 0 | 0 | 0 | 0
[10 empty] | 0 | 0 | 0 | 0 | 0 | 0 | 0 | 0 | 0 | 0 | 0 | 0 | 0 | 0 | 0 | 0 | 0 | 0 | 0 | 0 | 0 | 0 | 0 | 0 | 0 | 0 | 0 | 0
[10 empty] | 0 | 0 | 0 | 0 | 0 | 0 | 0 | 0 | 0 | 0 | 0 | 0 | 0 | 0 | 0 | 0 | 0 | 0 | 0 | 0 | 0 | 0 | 0 | 0 | 0 | 0 | 0 | 0
[10 empty] | 0 | 0 | 0 | 0 | 0 | 0 | 0 | 0 | 0 | 0 | 0 | 0 | 0 | 0 | 0 | 0 | 0 | 0 | 0 | 0 | 0 | 0 | 0 | 0 | 0 | 0 | 0 | 0
[10 empty] | 75743.979 | 71203.8536 | 66847.8037 | 62650.6575 | 58590.8677 | 54116.645 | 49290.6076 | 44166.3444 | 38789.7153 | 33199.9653 | 28415.7201 | 24320.9035 | 20816.166 | 17816.4749 | 15249.051 | 13051.603 | 11170.8159 | 9561.0575 | 8183.2717 | 7004.0301 | 5994.7219 | 5130.859 | 4391.4821 | 3758.6523 | 3217.0158 | 2753.4312 | 2356.651 | 2017.0483
[10 empty] | 0 | 2696.0822 | 5578.7565 | 8522.9539 | 11521.869 | 14569.4526 | 17660.3276 | 20931.3196 | 24362.4463 | 27935.9458 | 31636.0296 | 35448.6637 | 38865.8065 | 41918.3868 | 44646.9425 | 47087.5075 | 49272.112 | 51229.2273 | 52984.1614 | 54559.4101 | 55974.9701 | 57284.7727 | 58428.2869 | 59460.1777 | 60392.8792 | 61237.4444 | 62003.6979 | 62700.3732
[10 empty] | 0 | 117.4126 | 117.4126 | 117.4126 | 117.4126 | 117.4126 | 117.4126 | 117.4126 | 117.4126 | 117.4126 | 117.4126 | 117.4126 | 104.3668 | 92.7705 | 82.4626 | 73.3001 | 65.1557 | 57.9161 | 51.481 | 45.7609 | 40.6764 | 0 | 0 | 0 | 0 | 0 | 0 | 0
[10 empty] | 0 | 0 | 0 | 0 | 0 | 0 | 0 | 0 | 0 | 0 | 0 | 0 | 0 | 0 | 0 | 0 | 0 | 0 | 0 | 0 | 0 | 0 | 0 | 0 | 0 | 0 | 0 | 0
[10 empty] | 0 | 0 | 0 | 0 | 0 | 0 | 0 | 0 | 0 | 0 | 0 | 0 | 0 | 0 | 0 | 0 | 0 | 0 | 0 | 0 | 0 | 0 | 0 | 0 | 0 | 0 | 0 | 0
[10 empty] | 0 | 0 | 0 | 0 | 0 | 0 | 0 | 0 | 0 | 0 | 0 | 0 | 0 | 0 | 0 | 0 | 0 | 0 | 0 | 0 | 0 | 0 | 0 | 0 | 0 | 0 | 0 | 0
[10 empty] | 0 | 0 | 0 | 0 | 0 | 0 | 0 | 0 | 0 | 0 | 0 | 0 | 0 | 0 | 0 | 0 | 0 | 0 | 0 | 0 | 0 | 0 | 0 | 0 | 0 | 0 | 0 | 0
[10 empty] | 0 | 0 | 0 | 0 | 0 | 0 | 0 | 0 | 0 | 0 | 0 | 0 | 0 | 0 | 0 | 0 | 0 | 0 | 0 | 0 | 0 | 0 | 0 | 0 | 0 | 0 | 0 | 0
[10 empty] | 0 | 0 | 0 | 0 | 0 | 0 | 0 | 0 | 0 | 0 | 0 | 0 | 0 | 0 | 0 | 0 | 0 | 0 | 0 | 0 | 0 | 0 | 0 | 0 | 0 | 0 | 0 | 0
[10 empty] | 0 | 0 | 0 | 0 | 0 | 0 | 0 | 0 | 0 | 0 | 0 | 0 | 0 | 0 | 0 | 0 | 0 | 0 | 0 | 0 | 0 | 0 | 0 | 0 | 0 | 0 | 0 | 0
[10 empty] | 0 | 0 | 0 | 0 | 0 | 0 | 0 | 0 | 0 | 0 | 0 | 0 | 0 | 0 | 0 | 0 | 0 | 0 | 0 | 0 | 0 | 0 | 0 | 0 | 0 | 0 | 0 | 0
[10 empty] | 63548.7579 | 60865.8869 | 58114.105 | 55301.069 | 52433.5849 | 49517.7024 | 46558.7993 | 43420.0504 | 40121.4386 | 36680.7265 | 33113.7029 | 29434.4026 | 26163.9134 | 23256.8119 | 20672.7217 | 18375.7526 | 16334.0023 | 14519.1132 | 12905.8784 | 11471.8919 | 10197.2373 | 9064.2109 | 8057.0763 | 7161.8456 | 6366.085 | 5658.7422 | 5029.9931 | 4471.105
[10 empty] | 0 | 319.4587 | 3532.8435 | 6765.4576 | 10017.7425 | 13290.1501 | 16583.1423 | 19897.192 | 23232.7828 | 26590.4094 | 30041.8714 | 33166.7691 | 36015.5784 | 38631.6519 | 41052.2392 | 43309.3602 | 45430.5545 | 48277.213 | 50074.7013 | 51815.0726 | 53511.0719 | 55173.7289 | 56812.6051 | 58436.0066 | 60051.1655 | 61664.3959 | 63281.228 | 64906.5227
[10 empty] | 0 | 2875.1285 | 2875.1285 | 2875.1285 | 2875.1285 | 2875.1285 | 2875.1285 | 2875.1285 | 2875.1285 | 2875.1285 | 2464.3959 | 2112.3393 | 1810.5766 | 1551.9228 | 1330.2195 | 1140.1882 | 977.3041 | 0 | 0 | 0 | 0 | 0 | 0 | 0 | 0 | 0 | 0 | 0
[10 empty] | 0 | 0 | 0 | 0 | 0 | 0 | 0 | 0 | 0 | 0 | 0 | 0 | 0 | 0 | 0 | 0 | 0 | 0 | 0 | 0 | 0 | 0 | 0 | 0 | 0 | 0 | 0 | 0
[10 empty] | 0 | 0 | 0 | 0 | 0 | 0 | 0 | 0 | 0 | 0 | 0 | 0 | 0 | 0 | 0 | 0 | 0 | 0 | 0 | 0 | 0 | 0 | 0 | 0 | 0 | 0 | 0 | 0
[10 empty] | 0 | 0 | 0 | 0 | 0 | 0 | 0 | 0 | 0 | 0 | 0 | 0 | 0 | 0 | 0 | 0 | 0 | 0 | 0 | 0 | 0 | 0 | 0 | 0 | 0 | 0 | 0 | 0
[10 empty] | 0 | 0 | 0 | 0 | 0 | 0 | 0 | 0 | 0 | 0 | 0 | 0 | 0 | 0 | 0 | 0 | 0 | 0 | 0 | 0 | 0 | 0 | 0 | 0 | 0 | 0 | 0 | 0
[10 empty] | 0 | 0 | 0 | 0 | 0 | 0 | 0 | 0 | 0 | 0 | 0 | 0 | 0 | 0 | 0 | 0 | 0 | 0 | 0 | 0 | 0 | 0 | 0 | 0 | 0 | 0 | 0 | 0
[10 empty] | 0 | 0 | 0 | 0 | 0 | 0 | 0 | 0 | 0 | 0 | 0 | 0 | 0 | 0 | 0 | 0 | 0 | 0 | 0 | 0 | 0 | 0 | 0 | 0 | 0 | 0 | 0 | 0
[10 empty] | 0 | 0 | 0 | 0 | 0 | 0 | 0 | 0 | 0 | 0 | 0 | 0 | 0 | 0 | 0 | 0 | 0 | 0 | 0 | 0 | 0 | 0 | 0 | 0 | 0 | 0 | 0 | 0
[10 empty] | 0 | 0 | 0 | 0 | 0 | 0 | 0 | 0 | 0 | 0 | 0 | 0 | 0 | 0 | 0 | 0 | 0 | 0 | 0 | 0 | 0 | 0 | 0 | 0 | 0 | 0 | 0 | 0
[10 empty] | 35641.0964 | 33265.0233 | 30888.9502 | 28512.8771 | 26136.804 | 23760.7309 | 21384.6579 | 19008.5848 | 16632.5117 | 14256.4386 | 12219.8045 | 10474.1181 | 8977.8155 | 7695.2705 | 6595.9461 | 5653.6681 | 4846.0012 | 4153.7153 | 3560.3274 | 3051.7092 | 2615.7508 | 2242.0721 | 1921.7761 | 1647.2366 | 1411.9171 | 1210.2147 | 1037.3269 | 889.1373
[10 empty] | 0 | 1514.8208 | 3568.4109 | 5800.1276 | 8179.0293 | 10678.7595 | 13276.8718 | 15954.2551 | 18745.1407 | 21627.7686 | 24583.6161 | 27596.9215 | 30654.2777 | 33564.6229 | 36346.4463 | 39015.542 | 41585.4044 | 44067.5669 | 46228.0364 | 48028.5748 | 49522.3153 | 50754.5774 | 51764.0152 | 52583.5979 | 53241.4457 | 53929.706 | 54307.7807 | 54589.6447
[10 empty] | 0 | 649.2089 | 646.0352 | 642.877 | 639.7342 | 636.6068 | 633.4947 | 630.3978 | 627.3161 | 624.2494 | 621.1977 | 618.1609 | 615.1389 | 612.1318 | 609.1393 | 606.1615 | 603.1982 | 600.2494 | 511.9843 | 436.6984 | 372.483 | 317.7104 | 270.9919 | 231.1433 | 197.1542 | 0 | 0 | 0
[10 empty] | 0 | 0 | 0 | 0 | 0 | 0 | 0 | 0 | 0 | 0 | 0 | 0 | 0 | 0 | 0 | 0 | 0 | 0 | 0 | 0 | 0 | 0 | 0 | 0 | 0 | 0 | 0 | 0
[10 empty] | 0 | 0 | 0 | 0 | 0 | 0 | 0 | 0 | 0 | 0 | 0 | 0 | 0 | 0 | 0 | 0 | 0 | 0 | 0 | 0 | 0 | 0 | 0 | 0 | 0 | 0 | 0 | 0
[10 empty] | 0 | 0 | 0 | 0 | 0 | 0 | 0 | 0 | 0 | 0 | 0 | 0 | 0 | 0 | 0 | 0 | 0 | 0 | 0 | 0 | 0 | 0 | 0 | 0 | 0 | 0 | 0 | 0
[10 empty] | 0 | 0 | 0 | 0 | 0 | 0 | 0 | 0 | 0 | 0 | 0 | 0 | 0 | 0 | 0 | 0 | 0 | 0 | 0 | 0 | 0 | 0 | 0 | 0 | 0 | 0 | 0 | 0
[10 empty] | 0 | 0 | 0 | 0 | 0 | 0 | 0 | 0 | 0 | 0 | 0 | 0 | 0 | 0 | 0 | 0 | 0 | 0 | 0 | 0 | 0 | 0 | 0 | 0 | 0 | 0 | 0 | 0
[10 empty] | 0 | 0 | 0 | 0 | 0 | 0 | 0 | 0 | 0 | 0 | 0 | 0 | 0 | 0 | 0 | 0 | 0 | 0 | 0 | 0 | 0 | 0 | 0 | 0 | 0 | 0 | 0 | 0
[10 empty] | 0 | 0 | 0 | 0 | 0 | 0 | 0 | 0 | 0 | 0 | 0 | 0 | 0 | 0 | 0 | 0 | 0 | 0 | 0 | 0 | 0 | 0 | 0 | 0 | 0 | 0 | 0 | 0
[10 empty] | 0 | 0 | 0 | 0 | 0 | 0 | 0 | 0 | 0 | 0 | 0 | 0 | 0 | 0 | 0 | 0 | 0 | 0 | 0 | 0 | 0 | 0 | 0 | 0 | 0 | 0 | 0 | 0
[10 empty] | 66061.086 | 63574.1103 | 61202.3268 | 58653.9722 | 55959.9805 | 53146.7007 | 50236.5716 | 47248.6967 | 44148.8375 | 40958.7464 | 37696.9387 | 34379.1689 | 31018.8367 | 27806.9966 | 24725.1522 | 21757.5022 | 18890.545 | 16112.7401 | 13743.4041 | 11722.4727 | 9998.7139 | 8528.4294 | 7274.3463 | 6204.6728 | 5292.292 | 4514.0744 | 3850.2916 | 3284.1164
[10 empty] | 0 | 4413.8477 | 8808.7853 | 13187.9171 | 17553.9064 | 22425.2199 | 27730.0785 | 33406.9598 | 39403.1327 | 45673.4014 | 51118.8184 | 55857.642 | 59991.239 | 63606.498 | 66777.8973 | 69569.278 | 72035.3637 | 74223.0628 | 76172.5854 | 77918.3995 | 79490.0522 | 80912.8719 | 82208.5715 | 83395.7645 | 84490.4085 | 85506.1837 | 86454.8189 | 87346.3702
[10 empty] | 0 | 0 | 0 | 0 | 0 | 0 | 0 | 0 | 0 | 0 | 0 | 0 | 0 | 0 | 0 | 0 | 0 | 0 | 0 | 0 | 0 | 0 | 0 | 0 | 0 | 0 | 0 | 0
[10 empty] | 0 | 0 | 0 | 0 | 0 | 0 | 0 | 0 | 0 | 0 | 0 | 0 | 0 | 0 | 0 | 0 | 0 | 0 | 0 | 0 | 0 | 0 | 0 | 0 | 0 | 0 | 0 | 0
[10 empty] | 0 | 0 | 0 | 0 | 0 | 0 | 0 | 0 | 0 | 0 | 0 | 0 | 0 | 0 | 0 | 0 | 0 | 0 | 0 | 0 | 0 | 0 | 0 | 0 | 0 | 0 | 0 | 0
[10 empty] | 0 | 0 | 0 | 0 | 0 | 0 | 0 | 0 | 0 | 0 | 0 | 0 | 0 | 0 | 0 | 0 | 0 | 0 | 0 | 0 | 0 | 0 | 0 | 0 | 0 | 0 | 0 | 0
[10 empty] | 0 | 0 | 0 | 0 | 0 | 0 | 0 | 0 | 0 | 0 | 0 | 0 | 0 | 0 | 0 | 0 | 0 | 0 | 0 | 0 | 0 | 0 | 0 | 0 | 0 | 0 | 0 | 0
[10 empty] | 0 | 0 | 0 | 0 | 0 | 0 | 0 | 0 | 0 | 0 | 0 | 0 | 0 | 0 | 0 | 0 | 0 | 0 | 0 | 0 | 0 | 0 | 0 | 0 | 0 | 0 | 0 | 0
[10 empty] | 0 | 0 | 0 | 0 | 0 | 0 | 0 | 0 | 0 | 0 | 0 | 0 | 0 | 0 | 0 | 0 | 0 | 0 | 0 | 0 | 0 | 0 | 0 | 0 | 0 | 0 | 0 | 0
[10 empty] | 0 | 0 | 0 | 0 | 0 | 0 | 0 | 0 | 0 | 0 | 0 | 0 | 0 | 0 | 0 | 0 | 0 | 0 | 0 | 0 | 0 | 0 | 0 | 0 | 0 | 0 | 0 | 0
[10 empty] | 0 | 0 | 0 | 0 | 0 | 0 | 0 | 0 | 0 | 0 | 0 | 0 | 0 | 0 | 0 | 0 | 0 | 0 | 0 | 0 | 0 | 0 | 0 | 0 | 0 | 0 | 0 | 0
[10 empty] | 76248.697 | 72289.1704 | 68351.261 | 64431.8805 | 60528.382 | 56122.3149 | 51285.4748 | 46079.4007 | 40556.8404 | 34763.006 | 29796.8623 | 25540.1677 | 21891.5723 | 18764.2048 | 16083.6041 | 13785.9464 | 11816.5255 | 10128.4504 | 8681.5289 | 7441.3105 | 6378.2662 | 5467.0853 | 4686.0731 | 4016.6341 | 3442.8292 | 2950.9965 | 2529.4255 | 2168.079
[10 empty] | 0 | 3475.5529 | 11833.1369 | 11585.4137 | 11342.8765 | 10040.9078 | 6553.8029 | 4277.734 | 2200.095 | 0 | 0 | 0 | 0 | 0 | 0 | 0 | 0 | 0 | 0 | 0 | 0 | 0 | 0 | 0 | 0 | 0 | 0 | 0
[10 empty] | 0 | 5917.8334 | 5793.9453 | 13426.2739 | 20409.9945 | 25789.0323 | 31621.0732 | 35118.1169 | 37689.5908 | 39915.2547 | 39641.3941 | 39178.1754 | 38597.316 | 37945.5019 | 37253.0834 | 36539.751 | 35818.24 | 35096.748 | 34380.5137 | 33672.8468 | 32975.7997 | 32290.607 | 31617.9715 | 30958.251 | 30311.5801 | 29677.9501 | 29057.2606 | 28449.3533
[10 empty] | 0 | 0 | 0 | 0 | 0 | 0 | 0 | 0 | 0 | 0 | 0 | 0 | 0 | 0 | 0 | 0 | 0 | 0 | 0 | 0 | 0 | 0 | 0 | 0 | 0 | 0 | 0 | 0
[10 empty] | 0 | 0 | 0 | 0 | 0 | 0 | 0 | 0 | 0 | 0 | 0 | 0 | 0 | 0 | 0 | 0 | 0 | 0 | 0 | 0 | 0 | 0 | 0 | 0 | 0 | 0 | 0 | 0
[10 empty] | 0 | 0 | 0 | 0 | 0 | 0 | 0 | 0 | 0 | 0 | 0 | 0 | 0 | 0 | 0 | 0 | 0 | 0 | 0 | 0 | 0 | 0 | 0 | 0 | 0 | 0 | 0 | 0
[10 empty] | 0 | 0 | 0 | 0 | 0 | 0 | 0 | 0 | 0 | 0 | 0 | 0 | 0 | 0 | 0 | 0 | 0 | 0 | 0 | 0 | 0 | 0 | 0 | 0 | 0 | 0 | 0 | 0
[10 empty] | 0 | 0 | 0 | 0 | 0 | 0 | 0 | 0 | 0 | 0 | 0 | 0 | 0 | 0 | 0 | 0 | 0 | 0 | 0 | 0 | 0 | 0 | 0 | 0 | 0 | 0 | 0 | 0
[10 empty] | 0 | 0 | 0 | 0 | 0 | 0 | 0 | 0 | 0 | 0 | 0 | 0 | 0 | 0 | 0 | 0 | 0 | 0 | 0 | 0 | 0 | 0 | 0 | 0 | 0 | 0 | 0 | 0
[10 empty] | 0 | 0 | 0 | 0 | 0 | 0 | 0 | 0 | 0 | 0 | 0 | 0 | 0 | 0 | 0 | 0 | 0 | 0 | 0 | 0 | 0 | 0 | 0 | 0 | 0 | 0 | 0 | 0
[10 empty] | 0 | 0 | 0 | 0 | 0 | 0 | 0 | 0 | 0 | 0 | 0 | 0 | 0 | 0 | 0 | 0 | 0 | 0 | 0 | 0 | 0 | 0 | 0 | 0 | 0 | 0 | 0 | 0
[10 empty] | 50369.7541 | 39921.8918 | 30655.7951 | 22260.4019 | 14529.5913 | 9483.6124 | 6190.0505 | 4040.3091 | 2637.1509 | 1721.2953 | 1123.507 | 733.3245 | 478.6484 | 312.4187 | 203.9188 | 133.0999 | 86.8757 | 56.7046 | 37.0117 | 24.1579 | 15.7681 | 10.292 | 6.7177 | 4.3847 | 2.8619 | 1.868 | 1.2193 | 0.79583
[10 empty] | 0 | 482.0928 | 4842.3737 | 4741 | 4641.7486 | 4544.5749 | 4449.4356 | 4356.288 | 4126.5134 | 2693.4174 | 1758.021 | 1070.4088 | 0 | 0 | 0 | 0 | 0 | 0 | 0 | 0 | 0 | 0 | 0 | 0 | 0 | 0 | 0 | 0
[10 empty] | 0 | 2196.2005 | 2150.2237 | 7525.1251 | 13418.8054 | 19548.5385 | 25733.0351 | 31857.1233 | 35677.6593 | 39116.0242 | 41028.9076 | 42030.1003 | 42987.5431 | 42602.8156 | 42047.2172 | 41386.4638 | 40663.3155 | 39905.5515 | 39131.1759 | 38351.8146 | 37574.9336 | 36805.2858 | 36045.856 | 35298.4774 | 34564.2337 | 33843.7222 | 33137.2245 | 32444.8189
[10 empty] | 0 | 0 | 0 | 0 | 0 | 0 | 0 | 0 | 0 | 0 | 0 | 0 | 0 | 0 | 0 | 0 | 0 | 0 | 0 | 0 | 0 | 0 | 0 | 0 | 0 | 0 | 0 | 0
[10 empty] | 0 | 0 | 0 | 0 | 0 | 0 | 0 | 0 | 0 | 0 | 0 | 0 | 0 | 0 | 0 | 0 | 0 | 0 | 0 | 0 | 0 | 0 | 0 | 0 | 0 | 0 | 0 | 0
[10 empty] | 0 | 0 | 0 | 0 | 0 | 0 | 0 | 0 | 0 | 0 | 0 | 0 | 0 | 0 | 0 | 0 | 0 | 0 | 0 | 0 | 0 | 0 | 0 | 0 | 0 | 0 | 0 | 0
[10 empty] | 0 | 0 | 0 | 0 | 0 | 0 | 0 | 0 | 0 | 0 | 0 | 0 | 0 | 0 | 0 | 0 | 0 | 0 | 0 | 0 | 0 | 0 | 0 | 0 | 0 | 0 | 0 | 0
[10 empty] | 0 | 0 | 0 | 0 | 0 | 0 | 0 | 0 | 0 | 0 | 0 | 0 | 0 | 0 | 0 | 0 | 0 | 0 | 0 | 0 | 0 | 0 | 0 | 0 | 0 | 0 | 0 | 0
[10 empty] | 0 | 0 | 0 | 0 | 0 | 0 | 0 | 0 | 0 | 0 | 0 | 0 | 0 | 0 | 0 | 0 | 0 | 0 | 0 | 0 | 0 | 0 | 0 | 0 | 0 | 0 | 0 | 0
[10 empty] | 0 | 0 | 0 | 0 | 0 | 0 | 0 | 0 | 0 | 0 | 0 | 0 | 0 | 0 | 0 | 0 | 0 | 0 | 0 | 0 | 0 | 0 | 0 | 0 | 0 | 0 | 0 | 0
[10 empty] | 0 | 0 | 0 | 0 | 0 | 0 | 0 | 0 | 0 | 0 | 0 | 0 | 0 | 0 | 0 | 0 | 0 | 0 | 0 | 0 | 0 | 0 | 0 | 0 | 0 | 0 | 0 | 0
[10 empty] | 57446.7906 | 53565.8657 | 48074.1067 | 41647.7737 | 34724.6733 | 27587.0706 | 20415.8039 | 13325.6034 | 8697.7572 | 5677.1148 | 3705.5107 | 2418.6246 | 1578.661 | 1030.4081 | 672.5579 | 438.9854 | 286.5302 | 187.0212 | 122.0706 | 79.6768 | 52.0058 | 33.9447 | 22.1561 | 14.4615 | 9.4392 | 6.161 | 4.0214 | 2.6248
[10 empty] | 0 | 2373.3032 | 20629.5107 | 20629.5107 | 20629.5107 | 19838.4097 | 13225.6064 | 8817.071 | 5409.2467 | 0 | 0 | 0 | 0 | 0 | 0 | 0 | 0 | 0 | 0 | 0 | 0 | 0 | 0 | 0 | 0 | 0 | 0 | 0
[10 empty] | 0 | 15882.8753 | 15882.8753 | 34139.1119 | 52395.3775 | 65376.1474 | 80134.2314 | 89991.7986 | 97051.165 | 104913.637 | 106567.9943 | 107689.7825 | 108456.5346 | 108986.6055 | 109358.8988 | 109626.0167 | 109823.0275 | 109973.3099 | 110092.4499 | 110190.8381 | 110275.4014 | 110350.758 | 110419.9865 | 110485.1394 | 110547.5851 | 110608.2358 | 110667.6996 | 110726.3819
[10 empty] | 0 | 0 | 0 | 0 | 0 | 0 | 0 | 0 | 0 | 0 | 0 | 0 | 0 | 0 | 0 | 0 | 0 | 0 | 0 | 0 | 0 | 0 | 0 | 0 | 0 | 0 | 0 | 0
[10 empty] | 0 | 0 | 0 | 0 | 0 | 0 | 0 | 0 | 0 | 0 | 0 | 0 | 0 | 0 | 0 | 0 | 0 | 0 | 0 | 0 | 0 | 0 | 0 | 0 | 0 | 0 | 0 | 0
[10 empty] | 0 | 0 | 0 | 0 | 0 | 0 | 0 | 0 | 0 | 0 | 0 | 0 | 0 | 0 | 0 | 0 | 0 | 0 | 0 | 0 | 0 | 0 | 0 | 0 | 0 | 0 | 0 | 0
[10 empty] | 0 | 0 | 0 | 0 | 0 | 0 | 0 | 0 | 0 | 0 | 0 | 0 | 0 | 0 | 0 | 0 | 0 | 0 | 0 | 0 | 0 | 0 | 0 | 0 | 0 | 0 | 0 | 0
[10 empty] | 0 | 0 | 0 | 0 | 0 | 0 | 0 | 0 | 0 | 0 | 0 | 0 | 0 | 0 | 0 | 0 | 0 | 0 | 0 | 0 | 0 | 0 | 0 | 0 | 0 | 0 | 0 | 0
[10 empty] | 0 | 0 | 0 | 0 | 0 | 0 | 0 | 0 | 0 | 0 | 0 | 0 | 0 | 0 | 0 | 0 | 0 | 0 | 0 | 0 | 0 | 0 | 0 | 0 | 0 | 0 | 0 | 0
[10 empty] | 0 | 0 | 0 | 0 | 0 | 0 | 0 | 0 | 0 | 0 | 0 | 0 | 0 | 0 | 0 | 0 | 0 | 0 | 0 | 0 | 0 | 0 | 0 | 0 | 0 | 0 | 0 | 0
[10 empty] | 0 | 0 | 0 | 0 | 0 | 0 | 0 | 0 | 0 | 0 | 0 | 0 | 0 | 0 | 0 | 0 | 0 | 0 | 0 | 0 | 0 | 0 | 0 | 0 | 0 | 0 | 0 | 0
[10 empty] | 109199.2648 | 90999.3874 | 72799.5099 | 54599.6324 | 36399.7549 | 24266.5033 | 16177.6689 | 10785.1126 | 7190.0751 | 4793.3834 | 3195.5889 | 2130.3926 | 1420.2617 | 946.8412 | 631.2274 | 420.8183 | 280.5455 | 187.0304 | 124.6869 | 83.1246 | 55.4164 | 36.9443 | 24.6295 | 16.4197 | 10.9464 | 7.2976 | 4.8651 | 3.2434
[10 empty] | 0 | 74.3662 | 7415.5923 | 14570.3298 | 21542.1313 | 28334.4897 | 34936.8861 | 39992.2348 | 43827.69 | 46701.6248 | 48818.0873 | 52036.6147 | 52730.7269 | 53131.2536 | 53301.7709 | 53292.4698 | 53142.9698 | 52884.5405 | 52541.8572 | 52134.3866 | 51677.4818 | 51183.2476 | 50661.2227 | 50118.9198 | 49562.2515 | 48995.8667 | 48423.4167 | 47847.765
[10 empty] | 0 | 7362.2544 | 7268.7489 | 7176.4311 | 7085.2857 | 6995.298 | 5525.1625 | 4363.9915 | 3446.8527 | 2722.4604 | 2150.3067 | 0 | 0 | 0 | 0 | 0 | 0 | 0 | 0 | 0 | 0 | 0 | 0 | 0 | 0 | 0 | 0 | 0
[10 empty] | 0 | 0 | 0 | 0 | 0 | 0 | 0 | 0 | 0 | 0 | 0 | 0 | 0 | 0 | 0 | 0 | 0 | 0 | 0 | 0 | 0 | 0 | 0 | 0 | 0 | 0 | 0 | 0
[10 empty] | 0 | 0 | 0 | 0 | 0 | 0 | 0 | 0 | 0 | 0 | 0 | 0 | 0 | 0 | 0 | 0 | 0 | 0 | 0 | 0 | 0 | 0 | 0 | 0 | 0 | 0 | 0 | 0
[10 empty] | 0 | 0 | 0 | 0 | 0 | 0 | 0 | 0 | 0 | 0 | 0 | 0 | 0 | 0 | 0 | 0 | 0 | 0 | 0 | 0 | 0 | 0 | 0 | 0 | 0 | 0 | 0 | 0
[10 empty] | 0 | 0 | 0 | 0 | 0 | 0 | 0 | 0 | 0 | 0 | 0 | 0 | 0 | 0 | 0 | 0 | 0 | 0 | 0 | 0 | 0 | 0 | 0 | 0 | 0 | 0 | 0 | 0
[10 empty] | 0 | 0 | 0 | 0 | 0 | 0 | 0 | 0 | 0 | 0 | 0 | 0 | 0 | 0 | 0 | 0 | 0 | 0 | 0 | 0 | 0 | 0 | 0 | 0 | 0 | 0 | 0 | 0
[10 empty] | 0 | 0 | 0 | 0 | 0 | 0 | 0 | 0 | 0 | 0 | 0 | 0 | 0 | 0 | 0 | 0 | 0 | 0 | 0 | 0 | 0 | 0 | 0 | 0 | 0 | 0 | 0 | 0
[10 empty] | 0 | 0 | 0 | 0 | 0 | 0 | 0 | 0 | 0 | 0 | 0 | 0 | 0 | 0 | 0 | 0 | 0 | 0 | 0 | 0 | 0 | 0 | 0 | 0 | 0 | 0 | 0 | 0
[10 empty] | 0 | 0 | 0 | 0 | 0 | 0 | 0 | 0 | 0 | 0 | 0 | 0 | 0 | 0 | 0 | 0 | 0 | 0 | 0 | 0 | 0 | 0 | 0 | 0 | 0 | 0 | 0 | 0
[10 empty] | 67790.5696 | 59492.9646 | 51395.1944 | 43493.5217 | 35784.2713 | 28263.8302 | 22323.8889 | 17632.2887 | 13926.6777 | 10999.8399 | 8688.1078 | 6862.2105 | 5420.0448 | 4280.9653 | 3381.2754 | 2670.6648 | 2109.3965 | 1666.0846 | 1315.9394 | 1039.3809 | 820.9441 | 648.414 | 512.143 | 404.5108 | 319.4986 | 252.3526 | 199.318 | 157.4293
[10 empty] | 0 | 1537.0729 | 6380.7619 | 12929.2651 | 20830.8493 | 29804.5983 | 39626.1598 | 50116.3594 | 61132.1074 | 72559.1357 | 81876.7521 | 89280.6429 | 95156.0642 | 99810.7273 | 103490.4075 | 106688.64 | 108907.9321 | 110642.6154 | 111990.2926 | 113028.9208 | 113820.7659 | 114415.5607 | 114853.0277 | 115164.8942 | 115376.501 | 115508.0884 | 115575.8225 | 115592.6157
[10 empty] | 0 | 1159.5463 | 1157.691 | 1155.8387 | 1153.9893 | 1152.1429 | 1150.2995 | 1148.459 | 1146.6215 | 1144.7869 | 914.3642 | 730.321 | 583.322 | 465.9109 | 372.1324 | 0 | 0 | 0 | 0 | 0 | 0 | 0 | 0 | 0 | 0 | 0 | 0 | 0
[10 empty] | 0 | 0 | 0 | 0 | 0 | 0 | 0 | 0 | 0 | 0 | 0 | 0 | 0 | 0 | 0 | 0 | 0 | 0 | 0 | 0 | 0 | 0 | 0 | 0 | 0 | 0 | 0 | 0
[10 empty] | 0 | 0 | 0 | 0 | 0 | 0 | 0 | 0 | 0 | 0 | 0 | 0 | 0 | 0 | 0 | 0 | 0 | 0 | 0 | 0 | 0 | 0 | 0 | 0 | 0 | 0 | 0 | 0
[10 empty] | 0 | 0 | 0 | 0 | 0 | 0 | 0 | 0 | 0 | 0 | 0 | 0 | 0 | 0 | 0 | 0 | 0 | 0 | 0 | 0 | 0 | 0 | 0 | 0 | 0 | 0 | 0 | 0
[10 empty] | 0 | 0 | 0 | 0 | 0 | 0 | 0 | 0 | 0 | 0 | 0 | 0 | 0 | 0 | 0 | 0 | 0 | 0 | 0 | 0 | 0 | 0 | 0 | 0 | 0 | 0 | 0 | 0
[10 empty] | 0 | 0 | 0 | 0 | 0 | 0 | 0 | 0 | 0 | 0 | 0 | 0 | 0 | 0 | 0 | 0 | 0 | 0 | 0 | 0 | 0 | 0 | 0 | 0 | 0 | 0 | 0 | 0
[10 empty] | 0 | 0 | 0 | 0 | 0 | 0 | 0 | 0 | 0 | 0 | 0 | 0 | 0 | 0 | 0 | 0 | 0 | 0 | 0 | 0 | 0 | 0 | 0 | 0 | 0 | 0 | 0 | 0
[10 empty] | 0 | 0 | 0 | 0 | 0 | 0 | 0 | 0 | 0 | 0 | 0 | 0 | 0 | 0 | 0 | 0 | 0 | 0 | 0 | 0 | 0 | 0 | 0 | 0 | 0 | 0 | 0 | 0
[10 empty] | 0 | 0 | 0 | 0 | 0 | 0 | 0 | 0 | 0 | 0 | 0 | 0 | 0 | 0 | 0 | 0 | 0 | 0 | 0 | 0 | 0 | 0 | 0 | 0 | 0 | 0 | 0 | 0
[10 empty] | 121542.3313 | 118651.2444 | 113615.2541 | 106874.7572 | 98781.4867 | 89616.3579 | 79603.7228 | 68922.7554 | 57716.5449 | 46099.3587 | 36820.4798 | 29409.2536 | 23489.7591 | 18761.7404 | 14985.3773 | 11969.1205 | 9559.9759 | 7635.744 | 6098.8214 | 4871.2507 | 3890.7653 | 3107.6321 | 2482.1279 | 1982.5252 | 1583.4825 | 1264.7592 | 1010.1884 | 806.8577
[10 empty] | 0 | 12228.0047 | 28599.8138 | 44280.7857 | 59292.6704 | 73656.6098 | 83726.3081 | 89552.583 | 92624.7561 | 94707.6618 | 94573.7072 | 93800.5145 | 92624.4407 | 91199.4579 | 89625.7711 | 87968.4969 | 86269.8556 | 84557.1286 | 82847.8525 | 81153.2088 | 79480.2366 | 77833.2767 | 76214.9139 | 74626.5921 | 73069.0157 | 71542.4112 | 70046.6982 | 68581.6008
[10 empty] | 0 | 4755.3352 | 4655.7836 | 4558.3162 | 4462.8892 | 4369.4599 | 2851.991 | 1861.5236 | 1215.0355 | 0 | 0 | 0 | 0 | 0 | 0 | 0 | 0 | 0 | 0 | 0 | 0 | 0 | 0 | 0 | 0 | 0 | 0 | 0
[10 empty] | 0 | 0 | 0 | 0 | 0 | 0 | 0 | 0 | 0 | 0 | 0 | 0 | 0 | 0 | 0 | 0 | 0 | 0 | 0 | 0 | 0 | 0 | 0 | 0 | 0 | 0 | 0 | 0
[10 empty] | 0 | 0 | 0 | 0 | 0 | 0 | 0 | 0 | 0 | 0 | 0 | 0 | 0 | 0 | 0 | 0 | 0 | 0 | 0 | 0 | 0 | 0 | 0 | 0 | 0 | 0 | 0 | 0
[10 empty] | 0 | 0 | 0 | 0 | 0 | 0 | 0 | 0 | 0 | 0 | 0 | 0 | 0 | 0 | 0 | 0 | 0 | 0 | 0 | 0 | 0 | 0 | 0 | 0 | 0 | 0 | 0 | 0
[10 empty] | 0 | 0 | 0 | 0 | 0 | 0 | 0 | 0 | 0 | 0 | 0 | 0 | 0 | 0 | 0 | 0 | 0 | 0 | 0 | 0 | 0 | 0 | 0 | 0 | 0 | 0 | 0 | 0
[10 empty] | 0 | 0 | 0 | 0 | 0 | 0 | 0 | 0 | 0 | 0 | 0 | 0 | 0 | 0 | 0 | 0 | 0 | 0 | 0 | 0 | 0 | 0 | 0 | 0 | 0 | 0 | 0 | 0
[10 empty] | 0 | 0 | 0 | 0 | 0 | 0 | 0 | 0 | 0 | 0 | 0 | 0 | 0 | 0 | 0 | 0 | 0 | 0 | 0 | 0 | 0 | 0 | 0 | 0 | 0 | 0 | 0 | 0
[10 empty] | 0 | 0 | 0 | 0 | 0 | 0 | 0 | 0 | 0 | 0 | 0 | 0 | 0 | 0 | 0 | 0 | 0 | 0 | 0 | 0 | 0 | 0 | 0 | 0 | 0 | 0 | 0 | 0
[10 empty] | 0 | 0 | 0 | 0 | 0 | 0 | 0 | 0 | 0 | 0 | 0 | 0 | 0 | 0 | 0 | 0 | 0 | 0 | 0 | 0 | 0 | 0 | 0 | 0 | 0 | 0 | 0 | 0
[10 empty] | 121425.3841 | 101900.0395 | 83138.9935 | 65118.8025 | 47816.6697 | 31210.4279 | 20371.3645 | 13296.5973 | 8678.8247 | 5664.7573 | 3697.4449 | 2413.36 | 1575.2247 | 1028.1652 | 671.0939 | 438.0298 | 285.9065 | 186.6141 | 121.8049 | 79.5033 | 51.8926 | 33.8708 | 22.1078 | 14.43 | 9.4186 | 6.1476 | 4.0126 | 2.6191
[10 empty] | 0 | 11096.7589 | 22158.0082 | 33183.833 | 44174.3185 | 55129.5495 | 62380.1878 | 67165.1152 | 70308.9311 | 72360.4888 | 73685.105 | 74525.9344 | 75044.8207 | 75349.4868 | 75511.6331 | 75578.9833 | 75583.302 | 75545.7319 | 75480.3453 | 75396.5086 | 75300.456 | 75196.3369 | 75086.9131 | 74974.0226 | 74858.8889 | 74742.3259 | 74624.8757 | 74506.8985
[10 empty] | 0 | 0 | 0 | 0 | 0 | 0 | 0 | 0 | 0 | 0 | 0 | 0 | 0 | 0 | 0 | 0 | 0 | 0 | 0 | 0 | 0 | 0 | 0 | 0 | 0 | 0 | 0 | 0
[10 empty] | 0 | 0 | 0 | 0 | 0 | 0 | 0 | 0 | 0 | 0 | 0 | 0 | 0 | 0 | 0 | 0 | 0 | 0 | 0 | 0 | 0 | 0 | 0 | 0 | 0 | 0 | 0 | 0
[10 empty] | 0 | 0 | 0 | 0 | 0 | 0 | 0 | 0 | 0 | 0 | 0 | 0 | 0 | 0 | 0 | 0 | 0 | 0 | 0 | 0 | 0 | 0 | 0 | 0 | 0 | 0 | 0 | 0
[10 empty] | 0 | 0 | 0 | 0 | 0 | 0 | 0 | 0 | 0 | 0 | 0 | 0 | 0 | 0 | 0 | 0 | 0 | 0 | 0 | 0 | 0 | 0 | 0 | 0 | 0 | 0 | 0 | 0
[10 empty] | 0 | 0 | 0 | 0 | 0 | 0 | 0 | 0 | 0 | 0 | 0 | 0 | 0 | 0 | 0 | 0 | 0 | 0 | 0 | 0 | 0 | 0 | 0 | 0 | 0 | 0 | 0 | 0
[10 empty] | 0 | 0 | 0 | 0 | 0 | 0 | 0 | 0 | 0 | 0 | 0 | 0 | 0 | 0 | 0 | 0 | 0 | 0 | 0 | 0 | 0 | 0 | 0 | 0 | 0 | 0 | 0 | 0
[10 empty] | 0 | 0 | 0 | 0 | 0 | 0 | 0 | 0 | 0 | 0 | 0 | 0 | 0 | 0 | 0 | 0 | 0 | 0 | 0 | 0 | 0 | 0 | 0 | 0 | 0 | 0 | 0 | 0
[10 empty] | 0 | 0 | 0 | 0 | 0 | 0 | 0 | 0 | 0 | 0 | 0 | 0 | 0 | 0 | 0 | 0 | 0 | 0 | 0 | 0 | 0 | 0 | 0 | 0 | 0 | 0 | 0 | 0
[10 empty] | 0 | 0 | 0 | 0 | 0 | 0 | 0 | 0 | 0 | 0 | 0 | 0 | 0 | 0 | 0 | 0 | 0 | 0 | 0 | 0 | 0 | 0 | 0 | 0 | 0 | 0 | 0 | 0
[10 empty] | 77801.7951 | 66580.5533 | 55395.0204 | 44245.1107 | 33130.7389 | 22051.8198 | 14677.6913 | 9769.4713 | 6502.5601 | 4328.104 | 2880.786 | 1917.4512 | 1276.2555 | 849.4757 | 565.411 | 376.3376 | 250.4903 | 166.7263 | 110.973 | 73.8637 | 49.1637 | 32.7233 | 21.7806 | 14.4972 | 9.6493 | 6.4226 | 4.2749 | 2.8454
[10 empty] | 0 | 238.9019 | 653.3393 | 1135.1966 | 1676.5554 | 2284.7072 | 3027.4397 | 3775.6534 | 4755.6298 | 5883.403 | 7170.9939 | 8561.9645 | 10119.7641 | 11622.2658 | 13468.273 | 15481.5602 | 17607.018 | 19914.9632 | 22412.7214 | 24988.8185 | 28028.177 | 31632.3969 | 35880.2104 | 40739.3018 | 46302.5007 | 52623.4563 | 59805.7679 | 67967.1212
[10 empty] | 0 | 123.0707 | 123.0707 | 123.0707 | 123.0707 | 123.0707 | 123.0707 | 123.0707 | 123.0707 | 123.0707 | 98.4565 | 78.7652 | 63.0122 | 50.4097 | 40.3278 | 0 | 0 | 0 | 0 | 0 | 0 | 0 | 0 | 0 | 0 | 0 | 0 | 0
[10 empty] | 0 | 0 | 0 | 0 | 0 | 0 | 0 | 0 | 0 | 0 | 0 | 0 | 0 | 0 | 0 | 0 | 0 | 0 | 0 | 0 | 0 | 0 | 0 | 0 | 0 | 0 | 0 | 0
[10 empty] | 0 | 0 | 0 | 0 | 0 | 0 | 0 | 0 | 0 | 0 | 0 | 0 | 0 | 0 | 0 | 0 | 0 | 0 | 0 | 0 | 0 | 0 | 0 | 0 | 0 | 0 | 0 | 0
[10 empty] | 0 | 0 | 0 | 0 | 0 | 0 | 0 | 0 | 0 | 0 | 0 | 0 | 0 | 0 | 0 | 0 | 0 | 0 | 0 | 0 | 0 | 0 | 0 | 0 | 0 | 0 | 0 | 0
[10 empty] | 0 | 0 | 0 | 0 | 0 | 0 | 0 | 0 | 0 | 0 | 0 | 0 | 0 | 0 | 0 | 0 | 0 | 0 | 0 | 0 | 0 | 0 | 0 | 0 | 0 | 0 | 0 | 0
[10 empty] | 0 | 0 | 0 | 0 | 0 | 0 | 0 | 0 | 0 | 0 | 0 | 0 | 0 | 0 | 0 | 0 | 0 | 0 | 0 | 0 | 0 | 0 | 0 | 0 | 0 | 0 | 0 | 0
[10 empty] | 0 | 0 | 0 | 0 | 0 | 0 | 0 | 0 | 0 | 0 | 0 | 0 | 0 | 0 | 0 | 0 | 0 | 0 | 0 | 0 | 0 | 0 | 0 | 0 | 0 | 0 | 0 | 0
[10 empty] | 0 | 0 | 0 | 0 | 0 | 0 | 0 | 0 | 0 | 0 | 0 | 0 | 0 | 0 | 0 | 0 | 0 | 0 | 0 | 0 | 0 | 0 | 0 | 0 | 0 | 0 | 0 | 0
[10 empty] | 0 | 0 | 0 | 0 | 0 | 0 | 0 | 0 | 0 | 0 | 0 | 0 | 0 | 0 | 0 | 0 | 0 | 0 | 0 | 0 | 0 | 0 | 0 | 0 | 0 | 0 | 0 | 0
[10 empty] | 1260.7676 | 1163.7855 | 1066.8034 | 969.8213 | 872.8391 | 775.857 | 678.8749 | 581.8928 | 484.9106 | 387.9285 | 310.3428 | 248.2742 | 198.6194 | 158.8955 | 127.1164 | 101.6931 | 81.3545 | 65.0836 | 52.0669 | 41.6535 | 33.3228 | 26.6582 | 21.3266 | 17.0613 | 13.649 | 10.9192 | 8.7354 | 6.9883
[10 empty] | 0 | 28.1544 | 244.3355 | 459.8247 | 674.6237 | 888.7341 | 1102.1577 | 1314.8961 | 1526.9508 | 1738.3237 | 1949.0162 | 2155.0719 | 2330.629 | 2480.0876 | 2607.213 | 2715.2275 | 2806.8888 | 2884.5567 | 3003.6734 | 3051.4165 | 3091.5042 | 3125.0418 | 3152.9753 | 3176.1141 | 3195.151 | 3210.6788 | 3223.2049 | 3233.1635
[10 empty] | 0 | 188.4182 | 188.1167 | 187.8157 | 187.5152 | 187.2152 | 186.9156 | 186.6166 | 186.318 | 186.0199 | 185.7222 | 158.9358 | 136.0127 | 116.3958 | 99.6082 | 85.2418 | 72.9475 | 62.4264 | 0 | 0 | 0 | 0 | 0 | 0 | 0 | 0 | 0 | 0
[10 empty] | 0 | 0 | 0 | 0 | 0 | 0 | 0 | 0 | 0 | 0 | 0 | 0 | 0 | 0 | 0 | 0 | 0 | 0 | 0 | 0 | 0 | 0 | 0 | 0 | 0 | 0 | 0 | 0
[10 empty] | 0 | 0 | 0 | 0 | 0 | 0 | 0 | 0 | 0 | 0 | 0 | 0 | 0 | 0 | 0 | 0 | 0 | 0 | 0 | 0 | 0 | 0 | 0 | 0 | 0 | 0 | 0 | 0
[10 empty] | 0 | 0 | 0 | 0 | 0 | 0 | 0 | 0 | 0 | 0 | 0 | 0 | 0 | 0 | 0 | 0 | 0 | 0 | 0 | 0 | 0 | 0 | 0 | 0 | 0 | 0 | 0 | 0
[10 empty] | 0 | 0 | 0 | 0 | 0 | 0 | 0 | 0 | 0 | 0 | 0 | 0 | 0 | 0 | 0 | 0 | 0 | 0 | 0 | 0 | 0 | 0 | 0 | 0 | 0 | 0 | 0 | 0
[10 empty] | 0 | 0 | 0 | 0 | 0 | 0 | 0 | 0 | 0 | 0 | 0 | 0 | 0 | 0 | 0 | 0 | 0 | 0 | 0 | 0 | 0 | 0 | 0 | 0 | 0 | 0 | 0 | 0
[10 empty] | 0 | 0 | 0 | 0 | 0 | 0 | 0 | 0 | 0 | 0 | 0 | 0 | 0 | 0 | 0 | 0 | 0 | 0 | 0 | 0 | 0 | 0 | 0 | 0 | 0 | 0 | 0 | 0
[10 empty] | 0 | 0 | 0 | 0 | 0 | 0 | 0 | 0 | 0 | 0 | 0 | 0 | 0 | 0 | 0 | 0 | 0 | 0 | 0 | 0 | 0 | 0 | 0 | 0 | 0 | 0 | 0 | 0
[10 empty] | 0 | 0 | 0 | 0 | 0 | 0 | 0 | 0 | 0 | 0 | 0 | 0 | 0 | 0 | 0 | 0 | 0 | 0 | 0 | 0 | 0 | 0 | 0 | 0 | 0 | 0 | 0 | 0
[10 empty] | 3470.7148 | 3248.5891 | 3027.1652 | 2806.4416 | 2586.4166 | 2367.0885 | 2148.4556 | 1930.5163 | 1713.2688 | 1496.7116 | 1280.8431 | 1096.1089 | 938.0187 | 802.7296 | 686.953 | 587.8748 | 503.0864 | 430.527 | 368.4327 | 315.2942 | 269.8198 | 230.904 | 197.6011 | 169.1014 | 144.7121 | 123.8405 | 105.9792 | 90.6939
[10 empty] | 0 | 385.7113 | 977.5468 | 1567.4874 | 2155.5377 | 2741.7023 | 3325.9856 | 3908.3921 | 4434.439 | 4882.8713 | 5264.8861 | 5590.0654 | 5866.6093 | 6101.5352 | 6300.8484 | 6528.8587 | 6663.0885 | 6776.2372 | 6871.3479 | 6951.0251 | 7017.4974 | 7072.672 | 7118.1812 | 7155.4218 | 7185.589 | 7209.7057 | 7228.6473 | 7243.1629
[10 empty] | 0 | 207.6907 | 207.3584 | 207.0266 | 206.6954 | 206.3647 | 206.0345 | 205.7048 | 176.0363 | 150.6469 | 128.9193 | 110.3254 | 94.4134 | 80.7963 | 69.1431 | 0 | 0 | 0 | 0 | 0 | 0 | 0 | 0 | 0 | 0 | 0 | 0 | 0
[10 empty] | 0 | 0 | 0 | 0 | 0 | 0 | 0 | 0 | 0 | 0 | 0 | 0 | 0 | 0 | 0 | 0 | 0 | 0 | 0 | 0 | 0 | 0 | 0 | 0 | 0 | 0 | 0 | 0
[10 empty] | 0 | 0 | 0 | 0 | 0 | 0 | 0 | 0 | 0 | 0 | 0 | 0 | 0 | 0 | 0 | 0 | 0 | 0 | 0 | 0 | 0 | 0 | 0 | 0 | 0 | 0 | 0 | 0
[10 empty] | 0 | 0 | 0 | 0 | 0 | 0 | 0 | 0 | 0 | 0 | 0 | 0 | 0 | 0 | 0 | 0 | 0 | 0 | 0 | 0 | 0 | 0 | 0 | 0 | 0 | 0 | 0 | 0
[10 empty] | 0 | 0 | 0 | 0 | 0 | 0 | 0 | 0 | 0 | 0 | 0 | 0 | 0 | 0 | 0 | 0 | 0 | 0 | 0 | 0 | 0 | 0 | 0 | 0 | 0 | 0 | 0 | 0
[10 empty] | 0 | 0 | 0 | 0 | 0 | 0 | 0 | 0 | 0 | 0 | 0 | 0 | 0 | 0 | 0 | 0 | 0 | 0 | 0 | 0 | 0 | 0 | 0 | 0 | 0 | 0 | 0 | 0
[10 empty] | 0 | 0 | 0 | 0 | 0 | 0 | 0 | 0 | 0 | 0 | 0 | 0 | 0 | 0 | 0 | 0 | 0 | 0 | 0 | 0 | 0 | 0 | 0 | 0 | 0 | 0 | 0 | 0
[10 empty] | 0 | 0 | 0 | 0 | 0 | 0 | 0 | 0 | 0 | 0 | 0 | 0 | 0 | 0 | 0 | 0 | 0 | 0 | 0 | 0 | 0 | 0 | 0 | 0 | 0 | 0 | 0 | 0
[10 empty] | 0 | 0 | 0 | 0 | 0 | 0 | 0 | 0 | 0 | 0 | 0 | 0 | 0 | 0 | 0 | 0 | 0 | 0 | 0 | 0 | 0 | 0 | 0 | 0 | 0 | 0 | 0 | 0
[10 empty] | 7726.5893 | 7120.8247 | 6516.9788 | 5915.0469 | 5315.0246 | 4716.9071 | 4120.6901 | 3526.3688 | 3017.7657 | 2582.5177 | 2210.0448 | 1891.2932 | 1618.5147 | 1385.0786 | 1185.3107 | 1014.355 | 868.0561 | 742.8576 | 635.7163 | 544.0278 | 465.5635 | 398.4159 | 340.953 | 291.7778 | 249.6951 | 213.6819 | 182.8629 | 156.4888
[10 empty] | 0 | 5961.6077 | 15252.177 | 24513.0014 | 33744.152 | 41760.9912 | 48140.5068 | 53212.2973 | 57239.6193 | 60432.7414 | 63826.1058 | 65646.4517 | 67076.9308 | 68196.0529 | 69066.5256 | 69738.4344 | 70251.7836 | 70638.5254 | 70924.1805 | 71129.133 | 71269.6637 | 71358.7765 | 71406.8579 | 71422.2035 | 71411.4395 | 71379.8578 | 71331.6855 | 71270.2987
[10 empty] | 0 | 3353.4043 | 3348.0389 | 3342.682 | 3337.3337 | 2665.5952 | 2129.0642 | 1700.5261 | 1358.2442 | 1084.8568 | 0 | 0 | 0 | 0 | 0 | 0 | 0 | 0 | 0 | 0 | 0 | 0 | 0 | 0 | 0 | 0 | 0 | 0
[10 empty] | 0 | 0 | 0 | 0 | 0 | 0 | 0 | 0 | 0 | 0 | 0 | 0 | 0 | 0 | 0 | 0 | 0 | 0 | 0 | 0 | 0 | 0 | 0 | 0 | 0 | 0 | 0 | 0
[10 empty] | 0 | 0 | 0 | 0 | 0 | 0 | 0 | 0 | 0 | 0 | 0 | 0 | 0 | 0 | 0 | 0 | 0 | 0 | 0 | 0 | 0 | 0 | 0 | 0 | 0 | 0 | 0 | 0
[10 empty] | 0 | 0 | 0 | 0 | 0 | 0 | 0 | 0 | 0 | 0 | 0 | 0 | 0 | 0 | 0 | 0 | 0 | 0 | 0 | 0 | 0 | 0 | 0 | 0 | 0 | 0 | 0 | 0
[10 empty] | 0 | 0 | 0 | 0 | 0 | 0 | 0 | 0 | 0 | 0 | 0 | 0 | 0 | 0 | 0 | 0 | 0 | 0 | 0 | 0 | 0 | 0 | 0 | 0 | 0 | 0 | 0 | 0
[10 empty] | 0 | 0 | 0 | 0 | 0 | 0 | 0 | 0 | 0 | 0 | 0 | 0 | 0 | 0 | 0 | 0 | 0 | 0 | 0 | 0 | 0 | 0 | 0 | 0 | 0 | 0 | 0 | 0
[10 empty] | 0 | 0 | 0 | 0 | 0 | 0 | 0 | 0 | 0 | 0 | 0 | 0 | 0 | 0 | 0 | 0 | 0 | 0 | 0 | 0 | 0 | 0 | 0 | 0 | 0 | 0 | 0 | 0
[10 empty] | 0 | 0 | 0 | 0 | 0 | 0 | 0 | 0 | 0 | 0 | 0 | 0 | 0 | 0 | 0 | 0 | 0 | 0 | 0 | 0 | 0 | 0 | 0 | 0 | 0 | 0 | 0 | 0
[10 empty] | 0 | 0 | 0 | 0 | 0 | 0 | 0 | 0 | 0 | 0 | 0 | 0 | 0 | 0 | 0 | 0 | 0 | 0 | 0 | 0 | 0 | 0 | 0 | 0 | 0 | 0 | 0 | 0
[10 empty] | 74639.519 | 65205.0838 | 55800.6477 | 46426.1389 | 37081.4857 | 29617.7242 | 23656.2687 | 18894.7349 | 15091.6027 | 12053.9649 | 9627.7428 | 7689.8708 | 6142.0536 | 4905.781 | 3918.3454 | 3129.6609 | 2499.7227 | 1996.5785 | 1594.7072 | 1273.7245 | 1017.3493 | 812.5772 | 649.0217 | 518.3866 | 414.0457 | 330.7066 | 264.142 | 210.9755
[10 empty] | 0 | 402.9609 | 1079.9728 | 1079.9728 | 1079.9728 | 1079.9728 | 1079.9728 | 1079.9728 | 1079.9728 | 1022.407 | 876.3489 | 751.1562 | 643.8481 | 551.8698 | 473.0313 | 405.4554 | 230.1276 | 0 | 0 | 0 | 0 | 0 | 0 | 0 | 0 | 0 | 0 | 0
[10 empty] | 0 | 268.6406 | 268.6406 | 268.6406 | 268.6406 | 268.6406 | 268.6406 | 268.6406 | 268.6406 | 230.2634 | 197.3686 | 169.1731 | 145.0055 | 124.2904 | 106.5347 | 91.3154 | 0 | 0 | 0 | 0 | 0 | 0 | 0 | 0 | 0 | 0 | 0 | 0
[10 empty] | 0 | 0 | 0 | 682.5758 | 1370.8732 | 2065.0543 | 2765.2861 | 3471.7401 | 4184.5927 | 4931.2868 | 5708.8876 | 6417.4221 | 7067.9484 | 7669.9785 | 8231.7003 | 8760.1677 | 9457.1394 | 10105.8141 | 10515.6715 | 10919.5296 | 11319.7353 | 11718.3426 | 12117.1555 | 12517.7649 | 12921.5805 | 13329.8575 | 13743.7209 | 14164.1845
[10 empty] | 0 | 0 | 0 | 0 | 0 | 0 | 0 | 0 | 0 | 0 | 0 | 0 | 0 | 0 | 0 | 0 | 0 | 0 | 0 | 0 | 0 | 0 | 0 | 0 | 0 | 0 | 0 | 0
[10 empty] | 0 | 0 | 0 | 0 | 0 | 0 | 0 | 0 | 0 | 0 | 0 | 0 | 0 | 0 | 0 | 0 | 0 | 0 | 0 | 0 | 0 | 0 | 0 | 0 | 0 | 0 | 0 | 0
[10 empty] | 0 | 0 | 0 | 0 | 0 | 0 | 0 | 0 | 0 | 0 | 0 | 0 | 0 | 0 | 0 | 0 | 0 | 0 | 0 | 0 | 0 | 0 | 0 | 0 | 0 | 0 | 0 | 0
[10 empty] | 0 | 0 | 0 | 0 | 0 | 0 | 0 | 0 | 0 | 0 | 0 | 0 | 0 | 0 | 0 | 0 | 0 | 0 | 0 | 0 | 0 | 0 | 0 | 0 | 0 | 0 | 0 | 0
[10 empty] | 0 | 0 | 0 | 0 | 0 | 0 | 0 | 0 | 0 | 0 | 0 | 0 | 0 | 0 | 0 | 0 | 0 | 0 | 0 | 0 | 0 | 0 | 0 | 0 | 0 | 0 | 0 | 0
[10 empty] | 0 | 0 | 0 | 0 | 0 | 0 | 0 | 0 | 0 | 0 | 0 | 0 | 0 | 0 | 0 | 0 | 0 | 0 | 0 | 0 | 0 | 0 | 0 | 0 | 0 | 0 | 0 | 0
[10 empty] | 0 | 0 | 0 | 0 | 0 | 0 | 0 | 0 | 0 | 0 | 0 | 0 | 0 | 0 | 0 | 0 | 0 | 0 | 0 | 0 | 0 | 0 | 0 | 0 | 0 | 0 | 0 | 0
[10 empty] | 6730.7842 | 6250.0139 | 5769.2436 | 5288.4733 | 4807.703 | 4326.9327 | 3846.1624 | 3365.3921 | 2884.6218 | 2472.533 | 2119.314 | 1816.5548 | 1557.047 | 1334.6117 | 1143.9529 | 980.5311 | 840.4552 | 720.3902 | 617.4773 | 529.2662 | 453.6568 | 388.8487 | 333.2989 | 285.6847 | 244.8726 | 209.8908 | 179.9064 | 154.2055
[10 empty] | 0 | 169.1257 | 451.0574 | 733.0449 | 1015.0883 | 1297.1878 | 1579.3437 | 1861.5562 | 2126.6906 | 2364.1232 | 2576.9385 | 2767.8782 | 2939.3798 | 3093.6094 | 3232.493 | 3357.7422 | 3470.8787 | 3607.9762 | 3696.9369 | 3777.8372 | 3851.5794 | 3918.9658 | 3980.7094 | 4037.4439 | 4089.733 | 4138.0774 | 4182.9224 | 4224.6638
[10 empty] | 0 | 112.7505 | 112.7505 | 112.7505 | 112.7505 | 112.7505 | 112.7505 | 112.7505 | 100.2226 | 89.0868 | 79.1883 | 70.3896 | 62.5685 | 55.6164 | 49.4368 | 43.9439 | 39.0612 | 0 | 0 | 0 | 0 | 0 | 0 | 0 | 0 | 0 | 0 | 0
[10 empty] | 0 | 0 | 0 | 0 | 0 | 0 | 0 | 0 | 0 | 0 | 0 | 0 | 0 | 0 | 0 | 0 | 0 | 0 | 0 | 0 | 0 | 0 | 0 | 0 | 0 | 0 | 0 | 0
[10 empty] | 0 | 0 | 0 | 0 | 0 | 0 | 0 | 0 | 0 | 0 | 0 | 0 | 0 | 0 | 0 | 0 | 0 | 0 | 0 | 0 | 0 | 0 | 0 | 0 | 0 | 0 | 0 | 0
[10 empty] | 0 | 0 | 0 | 0 | 0 | 0 | 0 | 0 | 0 | 0 | 0 | 0 | 0 | 0 | 0 | 0 | 0 | 0 | 0 | 0 | 0 | 0 | 0 | 0 | 0 | 0 | 0 | 0
[10 empty] | 0 | 0 | 0 | 0 | 0 | 0 | 0 | 0 | 0 | 0 | 0 | 0 | 0 | 0 | 0 | 0 | 0 | 0 | 0 | 0 | 0 | 0 | 0 | 0 | 0 | 0 | 0 | 0
[10 empty] | 0 | 0 | 0 | 0 | 0 | 0 | 0 | 0 | 0 | 0 | 0 | 0 | 0 | 0 | 0 | 0 | 0 | 0 | 0 | 0 | 0 | 0 | 0 | 0 | 0 | 0 | 0 | 0
[10 empty] | 0 | 0 | 0 | 0 | 0 | 0 | 0 | 0 | 0 | 0 | 0 | 0 | 0 | 0 | 0 | 0 | 0 | 0 | 0 | 0 | 0 | 0 | 0 | 0 | 0 | 0 | 0 | 0
[10 empty] | 0 | 0 | 0 | 0 | 0 | 0 | 0 | 0 | 0 | 0 | 0 | 0 | 0 | 0 | 0 | 0 | 0 | 0 | 0 | 0 | 0 | 0 | 0 | 0 | 0 | 0 | 0 | 0
[10 empty] | 0 | 0 | 0 | 0 | 0 | 0 | 0 | 0 | 0 | 0 | 0 | 0 | 0 | 0 | 0 | 0 | 0 | 0 | 0 | 0 | 0 | 0 | 0 | 0 | 0 | 0 | 0 | 0
[10 empty] | 4004.4639 | 3737.4996 | 3470.5354 | 3203.5711 | 2936.6069 | 2669.6426 | 2402.6783 | 2135.7141 | 1898.4125 | 1687.4778 | 1499.9803 | 1333.3158 | 1185.1696 | 1053.4841 | 936.4303 | 832.3825 | 739.8955 | 657.6849 | 584.6088 | 519.6523 | 461.9131 | 410.5895 | 364.9684 | 324.4164 | 288.3701 | 256.329 | 227.848 | 202.5315
[10 empty] | 0 | 161.299 | 339.9753 | 518.0794 | 695.6127 | 872.5766 | 1048.9724 | 1224.8015 | 1400.0653 | 1574.7651 | 1748.9022 | 1922.4781 | 2095.4941 | 2267.9515 | 2439.8517 | 2611.196 | 2781.9857 | 2937.9296 | 3078.8093 | 3206.0173 | 3320.8173 | 3424.3566 | 3517.6761 | 3601.721 | 3677.3488 | 3745.3381 | 3806.3955 | 3861.1622
[10 empty] | 0 | 17.9221 | 17.8934 | 17.8648 | 17.8362 | 17.8077 | 17.7792 | 17.7507 | 17.7223 | 17.694 | 17.6657 | 17.6374 | 17.6092 | 17.581 | 17.5529 | 17.5248 | 17.4968 | 15.8807 | 14.4139 | 13.0826 | 11.8742 | 10.7775 | 9.782 | 8.8785 | 8.0585 | 7.3142 | 6.6386 | 6.0254
[10 empty] | 0 | 0 | 0 | 0 | 0 | 0 | 0 | 0 | 0 | 0 | 0 | 0 | 0 | 0 | 0 | 0 | 0 | 0 | 0 | 0 | 0 | 0 | 0 | 0 | 0 | 0 | 0 | 0
[10 empty] | 0 | 0 | 0 | 0 | 0 | 0 | 0 | 0 | 0 | 0 | 0 | 0 | 0 | 0 | 0 | 0 | 0 | 0 | 0 | 0 | 0 | 0 | 0 | 0 | 0 | 0 | 0 | 0
[10 empty] | 0 | 0 | 0 | 0 | 0 | 0 | 0 | 0 | 0 | 0 | 0 | 0 | 0 | 0 | 0 | 0 | 0 | 0 | 0 | 0 | 0 | 0 | 0 | 0 | 0 | 0 | 0 | 0
[10 empty] | 0 | 0 | 0 | 0 | 0 | 0 | 0 | 0 | 0 | 0 | 0 | 0 | 0 | 0 | 0 | 0 | 0 | 0 | 0 | 0 | 0 | 0 | 0 | 0 | 0 | 0 | 0 | 0
[10 empty] | 0 | 0 | 0 | 0 | 0 | 0 | 0 | 0 | 0 | 0 | 0 | 0 | 0 | 0 | 0 | 0 | 0 | 0 | 0 | 0 | 0 | 0 | 0 | 0 | 0 | 0 | 0 | 0
[10 empty] | 0 | 0 | 0 | 0 | 0 | 0 | 0 | 0 | 0 | 0 | 0 | 0 | 0 | 0 | 0 | 0 | 0 | 0 | 0 | 0 | 0 | 0 | 0 | 0 | 0 | 0 | 0 | 0
[10 empty] | 0 | 0 | 0 | 0 | 0 | 0 | 0 | 0 | 0 | 0 | 0 | 0 | 0 | 0 | 0 | 0 | 0 | 0 | 0 | 0 | 0 | 0 | 0 | 0 | 0 | 0 | 0 | 0
[10 empty] | 0 | 0 | 0 | 0 | 0 | 0 | 0 | 0 | 0 | 0 | 0 | 0 | 0 | 0 | 0 | 0 | 0 | 0 | 0 | 0 | 0 | 0 | 0 | 0 | 0 | 0 | 0 | 0
[10 empty] | 4667.2166 | 4480.528 | 4294.4248 | 4108.9056 | 3923.9691 | 3739.6139 | 3555.8386 | 3372.6418 | 3190.0221 | 3007.9782 | 2826.5086 | 2645.6121 | 2465.2872 | 2285.5325 | 2106.3468 | 1927.7286 | 1749.6765 | 1588.0701 | 1441.3901 | 1308.2581 | 1187.4226 | 1077.7479 | 978.2032 | 887.8528 | 805.8475 | 731.4165 | 663.8602 | 602.5437
[10 empty] | 0 | 8630.8125 | 17234.0063 | 25809.6479 | 33130.7389 | 39378.2496 | 44707.0494 | 49249.6707 | 53119.5312 | 56413.6904 | 59215.2088 | 61595.1675 | 63614.3954 | 65324.9481 | 66771.3733 | 67991.7936 | 69018.8333 | 69880.411 | 70600.4189 | 71199.3031 | 71694.5607 | 72101.1652 | 72431.9306 | 72697.8224 | 72908.2248 | 73071.1683 | 73193.5253 | 73281.1769
[10 empty] | 0 | 0 | 0 | 0 | 0 | 0 | 0 | 0 | 0 | 0 | 0 | 0 | 0 | 0 | 0 | 0 | 0 | 0 | 0 | 0 | 0 | 0 | 0 | 0 | 0 | 0 | 0 | 0
[10 empty] | 0 | 0 | 0 | 0 | 0 | 0 | 0 | 0 | 0 | 0 | 0 | 0 | 0 | 0 | 0 | 0 | 0 | 0 | 0 | 0 | 0 | 0 | 0 | 0 | 0 | 0 | 0 | 0
[10 empty] | 0 | 0 | 0 | 0 | 0 | 0 | 0 | 0 | 0 | 0 | 0 | 0 | 0 | 0 | 0 | 0 | 0 | 0 | 0 | 0 | 0 | 0 | 0 | 0 | 0 | 0 | 0 | 0
[10 empty] | 0 | 0 | 0 | 0 | 0 | 0 | 0 | 0 | 0 | 0 | 0 | 0 | 0 | 0 | 0 | 0 | 0 | 0 | 0 | 0 | 0 | 0 | 0 | 0 | 0 | 0 | 0 | 0
[10 empty] | 0 | 0 | 0 | 0 | 0 | 0 | 0 | 0 | 0 | 0 | 0 | 0 | 0 | 0 | 0 | 0 | 0 | 0 | 0 | 0 | 0 | 0 | 0 | 0 | 0 | 0 | 0 | 0
[10 empty] | 0 | 0 | 0 | 0 | 0 | 0 | 0 | 0 | 0 | 0 | 0 | 0 | 0 | 0 | 0 | 0 | 0 | 0 | 0 | 0 | 0 | 0 | 0 | 0 | 0 | 0 | 0 | 0
[10 empty] | 0 | 0 | 0 | 0 | 0 | 0 | 0 | 0 | 0 | 0 | 0 | 0 | 0 | 0 | 0 | 0 | 0 | 0 | 0 | 0 | 0 | 0 | 0 | 0 | 0 | 0 | 0 | 0
[10 empty] | 0 | 0 | 0 | 0 | 0 | 0 | 0 | 0 | 0 | 0 | 0 | 0 | 0 | 0 | 0 | 0 | 0 | 0 | 0 | 0 | 0 | 0 | 0 | 0 | 0 | 0 | 0 | 0
[10 empty] | 0 | 0 | 0 | 0 | 0 | 0 | 0 | 0 | 0 | 0 | 0 | 0 | 0 | 0 | 0 | 0 | 0 | 0 | 0 | 0 | 0 | 0 | 0 | 0 | 0 | 0 | 0 | 0
[10 empty] | 77801.7951 | 69046.4998 | 60319.0222 | 51619.2958 | 44174.3185 | 37803.1197 | 32350.8297 | 27684.9158 | 23691.9599 | 20274.9024 | 17350.6822 | 14848.2181 | 12706.6808 | 10874.0144 | 9305.6708 | 7963.5272 | 6814.9591 | 5832.0472 | 4990.8994 | 4271.0691 | 3655.0589 | 3127.895 | 2676.7632 | 2290.6974 | 1960.3134 | 1677.5802 | 1435.6252 | 1228.567
[10 empty] | 0 | 1253.5828 | 2167.585 | 2630.1885 | 2809.8754 | 2809.8754 | 2809.8754 | 2809.8754 | 2809.8754 | 2809.8754 | 2809.8754 | 2809.8754 | 2809.8754 | 2809.8754 | 2809.8754 | 2809.8754 | 2809.8754 | 2809.8754 | 2809.8754 | 2809.8754 | 2809.8754 | 2809.8754 | 2809.8754 | 2809.8754 | 2809.8754 | 2809.8754 | 2809.8754 | 2600.9449
[10 empty] | 0 | 821.014 | 1601.4492 | 2440.2525 | 3149.267 | 3723.6915 | 4403.0755 | 5224.5642 | 6186.8189 | 7287.7462 | 8489.5715 | 9788.7671 | 11201.0916 | 12692.5559 | 14244.9405 | 15840.09 | 17481.3816 | 19172.7918 | 20889.7398 | 22637.353 | 24403.9156 | 26177.8811 | 27931.3194 | 29669.1448 | 31408.324 | 33146.9104 | 34882.8631 | 36791.7915
[10 empty] | 0 | 0 | 0 | 0 | 0 | 0 | 0 | 0 | 0 | 0 | 0 | 0 | 0 | 0 | 0 | 0 | 0 | 0 | 0 | 0 | 0 | 0 | 0 | 0 | 0 | 0 | 0 | 0
[10 empty] | 0 | 0 | 0 | 0 | 0 | 0 | 0 | 0 | 0 | 0 | 0 | 0 | 0 | 0 | 0 | 0 | 0 | 0 | 0 | 0 | 0 | 0 | 0 | 0 | 0 | 0 | 0 | 0
[10 empty] | 0 | 0 | 0 | 0 | 0 | 0 | 0 | 0 | 0 | 0 | 0 | 0 | 0 | 0 | 0 | 0 | 0 | 0 | 0 | 0 | 0 | 0 | 0 | 0 | 0 | 0 | 0 | 0
[10 empty] | 0 | 0 | 0 | 0 | 0 | 0 | 0 | 0 | 0 | 0 | 0 | 0 | 0 | 0 | 0 | 0 | 0 | 0 | 0 | 0 | 0 | 0 | 0 | 0 | 0 | 0 | 0 | 0
[10 empty] | 0 | 0 | 0 | 0 | 0 | 0 | 0 | 0 | 0 | 0 | 0 | 0 | 0 | 0 | 0 | 0 | 0 | 0 | 0 | 0 | 0 | 0 | 0 | 0 | 0 | 0 | 0 | 0
[10 empty] | 0 | 0 | 0 | 0 | 0 | 0 | 0 | 0 | 0 | 0 | 0 | 0 | 0 | 0 | 0 | 0 | 0 | 0 | 0 | 0 | 0 | 0 | 0 | 0 | 0 | 0 | 0 | 0
[10 empty] | 0 | 0 | 0 | 0 | 0 | 0 | 0 | 0 | 0 | 0 | 0 | 0 | 0 | 0 | 0 | 0 | 0 | 0 | 0 | 0 | 0 | 0 | 0 | 0 | 0 | 0 | 0 | 0
[10 empty] | 0 | 0 | 0 | 0 | 0 | 0 | 0 | 0 | 0 | 0 | 0 | 0 | 0 | 0 | 0 | 0 | 0 | 0 | 0 | 0 | 0 | 0 | 0 | 0 | 0 | 0 | 0 | 0
[10 empty] | 3543.64 | 3522.6245 | 3501.6091 | 3480.5936 | 3459.5781 | 3438.5626 | 3417.5472 | 3395.3537 | 3372.1785 | 3348.1853 | 3323.5104 | 3298.2673 | 3255.5643 | 3198.3114 | 3128.9335 | 3049.4515 | 2961.5493 | 2834.0988 | 2673.6912 | 2485.8195 | 2275.061 | 2045.2301 | 1823.8352 | 1609.4703 | 1400.9636 | 1197.3389 | 997.7824 | 831.4853
[10 empty] | 0 | 1253.5828 | 2167.585 | 2630.1885 | 2809.8754 | 2809.8754 | 2809.8754 | 2809.8754 | 2809.8754 | 2809.8754 | 2809.8754 | 2809.8754 | 2809.8754 | 2809.8754 | 2809.8754 | 2809.8754 | 2809.8754 | 2809.8754 | 2809.8754 | 2809.8754 | 2809.8754 | 2809.8754 | 2809.8754 | 2809.8754 | 2809.8754 | 2809.8754 | 2809.8754 | 2600.9449
[10 empty] | 0 | 821.014 | 1601.4492 | 2440.2525 | 3149.267 | 3723.6915 | 4403.0755 | 5224.5642 | 6186.8189 | 7287.7462 | 8489.5715 | 9788.7671 | 11201.0916 | 12692.5559 | 14244.9405 | 15840.09 | 17481.3816 | 19172.7918 | 20889.7398 | 22637.353 | 24403.9156 | 26177.8811 | 27931.3194 | 29669.1448 | 31408.324 | 33146.9104 | 34882.8631 | 36791.7915
[10 empty] | 0 | 0 | 0 | 0 | 0 | 0 | 0 | 0 | 0 | 0 | 0 | 0 | 0 | 0 | 0 | 0 | 0 | 0 | 0 | 0 | 0 | 0 | 0 | 0 | 0 | 0 | 0 | 0
[10 empty] | 0 | 0 | 0 | 0 | 0 | 0 | 0 | 0 | 0 | 0 | 0 | 0 | 0 | 0 | 0 | 0 | 0 | 0 | 0 | 0 | 0 | 0 | 0 | 0 | 0 | 0 | 0 | 0
[10 empty] | 0 | 0 | 0 | 0 | 0 | 0 | 0 | 0 | 0 | 0 | 0 | 0 | 0 | 0 | 0 | 0 | 0 | 0 | 0 | 0 | 0 | 0 | 0 | 0 | 0 | 0 | 0 | 0
[10 empty] | 0 | 0 | 0 | 0 | 0 | 0 | 0 | 0 | 0 | 0 | 0 | 0 | 0 | 0 | 0 | 0 | 0 | 0 | 0 | 0 | 0 | 0 | 0 | 0 | 0 | 0 | 0 | 0
[10 empty] | 0 | 0 | 0 | 0 | 0 | 0 | 0 | 0 | 0 | 0 | 0 | 0 | 0 | 0 | 0 | 0 | 0 | 0 | 0 | 0 | 0 | 0 | 0 | 0 | 0 | 0 | 0 | 0
[10 empty] | 0 | 0 | 0 | 0 | 0 | 0 | 0 | 0 | 0 | 0 | 0 | 0 | 0 | 0 | 0 | 0 | 0 | 0 | 0 | 0 | 0 | 0 | 0 | 0 | 0 | 0 | 0 | 0
[10 empty] | 0 | 0 | 0 | 0 | 0 | 0 | 0 | 0 | 0 | 0 | 0 | 0 | 0 | 0 | 0 | 0 | 0 | 0 | 0 | 0 | 0 | 0 | 0 | 0 | 0 | 0 | 0 | 0
[10 empty] | 0 | 0 | 0 | 0 | 0 | 0 | 0 | 0 | 0 | 0 | 0 | 0 | 0 | 0 | 0 | 0 | 0 | 0 | 0 | 0 | 0 | 0 | 0 | 0 | 0 | 0 | 0 | 0
[10 empty] | 3543.64 | 3522.6245 | 3501.6091 | 3480.5936 | 3459.5781 | 3438.5626 | 3417.5472 | 3395.3537 | 3372.1785 | 3348.1853 | 3323.5104 | 3298.2673 | 3255.5643 | 3198.3114 | 3128.9335 | 3049.4515 | 2961.5493 | 2834.0988 | 2673.6912 | 2485.8195 | 2275.061 | 2045.2301 | 1823.8352 | 1609.4703 | 1400.9636 | 1197.3389 | 997.7824 | 831.4853
[10 empty] | 0 | 1253.5828 | 2167.585 | 2630.1885 | 2809.8754 | 2809.8754 | 2809.8754 | 2809.8754 | 2809.8754 | 2809.8754 | 2809.8754 | 2809.8754 | 2809.8754 | 2809.8754 | 2809.8754 | 2809.8754 | 2809.8754 | 2809.8754 | 2809.8754 | 2809.8754 | 2809.8754 | 2809.8754 | 2809.8754 | 2809.8754 | 2809.8754 | 2809.8754 | 2809.8754 | 2600.9449
[10 empty] | 0 | 821.014 | 1601.4492 | 2440.2525 | 3149.267 | 3723.6915 | 4403.0755 | 5224.5642 | 6186.8189 | 7287.7462 | 8489.5715 | 9788.7671 | 11201.0916 | 12692.5559 | 14244.9405 | 15840.09 | 17481.3816 | 19172.7918 | 20889.7398 | 22637.353 | 24403.9156 | 26177.8811 | 27931.3194 | 29669.1448 | 31408.324 | 33146.9104 | 34882.8631 | 36791.7915
[10 empty] | 0 | 0 | 0 | 0 | 0 | 0 | 0 | 0 | 0 | 0 | 0 | 0 | 0 | 0 | 0 | 0 | 0 | 0 | 0 | 0 | 0 | 0 | 0 | 0 | 0 | 0 | 0 | 0
[10 empty] | 0 | 0 | 0 | 0 | 0 | 0 | 0 | 0 | 0 | 0 | 0 | 0 | 0 | 0 | 0 | 0 | 0 | 0 | 0 | 0 | 0 | 0 | 0 | 0 | 0 | 0 | 0 | 0
[10 empty] | 0 | 0 | 0 | 0 | 0 | 0 | 0 | 0 | 0 | 0 | 0 | 0 | 0 | 0 | 0 | 0 | 0 | 0 | 0 | 0 | 0 | 0 | 0 | 0 | 0 | 0 | 0 | 0
[10 empty] | 0 | 0 | 0 | 0 | 0 | 0 | 0 | 0 | 0 | 0 | 0 | 0 | 0 | 0 | 0 | 0 | 0 | 0 | 0 | 0 | 0 | 0 | 0 | 0 | 0 | 0 | 0 | 0
[10 empty] | 0 | 0 | 0 | 0 | 0 | 0 | 0 | 0 | 0 | 0 | 0 | 0 | 0 | 0 | 0 | 0 | 0 | 0 | 0 | 0 | 0 | 0 | 0 | 0 | 0 | 0 | 0 | 0
[10 empty] | 0 | 0 | 0 | 0 | 0 | 0 | 0 | 0 | 0 | 0 | 0 | 0 | 0 | 0 | 0 | 0 | 0 | 0 | 0 | 0 | 0 | 0 | 0 | 0 | 0 | 0 | 0 | 0
[10 empty] | 0 | 0 | 0 | 0 | 0 | 0 | 0 | 0 | 0 | 0 | 0 | 0 | 0 | 0 | 0 | 0 | 0 | 0 | 0 | 0 | 0 | 0 | 0 | 0 | 0 | 0 | 0 | 0
[10 empty] | 0 | 0 | 0 | 0 | 0 | 0 | 0 | 0 | 0 | 0 | 0 | 0 | 0 | 0 | 0 | 0 | 0 | 0 | 0 | 0 | 0 | 0 | 0 | 0 | 0 | 0 | 0 | 0
[10 empty] | 3543.64 | 3522.6245 | 3501.6091 | 3480.5936 | 3459.5781 | 3438.5626 | 3417.5472 | 3395.3537 | 3372.1785 | 3348.1853 | 3323.5104 | 3298.2673 | 3255.5643 | 3198.3114 | 3128.9335 | 3049.4515 | 2961.5493 | 2834.0988 | 2673.6912 | 2485.8195 | 2275.061 | 2045.2301 | 1823.8352 | 1609.4703 | 1400.9636 | 1197.3389 | 997.7824 | 831.4853
[10 empty] | 0 | 1253.5828 | 2167.585 | 2630.1885 | 2809.8754 | 2809.8754 | 2809.8754 | 2809.8754 | 2809.8754 | 2809.8754 | 2809.8754 | 2809.8754 | 2809.8754 | 2809.8754 | 2809.8754 | 2809.8754 | 2809.8754 | 2809.8754 | 2809.8754 | 2809.8754 | 2809.8754 | 2809.8754 | 2809.8754 | 2809.8754 | 2809.8754 | 2809.8754 | 2809.8754 | 2600.9449
[10 empty] | 0 | 821.014 | 1601.4492 | 2440.2525 | 3149.267 | 3723.6915 | 4403.0755 | 5224.5642 | 6186.8189 | 7287.7462 | 8489.5715 | 9788.7671 | 11201.0916 | 12692.5559 | 14244.9405 | 15840.09 | 17481.3816 | 19172.7918 | 20889.7398 | 22637.353 | 24403.9156 | 26177.8811 | 27931.3194 | 29669.1448 | 31408.324 | 33146.9104 | 34882.8631 | 36791.7915
[10 empty] | 0 | 0 | 0 | 0 | 0 | 0 | 0 | 0 | 0 | 0 | 0 | 0 | 0 | 0 | 0 | 0 | 0 | 0 | 0 | 0 | 0 | 0 | 0 | 0 | 0 | 0 | 0 | 0
[10 empty] | 0 | 0 | 0 | 0 | 0 | 0 | 0 | 0 | 0 | 0 | 0 | 0 | 0 | 0 | 0 | 0 | 0 | 0 | 0 | 0 | 0 | 0 | 0 | 0 | 0 | 0 | 0 | 0
[10 empty] | 0 | 0 | 0 | 0 | 0 | 0 | 0 | 0 | 0 | 0 | 0 | 0 | 0 | 0 | 0 | 0 | 0 | 0 | 0 | 0 | 0 | 0 | 0 | 0 | 0 | 0 | 0 | 0
[10 empty] | 0 | 0 | 0 | 0 | 0 | 0 | 0 | 0 | 0 | 0 | 0 | 0 | 0 | 0 | 0 | 0 | 0 | 0 | 0 | 0 | 0 | 0 | 0 | 0 | 0 | 0 | 0 | 0
[10 empty] | 0 | 0 | 0 | 0 | 0 | 0 | 0 | 0 | 0 | 0 | 0 | 0 | 0 | 0 | 0 | 0 | 0 | 0 | 0 | 0 | 0 | 0 | 0 | 0 | 0 | 0 | 0 | 0
[10 empty] | 0 | 0 | 0 | 0 | 0 | 0 | 0 | 0 | 0 | 0 | 0 | 0 | 0 | 0 | 0 | 0 | 0 | 0 | 0 | 0 | 0 | 0 | 0 | 0 | 0 | 0 | 0 | 0
[10 empty] | 0 | 0 | 0 | 0 | 0 | 0 | 0 | 0 | 0 | 0 | 0 | 0 | 0 | 0 | 0 | 0 | 0 | 0 | 0 | 0 | 0 | 0 | 0 | 0 | 0 | 0 | 0 | 0
[10 empty] | 0 | 0 | 0 | 0 | 0 | 0 | 0 | 0 | 0 | 0 | 0 | 0 | 0 | 0 | 0 | 0 | 0 | 0 | 0 | 0 | 0 | 0 | 0 | 0 | 0 | 0 | 0 | 0
[10 empty] | 3543.64 | 3522.6245 | 3501.6091 | 3480.5936 | 3459.5781 | 3438.5626 | 3417.5472 | 3395.3537 | 3372.1785 | 3348.1853 | 3323.5104 | 3298.2673 | 3255.5643 | 3198.3114 | 3128.9335 | 3049.4515 | 2961.5493 | 2834.0988 | 2673.6912 | 2485.8195 | 2275.061 | 2045.2301 | 1823.8352 | 1609.4703 | 1400.9636 | 1197.3389 | 997.7824 | 831.4853
[10 empty] | 0 | 1253.5828 | 2167.585 | 2630.1885 | 2809.8754 | 2809.8754 | 2809.8754 | 2809.8754 | 2809.8754 | 2809.8754 | 2809.8754 | 2809.8754 | 2809.8754 | 2809.8754 | 2809.8754 | 2809.8754 | 2809.8754 | 2809.8754 | 2809.8754 | 2809.8754 | 2809.8754 | 2809.8754 | 2809.8754 | 2809.8754 | 2809.8754 | 2809.8754 | 2809.8754 | 2600.9449
[10 empty] | 0 | 821.014 | 1601.4492 | 2440.2525 | 3149.267 | 3723.6915 | 4403.0755 | 5224.5642 | 6186.8189 | 7287.7462 | 8489.5715 | 9788.7671 | 11201.0916 | 12692.5559 | 14244.9405 | 15840.09 | 17481.3816 | 19172.7918 | 20889.7398 | 22637.353 | 24403.9156 | 26177.8811 | 27931.3194 | 29669.1448 | 31408.324 | 33146.9104 | 34882.8631 | 36791.7915
[10 empty] | 0 | 0 | 0 | 0 | 0 | 0 | 0 | 0 | 0 | 0 | 0 | 0 | 0 | 0 | 0 | 0 | 0 | 0 | 0 | 0 | 0 | 0 | 0 | 0 | 0 | 0 | 0 | 0
[10 empty] | 0 | 0 | 0 | 0 | 0 | 0 | 0 | 0 | 0 | 0 | 0 | 0 | 0 | 0 | 0 | 0 | 0 | 0 | 0 | 0 | 0 | 0 | 0 | 0 | 0 | 0 | 0 | 0
[10 empty] | 0 | 0 | 0 | 0 | 0 | 0 | 0 | 0 | 0 | 0 | 0 | 0 | 0 | 0 | 0 | 0 | 0 | 0 | 0 | 0 | 0 | 0 | 0 | 0 | 0 | 0 | 0 | 0
[10 empty] | 0 | 0 | 0 | 0 | 0 | 0 | 0 | 0 | 0 | 0 | 0 | 0 | 0 | 0 | 0 | 0 | 0 | 0 | 0 | 0 | 0 | 0 | 0 | 0 | 0 | 0 | 0 | 0
[10 empty] | 0 | 0 | 0 | 0 | 0 | 0 | 0 | 0 | 0 | 0 | 0 | 0 | 0 | 0 | 0 | 0 | 0 | 0 | 0 | 0 | 0 | 0 | 0 | 0 | 0 | 0 | 0 | 0
[10 empty] | 0 | 0 | 0 | 0 | 0 | 0 | 0 | 0 | 0 | 0 | 0 | 0 | 0 | 0 | 0 | 0 | 0 | 0 | 0 | 0 | 0 | 0 | 0 | 0 | 0 | 0 | 0 | 0
[10 empty] | 0 | 0 | 0 | 0 | 0 | 0 | 0 | 0 | 0 | 0 | 0 | 0 | 0 | 0 | 0 | 0 | 0 | 0 | 0 | 0 | 0 | 0 | 0 | 0 | 0 | 0 | 0 | 0
[10 empty] | 0 | 0 | 0 | 0 | 0 | 0 | 0 | 0 | 0 | 0 | 0 | 0 | 0 | 0 | 0 | 0 | 0 | 0 | 0 | 0 | 0 | 0 | 0 | 0 | 0 | 0 | 0 | 0
[10 empty] | 3543.64 | 3522.6245 | 3501.6091 | 3480.5936 | 3459.5781 | 3438.5626 | 3417.5472 | 3395.3537 | 3372.1785 | 3348.1853 | 3323.5104 | 3298.2673 | 3255.5643 | 3198.3114 | 3128.9335 | 3049.4515 | 2961.5493 | 2834.0988 | 2673.6912 | 2485.8195 | 2275.061 | 2045.2301 | 1823.8352 | 1609.4703 | 1400.9636 | 1197.3389 | 997.7824 | 831.4853
[10 empty] | 0 | 1253.5828 | 2167.585 | 2630.1885 | 2809.8754 | 2809.8754 | 2809.8754 | 2809.8754 | 2809.8754 | 2809.8754 | 2809.8754 | 2809.8754 | 2809.8754 | 2809.8754 | 2809.8754 | 2809.8754 | 2809.8754 | 2809.8754 | 2809.8754 | 2809.8754 | 2809.8754 | 2809.8754 | 2809.8754 | 2809.8754 | 2809.8754 | 2809.8754 | 2809.8754 | 2600.9449
[10 empty] | 0 | 821.014 | 1601.4492 | 2440.2525 | 3149.267 | 3723.6915 | 4403.0755 | 5224.5642 | 6186.8189 | 7287.7462 | 8489.5715 | 9788.7671 | 11201.0916 | 12692.5559 | 14244.9405 | 15840.09 | 17481.3816 | 19172.7918 | 20889.7398 | 22637.353 | 24403.9156 | 26177.8811 | 27931.3194 | 29669.1448 | 31408.324 | 33146.9104 | 34882.8631 | 36791.7915
[10 empty] | 0 | 0 | 0 | 0 | 0 | 0 | 0 | 0 | 0 | 0 | 0 | 0 | 0 | 0 | 0 | 0 | 0 | 0 | 0 | 0 | 0 | 0 | 0 | 0 | 0 | 0 | 0 | 0
[10 empty] | 0 | 0 | 0 | 0 | 0 | 0 | 0 | 0 | 0 | 0 | 0 | 0 | 0 | 0 | 0 | 0 | 0 | 0 | 0 | 0 | 0 | 0 | 0 | 0 | 0 | 0 | 0 | 0
[10 empty] | 0 | 0 | 0 | 0 | 0 | 0 | 0 | 0 | 0 | 0 | 0 | 0 | 0 | 0 | 0 | 0 | 0 | 0 | 0 | 0 | 0 | 0 | 0 | 0 | 0 | 0 | 0 | 0
[10 empty] | 0 | 0 | 0 | 0 | 0 | 0 | 0 | 0 | 0 | 0 | 0 | 0 | 0 | 0 | 0 | 0 | 0 | 0 | 0 | 0 | 0 | 0 | 0 | 0 | 0 | 0 | 0 | 0
[10 empty] | 0 | 0 | 0 | 0 | 0 | 0 | 0 | 0 | 0 | 0 | 0 | 0 | 0 | 0 | 0 | 0 | 0 | 0 | 0 | 0 | 0 | 0 | 0 | 0 | 0 | 0 | 0 | 0
[10 empty] | 0 | 0 | 0 | 0 | 0 | 0 | 0 | 0 | 0 | 0 | 0 | 0 | 0 | 0 | 0 | 0 | 0 | 0 | 0 | 0 | 0 | 0 | 0 | 0 | 0 | 0 | 0 | 0
[10 empty] | 0 | 0 | 0 | 0 | 0 | 0 | 0 | 0 | 0 | 0 | 0 | 0 | 0 | 0 | 0 | 0 | 0 | 0 | 0 | 0 | 0 | 0 | 0 | 0 | 0 | 0 | 0 | 0
[10 empty] | 0 | 0 | 0 | 0 | 0 | 0 | 0 | 0 | 0 | 0 | 0 | 0 | 0 | 0 | 0 | 0 | 0 | 0 | 0 | 0 | 0 | 0 | 0 | 0 | 0 | 0 | 0 | 0
[10 empty] | 3543.64 | 3522.6245 | 3501.6091 | 3480.5936 | 3459.5781 | 3438.5626 | 3417.5472 | 3395.3537 | 3372.1785 | 3348.1853 | 3323.5104 | 3298.2673 | 3255.5643 | 3198.3114 | 3128.9335 | 3049.4515 | 2961.5493 | 2834.0988 | 2673.6912 | 2485.8195 | 2275.061 | 2045.2301 | 1823.8352 | 1609.4703 | 1400.9636 | 1197.3389 | 997.7824 | 831.4853
[10 empty] | 0 | 1253.5828 | 2167.585 | 2630.1885 | 2809.8754 | 2809.8754 | 2809.8754 | 2809.8754 | 2809.8754 | 2809.8754 | 2809.8754 | 2809.8754 | 2809.8754 | 2809.8754 | 2809.8754 | 2809.8754 | 2809.8754 | 2809.8754 | 2809.8754 | 2809.8754 | 2809.8754 | 2809.8754 | 2809.8754 | 2809.8754 | 2809.8754 | 2809.8754 | 2809.8754 | 2600.9449
[10 empty] | 0 | 821.014 | 1601.4492 | 2440.2525 | 3149.267 | 3723.6915 | 4403.0755 | 5224.5642 | 6186.8189 | 7287.7462 | 8489.5715 | 9788.7671 | 11201.0916 | 12692.5559 | 14244.9405 | 15840.09 | 17481.3816 | 19172.7918 | 20889.7398 | 22637.353 | 24403.9156 | 26177.8811 | 27931.3194 | 29669.1448 | 31408.324 | 33146.9104 | 34882.8631 | 36791.7915
[10 empty] | 0 | 0 | 0 | 0 | 0 | 0 | 0 | 0 | 0 | 0 | 0 | 0 | 0 | 0 | 0 | 0 | 0 | 0 | 0 | 0 | 0 | 0 | 0 | 0 | 0 | 0 | 0 | 0
[10 empty] | 0 | 0 | 0 | 0 | 0 | 0 | 0 | 0 | 0 | 0 | 0 | 0 | 0 | 0 | 0 | 0 | 0 | 0 | 0 | 0 | 0 | 0 | 0 | 0 | 0 | 0 | 0 | 0
[10 empty] | 0 | 0 | 0 | 0 | 0 | 0 | 0 | 0 | 0 | 0 | 0 | 0 | 0 | 0 | 0 | 0 | 0 | 0 | 0 | 0 | 0 | 0 | 0 | 0 | 0 | 0 | 0 | 0
[10 empty] | 0 | 0 | 0 | 0 | 0 | 0 | 0 | 0 | 0 | 0 | 0 | 0 | 0 | 0 | 0 | 0 | 0 | 0 | 0 | 0 | 0 | 0 | 0 | 0 | 0 | 0 | 0 | 0
[10 empty] | 0 | 0 | 0 | 0 | 0 | 0 | 0 | 0 | 0 | 0 | 0 | 0 | 0 | 0 | 0 | 0 | 0 | 0 | 0 | 0 | 0 | 0 | 0 | 0 | 0 | 0 | 0 | 0
[10 empty] | 0 | 0 | 0 | 0 | 0 | 0 | 0 | 0 | 0 | 0 | 0 | 0 | 0 | 0 | 0 | 0 | 0 | 0 | 0 | 0 | 0 | 0 | 0 | 0 | 0 | 0 | 0 | 0
[10 empty] | 0 | 0 | 0 | 0 | 0 | 0 | 0 | 0 | 0 | 0 | 0 | 0 | 0 | 0 | 0 | 0 | 0 | 0 | 0 | 0 | 0 | 0 | 0 | 0 | 0 | 0 | 0 | 0
[10 empty] | 0 | 0 | 0 | 0 | 0 | 0 | 0 | 0 | 0 | 0 | 0 | 0 | 0 | 0 | 0 | 0 | 0 | 0 | 0 | 0 | 0 | 0 | 0 | 0 | 0 | 0 | 0 | 0
[10 empty] | 3543.64 | 3522.6245 | 3501.6091 | 3480.5936 | 3459.5781 | 3438.5626 | 3417.5472 | 3395.3537 | 3372.1785 | 3348.1853 | 3323.5104 | 3298.2673 | 3255.5643 | 3198.3114 | 3128.9335 | 3049.4515 | 2961.5493 | 2834.0988 | 2673.6912 | 2485.8195 | 2275.061 | 2045.2301 | 1823.8352 | 1609.4703 | 1400.9636 | 1197.3389 | 997.7824 | 831.4853
[10 empty] | 0 | 1253.5828 | 2167.585 | 2630.1885 | 2809.8754 | 2809.8754 | 2809.8754 | 2809.8754 | 2809.8754 | 2809.8754 | 2809.8754 | 2809.8754 | 2809.8754 | 2809.8754 | 2809.8754 | 2809.8754 | 2809.8754 | 2809.8754 | 2809.8754 | 2809.8754 | 2809.8754 | 2809.8754 | 2809.8754 | 2809.8754 | 2809.8754 | 2809.8754 | 2809.8754 | 2600.9449
[10 empty] | 0 | 821.014 | 1601.4492 | 2440.2525 | 3149.267 | 3723.6915 | 4403.0755 | 5224.5642 | 6186.8189 | 7287.7462 | 8489.5715 | 9788.7671 | 11201.0916 | 12692.5559 | 14244.9405 | 15840.09 | 17481.3816 | 19172.7918 | 20889.7398 | 22637.353 | 24403.9156 | 26177.8811 | 27931.3194 | 29669.1448 | 31408.324 | 33146.9104 | 34882.8631 | 36791.7915
[10 empty] | 0 | 0 | 0 | 0 | 0 | 0 | 0 | 0 | 0 | 0 | 0 | 0 | 0 | 0 | 0 | 0 | 0 | 0 | 0 | 0 | 0 | 0 | 0 | 0 | 0 | 0 | 0 | 0
[10 empty] | 0 | 0 | 0 | 0 | 0 | 0 | 0 | 0 | 0 | 0 | 0 | 0 | 0 | 0 | 0 | 0 | 0 | 0 | 0 | 0 | 0 | 0 | 0 | 0 | 0 | 0 | 0 | 0
[10 empty] | 0 | 0 | 0 | 0 | 0 | 0 | 0 | 0 | 0 | 0 | 0 | 0 | 0 | 0 | 0 | 0 | 0 | 0 | 0 | 0 | 0 | 0 | 0 | 0 | 0 | 0 | 0 | 0
[10 empty] | 0 | 0 | 0 | 0 | 0 | 0 | 0 | 0 | 0 | 0 | 0 | 0 | 0 | 0 | 0 | 0 | 0 | 0 | 0 | 0 | 0 | 0 | 0 | 0 | 0 | 0 | 0 | 0
[10 empty] | 0 | 0 | 0 | 0 | 0 | 0 | 0 | 0 | 0 | 0 | 0 | 0 | 0 | 0 | 0 | 0 | 0 | 0 | 0 | 0 | 0 | 0 | 0 | 0 | 0 | 0 | 0 | 0
[10 empty] | 0 | 0 | 0 | 0 | 0 | 0 | 0 | 0 | 0 | 0 | 0 | 0 | 0 | 0 | 0 | 0 | 0 | 0 | 0 | 0 | 0 | 0 | 0 | 0 | 0 | 0 | 0 | 0
[10 empty] | 0 | 0 | 0 | 0 | 0 | 0 | 0 | 0 | 0 | 0 | 0 | 0 | 0 | 0 | 0 | 0 | 0 | 0 | 0 | 0 | 0 | 0 | 0 | 0 | 0 | 0 | 0 | 0
[10 empty] | 0 | 0 | 0 | 0 | 0 | 0 | 0 | 0 | 0 | 0 | 0 | 0 | 0 | 0 | 0 | 0 | 0 | 0 | 0 | 0 | 0 | 0 | 0 | 0 | 0 | 0 | 0 | 0
[10 empty] | 3543.64 | 3522.6245 | 3501.6091 | 3480.5936 | 3459.5781 | 3438.5626 | 3417.5472 | 3395.3537 | 3372.1785 | 3348.1853 | 3323.5104 | 3298.2673 | 3255.5643 | 3198.3114 | 3128.9335 | 3049.4515 | 2961.5493 | 2834.0988 | 2673.6912 | 2485.8195 | 2275.061 | 2045.2301 | 1823.8352 | 1609.4703 | 1400.9636 | 1197.3389 | 997.7824 | 831.4853
[10 empty] | 0 | 1240.8841 | 2143.5503 | 2598.6836 | 2774.1213 | 2774.1213 | 2774.1213 | 2774.1213 | 2774.1213 | 2774.1213 | 2774.1213 | 2774.1213 | 2774.1213 | 2774.1213 | 2774.1213 | 2774.1213 | 2774.1213 | 2774.1213 | 2774.1213 | 2774.1213 | 2774.1213 | 2774.1213 | 2774.1213 | 2774.1213 | 2774.1213 | 2774.1213 | 2774.1213 | 2567.3073
[10 empty] | 0 | 812.6972 | 1583.453 | 2408.7111 | 3100.9592 | 3654.3682 | 4312.7368 | 5112.0319 | 6051.1115 | 7128.0456 | 8305.1959 | 9579.1485 | 10948.77 | 12382.9814 | 13865.988 | 15381.6556 | 16935.045 | 18499.0047 | 20055.5451 | 21615.2866 | 23171.0907 | 24715.2253 | 26247.2687 | 27770.7292 | 29420.4969 | 31201.0402 | 33267.2636 | 35449.3011
[10 empty] | 0 | 0 | 0 | 0 | 0 | 0 | 0 | 0 | 0 | 0 | 0 | 0 | 0 | 0 | 0 | 0 | 0 | 0 | 0 | 0 | 0 | 0 | 0 | 0 | 0 | 0 | 0 | 0
[10 empty] | 0 | 0 | 0 | 0 | 0 | 0 | 0 | 0 | 0 | 0 | 0 | 0 | 0 | 0 | 0 | 0 | 0 | 0 | 0 | 0 | 0 | 0 | 0 | 0 | 0 | 0 | 0 | 0
[10 empty] | 0 | 0 | 0 | 0 | 0 | 0 | 0 | 0 | 0 | 0 | 0 | 0 | 0 | 0 | 0 | 0 | 0 | 0 | 0 | 0 | 0 | 0 | 0 | 0 | 0 | 0 | 0 | 0
[10 empty] | 0 | 0 | 0 | 0 | 0 | 0 | 0 | 0 | 0 | 0 | 0 | 0 | 0 | 0 | 0 | 0 | 0 | 0 | 0 | 0 | 0 | 0 | 0 | 0 | 0 | 0 | 0 | 0
[10 empty] | 0 | 0 | 0 | 0 | 0 | 0 | 0 | 0 | 0 | 0 | 0 | 0 | 0 | 0 | 0 | 0 | 0 | 0 | 0 | 0 | 0 | 0 | 0 | 0 | 0 | 0 | 0 | 0
[10 empty] | 0 | 0 | 0 | 0 | 0 | 0 | 0 | 0 | 0 | 0 | 0 | 0 | 0 | 0 | 0 | 0 | 0 | 0 | 0 | 0 | 0 | 0 | 0 | 0 | 0 | 0 | 0 | 0
[10 empty] | 0 | 0 | 0 | 0 | 0 | 0 | 0 | 0 | 0 | 0 | 0 | 0 | 0 | 0 | 0 | 0 | 0 | 0 | 0 | 0 | 0 | 0 | 0 | 0 | 0 | 0 | 0 | 0
[10 empty] | 0 | 0 | 0 | 0 | 0 | 0 | 0 | 0 | 0 | 0 | 0 | 0 | 0 | 0 | 0 | 0 | 0 | 0 | 0 | 0 | 0 | 0 | 0 | 0 | 0 | 0 | 0 | 0
[10 empty] | 3543.64 | 3543.64 | 3543.64 | 3543.64 | 3543.64 | 3543.64 | 3543.64 | 3543.64 | 3543.64 | 3543.64 | 3543.64 | 3543.64 | 3543.64 | 3543.64 | 3543.64 | 3543.64 | 3543.64 | 3543.64 | 3543.64 | 3543.64 | 3543.64 | 3543.64 | 3543.64 | 3543.64 | 3424.5449 | 3178.9632 | 2649.136 | 2207.6133
[10 empty] | 0 | 35.1813 | 81.8613 | 130.6833 | 180.7691 | 180.7691 | 180.7691 | 180.7691 | 180.7691 | 180.7691 | 180.7691 | 180.7691 | 180.7691 | 180.7691 | 175.7432 | 164.7667 | 148.3837 | 127.1861 | 109.0166 | 93.4428 | 80.0939 | 58.4015 | 36.4579 | 17.025 | 0 | 0 | 0 | 0
[10 empty] | 0 | 0.76345 | 0.76345 | 0.76345 | 0.76345 | 52.175 | 104.9767 | 164.6267 | 225.8346 | 288.6318 | 353.0499 | 419.1214 | 486.8791 | 556.3565 | 632.6216 | 716.6248 | 807.8574 | 905.7637 | 1002.5376 | 1098.6489 | 1194.5066 | 1300.7336 | 1409.2426 | 1517.3303 | 1625.1403 | 1718.0968 | 1813.267 | 1910.6938
[10 empty] | 0 | 0 | 0 | 0 | 0 | 0 | 0 | 0 | 0 | 0 | 0 | 0 | 0 | 0 | 0 | 0 | 0 | 0 | 0 | 0 | 0 | 0 | 0 | 0 | 0 | 0 | 0 | 0
[10 empty] | 0 | 0.055593 | 0.055593 | 0.055593 | 0.055593 | 0.055593 | 0.055593 | 0.055593 | 0.055593 | 0.055593 | 0.055593 | 0.055593 | 0.055593 | 0.055593 | 0.047651 | 0.040844 | 0.035009 | 0.030008 | 0.025721 | 0.022046 | 0.018897 | 0 | 0 | 0 | 0 | 0 | 0 | 0
[10 empty] | 0 | 0 | 0 | 0 | 0 | 0 | 0 | 0 | 0 | 0 | 0 | 0 | 0 | 0 | 0 | 0 | 0 | 0 | 0 | 0 | 0 | 0 | 0 | 0 | 0 | 0 | 0 | 0
[10 empty] | 0 | 0 | 0 | 0 | 0 | 0 | 0 | 0 | 0 | 0 | 0 | 0 | 0 | 0 | 0 | 0 | 0 | 0 | 0 | 0 | 0 | 0 | 0 | 0 | 0 | 0 | 0 | 0
[10 empty] | 0 | 0 | 0 | 0 | 0 | 0 | 0 | 0 | 0 | 0 | 0 | 0 | 0 | 0 | 0 | 0 | 0 | 0 | 0 | 0 | 0 | 0 | 0 | 0 | 0 | 0 | 0 | 0
[10 empty] | 0 | 0 | 0 | 0 | 0 | 0 | 0 | 0 | 0 | 0 | 0 | 0 | 0 | 0 | 0 | 0 | 0 | 0 | 0 | 0 | 0 | 0 | 0 | 0 | 0 | 0 | 0 | 0
[10 empty] | 0 | 0 | 0 | 0 | 0 | 0 | 0 | 0 | 0 | 0 | 0 | 0 | 0 | 0 | 0 | 0 | 0 | 0 | 0 | 0 | 0 | 0 | 0 | 0 | 0 | 0 | 0 | 0
[10 empty] | 0 | 0 | 0 | 0 | 0 | 0 | 0 | 0 | 0 | 0 | 0 | 0 | 0 | 0 | 0 | 0 | 0 | 0 | 0 | 0 | 0 | 0 | 0 | 0 | 0 | 0 | 0 | 0
[10 empty] | 0 | 0 | 0 | 0 | 0 | 0 | 0 | 0 | 0 | 0 | 0 | 0 | 0 | 0 | 0 | 0 | 0 | 0 | 0 | 0 | 0 | 0 | 0 | 0 | 0 | 0 | 0 | 0
[10 empty] | 0 | 13478.314 | 23291.6646 | 30637.0712 | 32792.6963 | 32089.411 | 25436.5233 | 16150.28 | 8825.5024 | 4429.8924 | 1642.452 | 0 | 0 | 0 | 0 | 0 | 0 | 0 | 0 | 0 | 0 | 0 | 0
[10 empty] | 0 | 0 | 0 | 0 | 0 | 0 | 6357.8685 | 13634.6668 | 19772.8642 | 24086.0106 | 26036.0341 | 26738.0377 | 25571.1822 | 24190.3138 | 23167.1373 | 22522.0241 | 21738.0879 | 20960.7369 | 20032.0363 | 19107.4499 | 18320.2729 | 17547.8078 | 16917.9751
[10 empty] | 0 | 13786.9211 | 24117.7482 | 32111.6158 | 39228.273 | 45169.3367 | 47306.9402 | 48441.7732 | 47845.5999 | 44750.4882 | 42859.291 | 41227.8678 | 39481.8209 | 37857.385 | 35784.6903 | 34004.2359 | 32361.5026 | 30584.8368 | 29011.6847 | 27521.7533 | 25958.2135 | 24517.4683 | 23230.4179
[10 empty] | 0 | 4565.7284 | 8001.9284 | 10743.7008 | 13447.5861 | 16122.6616 | 16096.8654 | 16071.1104 | 16045.3966 | 16019.724 | 15094.0122 | 13672.1027 | 11990.7768 | 10109.7268 | 8074.841 | 5279.1917 | 3333.9132 | 1956.7755 | 865.4153 | 0 | 0 | 0 | 0
[10 empty] | 0 | 0 | 0 | 0 | 0 | 0 | 3391.6178 | 7700.4037 | 11719.3114 | 16335.7188 | 16309.5817 | 16283.4863 | 16257.4327 | 16231.4209 | 16205.4506 | 15510.9039 | 14101.5511 | 12178.4228 | 9727.1498 | 7769.2691 | 5336.0882 | 3156.1669 | 1487.5581
[10 empty] | 0 | 0 | 0 | 0 | 0 | 0 | 0 | 0 | 0 | 0 | 4563.045 | 9112.444 | 14027.3448 | 19078.0704 | 24269.2434 | 30150.3797 | 35851.1706 | 41594.4957 | 47507.8498 | 52601.1955 | 57231.84 | 61465.9625 | 64888.705
[10 empty] | 0 | 0 | 0 | 0 | 0 | 0 | 0 | 0 | 0 | 0 | 0 | 0 | 0 | 0 | 0 | 0 | 0 | 0 | 0 | 0 | 0 | 0 | 0
[10 empty] | 0 | 0 | 0 | 0 | 0 | 0 | 0 | 0 | 0 | 0 | 0 | 0 | 0 | 0 | 0 | 0 | 0 | 0 | 0 | 0 | 0 | 0 | 0
[10 empty] | 0 | 0 | 0 | 0 | 0 | 0 | 0 | 0 | 0 | 0 | 0 | 0 | 0 | 0 | 0 | 0 | 0 | 0 | 0 | 0 | 0 | 0 | 0
[10 empty] | 0 | 0 | 0 | 0 | 0 | 0 | 0 | 0 | 0 | 0 | 0 | 0 | 0 | 0 | 0 | 0 | 0 | 0 | 0 | 0 | 0 | 0 | 0
[10 empty] | 110360.6814 | 78353.1408 | 54596.4685 | 36339.4094 | 24187.5109 | 16099.2073 | 10715.6324 | 7132.3249 | 4747.2755 | 3159.7865 | 2103.1539 | 1399.8593 | 931.7463 | 620.1703 | 412.7854 | 274.75 | 182.8736 | 121.7206 | 81.0173 | 53.9251 | 35.8925 | 23.8901 | 15.9012
[10 empty] | 0 | 0 | #DIV/0! | #DIV/0! | #DIV/0! | #DIV/0! | #DIV/0! | #DIV/0! | #DIV/0! | #DIV/0! | #DIV/0! | #DIV/0! | #DIV/0! | #DIV/0! | #DIV/0! | #DIV/0! | #DIV/0! | #DIV/0! | #DIV/0! | #DIV/0! | #DIV/0! | #DIV/0!
[10 empty] | 0 | 8976.5403 | #DIV/0! | #DIV/0! | #DIV/0! | #DIV/0! | #DIV/0! | #DIV/0! | #DIV/0! | #DIV/0! | #DIV/0! | #DIV/0! | #DIV/0! | #DIV/0! | #DIV/0! | #DIV/0! | #DIV/0! | #DIV/0! | #DIV/0! | #DIV/0! | #DIV/0! | #DIV/0!
[10 empty] | 0 | 92.9925 | #DIV/0! | #DIV/0! | #DIV/0! | #DIV/0! | #DIV/0! | #DIV/0! | #DIV/0! | #DIV/0! | #DIV/0! | #DIV/0! | #DIV/0! | #DIV/0! | #DIV/0! | #DIV/0! | #DIV/0! | #DIV/0! | #DIV/0! | #DIV/0! | #DIV/0! | #DIV/0!
[10 empty] | 0 | 0 | #DIV/0! | #DIV/0! | #DIV/0! | #DIV/0! | #DIV/0! | #DIV/0! | #DIV/0! | #DIV/0! | #DIV/0! | #DIV/0! | #DIV/0! | #DIV/0! | #DIV/0! | #DIV/0! | #DIV/0! | #DIV/0! | #DIV/0! | #DIV/0! | #DIV/0! | #DIV/0!
[10 empty] | 0 | 377.8918 | #DIV/0! | #DIV/0! | #DIV/0! | #DIV/0! | #DIV/0! | #DIV/0! | #DIV/0! | #DIV/0! | #DIV/0! | #DIV/0! | #DIV/0! | #DIV/0! | #DIV/0! | #DIV/0! | #DIV/0! | #DIV/0! | #DIV/0! | #DIV/0! | #DIV/0! | #DIV/0!
[10 empty] | 0 | 0 | #DIV/0! | #DIV/0! | #DIV/0! | #DIV/0! | #DIV/0! | #DIV/0! | #DIV/0! | #DIV/0! | #DIV/0! | #DIV/0! | #DIV/0! | #DIV/0! | #DIV/0! | #DIV/0! | #DIV/0! | #DIV/0! | #DIV/0! | #DIV/0! | #DIV/0! | #DIV/0!
[10 empty] | 0 | 0 | #DIV/0! | #DIV/0! | #DIV/0! | #DIV/0! | #DIV/0! | #DIV/0! | #DIV/0! | #DIV/0! | #DIV/0! | #DIV/0! | #DIV/0! | #DIV/0! | #DIV/0! | #DIV/0! | #DIV/0! | #DIV/0! | #DIV/0! | #DIV/0! | #DIV/0! | #DIV/0!
[10 empty] | 0 | 0 | #DIV/0! | #DIV/0! | #DIV/0! | #DIV/0! | #DIV/0! | #DIV/0! | #DIV/0! | #DIV/0! | #DIV/0! | #DIV/0! | #DIV/0! | #DIV/0! | #DIV/0! | #DIV/0! | #DIV/0! | #DIV/0! | #DIV/0! | #DIV/0! | #DIV/0! | #DIV/0!
[10 empty] | 0 | 0 | #DIV/0! | #DIV/0! | #DIV/0! | #DIV/0! | #DIV/0! | #DIV/0! | #DIV/0! | #DIV/0! | #DIV/0! | #DIV/0! | #DIV/0! | #DIV/0! | #DIV/0! | #DIV/0! | #DIV/0! | #DIV/0! | #DIV/0! | #DIV/0! | #DIV/0! | #DIV/0!
[10 empty] | 0 | 0 | #DIV/0! | #DIV/0! | #DIV/0! | #DIV/0! | #DIV/0! | #DIV/0! | #DIV/0! | #DIV/0! | #DIV/0! | #DIV/0! | #DIV/0! | #DIV/0! | #DIV/0! | #DIV/0! | #DIV/0! | #DIV/0! | #DIV/0! | #DIV/0! | #DIV/0! | #DIV/0!
[10 empty] | 176634.54 | 166904.5002 | 156980.5656 | #DIV/0! | #DIV/0! | #DIV/0! | #DIV/0! | #DIV/0! | #DIV/0! | #DIV/0! | #DIV/0! | #DIV/0! | #DIV/0! | #DIV/0! | #DIV/0! | #DIV/0! | #DIV/0! | #DIV/0! | #DIV/0! | #DIV/0! | #DIV/0! | #DIV/0!
[10 empty] | 0 | 345.2994 | 699.9854 | 1063.3144 | 1435.0597 | 1435.0597 | 1435.0597 | 1435.0597 | 1435.0597 | 1435.0597 | 1435.0597 | 1435.0597 | 1435.0597 | 1435.0597 | 1385.7312 | 1292.7802 | 1161.2038 | 995.3175 | 853.1293 | 731.2537 | 626.7889 | 436.6422 | 270.9244 | 126.3624 | 0 | 0 | 0 | 0
[10 empty] | 0 | 0 | 0 | 0 | 0 | 379.5877 | 766.5421 | 1160.472 | 1561.0593 | 1982.3333 | 2422.0524 | 2896.4266 | 3401.2559 | 3932.9597 | 4469.5104 | 5012.3668 | 5562.6939 | 6121.4796 | 6635.2834 | 7111.4285 | 7556.2149 | 8075.6716 | 8562.2292 | 9021.3638 | 9457.9456 | 9765.4786 | 10071.7808 | 10378.1273
[10 empty] | 0 | 0 | 0 | 0 | 0 | 0 | 0 | 0 | 0 | 0 | 0 | 0 | 0 | 0 | 0 | 0 | 0 | 0 | 0 | 0 | 0 | 0 | 0 | 0 | 0 | 0 | 0 | 0
[10 empty] | 0 | 0 | 0 | 0 | 0 | 0 | 0 | 0 | 0 | 0 | 0 | 0 | 0 | 0 | 0 | 0 | 0 | 0 | 0 | 0 | 0 | 0 | 0 | 0 | 0 | 0 | 0 | 0
[10 empty] | 0 | 0 | 0 | 0 | 0 | 0 | 0 | 0 | 0 | 0 | 0 | 0 | 0 | 0 | 0 | 0 | 0 | 0 | 0 | 0 | 0 | 0 | 0 | 0 | 0 | 0 | 0 | 0
[10 empty] | 0 | 0 | 0 | 0 | 0 | 0 | 0 | 0 | 0 | 0 | 0 | 0 | 0 | 0 | 0 | 0 | 0 | 0 | 0 | 0 | 0 | 0 | 0 | 0 | 0 | 0 | 0 | 0
[10 empty] | 0 | 0 | 0 | 0 | 0 | 0 | 0 | 0 | 0 | 0 | 0 | 0 | 0 | 0 | 0 | 0 | 0 | 0 | 0 | 0 | 0 | 0 | 0 | 0 | 0 | 0 | 0 | 0
[10 empty] | 0 | 0 | 0 | 0 | 0 | 0 | 0 | 0 | 0 | 0 | 0 | 0 | 0 | 0 | 0 | 0 | 0 | 0 | 0 | 0 | 0 | 0 | 0 | 0 | 0 | 0 | 0 | 0
[10 empty] | 0 | 0 | 0 | 0 | 0 | 0 | 0 | 0 | 0 | 0 | 0 | 0 | 0 | 0 | 0 | 0 | 0 | 0 | 0 | 0 | 0 | 0 | 0 | 0 | 0 | 0 | 0 | 0
[10 empty] | 0 | 0 | 0 | 0 | 0 | 0 | 0 | 0 | 0 | 0 | 0 | 0 | 0 | 0 | 0 | 0 | 0 | 0 | 0 | 0 | 0 | 0 | 0 | 0 | 0 | 0 | 0 | 0
[10 empty] | 5345.0347 | 5137.3432 | 4923.8079 | 4705.2635 | 4482.0303 | 4254.7781 | 4024.0811 | 3790.4314 | 3554.2508 | 3301.6161 | 3034.8779 | 2737.938 | 2415.1111 | 2070.0952 | 1774.3673 | 1520.8863 | 1303.6168 | 1117.3858 | 957.7593 | 820.9365 | 703.6599 | 603.1371 | 516.9746 | 443.1211 | 379.8181 | 325.5584 | 279.05 | 239.1857
[10 empty] | 0 | 2557.1648 | 4478.6141 | 5976.2226 | 7191.0158 | 8404.215 | 9615.0501 | 11062.2054 | 12664.593 | 14368.2461 | 15492.6956 | 16231.6426 | 16714.0141 | 17025.6243 | 17223.5907 | 17345.9311 | 17417.9497 | 17456.4894 | 17472.7604 | 17474.2244 | 17465.8479 | 17450.9365 | 17431.6904 | 17409.574 | 17385.5621 | 17360.3034 | 17334.2296 | 17307.6282
[10 empty] | 0 | 0 | 0 | 0 | 0 | 0 | 0 | 0 | 0 | 0 | 0 | 0 | 0 | 0 | 0 | 0 | 0 | 0 | 0 | 0 | 0 | 0 | 0 | 0 | 0 | 0 | 0 | 0
[10 empty] | 0 | 0 | 0 | 0 | 0 | 0 | 0 | 0 | 0 | 0 | 0 | 0 | 0 | 0 | 0 | 0 | 0 | 0 | 0 | 0 | 0 | 0 | 0 | 0 | 0 | 0 | 0 | 0
[10 empty] | 0 | 0 | 0 | 0 | 0 | 0 | 0 | 0 | 0 | 0 | 0 | 0 | 0 | 0 | 0 | 0 | 0 | 0 | 0 | 0 | 0 | 0 | 0 | 0 | 0 | 0 | 0 | 0
[10 empty] | 0 | 0 | 0 | 0 | 0 | 0 | 0 | 0 | 0 | 0 | 0 | 0 | 0 | 0 | 0 | 0 | 0 | 0 | 0 | 0 | 0 | 0 | 0 | 0 | 0 | 0 | 0 | 0
[10 empty] | 0 | 0 | 0 | 0 | 0 | 0 | 0 | 0 | 0 | 0 | 0 | 0 | 0 | 0 | 0 | 0 | 0 | 0 | 0 | 0 | 0 | 0 | 0 | 0 | 0 | 0 | 0 | 0
[10 empty] | 0 | 0 | 0 | 0 | 0 | 0 | 0 | 0 | 0 | 0 | 0 | 0 | 0 | 0 | 0 | 0 | 0 | 0 | 0 | 0 | 0 | 0 | 0 | 0 | 0 | 0 | 0 | 0
[10 empty] | 0 | 0 | 0 | 0 | 0 | 0 | 0 | 0 | 0 | 0 | 0 | 0 | 0 | 0 | 0 | 0 | 0 | 0 | 0 | 0 | 0 | 0 | 0 | 0 | 0 | 0 | 0 | 0
[10 empty] | 0 | 0 | 0 | 0 | 0 | 0 | 0 | 0 | 0 | 0 | 0 | 0 | 0 | 0 | 0 | 0 | 0 | 0 | 0 | 0 | 0 | 0 | 0 | 0 | 0 | 0 | 0 | 0
[10 empty] | 0 | 0 | 0 | 0 | 0 | 0 | 0 | 0 | 0 | 0 | 0 | 0 | 0 | 0 | 0 | 0 | 0 | 0 | 0 | 0 | 0 | 0 | 0 | 0 | 0 | 0 | 0 | 0
[10 empty] | 18074.695 | 15488.6107 | 13538.2881 | 12011.8525 | 10768.2784 | 9526.3444 | 8286.8203 | 6811.0221 | 5180.0373 | 3447.8328 | 2294.8775 | 1527.4705 | 1016.6844 | 676.7051 | 450.4149 | 299.7962 | 199.5443 | 132.8167 | 88.4028 | 58.8409 | 39.1645 | 26.0679 | 17.3508 | 11.5487 | 7.6868 | 5.1163 | 3.4054 | 2.2667
[10 empty] | 0 | 2004.895 | 4017.4504 | 6037.7906 | 8066.0417 | 10102.3321 | 12146.7922 | 14199.5545 | 16260.7537 | 18330.5265 | 20409.0122 | 22496.3518 | 24592.6892 | 26698.1702 | 28594.001 | 30311.6097 | 31877.9588 | 33316.1833 | 34646.1378 | 35884.866 | 37047.002 | 38145.1156 | 39190.0072 | 40190.9611 | 41155.9625 | 42091.8836 | 43004.6432 | 43899.3428
[10 empty] | 0 | 0 | 0 | 0 | 0 | 0 | 0 | 0 | 0 | 0 | 0 | 0 | 0 | 0 | 0 | 0 | 0 | 0 | 0 | 0 | 0 | 0 | 0 | 0 | 0 | 0 | 0 | 0
[10 empty] | 0 | 0 | 0 | 0 | 0 | 0 | 0 | 0 | 0 | 0 | 0 | 0 | 0 | 0 | 0 | 0 | 0 | 0 | 0 | 0 | 0 | 0 | 0 | 0 | 0 | 0 | 0 | 0
[10 empty] | 0 | 0 | 0 | 0 | 0 | 0 | 0 | 0 | 0 | 0 | 0 | 0 | 0 | 0 | 0 | 0 | 0 | 0 | 0 | 0 | 0 | 0 | 0 | 0 | 0 | 0 | 0 | 0
[10 empty] | 0 | 0 | 0 | 0 | 0 | 0 | 0 | 0 | 0 | 0 | 0 | 0 | 0 | 0 | 0 | 0 | 0 | 0 | 0 | 0 | 0 | 0 | 0 | 0 | 0 | 0 | 0 | 0
[10 empty] | 0 | 0 | 0 | 0 | 0 | 0 | 0 | 0 | 0 | 0 | 0 | 0 | 0 | 0 | 0 | 0 | 0 | 0 | 0 | 0 | 0 | 0 | 0 | 0 | 0 | 0 | 0 | 0
[10 empty] | 0 | 0 | 0 | 0 | 0 | 0 | 0 | 0 | 0 | 0 | 0 | 0 | 0 | 0 | 0 | 0 | 0 | 0 | 0 | 0 | 0 | 0 | 0 | 0 | 0 | 0 | 0 | 0
[10 empty] | 0 | 0 | 0 | 0 | 0 | 0 | 0 | 0 | 0 | 0 | 0 | 0 | 0 | 0 | 0 | 0 | 0 | 0 | 0 | 0 | 0 | 0 | 0 | 0 | 0 | 0 | 0 | 0
[10 empty] | 0 | 0 | 0 | 0 | 0 | 0 | 0 | 0 | 0 | 0 | 0 | 0 | 0 | 0 | 0 | 0 | 0 | 0 | 0 | 0 | 0 | 0 | 0 | 0 | 0 | 0 | 0 | 0
[10 empty] | 0 | 0 | 0 | 0 | 0 | 0 | 0 | 0 | 0 | 0 | 0 | 0 | 0 | 0 | 0 | 0 | 0 | 0 | 0 | 0 | 0 | 0 | 0 | 0 | 0 | 0 | 0 | 0
[10 empty] | 29119.3007 | 27586.7059 | 26054.1111 | 24521.5163 | 22988.9216 | 21456.3268 | 19923.732 | 18391.1373 | 16858.5425 | 15325.9477 | 13793.3529 | 12260.7582 | 10728.1634 | 9195.5686 | 7881.916 | 6755.928 | 5790.7954 | 4963.5389 | 4254.4619 | 3646.6817 | 3125.7271 | 2679.1947 | 2296.4526 | 1968.3879 | 1687.1897 | 1446.1626 | 1239.5679 | 1062.4868
[10 empty] | 0 | 110.9146 | 221.4743 | 331.6799 | 441.5323 | 551.0323 | 660.1807 | 768.9785 | 877.4265 | 985.5254 | 1093.2762 | 1200.6796 | 1307.7366 | 1414.4479 | 1512.4582 | 1602.4503 | 1685.0534 | 1760.8471 | 1830.366 | 1894.1025 | 1952.5105 | 2006.0082 | 2054.9812 | 2099.7847 | 2140.7462 | 2178.1673 | 2212.3263 | 2243.4792
[10 empty] | 0 | 0 | 0 | 0 | 0 | 0 | 0 | 0 | 0 | 0 | 0 | 0 | 0 | 0 | 0 | 0 | 0 | 0 | 0 | 0 | 0 | 0 | 0 | 0 | 0 | 0 | 0 | 0
[10 empty] | 0 | 0 | 0 | 0 | 0 | 0 | 0 | 0 | 0 | 0 | 0 | 0 | 0 | 0 | 0 | 0 | 0 | 0 | 0 | 0 | 0 | 0 | 0 | 0 | 0 | 0 | 0 | 0
[10 empty] | 0 | 0 | 0 | 0 | 0 | 0 | 0 | 0 | 0 | 0 | 0 | 0 | 0 | 0 | 0 | 0 | 0 | 0 | 0 | 0 | 0 | 0 | 0 | 0 | 0 | 0 | 0 | 0
[10 empty] | 0 | 0 | 0 | 0 | 0 | 0 | 0 | 0 | 0 | 0 | 0 | 0 | 0 | 0 | 0 | 0 | 0 | 0 | 0 | 0 | 0 | 0 | 0 | 0 | 0 | 0 | 0 | 0
[10 empty] | 0 | 0 | 0 | 0 | 0 | 0 | 0 | 0 | 0 | 0 | 0 | 0 | 0 | 0 | 0 | 0 | 0 | 0 | 0 | 0 | 0 | 0 | 0 | 0 | 0 | 0 | 0 | 0
[10 empty] | 0 | 0 | 0 | 0 | 0 | 0 | 0 | 0 | 0 | 0 | 0 | 0 | 0 | 0 | 0 | 0 | 0 | 0 | 0 | 0 | 0 | 0 | 0 | 0 | 0 | 0 | 0 | 0
[10 empty] | 0 | 0 | 0 | 0 | 0 | 0 | 0 | 0 | 0 | 0 | 0 | 0 | 0 | 0 | 0 | 0 | 0 | 0 | 0 | 0 | 0 | 0 | 0 | 0 | 0 | 0 | 0 | 0
[10 empty] | 0 | 0 | 0 | 0 | 0 | 0 | 0 | 0 | 0 | 0 | 0 | 0 | 0 | 0 | 0 | 0 | 0 | 0 | 0 | 0 | 0 | 0 | 0 | 0 | 0 | 0 | 0 | 0
[10 empty] | 0 | 0 | 0 | 0 | 0 | 0 | 0 | 0 | 0 | 0 | 0 | 0 | 0 | 0 | 0 | 0 | 0 | 0 | 0 | 0 | 0 | 0 | 0 | 0 | 0 | 0 | 0 | 0
[10 empty] | 2777.3088 | 2661.9505 | 2546.9542 | 2432.3191 | 2318.0444 | 2204.129 | 2090.5723 | 1977.3733 | 1864.5312 | 1752.0451 | 1639.9143 | 1528.1377 | 1416.7146 | 1305.6442 | 1203.2817 | 1108.9444 | 1022.0032 | 941.8781 | 868.0349 | 799.9809 | 737.2624 | 679.4611 | 626.1913 | 577.0979 | 531.8534 | 490.1561 | 451.7279 | 416.3124
[10 empty] | 0 | 2067.7888 | 4198.1482 | 6383.0867 | 8612.562 | 10880.6263 | 13182.003 | 15512.0117 | 17866.5011 | 20208.6552 | 22539.0431 | 24962.5065 | 27467.4223 | 30043.4783 | 32320.5749 | 34332.3694 | 36108.7317 | 37676.1702 | 39058.2102 | 40275.7297 | 41347.257 | 42289.2356 | 43116.2583 | 43841.2758 | 44475.7815 | 45029.9751 | 45512.9088 | 45932.6158
[10 empty] | 0 | 0 | 0 | 0 | 0 | 0 | 0 | 0 | 0 | 0 | 0 | 0 | 0 | 0 | 0 | 0 | 0 | 0 | 0 | 0 | 0 | 0 | 0 | 0 | 0 | 0 | 0 | 0
[10 empty] | 0 | 0 | 0 | 0 | 0 | 0 | 0 | 0 | 0 | 0 | 0 | 0 | 0 | 0 | 0 | 0 | 0 | 0 | 0 | 0 | 0 | 0 | 0 | 0 | 0 | 0 | 0 | 0
[10 empty] | 0 | 0 | 0 | 0 | 0 | 0 | 0 | 0 | 0 | 0 | 0 | 0 | 0 | 0 | 0 | 0 | 0 | 0 | 0 | 0 | 0 | 0 | 0 | 0 | 0 | 0 | 0 | 0
[10 empty] | 0 | 0 | 0 | 0 | 0 | 0 | 0 | 0 | 0 | 0 | 0 | 0 | 0 | 0 | 0 | 0 | 0 | 0 | 0 | 0 | 0 | 0 | 0 | 0 | 0 | 0 | 0 | 0
[10 empty] | 0 | 0 | 0 | 0 | 0 | 0 | 0 | 0 | 0 | 0 | 0 | 0 | 0 | 0 | 0 | 0 | 0 | 0 | 0 | 0 | 0 | 0 | 0 | 0 | 0 | 0 | 0 | 0
[10 empty] | 0 | 0 | 0 | 0 | 0 | 0 | 0 | 0 | 0 | 0 | 0 | 0 | 0 | 0 | 0 | 0 | 0 | 0 | 0 | 0 | 0 | 0 | 0 | 0 | 0 | 0 | 0 | 0
[10 empty] | 0 | 0 | 0 | 0 | 0 | 0 | 0 | 0 | 0 | 0 | 0 | 0 | 0 | 0 | 0 | 0 | 0 | 0 | 0 | 0 | 0 | 0 | 0 | 0 | 0 | 0 | 0 | 0
[10 empty] | 0 | 0 | 0 | 0 | 0 | 0 | 0 | 0 | 0 | 0 | 0 | 0 | 0 | 0 | 0 | 0 | 0 | 0 | 0 | 0 | 0 | 0 | 0 | 0 | 0 | 0 | 0 | 0
[10 empty] | 0 | 0 | 0 | 0 | 0 | 0 | 0 | 0 | 0 | 0 | 0 | 0 | 0 | 0 | 0 | 0 | 0 | 0 | 0 | 0 | 0 | 0 | 0 | 0 | 0 | 0 | 0 | 0
[10 empty] | 52076.3602 | 49925.2492 | 47711.701 | 45443.7067 | 43131.3085 | 40780.4541 | 38396.4197 | 35983.8854 | 33547.0026 | 31122.5869 | 28710.069 | 26204.6071 | 23617.8239 | 20960.0314 | 18601.3292 | 16508.0597 | 14650.3527 | 13001.6997 | 11538.5751 | 10240.1007 | 9087.7481 | 8065.0735 | 7157.4839 | 6352.0284 | 5637.2134 | 5002.839 | 4439.8529 | 3940.2214
[10 empty] | 0 | 674.2598 | 1347.5517 | 2019.7054 | 2689.6133 | 3357.294 | 4022.7642 | 4686.0391 | 5347.1321 | 5995.2514 | 6632.0012 | 7292.7759 | 7973.7359 | 8671.5962 | 9265.8485 | 9771.4406 | 10201.1648 | 10565.968 | 10875.2184 | 11136.933 | 11357.9724 | 11544.208 | 11700.6641 | 11831.6404 | 11940.8166 | 12031.3413 | 12105.9095 | 12166.827
[10 empty] | 0 | 0 | 0 | 0 | 0 | 0 | 0 | 0 | 0 | 0 | 0 | 0 | 0 | 0 | 0 | 0 | 0 | 0 | 0 | 0 | 0 | 0 | 0 | 0 | 0 | 0 | 0 | 0
[10 empty] | 0 | 0 | 0 | 0 | 0 | 0 | 0 | 0 | 0 | 0 | 0 | 0 | 0 | 0 | 0 | 0 | 0 | 0 | 0 | 0 | 0 | 0 | 0 | 0 | 0 | 0 | 0 | 0
[10 empty] | 0 | 0 | 0 | 0 | 0 | 0 | 0 | 0 | 0 | 0 | 0 | 0 | 0 | 0 | 0 | 0 | 0 | 0 | 0 | 0 | 0 | 0 | 0 | 0 | 0 | 0 | 0 | 0
[10 empty] | 0 | 0 | 0 | 0 | 0 | 0 | 0 | 0 | 0 | 0 | 0 | 0 | 0 | 0 | 0 | 0 | 0 | 0 | 0 | 0 | 0 | 0 | 0 | 0 | 0 | 0 | 0 | 0
[10 empty] | 0 | 0 | 0 | 0 | 0 | 0 | 0 | 0 | 0 | 0 | 0 | 0 | 0 | 0 | 0 | 0 | 0 | 0 | 0 | 0 | 0 | 0 | 0 | 0 | 0 | 0 | 0 | 0
[10 empty] | 0 | 0 | 0 | 0 | 0 | 0 | 0 | 0 | 0 | 0 | 0 | 0 | 0 | 0 | 0 | 0 | 0 | 0 | 0 | 0 | 0 | 0 | 0 | 0 | 0 | 0 | 0 | 0
[10 empty] | 0 | 0 | 0 | 0 | 0 | 0 | 0 | 0 | 0 | 0 | 0 | 0 | 0 | 0 | 0 | 0 | 0 | 0 | 0 | 0 | 0 | 0 | 0 | 0 | 0 | 0 | 0 | 0
[10 empty] | 0 | 0 | 0 | 0 | 0 | 0 | 0 | 0 | 0 | 0 | 0 | 0 | 0 | 0 | 0 | 0 | 0 | 0 | 0 | 0 | 0 | 0 | 0 | 0 | 0 | 0 | 0 | 0
[10 empty] | 0 | 0 | 0 | 0 | 0 | 0 | 0 | 0 | 0 | 0 | 0 | 0 | 0 | 0 | 0 | 0 | 0 | 0 | 0 | 0 | 0 | 0 | 0 | 0 | 0 | 0 | 0 | 0
[10 empty] | 13207.3978 | 12512.0062 | 11817.6163 | 11124.3983 | 10433.4599 | 9744.7822 | 9058.3486 | 8374.144 | 7692.1547 | 7023.1725 | 6365.5933 | 5684.0224 | 4982.2995 | 4263.7096 | 3648.7608 | 3122.5053 | 2672.1508 | 2286.7503 | 1956.9356 | 1674.6896 | 1433.1515 | 1226.4501 | 1049.5609 | 898.1843 | 768.6404 | 657.7805 | 562.9098 | 481.7221
[10 empty] | 0 | 5975.1779 | 5965.6176 | 5956.0726 | 3964.3619 | 2638.6793 | 1756.3049 | 0 | 0 | 0 | 0 | 0 | 0 | 0 | 0 | 0 | 0 | 0 | 0 | 0 | 0 | 0 | 0 | 0 | 0 | 0 | 0 | 0
[10 empty] | 0 | 0 | 5965.6176 | 11912.1452 | 19821.8096 | 27046.4627 | 33808.87 | 41426.3158 | 46424.5276 | 50684.2976 | 54312.1582 | 57399.2768 | 60023.672 | 62252.1096 | 64141.7259 | 65741.4166 | 67093.0249 | 68232.3592 | 69190.0633 | 69992.361 | 70661.6942 | 71217.2676 | 71675.5162 | 72050.5046 | 72354.2687 | 72597.1085 | 72787.8385 | 72934.0017
[10 empty] | 0 | 0 | 0 | 0 | 0 | 0 | 0 | 0 | 0 | 0 | 0 | 0 | 0 | 0 | 0 | 0 | 0 | 0 | 0 | 0 | 0 | 0 | 0 | 0 | 0 | 0 | 0 | 0
[10 empty] | 0 | 0 | 0 | 0 | 0 | 0 | 0 | 0 | 0 | 0 | 0 | 0 | 0 | 0 | 0 | 0 | 0 | 0 | 0 | 0 | 0 | 0 | 0 | 0 | 0 | 0 | 0 | 0
[10 empty] | 0 | 0 | 0 | 0 | 0 | 0 | 0 | 0 | 0 | 0 | 0 | 0 | 0 | 0 | 0 | 0 | 0 | 0 | 0 | 0 | 0 | 0 | 0 | 0 | 0 | 0 | 0 | 0
[10 empty] | 0 | 0 | 0 | 0 | 0 | 0 | 0 | 0 | 0 | 0 | 0 | 0 | 0 | 0 | 0 | 0 | 0 | 0 | 0 | 0 | 0 | 0 | 0 | 0 | 0 | 0 | 0 | 0
[10 empty] | 0 | 0 | 0 | 0 | 0 | 0 | 0 | 0 | 0 | 0 | 0 | 0 | 0 | 0 | 0 | 0 | 0 | 0 | 0 | 0 | 0 | 0 | 0 | 0 | 0 | 0 | 0 | 0
[10 empty] | 0 | 0 | 0 | 0 | 0 | 0 | 0 | 0 | 0 | 0 | 0 | 0 | 0 | 0 | 0 | 0 | 0 | 0 | 0 | 0 | 0 | 0 | 0 | 0 | 0 | 0 | 0 | 0
[10 empty] | 0 | 0 | 0 | 0 | 0 | 0 | 0 | 0 | 0 | 0 | 0 | 0 | 0 | 0 | 0 | 0 | 0 | 0 | 0 | 0 | 0 | 0 | 0 | 0 | 0 | 0 | 0 | 0
[10 empty] | 0 | 0 | 0 | 0 | 0 | 0 | 0 | 0 | 0 | 0 | 0 | 0 | 0 | 0 | 0 | 0 | 0 | 0 | 0 | 0 | 0 | 0 | 0 | 0 | 0 | 0 | 0 | 0
[10 empty] | 77801.7951 | 71702.1344 | 65621.7934 | 59560.7259 | 53518.8859 | 47496.2273 | 41492.7041 | 35508.2707 | 30386.9635 | 26004.2952 | 22253.7328 | 19044.1087 | 16297.4041 | 13946.8528 | 11935.3182 | 10213.9043 | 8740.7675 | 7480.0991 | 6401.2551 | 5478.0112 | 4687.9255 | 4011.7927 | 3433.1775 | 2938.0152 | 2514.2695 | 2151.64 | 1841.312 | 1575.7422
[10 empty] | 0 | 3377.2744 | 3371.8708 | 3366.4758 | 3361.0895 | 3355.7117 | 3350.3426 | 3344.982 | 3339.63 | 3334.2866 | 3328.9518 | 3323.6255 | 3318.3077 | 3312.9984 | 3307.6976 | 3302.4053 | 3297.1214 | 3291.846 | 3286.5791 | 3281.3205 | 2620.8563 | 2093.3304 | 1671.9848 | 1335.4477 | 1066.6488 | 0 | 0 | 0
[10 empty] | 0 | 0 | 3371.8708 | 6732.9516 | 10083.2684 | 13422.8468 | 16751.7128 | 20069.8921 | 23377.4103 | 26674.2931 | 29960.566 | 33236.2546 | 36501.3843 | 39755.9804 | 43000.0684 | 46233.6736 | 49456.8211 | 52669.5362 | 55871.844 | 59063.7696 | 62245.3379 | 64762.4084 | 66748.7696 | 68311.2812 | 69535.2941 | 71340.9336 | 71907.2606 | 72335.7159
[10 empty] | 0 | 0 | 0 | 0 | 0 | 0 | 0 | 0 | 0 | 0 | 0 | 0 | 0 | 0 | 0 | 0 | 0 | 0 | 0 | 0 | 0 | 0 | 0 | 0 | 0 | 0 | 0 | 0
[10 empty] | 0 | 0 | 0 | 0 | 0 | 0 | 0 | 0 | 0 | 0 | 0 | 0 | 0 | 0 | 0 | 0 | 0 | 0 | 0 | 0 | 0 | 0 | 0 | 0 | 0 | 0 | 0 | 0
[10 empty] | 0 | 0 | 0 | 0 | 0 | 0 | 0 | 0 | 0 | 0 | 0 | 0 | 0 | 0 | 0 | 0 | 0 | 0 | 0 | 0 | 0 | 0 | 0 | 0 | 0 | 0 | 0 | 0
[10 empty] | 0 | 0 | 0 | 0 | 0 | 0 | 0 | 0 | 0 | 0 | 0 | 0 | 0 | 0 | 0 | 0 | 0 | 0 | 0 | 0 | 0 | 0 | 0 | 0 | 0 | 0 | 0 | 0
[10 empty] | 0 | 0 | 0 | 0 | 0 | 0 | 0 | 0 | 0 | 0 | 0 | 0 | 0 | 0 | 0 | 0 | 0 | 0 | 0 | 0 | 0 | 0 | 0 | 0 | 0 | 0 | 0 | 0
[10 empty] | 0 | 0 | 0 | 0 | 0 | 0 | 0 | 0 | 0 | 0 | 0 | 0 | 0 | 0 | 0 | 0 | 0 | 0 | 0 | 0 | 0 | 0 | 0 | 0 | 0 | 0 | 0 | 0
[10 empty] | 0 | 0 | 0 | 0 | 0 | 0 | 0 | 0 | 0 | 0 | 0 | 0 | 0 | 0 | 0 | 0 | 0 | 0 | 0 | 0 | 0 | 0 | 0 | 0 | 0 | 0 | 0 | 0
[10 empty] | 0 | 0 | 0 | 0 | 0 | 0 | 0 | 0 | 0 | 0 | 0 | 0 | 0 | 0 | 0 | 0 | 0 | 0 | 0 | 0 | 0 | 0 | 0 | 0 | 0 | 0 | 0 | 0
[10 empty] | 77801.7951 | 74300.0378 | 70809.2869 | 67329.5162 | 63860.6996 | 60402.8107 | 56955.8237 | 53519.7123 | 50094.4507 | 46680.013 | 43276.3732 | 39883.5055 | 36501.3843 | 33129.9837 | 29769.2781 | 26419.242 | 23079.8498 | 19751.0761 | 16432.8953 | 13125.2821 | 10483.4253 | 8373.3215 | 6687.9393 | 5341.7909 | 4266.5952 | 3407.8149 | 2721.89 | 2174.0279
[10 empty] | 0 | 11096.7589 | 22158.0082 | 33183.833 | 44174.3185 | 55129.5495 | 62380.1878 | 67165.1152 | 70308.9311 | 72360.4888 | 73685.105 | 74525.9344 | 75044.8207 | 75349.4868 | 75511.6331 | 75578.9833 | 75583.302 | 75545.7319 | 75480.3453 | 75396.5086 | 75300.456 | 75196.3369 | 75086.9131 | 74974.0226 | 74858.8889 | 74742.3259 | 74624.8757 | 74506.8985
[10 empty] | 0 | 0 | 0 | 0 | 0 | 0 | 0 | 0 | 0 | 0 | 0 | 0 | 0 | 0 | 0 | 0 | 0 | 0 | 0 | 0 | 0 | 0 | 0 | 0 | 0 | 0 | 0 | 0
[10 empty] | 0 | 0 | 0 | 0 | 0 | 0 | 0 | 0 | 0 | 0 | 0 | 0 | 0 | 0 | 0 | 0 | 0 | 0 | 0 | 0 | 0 | 0 | 0 | 0 | 0 | 0 | 0 | 0
[10 empty] | 0 | 0 | 0 | 0 | 0 | 0 | 0 | 0 | 0 | 0 | 0 | 0 | 0 | 0 | 0 | 0 | 0 | 0 | 0 | 0 | 0 | 0 | 0 | 0 | 0 | 0 | 0 | 0
[10 empty] | 0 | 0 | 0 | 0 | 0 | 0 | 0 | 0 | 0 | 0 | 0 | 0 | 0 | 0 | 0 | 0 | 0 | 0 | 0 | 0 | 0 | 0 | 0 | 0 | 0 | 0 | 0 | 0
[10 empty] | 0 | 0 | 0 | 0 | 0 | 0 | 0 | 0 | 0 | 0 | 0 | 0 | 0 | 0 | 0 | 0 | 0 | 0 | 0 | 0 | 0 | 0 | 0 | 0 | 0 | 0 | 0 | 0
[10 empty] | 0 | 0 | 0 | 0 | 0 | 0 | 0 | 0 | 0 | 0 | 0 | 0 | 0 | 0 | 0 | 0 | 0 | 0 | 0 | 0 | 0 | 0 | 0 | 0 | 0 | 0 | 0 | 0
[10 empty] | 0 | 0 | 0 | 0 | 0 | 0 | 0 | 0 | 0 | 0 | 0 | 0 | 0 | 0 | 0 | 0 | 0 | 0 | 0 | 0 | 0 | 0 | 0 | 0 | 0 | 0 | 0 | 0
[10 empty] | 0 | 0 | 0 | 0 | 0 | 0 | 0 | 0 | 0 | 0 | 0 | 0 | 0 | 0 | 0 | 0 | 0 | 0 | 0 | 0 | 0 | 0 | 0 | 0 | 0 | 0 | 0 | 0
[10 empty] | 0 | 0 | 0 | 0 | 0 | 0 | 0 | 0 | 0 | 0 | 0 | 0 | 0 | 0 | 0 | 0 | 0 | 0 | 0 | 0 | 0 | 0 | 0 | 0 | 0 | 0 | 0 | 0
[10 empty] | 77801.7951 | 66580.5533 | 55395.0204 | 44245.1107 | 33130.7389 | 22051.8198 | 14677.6913 | 9769.4713 | 6502.5601 | 4328.104 | 2880.786 | 1917.4512 | 1276.2555 | 849.4757 | 565.411 | 376.3376 | 250.4903 | 166.7263 | 110.973 | 73.8637 | 49.1637 | 32.7233 | 21.7806 | 14.4972 | 9.6493 | 6.4226 | 4.2749 | 2.8454
[10 empty] | 0 | 7061.5738 | 7050.2753 | 4692.6633 | 3123.4367 | 2078.9594 | 0 | 0 | 0 | 0 | 0 | 0 | 0 | 0 | 0 | 0 | 0 | 0 | 0 | 0 | 0 | 0 | 0 | 0 | 0 | 0 | 0 | 0
[10 empty] | 0 | 0 | 7050.2753 | 16424.3214 | 24987.4933 | 33003.4811 | 42031.5704 | 47792.6977 | 52565.4397 | 56515.8779 | 59782.1923 | 62479.3482 | 64702.9971 | 66532.7207 | 68034.7309 | 69264.1163 | 70266.7101 | 71080.6459 | 71737.6504 | 72264.1205 | 72682.0182 | 73009.6159 | 73262.116 | 73452.1672 | 73590.2928 | 73685.2483 | 73744.3184 | 73773.5635
[10 empty] | 0 | 0 | 0 | 0 | 0 | 0 | 0 | 0 | 0 | 0 | 0 | 0 | 0 | 0 | 0 | 0 | 0 | 0 | 0 | 0 | 0 | 0 | 0 | 0 | 0 | 0 | 0 | 0
[10 empty] | 0 | 0 | 0 | 0 | 0 | 0 | 0 | 0 | 0 | 0 | 0 | 0 | 0 | 0 | 0 | 0 | 0 | 0 | 0 | 0 | 0 | 0 | 0 | 0 | 0 | 0 | 0 | 0
[10 empty] | 0 | 0 | 0 | 0 | 0 | 0 | 0 | 0 | 0 | 0 | 0 | 0 | 0 | 0 | 0 | 0 | 0 | 0 | 0 | 0 | 0 | 0 | 0 | 0 | 0 | 0 | 0 | 0
[10 empty] | 0 | 0 | 0 | 0 | 0 | 0 | 0 | 0 | 0 | 0 | 0 | 0 | 0 | 0 | 0 | 0 | 0 | 0 | 0 | 0 | 0 | 0 | 0 | 0 | 0 | 0 | 0 | 0
[10 empty] | 0 | 0 | 0 | 0 | 0 | 0 | 0 | 0 | 0 | 0 | 0 | 0 | 0 | 0 | 0 | 0 | 0 | 0 | 0 | 0 | 0 | 0 | 0 | 0 | 0 | 0 | 0 | 0
[10 empty] | 0 | 0 | 0 | 0 | 0 | 0 | 0 | 0 | 0 | 0 | 0 | 0 | 0 | 0 | 0 | 0 | 0 | 0 | 0 | 0 | 0 | 0 | 0 | 0 | 0 | 0 | 0 | 0
[10 empty] | 0 | 0 | 0 | 0 | 0 | 0 | 0 | 0 | 0 | 0 | 0 | 0 | 0 | 0 | 0 | 0 | 0 | 0 | 0 | 0 | 0 | 0 | 0 | 0 | 0 | 0 | 0 | 0
[10 empty] | 0 | 0 | 0 | 0 | 0 | 0 | 0 | 0 | 0 | 0 | 0 | 0 | 0 | 0 | 0 | 0 | 0 | 0 | 0 | 0 | 0 | 0 | 0 | 0 | 0 | 0 | 0 | 0
[10 empty] | 77801.7951 | 70615.7384 | 63452.4779 | 56311.959 | 49194.1274 | 42098.9287 | 35026.3087 | 29141.8888 | 24246.0515 | 20172.7148 | 16783.6988 | 13964.0374 | 11618.0791 | 9666.2418 | 8042.3132 | 6691.2046 | 5567.0822 | 4631.8124 | 3853.6679 | 3206.2517 | 2667.6014 | 2219.4444 | 1846.5777 | 1536.3527 | 1278.2454 | 1063.5002 | 884.8322 | 736.1804
[10 empty] | 0 | 3033.7261 | 6207.1569 | 9503.0236 | 12906.0046 | 16402.506 | 19980.4675 | 23588.3345 | 27221.3435 | 31171.1317 | 35399.7129 | 39873.3811 | 43830.0808 | 47328.0098 | 50418.8168 | 53148.3381 | 55557.252 | 57681.6589 | 59553.597 | 61201.4987 | 62650.5971 | 63923.2856 | 65039.4374 | 66016.6895 | 66870.694 | 67615.3415 | 68262.9597 | 68824.4887
[10 empty] | 0 | 0 | 0 | 0 | 0 | 0 | 0 | 0 | 0 | 0 | 0 | 0 | 0 | 0 | 0 | 0 | 0 | 0 | 0 | 0 | 0 | 0 | 0 | 0 | 0 | 0 | 0 | 0
[10 empty] | 0 | 0 | 0 | 0 | 0 | 0 | 0 | 0 | 0 | 0 | 0 | 0 | 0 | 0 | 0 | 0 | 0 | 0 | 0 | 0 | 0 | 0 | 0 | 0 | 0 | 0 | 0 | 0
[10 empty] | 0 | 0 | 0 | 0 | 0 | 0 | 0 | 0 | 0 | 0 | 0 | 0 | 0 | 0 | 0 | 0 | 0 | 0 | 0 | 0 | 0 | 0 | 0 | 0 | 0 | 0 | 0 | 0
[10 empty] | 0 | 0 | 0 | 0 | 0 | 0 | 0 | 0 | 0 | 0 | 0 | 0 | 0 | 0 | 0 | 0 | 0 | 0 | 0 | 0 | 0 | 0 | 0 | 0 | 0 | 0 | 0 | 0
[10 empty] | 0 | 0 | 0 | 0 | 0 | 0 | 0 | 0 | 0 | 0 | 0 | 0 | 0 | 0 | 0 | 0 | 0 | 0 | 0 | 0 | 0 | 0 | 0 | 0 | 0 | 0 | 0 | 0
[10 empty] | 0 | 0 | 0 | 0 | 0 | 0 | 0 | 0 | 0 | 0 | 0 | 0 | 0 | 0 | 0 | 0 | 0 | 0 | 0 | 0 | 0 | 0 | 0 | 0 | 0 | 0 | 0 | 0
[10 empty] | 0 | 0 | 0 | 0 | 0 | 0 | 0 | 0 | 0 | 0 | 0 | 0 | 0 | 0 | 0 | 0 | 0 | 0 | 0 | 0 | 0 | 0 | 0 | 0 | 0 | 0 | 0 | 0
[10 empty] | 0 | 0 | 0 | 0 | 0 | 0 | 0 | 0 | 0 | 0 | 0 | 0 | 0 | 0 | 0 | 0 | 0 | 0 | 0 | 0 | 0 | 0 | 0 | 0 | 0 | 0 | 0 | 0
[10 empty] | 0 | 0 | 0 | 0 | 0 | 0 | 0 | 0 | 0 | 0 | 0 | 0 | 0 | 0 | 0 | 0 | 0 | 0 | 0 | 0 | 0 | 0 | 0 | 0 | 0 | 0 | 0 | 0
[10 empty] | 77468.432 | 74310.7564 | 71013.5744 | 67594.1545 | 64067.8181 | 60448.1586 | 56747.236 | 53016.6047 | 49261.0278 | 45188.8678 | 40838.1106 | 36242.4619 | 32163.9769 | 28544.4573 | 25332.2544 | 22481.5314 | 19951.6097 | 17706.3886 | 15713.8296 | 13945.5 | 12376.1664 | 10983.4351 | 9747.4326 | 8650.5215 | 7677.0495 | 6813.1255 | 6046.4218 | 5365.9978
[10 empty] | 0 | 4342.8703 | 8263.9264 | 11692.053 | 14725.2357 | 17472.0827 | 19988.6542 | 22319.6827 | 24161.8928 | 25614.1697 | 26755.4041 | 27648.5355 | 28343.7769 | 28881.1884 | 29292.7299 | 29603.8991 | 29835.0381 | 30002.3755 | 30118.8586 | 30194.8168 | 30238.4905 | 30256.4541 | 30253.9523 | 30235.1695 | 30203.4435 | 30161.4375 | 30111.2759 | 30054.6533
[10 empty] | 0 | 0 | 0 | 0 | 0 | 0 | 0 | 0 | 0 | 0 | 0 | 0 | 0 | 0 | 0 | 0 | 0 | 0 | 0 | 0 | 0 | 0 | 0 | 0 | 0 | 0 | 0 | 0
[10 empty] | 0 | 0 | 0 | 0 | 0 | 0 | 0 | 0 | 0 | 0 | 0 | 0 | 0 | 0 | 0 | 0 | 0 | 0 | 0 | 0 | 0 | 0 | 0 | 0 | 0 | 0 | 0 | 0
[10 empty] | 0 | 0 | 0 | 0 | 0 | 0 | 0 | 0 | 0 | 0 | 0 | 0 | 0 | 0 | 0 | 0 | 0 | 0 | 0 | 0 | 0 | 0 | 0 | 0 | 0 | 0 | 0 | 0
[10 empty] | 0 | 0 | 0 | 0 | 0 | 0 | 0 | 0 | 0 | 0 | 0 | 0 | 0 | 0 | 0 | 0 | 0 | 0 | 0 | 0 | 0 | 0 | 0 | 0 | 0 | 0 | 0 | 0
[10 empty] | 0 | 0 | 0 | 0 | 0 | 0 | 0 | 0 | 0 | 0 | 0 | 0 | 0 | 0 | 0 | 0 | 0 | 0 | 0 | 0 | 0 | 0 | 0 | 0 | 0 | 0 | 0 | 0
[10 empty] | 0 | 0 | 0 | 0 | 0 | 0 | 0 | 0 | 0 | 0 | 0 | 0 | 0 | 0 | 0 | 0 | 0 | 0 | 0 | 0 | 0 | 0 | 0 | 0 | 0 | 0 | 0 | 0
[10 empty] | 0 | 0 | 0 | 0 | 0 | 0 | 0 | 0 | 0 | 0 | 0 | 0 | 0 | 0 | 0 | 0 | 0 | 0 | 0 | 0 | 0 | 0 | 0 | 0 | 0 | 0 | 0 | 0
[10 empty] | 0 | 0 | 0 | 0 | 0 | 0 | 0 | 0 | 0 | 0 | 0 | 0 | 0 | 0 | 0 | 0 | 0 | 0 | 0 | 0 | 0 | 0 | 0 | 0 | 0 | 0 | 0 | 0
[10 empty] | 0 | 0 | 0 | 0 | 0 | 0 | 0 | 0 | 0 | 0 | 0 | 0 | 0 | 0 | 0 | 0 | 0 | 0 | 0 | 0 | 0 | 0 | 0 | 0 | 0 | 0 | 0 | 0
[10 empty] | 32482.3361 | 28050.2984 | 24040.3196 | 20523.5144 | 17401.8965 | 14566.8572 | 11962.3355 | 9543.5981 | 7613.9199 | 6074.4151 | 4846.1922 | 3866.3111 | 3084.5581 | 2460.8726 | 1963.2938 | 1566.3234 | 1249.619 | 996.9509 | 795.3713 | 634.5504 | 506.2468 | 403.8857 | 322.2216 | 257.0696 | 205.0912 | 163.6225 | 130.5387 | 104.1443
[10 empty] | 0 | 748.7709 | 1562.5776 | 2432.4675 | 3350.7705 | 4310.9157 | 5344.0876 | 6440.206 | 7590.6344 | 8787.9738 | 10025.8856 | 11311.4186 | 12638.1402 | 14051.9413 | 15540.7602 | 17094.2619 | 18464.1863 | 19677.1485 | 20755.9655 | 21720.1984 | 22586.6184 | 23369.6044 | 24081.4857 | 24732.8341 | 25332.7157 | 25888.9054 | 26408.0717 | 26895.9351
[10 empty] | 0 | 0 | 0 | 0 | 0 | 0 | 0 | 0 | 0 | 0 | 0 | 0 | 0 | 0 | 0 | 0 | 0 | 0 | 0 | 0 | 0 | 0 | 0 | 0 | 0 | 0 | 0 | 0
[10 empty] | 0 | 0 | 0 | 0 | 0 | 0 | 0 | 0 | 0 | 0 | 0 | 0 | 0 | 0 | 0 | 0 | 0 | 0 | 0 | 0 | 0 | 0 | 0 | 0 | 0 | 0 | 0 | 0
[10 empty] | 0 | 0 | 0 | 0 | 0 | 0 | 0 | 0 | 0 | 0 | 0 | 0 | 0 | 0 | 0 | 0 | 0 | 0 | 0 | 0 | 0 | 0 | 0 | 0 | 0 | 0 | 0 | 0
[10 empty] | 0 | 0 | 0 | 0 | 0 | 0 | 0 | 0 | 0 | 0 | 0 | 0 | 0 | 0 | 0 | 0 | 0 | 0 | 0 | 0 | 0 | 0 | 0 | 0 | 0 | 0 | 0 | 0
[10 empty] | 0 | 0 | 0 | 0 | 0 | 0 | 0 | 0 | 0 | 0 | 0 | 0 | 0 | 0 | 0 | 0 | 0 | 0 | 0 | 0 | 0 | 0 | 0 | 0 | 0 | 0 | 0 | 0
[10 empty] | 0 | 0 | 0 | 0 | 0 | 0 | 0 | 0 | 0 | 0 | 0 | 0 | 0 | 0 | 0 | 0 | 0 | 0 | 0 | 0 | 0 | 0 | 0 | 0 | 0 | 0 | 0 | 0
[10 empty] | 0 | 0 | 0 | 0 | 0 | 0 | 0 | 0 | 0 | 0 | 0 | 0 | 0 | 0 | 0 | 0 | 0 | 0 | 0 | 0 | 0 | 0 | 0 | 0 | 0 | 0 | 0 | 0
[10 empty] | 0 | 0 | 0 | 0 | 0 | 0 | 0 | 0 | 0 | 0 | 0 | 0 | 0 | 0 | 0 | 0 | 0 | 0 | 0 | 0 | 0 | 0 | 0 | 0 | 0 | 0 | 0 | 0
[10 empty] | 0 | 0 | 0 | 0 | 0 | 0 | 0 | 0 | 0 | 0 | 0 | 0 | 0 | 0 | 0 | 0 | 0 | 0 | 0 | 0 | 0 | 0 | 0 | 0 | 0 | 0 | 0 | 0
[10 empty] | 21405.5949 | 20874.3708 | 20280.322 | 19632.4233 | 18938.3676 | 18204.7487 | 17400.4055 | 16535.4413 | 15618.5163 | 14657.0535 | 13657.4154 | 12612.5778 | 11528.9978 | 10360.8094 | 9120.0993 | 7817.228 | 6700.4812 | 5743.2696 | 4922.8025 | 4219.545 | 3616.7528 | 3100.0739 | 2657.2062 | 2277.6053 | 1952.2331 | 1673.3427 | 1434.2937 | 1229.3946
[10 empty] | 0 | 4429.9503 | 8675.9854 | 12763.2767 | 16713.3715 | 21078.0588 | 25794.7199 | 30809.7661 | 36077.3371 | 41558.1875 | 46233.6915 | 50219.9251 | 53616.2376 | 56507.6614 | 58966.9754 | 61056.4708 | 62829.4624 | 64331.582 | 65601.8857 | 66673.8013 | 67575.9398 | 68332.7888 | 68965.3075 | 69491.4345 | 69926.5235 | 70283.7155 | 70574.2579 | 70807.7773
[10 empty] | 0 | 0 | 0 | 0 | 0 | 0 | 0 | 0 | 0 | 0 | 0 | 0 | 0 | 0 | 0 | 0 | 0 | 0 | 0 | 0 | 0 | 0 | 0 | 0 | 0 | 0 | 0 | 0
[10 empty] | 0 | 0 | 0 | 0 | 0 | 0 | 0 | 0 | 0 | 0 | 0 | 0 | 0 | 0 | 0 | 0 | 0 | 0 | 0 | 0 | 0 | 0 | 0 | 0 | 0 | 0 | 0 | 0
[10 empty] | 0 | 0 | 0 | 0 | 0 | 0 | 0 | 0 | 0 | 0 | 0 | 0 | 0 | 0 | 0 | 0 | 0 | 0 | 0 | 0 | 0 | 0 | 0 | 0 | 0 | 0 | 0 | 0
[10 empty] | 0 | 0 | 0 | 0 | 0 | 0 | 0 | 0 | 0 | 0 | 0 | 0 | 0 | 0 | 0 | 0 | 0 | 0 | 0 | 0 | 0 | 0 | 0 | 0 | 0 | 0 | 0 | 0
[10 empty] | 0 | 0 | 0 | 0 | 0 | 0 | 0 | 0 | 0 | 0 | 0 | 0 | 0 | 0 | 0 | 0 | 0 | 0 | 0 | 0 | 0 | 0 | 0 | 0 | 0 | 0 | 0 | 0
[10 empty] | 0 | 0 | 0 | 0 | 0 | 0 | 0 | 0 | 0 | 0 | 0 | 0 | 0 | 0 | 0 | 0 | 0 | 0 | 0 | 0 | 0 | 0 | 0 | 0 | 0 | 0 | 0 | 0
[10 empty] | 0 | 0 | 0 | 0 | 0 | 0 | 0 | 0 | 0 | 0 | 0 | 0 | 0 | 0 | 0 | 0 | 0 | 0 | 0 | 0 | 0 | 0 | 0 | 0 | 0 | 0 | 0 | 0
[10 empty] | 0 | 0 | 0 | 0 | 0 | 0 | 0 | 0 | 0 | 0 | 0 | 0 | 0 | 0 | 0 | 0 | 0 | 0 | 0 | 0 | 0 | 0 | 0 | 0 | 0 | 0 | 0 | 0
[10 empty] | 0 | 0 | 0 | 0 | 0 | 0 | 0 | 0 | 0 | 0 | 0 | 0 | 0 | 0 | 0 | 0 | 0 | 0 | 0 | 0 | 0 | 0 | 0 | 0 | 0 | 0 | 0 | 0
[10 empty] | 75743.979 | 71203.8536 | 66847.8037 | 62650.6575 | 58590.8677 | 54116.645 | 49290.6076 | 44166.3444 | 38789.7153 | 33199.9653 | 28415.7201 | 24320.9035 | 20816.166 | 17816.4749 | 15249.051 | 13051.603 | 11170.8159 | 9561.0575 | 8183.2717 | 7004.0301 | 5994.7219 | 5130.859 | 4391.4821 | 3758.6523 | 3217.0158 | 2753.4312 | 2356.651 | 2017.0483
[10 empty] | 0 | 2813.4948 | 5696.1691 | 8640.3665 | 11639.2816 | 14686.8652 | 17777.7402 | 21048.7322 | 24479.859 | 28053.3584 | 31753.4422 | 35566.0763 | 38970.1733 | 42011.1573 | 44729.4051 | 47160.8076 | 49337.2677 | 51287.1435 | 53035.6424 | 54605.171 | 56015.6464 | 57284.7727 | 58428.2869 | 59460.1777 | 60392.8792 | 61237.4444 | 62003.6979 | 62700.3732
[10 empty] | 0 | 0 | 0 | 0 | 0 | 0 | 0 | 0 | 0 | 0 | 0 | 0 | 0 | 0 | 0 | 0 | 0 | 0 | 0 | 0 | 0 | 0 | 0 | 0 | 0 | 0 | 0 | 0
[10 empty] | 0 | 0 | 0 | 0 | 0 | 0 | 0 | 0 | 0 | 0 | 0 | 0 | 0 | 0 | 0 | 0 | 0 | 0 | 0 | 0 | 0 | 0 | 0 | 0 | 0 | 0 | 0 | 0
[10 empty] | 0 | 0 | 0 | 0 | 0 | 0 | 0 | 0 | 0 | 0 | 0 | 0 | 0 | 0 | 0 | 0 | 0 | 0 | 0 | 0 | 0 | 0 | 0 | 0 | 0 | 0 | 0 | 0
[10 empty] | 0 | 0 | 0 | 0 | 0 | 0 | 0 | 0 | 0 | 0 | 0 | 0 | 0 | 0 | 0 | 0 | 0 | 0 | 0 | 0 | 0 | 0 | 0 | 0 | 0 | 0 | 0 | 0
[10 empty] | 0 | 0 | 0 | 0 | 0 | 0 | 0 | 0 | 0 | 0 | 0 | 0 | 0 | 0 | 0 | 0 | 0 | 0 | 0 | 0 | 0 | 0 | 0 | 0 | 0 | 0 | 0 | 0
[10 empty] | 0 | 0 | 0 | 0 | 0 | 0 | 0 | 0 | 0 | 0 | 0 | 0 | 0 | 0 | 0 | 0 | 0 | 0 | 0 | 0 | 0 | 0 | 0 | 0 | 0 | 0 | 0 | 0
[10 empty] | 0 | 0 | 0 | 0 | 0 | 0 | 0 | 0 | 0 | 0 | 0 | 0 | 0 | 0 | 0 | 0 | 0 | 0 | 0 | 0 | 0 | 0 | 0 | 0 | 0 | 0 | 0 | 0
[10 empty] | 0 | 0 | 0 | 0 | 0 | 0 | 0 | 0 | 0 | 0 | 0 | 0 | 0 | 0 | 0 | 0 | 0 | 0 | 0 | 0 | 0 | 0 | 0 | 0 | 0 | 0 | 0 | 0
[10 empty] | 0 | 0 | 0 | 0 | 0 | 0 | 0 | 0 | 0 | 0 | 0 | 0 | 0 | 0 | 0 | 0 | 0 | 0 | 0 | 0 | 0 | 0 | 0 | 0 | 0 | 0 | 0 | 0
[10 empty] | 63548.7579 | 60865.8869 | 58114.105 | 55301.069 | 52433.5849 | 49517.7024 | 46558.7993 | 43420.0504 | 40121.4386 | 36680.7265 | 33113.7029 | 29434.4026 | 26163.9134 | 23256.8119 | 20672.7217 | 18375.7526 | 16334.0023 | 14519.1132 | 12905.8784 | 11471.8919 | 10197.2373 | 9064.2109 | 8057.0763 | 7161.8456 | 6366.085 | 5658.7422 | 5029.9931 | 4471.105
[10 empty] | 0 | 3194.5873 | 6407.9721 | 9640.5861 | 12892.8711 | 16165.2786 | 19458.2708 | 22772.3206 | 26107.9114 | 29465.5379 | 32506.2673 | 35279.1085 | 37826.1549 | 40183.5747 | 42382.4588 | 44449.5484 | 46407.8586 | 48277.213 | 50074.7013 | 51815.0726 | 53511.0719 | 55173.7289 | 56812.6051 | 58436.0066 | 60051.1655 | 61664.3959 | 63281.228 | 64906.5227
[10 empty] | 0 | 0 | 0 | 0 | 0 | 0 | 0 | 0 | 0 | 0 | 0 | 0 | 0 | 0 | 0 | 0 | 0 | 0 | 0 | 0 | 0 | 0 | 0 | 0 | 0 | 0 | 0 | 0
[10 empty] | 0 | 0 | 0 | 0 | 0 | 0 | 0 | 0 | 0 | 0 | 0 | 0 | 0 | 0 | 0 | 0 | 0 | 0 | 0 | 0 | 0 | 0 | 0 | 0 | 0 | 0 | 0 | 0
[10 empty] | 0 | 0 | 0 | 0 | 0 | 0 | 0 | 0 | 0 | 0 | 0 | 0 | 0 | 0 | 0 | 0 | 0 | 0 | 0 | 0 | 0 | 0 | 0 | 0 | 0 | 0 | 0 | 0
[10 empty] | 0 | 0 | 0 | 0 | 0 | 0 | 0 | 0 | 0 | 0 | 0 | 0 | 0 | 0 | 0 | 0 | 0 | 0 | 0 | 0 | 0 | 0 | 0 | 0 | 0 | 0 | 0 | 0
[10 empty] | 0 | 0 | 0 | 0 | 0 | 0 | 0 | 0 | 0 | 0 | 0 | 0 | 0 | 0 | 0 | 0 | 0 | 0 | 0 | 0 | 0 | 0 | 0 | 0 | 0 | 0 | 0 | 0
[10 empty] | 0 | 0 | 0 | 0 | 0 | 0 | 0 | 0 | 0 | 0 | 0 | 0 | 0 | 0 | 0 | 0 | 0 | 0 | 0 | 0 | 0 | 0 | 0 | 0 | 0 | 0 | 0 | 0
[10 empty] | 0 | 0 | 0 | 0 | 0 | 0 | 0 | 0 | 0 | 0 | 0 | 0 | 0 | 0 | 0 | 0 | 0 | 0 | 0 | 0 | 0 | 0 | 0 | 0 | 0 | 0 | 0 | 0
[10 empty] | 0 | 0 | 0 | 0 | 0 | 0 | 0 | 0 | 0 | 0 | 0 | 0 | 0 | 0 | 0 | 0 | 0 | 0 | 0 | 0 | 0 | 0 | 0 | 0 | 0 | 0 | 0 | 0
[10 empty] | 0 | 0 | 0 | 0 | 0 | 0 | 0 | 0 | 0 | 0 | 0 | 0 | 0 | 0 | 0 | 0 | 0 | 0 | 0 | 0 | 0 | 0 | 0 | 0 | 0 | 0 | 0 | 0
[10 empty] | 35641.0964 | 33265.0233 | 30888.9502 | 28512.8771 | 26136.804 | 23760.7309 | 21384.6579 | 19008.5848 | 16632.5117 | 14256.4386 | 12219.8045 | 10474.1181 | 8977.8155 | 7695.2705 | 6595.9461 | 5653.6681 | 4846.0012 | 4153.7153 | 3560.3274 | 3051.7092 | 2615.7508 | 2242.0721 | 1921.7761 | 1647.2366 | 1411.9171 | 1210.2147 | 1037.3269 | 889.1373
[10 empty] | 0 | 2164.0297 | 4214.4461 | 6443.0046 | 8818.7635 | 11315.3663 | 13910.3665 | 16584.6529 | 19372.4567 | 22252.0179 | 25204.8138 | 28215.0824 | 31269.4166 | 34176.7546 | 36955.5856 | 39621.7034 | 42188.6026 | 44667.8163 | 46740.0207 | 48465.2731 | 49894.7984 | 51072.2878 | 52035.0071 | 52814.7411 | 53438.5999 | 53929.706 | 54307.7807 | 54589.6447
[10 empty] | 0 | 0 | 0 | 0 | 0 | 0 | 0 | 0 | 0 | 0 | 0 | 0 | 0 | 0 | 0 | 0 | 0 | 0 | 0 | 0 | 0 | 0 | 0 | 0 | 0 | 0 | 0 | 0
[10 empty] | 0 | 0 | 0 | 0 | 0 | 0 | 0 | 0 | 0 | 0 | 0 | 0 | 0 | 0 | 0 | 0 | 0 | 0 | 0 | 0 | 0 | 0 | 0 | 0 | 0 | 0 | 0 | 0
[10 empty] | 0 | 0 | 0 | 0 | 0 | 0 | 0 | 0 | 0 | 0 | 0 | 0 | 0 | 0 | 0 | 0 | 0 | 0 | 0 | 0 | 0 | 0 | 0 | 0 | 0 | 0 | 0 | 0
[10 empty] | 0 | 0 | 0 | 0 | 0 | 0 | 0 | 0 | 0 | 0 | 0 | 0 | 0 | 0 | 0 | 0 | 0 | 0 | 0 | 0 | 0 | 0 | 0 | 0 | 0 | 0 | 0 | 0
[10 empty] | 0 | 0 | 0 | 0 | 0 | 0 | 0 | 0 | 0 | 0 | 0 | 0 | 0 | 0 | 0 | 0 | 0 | 0 | 0 | 0 | 0 | 0 | 0 | 0 | 0 | 0 | 0 | 0
[10 empty] | 0 | 0 | 0 | 0 | 0 | 0 | 0 | 0 | 0 | 0 | 0 | 0 | 0 | 0 | 0 | 0 | 0 | 0 | 0 | 0 | 0 | 0 | 0 | 0 | 0 | 0 | 0 | 0
[10 empty] | 0 | 0 | 0 | 0 | 0 | 0 | 0 | 0 | 0 | 0 | 0 | 0 | 0 | 0 | 0 | 0 | 0 | 0 | 0 | 0 | 0 | 0 | 0 | 0 | 0 | 0 | 0 | 0
[10 empty] | 0 | 0 | 0 | 0 | 0 | 0 | 0 | 0 | 0 | 0 | 0 | 0 | 0 | 0 | 0 | 0 | 0 | 0 | 0 | 0 | 0 | 0 | 0 | 0 | 0 | 0 | 0 | 0
[10 empty] | 0 | 0 | 0 | 0 | 0 | 0 | 0 | 0 | 0 | 0 | 0 | 0 | 0 | 0 | 0 | 0 | 0 | 0 | 0 | 0 | 0 | 0 | 0 | 0 | 0 | 0 | 0 | 0
[10 empty] | 66061.086 | 63574.1103 | 61202.3268 | 58653.9722 | 55959.9805 | 53146.7007 | 50236.5716 | 47248.6967 | 44148.8375 | 40958.7464 | 37696.9387 | 34379.1689 | 31018.8367 | 27806.9966 | 24725.1522 | 21757.5022 | 18890.545 | 16112.7401 | 13743.4041 | 11722.4727 | 9998.7139 | 8528.4294 | 7274.3463 | 6204.6728 | 5292.292 | 4514.0744 | 3850.2916 | 3284.1164
[10 empty] | 0 | 4413.8477 | 8808.7853 | 13187.9171 | 17553.9064 | 22425.2199 | 27730.0785 | 33406.9598 | 39403.1327 | 45673.4014 | 51118.8184 | 55857.642 | 59991.239 | 63606.498 | 66777.8973 | 69569.278 | 72035.3637 | 74223.0628 | 76172.5854 | 77918.3995 | 79490.0522 | 80912.8719 | 82208.5715 | 83395.7645 | 84490.4085 | 85506.1837 | 86454.8189 | 87346.3702
[10 empty] | 0 | 0 | 0 | 0 | 0 | 0 | 0 | 0 | 0 | 0 | 0 | 0 | 0 | 0 | 0 | 0 | 0 | 0 | 0 | 0 | 0 | 0 | 0 | 0 | 0 | 0 | 0 | 0
[10 empty] | 0 | 0 | 0 | 0 | 0 | 0 | 0 | 0 | 0 | 0 | 0 | 0 | 0 | 0 | 0 | 0 | 0 | 0 | 0 | 0 | 0 | 0 | 0 | 0 | 0 | 0 | 0 | 0
[10 empty] | 0 | 0 | 0 | 0 | 0 | 0 | 0 | 0 | 0 | 0 | 0 | 0 | 0 | 0 | 0 | 0 | 0 | 0 | 0 | 0 | 0 | 0 | 0 | 0 | 0 | 0 | 0 | 0
[10 empty] | 0 | 0 | 0 | 0 | 0 | 0 | 0 | 0 | 0 | 0 | 0 | 0 | 0 | 0 | 0 | 0 | 0 | 0 | 0 | 0 | 0 | 0 | 0 | 0 | 0 | 0 | 0 | 0
[10 empty] | 0 | 0 | 0 | 0 | 0 | 0 | 0 | 0 | 0 | 0 | 0 | 0 | 0 | 0 | 0 | 0 | 0 | 0 | 0 | 0 | 0 | 0 | 0 | 0 | 0 | 0 | 0 | 0
[10 empty] | 0 | 0 | 0 | 0 | 0 | 0 | 0 | 0 | 0 | 0 | 0 | 0 | 0 | 0 | 0 | 0 | 0 | 0 | 0 | 0 | 0 | 0 | 0 | 0 | 0 | 0 | 0 | 0
[10 empty] | 0 | 0 | 0 | 0 | 0 | 0 | 0 | 0 | 0 | 0 | 0 | 0 | 0 | 0 | 0 | 0 | 0 | 0 | 0 | 0 | 0 | 0 | 0 | 0 | 0 | 0 | 0 | 0
[10 empty] | 0 | 0 | 0 | 0 | 0 | 0 | 0 | 0 | 0 | 0 | 0 | 0 | 0 | 0 | 0 | 0 | 0 | 0 | 0 | 0 | 0 | 0 | 0 | 0 | 0 | 0 | 0 | 0
[10 empty] | 0 | 0 | 0 | 0 | 0 | 0 | 0 | 0 | 0 | 0 | 0 | 0 | 0 | 0 | 0 | 0 | 0 | 0 | 0 | 0 | 0 | 0 | 0 | 0 | 0 | 0 | 0 | 0
[10 empty] | 76248.697 | 72289.1704 | 68351.261 | 64431.8805 | 60528.382 | 56122.3149 | 51285.4748 | 46079.4007 | 40556.8404 | 34763.006 | 29796.8623 | 25540.1677 | 21891.5723 | 18764.2048 | 16083.6041 | 13785.9464 | 11816.5255 | 10128.4504 | 8681.5289 | 7441.3105 | 6378.2662 | 5467.0853 | 4686.0731 | 4016.6341 | 3442.8292 | 2950.9965 | 2529.4255 | 2168.079
[10 empty] | 0 | 9393.3863 | 17627.0822 | 17258.0644 | 16896.7719 | 13665.992 | 8919.9323 | 5822.1308 | 2200.095 | 0 | 0 | 0 | 0 | 0 | 0 | 0 | 0 | 0 | 0 | 0 | 0 | 0 | 0 | 0 | 0 | 0 | 0 | 0
[10 empty] | 0 | 0 | 0 | 7753.6231 | 14856.099 | 22163.9481 | 29254.9438 | 33573.7201 | 37689.5908 | 39915.2547 | 39641.3941 | 39178.1754 | 38597.316 | 37945.5019 | 37253.0834 | 36539.751 | 35818.24 | 35096.748 | 34380.5137 | 33672.8468 | 32975.7997 | 32290.607 | 31617.9715 | 30958.251 | 30311.5801 | 29677.9501 | 29057.2606 | 28449.3533
[10 empty] | 0 | 0 | 0 | 0 | 0 | 0 | 0 | 0 | 0 | 0 | 0 | 0 | 0 | 0 | 0 | 0 | 0 | 0 | 0 | 0 | 0 | 0 | 0 | 0 | 0 | 0 | 0 | 0
[10 empty] | 0 | 0 | 0 | 0 | 0 | 0 | 0 | 0 | 0 | 0 | 0 | 0 | 0 | 0 | 0 | 0 | 0 | 0 | 0 | 0 | 0 | 0 | 0 | 0 | 0 | 0 | 0 | 0
[10 empty] | 0 | 0 | 0 | 0 | 0 | 0 | 0 | 0 | 0 | 0 | 0 | 0 | 0 | 0 | 0 | 0 | 0 | 0 | 0 | 0 | 0 | 0 | 0 | 0 | 0 | 0 | 0 | 0
[10 empty] | 0 | 0 | 0 | 0 | 0 | 0 | 0 | 0 | 0 | 0 | 0 | 0 | 0 | 0 | 0 | 0 | 0 | 0 | 0 | 0 | 0 | 0 | 0 | 0 | 0 | 0 | 0 | 0
[10 empty] | 0 | 0 | 0 | 0 | 0 | 0 | 0 | 0 | 0 | 0 | 0 | 0 | 0 | 0 | 0 | 0 | 0 | 0 | 0 | 0 | 0 | 0 | 0 | 0 | 0 | 0 | 0 | 0
[10 empty] | 0 | 0 | 0 | 0 | 0 | 0 | 0 | 0 | 0 | 0 | 0 | 0 | 0 | 0 | 0 | 0 | 0 | 0 | 0 | 0 | 0 | 0 | 0 | 0 | 0 | 0 | 0 | 0
[10 empty] | 0 | 0 | 0 | 0 | 0 | 0 | 0 | 0 | 0 | 0 | 0 | 0 | 0 | 0 | 0 | 0 | 0 | 0 | 0 | 0 | 0 | 0 | 0 | 0 | 0 | 0 | 0 | 0
[10 empty] | 0 | 0 | 0 | 0 | 0 | 0 | 0 | 0 | 0 | 0 | 0 | 0 | 0 | 0 | 0 | 0 | 0 | 0 | 0 | 0 | 0 | 0 | 0 | 0 | 0 | 0 | 0 | 0
[10 empty] | 50369.7541 | 39921.8918 | 30655.7951 | 22260.4019 | 14529.5913 | 9483.6124 | 6190.0505 | 4040.3091 | 2637.1509 | 1721.2953 | 1123.507 | 733.3245 | 478.6484 | 312.4187 | 203.9188 | 133.0999 | 86.8757 | 56.7046 | 37.0117 | 24.1579 | 15.7681 | 10.292 | 6.7177 | 4.3847 | 2.8619 | 1.868 | 1.2193 | 0.79583
[10 empty] | 0 | 2678.2933 | 6992.5973 | 6846.2094 | 6702.886 | 6562.5631 | 6425.1777 | 6290.6685 | 5389.1033 | 3517.5227 | 2295.9229 | 1070.4088 | 0 | 0 | 0 | 0 | 0 | 0 | 0 | 0 | 0 | 0 | 0 | 0 | 0 | 0 | 0 | 0
[10 empty] | 0 | 0 | 0 | 5419.9158 | 11357.6679 | 17530.5504 | 23757.293 | 29922.7427 | 34415.0694 | 38291.9188 | 40491.0056 | 42030.1003 | 42987.5431 | 42602.8156 | 42047.2172 | 41386.4638 | 40663.3155 | 39905.5515 | 39131.1759 | 38351.8146 | 37574.9336 | 36805.2858 | 36045.856 | 35298.4774 | 34564.2337 | 33843.7222 | 33137.2245 | 32444.8189
[10 empty] | 0 | 0 | 0 | 0 | 0 | 0 | 0 | 0 | 0 | 0 | 0 | 0 | 0 | 0 | 0 | 0 | 0 | 0 | 0 | 0 | 0 | 0 | 0 | 0 | 0 | 0 | 0 | 0
[10 empty] | 0 | 0 | 0 | 0 | 0 | 0 | 0 | 0 | 0 | 0 | 0 | 0 | 0 | 0 | 0 | 0 | 0 | 0 | 0 | 0 | 0 | 0 | 0 | 0 | 0 | 0 | 0 | 0
[10 empty] | 0 | 0 | 0 | 0 | 0 | 0 | 0 | 0 | 0 | 0 | 0 | 0 | 0 | 0 | 0 | 0 | 0 | 0 | 0 | 0 | 0 | 0 | 0 | 0 | 0 | 0 | 0 | 0
[10 empty] | 0 | 0 | 0 | 0 | 0 | 0 | 0 | 0 | 0 | 0 | 0 | 0 | 0 | 0 | 0 | 0 | 0 | 0 | 0 | 0 | 0 | 0 | 0 | 0 | 0 | 0 | 0 | 0
[10 empty] | 0 | 0 | 0 | 0 | 0 | 0 | 0 | 0 | 0 | 0 | 0 | 0 | 0 | 0 | 0 | 0 | 0 | 0 | 0 | 0 | 0 | 0 | 0 | 0 | 0 | 0 | 0 | 0
[10 empty] | 0 | 0 | 0 | 0 | 0 | 0 | 0 | 0 | 0 | 0 | 0 | 0 | 0 | 0 | 0 | 0 | 0 | 0 | 0 | 0 | 0 | 0 | 0 | 0 | 0 | 0 | 0 | 0
[10 empty] | 0 | 0 | 0 | 0 | 0 | 0 | 0 | 0 | 0 | 0 | 0 | 0 | 0 | 0 | 0 | 0 | 0 | 0 | 0 | 0 | 0 | 0 | 0 | 0 | 0 | 0 | 0 | 0
[10 empty] | 0 | 0 | 0 | 0 | 0 | 0 | 0 | 0 | 0 | 0 | 0 | 0 | 0 | 0 | 0 | 0 | 0 | 0 | 0 | 0 | 0 | 0 | 0 | 0 | 0 | 0 | 0 | 0
[10 empty] | 57446.7906 | 53565.8657 | 48074.1067 | 41647.7737 | 34724.6733 | 27587.0706 | 20415.8039 | 13325.6034 | 8697.7572 | 5677.1148 | 3705.5107 | 2418.6246 | 1578.661 | 1030.4081 | 672.5579 | 438.9854 | 286.5302 | 187.0212 | 122.0706 | 79.6768 | 52.0058 | 33.9447 | 22.1561 | 14.4615 | 9.4392 | 6.161 | 4.0214 | 2.6248
[10 empty] | 0 | 18256.1785 | 36512.386 | 36512.386 | 36512.386 | 30426.9932 | 20284.6621 | 13523.1081 | 5409.2467 | 0 | 0 | 0 | 0 | 0 | 0 | 0 | 0 | 0 | 0 | 0 | 0 | 0 | 0 | 0 | 0 | 0 | 0 | 0
[10 empty] | 0 | 0 | 0 | 18256.2366 | 36512.5022 | 54787.5639 | 73075.1757 | 85285.7615 | 97051.165 | 104913.637 | 106567.9943 | 107689.7825 | 108456.5346 | 108986.6055 | 109358.8988 | 109626.0167 | 109823.0275 | 109973.3099 | 110092.4499 | 110190.8381 | 110275.4014 | 110350.758 | 110419.9865 | 110485.1394 | 110547.5851 | 110608.2358 | 110667.6996 | 110726.3819
[10 empty] | 0 | 0 | 0 | 0 | 0 | 0 | 0 | 0 | 0 | 0 | 0 | 0 | 0 | 0 | 0 | 0 | 0 | 0 | 0 | 0 | 0 | 0 | 0 | 0 | 0 | 0 | 0 | 0
[10 empty] | 0 | 0 | 0 | 0 | 0 | 0 | 0 | 0 | 0 | 0 | 0 | 0 | 0 | 0 | 0 | 0 | 0 | 0 | 0 | 0 | 0 | 0 | 0 | 0 | 0 | 0 | 0 | 0
[10 empty] | 0 | 0 | 0 | 0 | 0 | 0 | 0 | 0 | 0 | 0 | 0 | 0 | 0 | 0 | 0 | 0 | 0 | 0 | 0 | 0 | 0 | 0 | 0 | 0 | 0 | 0 | 0 | 0
[10 empty] | 0 | 0 | 0 | 0 | 0 | 0 | 0 | 0 | 0 | 0 | 0 | 0 | 0 | 0 | 0 | 0 | 0 | 0 | 0 | 0 | 0 | 0 | 0 | 0 | 0 | 0 | 0 | 0
[10 empty] | 0 | 0 | 0 | 0 | 0 | 0 | 0 | 0 | 0 | 0 | 0 | 0 | 0 | 0 | 0 | 0 | 0 | 0 | 0 | 0 | 0 | 0 | 0 | 0 | 0 | 0 | 0 | 0
[10 empty] | 0 | 0 | 0 | 0 | 0 | 0 | 0 | 0 | 0 | 0 | 0 | 0 | 0 | 0 | 0 | 0 | 0 | 0 | 0 | 0 | 0 | 0 | 0 | 0 | 0 | 0 | 0 | 0
[10 empty] | 0 | 0 | 0 | 0 | 0 | 0 | 0 | 0 | 0 | 0 | 0 | 0 | 0 | 0 | 0 | 0 | 0 | 0 | 0 | 0 | 0 | 0 | 0 | 0 | 0 | 0 | 0 | 0
[10 empty] | 0 | 0 | 0 | 0 | 0 | 0 | 0 | 0 | 0 | 0 | 0 | 0 | 0 | 0 | 0 | 0 | 0 | 0 | 0 | 0 | 0 | 0 | 0 | 0 | 0 | 0 | 0 | 0
[10 empty] | 109199.2648 | 90999.3874 | 72799.5099 | 54599.6324 | 36399.7549 | 24266.5033 | 16177.6689 | 10785.1126 | 7190.0751 | 4793.3834 | 3195.5889 | 2130.3926 | 1420.2617 | 946.8412 | 631.2274 | 420.8183 | 280.5455 | 187.0304 | 124.6869 | 83.1246 | 55.4164 | 36.9443 | 24.6295 | 16.4197 | 10.9464 | 7.2976 | 4.8651 | 3.2434
[10 empty] | 0 | 7436.6206 | 14684.3413 | 21746.7608 | 28627.417 | 35329.7877 | 40462.0485 | 44356.2263 | 47274.5427 | 49424.0851 | 50968.3939 | 52036.6147 | 52730.7269 | 53131.2536 | 53301.7709 | 53292.4698 | 53142.9698 | 52884.5405 | 52541.8572 | 52134.3866 | 51677.4818 | 51183.2476 | 50661.2227 | 50118.9198 | 49562.2515 | 48995.8667 | 48423.4167 | 47847.765
[10 empty] | 0 | 0 | 0 | 0 | 0 | 0 | 0 | 0 | 0 | 0 | 0 | 0 | 0 | 0 | 0 | 0 | 0 | 0 | 0 | 0 | 0 | 0 | 0 | 0 | 0 | 0 | 0 | 0
[10 empty] | 0 | 0 | 0 | 0 | 0 | 0 | 0 | 0 | 0 | 0 | 0 | 0 | 0 | 0 | 0 | 0 | 0 | 0 | 0 | 0 | 0 | 0 | 0 | 0 | 0 | 0 | 0 | 0
[10 empty] | 0 | 0 | 0 | 0 | 0 | 0 | 0 | 0 | 0 | 0 | 0 | 0 | 0 | 0 | 0 | 0 | 0 | 0 | 0 | 0 | 0 | 0 | 0 | 0 | 0 | 0 | 0 | 0
[10 empty] | 0 | 0 | 0 | 0 | 0 | 0 | 0 | 0 | 0 | 0 | 0 | 0 | 0 | 0 | 0 | 0 | 0 | 0 | 0 | 0 | 0 | 0 | 0 | 0 | 0 | 0 | 0 | 0
[10 empty] | 0 | 0 | 0 | 0 | 0 | 0 | 0 | 0 | 0 | 0 | 0 | 0 | 0 | 0 | 0 | 0 | 0 | 0 | 0 | 0 | 0 | 0 | 0 | 0 | 0 | 0 | 0 | 0
[10 empty] | 0 | 0 | 0 | 0 | 0 | 0 | 0 | 0 | 0 | 0 | 0 | 0 | 0 | 0 | 0 | 0 | 0 | 0 | 0 | 0 | 0 | 0 | 0 | 0 | 0 | 0 | 0 | 0
[10 empty] | 0 | 0 | 0 | 0 | 0 | 0 | 0 | 0 | 0 | 0 | 0 | 0 | 0 | 0 | 0 | 0 | 0 | 0 | 0 | 0 | 0 | 0 | 0 | 0 | 0 | 0 | 0 | 0
[10 empty] | 0 | 0 | 0 | 0 | 0 | 0 | 0 | 0 | 0 | 0 | 0 | 0 | 0 | 0 | 0 | 0 | 0 | 0 | 0 | 0 | 0 | 0 | 0 | 0 | 0 | 0 | 0 | 0
[10 empty] | 0 | 0 | 0 | 0 | 0 | 0 | 0 | 0 | 0 | 0 | 0 | 0 | 0 | 0 | 0 | 0 | 0 | 0 | 0 | 0 | 0 | 0 | 0 | 0 | 0 | 0 | 0 | 0
[10 empty] | 67790.5696 | 59492.9646 | 51395.1944 | 43493.5217 | 35784.2713 | 28263.8302 | 22323.8889 | 17632.2887 | 13926.6777 | 10999.8399 | 8688.1078 | 6862.2105 | 5420.0448 | 4280.9653 | 3381.2754 | 2670.6648 | 2109.3965 | 1666.0846 | 1315.9394 | 1039.3809 | 820.9441 | 648.414 | 512.143 | 404.5108 | 319.4986 | 252.3526 | 199.318 | 157.4293
[10 empty] | 0 | 2696.6192 | 7538.4529 | 14085.1038 | 21984.8386 | 30956.7413 | 40776.4594 | 51264.8185 | 62278.7289 | 73703.9226 | 82791.1163 | 90010.9639 | 95739.3861 | 100276.6382 | 103862.5399 | 106688.64 | 108907.9321 | 110642.6154 | 111990.2926 | 113028.9208 | 113820.7659 | 114415.5607 | 114853.0277 | 115164.8942 | 115376.501 | 115508.0884 | 115575.8225 | 115592.6157
[10 empty] | 0 | 0 | 0 | 0 | 0 | 0 | 0 | 0 | 0 | 0 | 0 | 0 | 0 | 0 | 0 | 0 | 0 | 0 | 0 | 0 | 0 | 0 | 0 | 0 | 0 | 0 | 0 | 0
[10 empty] | 0 | 0 | 0 | 0 | 0 | 0 | 0 | 0 | 0 | 0 | 0 | 0 | 0 | 0 | 0 | 0 | 0 | 0 | 0 | 0 | 0 | 0 | 0 | 0 | 0 | 0 | 0 | 0
[10 empty] | 0 | 0 | 0 | 0 | 0 | 0 | 0 | 0 | 0 | 0 | 0 | 0 | 0 | 0 | 0 | 0 | 0 | 0 | 0 | 0 | 0 | 0 | 0 | 0 | 0 | 0 | 0 | 0
[10 empty] | 0 | 0 | 0 | 0 | 0 | 0 | 0 | 0 | 0 | 0 | 0 | 0 | 0 | 0 | 0 | 0 | 0 | 0 | 0 | 0 | 0 | 0 | 0 | 0 | 0 | 0 | 0 | 0
[10 empty] | 0 | 0 | 0 | 0 | 0 | 0 | 0 | 0 | 0 | 0 | 0 | 0 | 0 | 0 | 0 | 0 | 0 | 0 | 0 | 0 | 0 | 0 | 0 | 0 | 0 | 0 | 0 | 0
[10 empty] | 0 | 0 | 0 | 0 | 0 | 0 | 0 | 0 | 0 | 0 | 0 | 0 | 0 | 0 | 0 | 0 | 0 | 0 | 0 | 0 | 0 | 0 | 0 | 0 | 0 | 0 | 0 | 0
[10 empty] | 0 | 0 | 0 | 0 | 0 | 0 | 0 | 0 | 0 | 0 | 0 | 0 | 0 | 0 | 0 | 0 | 0 | 0 | 0 | 0 | 0 | 0 | 0 | 0 | 0 | 0 | 0 | 0
[10 empty] | 0 | 0 | 0 | 0 | 0 | 0 | 0 | 0 | 0 | 0 | 0 | 0 | 0 | 0 | 0 | 0 | 0 | 0 | 0 | 0 | 0 | 0 | 0 | 0 | 0 | 0 | 0 | 0
[10 empty] | 0 | 0 | 0 | 0 | 0 | 0 | 0 | 0 | 0 | 0 | 0 | 0 | 0 | 0 | 0 | 0 | 0 | 0 | 0 | 0 | 0 | 0 | 0 | 0 | 0 | 0 | 0 | 0
[10 empty] | 121542.3313 | 118651.2444 | 113615.2541 | 106874.7572 | 98781.4867 | 89616.3579 | 79603.7228 | 68922.7554 | 57716.5449 | 46099.3587 | 36820.4798 | 29409.2536 | 23489.7591 | 18761.7404 | 14985.3773 | 11969.1205 | 9559.9759 | 7635.744 | 6098.8214 | 4871.2507 | 3890.7653 | 3107.6321 | 2482.1279 | 1982.5252 | 1583.4825 | 1264.7592 | 1010.1884 | 806.8577
[10 empty] | 0 | 16983.3399 | 33255.5974 | 48839.1019 | 63755.5596 | 78026.0697 | 86578.2991 | 91414.1066 | 93839.7915 | 94707.6618 | 94573.7072 | 93800.5145 | 92624.4407 | 91199.4579 | 89625.7711 | 87968.4969 | 86269.8556 | 84557.1286 | 82847.8525 | 81153.2088 | 79480.2366 | 77833.2767 | 76214.9139 | 74626.5921 | 73069.0157 | 71542.4112 | 70046.6982 | 68581.6008
[10 empty] | 0 | 0 | 0 | 0 | 0 | 0 | 0 | 0 | 0 | 0 | 0 | 0 | 0 | 0 | 0 | 0 | 0 | 0 | 0 | 0 | 0 | 0 | 0 | 0 | 0 | 0 | 0 | 0
[10 empty] | 0 | 0 | 0 | 0 | 0 | 0 | 0 | 0 | 0 | 0 | 0 | 0 | 0 | 0 | 0 | 0 | 0 | 0 | 0 | 0 | 0 | 0 | 0 | 0 | 0 | 0 | 0 | 0
[10 empty] | 0 | 0 | 0 | 0 | 0 | 0 | 0 | 0 | 0 | 0 | 0 | 0 | 0 | 0 | 0 | 0 | 0 | 0 | 0 | 0 | 0 | 0 | 0 | 0 | 0 | 0 | 0 | 0
[10 empty] | 0 | 0 | 0 | 0 | 0 | 0 | 0 | 0 | 0 | 0 | 0 | 0 | 0 | 0 | 0 | 0 | 0 | 0 | 0 | 0 | 0 | 0 | 0 | 0 | 0 | 0 | 0 | 0
[10 empty] | 0 | 0 | 0 | 0 | 0 | 0 | 0 | 0 | 0 | 0 | 0 | 0 | 0 | 0 | 0 | 0 | 0 | 0 | 0 | 0 | 0 | 0 | 0 | 0 | 0 | 0 | 0 | 0
[10 empty] | 0 | 0 | 0 | 0 | 0 | 0 | 0 | 0 | 0 | 0 | 0 | 0 | 0 | 0 | 0 | 0 | 0 | 0 | 0 | 0 | 0 | 0 | 0 | 0 | 0 | 0 | 0 | 0
[10 empty] | 0 | 0 | 0 | 0 | 0 | 0 | 0 | 0 | 0 | 0 | 0 | 0 | 0 | 0 | 0 | 0 | 0 | 0 | 0 | 0 | 0 | 0 | 0 | 0 | 0 | 0 | 0 | 0
[10 empty] | 0 | 0 | 0 | 0 | 0 | 0 | 0 | 0 | 0 | 0 | 0 | 0 | 0 | 0 | 0 | 0 | 0 | 0 | 0 | 0 | 0 | 0 | 0 | 0 | 0 | 0 | 0 | 0
[10 empty] | 0 | 0 | 0 | 0 | 0 | 0 | 0 | 0 | 0 | 0 | 0 | 0 | 0 | 0 | 0 | 0 | 0 | 0 | 0 | 0 | 0 | 0 | 0 | 0 | 0 | 0 | 0 | 0
[10 empty] | 121425.3841 | 101900.0395 | 83138.9935 | 65118.8025 | 47816.6697 | 31210.4279 | 20371.3645 | 13296.5973 | 8678.8247 | 5664.7573 | 3697.4449 | 2413.36 | 1575.2247 | 1028.1652 | 671.0939 | 438.0298 | 285.9065 | 186.6141 | 121.8049 | 79.5033 | 51.8926 | 33.8708 | 22.1078 | 14.43 | 9.4186 | 6.1476 | 4.0126 | 2.6191
[10 empty] | 0 | 11096.7589 | 22158.0082 | 33183.833 | 44174.3185 | 55129.5495 | 62380.1878 | 67165.1152 | 70308.9311 | 72360.4888 | 73685.105 | 74525.9344 | 75044.8207 | 75349.4868 | 75511.6331 | 75578.9833 | 75583.302 | 75545.7319 | 75480.3453 | 75396.5086 | 75300.456 | 75196.3369 | 75086.9131 | 74974.0226 | 74858.8889 | 74742.3259 | 74624.8757 | 74506.8985
[10 empty] | 0 | 0 | 0 | 0 | 0 | 0 | 0 | 0 | 0 | 0 | 0 | 0 | 0 | 0 | 0 | 0 | 0 | 0 | 0 | 0 | 0 | 0 | 0 | 0 | 0 | 0 | 0 | 0
[10 empty] | 0 | 0 | 0 | 0 | 0 | 0 | 0 | 0 | 0 | 0 | 0 | 0 | 0 | 0 | 0 | 0 | 0 | 0 | 0 | 0 | 0 | 0 | 0 | 0 | 0 | 0 | 0 | 0
[10 empty] | 0 | 0 | 0 | 0 | 0 | 0 | 0 | 0 | 0 | 0 | 0 | 0 | 0 | 0 | 0 | 0 | 0 | 0 | 0 | 0 | 0 | 0 | 0 | 0 | 0 | 0 | 0 | 0
[10 empty] | 0 | 0 | 0 | 0 | 0 | 0 | 0 | 0 | 0 | 0 | 0 | 0 | 0 | 0 | 0 | 0 | 0 | 0 | 0 | 0 | 0 | 0 | 0 | 0 | 0 | 0 | 0 | 0
[10 empty] | 0 | 0 | 0 | 0 | 0 | 0 | 0 | 0 | 0 | 0 | 0 | 0 | 0 | 0 | 0 | 0 | 0 | 0 | 0 | 0 | 0 | 0 | 0 | 0 | 0 | 0 | 0 | 0
[10 empty] | 0 | 0 | 0 | 0 | 0 | 0 | 0 | 0 | 0 | 0 | 0 | 0 | 0 | 0 | 0 | 0 | 0 | 0 | 0 | 0 | 0 | 0 | 0 | 0 | 0 | 0 | 0 | 0
[10 empty] | 0 | 0 | 0 | 0 | 0 | 0 | 0 | 0 | 0 | 0 | 0 | 0 | 0 | 0 | 0 | 0 | 0 | 0 | 0 | 0 | 0 | 0 | 0 | 0 | 0 | 0 | 0 | 0
[10 empty] | 0 | 0 | 0 | 0 | 0 | 0 | 0 | 0 | 0 | 0 | 0 | 0 | 0 | 0 | 0 | 0 | 0 | 0 | 0 | 0 | 0 | 0 | 0 | 0 | 0 | 0 | 0 | 0
[10 empty] | 0 | 0 | 0 | 0 | 0 | 0 | 0 | 0 | 0 | 0 | 0 | 0 | 0 | 0 | 0 | 0 | 0 | 0 | 0 | 0 | 0 | 0 | 0 | 0 | 0 | 0 | 0 | 0
[10 empty] | 77801.7951 | 66580.5533 | 55395.0204 | 44245.1107 | 33130.7389 | 22051.8198 | 14677.6913 | 9769.4713 | 6502.5601 | 4328.104 | 2880.786 | 1917.4512 | 1276.2555 | 849.4757 | 565.411 | 376.3376 | 250.4903 | 166.7263 | 110.973 | 73.8637 | 49.1637 | 32.7233 | 21.7806 | 14.4972 | 9.6493 | 6.4226 | 4.2749 | 2.8454
[10 empty] | 0 | 361.9726 | 776.41 | 1258.2673 | 1799.6261 | 2407.7779 | 3150.5103 | 3898.7241 | 4878.7005 | 6006.4736 | 7269.4505 | 8640.7298 | 10182.7763 | 11672.6755 | 13508.6008 | 15481.5602 | 17607.018 | 19914.9632 | 22412.7214 | 24988.8185 | 28028.177 | 31632.3969 | 35880.2104 | 40739.3018 | 46302.5007 | 52623.4563 | 59805.7679 | 67967.1212
[10 empty] | 0 | 0 | 0 | 0 | 0 | 0 | 0 | 0 | 0 | 0 | 0 | 0 | 0 | 0 | 0 | 0 | 0 | 0 | 0 | 0 | 0 | 0 | 0 | 0 | 0 | 0 | 0 | 0
[10 empty] | 0 | 0 | 0 | 0 | 0 | 0 | 0 | 0 | 0 | 0 | 0 | 0 | 0 | 0 | 0 | 0 | 0 | 0 | 0 | 0 | 0 | 0 | 0 | 0 | 0 | 0 | 0 | 0
[10 empty] | 0 | 0 | 0 | 0 | 0 | 0 | 0 | 0 | 0 | 0 | 0 | 0 | 0 | 0 | 0 | 0 | 0 | 0 | 0 | 0 | 0 | 0 | 0 | 0 | 0 | 0 | 0 | 0
[10 empty] | 0 | 0 | 0 | 0 | 0 | 0 | 0 | 0 | 0 | 0 | 0 | 0 | 0 | 0 | 0 | 0 | 0 | 0 | 0 | 0 | 0 | 0 | 0 | 0 | 0 | 0 | 0 | 0
[10 empty] | 0 | 0 | 0 | 0 | 0 | 0 | 0 | 0 | 0 | 0 | 0 | 0 | 0 | 0 | 0 | 0 | 0 | 0 | 0 | 0 | 0 | 0 | 0 | 0 | 0 | 0 | 0 | 0
[10 empty] | 0 | 0 | 0 | 0 | 0 | 0 | 0 | 0 | 0 | 0 | 0 | 0 | 0 | 0 | 0 | 0 | 0 | 0 | 0 | 0 | 0 | 0 | 0 | 0 | 0 | 0 | 0 | 0
[10 empty] | 0 | 0 | 0 | 0 | 0 | 0 | 0 | 0 | 0 | 0 | 0 | 0 | 0 | 0 | 0 | 0 | 0 | 0 | 0 | 0 | 0 | 0 | 0 | 0 | 0 | 0 | 0 | 0
[10 empty] | 0 | 0 | 0 | 0 | 0 | 0 | 0 | 0 | 0 | 0 | 0 | 0 | 0 | 0 | 0 | 0 | 0 | 0 | 0 | 0 | 0 | 0 | 0 | 0 | 0 | 0 | 0 | 0
[10 empty] | 0 | 0 | 0 | 0 | 0 | 0 | 0 | 0 | 0 | 0 | 0 | 0 | 0 | 0 | 0 | 0 | 0 | 0 | 0 | 0 | 0 | 0 | 0 | 0 | 0 | 0 | 0 | 0
[10 empty] | 1260.7676 | 1163.7855 | 1066.8034 | 969.8213 | 872.8391 | 775.857 | 678.8749 | 581.8928 | 484.9106 | 387.9285 | 310.3428 | 248.2742 | 198.6194 | 158.8955 | 127.1164 | 101.6931 | 81.3545 | 65.0836 | 52.0669 | 41.6535 | 33.3228 | 26.6582 | 21.3266 | 17.0613 | 13.649 | 10.9192 | 8.7354 | 6.9883
[10 empty] | 0 | 216.5726 | 432.4522 | 647.6404 | 862.1389 | 1075.9493 | 1289.0734 | 1501.5126 | 1713.2688 | 1924.3435 | 2134.7384 | 2314.0077 | 2466.6417 | 2596.4833 | 2706.8211 | 2800.4694 | 2879.8364 | 2946.9831 | 3003.6734 | 3051.4165 | 3091.5042 | 3125.0418 | 3152.9753 | 3176.1141 | 3195.151 | 3210.6788 | 3223.2049 | 3233.1635
[10 empty] | 0 | 0 | 0 | 0 | 0 | 0 | 0 | 0 | 0 | 0 | 0 | 0 | 0 | 0 | 0 | 0 | 0 | 0 | 0 | 0 | 0 | 0 | 0 | 0 | 0 | 0 | 0 | 0
[10 empty] | 0 | 0 | 0 | 0 | 0 | 0 | 0 | 0 | 0 | 0 | 0 | 0 | 0 | 0 | 0 | 0 | 0 | 0 | 0 | 0 | 0 | 0 | 0 | 0 | 0 | 0 | 0 | 0
[10 empty] | 0 | 0 | 0 | 0 | 0 | 0 | 0 | 0 | 0 | 0 | 0 | 0 | 0 | 0 | 0 | 0 | 0 | 0 | 0 | 0 | 0 | 0 | 0 | 0 | 0 | 0 | 0 | 0
[10 empty] | 0 | 0 | 0 | 0 | 0 | 0 | 0 | 0 | 0 | 0 | 0 | 0 | 0 | 0 | 0 | 0 | 0 | 0 | 0 | 0 | 0 | 0 | 0 | 0 | 0 | 0 | 0 | 0
[10 empty] | 0 | 0 | 0 | 0 | 0 | 0 | 0 | 0 | 0 | 0 | 0 | 0 | 0 | 0 | 0 | 0 | 0 | 0 | 0 | 0 | 0 | 0 | 0 | 0 | 0 | 0 | 0 | 0
[10 empty] | 0 | 0 | 0 | 0 | 0 | 0 | 0 | 0 | 0 | 0 | 0 | 0 | 0 | 0 | 0 | 0 | 0 | 0 | 0 | 0 | 0 | 0 | 0 | 0 | 0 | 0 | 0 | 0
[10 empty] | 0 | 0 | 0 | 0 | 0 | 0 | 0 | 0 | 0 | 0 | 0 | 0 | 0 | 0 | 0 | 0 | 0 | 0 | 0 | 0 | 0 | 0 | 0 | 0 | 0 | 0 | 0 | 0
[10 empty] | 0 | 0 | 0 | 0 | 0 | 0 | 0 | 0 | 0 | 0 | 0 | 0 | 0 | 0 | 0 | 0 | 0 | 0 | 0 | 0 | 0 | 0 | 0 | 0 | 0 | 0 | 0 | 0
[10 empty] | 0 | 0 | 0 | 0 | 0 | 0 | 0 | 0 | 0 | 0 | 0 | 0 | 0 | 0 | 0 | 0 | 0 | 0 | 0 | 0 | 0 | 0 | 0 | 0 | 0 | 0 | 0 | 0
[10 empty] | 3470.7148 | 3248.5891 | 3027.1652 | 2806.4416 | 2586.4166 | 2367.0885 | 2148.4556 | 1930.5163 | 1713.2688 | 1496.7116 | 1280.8431 | 1096.1089 | 938.0187 | 802.7296 | 686.953 | 587.8748 | 503.0864 | 430.527 | 368.4327 | 315.2942 | 269.8198 | 230.904 | 197.6011 | 169.1014 | 144.7121 | 123.8405 | 105.9792 | 90.6939
[10 empty] | 0 | 593.4021 | 1184.9052 | 1774.5141 | 2362.2331 | 2948.067 | 3532.0201 | 4114.097 | 4610.4754 | 5033.5182 | 5393.8054 | 5700.3908 | 5961.0227 | 6182.3315 | 6369.9915 | 6528.8587 | 6663.0885 | 6776.2372 | 6871.3479 | 6951.0251 | 7017.4974 | 7072.672 | 7118.1812 | 7155.4218 | 7185.589 | 7209.7057 | 7228.6473 | 7243.1629
[10 empty] | 0 | 0 | 0 | 0 | 0 | 0 | 0 | 0 | 0 | 0 | 0 | 0 | 0 | 0 | 0 | 0 | 0 | 0 | 0 | 0 | 0 | 0 | 0 | 0 | 0 | 0 | 0 | 0
[10 empty] | 0 | 0 | 0 | 0 | 0 | 0 | 0 | 0 | 0 | 0 | 0 | 0 | 0 | 0 | 0 | 0 | 0 | 0 | 0 | 0 | 0 | 0 | 0 | 0 | 0 | 0 | 0 | 0
[10 empty] | 0 | 0 | 0 | 0 | 0 | 0 | 0 | 0 | 0 | 0 | 0 | 0 | 0 | 0 | 0 | 0 | 0 | 0 | 0 | 0 | 0 | 0 | 0 | 0 | 0 | 0 | 0 | 0
[10 empty] | 0 | 0 | 0 | 0 | 0 | 0 | 0 | 0 | 0 | 0 | 0 | 0 | 0 | 0 | 0 | 0 | 0 | 0 | 0 | 0 | 0 | 0 | 0 | 0 | 0 | 0 | 0 | 0
[10 empty] | 0 | 0 | 0 | 0 | 0 | 0 | 0 | 0 | 0 | 0 | 0 | 0 | 0 | 0 | 0 | 0 | 0 | 0 | 0 | 0 | 0 | 0 | 0 | 0 | 0 | 0 | 0 | 0
[10 empty] | 0 | 0 | 0 | 0 | 0 | 0 | 0 | 0 | 0 | 0 | 0 | 0 | 0 | 0 | 0 | 0 | 0 | 0 | 0 | 0 | 0 | 0 | 0 | 0 | 0 | 0 | 0 | 0
[10 empty] | 0 | 0 | 0 | 0 | 0 | 0 | 0 | 0 | 0 | 0 | 0 | 0 | 0 | 0 | 0 | 0 | 0 | 0 | 0 | 0 | 0 | 0 | 0 | 0 | 0 | 0 | 0 | 0
[10 empty] | 0 | 0 | 0 | 0 | 0 | 0 | 0 | 0 | 0 | 0 | 0 | 0 | 0 | 0 | 0 | 0 | 0 | 0 | 0 | 0 | 0 | 0 | 0 | 0 | 0 | 0 | 0 | 0
[10 empty] | 0 | 0 | 0 | 0 | 0 | 0 | 0 | 0 | 0 | 0 | 0 | 0 | 0 | 0 | 0 | 0 | 0 | 0 | 0 | 0 | 0 | 0 | 0 | 0 | 0 | 0 | 0 | 0
[10 empty] | 7726.5893 | 7120.8247 | 6516.9788 | 5915.0469 | 5315.0246 | 4716.9071 | 4120.6901 | 3526.3688 | 3017.7657 | 2582.5177 | 2210.0448 | 1891.2932 | 1618.5147 | 1385.0786 | 1185.3107 | 1014.355 | 868.0561 | 742.8576 | 635.7163 | 544.0278 | 465.5635 | 398.4159 | 340.953 | 291.7778 | 249.6951 | 213.6819 | 182.8629 | 156.4888
[10 empty] | 0 | 9315.012 | 18600.2159 | 27855.6834 | 37081.4857 | 44426.5864 | 50269.571 | 54912.8234 | 58597.8636 | 61517.5982 | 63826.1058 | 65646.4517 | 67076.9308 | 68196.0529 | 69066.5256 | 69738.4344 | 70251.7836 | 70638.5254 | 70924.1805 | 71129.133 | 71269.6637 | 71358.7765 | 71406.8579 | 71422.2035 | 71411.4395 | 71379.8578 | 71331.6855 | 71270.2987
[10 empty] | 0 | 0 | 0 | 0 | 0 | 0 | 0 | 0 | 0 | 0 | 0 | 0 | 0 | 0 | 0 | 0 | 0 | 0 | 0 | 0 | 0 | 0 | 0 | 0 | 0 | 0 | 0 | 0
[10 empty] | 0 | 0 | 0 | 0 | 0 | 0 | 0 | 0 | 0 | 0 | 0 | 0 | 0 | 0 | 0 | 0 | 0 | 0 | 0 | 0 | 0 | 0 | 0 | 0 | 0 | 0 | 0 | 0
[10 empty] | 0 | 0 | 0 | 0 | 0 | 0 | 0 | 0 | 0 | 0 | 0 | 0 | 0 | 0 | 0 | 0 | 0 | 0 | 0 | 0 | 0 | 0 | 0 | 0 | 0 | 0 | 0 | 0
[10 empty] | 0 | 0 | 0 | 0 | 0 | 0 | 0 | 0 | 0 | 0 | 0 | 0 | 0 | 0 | 0 | 0 | 0 | 0 | 0 | 0 | 0 | 0 | 0 | 0 | 0 | 0 | 0 | 0
[10 empty] | 0 | 0 | 0 | 0 | 0 | 0 | 0 | 0 | 0 | 0 | 0 | 0 | 0 | 0 | 0 | 0 | 0 | 0 | 0 | 0 | 0 | 0 | 0 | 0 | 0 | 0 | 0 | 0
[10 empty] | 0 | 0 | 0 | 0 | 0 | 0 | 0 | 0 | 0 | 0 | 0 | 0 | 0 | 0 | 0 | 0 | 0 | 0 | 0 | 0 | 0 | 0 | 0 | 0 | 0 | 0 | 0 | 0
[10 empty] | 0 | 0 | 0 | 0 | 0 | 0 | 0 | 0 | 0 | 0 | 0 | 0 | 0 | 0 | 0 | 0 | 0 | 0 | 0 | 0 | 0 | 0 | 0 | 0 | 0 | 0 | 0 | 0
[10 empty] | 0 | 0 | 0 | 0 | 0 | 0 | 0 | 0 | 0 | 0 | 0 | 0 | 0 | 0 | 0 | 0 | 0 | 0 | 0 | 0 | 0 | 0 | 0 | 0 | 0 | 0 | 0 | 0
[10 empty] | 0 | 0 | 0 | 0 | 0 | 0 | 0 | 0 | 0 | 0 | 0 | 0 | 0 | 0 | 0 | 0 | 0 | 0 | 0 | 0 | 0 | 0 | 0 | 0 | 0 | 0 | 0 | 0
[10 empty] | 74639.519 | 65205.0838 | 55800.6477 | 46426.1389 | 37081.4857 | 29617.7242 | 23656.2687 | 18894.7349 | 15091.6027 | 12053.9649 | 9627.7428 | 7689.8708 | 6142.0536 | 4905.781 | 3918.3454 | 3129.6609 | 2499.7227 | 1996.5785 | 1594.7072 | 1273.7245 | 1017.3493 | 812.5772 | 649.0217 | 518.3866 | 414.0457 | 330.7066 | 264.142 | 210.9755
[10 empty] | 0 | 671.6015 | 1348.6134 | 1348.6134 | 1348.6134 | 1348.6134 | 1348.6134 | 1348.6134 | 1348.6134 | 1252.6704 | 1073.7175 | 920.3292 | 788.8536 | 676.1603 | 579.5659 | 496.7708 | 230.1276 | 0 | 0 | 0 | 0 | 0 | 0 | 0 | 0 | 0 | 0 | 0
[10 empty] | 0 | 0 | 0 | 0 | 0 | 0 | 0 | 0 | 0 | 0 | 0 | 0 | 0 | 0 | 0 | 0 | 0 | 0 | 0 | 0 | 0 | 0 | 0 | 0 | 0 | 0 | 0 | 0
[10 empty] | 0 | 0 | 0 | 682.5758 | 1370.8732 | 2065.0543 | 2765.2861 | 3471.7401 | 4184.5927 | 4931.2868 | 5708.8876 | 6417.4221 | 7067.9484 | 7669.9785 | 8231.7003 | 8760.1677 | 9457.1394 | 10105.8141 | 10515.6715 | 10919.5296 | 11319.7353 | 11718.3426 | 12117.1555 | 12517.7649 | 12921.5805 | 13329.8575 | 13743.7209 | 14164.1845
[10 empty] | 0 | 0 | 0 | 0 | 0 | 0 | 0 | 0 | 0 | 0 | 0 | 0 | 0 | 0 | 0 | 0 | 0 | 0 | 0 | 0 | 0 | 0 | 0 | 0 | 0 | 0 | 0 | 0
[10 empty] | 0 | 0 | 0 | 0 | 0 | 0 | 0 | 0 | 0 | 0 | 0 | 0 | 0 | 0 | 0 | 0 | 0 | 0 | 0 | 0 | 0 | 0 | 0 | 0 | 0 | 0 | 0 | 0
[10 empty] | 0 | 0 | 0 | 0 | 0 | 0 | 0 | 0 | 0 | 0 | 0 | 0 | 0 | 0 | 0 | 0 | 0 | 0 | 0 | 0 | 0 | 0 | 0 | 0 | 0 | 0 | 0 | 0
[10 empty] | 0 | 0 | 0 | 0 | 0 | 0 | 0 | 0 | 0 | 0 | 0 | 0 | 0 | 0 | 0 | 0 | 0 | 0 | 0 | 0 | 0 | 0 | 0 | 0 | 0 | 0 | 0 | 0
[10 empty] | 0 | 0 | 0 | 0 | 0 | 0 | 0 | 0 | 0 | 0 | 0 | 0 | 0 | 0 | 0 | 0 | 0 | 0 | 0 | 0 | 0 | 0 | 0 | 0 | 0 | 0 | 0 | 0
[10 empty] | 0 | 0 | 0 | 0 | 0 | 0 | 0 | 0 | 0 | 0 | 0 | 0 | 0 | 0 | 0 | 0 | 0 | 0 | 0 | 0 | 0 | 0 | 0 | 0 | 0 | 0 | 0 | 0
[10 empty] | 0 | 0 | 0 | 0 | 0 | 0 | 0 | 0 | 0 | 0 | 0 | 0 | 0 | 0 | 0 | 0 | 0 | 0 | 0 | 0 | 0 | 0 | 0 | 0 | 0 | 0 | 0 | 0
[10 empty] | 6730.7842 | 6250.0139 | 5769.2436 | 5288.4733 | 4807.703 | 4326.9327 | 3846.1624 | 3365.3921 | 2884.6218 | 2472.533 | 2119.314 | 1816.5548 | 1557.047 | 1334.6117 | 1143.9529 | 980.5311 | 840.4552 | 720.3902 | 617.4773 | 529.2662 | 453.6568 | 388.8487 | 333.2989 | 285.6847 | 244.8726 | 209.8908 | 179.9064 | 154.2055
[10 empty] | 0 | 281.8762 | 563.8079 | 845.7954 | 1127.8388 | 1409.9383 | 1692.0942 | 1974.3067 | 2226.9133 | 2453.21 | 2656.1267 | 2838.2678 | 3001.9483 | 3149.2259 | 3281.9298 | 3401.6861 | 3509.94 | 3607.9762 | 3696.9369 | 3777.8372 | 3851.5794 | 3918.9658 | 3980.7094 | 4037.4439 | 4089.733 | 4138.0774 | 4182.9224 | 4224.6638
[10 empty] | 0 | 0 | 0 | 0 | 0 | 0 | 0 | 0 | 0 | 0 | 0 | 0 | 0 | 0 | 0 | 0 | 0 | 0 | 0 | 0 | 0 | 0 | 0 | 0 | 0 | 0 | 0 | 0
[10 empty] | 0 | 0 | 0 | 0 | 0 | 0 | 0 | 0 | 0 | 0 | 0 | 0 | 0 | 0 | 0 | 0 | 0 | 0 | 0 | 0 | 0 | 0 | 0 | 0 | 0 | 0 | 0 | 0
[10 empty] | 0 | 0 | 0 | 0 | 0 | 0 | 0 | 0 | 0 | 0 | 0 | 0 | 0 | 0 | 0 | 0 | 0 | 0 | 0 | 0 | 0 | 0 | 0 | 0 | 0 | 0 | 0 | 0
[10 empty] | 0 | 0 | 0 | 0 | 0 | 0 | 0 | 0 | 0 | 0 | 0 | 0 | 0 | 0 | 0 | 0 | 0 | 0 | 0 | 0 | 0 | 0 | 0 | 0 | 0 | 0 | 0 | 0
[10 empty] | 0 | 0 | 0 | 0 | 0 | 0 | 0 | 0 | 0 | 0 | 0 | 0 | 0 | 0 | 0 | 0 | 0 | 0 | 0 | 0 | 0 | 0 | 0 | 0 | 0 | 0 | 0 | 0
[10 empty] | 0 | 0 | 0 | 0 | 0 | 0 | 0 | 0 | 0 | 0 | 0 | 0 | 0 | 0 | 0 | 0 | 0 | 0 | 0 | 0 | 0 | 0 | 0 | 0 | 0 | 0 | 0 | 0
[10 empty] | 0 | 0 | 0 | 0 | 0 | 0 | 0 | 0 | 0 | 0 | 0 | 0 | 0 | 0 | 0 | 0 | 0 | 0 | 0 | 0 | 0 | 0 | 0 | 0 | 0 | 0 | 0 | 0
[10 empty] | 0 | 0 | 0 | 0 | 0 | 0 | 0 | 0 | 0 | 0 | 0 | 0 | 0 | 0 | 0 | 0 | 0 | 0 | 0 | 0 | 0 | 0 | 0 | 0 | 0 | 0 | 0 | 0
[10 empty] | 0 | 0 | 0 | 0 | 0 | 0 | 0 | 0 | 0 | 0 | 0 | 0 | 0 | 0 | 0 | 0 | 0 | 0 | 0 | 0 | 0 | 0 | 0 | 0 | 0 | 0 | 0 | 0
[10 empty] | 4004.4639 | 3737.4996 | 3470.5354 | 3203.5711 | 2936.6069 | 2669.6426 | 2402.6783 | 2135.7141 | 1898.4125 | 1687.4778 | 1499.9803 | 1333.3158 | 1185.1696 | 1053.4841 | 936.4303 | 832.3825 | 739.8955 | 657.6849 | 584.6088 | 519.6523 | 461.9131 | 410.5895 | 364.9684 | 324.4164 | 288.3701 | 256.329 | 227.848 | 202.5315
[10 empty] | 0 | 179.2211 | 357.8687 | 535.9442 | 713.4489 | 890.3843 | 1066.7516 | 1242.5522 | 1417.7876 | 1592.459 | 1766.5679 | 1940.1155 | 2113.1033 | 2285.5325 | 2457.4046 | 2628.7208 | 2799.4825 | 2953.8103 | 3093.2232 | 3219.0999 | 3332.6916 | 3435.1341 | 3527.4582 | 3610.5995 | 3685.4073 | 3752.6523 | 3813.0341 | 3867.1876
[10 empty] | 0 | 0 | 0 | 0 | 0 | 0 | 0 | 0 | 0 | 0 | 0 | 0 | 0 | 0 | 0 | 0 | 0 | 0 | 0 | 0 | 0 | 0 | 0 | 0 | 0 | 0 | 0 | 0
[10 empty] | 0 | 0 | 0 | 0 | 0 | 0 | 0 | 0 | 0 | 0 | 0 | 0 | 0 | 0 | 0 | 0 | 0 | 0 | 0 | 0 | 0 | 0 | 0 | 0 | 0 | 0 | 0 | 0
[10 empty] | 0 | 0 | 0 | 0 | 0 | 0 | 0 | 0 | 0 | 0 | 0 | 0 | 0 | 0 | 0 | 0 | 0 | 0 | 0 | 0 | 0 | 0 | 0 | 0 | 0 | 0 | 0 | 0
[10 empty] | 0 | 0 | 0 | 0 | 0 | 0 | 0 | 0 | 0 | 0 | 0 | 0 | 0 | 0 | 0 | 0 | 0 | 0 | 0 | 0 | 0 | 0 | 0 | 0 | 0 | 0 | 0 | 0
[10 empty] | 0 | 0 | 0 | 0 | 0 | 0 | 0 | 0 | 0 | 0 | 0 | 0 | 0 | 0 | 0 | 0 | 0 | 0 | 0 | 0 | 0 | 0 | 0 | 0 | 0 | 0 | 0 | 0
[10 empty] | 0 | 0 | 0 | 0 | 0 | 0 | 0 | 0 | 0 | 0 | 0 | 0 | 0 | 0 | 0 | 0 | 0 | 0 | 0 | 0 | 0 | 0 | 0 | 0 | 0 | 0 | 0 | 0
[10 empty] | 0 | 0 | 0 | 0 | 0 | 0 | 0 | 0 | 0 | 0 | 0 | 0 | 0 | 0 | 0 | 0 | 0 | 0 | 0 | 0 | 0 | 0 | 0 | 0 | 0 | 0 | 0 | 0
[10 empty] | 0 | 0 | 0 | 0 | 0 | 0 | 0 | 0 | 0 | 0 | 0 | 0 | 0 | 0 | 0 | 0 | 0 | 0 | 0 | 0 | 0 | 0 | 0 | 0 | 0 | 0 | 0 | 0
[10 empty] | 0 | 0 | 0 | 0 | 0 | 0 | 0 | 0 | 0 | 0 | 0 | 0 | 0 | 0 | 0 | 0 | 0 | 0 | 0 | 0 | 0 | 0 | 0 | 0 | 0 | 0 | 0 | 0
[10 empty] | 4667.2166 | 4480.528 | 4294.4248 | 4108.9056 | 3923.9691 | 3739.6139 | 3555.8386 | 3372.6418 | 3190.0221 | 3007.9782 | 2826.5086 | 2645.6121 | 2465.2872 | 2285.5325 | 2106.3468 | 1927.7286 | 1749.6765 | 1588.0701 | 1441.3901 | 1308.2581 | 1187.4226 | 1077.7479 | 978.2032 | 887.8528 | 805.8475 | 731.4165 | 663.8602 | 602.5437
[10 empty] | 0 | 8630.8125 | 17234.0063 | 25809.6479 | 33130.7389 | 39378.2496 | 44707.0494 | 49249.6707 | 53119.5312 | 56413.6904 | 59215.2088 | 61595.1675 | 63614.3954 | 65324.9481 | 66771.3733 | 67991.7936 | 69018.8333 | 69880.411 | 70600.4189 | 71199.3031 | 71694.5607 | 72101.1652 | 72431.9306 | 72697.8224 | 72908.2248 | 73071.1683 | 73193.5253 | 73281.1769
[10 empty] | 0 | 0 | 0 | 0 | 0 | 0 | 0 | 0 | 0 | 0 | 0 | 0 | 0 | 0 | 0 | 0 | 0 | 0 | 0 | 0 | 0 | 0 | 0 | 0 | 0 | 0 | 0 | 0
[10 empty] | 0 | 0 | 0 | 0 | 0 | 0 | 0 | 0 | 0 | 0 | 0 | 0 | 0 | 0 | 0 | 0 | 0 | 0 | 0 | 0 | 0 | 0 | 0 | 0 | 0 | 0 | 0 | 0
[10 empty] | 0 | 0 | 0 | 0 | 0 | 0 | 0 | 0 | 0 | 0 | 0 | 0 | 0 | 0 | 0 | 0 | 0 | 0 | 0 | 0 | 0 | 0 | 0 | 0 | 0 | 0 | 0 | 0
[10 empty] | 0 | 0 | 0 | 0 | 0 | 0 | 0 | 0 | 0 | 0 | 0 | 0 | 0 | 0 | 0 | 0 | 0 | 0 | 0 | 0 | 0 | 0 | 0 | 0 | 0 | 0 | 0 | 0
[10 empty] | 0 | 0 | 0 | 0 | 0 | 0 | 0 | 0 | 0 | 0 | 0 | 0 | 0 | 0 | 0 | 0 | 0 | 0 | 0 | 0 | 0 | 0 | 0 | 0 | 0 | 0 | 0 | 0
[10 empty] | 0 | 0 | 0 | 0 | 0 | 0 | 0 | 0 | 0 | 0 | 0 | 0 | 0 | 0 | 0 | 0 | 0 | 0 | 0 | 0 | 0 | 0 | 0 | 0 | 0 | 0 | 0 | 0
[10 empty] | 0 | 0 | 0 | 0 | 0 | 0 | 0 | 0 | 0 | 0 | 0 | 0 | 0 | 0 | 0 | 0 | 0 | 0 | 0 | 0 | 0 | 0 | 0 | 0 | 0 | 0 | 0 | 0
[10 empty] | 0 | 0 | 0 | 0 | 0 | 0 | 0 | 0 | 0 | 0 | 0 | 0 | 0 | 0 | 0 | 0 | 0 | 0 | 0 | 0 | 0 | 0 | 0 | 0 | 0 | 0 | 0 | 0
[10 empty] | 0 | 0 | 0 | 0 | 0 | 0 | 0 | 0 | 0 | 0 | 0 | 0 | 0 | 0 | 0 | 0 | 0 | 0 | 0 | 0 | 0 | 0 | 0 | 0 | 0 | 0 | 0 | 0
[10 empty] | 77801.7951 | 69046.4998 | 60319.0222 | 51619.2958 | 44174.3185 | 37803.1197 | 32350.8297 | 27684.9158 | 23691.9599 | 20274.9024 | 17350.6822 | 14848.2181 | 12706.6808 | 10874.0144 | 9305.6708 | 7963.5272 | 6814.9591 | 5832.0472 | 4990.8994 | 4271.0691 | 3655.0589 | 3127.895 | 2676.7632 | 2290.6974 | 1960.3134 | 1677.5802 | 1435.6252 | 1228.567
[10 empty] | 0 | 2074.5968 | 3769.0343 | 5070.4411 | 5959.1424 | 6533.5669 | 7212.9509 | 8034.4396 | 8996.6943 | 10097.6216 | 11299.4469 | 12598.6425 | 14010.9669 | 15502.4313 | 17054.8158 | 18649.9654 | 20291.257 | 21982.6672 | 23699.6152 | 25447.2284 | 27213.791 | 28987.7565 | 30741.1948 | 32479.0202 | 34218.1994 | 35956.7858 | 37692.7385 | 39392.7364
[10 empty] | 0 | 0 | 0 | 0 | 0 | 0 | 0 | 0 | 0 | 0 | 0 | 0 | 0 | 0 | 0 | 0 | 0 | 0 | 0 | 0 | 0 | 0 | 0 | 0 | 0 | 0 | 0 | 0
[10 empty] | 0 | 0 | 0 | 0 | 0 | 0 | 0 | 0 | 0 | 0 | 0 | 0 | 0 | 0 | 0 | 0 | 0 | 0 | 0 | 0 | 0 | 0 | 0 | 0 | 0 | 0 | 0 | 0
[10 empty] | 0 | 0 | 0 | 0 | 0 | 0 | 0 | 0 | 0 | 0 | 0 | 0 | 0 | 0 | 0 | 0 | 0 | 0 | 0 | 0 | 0 | 0 | 0 | 0 | 0 | 0 | 0 | 0
[10 empty] | 0 | 0 | 0 | 0 | 0 | 0 | 0 | 0 | 0 | 0 | 0 | 0 | 0 | 0 | 0 | 0 | 0 | 0 | 0 | 0 | 0 | 0 | 0 | 0 | 0 | 0 | 0 | 0
[10 empty] | 0 | 0 | 0 | 0 | 0 | 0 | 0 | 0 | 0 | 0 | 0 | 0 | 0 | 0 | 0 | 0 | 0 | 0 | 0 | 0 | 0 | 0 | 0 | 0 | 0 | 0 | 0 | 0
[10 empty] | 0 | 0 | 0 | 0 | 0 | 0 | 0 | 0 | 0 | 0 | 0 | 0 | 0 | 0 | 0 | 0 | 0 | 0 | 0 | 0 | 0 | 0 | 0 | 0 | 0 | 0 | 0 | 0
[10 empty] | 0 | 0 | 0 | 0 | 0 | 0 | 0 | 0 | 0 | 0 | 0 | 0 | 0 | 0 | 0 | 0 | 0 | 0 | 0 | 0 | 0 | 0 | 0 | 0 | 0 | 0 | 0 | 0
[10 empty] | 0 | 0 | 0 | 0 | 0 | 0 | 0 | 0 | 0 | 0 | 0 | 0 | 0 | 0 | 0 | 0 | 0 | 0 | 0 | 0 | 0 | 0 | 0 | 0 | 0 | 0 | 0 | 0
[10 empty] | 0 | 0 | 0 | 0 | 0 | 0 | 0 | 0 | 0 | 0 | 0 | 0 | 0 | 0 | 0 | 0 | 0 | 0 | 0 | 0 | 0 | 0 | 0 | 0 | 0 | 0 | 0 | 0
[10 empty] | 3543.64 | 3522.6245 | 3501.6091 | 3480.5936 | 3459.5781 | 3438.5626 | 3417.5472 | 3395.3537 | 3372.1785 | 3348.1853 | 3323.5104 | 3298.2673 | 3255.5643 | 3198.3114 | 3128.9335 | 3049.4515 | 2961.5493 | 2834.0988 | 2673.6912 | 2485.8195 | 2275.061 | 2045.2301 | 1823.8352 | 1609.4703 | 1400.9636 | 1197.3389 | 997.7824 | 831.4853
[10 empty] | 0 | 2074.5968 | 3769.0343 | 5070.4411 | 5959.1424 | 6533.5669 | 7212.9509 | 8034.4396 | 8996.6943 | 10097.6216 | 11299.4469 | 12598.6425 | 14010.9669 | 15502.4313 | 17054.8158 | 18649.9654 | 20291.257 | 21982.6672 | 23699.6152 | 25447.2284 | 27213.791 | 28987.7565 | 30741.1948 | 32479.0202 | 34218.1994 | 35956.7858 | 37692.7385 | 39392.7364
[10 empty] | 0 | 0 | 0 | 0 | 0 | 0 | 0 | 0 | 0 | 0 | 0 | 0 | 0 | 0 | 0 | 0 | 0 | 0 | 0 | 0 | 0 | 0 | 0 | 0 | 0 | 0 | 0 | 0
[10 empty] | 0 | 0 | 0 | 0 | 0 | 0 | 0 | 0 | 0 | 0 | 0 | 0 | 0 | 0 | 0 | 0 | 0 | 0 | 0 | 0 | 0 | 0 | 0 | 0 | 0 | 0 | 0 | 0
[10 empty] | 0 | 0 | 0 | 0 | 0 | 0 | 0 | 0 | 0 | 0 | 0 | 0 | 0 | 0 | 0 | 0 | 0 | 0 | 0 | 0 | 0 | 0 | 0 | 0 | 0 | 0 | 0 | 0
[10 empty] | 0 | 0 | 0 | 0 | 0 | 0 | 0 | 0 | 0 | 0 | 0 | 0 | 0 | 0 | 0 | 0 | 0 | 0 | 0 | 0 | 0 | 0 | 0 | 0 | 0 | 0 | 0 | 0
[10 empty] | 0 | 0 | 0 | 0 | 0 | 0 | 0 | 0 | 0 | 0 | 0 | 0 | 0 | 0 | 0 | 0 | 0 | 0 | 0 | 0 | 0 | 0 | 0 | 0 | 0 | 0 | 0 | 0
[10 empty] | 0 | 0 | 0 | 0 | 0 | 0 | 0 | 0 | 0 | 0 | 0 | 0 | 0 | 0 | 0 | 0 | 0 | 0 | 0 | 0 | 0 | 0 | 0 | 0 | 0 | 0 | 0 | 0
[10 empty] | 0 | 0 | 0 | 0 | 0 | 0 | 0 | 0 | 0 | 0 | 0 | 0 | 0 | 0 | 0 | 0 | 0 | 0 | 0 | 0 | 0 | 0 | 0 | 0 | 0 | 0 | 0 | 0
[10 empty] | 0 | 0 | 0 | 0 | 0 | 0 | 0 | 0 | 0 | 0 | 0 | 0 | 0 | 0 | 0 | 0 | 0 | 0 | 0 | 0 | 0 | 0 | 0 | 0 | 0 | 0 | 0 | 0
[10 empty] | 0 | 0 | 0 | 0 | 0 | 0 | 0 | 0 | 0 | 0 | 0 | 0 | 0 | 0 | 0 | 0 | 0 | 0 | 0 | 0 | 0 | 0 | 0 | 0 | 0 | 0 | 0 | 0
[10 empty] | 3543.64 | 3522.6245 | 3501.6091 | 3480.5936 | 3459.5781 | 3438.5626 | 3417.5472 | 3395.3537 | 3372.1785 | 3348.1853 | 3323.5104 | 3298.2673 | 3255.5643 | 3198.3114 | 3128.9335 | 3049.4515 | 2961.5493 | 2834.0988 | 2673.6912 | 2485.8195 | 2275.061 | 2045.2301 | 1823.8352 | 1609.4703 | 1400.9636 | 1197.3389 | 997.7824 | 831.4853
[10 empty] | 0 | 2074.5968 | 3769.0343 | 5070.4411 | 5959.1424 | 6533.5669 | 7212.9509 | 8034.4396 | 8996.6943 | 10097.6216 | 11299.4469 | 12598.6425 | 14010.9669 | 15502.4313 | 17054.8158 | 18649.9654 | 20291.257 | 21982.6672 | 23699.6152 | 25447.2284 | 27213.791 | 28987.7565 | 30741.1948 | 32479.0202 | 34218.1994 | 35956.7858 | 37692.7385 | 39392.7364
[10 empty] | 0 | 0 | 0 | 0 | 0 | 0 | 0 | 0 | 0 | 0 | 0 | 0 | 0 | 0 | 0 | 0 | 0 | 0 | 0 | 0 | 0 | 0 | 0 | 0 | 0 | 0 | 0 | 0
[10 empty] | 0 | 0 | 0 | 0 | 0 | 0 | 0 | 0 | 0 | 0 | 0 | 0 | 0 | 0 | 0 | 0 | 0 | 0 | 0 | 0 | 0 | 0 | 0 | 0 | 0 | 0 | 0 | 0
[10 empty] | 0 | 0 | 0 | 0 | 0 | 0 | 0 | 0 | 0 | 0 | 0 | 0 | 0 | 0 | 0 | 0 | 0 | 0 | 0 | 0 | 0 | 0 | 0 | 0 | 0 | 0 | 0 | 0
[10 empty] | 0 | 0 | 0 | 0 | 0 | 0 | 0 | 0 | 0 | 0 | 0 | 0 | 0 | 0 | 0 | 0 | 0 | 0 | 0 | 0 | 0 | 0 | 0 | 0 | 0 | 0 | 0 | 0
[10 empty] | 0 | 0 | 0 | 0 | 0 | 0 | 0 | 0 | 0 | 0 | 0 | 0 | 0 | 0 | 0 | 0 | 0 | 0 | 0 | 0 | 0 | 0 | 0 | 0 | 0 | 0 | 0 | 0
[10 empty] | 0 | 0 | 0 | 0 | 0 | 0 | 0 | 0 | 0 | 0 | 0 | 0 | 0 | 0 | 0 | 0 | 0 | 0 | 0 | 0 | 0 | 0 | 0 | 0 | 0 | 0 | 0 | 0
[10 empty] | 0 | 0 | 0 | 0 | 0 | 0 | 0 | 0 | 0 | 0 | 0 | 0 | 0 | 0 | 0 | 0 | 0 | 0 | 0 | 0 | 0 | 0 | 0 | 0 | 0 | 0 | 0 | 0
[10 empty] | 0 | 0 | 0 | 0 | 0 | 0 | 0 | 0 | 0 | 0 | 0 | 0 | 0 | 0 | 0 | 0 | 0 | 0 | 0 | 0 | 0 | 0 | 0 | 0 | 0 | 0 | 0 | 0
[10 empty] | 0 | 0 | 0 | 0 | 0 | 0 | 0 | 0 | 0 | 0 | 0 | 0 | 0 | 0 | 0 | 0 | 0 | 0 | 0 | 0 | 0 | 0 | 0 | 0 | 0 | 0 | 0 | 0
[10 empty] | 3543.64 | 3522.6245 | 3501.6091 | 3480.5936 | 3459.5781 | 3438.5626 | 3417.5472 | 3395.3537 | 3372.1785 | 3348.1853 | 3323.5104 | 3298.2673 | 3255.5643 | 3198.3114 | 3128.9335 | 3049.4515 | 2961.5493 | 2834.0988 | 2673.6912 | 2485.8195 | 2275.061 | 2045.2301 | 1823.8352 | 1609.4703 | 1400.9636 | 1197.3389 | 997.7824 | 831.4853
[10 empty] | 0 | 2074.5968 | 3769.0343 | 5070.4411 | 5959.1424 | 6533.5669 | 7212.9509 | 8034.4396 | 8996.6943 | 10097.6216 | 11299.4469 | 12598.6425 | 14010.9669 | 15502.4313 | 17054.8158 | 18649.9654 | 20291.257 | 21982.6672 | 23699.6152 | 25447.2284 | 27213.791 | 28987.7565 | 30741.1948 | 32479.0202 | 34218.1994 | 35956.7858 | 37692.7385 | 39392.7364
[10 empty] | 0 | 0 | 0 | 0 | 0 | 0 | 0 | 0 | 0 | 0 | 0 | 0 | 0 | 0 | 0 | 0 | 0 | 0 | 0 | 0 | 0 | 0 | 0 | 0 | 0 | 0 | 0 | 0
[10 empty] | 0 | 0 | 0 | 0 | 0 | 0 | 0 | 0 | 0 | 0 | 0 | 0 | 0 | 0 | 0 | 0 | 0 | 0 | 0 | 0 | 0 | 0 | 0 | 0 | 0 | 0 | 0 | 0
[10 empty] | 0 | 0 | 0 | 0 | 0 | 0 | 0 | 0 | 0 | 0 | 0 | 0 | 0 | 0 | 0 | 0 | 0 | 0 | 0 | 0 | 0 | 0 | 0 | 0 | 0 | 0 | 0 | 0
[10 empty] | 0 | 0 | 0 | 0 | 0 | 0 | 0 | 0 | 0 | 0 | 0 | 0 | 0 | 0 | 0 | 0 | 0 | 0 | 0 | 0 | 0 | 0 | 0 | 0 | 0 | 0 | 0 | 0
[10 empty] | 0 | 0 | 0 | 0 | 0 | 0 | 0 | 0 | 0 | 0 | 0 | 0 | 0 | 0 | 0 | 0 | 0 | 0 | 0 | 0 | 0 | 0 | 0 | 0 | 0 | 0 | 0 | 0
[10 empty] | 0 | 0 | 0 | 0 | 0 | 0 | 0 | 0 | 0 | 0 | 0 | 0 | 0 | 0 | 0 | 0 | 0 | 0 | 0 | 0 | 0 | 0 | 0 | 0 | 0 | 0 | 0 | 0
[10 empty] | 0 | 0 | 0 | 0 | 0 | 0 | 0 | 0 | 0 | 0 | 0 | 0 | 0 | 0 | 0 | 0 | 0 | 0 | 0 | 0 | 0 | 0 | 0 | 0 | 0 | 0 | 0 | 0
[10 empty] | 0 | 0 | 0 | 0 | 0 | 0 | 0 | 0 | 0 | 0 | 0 | 0 | 0 | 0 | 0 | 0 | 0 | 0 | 0 | 0 | 0 | 0 | 0 | 0 | 0 | 0 | 0 | 0
[10 empty] | 0 | 0 | 0 | 0 | 0 | 0 | 0 | 0 | 0 | 0 | 0 | 0 | 0 | 0 | 0 | 0 | 0 | 0 | 0 | 0 | 0 | 0 | 0 | 0 | 0 | 0 | 0 | 0
[10 empty] | 3543.64 | 3522.6245 | 3501.6091 | 3480.5936 | 3459.5781 | 3438.5626 | 3417.5472 | 3395.3537 | 3372.1785 | 3348.1853 | 3323.5104 | 3298.2673 | 3255.5643 | 3198.3114 | 3128.9335 | 3049.4515 | 2961.5493 | 2834.0988 | 2673.6912 | 2485.8195 | 2275.061 | 2045.2301 | 1823.8352 | 1609.4703 | 1400.9636 | 1197.3389 | 997.7824 | 831.4853
[10 empty] | 0 | 2074.5968 | 3769.0343 | 5070.4411 | 5959.1424 | 6533.5669 | 7212.9509 | 8034.4396 | 8996.6943 | 10097.6216 | 11299.4469 | 12598.6425 | 14010.9669 | 15502.4313 | 17054.8158 | 18649.9654 | 20291.257 | 21982.6672 | 23699.6152 | 25447.2284 | 27213.791 | 28987.7565 | 30741.1948 | 32479.0202 | 34218.1994 | 35956.7858 | 37692.7385 | 39392.7364
[10 empty] | 0 | 0 | 0 | 0 | 0 | 0 | 0 | 0 | 0 | 0 | 0 | 0 | 0 | 0 | 0 | 0 | 0 | 0 | 0 | 0 | 0 | 0 | 0 | 0 | 0 | 0 | 0 | 0
[10 empty] | 0 | 0 | 0 | 0 | 0 | 0 | 0 | 0 | 0 | 0 | 0 | 0 | 0 | 0 | 0 | 0 | 0 | 0 | 0 | 0 | 0 | 0 | 0 | 0 | 0 | 0 | 0 | 0
[10 empty] | 0 | 0 | 0 | 0 | 0 | 0 | 0 | 0 | 0 | 0 | 0 | 0 | 0 | 0 | 0 | 0 | 0 | 0 | 0 | 0 | 0 | 0 | 0 | 0 | 0 | 0 | 0 | 0
[10 empty] | 0 | 0 | 0 | 0 | 0 | 0 | 0 | 0 | 0 | 0 | 0 | 0 | 0 | 0 | 0 | 0 | 0 | 0 | 0 | 0 | 0 | 0 | 0 | 0 | 0 | 0 | 0 | 0
[10 empty] | 0 | 0 | 0 | 0 | 0 | 0 | 0 | 0 | 0 | 0 | 0 | 0 | 0 | 0 | 0 | 0 | 0 | 0 | 0 | 0 | 0 | 0 | 0 | 0 | 0 | 0 | 0 | 0
[10 empty] | 0 | 0 | 0 | 0 | 0 | 0 | 0 | 0 | 0 | 0 | 0 | 0 | 0 | 0 | 0 | 0 | 0 | 0 | 0 | 0 | 0 | 0 | 0 | 0 | 0 | 0 | 0 | 0
[10 empty] | 0 | 0 | 0 | 0 | 0 | 0 | 0 | 0 | 0 | 0 | 0 | 0 | 0 | 0 | 0 | 0 | 0 | 0 | 0 | 0 | 0 | 0 | 0 | 0 | 0 | 0 | 0 | 0
[10 empty] | 0 | 0 | 0 | 0 | 0 | 0 | 0 | 0 | 0 | 0 | 0 | 0 | 0 | 0 | 0 | 0 | 0 | 0 | 0 | 0 | 0 | 0 | 0 | 0 | 0 | 0 | 0 | 0
[10 empty] | 0 | 0 | 0 | 0 | 0 | 0 | 0 | 0 | 0 | 0 | 0 | 0 | 0 | 0 | 0 | 0 | 0 | 0 | 0 | 0 | 0 | 0 | 0 | 0 | 0 | 0 | 0 | 0
[10 empty] | 3543.64 | 3522.6245 | 3501.6091 | 3480.5936 | 3459.5781 | 3438.5626 | 3417.5472 | 3395.3537 | 3372.1785 | 3348.1853 | 3323.5104 | 3298.2673 | 3255.5643 | 3198.3114 | 3128.9335 | 3049.4515 | 2961.5493 | 2834.0988 | 2673.6912 | 2485.8195 | 2275.061 | 2045.2301 | 1823.8352 | 1609.4703 | 1400.9636 | 1197.3389 | 997.7824 | 831.4853
[10 empty] | 0 | 2074.5968 | 3769.0343 | 5070.4411 | 5959.1424 | 6533.5669 | 7212.9509 | 8034.4396 | 8996.6943 | 10097.6216 | 11299.4469 | 12598.6425 | 14010.9669 | 15502.4313 | 17054.8158 | 18649.9654 | 20291.257 | 21982.6672 | 23699.6152 | 25447.2284 | 27213.791 | 28987.7565 | 30741.1948 | 32479.0202 | 34218.1994 | 35956.7858 | 37692.7385 | 39392.7364
[10 empty] | 0 | 0 | 0 | 0 | 0 | 0 | 0 | 0 | 0 | 0 | 0 | 0 | 0 | 0 | 0 | 0 | 0 | 0 | 0 | 0 | 0 | 0 | 0 | 0 | 0 | 0 | 0 | 0
[10 empty] | 0 | 0 | 0 | 0 | 0 | 0 | 0 | 0 | 0 | 0 | 0 | 0 | 0 | 0 | 0 | 0 | 0 | 0 | 0 | 0 | 0 | 0 | 0 | 0 | 0 | 0 | 0 | 0
[10 empty] | 0 | 0 | 0 | 0 | 0 | 0 | 0 | 0 | 0 | 0 | 0 | 0 | 0 | 0 | 0 | 0 | 0 | 0 | 0 | 0 | 0 | 0 | 0 | 0 | 0 | 0 | 0 | 0
[10 empty] | 0 | 0 | 0 | 0 | 0 | 0 | 0 | 0 | 0 | 0 | 0 | 0 | 0 | 0 | 0 | 0 | 0 | 0 | 0 | 0 | 0 | 0 | 0 | 0 | 0 | 0 | 0 | 0
[10 empty] | 0 | 0 | 0 | 0 | 0 | 0 | 0 | 0 | 0 | 0 | 0 | 0 | 0 | 0 | 0 | 0 | 0 | 0 | 0 | 0 | 0 | 0 | 0 | 0 | 0 | 0 | 0 | 0
[10 empty] | 0 | 0 | 0 | 0 | 0 | 0 | 0 | 0 | 0 | 0 | 0 | 0 | 0 | 0 | 0 | 0 | 0 | 0 | 0 | 0 | 0 | 0 | 0 | 0 | 0 | 0 | 0 | 0
[10 empty] | 0 | 0 | 0 | 0 | 0 | 0 | 0 | 0 | 0 | 0 | 0 | 0 | 0 | 0 | 0 | 0 | 0 | 0 | 0 | 0 | 0 | 0 | 0 | 0 | 0 | 0 | 0 | 0
[10 empty] | 0 | 0 | 0 | 0 | 0 | 0 | 0 | 0 | 0 | 0 | 0 | 0 | 0 | 0 | 0 | 0 | 0 | 0 | 0 | 0 | 0 | 0 | 0 | 0 | 0 | 0 | 0 | 0
[10 empty] | 0 | 0 | 0 | 0 | 0 | 0 | 0 | 0 | 0 | 0 | 0 | 0 | 0 | 0 | 0 | 0 | 0 | 0 | 0 | 0 | 0 | 0 | 0 | 0 | 0 | 0 | 0 | 0
[10 empty] | 3543.64 | 3522.6245 | 3501.6091 | 3480.5936 | 3459.5781 | 3438.5626 | 3417.5472 | 3395.3537 | 3372.1785 | 3348.1853 | 3323.5104 | 3298.2673 | 3255.5643 | 3198.3114 | 3128.9335 | 3049.4515 | 2961.5493 | 2834.0988 | 2673.6912 | 2485.8195 | 2275.061 | 2045.2301 | 1823.8352 | 1609.4703 | 1400.9636 | 1197.3389 | 997.7824 | 831.4853
[10 empty] | 0 | 2074.5968 | 3769.0343 | 5070.4411 | 5959.1424 | 6533.5669 | 7212.9509 | 8034.4396 | 8996.6943 | 10097.6216 | 11299.4469 | 12598.6425 | 14010.9669 | 15502.4313 | 17054.8158 | 18649.9654 | 20291.257 | 21982.6672 | 23699.6152 | 25447.2284 | 27213.791 | 28987.7565 | 30741.1948 | 32479.0202 | 34218.1994 | 35956.7858 | 37692.7385 | 39392.7364
[10 empty] | 0 | 0 | 0 | 0 | 0 | 0 | 0 | 0 | 0 | 0 | 0 | 0 | 0 | 0 | 0 | 0 | 0 | 0 | 0 | 0 | 0 | 0 | 0 | 0 | 0 | 0 | 0 | 0
[10 empty] | 0 | 0 | 0 | 0 | 0 | 0 | 0 | 0 | 0 | 0 | 0 | 0 | 0 | 0 | 0 | 0 | 0 | 0 | 0 | 0 | 0 | 0 | 0 | 0 | 0 | 0 | 0 | 0
[10 empty] | 0 | 0 | 0 | 0 | 0 | 0 | 0 | 0 | 0 | 0 | 0 | 0 | 0 | 0 | 0 | 0 | 0 | 0 | 0 | 0 | 0 | 0 | 0 | 0 | 0 | 0 | 0 | 0
[10 empty] | 0 | 0 | 0 | 0 | 0 | 0 | 0 | 0 | 0 | 0 | 0 | 0 | 0 | 0 | 0 | 0 | 0 | 0 | 0 | 0 | 0 | 0 | 0 | 0 | 0 | 0 | 0 | 0
[10 empty] | 0 | 0 | 0 | 0 | 0 | 0 | 0 | 0 | 0 | 0 | 0 | 0 | 0 | 0 | 0 | 0 | 0 | 0 | 0 | 0 | 0 | 0 | 0 | 0 | 0 | 0 | 0 | 0
[10 empty] | 0 | 0 | 0 | 0 | 0 | 0 | 0 | 0 | 0 | 0 | 0 | 0 | 0 | 0 | 0 | 0 | 0 | 0 | 0 | 0 | 0 | 0 | 0 | 0 | 0 | 0 | 0 | 0
[10 empty] | 0 | 0 | 0 | 0 | 0 | 0 | 0 | 0 | 0 | 0 | 0 | 0 | 0 | 0 | 0 | 0 | 0 | 0 | 0 | 0 | 0 | 0 | 0 | 0 | 0 | 0 | 0 | 0
[10 empty] | 0 | 0 | 0 | 0 | 0 | 0 | 0 | 0 | 0 | 0 | 0 | 0 | 0 | 0 | 0 | 0 | 0 | 0 | 0 | 0 | 0 | 0 | 0 | 0 | 0 | 0 | 0 | 0
[10 empty] | 0 | 0 | 0 | 0 | 0 | 0 | 0 | 0 | 0 | 0 | 0 | 0 | 0 | 0 | 0 | 0 | 0 | 0 | 0 | 0 | 0 | 0 | 0 | 0 | 0 | 0 | 0 | 0
[10 empty] | 3543.64 | 3522.6245 | 3501.6091 | 3480.5936 | 3459.5781 | 3438.5626 | 3417.5472 | 3395.3537 | 3372.1785 | 3348.1853 | 3323.5104 | 3298.2673 | 3255.5643 | 3198.3114 | 3128.9335 | 3049.4515 | 2961.5493 | 2834.0988 | 2673.6912 | 2485.8195 | 2275.061 | 2045.2301 | 1823.8352 | 1609.4703 | 1400.9636 | 1197.3389 | 997.7824 | 831.4853
[10 empty] | 0 | 2074.5968 | 3769.0343 | 5070.4411 | 5959.1424 | 6533.5669 | 7212.9509 | 8034.4396 | 8996.6943 | 10097.6216 | 11299.4469 | 12598.6425 | 14010.9669 | 15502.4313 | 17054.8158 | 18649.9654 | 20291.257 | 21982.6672 | 23699.6152 | 25447.2284 | 27213.791 | 28987.7565 | 30741.1948 | 32479.0202 | 34218.1994 | 35956.7858 | 37692.7385 | 39392.7364
[10 empty] | 0 | 0 | 0 | 0 | 0 | 0 | 0 | 0 | 0 | 0 | 0 | 0 | 0 | 0 | 0 | 0 | 0 | 0 | 0 | 0 | 0 | 0 | 0 | 0 | 0 | 0 | 0 | 0
[10 empty] | 0 | 0 | 0 | 0 | 0 | 0 | 0 | 0 | 0 | 0 | 0 | 0 | 0 | 0 | 0 | 0 | 0 | 0 | 0 | 0 | 0 | 0 | 0 | 0 | 0 | 0 | 0 | 0
[10 empty] | 0 | 0 | 0 | 0 | 0 | 0 | 0 | 0 | 0 | 0 | 0 | 0 | 0 | 0 | 0 | 0 | 0 | 0 | 0 | 0 | 0 | 0 | 0 | 0 | 0 | 0 | 0 | 0
[10 empty] | 0 | 0 | 0 | 0 | 0 | 0 | 0 | 0 | 0 | 0 | 0 | 0 | 0 | 0 | 0 | 0 | 0 | 0 | 0 | 0 | 0 | 0 | 0 | 0 | 0 | 0 | 0 | 0
[10 empty] | 0 | 0 | 0 | 0 | 0 | 0 | 0 | 0 | 0 | 0 | 0 | 0 | 0 | 0 | 0 | 0 | 0 | 0 | 0 | 0 | 0 | 0 | 0 | 0 | 0 | 0 | 0 | 0
[10 empty] | 0 | 0 | 0 | 0 | 0 | 0 | 0 | 0 | 0 | 0 | 0 | 0 | 0 | 0 | 0 | 0 | 0 | 0 | 0 | 0 | 0 | 0 | 0 | 0 | 0 | 0 | 0 | 0
[10 empty] | 0 | 0 | 0 | 0 | 0 | 0 | 0 | 0 | 0 | 0 | 0 | 0 | 0 | 0 | 0 | 0 | 0 | 0 | 0 | 0 | 0 | 0 | 0 | 0 | 0 | 0 | 0 | 0
[10 empty] | 0 | 0 | 0 | 0 | 0 | 0 | 0 | 0 | 0 | 0 | 0 | 0 | 0 | 0 | 0 | 0 | 0 | 0 | 0 | 0 | 0 | 0 | 0 | 0 | 0 | 0 | 0 | 0
[10 empty] | 0 | 0 | 0 | 0 | 0 | 0 | 0 | 0 | 0 | 0 | 0 | 0 | 0 | 0 | 0 | 0 | 0 | 0 | 0 | 0 | 0 | 0 | 0 | 0 | 0 | 0 | 0 | 0
[10 empty] | 3543.64 | 3522.6245 | 3501.6091 | 3480.5936 | 3459.5781 | 3438.5626 | 3417.5472 | 3395.3537 | 3372.1785 | 3348.1853 | 3323.5104 | 3298.2673 | 3255.5643 | 3198.3114 | 3128.9335 | 3049.4515 | 2961.5493 | 2834.0988 | 2673.6912 | 2485.8195 | 2275.061 | 2045.2301 | 1823.8352 | 1609.4703 | 1400.9636 | 1197.3389 | 997.7824 | 831.4853
[10 empty] | 0 | 2053.5813 | 3727.0033 | 5007.3946 | 5875.0805 | 6428.4895 | 7086.8581 | 7886.1532 | 8825.2328 | 9902.1669 | 11079.3172 | 12353.2698 | 13722.8913 | 15157.1027 | 16640.1093 | 18155.7769 | 19709.1663 | 21273.126 | 22829.6664 | 24454.3689 | 26149.0479 | 27996.801 | 29804.8613 | 31579.2462 | 33338.0319 | 35080.3691 | 36805.2886 | 38510.3742
[10 empty] | 0 | 0 | 0 | 0 | 0 | 0 | 0 | 0 | 0 | 0 | 0 | 0 | 0 | 0 | 0 | 0 | 0 | 0 | 0 | 0 | 0 | 0 | 0 | 0 | 0 | 0 | 0 | 0
[10 empty] | 0 | 0 | 0 | 0 | 0 | 0 | 0 | 0 | 0 | 0 | 0 | 0 | 0 | 0 | 0 | 0 | 0 | 0 | 0 | 0 | 0 | 0 | 0 | 0 | 0 | 0 | 0 | 0
[10 empty] | 0 | 0 | 0 | 0 | 0 | 0 | 0 | 0 | 0 | 0 | 0 | 0 | 0 | 0 | 0 | 0 | 0 | 0 | 0 | 0 | 0 | 0 | 0 | 0 | 0 | 0 | 0 | 0
[10 empty] | 0 | 0 | 0 | 0 | 0 | 0 | 0 | 0 | 0 | 0 | 0 | 0 | 0 | 0 | 0 | 0 | 0 | 0 | 0 | 0 | 0 | 0 | 0 | 0 | 0 | 0 | 0 | 0
[10 empty] | 0 | 0 | 0 | 0 | 0 | 0 | 0 | 0 | 0 | 0 | 0 | 0 | 0 | 0 | 0 | 0 | 0 | 0 | 0 | 0 | 0 | 0 | 0 | 0 | 0 | 0 | 0 | 0
[10 empty] | 0 | 0 | 0 | 0 | 0 | 0 | 0 | 0 | 0 | 0 | 0 | 0 | 0 | 0 | 0 | 0 | 0 | 0 | 0 | 0 | 0 | 0 | 0 | 0 | 0 | 0 | 0 | 0
[10 empty] | 0 | 0 | 0 | 0 | 0 | 0 | 0 | 0 | 0 | 0 | 0 | 0 | 0 | 0 | 0 | 0 | 0 | 0 | 0 | 0 | 0 | 0 | 0 | 0 | 0 | 0 | 0 | 0
[10 empty] | 0 | 0 | 0 | 0 | 0 | 0 | 0 | 0 | 0 | 0 | 0 | 0 | 0 | 0 | 0 | 0 | 0 | 0 | 0 | 0 | 0 | 0 | 0 | 0 | 0 | 0 | 0 | 0
[10 empty] | 0 | 0 | 0 | 0 | 0 | 0 | 0 | 0 | 0 | 0 | 0 | 0 | 0 | 0 | 0 | 0 | 0 | 0 | 0 | 0 | 0 | 0 | 0 | 0 | 0 | 0 | 0 | 0
[10 empty] | 3543.64 | 3543.64 | 3543.64 | 3543.64 | 3543.64 | 3543.64 | 3543.64 | 3543.64 | 3543.64 | 3543.64 | 3543.64 | 3543.64 | 3543.64 | 3543.64 | 3543.64 | 3543.64 | 3543.64 | 3543.64 | 3543.64 | 3478.679 | 3339.8041 | 3036.1855 | 2760.1687 | 2509.2442 | 2281.1311 | 2073.7556 | 1885.2323 | 1713.8476
[10 empty] | 0 | 0 | #DIV/0! | #DIV/0! | #DIV/0! | #DIV/0! | #DIV/0! | #DIV/0! | #DIV/0! | #DIV/0! | #DIV/0! | #DIV/0! | #DIV/0! | #DIV/0! | #DIV/0! | #DIV/0! | #DIV/0! | #DIV/0! | #DIV/0! | #DIV/0! | #DIV/0! | #DIV/0!
[10 empty] | 0 | 8976.5403 | #DIV/0! | #DIV/0! | #DIV/0! | #DIV/0! | #DIV/0! | #DIV/0! | #DIV/0! | #DIV/0! | #DIV/0! | #DIV/0! | #DIV/0! | #DIV/0! | #DIV/0! | #DIV/0! | #DIV/0! | #DIV/0! | #DIV/0! | #DIV/0! | #DIV/0! | #DIV/0!
[10 empty] | 0 | 92.9925 | #DIV/0! | #DIV/0! | #DIV/0! | #DIV/0! | #DIV/0! | #DIV/0! | #DIV/0! | #DIV/0! | #DIV/0! | #DIV/0! | #DIV/0! | #DIV/0! | #DIV/0! | #DIV/0! | #DIV/0! | #DIV/0! | #DIV/0! | #DIV/0! | #DIV/0! | #DIV/0!
[10 empty] | 0 | 0 | #DIV/0! | #DIV/0! | #DIV/0! | #DIV/0! | #DIV/0! | #DIV/0! | #DIV/0! | #DIV/0! | #DIV/0! | #DIV/0! | #DIV/0! | #DIV/0! | #DIV/0! | #DIV/0! | #DIV/0! | #DIV/0! | #DIV/0! | #DIV/0! | #DIV/0! | #DIV/0!
[10 empty] | 0 | 377.8918 | #DIV/0! | #DIV/0! | #DIV/0! | #DIV/0! | #DIV/0! | #DIV/0! | #DIV/0! | #DIV/0! | #DIV/0! | #DIV/0! | #DIV/0! | #DIV/0! | #DIV/0! | #DIV/0! | #DIV/0! | #DIV/0! | #DIV/0! | #DIV/0! | #DIV/0! | #DIV/0!
[10 empty] | 0 | 0 | #DIV/0! | #DIV/0! | #DIV/0! | #DIV/0! | #DIV/0! | #DIV/0! | #DIV/0! | #DIV/0! | #DIV/0! | #DIV/0! | #DIV/0! | #DIV/0! | #DIV/0! | #DIV/0! | #DIV/0! | #DIV/0! | #DIV/0! | #DIV/0! | #DIV/0! | #DIV/0!
[10 empty] | 0 | 0 | #DIV/0! | #DIV/0! | #DIV/0! | #DIV/0! | #DIV/0! | #DIV/0! | #DIV/0! | #DIV/0! | #DIV/0! | #DIV/0! | #DIV/0! | #DIV/0! | #DIV/0! | #DIV/0! | #DIV/0! | #DIV/0! | #DIV/0! | #DIV/0! | #DIV/0! | #DIV/0!
[10 empty] | 0 | 0 | #DIV/0! | #DIV/0! | #DIV/0! | #DIV/0! | #DIV/0! | #DIV/0! | #DIV/0! | #DIV/0! | #DIV/0! | #DIV/0! | #DIV/0! | #DIV/0! | #DIV/0! | #DIV/0! | #DIV/0! | #DIV/0! | #DIV/0! | #DIV/0! | #DIV/0! | #DIV/0!
[10 empty] | 0 | 0 | #DIV/0! | #DIV/0! | #DIV/0! | #DIV/0! | #DIV/0! | #DIV/0! | #DIV/0! | #DIV/0! | #DIV/0! | #DIV/0! | #DIV/0! | #DIV/0! | #DIV/0! | #DIV/0! | #DIV/0! | #DIV/0! | #DIV/0! | #DIV/0! | #DIV/0! | #DIV/0!
[10 empty] | 0 | 0 | #DIV/0! | #DIV/0! | #DIV/0! | #DIV/0! | #DIV/0! | #DIV/0! | #DIV/0! | #DIV/0! | #DIV/0! | #DIV/0! | #DIV/0! | #DIV/0! | #DIV/0! | #DIV/0! | #DIV/0! | #DIV/0! | #DIV/0! | #DIV/0! | #DIV/0! | #DIV/0!
[10 empty] | 176634.54 | 166904.5002 | 156980.5656 | #DIV/0! | #DIV/0! | #DIV/0! | #DIV/0! | #DIV/0! | #DIV/0! | #DIV/0! | #DIV/0! | #DIV/0! | #DIV/0! | #DIV/0! | #DIV/0! | #DIV/0! | #DIV/0! | #DIV/0! | #DIV/0! | #DIV/0! | #DIV/0! | #DIV/0!
[10 empty] | 0 | 0 | #DIV/0! | #DIV/0! | #DIV/0! | #DIV/0! | #DIV/0! | #DIV/0! | #DIV/0! | #DIV/0! | #DIV/0! | #DIV/0! | #DIV/0! | #DIV/0! | #DIV/0! | #DIV/0! | #DIV/0! | #DIV/0! | #DIV/0! | #DIV/0! | #DIV/0! | #DIV/0!
[10 empty] | 0 | 8976.5403 | #DIV/0! | #DIV/0! | #DIV/0! | #DIV/0! | #DIV/0! | #DIV/0! | #DIV/0! | #DIV/0! | #DIV/0! | #DIV/0! | #DIV/0! | #DIV/0! | #DIV/0! | #DIV/0! | #DIV/0! | #DIV/0! | #DIV/0! | #DIV/0! | #DIV/0! | #DIV/0!
[10 empty] | 0 | 92.9925 | #DIV/0! | #DIV/0! | #DIV/0! | #DIV/0! | #DIV/0! | #DIV/0! | #DIV/0! | #DIV/0! | #DIV/0! | #DIV/0! | #DIV/0! | #DIV/0! | #DIV/0! | #DIV/0! | #DIV/0! | #DIV/0! | #DIV/0! | #DIV/0! | #DIV/0! | #DIV/0!
[10 empty] | 0 | 0 | #DIV/0! | #DIV/0! | #DIV/0! | #DIV/0! | #DIV/0! | #DIV/0! | #DIV/0! | #DIV/0! | #DIV/0! | #DIV/0! | #DIV/0! | #DIV/0! | #DIV/0! | #DIV/0! | #DIV/0! | #DIV/0! | #DIV/0! | #DIV/0! | #DIV/0! | #DIV/0!
[10 empty] | 0 | 377.8918 | #DIV/0! | #DIV/0! | #DIV/0! | #DIV/0! | #DIV/0! | #DIV/0! | #DIV/0! | #DIV/0! | #DIV/0! | #DIV/0! | #DIV/0! | #DIV/0! | #DIV/0! | #DIV/0! | #DIV/0! | #DIV/0! | #DIV/0! | #DIV/0! | #DIV/0! | #DIV/0!
[10 empty] | 0 | 0 | #DIV/0! | #DIV/0! | #DIV/0! | #DIV/0! | #DIV/0! | #DIV/0! | #DIV/0! | #DIV/0! | #DIV/0! | #DIV/0! | #DIV/0! | #DIV/0! | #DIV/0! | #DIV/0! | #DIV/0! | #DIV/0! | #DIV/0! | #DIV/0! | #DIV/0! | #DIV/0!
[10 empty] | 0 | 0 | #DIV/0! | #DIV/0! | #DIV/0! | #DIV/0! | #DIV/0! | #DIV/0! | #DIV/0! | #DIV/0! | #DIV/0! | #DIV/0! | #DIV/0! | #DIV/0! | #DIV/0! | #DIV/0! | #DIV/0! | #DIV/0! | #DIV/0! | #DIV/0! | #DIV/0! | #DIV/0!
[10 empty] | 0 | 0 | #DIV/0! | #DIV/0! | #DIV/0! | #DIV/0! | #DIV/0! | #DIV/0! | #DIV/0! | #DIV/0! | #DIV/0! | #DIV/0! | #DIV/0! | #DIV/0! | #DIV/0! | #DIV/0! | #DIV/0! | #DIV/0! | #DIV/0! | #DIV/0! | #DIV/0! | #DIV/0!
[10 empty] | 0 | 0 | #DIV/0! | #DIV/0! | #DIV/0! | #DIV/0! | #DIV/0! | #DIV/0! | #DIV/0! | #DIV/0! | #DIV/0! | #DIV/0! | #DIV/0! | #DIV/0! | #DIV/0! | #DIV/0! | #DIV/0! | #DIV/0! | #DIV/0! | #DIV/0! | #DIV/0! | #DIV/0!
[10 empty] | 0 | 0 | #DIV/0! | #DIV/0! | #DIV/0! | #DIV/0! | #DIV/0! | #DIV/0! | #DIV/0! | #DIV/0! | #DIV/0! | #DIV/0! | #DIV/0! | #DIV/0! | #DIV/0! | #DIV/0! | #DIV/0! | #DIV/0! | #DIV/0! | #DIV/0! | #DIV/0! | #DIV/0!
[10 empty] | 176634.54 | 166904.5002 | 156980.5656 | #DIV/0! | #DIV/0! | #DIV/0! | #DIV/0! | #DIV/0! | #DIV/0! | #DIV/0! | #DIV/0! | #DIV/0! | #DIV/0! | #DIV/0! | #DIV/0! | #DIV/0! | #DIV/0! | #DIV/0! | #DIV/0! | #DIV/0! | #DIV/0! | #DIV/0!
[10 empty] | 0 | 13478.314 | 23291.6646 | 27652.9208 | 27081.4817 | 24072.7971 | 18422.6858 | 10712.8241 | 5206.3318 | 2604.798 | 962.132 | 0 | 0 | 0 | 0 | 0 | 0 | 0 | 0 | 0 | 0 | 0 | 0
[10 empty] | 0 | 0 | 0 | 0 | 0 | 0 | 3471.2887 | 7320.7018 | 10215.3576 | 11788.0198 | 12011.4962 | 11488.9382 | 10289.7529 | 9294.8132 | 8769.0713 | 8598.052 | 8456.4775 | 8594.7184 | 8516.2138 | 8291.1107 | 7978.7049 | 7610.9693 | 7240.3906
[10 empty] | 0 | 13786.9211 | 24117.7482 | 28864.8168 | 33053.4369 | 36517.5344 | 35595.8006 | 33137.7078 | 30240.3186 | 25020.6298 | 21498.2994 | 19292.2059 | 17310.7239 | 15739.207 | 14246.0639 | 13155.5163 | 12500.8192 | 12145.9228 | 11836.1273 | 11514.8908 | 11044.9989 | 10559.8054 | 9990.7904
[10 empty] | 0 | 4565.7284 | 8001.9284 | 16974.6502 | 25333.6368 | 32791.0779 | 32738.6121 | 32686.2304 | 32633.9324 | 32581.7181 | 31629.5071 | 30181.1409 | 27245.0413 | 23241.6667 | 18563.584 | 13656.7605 | 10025.245 | 5704.0802 | 2406.3199 | 0 | 0 | 0 | 0
[10 empty] | 0 | 0 | 0 | 0 | 0 | 0 | 8361.4281 | 18140.7699 | 25912.7342 | 33626.6682 | 33572.8656 | 33519.149 | 33465.5183 | 33411.9735 | 33358.5144 | 31656.7825 | 28359.0341 | 24182.2636 | 19314.8576 | 15427.1631 | 10178.6766 | 5619.7186 | 2488.9333
[10 empty] | 0 | 0 | 0 | 0 | 0 | 0 | 0 | 0 | 0 | 0 | 6830.1157 | 12552.5046 | 19017.5209 | 25779.2565 | 32564.1289 | 40399.624 | 48044.6496 | 56648.2827 | 65070.6173 | 71766.5032 | 77644.0342 | 82896.912 | 86804.5418
[10 empty] | 0 | 0 | 0 | 0 | 0 | 0 | 0 | 0 | 0 | 0 | 0 | 0 | 0 | 0 | 0 | 0 | 0 | 0 | 0 | 0 | 0 | 0 | 0
[10 empty] | 0 | 0 | 0 | 0 | 0 | 0 | 0 | 0 | 0 | 0 | 0 | 0 | 0 | 0 | 0 | 0 | 0 | 0 | 0 | 0 | 0 | 0 | 0
[10 empty] | 0 | 0 | 0 | 0 | 0 | 0 | 0 | 0 | 0 | 0 | 0 | 0 | 0 | 0 | 0 | 0 | 0 | 0 | 0 | 0 | 0 | 0 | 0
[10 empty] | 0 | 0 | 0 | 0 | 0 | 0 | 0 | 0 | 0 | 0 | 0 | 0 | 0 | 0 | 0 | 0 | 0 | 0 | 0 | 0 | 0 | 0 | 0
[10 empty] | 110360.6814 | 78353.1408 | 54596.4685 | 36339.4094 | 24187.5109 | 16099.2073 | 10715.6324 | 7132.3249 | 4747.2755 | 3159.7865 | 2103.1539 | 1399.8593 | 931.7463 | 620.1703 | 412.7854 | 274.75 | 182.8736 | 121.7206 | 81.0173 | 53.9251 | 35.8925 | 23.8901 | 15.9012
[10 empty] | 0 | 345.2994 | 699.9854 | 1063.3144 | 1435.0597 | 1814.6473 | 2201.6017 | 2595.5317 | 2996.119 | 3417.393 | 3857.1121 | 4331.4862 | 4836.3155 | 5368.0194 | 5855.2416 | 6305.147 | 6723.8977 | 7116.7971 | 7488.4127 | 7842.6822 | 8183.0038 | 8512.3138 | 8833.1536 | 9147.7262 | 9457.9456 | 9765.4786 | 10071.7808 | 10378.1273
[10 empty] | 0 | 0 | 0 | 0 | 0 | 0 | 0 | 0 | 0 | 0 | 0 | 0 | 0 | 0 | 0 | 0 | 0 | 0 | 0 | 0 | 0 | 0 | 0 | 0 | 0 | 0 | 0 | 0
[10 empty] | 0 | 0 | 0 | 0 | 0 | 0 | 0 | 0 | 0 | 0 | 0 | 0 | 0 | 0 | 0 | 0 | 0 | 0 | 0 | 0 | 0 | 0 | 0 | 0 | 0 | 0 | 0 | 0
[10 empty] | 0 | 0 | 0 | 0 | 0 | 0 | 0 | 0 | 0 | 0 | 0 | 0 | 0 | 0 | 0 | 0 | 0 | 0 | 0 | 0 | 0 | 0 | 0 | 0 | 0 | 0 | 0 | 0
[10 empty] | 0 | 0 | 0 | 0 | 0 | 0 | 0 | 0 | 0 | 0 | 0 | 0 | 0 | 0 | 0 | 0 | 0 | 0 | 0 | 0 | 0 | 0 | 0 | 0 | 0 | 0 | 0 | 0
[10 empty] | 0 | 0 | 0 | 0 | 0 | 0 | 0 | 0 | 0 | 0 | 0 | 0 | 0 | 0 | 0 | 0 | 0 | 0 | 0 | 0 | 0 | 0 | 0 | 0 | 0 | 0 | 0 | 0
[10 empty] | 0 | 0 | 0 | 0 | 0 | 0 | 0 | 0 | 0 | 0 | 0 | 0 | 0 | 0 | 0 | 0 | 0 | 0 | 0 | 0 | 0 | 0 | 0 | 0 | 0 | 0 | 0 | 0
[10 empty] | 0 | 0 | 0 | 0 | 0 | 0 | 0 | 0 | 0 | 0 | 0 | 0 | 0 | 0 | 0 | 0 | 0 | 0 | 0 | 0 | 0 | 0 | 0 | 0 | 0 | 0 | 0 | 0
[10 empty] | 0 | 0 | 0 | 0 | 0 | 0 | 0 | 0 | 0 | 0 | 0 | 0 | 0 | 0 | 0 | 0 | 0 | 0 | 0 | 0 | 0 | 0 | 0 | 0 | 0 | 0 | 0 | 0
[10 empty] | 0 | 0 | 0 | 0 | 0 | 0 | 0 | 0 | 0 | 0 | 0 | 0 | 0 | 0 | 0 | 0 | 0 | 0 | 0 | 0 | 0 | 0 | 0 | 0 | 0 | 0 | 0 | 0
[10 empty] | 5345.0347 | 5137.3432 | 4923.8079 | 4705.2635 | 4482.0303 | 4254.7781 | 4024.0811 | 3790.4314 | 3554.2508 | 3301.6161 | 3034.8779 | 2737.938 | 2415.1111 | 2070.0952 | 1774.3673 | 1520.8863 | 1303.6168 | 1117.3858 | 957.7593 | 820.9365 | 703.6599 | 603.1371 | 516.9746 | 443.1211 | 379.8181 | 325.5584 | 279.05 | 239.1857
[10 empty] | 0 | 2557.1648 | 4478.6141 | 5976.2226 | 7191.0158 | 8404.215 | 9615.0501 | 11062.2054 | 12664.593 | 14368.2461 | 15492.6956 | 16231.6426 | 16714.0141 | 17025.6243 | 17223.5907 | 17345.9311 | 17417.9497 | 17456.4894 | 17472.7604 | 17474.2244 | 17465.8479 | 17450.9365 | 17431.6904 | 17409.574 | 17385.5621 | 17360.3034 | 17334.2296 | 17307.6282
[10 empty] | 0 | 0 | 0 | 0 | 0 | 0 | 0 | 0 | 0 | 0 | 0 | 0 | 0 | 0 | 0 | 0 | 0 | 0 | 0 | 0 | 0 | 0 | 0 | 0 | 0 | 0 | 0 | 0
[10 empty] | 0 | 0 | 0 | 0 | 0 | 0 | 0 | 0 | 0 | 0 | 0 | 0 | 0 | 0 | 0 | 0 | 0 | 0 | 0 | 0 | 0 | 0 | 0 | 0 | 0 | 0 | 0 | 0
[10 empty] | 0 | 0 | 0 | 0 | 0 | 0 | 0 | 0 | 0 | 0 | 0 | 0 | 0 | 0 | 0 | 0 | 0 | 0 | 0 | 0 | 0 | 0 | 0 | 0 | 0 | 0 | 0 | 0
[10 empty] | 0 | 0 | 0 | 0 | 0 | 0 | 0 | 0 | 0 | 0 | 0 | 0 | 0 | 0 | 0 | 0 | 0 | 0 | 0 | 0 | 0 | 0 | 0 | 0 | 0 | 0 | 0 | 0
[10 empty] | 0 | 0 | 0 | 0 | 0 | 0 | 0 | 0 | 0 | 0 | 0 | 0 | 0 | 0 | 0 | 0 | 0 | 0 | 0 | 0 | 0 | 0 | 0 | 0 | 0 | 0 | 0 | 0
[10 empty] | 0 | 0 | 0 | 0 | 0 | 0 | 0 | 0 | 0 | 0 | 0 | 0 | 0 | 0 | 0 | 0 | 0 | 0 | 0 | 0 | 0 | 0 | 0 | 0 | 0 | 0 | 0 | 0
[10 empty] | 0 | 0 | 0 | 0 | 0 | 0 | 0 | 0 | 0 | 0 | 0 | 0 | 0 | 0 | 0 | 0 | 0 | 0 | 0 | 0 | 0 | 0 | 0 | 0 | 0 | 0 | 0 | 0
[10 empty] | 0 | 0 | 0 | 0 | 0 | 0 | 0 | 0 | 0 | 0 | 0 | 0 | 0 | 0 | 0 | 0 | 0 | 0 | 0 | 0 | 0 | 0 | 0 | 0 | 0 | 0 | 0 | 0
[10 empty] | 0 | 0 | 0 | 0 | 0 | 0 | 0 | 0 | 0 | 0 | 0 | 0 | 0 | 0 | 0 | 0 | 0 | 0 | 0 | 0 | 0 | 0 | 0 | 0 | 0 | 0 | 0 | 0
[10 empty] | 18074.695 | 15488.6107 | 13538.2881 | 12011.8525 | 10768.2784 | 9526.3444 | 8286.8203 | 6811.0221 | 5180.0373 | 3447.8328 | 2294.8775 | 1527.4705 | 1016.6844 | 676.7051 | 450.4149 | 299.7962 | 199.5443 | 132.8167 | 88.4028 | 58.8409 | 39.1645 | 26.0679 | 17.3508 | 11.5487 | 7.6868 | 5.1163 | 3.4054 | 2.2667
[10 empty] | 0 | 2004.895 | 4017.4504 | 6037.7906 | 8066.0417 | 10102.3321 | 12146.7922 | 14199.5545 | 16260.7537 | 18330.5265 | 20409.0122 | 22496.3518 | 24592.6892 | 26698.1702 | 28594.001 | 30311.6097 | 31877.9588 | 33316.1833 | 34646.1378 | 35884.866 | 37047.002 | 38145.1156 | 39190.0072 | 40190.9611 | 41155.9625 | 42091.8836 | 43004.6432 | 43899.3428
[10 empty] | 0 | 0 | 0 | 0 | 0 | 0 | 0 | 0 | 0 | 0 | 0 | 0 | 0 | 0 | 0 | 0 | 0 | 0 | 0 | 0 | 0 | 0 | 0 | 0 | 0 | 0 | 0 | 0
[10 empty] | 0 | 0 | 0 | 0 | 0 | 0 | 0 | 0 | 0 | 0 | 0 | 0 | 0 | 0 | 0 | 0 | 0 | 0 | 0 | 0 | 0 | 0 | 0 | 0 | 0 | 0 | 0 | 0
[10 empty] | 0 | 0 | 0 | 0 | 0 | 0 | 0 | 0 | 0 | 0 | 0 | 0 | 0 | 0 | 0 | 0 | 0 | 0 | 0 | 0 | 0 | 0 | 0 | 0 | 0 | 0 | 0 | 0
[10 empty] | 0 | 0 | 0 | 0 | 0 | 0 | 0 | 0 | 0 | 0 | 0 | 0 | 0 | 0 | 0 | 0 | 0 | 0 | 0 | 0 | 0 | 0 | 0 | 0 | 0 | 0 | 0 | 0
[10 empty] | 0 | 0 | 0 | 0 | 0 | 0 | 0 | 0 | 0 | 0 | 0 | 0 | 0 | 0 | 0 | 0 | 0 | 0 | 0 | 0 | 0 | 0 | 0 | 0 | 0 | 0 | 0 | 0
[10 empty] | 0 | 0 | 0 | 0 | 0 | 0 | 0 | 0 | 0 | 0 | 0 | 0 | 0 | 0 | 0 | 0 | 0 | 0 | 0 | 0 | 0 | 0 | 0 | 0 | 0 | 0 | 0 | 0
[10 empty] | 0 | 0 | 0 | 0 | 0 | 0 | 0 | 0 | 0 | 0 | 0 | 0 | 0 | 0 | 0 | 0 | 0 | 0 | 0 | 0 | 0 | 0 | 0 | 0 | 0 | 0 | 0 | 0
[10 empty] | 0 | 0 | 0 | 0 | 0 | 0 | 0 | 0 | 0 | 0 | 0 | 0 | 0 | 0 | 0 | 0 | 0 | 0 | 0 | 0 | 0 | 0 | 0 | 0 | 0 | 0 | 0 | 0
[10 empty] | 0 | 0 | 0 | 0 | 0 | 0 | 0 | 0 | 0 | 0 | 0 | 0 | 0 | 0 | 0 | 0 | 0 | 0 | 0 | 0 | 0 | 0 | 0 | 0 | 0 | 0 | 0 | 0
[10 empty] | 29119.3007 | 27586.7059 | 26054.1111 | 24521.5163 | 22988.9216 | 21456.3268 | 19923.732 | 18391.1373 | 16858.5425 | 15325.9477 | 13793.3529 | 12260.7582 | 10728.1634 | 9195.5686 | 7881.916 | 6755.928 | 5790.7954 | 4963.5389 | 4254.4619 | 3646.6817 | 3125.7271 | 2679.1947 | 2296.4526 | 1968.3879 | 1687.1897 | 1446.1626 | 1239.5679 | 1062.4868
[10 empty] | 0 | 110.9146 | 221.4743 | 331.6799 | 441.5323 | 551.0323 | 660.1807 | 768.9785 | 877.4265 | 985.5254 | 1093.2762 | 1200.6796 | 1307.7366 | 1414.4479 | 1512.4582 | 1602.4503 | 1685.0534 | 1760.8471 | 1830.366 | 1894.1025 | 1952.5105 | 2006.0082 | 2054.9812 | 2099.7847 | 2140.7462 | 2178.1673 | 2212.3263 | 2243.4792
[10 empty] | 0 | 0 | 0 | 0 | 0 | 0 | 0 | 0 | 0 | 0 | 0 | 0 | 0 | 0 | 0 | 0 | 0 | 0 | 0 | 0 | 0 | 0 | 0 | 0 | 0 | 0 | 0 | 0
[10 empty] | 0 | 0 | 0 | 0 | 0 | 0 | 0 | 0 | 0 | 0 | 0 | 0 | 0 | 0 | 0 | 0 | 0 | 0 | 0 | 0 | 0 | 0 | 0 | 0 | 0 | 0 | 0 | 0
[10 empty] | 0 | 0 | 0 | 0 | 0 | 0 | 0 | 0 | 0 | 0 | 0 | 0 | 0 | 0 | 0 | 0 | 0 | 0 | 0 | 0 | 0 | 0 | 0 | 0 | 0 | 0 | 0 | 0
[10 empty] | 0 | 0 | 0 | 0 | 0 | 0 | 0 | 0 | 0 | 0 | 0 | 0 | 0 | 0 | 0 | 0 | 0 | 0 | 0 | 0 | 0 | 0 | 0 | 0 | 0 | 0 | 0 | 0
[10 empty] | 0 | 0 | 0 | 0 | 0 | 0 | 0 | 0 | 0 | 0 | 0 | 0 | 0 | 0 | 0 | 0 | 0 | 0 | 0 | 0 | 0 | 0 | 0 | 0 | 0 | 0 | 0 | 0
[10 empty] | 0 | 0 | 0 | 0 | 0 | 0 | 0 | 0 | 0 | 0 | 0 | 0 | 0 | 0 | 0 | 0 | 0 | 0 | 0 | 0 | 0 | 0 | 0 | 0 | 0 | 0 | 0 | 0
[10 empty] | 0 | 0 | 0 | 0 | 0 | 0 | 0 | 0 | 0 | 0 | 0 | 0 | 0 | 0 | 0 | 0 | 0 | 0 | 0 | 0 | 0 | 0 | 0 | 0 | 0 | 0 | 0 | 0
[10 empty] | 0 | 0 | 0 | 0 | 0 | 0 | 0 | 0 | 0 | 0 | 0 | 0 | 0 | 0 | 0 | 0 | 0 | 0 | 0 | 0 | 0 | 0 | 0 | 0 | 0 | 0 | 0 | 0
[10 empty] | 0 | 0 | 0 | 0 | 0 | 0 | 0 | 0 | 0 | 0 | 0 | 0 | 0 | 0 | 0 | 0 | 0 | 0 | 0 | 0 | 0 | 0 | 0 | 0 | 0 | 0 | 0 | 0
[10 empty] | 2777.3088 | 2661.9505 | 2546.9542 | 2432.3191 | 2318.0444 | 2204.129 | 2090.5723 | 1977.3733 | 1864.5312 | 1752.0451 | 1639.9143 | 1528.1377 | 1416.7146 | 1305.6442 | 1203.2817 | 1108.9444 | 1022.0032 | 941.8781 | 868.0349 | 799.9809 | 737.2624 | 679.4611 | 626.1913 | 577.0979 | 531.8534 | 490.1561 | 451.7279 | 416.3124
[10 empty] | 0 | 2067.7888 | 4198.1482 | 6383.0867 | 8612.562 | 10880.6263 | 13182.003 | 15512.0117 | 17866.5011 | 20208.6552 | 22539.0431 | 24962.5065 | 27467.4223 | 30043.4783 | 32320.5749 | 34332.3694 | 36108.7317 | 37676.1702 | 39058.2102 | 40275.7297 | 41347.257 | 42289.2356 | 43116.2583 | 43841.2758 | 44475.7815 | 45029.9751 | 45512.9088 | 45932.6158
[10 empty] | 0 | 0 | 0 | 0 | 0 | 0 | 0 | 0 | 0 | 0 | 0 | 0 | 0 | 0 | 0 | 0 | 0 | 0 | 0 | 0 | 0 | 0 | 0 | 0 | 0 | 0 | 0 | 0
[10 empty] | 0 | 0 | 0 | 0 | 0 | 0 | 0 | 0 | 0 | 0 | 0 | 0 | 0 | 0 | 0 | 0 | 0 | 0 | 0 | 0 | 0 | 0 | 0 | 0 | 0 | 0 | 0 | 0
[10 empty] | 0 | 0 | 0 | 0 | 0 | 0 | 0 | 0 | 0 | 0 | 0 | 0 | 0 | 0 | 0 | 0 | 0 | 0 | 0 | 0 | 0 | 0 | 0 | 0 | 0 | 0 | 0 | 0
[10 empty] | 0 | 0 | 0 | 0 | 0 | 0 | 0 | 0 | 0 | 0 | 0 | 0 | 0 | 0 | 0 | 0 | 0 | 0 | 0 | 0 | 0 | 0 | 0 | 0 | 0 | 0 | 0 | 0
[10 empty] | 0 | 0 | 0 | 0 | 0 | 0 | 0 | 0 | 0 | 0 | 0 | 0 | 0 | 0 | 0 | 0 | 0 | 0 | 0 | 0 | 0 | 0 | 0 | 0 | 0 | 0 | 0 | 0
[10 empty] | 0 | 0 | 0 | 0 | 0 | 0 | 0 | 0 | 0 | 0 | 0 | 0 | 0 | 0 | 0 | 0 | 0 | 0 | 0 | 0 | 0 | 0 | 0 | 0 | 0 | 0 | 0 | 0
[10 empty] | 0 | 0 | 0 | 0 | 0 | 0 | 0 | 0 | 0 | 0 | 0 | 0 | 0 | 0 | 0 | 0 | 0 | 0 | 0 | 0 | 0 | 0 | 0 | 0 | 0 | 0 | 0 | 0
[10 empty] | 0 | 0 | 0 | 0 | 0 | 0 | 0 | 0 | 0 | 0 | 0 | 0 | 0 | 0 | 0 | 0 | 0 | 0 | 0 | 0 | 0 | 0 | 0 | 0 | 0 | 0 | 0 | 0
[10 empty] | 0 | 0 | 0 | 0 | 0 | 0 | 0 | 0 | 0 | 0 | 0 | 0 | 0 | 0 | 0 | 0 | 0 | 0 | 0 | 0 | 0 | 0 | 0 | 0 | 0 | 0 | 0 | 0
[10 empty] | 52076.3602 | 49925.2492 | 47711.701 | 45443.7067 | 43131.3085 | 40780.4541 | 38396.4197 | 35983.8854 | 33547.0026 | 31122.5869 | 28710.069 | 26204.6071 | 23617.8239 | 20960.0314 | 18601.3292 | 16508.0597 | 14650.3527 | 13001.6997 | 11538.5751 | 10240.1007 | 9087.7481 | 8065.0735 | 7157.4839 | 6352.0284 | 5637.2134 | 5002.839 | 4439.8529 | 3940.2214
[10 empty] | 0 | 674.2598 | 1347.5517 | 2019.7054 | 2689.6133 | 3357.294 | 4022.7642 | 4686.0391 | 5347.1321 | 5995.2514 | 6632.0012 | 7292.7759 | 7973.7359 | 8671.5962 | 9265.8485 | 9771.4406 | 10201.1648 | 10565.968 | 10875.2184 | 11136.933 | 11357.9724 | 11544.208 | 11700.6641 | 11831.6404 | 11940.8166 | 12031.3413 | 12105.9095 | 12166.827
[10 empty] | 0 | 0 | 0 | 0 | 0 | 0 | 0 | 0 | 0 | 0 | 0 | 0 | 0 | 0 | 0 | 0 | 0 | 0 | 0 | 0 | 0 | 0 | 0 | 0 | 0 | 0 | 0 | 0
[10 empty] | 0 | 0 | 0 | 0 | 0 | 0 | 0 | 0 | 0 | 0 | 0 | 0 | 0 | 0 | 0 | 0 | 0 | 0 | 0 | 0 | 0 | 0 | 0 | 0 | 0 | 0 | 0 | 0
[10 empty] | 0 | 0 | 0 | 0 | 0 | 0 | 0 | 0 | 0 | 0 | 0 | 0 | 0 | 0 | 0 | 0 | 0 | 0 | 0 | 0 | 0 | 0 | 0 | 0 | 0 | 0 | 0 | 0
[10 empty] | 0 | 0 | 0 | 0 | 0 | 0 | 0 | 0 | 0 | 0 | 0 | 0 | 0 | 0 | 0 | 0 | 0 | 0 | 0 | 0 | 0 | 0 | 0 | 0 | 0 | 0 | 0 | 0
[10 empty] | 0 | 0 | 0 | 0 | 0 | 0 | 0 | 0 | 0 | 0 | 0 | 0 | 0 | 0 | 0 | 0 | 0 | 0 | 0 | 0 | 0 | 0 | 0 | 0 | 0 | 0 | 0 | 0
[10 empty] | 0 | 0 | 0 | 0 | 0 | 0 | 0 | 0 | 0 | 0 | 0 | 0 | 0 | 0 | 0 | 0 | 0 | 0 | 0 | 0 | 0 | 0 | 0 | 0 | 0 | 0 | 0 | 0
[10 empty] | 0 | 0 | 0 | 0 | 0 | 0 | 0 | 0 | 0 | 0 | 0 | 0 | 0 | 0 | 0 | 0 | 0 | 0 | 0 | 0 | 0 | 0 | 0 | 0 | 0 | 0 | 0 | 0
[10 empty] | 0 | 0 | 0 | 0 | 0 | 0 | 0 | 0 | 0 | 0 | 0 | 0 | 0 | 0 | 0 | 0 | 0 | 0 | 0 | 0 | 0 | 0 | 0 | 0 | 0 | 0 | 0 | 0
[10 empty] | 0 | 0 | 0 | 0 | 0 | 0 | 0 | 0 | 0 | 0 | 0 | 0 | 0 | 0 | 0 | 0 | 0 | 0 | 0 | 0 | 0 | 0 | 0 | 0 | 0 | 0 | 0 | 0
[10 empty] | 13207.3978 | 12512.0062 | 11817.6163 | 11124.3983 | 10433.4599 | 9744.7822 | 9058.3486 | 8374.144 | 7692.1547 | 7023.1725 | 6365.5933 | 5684.0224 | 4982.2995 | 4263.7096 | 3648.7608 | 3122.5053 | 2672.1508 | 2286.7503 | 1956.9356 | 1674.6896 | 1433.1515 | 1226.4501 | 1049.5609 | 898.1843 | 768.6404 | 657.7805 | 562.9098 | 481.7221
[10 empty] | 0 | 5975.1779 | 11931.2352 | 17868.2178 | 23786.1715 | 29685.142 | 35565.175 | 41426.3158 | 46424.5276 | 50684.2976 | 54312.1582 | 57399.2768 | 60023.672 | 62252.1096 | 64141.7259 | 65741.4166 | 67093.0249 | 68232.3592 | 69190.0633 | 69992.361 | 70661.6942 | 71217.2676 | 71675.5162 | 72050.5046 | 72354.2687 | 72597.1085 | 72787.8385 | 72934.0017
[10 empty] | 0 | 0 | 0 | 0 | 0 | 0 | 0 | 0 | 0 | 0 | 0 | 0 | 0 | 0 | 0 | 0 | 0 | 0 | 0 | 0 | 0 | 0 | 0 | 0 | 0 | 0 | 0 | 0
[10 empty] | 0 | 0 | 0 | 0 | 0 | 0 | 0 | 0 | 0 | 0 | 0 | 0 | 0 | 0 | 0 | 0 | 0 | 0 | 0 | 0 | 0 | 0 | 0 | 0 | 0 | 0 | 0 | 0
[10 empty] | 0 | 0 | 0 | 0 | 0 | 0 | 0 | 0 | 0 | 0 | 0 | 0 | 0 | 0 | 0 | 0 | 0 | 0 | 0 | 0 | 0 | 0 | 0 | 0 | 0 | 0 | 0 | 0
[10 empty] | 0 | 0 | 0 | 0 | 0 | 0 | 0 | 0 | 0 | 0 | 0 | 0 | 0 | 0 | 0 | 0 | 0 | 0 | 0 | 0 | 0 | 0 | 0 | 0 | 0 | 0 | 0 | 0
[10 empty] | 0 | 0 | 0 | 0 | 0 | 0 | 0 | 0 | 0 | 0 | 0 | 0 | 0 | 0 | 0 | 0 | 0 | 0 | 0 | 0 | 0 | 0 | 0 | 0 | 0 | 0 | 0 | 0
[10 empty] | 0 | 0 | 0 | 0 | 0 | 0 | 0 | 0 | 0 | 0 | 0 | 0 | 0 | 0 | 0 | 0 | 0 | 0 | 0 | 0 | 0 | 0 | 0 | 0 | 0 | 0 | 0 | 0
[10 empty] | 0 | 0 | 0 | 0 | 0 | 0 | 0 | 0 | 0 | 0 | 0 | 0 | 0 | 0 | 0 | 0 | 0 | 0 | 0 | 0 | 0 | 0 | 0 | 0 | 0 | 0 | 0 | 0
[10 empty] | 0 | 0 | 0 | 0 | 0 | 0 | 0 | 0 | 0 | 0 | 0 | 0 | 0 | 0 | 0 | 0 | 0 | 0 | 0 | 0 | 0 | 0 | 0 | 0 | 0 | 0 | 0 | 0
[10 empty] | 0 | 0 | 0 | 0 | 0 | 0 | 0 | 0 | 0 | 0 | 0 | 0 | 0 | 0 | 0 | 0 | 0 | 0 | 0 | 0 | 0 | 0 | 0 | 0 | 0 | 0 | 0 | 0
[10 empty] | 77801.7951 | 71702.1344 | 65621.7934 | 59560.7259 | 53518.8859 | 47496.2273 | 41492.7041 | 35508.2707 | 30386.9635 | 26004.2952 | 22253.7328 | 19044.1087 | 16297.4041 | 13946.8528 | 11935.3182 | 10213.9043 | 8740.7675 | 7480.0991 | 6401.2551 | 5478.0112 | 4687.9255 | 4011.7927 | 3433.1775 | 2938.0152 | 2514.2695 | 2151.64 | 1841.312 | 1575.7422
[10 empty] | 0 | 3377.2744 | 6743.7416 | 10099.4274 | 13444.3578 | 16778.5585 | 20102.0554 | 23414.8741 | 26717.0404 | 30008.5798 | 33289.5178 | 36559.8801 | 39819.6919 | 43068.9788 | 46307.766 | 49536.0788 | 52753.9425 | 55961.3822 | 59158.423 | 62345.0901 | 64866.1943 | 66855.7387 | 68420.7544 | 69646.7289 | 70601.943 | 71340.9336 | 71907.2606 | 72335.7159
[10 empty] | 0 | 0 | 0 | 0 | 0 | 0 | 0 | 0 | 0 | 0 | 0 | 0 | 0 | 0 | 0 | 0 | 0 | 0 | 0 | 0 | 0 | 0 | 0 | 0 | 0 | 0 | 0 | 0
[10 empty] | 0 | 0 | 0 | 0 | 0 | 0 | 0 | 0 | 0 | 0 | 0 | 0 | 0 | 0 | 0 | 0 | 0 | 0 | 0 | 0 | 0 | 0 | 0 | 0 | 0 | 0 | 0 | 0
[10 empty] | 0 | 0 | 0 | 0 | 0 | 0 | 0 | 0 | 0 | 0 | 0 | 0 | 0 | 0 | 0 | 0 | 0 | 0 | 0 | 0 | 0 | 0 | 0 | 0 | 0 | 0 | 0 | 0
[10 empty] | 0 | 0 | 0 | 0 | 0 | 0 | 0 | 0 | 0 | 0 | 0 | 0 | 0 | 0 | 0 | 0 | 0 | 0 | 0 | 0 | 0 | 0 | 0 | 0 | 0 | 0 | 0 | 0
[10 empty] | 0 | 0 | 0 | 0 | 0 | 0 | 0 | 0 | 0 | 0 | 0 | 0 | 0 | 0 | 0 | 0 | 0 | 0 | 0 | 0 | 0 | 0 | 0 | 0 | 0 | 0 | 0 | 0
[10 empty] | 0 | 0 | 0 | 0 | 0 | 0 | 0 | 0 | 0 | 0 | 0 | 0 | 0 | 0 | 0 | 0 | 0 | 0 | 0 | 0 | 0 | 0 | 0 | 0 | 0 | 0 | 0 | 0
[10 empty] | 0 | 0 | 0 | 0 | 0 | 0 | 0 | 0 | 0 | 0 | 0 | 0 | 0 | 0 | 0 | 0 | 0 | 0 | 0 | 0 | 0 | 0 | 0 | 0 | 0 | 0 | 0 | 0
[10 empty] | 0 | 0 | 0 | 0 | 0 | 0 | 0 | 0 | 0 | 0 | 0 | 0 | 0 | 0 | 0 | 0 | 0 | 0 | 0 | 0 | 0 | 0 | 0 | 0 | 0 | 0 | 0 | 0
[10 empty] | 0 | 0 | 0 | 0 | 0 | 0 | 0 | 0 | 0 | 0 | 0 | 0 | 0 | 0 | 0 | 0 | 0 | 0 | 0 | 0 | 0 | 0 | 0 | 0 | 0 | 0 | 0 | 0
[10 empty] | 77801.7951 | 74300.0378 | 70809.2869 | 67329.5162 | 63860.6996 | 60402.8107 | 56955.8237 | 53519.7123 | 50094.4507 | 46680.013 | 43276.3732 | 39883.5055 | 36501.3843 | 33129.9837 | 29769.2781 | 26419.242 | 23079.8498 | 19751.0761 | 16432.8953 | 13125.2821 | 10483.4253 | 8373.3215 | 6687.9393 | 5341.7909 | 4266.5952 | 3407.8149 | 2721.89 | 2174.0279
[10 empty] | 0 | 11096.7589 | 22158.0082 | 33183.833 | 44174.3185 | 55129.5495 | 62380.1878 | 67165.1152 | 70308.9311 | 72360.4888 | 73685.105 | 74525.9344 | 75044.8207 | 75349.4868 | 75511.6331 | 75578.9833 | 75583.302 | 75545.7319 | 75480.3453 | 75396.5086 | 75300.456 | 75196.3369 | 75086.9131 | 74974.0226 | 74858.8889 | 74742.3259 | 74624.8757 | 74506.8985
[10 empty] | 0 | 0 | 0 | 0 | 0 | 0 | 0 | 0 | 0 | 0 | 0 | 0 | 0 | 0 | 0 | 0 | 0 | 0 | 0 | 0 | 0 | 0 | 0 | 0 | 0 | 0 | 0 | 0
[10 empty] | 0 | 0 | 0 | 0 | 0 | 0 | 0 | 0 | 0 | 0 | 0 | 0 | 0 | 0 | 0 | 0 | 0 | 0 | 0 | 0 | 0 | 0 | 0 | 0 | 0 | 0 | 0 | 0
[10 empty] | 0 | 0 | 0 | 0 | 0 | 0 | 0 | 0 | 0 | 0 | 0 | 0 | 0 | 0 | 0 | 0 | 0 | 0 | 0 | 0 | 0 | 0 | 0 | 0 | 0 | 0 | 0 | 0
[10 empty] | 0 | 0 | 0 | 0 | 0 | 0 | 0 | 0 | 0 | 0 | 0 | 0 | 0 | 0 | 0 | 0 | 0 | 0 | 0 | 0 | 0 | 0 | 0 | 0 | 0 | 0 | 0 | 0
[10 empty] | 0 | 0 | 0 | 0 | 0 | 0 | 0 | 0 | 0 | 0 | 0 | 0 | 0 | 0 | 0 | 0 | 0 | 0 | 0 | 0 | 0 | 0 | 0 | 0 | 0 | 0 | 0 | 0
[10 empty] | 0 | 0 | 0 | 0 | 0 | 0 | 0 | 0 | 0 | 0 | 0 | 0 | 0 | 0 | 0 | 0 | 0 | 0 | 0 | 0 | 0 | 0 | 0 | 0 | 0 | 0 | 0 | 0
[10 empty] | 0 | 0 | 0 | 0 | 0 | 0 | 0 | 0 | 0 | 0 | 0 | 0 | 0 | 0 | 0 | 0 | 0 | 0 | 0 | 0 | 0 | 0 | 0 | 0 | 0 | 0 | 0 | 0
[10 empty] | 0 | 0 | 0 | 0 | 0 | 0 | 0 | 0 | 0 | 0 | 0 | 0 | 0 | 0 | 0 | 0 | 0 | 0 | 0 | 0 | 0 | 0 | 0 | 0 | 0 | 0 | 0 | 0
[10 empty] | 0 | 0 | 0 | 0 | 0 | 0 | 0 | 0 | 0 | 0 | 0 | 0 | 0 | 0 | 0 | 0 | 0 | 0 | 0 | 0 | 0 | 0 | 0 | 0 | 0 | 0 | 0 | 0
[10 empty] | 77801.7951 | 66580.5533 | 55395.0204 | 44245.1107 | 33130.7389 | 22051.8198 | 14677.6913 | 9769.4713 | 6502.5601 | 4328.104 | 2880.786 | 1917.4512 | 1276.2555 | 849.4757 | 565.411 | 376.3376 | 250.4903 | 166.7263 | 110.973 | 73.8637 | 49.1637 | 32.7233 | 21.7806 | 14.4972 | 9.6493 | 6.4226 | 4.2749 | 2.8454
[10 empty] | 0 | 7061.5738 | 14100.5506 | 21116.9846 | 28110.93 | 35082.4406 | 42031.5704 | 47792.6977 | 52565.4397 | 56515.8779 | 59782.1923 | 62479.3482 | 64702.9971 | 66532.7207 | 68034.7309 | 69264.1163 | 70266.7101 | 71080.6459 | 71737.6504 | 72264.1205 | 72682.0182 | 73009.6159 | 73262.116 | 73452.1672 | 73590.2928 | 73685.2483 | 73744.3184 | 73773.5635
[10 empty] | 0 | 0 | 0 | 0 | 0 | 0 | 0 | 0 | 0 | 0 | 0 | 0 | 0 | 0 | 0 | 0 | 0 | 0 | 0 | 0 | 0 | 0 | 0 | 0 | 0 | 0 | 0 | 0
[10 empty] | 0 | 0 | 0 | 0 | 0 | 0 | 0 | 0 | 0 | 0 | 0 | 0 | 0 | 0 | 0 | 0 | 0 | 0 | 0 | 0 | 0 | 0 | 0 | 0 | 0 | 0 | 0 | 0
[10 empty] | 0 | 0 | 0 | 0 | 0 | 0 | 0 | 0 | 0 | 0 | 0 | 0 | 0 | 0 | 0 | 0 | 0 | 0 | 0 | 0 | 0 | 0 | 0 | 0 | 0 | 0 | 0 | 0
[10 empty] | 0 | 0 | 0 | 0 | 0 | 0 | 0 | 0 | 0 | 0 | 0 | 0 | 0 | 0 | 0 | 0 | 0 | 0 | 0 | 0 | 0 | 0 | 0 | 0 | 0 | 0 | 0 | 0
[10 empty] | 0 | 0 | 0 | 0 | 0 | 0 | 0 | 0 | 0 | 0 | 0 | 0 | 0 | 0 | 0 | 0 | 0 | 0 | 0 | 0 | 0 | 0 | 0 | 0 | 0 | 0 | 0 | 0
[10 empty] | 0 | 0 | 0 | 0 | 0 | 0 | 0 | 0 | 0 | 0 | 0 | 0 | 0 | 0 | 0 | 0 | 0 | 0 | 0 | 0 | 0 | 0 | 0 | 0 | 0 | 0 | 0 | 0
[10 empty] | 0 | 0 | 0 | 0 | 0 | 0 | 0 | 0 | 0 | 0 | 0 | 0 | 0 | 0 | 0 | 0 | 0 | 0 | 0 | 0 | 0 | 0 | 0 | 0 | 0 | 0 | 0 | 0
[10 empty] | 0 | 0 | 0 | 0 | 0 | 0 | 0 | 0 | 0 | 0 | 0 | 0 | 0 | 0 | 0 | 0 | 0 | 0 | 0 | 0 | 0 | 0 | 0 | 0 | 0 | 0 | 0 | 0
[10 empty] | 0 | 0 | 0 | 0 | 0 | 0 | 0 | 0 | 0 | 0 | 0 | 0 | 0 | 0 | 0 | 0 | 0 | 0 | 0 | 0 | 0 | 0 | 0 | 0 | 0 | 0 | 0 | 0
[10 empty] | 77801.7951 | 70615.7384 | 63452.4779 | 56311.959 | 49194.1274 | 42098.9287 | 35026.3087 | 29141.8888 | 24246.0515 | 20172.7148 | 16783.6988 | 13964.0374 | 11618.0791 | 9666.2418 | 8042.3132 | 6691.2046 | 5567.0822 | 4631.8124 | 3853.6679 | 3206.2517 | 2667.6014 | 2219.4444 | 1846.5777 | 1536.3527 | 1278.2454 | 1063.5002 | 884.8322 | 736.1804
[10 empty] | 0 | 3033.7261 | 6207.1569 | 9503.0236 | 12906.0046 | 16402.506 | 19980.4675 | 23588.3345 | 27221.3435 | 31171.1317 | 35399.7129 | 39873.3811 | 43830.0808 | 47328.0098 | 50418.8168 | 53148.3381 | 55557.252 | 57681.6589 | 59553.597 | 61201.4987 | 62650.5971 | 63923.2856 | 65039.4374 | 66016.6895 | 66870.694 | 67615.3415 | 68262.9597 | 68824.4887
[10 empty] | 0 | 0 | 0 | 0 | 0 | 0 | 0 | 0 | 0 | 0 | 0 | 0 | 0 | 0 | 0 | 0 | 0 | 0 | 0 | 0 | 0 | 0 | 0 | 0 | 0 | 0 | 0 | 0
[10 empty] | 0 | 0 | 0 | 0 | 0 | 0 | 0 | 0 | 0 | 0 | 0 | 0 | 0 | 0 | 0 | 0 | 0 | 0 | 0 | 0 | 0 | 0 | 0 | 0 | 0 | 0 | 0 | 0
[10 empty] | 0 | 0 | 0 | 0 | 0 | 0 | 0 | 0 | 0 | 0 | 0 | 0 | 0 | 0 | 0 | 0 | 0 | 0 | 0 | 0 | 0 | 0 | 0 | 0 | 0 | 0 | 0 | 0
[10 empty] | 0 | 0 | 0 | 0 | 0 | 0 | 0 | 0 | 0 | 0 | 0 | 0 | 0 | 0 | 0 | 0 | 0 | 0 | 0 | 0 | 0 | 0 | 0 | 0 | 0 | 0 | 0 | 0
[10 empty] | 0 | 0 | 0 | 0 | 0 | 0 | 0 | 0 | 0 | 0 | 0 | 0 | 0 | 0 | 0 | 0 | 0 | 0 | 0 | 0 | 0 | 0 | 0 | 0 | 0 | 0 | 0 | 0
[10 empty] | 0 | 0 | 0 | 0 | 0 | 0 | 0 | 0 | 0 | 0 | 0 | 0 | 0 | 0 | 0 | 0 | 0 | 0 | 0 | 0 | 0 | 0 | 0 | 0 | 0 | 0 | 0 | 0
[10 empty] | 0 | 0 | 0 | 0 | 0 | 0 | 0 | 0 | 0 | 0 | 0 | 0 | 0 | 0 | 0 | 0 | 0 | 0 | 0 | 0 | 0 | 0 | 0 | 0 | 0 | 0 | 0 | 0
[10 empty] | 0 | 0 | 0 | 0 | 0 | 0 | 0 | 0 | 0 | 0 | 0 | 0 | 0 | 0 | 0 | 0 | 0 | 0 | 0 | 0 | 0 | 0 | 0 | 0 | 0 | 0 | 0 | 0
[10 empty] | 0 | 0 | 0 | 0 | 0 | 0 | 0 | 0 | 0 | 0 | 0 | 0 | 0 | 0 | 0 | 0 | 0 | 0 | 0 | 0 | 0 | 0 | 0 | 0 | 0 | 0 | 0 | 0
[10 empty] | 77468.432 | 74310.7564 | 71013.5744 | 67594.1545 | 64067.8181 | 60448.1586 | 56747.236 | 53016.6047 | 49261.0278 | 45188.8678 | 40838.1106 | 36242.4619 | 32163.9769 | 28544.4573 | 25332.2544 | 22481.5314 | 19951.6097 | 17706.3886 | 15713.8296 | 13945.5 | 12376.1664 | 10983.4351 | 9747.4326 | 8650.5215 | 7677.0495 | 6813.1255 | 6046.4218 | 5365.9978
[10 empty] | 0 | 4342.8703 | 8263.9264 | 11692.053 | 14725.2357 | 17472.0827 | 19988.6542 | 22319.6827 | 24161.8928 | 25614.1697 | 26755.4041 | 27648.5355 | 28343.7769 | 28881.1884 | 29292.7299 | 29603.8991 | 29835.0381 | 30002.3755 | 30118.8586 | 30194.8168 | 30238.4905 | 30256.4541 | 30253.9523 | 30235.1695 | 30203.4435 | 30161.4375 | 30111.2759 | 30054.6533
[10 empty] | 0 | 0 | 0 | 0 | 0 | 0 | 0 | 0 | 0 | 0 | 0 | 0 | 0 | 0 | 0 | 0 | 0 | 0 | 0 | 0 | 0 | 0 | 0 | 0 | 0 | 0 | 0 | 0
[10 empty] | 0 | 0 | 0 | 0 | 0 | 0 | 0 | 0 | 0 | 0 | 0 | 0 | 0 | 0 | 0 | 0 | 0 | 0 | 0 | 0 | 0 | 0 | 0 | 0 | 0 | 0 | 0 | 0
[10 empty] | 0 | 0 | 0 | 0 | 0 | 0 | 0 | 0 | 0 | 0 | 0 | 0 | 0 | 0 | 0 | 0 | 0 | 0 | 0 | 0 | 0 | 0 | 0 | 0 | 0 | 0 | 0 | 0
[10 empty] | 0 | 0 | 0 | 0 | 0 | 0 | 0 | 0 | 0 | 0 | 0 | 0 | 0 | 0 | 0 | 0 | 0 | 0 | 0 | 0 | 0 | 0 | 0 | 0 | 0 | 0 | 0 | 0
[10 empty] | 0 | 0 | 0 | 0 | 0 | 0 | 0 | 0 | 0 | 0 | 0 | 0 | 0 | 0 | 0 | 0 | 0 | 0 | 0 | 0 | 0 | 0 | 0 | 0 | 0 | 0 | 0 | 0
[10 empty] | 0 | 0 | 0 | 0 | 0 | 0 | 0 | 0 | 0 | 0 | 0 | 0 | 0 | 0 | 0 | 0 | 0 | 0 | 0 | 0 | 0 | 0 | 0 | 0 | 0 | 0 | 0 | 0
[10 empty] | 0 | 0 | 0 | 0 | 0 | 0 | 0 | 0 | 0 | 0 | 0 | 0 | 0 | 0 | 0 | 0 | 0 | 0 | 0 | 0 | 0 | 0 | 0 | 0 | 0 | 0 | 0 | 0
[10 empty] | 0 | 0 | 0 | 0 | 0 | 0 | 0 | 0 | 0 | 0 | 0 | 0 | 0 | 0 | 0 | 0 | 0 | 0 | 0 | 0 | 0 | 0 | 0 | 0 | 0 | 0 | 0 | 0
[10 empty] | 0 | 0 | 0 | 0 | 0 | 0 | 0 | 0 | 0 | 0 | 0 | 0 | 0 | 0 | 0 | 0 | 0 | 0 | 0 | 0 | 0 | 0 | 0 | 0 | 0 | 0 | 0 | 0
[10 empty] | 32482.3361 | 28050.2984 | 24040.3196 | 20523.5144 | 17401.8965 | 14566.8572 | 11962.3355 | 9543.5981 | 7613.9199 | 6074.4151 | 4846.1922 | 3866.3111 | 3084.5581 | 2460.8726 | 1963.2938 | 1566.3234 | 1249.619 | 996.9509 | 795.3713 | 634.5504 | 506.2468 | 403.8857 | 322.2216 | 257.0696 | 205.0912 | 163.6225 | 130.5387 | 104.1443
[10 empty] | 0 | 748.7709 | 1562.5776 | 2432.4675 | 3350.7705 | 4310.9157 | 5344.0876 | 6440.206 | 7590.6344 | 8787.9738 | 10025.8856 | 11311.4186 | 12638.1402 | 14051.9413 | 15540.7602 | 17094.2619 | 18464.1863 | 19677.1485 | 20755.9655 | 21720.1984 | 22586.6184 | 23369.6044 | 24081.4857 | 24732.8341 | 25332.7157 | 25888.9054 | 26408.0717 | 26895.9351
[10 empty] | 0 | 0 | 0 | 0 | 0 | 0 | 0 | 0 | 0 | 0 | 0 | 0 | 0 | 0 | 0 | 0 | 0 | 0 | 0 | 0 | 0 | 0 | 0 | 0 | 0 | 0 | 0 | 0
[10 empty] | 0 | 0 | 0 | 0 | 0 | 0 | 0 | 0 | 0 | 0 | 0 | 0 | 0 | 0 | 0 | 0 | 0 | 0 | 0 | 0 | 0 | 0 | 0 | 0 | 0 | 0 | 0 | 0
[10 empty] | 0 | 0 | 0 | 0 | 0 | 0 | 0 | 0 | 0 | 0 | 0 | 0 | 0 | 0 | 0 | 0 | 0 | 0 | 0 | 0 | 0 | 0 | 0 | 0 | 0 | 0 | 0 | 0
[10 empty] | 0 | 0 | 0 | 0 | 0 | 0 | 0 | 0 | 0 | 0 | 0 | 0 | 0 | 0 | 0 | 0 | 0 | 0 | 0 | 0 | 0 | 0 | 0 | 0 | 0 | 0 | 0 | 0
[10 empty] | 0 | 0 | 0 | 0 | 0 | 0 | 0 | 0 | 0 | 0 | 0 | 0 | 0 | 0 | 0 | 0 | 0 | 0 | 0 | 0 | 0 | 0 | 0 | 0 | 0 | 0 | 0 | 0
[10 empty] | 0 | 0 | 0 | 0 | 0 | 0 | 0 | 0 | 0 | 0 | 0 | 0 | 0 | 0 | 0 | 0 | 0 | 0 | 0 | 0 | 0 | 0 | 0 | 0 | 0 | 0 | 0 | 0
[10 empty] | 0 | 0 | 0 | 0 | 0 | 0 | 0 | 0 | 0 | 0 | 0 | 0 | 0 | 0 | 0 | 0 | 0 | 0 | 0 | 0 | 0 | 0 | 0 | 0 | 0 | 0 | 0 | 0
[10 empty] | 0 | 0 | 0 | 0 | 0 | 0 | 0 | 0 | 0 | 0 | 0 | 0 | 0 | 0 | 0 | 0 | 0 | 0 | 0 | 0 | 0 | 0 | 0 | 0 | 0 | 0 | 0 | 0
[10 empty] | 0 | 0 | 0 | 0 | 0 | 0 | 0 | 0 | 0 | 0 | 0 | 0 | 0 | 0 | 0 | 0 | 0 | 0 | 0 | 0 | 0 | 0 | 0 | 0 | 0 | 0 | 0 | 0
[10 empty] | 21405.5949 | 20874.3708 | 20280.322 | 19632.4233 | 18938.3676 | 18204.7487 | 17400.4055 | 16535.4413 | 15618.5163 | 14657.0535 | 13657.4154 | 12612.5778 | 11528.9978 | 10360.8094 | 9120.0993 | 7817.228 | 6700.4812 | 5743.2696 | 4922.8025 | 4219.545 | 3616.7528 | 3100.0739 | 2657.2062 | 2277.6053 | 1952.2331 | 1673.3427 | 1434.2937 | 1229.3946
[10 empty] | 0 | 4429.9503 | 8675.9854 | 12763.2767 | 16713.3715 | 21078.0588 | 25794.7199 | 30809.7661 | 36077.3371 | 41558.1875 | 46233.6915 | 50219.9251 | 53616.2376 | 56507.6614 | 58966.9754 | 61056.4708 | 62829.4624 | 64331.582 | 65601.8857 | 66673.8013 | 67575.9398 | 68332.7888 | 68965.3075 | 69491.4345 | 69926.5235 | 70283.7155 | 70574.2579 | 70807.7773
[10 empty] | 0 | 0 | 0 | 0 | 0 | 0 | 0 | 0 | 0 | 0 | 0 | 0 | 0 | 0 | 0 | 0 | 0 | 0 | 0 | 0 | 0 | 0 | 0 | 0 | 0 | 0 | 0 | 0
[10 empty] | 0 | 0 | 0 | 0 | 0 | 0 | 0 | 0 | 0 | 0 | 0 | 0 | 0 | 0 | 0 | 0 | 0 | 0 | 0 | 0 | 0 | 0 | 0 | 0 | 0 | 0 | 0 | 0
[10 empty] | 0 | 0 | 0 | 0 | 0 | 0 | 0 | 0 | 0 | 0 | 0 | 0 | 0 | 0 | 0 | 0 | 0 | 0 | 0 | 0 | 0 | 0 | 0 | 0 | 0 | 0 | 0 | 0
[10 empty] | 0 | 0 | 0 | 0 | 0 | 0 | 0 | 0 | 0 | 0 | 0 | 0 | 0 | 0 | 0 | 0 | 0 | 0 | 0 | 0 | 0 | 0 | 0 | 0 | 0 | 0 | 0 | 0
[10 empty] | 0 | 0 | 0 | 0 | 0 | 0 | 0 | 0 | 0 | 0 | 0 | 0 | 0 | 0 | 0 | 0 | 0 | 0 | 0 | 0 | 0 | 0 | 0 | 0 | 0 | 0 | 0 | 0
[10 empty] | 0 | 0 | 0 | 0 | 0 | 0 | 0 | 0 | 0 | 0 | 0 | 0 | 0 | 0 | 0 | 0 | 0 | 0 | 0 | 0 | 0 | 0 | 0 | 0 | 0 | 0 | 0 | 0
[10 empty] | 0 | 0 | 0 | 0 | 0 | 0 | 0 | 0 | 0 | 0 | 0 | 0 | 0 | 0 | 0 | 0 | 0 | 0 | 0 | 0 | 0 | 0 | 0 | 0 | 0 | 0 | 0 | 0
[10 empty] | 0 | 0 | 0 | 0 | 0 | 0 | 0 | 0 | 0 | 0 | 0 | 0 | 0 | 0 | 0 | 0 | 0 | 0 | 0 | 0 | 0 | 0 | 0 | 0 | 0 | 0 | 0 | 0
[10 empty] | 0 | 0 | 0 | 0 | 0 | 0 | 0 | 0 | 0 | 0 | 0 | 0 | 0 | 0 | 0 | 0 | 0 | 0 | 0 | 0 | 0 | 0 | 0 | 0 | 0 | 0 | 0 | 0
[10 empty] | 75743.979 | 71203.8536 | 66847.8037 | 62650.6575 | 58590.8677 | 54116.645 | 49290.6076 | 44166.3444 | 38789.7153 | 33199.9653 | 28415.7201 | 24320.9035 | 20816.166 | 17816.4749 | 15249.051 | 13051.603 | 11170.8159 | 9561.0575 | 8183.2717 | 7004.0301 | 5994.7219 | 5130.859 | 4391.4821 | 3758.6523 | 3217.0158 | 2753.4312 | 2356.651 | 2017.0483
[10 empty] | 0 | 2813.4948 | 5696.1691 | 8640.3665 | 11639.2816 | 14686.8652 | 17777.7402 | 21048.7322 | 24479.859 | 28053.3584 | 31753.4422 | 35566.0763 | 38970.1733 | 42011.1573 | 44729.4051 | 47160.8076 | 49337.2677 | 51287.1435 | 53035.6424 | 54605.171 | 56015.6464 | 57284.7727 | 58428.2869 | 59460.1777 | 60392.8792 | 61237.4444 | 62003.6979 | 62700.3732
[10 empty] | 0 | 0 | 0 | 0 | 0 | 0 | 0 | 0 | 0 | 0 | 0 | 0 | 0 | 0 | 0 | 0 | 0 | 0 | 0 | 0 | 0 | 0 | 0 | 0 | 0 | 0 | 0 | 0
[10 empty] | 0 | 0 | 0 | 0 | 0 | 0 | 0 | 0 | 0 | 0 | 0 | 0 | 0 | 0 | 0 | 0 | 0 | 0 | 0 | 0 | 0 | 0 | 0 | 0 | 0 | 0 | 0 | 0
[10 empty] | 0 | 0 | 0 | 0 | 0 | 0 | 0 | 0 | 0 | 0 | 0 | 0 | 0 | 0 | 0 | 0 | 0 | 0 | 0 | 0 | 0 | 0 | 0 | 0 | 0 | 0 | 0 | 0
[10 empty] | 0 | 0 | 0 | 0 | 0 | 0 | 0 | 0 | 0 | 0 | 0 | 0 | 0 | 0 | 0 | 0 | 0 | 0 | 0 | 0 | 0 | 0 | 0 | 0 | 0 | 0 | 0 | 0
[10 empty] | 0 | 0 | 0 | 0 | 0 | 0 | 0 | 0 | 0 | 0 | 0 | 0 | 0 | 0 | 0 | 0 | 0 | 0 | 0 | 0 | 0 | 0 | 0 | 0 | 0 | 0 | 0 | 0
[10 empty] | 0 | 0 | 0 | 0 | 0 | 0 | 0 | 0 | 0 | 0 | 0 | 0 | 0 | 0 | 0 | 0 | 0 | 0 | 0 | 0 | 0 | 0 | 0 | 0 | 0 | 0 | 0 | 0
[10 empty] | 0 | 0 | 0 | 0 | 0 | 0 | 0 | 0 | 0 | 0 | 0 | 0 | 0 | 0 | 0 | 0 | 0 | 0 | 0 | 0 | 0 | 0 | 0 | 0 | 0 | 0 | 0 | 0
[10 empty] | 0 | 0 | 0 | 0 | 0 | 0 | 0 | 0 | 0 | 0 | 0 | 0 | 0 | 0 | 0 | 0 | 0 | 0 | 0 | 0 | 0 | 0 | 0 | 0 | 0 | 0 | 0 | 0
[10 empty] | 0 | 0 | 0 | 0 | 0 | 0 | 0 | 0 | 0 | 0 | 0 | 0 | 0 | 0 | 0 | 0 | 0 | 0 | 0 | 0 | 0 | 0 | 0 | 0 | 0 | 0 | 0 | 0
[10 empty] | 63548.7579 | 60865.8869 | 58114.105 | 55301.069 | 52433.5849 | 49517.7024 | 46558.7993 | 43420.0504 | 40121.4386 | 36680.7265 | 33113.7029 | 29434.4026 | 26163.9134 | 23256.8119 | 20672.7217 | 18375.7526 | 16334.0023 | 14519.1132 | 12905.8784 | 11471.8919 | 10197.2373 | 9064.2109 | 8057.0763 | 7161.8456 | 6366.085 | 5658.7422 | 5029.9931 | 4471.105
[10 empty] | 0 | 3194.5873 | 6407.9721 | 9640.5861 | 12892.8711 | 16165.2786 | 19458.2708 | 22772.3206 | 26107.9114 | 29465.5379 | 32506.2673 | 35279.1085 | 37826.1549 | 40183.5747 | 42382.4588 | 44449.5484 | 46407.8586 | 48277.213 | 50074.7013 | 51815.0726 | 53511.0719 | 55173.7289 | 56812.6051 | 58436.0066 | 60051.1655 | 61664.3959 | 63281.228 | 64906.5227
[10 empty] | 0 | 0 | 0 | 0 | 0 | 0 | 0 | 0 | 0 | 0 | 0 | 0 | 0 | 0 | 0 | 0 | 0 | 0 | 0 | 0 | 0 | 0 | 0 | 0 | 0 | 0 | 0 | 0
[10 empty] | 0 | 0 | 0 | 0 | 0 | 0 | 0 | 0 | 0 | 0 | 0 | 0 | 0 | 0 | 0 | 0 | 0 | 0 | 0 | 0 | 0 | 0 | 0 | 0 | 0 | 0 | 0 | 0
[10 empty] | 0 | 0 | 0 | 0 | 0 | 0 | 0 | 0 | 0 | 0 | 0 | 0 | 0 | 0 | 0 | 0 | 0 | 0 | 0 | 0 | 0 | 0 | 0 | 0 | 0 | 0 | 0 | 0
[10 empty] | 0 | 0 | 0 | 0 | 0 | 0 | 0 | 0 | 0 | 0 | 0 | 0 | 0 | 0 | 0 | 0 | 0 | 0 | 0 | 0 | 0 | 0 | 0 | 0 | 0 | 0 | 0 | 0
[10 empty] | 0 | 0 | 0 | 0 | 0 | 0 | 0 | 0 | 0 | 0 | 0 | 0 | 0 | 0 | 0 | 0 | 0 | 0 | 0 | 0 | 0 | 0 | 0 | 0 | 0 | 0 | 0 | 0
[10 empty] | 0 | 0 | 0 | 0 | 0 | 0 | 0 | 0 | 0 | 0 | 0 | 0 | 0 | 0 | 0 | 0 | 0 | 0 | 0 | 0 | 0 | 0 | 0 | 0 | 0 | 0 | 0 | 0
[10 empty] | 0 | 0 | 0 | 0 | 0 | 0 | 0 | 0 | 0 | 0 | 0 | 0 | 0 | 0 | 0 | 0 | 0 | 0 | 0 | 0 | 0 | 0 | 0 | 0 | 0 | 0 | 0 | 0
[10 empty] | 0 | 0 | 0 | 0 | 0 | 0 | 0 | 0 | 0 | 0 | 0 | 0 | 0 | 0 | 0 | 0 | 0 | 0 | 0 | 0 | 0 | 0 | 0 | 0 | 0 | 0 | 0 | 0
[10 empty] | 0 | 0 | 0 | 0 | 0 | 0 | 0 | 0 | 0 | 0 | 0 | 0 | 0 | 0 | 0 | 0 | 0 | 0 | 0 | 0 | 0 | 0 | 0 | 0 | 0 | 0 | 0 | 0
[10 empty] | 35641.0964 | 33265.0233 | 30888.9502 | 28512.8771 | 26136.804 | 23760.7309 | 21384.6579 | 19008.5848 | 16632.5117 | 14256.4386 | 12219.8045 | 10474.1181 | 8977.8155 | 7695.2705 | 6595.9461 | 5653.6681 | 4846.0012 | 4153.7153 | 3560.3274 | 3051.7092 | 2615.7508 | 2242.0721 | 1921.7761 | 1647.2366 | 1411.9171 | 1210.2147 | 1037.3269 | 889.1373
[10 empty] | 0 | 2164.0297 | 4214.4461 | 6443.0046 | 8818.7635 | 11315.3663 | 13910.3665 | 16584.6529 | 19372.4567 | 22252.0179 | 25204.8138 | 28215.0824 | 31269.4166 | 34176.7546 | 36955.5856 | 39621.7034 | 42188.6026 | 44667.8163 | 46740.0207 | 48465.2731 | 49894.7984 | 51072.2878 | 52035.0071 | 52814.7411 | 53438.5999 | 53929.706 | 54307.7807 | 54589.6447
[10 empty] | 0 | 0 | 0 | 0 | 0 | 0 | 0 | 0 | 0 | 0 | 0 | 0 | 0 | 0 | 0 | 0 | 0 | 0 | 0 | 0 | 0 | 0 | 0 | 0 | 0 | 0 | 0 | 0
[10 empty] | 0 | 0 | 0 | 0 | 0 | 0 | 0 | 0 | 0 | 0 | 0 | 0 | 0 | 0 | 0 | 0 | 0 | 0 | 0 | 0 | 0 | 0 | 0 | 0 | 0 | 0 | 0 | 0
[10 empty] | 0 | 0 | 0 | 0 | 0 | 0 | 0 | 0 | 0 | 0 | 0 | 0 | 0 | 0 | 0 | 0 | 0 | 0 | 0 | 0 | 0 | 0 | 0 | 0 | 0 | 0 | 0 | 0
[10 empty] | 0 | 0 | 0 | 0 | 0 | 0 | 0 | 0 | 0 | 0 | 0 | 0 | 0 | 0 | 0 | 0 | 0 | 0 | 0 | 0 | 0 | 0 | 0 | 0 | 0 | 0 | 0 | 0
[10 empty] | 0 | 0 | 0 | 0 | 0 | 0 | 0 | 0 | 0 | 0 | 0 | 0 | 0 | 0 | 0 | 0 | 0 | 0 | 0 | 0 | 0 | 0 | 0 | 0 | 0 | 0 | 0 | 0
[10 empty] | 0 | 0 | 0 | 0 | 0 | 0 | 0 | 0 | 0 | 0 | 0 | 0 | 0 | 0 | 0 | 0 | 0 | 0 | 0 | 0 | 0 | 0 | 0 | 0 | 0 | 0 | 0 | 0
[10 empty] | 0 | 0 | 0 | 0 | 0 | 0 | 0 | 0 | 0 | 0 | 0 | 0 | 0 | 0 | 0 | 0 | 0 | 0 | 0 | 0 | 0 | 0 | 0 | 0 | 0 | 0 | 0 | 0
[10 empty] | 0 | 0 | 0 | 0 | 0 | 0 | 0 | 0 | 0 | 0 | 0 | 0 | 0 | 0 | 0 | 0 | 0 | 0 | 0 | 0 | 0 | 0 | 0 | 0 | 0 | 0 | 0 | 0
[10 empty] | 0 | 0 | 0 | 0 | 0 | 0 | 0 | 0 | 0 | 0 | 0 | 0 | 0 | 0 | 0 | 0 | 0 | 0 | 0 | 0 | 0 | 0 | 0 | 0 | 0 | 0 | 0 | 0
[10 empty] | 66061.086 | 63574.1103 | 61202.3268 | 58653.9722 | 55959.9805 | 53146.7007 | 50236.5716 | 47248.6967 | 44148.8375 | 40958.7464 | 37696.9387 | 34379.1689 | 31018.8367 | 27806.9966 | 24725.1522 | 21757.5022 | 18890.545 | 16112.7401 | 13743.4041 | 11722.4727 | 9998.7139 | 8528.4294 | 7274.3463 | 6204.6728 | 5292.292 | 4514.0744 | 3850.2916 | 3284.1164
[10 empty] | 0 | 4413.8477 | 8808.7853 | 13187.9171 | 17553.9064 | 22425.2199 | 27730.0785 | 33406.9598 | 39403.1327 | 45673.4014 | 51118.8184 | 55857.642 | 59991.239 | 63606.498 | 66777.8973 | 69569.278 | 72035.3637 | 74223.0628 | 76172.5854 | 77918.3995 | 79490.0522 | 80912.8719 | 82208.5715 | 83395.7645 | 84490.4085 | 85506.1837 | 86454.8189 | 87346.3702
[10 empty] | 0 | 0 | 0 | 0 | 0 | 0 | 0 | 0 | 0 | 0 | 0 | 0 | 0 | 0 | 0 | 0 | 0 | 0 | 0 | 0 | 0 | 0 | 0 | 0 | 0 | 0 | 0 | 0
[10 empty] | 0 | 0 | 0 | 0 | 0 | 0 | 0 | 0 | 0 | 0 | 0 | 0 | 0 | 0 | 0 | 0 | 0 | 0 | 0 | 0 | 0 | 0 | 0 | 0 | 0 | 0 | 0 | 0
[10 empty] | 0 | 0 | 0 | 0 | 0 | 0 | 0 | 0 | 0 | 0 | 0 | 0 | 0 | 0 | 0 | 0 | 0 | 0 | 0 | 0 | 0 | 0 | 0 | 0 | 0 | 0 | 0 | 0
[10 empty] | 0 | 0 | 0 | 0 | 0 | 0 | 0 | 0 | 0 | 0 | 0 | 0 | 0 | 0 | 0 | 0 | 0 | 0 | 0 | 0 | 0 | 0 | 0 | 0 | 0 | 0 | 0 | 0
[10 empty] | 0 | 0 | 0 | 0 | 0 | 0 | 0 | 0 | 0 | 0 | 0 | 0 | 0 | 0 | 0 | 0 | 0 | 0 | 0 | 0 | 0 | 0 | 0 | 0 | 0 | 0 | 0 | 0
[10 empty] | 0 | 0 | 0 | 0 | 0 | 0 | 0 | 0 | 0 | 0 | 0 | 0 | 0 | 0 | 0 | 0 | 0 | 0 | 0 | 0 | 0 | 0 | 0 | 0 | 0 | 0 | 0 | 0
[10 empty] | 0 | 0 | 0 | 0 | 0 | 0 | 0 | 0 | 0 | 0 | 0 | 0 | 0 | 0 | 0 | 0 | 0 | 0 | 0 | 0 | 0 | 0 | 0 | 0 | 0 | 0 | 0 | 0
[10 empty] | 0 | 0 | 0 | 0 | 0 | 0 | 0 | 0 | 0 | 0 | 0 | 0 | 0 | 0 | 0 | 0 | 0 | 0 | 0 | 0 | 0 | 0 | 0 | 0 | 0 | 0 | 0 | 0
[10 empty] | 0 | 0 | 0 | 0 | 0 | 0 | 0 | 0 | 0 | 0 | 0 | 0 | 0 | 0 | 0 | 0 | 0 | 0 | 0 | 0 | 0 | 0 | 0 | 0 | 0 | 0 | 0 | 0
[10 empty] | 76248.697 | 72289.1704 | 68351.261 | 64431.8805 | 60528.382 | 56122.3149 | 51285.4748 | 46079.4007 | 40556.8404 | 34763.006 | 29796.8623 | 25540.1677 | 21891.5723 | 18764.2048 | 16083.6041 | 13785.9464 | 11816.5255 | 10128.4504 | 8681.5289 | 7441.3105 | 6378.2662 | 5467.0853 | 4686.0731 | 4016.6341 | 3442.8292 | 2950.9965 | 2529.4255 | 2168.079
[10 empty] | 0 | 9393.3863 | 17627.0822 | 25011.6876 | 31752.8709 | 35829.9401 | 38174.8761 | 39395.8509 | 39889.6858 | 39915.2547 | 39641.3941 | 39178.1754 | 38597.316 | 37945.5019 | 37253.0834 | 36539.751 | 35818.24 | 35096.748 | 34380.5137 | 33672.8468 | 32975.7997 | 32290.607 | 31617.9715 | 30958.251 | 30311.5801 | 29677.9501 | 29057.2606 | 28449.3533
[10 empty] | 0 | 0 | 0 | 0 | 0 | 0 | 0 | 0 | 0 | 0 | 0 | 0 | 0 | 0 | 0 | 0 | 0 | 0 | 0 | 0 | 0 | 0 | 0 | 0 | 0 | 0 | 0 | 0
[10 empty] | 0 | 0 | 0 | 0 | 0 | 0 | 0 | 0 | 0 | 0 | 0 | 0 | 0 | 0 | 0 | 0 | 0 | 0 | 0 | 0 | 0 | 0 | 0 | 0 | 0 | 0 | 0 | 0
[10 empty] | 0 | 0 | 0 | 0 | 0 | 0 | 0 | 0 | 0 | 0 | 0 | 0 | 0 | 0 | 0 | 0 | 0 | 0 | 0 | 0 | 0 | 0 | 0 | 0 | 0 | 0 | 0 | 0
[10 empty] | 0 | 0 | 0 | 0 | 0 | 0 | 0 | 0 | 0 | 0 | 0 | 0 | 0 | 0 | 0 | 0 | 0 | 0 | 0 | 0 | 0 | 0 | 0 | 0 | 0 | 0 | 0 | 0
[10 empty] | 0 | 0 | 0 | 0 | 0 | 0 | 0 | 0 | 0 | 0 | 0 | 0 | 0 | 0 | 0 | 0 | 0 | 0 | 0 | 0 | 0 | 0 | 0 | 0 | 0 | 0 | 0 | 0
[10 empty] | 0 | 0 | 0 | 0 | 0 | 0 | 0 | 0 | 0 | 0 | 0 | 0 | 0 | 0 | 0 | 0 | 0 | 0 | 0 | 0 | 0 | 0 | 0 | 0 | 0 | 0 | 0 | 0
[10 empty] | 0 | 0 | 0 | 0 | 0 | 0 | 0 | 0 | 0 | 0 | 0 | 0 | 0 | 0 | 0 | 0 | 0 | 0 | 0 | 0 | 0 | 0 | 0 | 0 | 0 | 0 | 0 | 0
[10 empty] | 0 | 0 | 0 | 0 | 0 | 0 | 0 | 0 | 0 | 0 | 0 | 0 | 0 | 0 | 0 | 0 | 0 | 0 | 0 | 0 | 0 | 0 | 0 | 0 | 0 | 0 | 0 | 0
[10 empty] | 0 | 0 | 0 | 0 | 0 | 0 | 0 | 0 | 0 | 0 | 0 | 0 | 0 | 0 | 0 | 0 | 0 | 0 | 0 | 0 | 0 | 0 | 0 | 0 | 0 | 0 | 0 | 0
[10 empty] | 50369.7541 | 39921.8918 | 30655.7951 | 22260.4019 | 14529.5913 | 9483.6124 | 6190.0505 | 4040.3091 | 2637.1509 | 1721.2953 | 1123.507 | 733.3245 | 478.6484 | 312.4187 | 203.9188 | 133.0999 | 86.8757 | 56.7046 | 37.0117 | 24.1579 | 15.7681 | 10.292 | 6.7177 | 4.3847 | 2.8619 | 1.868 | 1.2193 | 0.79583
[10 empty] | 0 | 2678.2933 | 6992.5973 | 12266.1251 | 18060.5539 | 24093.1134 | 30182.4707 | 36213.4112 | 39804.1728 | 41809.4415 | 42786.9285 | 43100.5091 | 42987.5431 | 42602.8156 | 42047.2172 | 41386.4638 | 40663.3155 | 39905.5515 | 39131.1759 | 38351.8146 | 37574.9336 | 36805.2858 | 36045.856 | 35298.4774 | 34564.2337 | 33843.7222 | 33137.2245 | 32444.8189
[10 empty] | 0 | 0 | 0 | 0 | 0 | 0 | 0 | 0 | 0 | 0 | 0 | 0 | 0 | 0 | 0 | 0 | 0 | 0 | 0 | 0 | 0 | 0 | 0 | 0 | 0 | 0 | 0 | 0
[10 empty] | 0 | 0 | 0 | 0 | 0 | 0 | 0 | 0 | 0 | 0 | 0 | 0 | 0 | 0 | 0 | 0 | 0 | 0 | 0 | 0 | 0 | 0 | 0 | 0 | 0 | 0 | 0 | 0
[10 empty] | 0 | 0 | 0 | 0 | 0 | 0 | 0 | 0 | 0 | 0 | 0 | 0 | 0 | 0 | 0 | 0 | 0 | 0 | 0 | 0 | 0 | 0 | 0 | 0 | 0 | 0 | 0 | 0
[10 empty] | 0 | 0 | 0 | 0 | 0 | 0 | 0 | 0 | 0 | 0 | 0 | 0 | 0 | 0 | 0 | 0 | 0 | 0 | 0 | 0 | 0 | 0 | 0 | 0 | 0 | 0 | 0 | 0
[10 empty] | 0 | 0 | 0 | 0 | 0 | 0 | 0 | 0 | 0 | 0 | 0 | 0 | 0 | 0 | 0 | 0 | 0 | 0 | 0 | 0 | 0 | 0 | 0 | 0 | 0 | 0 | 0 | 0
[10 empty] | 0 | 0 | 0 | 0 | 0 | 0 | 0 | 0 | 0 | 0 | 0 | 0 | 0 | 0 | 0 | 0 | 0 | 0 | 0 | 0 | 0 | 0 | 0 | 0 | 0 | 0 | 0 | 0
[10 empty] | 0 | 0 | 0 | 0 | 0 | 0 | 0 | 0 | 0 | 0 | 0 | 0 | 0 | 0 | 0 | 0 | 0 | 0 | 0 | 0 | 0 | 0 | 0 | 0 | 0 | 0 | 0 | 0
[10 empty] | 0 | 0 | 0 | 0 | 0 | 0 | 0 | 0 | 0 | 0 | 0 | 0 | 0 | 0 | 0 | 0 | 0 | 0 | 0 | 0 | 0 | 0 | 0 | 0 | 0 | 0 | 0 | 0
[10 empty] | 0 | 0 | 0 | 0 | 0 | 0 | 0 | 0 | 0 | 0 | 0 | 0 | 0 | 0 | 0 | 0 | 0 | 0 | 0 | 0 | 0 | 0 | 0 | 0 | 0 | 0 | 0 | 0
[10 empty] | 57446.7906 | 53565.8657 | 48074.1067 | 41647.7737 | 34724.6733 | 27587.0706 | 20415.8039 | 13325.6034 | 8697.7572 | 5677.1148 | 3705.5107 | 2418.6246 | 1578.661 | 1030.4081 | 672.5579 | 438.9854 | 286.5302 | 187.0212 | 122.0706 | 79.6768 | 52.0058 | 33.9447 | 22.1561 | 14.4615 | 9.4392 | 6.161 | 4.0214 | 2.6248
[10 empty] | 0 | 18256.1785 | 36512.386 | 54768.6226 | 73024.8882 | 85214.5571 | 93359.8379 | 98808.8696 | 102460.4116 | 104913.637 | 106567.9943 | 107689.7825 | 108456.5346 | 108986.6055 | 109358.8988 | 109626.0167 | 109823.0275 | 109973.3099 | 110092.4499 | 110190.8381 | 110275.4014 | 110350.758 | 110419.9865 | 110485.1394 | 110547.5851 | 110608.2358 | 110667.6996 | 110726.3819
[10 empty] | 0 | 0 | 0 | 0 | 0 | 0 | 0 | 0 | 0 | 0 | 0 | 0 | 0 | 0 | 0 | 0 | 0 | 0 | 0 | 0 | 0 | 0 | 0 | 0 | 0 | 0 | 0 | 0
[10 empty] | 0 | 0 | 0 | 0 | 0 | 0 | 0 | 0 | 0 | 0 | 0 | 0 | 0 | 0 | 0 | 0 | 0 | 0 | 0 | 0 | 0 | 0 | 0 | 0 | 0 | 0 | 0 | 0
[10 empty] | 0 | 0 | 0 | 0 | 0 | 0 | 0 | 0 | 0 | 0 | 0 | 0 | 0 | 0 | 0 | 0 | 0 | 0 | 0 | 0 | 0 | 0 | 0 | 0 | 0 | 0 | 0 | 0
[10 empty] | 0 | 0 | 0 | 0 | 0 | 0 | 0 | 0 | 0 | 0 | 0 | 0 | 0 | 0 | 0 | 0 | 0 | 0 | 0 | 0 | 0 | 0 | 0 | 0 | 0 | 0 | 0 | 0
[10 empty] | 0 | 0 | 0 | 0 | 0 | 0 | 0 | 0 | 0 | 0 | 0 | 0 | 0 | 0 | 0 | 0 | 0 | 0 | 0 | 0 | 0 | 0 | 0 | 0 | 0 | 0 | 0 | 0
[10 empty] | 0 | 0 | 0 | 0 | 0 | 0 | 0 | 0 | 0 | 0 | 0 | 0 | 0 | 0 | 0 | 0 | 0 | 0 | 0 | 0 | 0 | 0 | 0 | 0 | 0 | 0 | 0 | 0
[10 empty] | 0 | 0 | 0 | 0 | 0 | 0 | 0 | 0 | 0 | 0 | 0 | 0 | 0 | 0 | 0 | 0 | 0 | 0 | 0 | 0 | 0 | 0 | 0 | 0 | 0 | 0 | 0 | 0
[10 empty] | 0 | 0 | 0 | 0 | 0 | 0 | 0 | 0 | 0 | 0 | 0 | 0 | 0 | 0 | 0 | 0 | 0 | 0 | 0 | 0 | 0 | 0 | 0 | 0 | 0 | 0 | 0 | 0
[10 empty] | 0 | 0 | 0 | 0 | 0 | 0 | 0 | 0 | 0 | 0 | 0 | 0 | 0 | 0 | 0 | 0 | 0 | 0 | 0 | 0 | 0 | 0 | 0 | 0 | 0 | 0 | 0 | 0
[10 empty] | 109199.2648 | 90999.3874 | 72799.5099 | 54599.6324 | 36399.7549 | 24266.5033 | 16177.6689 | 10785.1126 | 7190.0751 | 4793.3834 | 3195.5889 | 2130.3926 | 1420.2617 | 946.8412 | 631.2274 | 420.8183 | 280.5455 | 187.0304 | 124.6869 | 83.1246 | 55.4164 | 36.9443 | 24.6295 | 16.4197 | 10.9464 | 7.2976 | 4.8651 | 3.2434
[10 empty] | 0 | 7436.6206 | 14684.3413 | 21746.7608 | 28627.417 | 35329.7877 | 40462.0485 | 44356.2263 | 47274.5427 | 49424.0851 | 50968.3939 | 52036.6147 | 52730.7269 | 53131.2536 | 53301.7709 | 53292.4698 | 53142.9698 | 52884.5405 | 52541.8572 | 52134.3866 | 51677.4818 | 51183.2476 | 50661.2227 | 50118.9198 | 49562.2515 | 48995.8667 | 48423.4167 | 47847.765
[10 empty] | 0 | 0 | 0 | 0 | 0 | 0 | 0 | 0 | 0 | 0 | 0 | 0 | 0 | 0 | 0 | 0 | 0 | 0 | 0 | 0 | 0 | 0 | 0 | 0 | 0 | 0 | 0 | 0
[10 empty] | 0 | 0 | 0 | 0 | 0 | 0 | 0 | 0 | 0 | 0 | 0 | 0 | 0 | 0 | 0 | 0 | 0 | 0 | 0 | 0 | 0 | 0 | 0 | 0 | 0 | 0 | 0 | 0
[10 empty] | 0 | 0 | 0 | 0 | 0 | 0 | 0 | 0 | 0 | 0 | 0 | 0 | 0 | 0 | 0 | 0 | 0 | 0 | 0 | 0 | 0 | 0 | 0 | 0 | 0 | 0 | 0 | 0
[10 empty] | 0 | 0 | 0 | 0 | 0 | 0 | 0 | 0 | 0 | 0 | 0 | 0 | 0 | 0 | 0 | 0 | 0 | 0 | 0 | 0 | 0 | 0 | 0 | 0 | 0 | 0 | 0 | 0
[10 empty] | 0 | 0 | 0 | 0 | 0 | 0 | 0 | 0 | 0 | 0 | 0 | 0 | 0 | 0 | 0 | 0 | 0 | 0 | 0 | 0 | 0 | 0 | 0 | 0 | 0 | 0 | 0 | 0
[10 empty] | 0 | 0 | 0 | 0 | 0 | 0 | 0 | 0 | 0 | 0 | 0 | 0 | 0 | 0 | 0 | 0 | 0 | 0 | 0 | 0 | 0 | 0 | 0 | 0 | 0 | 0 | 0 | 0
[10 empty] | 0 | 0 | 0 | 0 | 0 | 0 | 0 | 0 | 0 | 0 | 0 | 0 | 0 | 0 | 0 | 0 | 0 | 0 | 0 | 0 | 0 | 0 | 0 | 0 | 0 | 0 | 0 | 0
[10 empty] | 0 | 0 | 0 | 0 | 0 | 0 | 0 | 0 | 0 | 0 | 0 | 0 | 0 | 0 | 0 | 0 | 0 | 0 | 0 | 0 | 0 | 0 | 0 | 0 | 0 | 0 | 0 | 0
[10 empty] | 0 | 0 | 0 | 0 | 0 | 0 | 0 | 0 | 0 | 0 | 0 | 0 | 0 | 0 | 0 | 0 | 0 | 0 | 0 | 0 | 0 | 0 | 0 | 0 | 0 | 0 | 0 | 0
[10 empty] | 67790.5696 | 59492.9646 | 51395.1944 | 43493.5217 | 35784.2713 | 28263.8302 | 22323.8889 | 17632.2887 | 13926.6777 | 10999.8399 | 8688.1078 | 6862.2105 | 5420.0448 | 4280.9653 | 3381.2754 | 2670.6648 | 2109.3965 | 1666.0846 | 1315.9394 | 1039.3809 | 820.9441 | 648.414 | 512.143 | 404.5108 | 319.4986 | 252.3526 | 199.318 | 157.4293
[10 empty] | 0 | 2696.6192 | 7538.4529 | 14085.1038 | 21984.8386 | 30956.7413 | 40776.4594 | 51264.8185 | 62278.7289 | 73703.9226 | 82791.1163 | 90010.9639 | 95739.3861 | 100276.6382 | 103862.5399 | 106688.64 | 108907.9321 | 110642.6154 | 111990.2926 | 113028.9208 | 113820.7659 | 114415.5607 | 114853.0277 | 115164.8942 | 115376.501 | 115508.0884 | 115575.8225 | 115592.6157
[10 empty] | 0 | 0 | 0 | 0 | 0 | 0 | 0 | 0 | 0 | 0 | 0 | 0 | 0 | 0 | 0 | 0 | 0 | 0 | 0 | 0 | 0 | 0 | 0 | 0 | 0 | 0 | 0 | 0
[10 empty] | 0 | 0 | 0 | 0 | 0 | 0 | 0 | 0 | 0 | 0 | 0 | 0 | 0 | 0 | 0 | 0 | 0 | 0 | 0 | 0 | 0 | 0 | 0 | 0 | 0 | 0 | 0 | 0
[10 empty] | 0 | 0 | 0 | 0 | 0 | 0 | 0 | 0 | 0 | 0 | 0 | 0 | 0 | 0 | 0 | 0 | 0 | 0 | 0 | 0 | 0 | 0 | 0 | 0 | 0 | 0 | 0 | 0
[10 empty] | 0 | 0 | 0 | 0 | 0 | 0 | 0 | 0 | 0 | 0 | 0 | 0 | 0 | 0 | 0 | 0 | 0 | 0 | 0 | 0 | 0 | 0 | 0 | 0 | 0 | 0 | 0 | 0
[10 empty] | 0 | 0 | 0 | 0 | 0 | 0 | 0 | 0 | 0 | 0 | 0 | 0 | 0 | 0 | 0 | 0 | 0 | 0 | 0 | 0 | 0 | 0 | 0 | 0 | 0 | 0 | 0 | 0
[10 empty] | 0 | 0 | 0 | 0 | 0 | 0 | 0 | 0 | 0 | 0 | 0 | 0 | 0 | 0 | 0 | 0 | 0 | 0 | 0 | 0 | 0 | 0 | 0 | 0 | 0 | 0 | 0 | 0
[10 empty] | 0 | 0 | 0 | 0 | 0 | 0 | 0 | 0 | 0 | 0 | 0 | 0 | 0 | 0 | 0 | 0 | 0 | 0 | 0 | 0 | 0 | 0 | 0 | 0 | 0 | 0 | 0 | 0
[10 empty] | 0 | 0 | 0 | 0 | 0 | 0 | 0 | 0 | 0 | 0 | 0 | 0 | 0 | 0 | 0 | 0 | 0 | 0 | 0 | 0 | 0 | 0 | 0 | 0 | 0 | 0 | 0 | 0
[10 empty] | 0 | 0 | 0 | 0 | 0 | 0 | 0 | 0 | 0 | 0 | 0 | 0 | 0 | 0 | 0 | 0 | 0 | 0 | 0 | 0 | 0 | 0 | 0 | 0 | 0 | 0 | 0 | 0
[10 empty] | 121542.3313 | 118651.2444 | 113615.2541 | 106874.7572 | 98781.4867 | 89616.3579 | 79603.7228 | 68922.7554 | 57716.5449 | 46099.3587 | 36820.4798 | 29409.2536 | 23489.7591 | 18761.7404 | 14985.3773 | 11969.1205 | 9559.9759 | 7635.744 | 6098.8214 | 4871.2507 | 3890.7653 | 3107.6321 | 2482.1279 | 1982.5252 | 1583.4825 | 1264.7592 | 1010.1884 | 806.8577
[10 empty] | 0 | 16983.3399 | 33255.5974 | 48839.1019 | 63755.5596 | 78026.0697 | 86578.2991 | 91414.1066 | 93839.7915 | 94707.6618 | 94573.7072 | 93800.5145 | 92624.4407 | 91199.4579 | 89625.7711 | 87968.4969 | 86269.8556 | 84557.1286 | 82847.8525 | 81153.2088 | 79480.2366 | 77833.2767 | 76214.9139 | 74626.5921 | 73069.0157 | 71542.4112 | 70046.6982 | 68581.6008
[10 empty] | 0 | 0 | 0 | 0 | 0 | 0 | 0 | 0 | 0 | 0 | 0 | 0 | 0 | 0 | 0 | 0 | 0 | 0 | 0 | 0 | 0 | 0 | 0 | 0 | 0 | 0 | 0 | 0
[10 empty] | 0 | 0 | 0 | 0 | 0 | 0 | 0 | 0 | 0 | 0 | 0 | 0 | 0 | 0 | 0 | 0 | 0 | 0 | 0 | 0 | 0 | 0 | 0 | 0 | 0 | 0 | 0 | 0
[10 empty] | 0 | 0 | 0 | 0 | 0 | 0 | 0 | 0 | 0 | 0 | 0 | 0 | 0 | 0 | 0 | 0 | 0 | 0 | 0 | 0 | 0 | 0 | 0 | 0 | 0 | 0 | 0 | 0
[10 empty] | 0 | 0 | 0 | 0 | 0 | 0 | 0 | 0 | 0 | 0 | 0 | 0 | 0 | 0 | 0 | 0 | 0 | 0 | 0 | 0 | 0 | 0 | 0 | 0 | 0 | 0 | 0 | 0
[10 empty] | 0 | 0 | 0 | 0 | 0 | 0 | 0 | 0 | 0 | 0 | 0 | 0 | 0 | 0 | 0 | 0 | 0 | 0 | 0 | 0 | 0 | 0 | 0 | 0 | 0 | 0 | 0 | 0
[10 empty] | 0 | 0 | 0 | 0 | 0 | 0 | 0 | 0 | 0 | 0 | 0 | 0 | 0 | 0 | 0 | 0 | 0 | 0 | 0 | 0 | 0 | 0 | 0 | 0 | 0 | 0 | 0 | 0
[10 empty] | 0 | 0 | 0 | 0 | 0 | 0 | 0 | 0 | 0 | 0 | 0 | 0 | 0 | 0 | 0 | 0 | 0 | 0 | 0 | 0 | 0 | 0 | 0 | 0 | 0 | 0 | 0 | 0
[10 empty] | 0 | 0 | 0 | 0 | 0 | 0 | 0 | 0 | 0 | 0 | 0 | 0 | 0 | 0 | 0 | 0 | 0 | 0 | 0 | 0 | 0 | 0 | 0 | 0 | 0 | 0 | 0 | 0
[10 empty] | 0 | 0 | 0 | 0 | 0 | 0 | 0 | 0 | 0 | 0 | 0 | 0 | 0 | 0 | 0 | 0 | 0 | 0 | 0 | 0 | 0 | 0 | 0 | 0 | 0 | 0 | 0 | 0
[10 empty] | 121425.3841 | 101900.0395 | 83138.9935 | 65118.8025 | 47816.6697 | 31210.4279 | 20371.3645 | 13296.5973 | 8678.8247 | 5664.7573 | 3697.4449 | 2413.36 | 1575.2247 | 1028.1652 | 671.0939 | 438.0298 | 285.9065 | 186.6141 | 121.8049 | 79.5033 | 51.8926 | 33.8708 | 22.1078 | 14.43 | 9.4186 | 6.1476 | 4.0126 | 2.6191
[10 empty] | 0 | 11096.7589 | 22158.0082 | 33183.833 | 44174.3185 | 55129.5495 | 62380.1878 | 67165.1152 | 70308.9311 | 72360.4888 | 73685.105 | 74525.9344 | 75044.8207 | 75349.4868 | 75511.6331 | 75578.9833 | 75583.302 | 75545.7319 | 75480.3453 | 75396.5086 | 75300.456 | 75196.3369 | 75086.9131 | 74974.0226 | 74858.8889 | 74742.3259 | 74624.8757 | 74506.8985
[10 empty] | 0 | 0 | 0 | 0 | 0 | 0 | 0 | 0 | 0 | 0 | 0 | 0 | 0 | 0 | 0 | 0 | 0 | 0 | 0 | 0 | 0 | 0 | 0 | 0 | 0 | 0 | 0 | 0
[10 empty] | 0 | 0 | 0 | 0 | 0 | 0 | 0 | 0 | 0 | 0 | 0 | 0 | 0 | 0 | 0 | 0 | 0 | 0 | 0 | 0 | 0 | 0 | 0 | 0 | 0 | 0 | 0 | 0
[10 empty] | 0 | 0 | 0 | 0 | 0 | 0 | 0 | 0 | 0 | 0 | 0 | 0 | 0 | 0 | 0 | 0 | 0 | 0 | 0 | 0 | 0 | 0 | 0 | 0 | 0 | 0 | 0 | 0
[10 empty] | 0 | 0 | 0 | 0 | 0 | 0 | 0 | 0 | 0 | 0 | 0 | 0 | 0 | 0 | 0 | 0 | 0 | 0 | 0 | 0 | 0 | 0 | 0 | 0 | 0 | 0 | 0 | 0
[10 empty] | 0 | 0 | 0 | 0 | 0 | 0 | 0 | 0 | 0 | 0 | 0 | 0 | 0 | 0 | 0 | 0 | 0 | 0 | 0 | 0 | 0 | 0 | 0 | 0 | 0 | 0 | 0 | 0
[10 empty] | 0 | 0 | 0 | 0 | 0 | 0 | 0 | 0 | 0 | 0 | 0 | 0 | 0 | 0 | 0 | 0 | 0 | 0 | 0 | 0 | 0 | 0 | 0 | 0 | 0 | 0 | 0 | 0
[10 empty] | 0 | 0 | 0 | 0 | 0 | 0 | 0 | 0 | 0 | 0 | 0 | 0 | 0 | 0 | 0 | 0 | 0 | 0 | 0 | 0 | 0 | 0 | 0 | 0 | 0 | 0 | 0 | 0
[10 empty] | 0 | 0 | 0 | 0 | 0 | 0 | 0 | 0 | 0 | 0 | 0 | 0 | 0 | 0 | 0 | 0 | 0 | 0 | 0 | 0 | 0 | 0 | 0 | 0 | 0 | 0 | 0 | 0
[10 empty] | 0 | 0 | 0 | 0 | 0 | 0 | 0 | 0 | 0 | 0 | 0 | 0 | 0 | 0 | 0 | 0 | 0 | 0 | 0 | 0 | 0 | 0 | 0 | 0 | 0 | 0 | 0 | 0
[10 empty] | 77801.7951 | 66580.5533 | 55395.0204 | 44245.1107 | 33130.7389 | 22051.8198 | 14677.6913 | 9769.4713 | 6502.5601 | 4328.104 | 2880.786 | 1917.4512 | 1276.2555 | 849.4757 | 565.411 | 376.3376 | 250.4903 | 166.7263 | 110.973 | 73.8637 | 49.1637 | 32.7233 | 21.7806 | 14.4972 | 9.6493 | 6.4226 | 4.2749 | 2.8454
[10 empty] | 0 | 361.9726 | 776.41 | 1258.2673 | 1799.6261 | 2407.7779 | 3150.5103 | 3898.7241 | 4878.7005 | 6006.4736 | 7269.4505 | 8640.7298 | 10182.7763 | 11672.6755 | 13508.6008 | 15481.5602 | 17607.018 | 19914.9632 | 22412.7214 | 24988.8185 | 28028.177 | 31632.3969 | 35880.2104 | 40739.3018 | 46302.5007 | 52623.4563 | 59805.7679 | 67967.1212
[10 empty] | 0 | 0 | 0 | 0 | 0 | 0 | 0 | 0 | 0 | 0 | 0 | 0 | 0 | 0 | 0 | 0 | 0 | 0 | 0 | 0 | 0 | 0 | 0 | 0 | 0 | 0 | 0 | 0
[10 empty] | 0 | 0 | 0 | 0 | 0 | 0 | 0 | 0 | 0 | 0 | 0 | 0 | 0 | 0 | 0 | 0 | 0 | 0 | 0 | 0 | 0 | 0 | 0 | 0 | 0 | 0 | 0 | 0
[10 empty] | 0 | 0 | 0 | 0 | 0 | 0 | 0 | 0 | 0 | 0 | 0 | 0 | 0 | 0 | 0 | 0 | 0 | 0 | 0 | 0 | 0 | 0 | 0 | 0 | 0 | 0 | 0 | 0
[10 empty] | 0 | 0 | 0 | 0 | 0 | 0 | 0 | 0 | 0 | 0 | 0 | 0 | 0 | 0 | 0 | 0 | 0 | 0 | 0 | 0 | 0 | 0 | 0 | 0 | 0 | 0 | 0 | 0
[10 empty] | 0 | 0 | 0 | 0 | 0 | 0 | 0 | 0 | 0 | 0 | 0 | 0 | 0 | 0 | 0 | 0 | 0 | 0 | 0 | 0 | 0 | 0 | 0 | 0 | 0 | 0 | 0 | 0
[10 empty] | 0 | 0 | 0 | 0 | 0 | 0 | 0 | 0 | 0 | 0 | 0 | 0 | 0 | 0 | 0 | 0 | 0 | 0 | 0 | 0 | 0 | 0 | 0 | 0 | 0 | 0 | 0 | 0
[10 empty] | 0 | 0 | 0 | 0 | 0 | 0 | 0 | 0 | 0 | 0 | 0 | 0 | 0 | 0 | 0 | 0 | 0 | 0 | 0 | 0 | 0 | 0 | 0 | 0 | 0 | 0 | 0 | 0
[10 empty] | 0 | 0 | 0 | 0 | 0 | 0 | 0 | 0 | 0 | 0 | 0 | 0 | 0 | 0 | 0 | 0 | 0 | 0 | 0 | 0 | 0 | 0 | 0 | 0 | 0 | 0 | 0 | 0
[10 empty] | 0 | 0 | 0 | 0 | 0 | 0 | 0 | 0 | 0 | 0 | 0 | 0 | 0 | 0 | 0 | 0 | 0 | 0 | 0 | 0 | 0 | 0 | 0 | 0 | 0 | 0 | 0 | 0
[10 empty] | 1260.7676 | 1163.7855 | 1066.8034 | 969.8213 | 872.8391 | 775.857 | 678.8749 | 581.8928 | 484.9106 | 387.9285 | 310.3428 | 248.2742 | 198.6194 | 158.8955 | 127.1164 | 101.6931 | 81.3545 | 65.0836 | 52.0669 | 41.6535 | 33.3228 | 26.6582 | 21.3266 | 17.0613 | 13.649 | 10.9192 | 8.7354 | 6.9883
[10 empty] | 0 | 216.5726 | 432.4522 | 647.6404 | 862.1389 | 1075.9493 | 1289.0734 | 1501.5126 | 1713.2688 | 1924.3435 | 2134.7384 | 2314.0077 | 2466.6417 | 2596.4833 | 2706.8211 | 2800.4694 | 2879.8364 | 2946.9831 | 3003.6734 | 3051.4165 | 3091.5042 | 3125.0418 | 3152.9753 | 3176.1141 | 3195.151 | 3210.6788 | 3223.2049 | 3233.1635
[10 empty] | 0 | 0 | 0 | 0 | 0 | 0 | 0 | 0 | 0 | 0 | 0 | 0 | 0 | 0 | 0 | 0 | 0 | 0 | 0 | 0 | 0 | 0 | 0 | 0 | 0 | 0 | 0 | 0
[10 empty] | 0 | 0 | 0 | 0 | 0 | 0 | 0 | 0 | 0 | 0 | 0 | 0 | 0 | 0 | 0 | 0 | 0 | 0 | 0 | 0 | 0 | 0 | 0 | 0 | 0 | 0 | 0 | 0
[10 empty] | 0 | 0 | 0 | 0 | 0 | 0 | 0 | 0 | 0 | 0 | 0 | 0 | 0 | 0 | 0 | 0 | 0 | 0 | 0 | 0 | 0 | 0 | 0 | 0 | 0 | 0 | 0 | 0
[10 empty] | 0 | 0 | 0 | 0 | 0 | 0 | 0 | 0 | 0 | 0 | 0 | 0 | 0 | 0 | 0 | 0 | 0 | 0 | 0 | 0 | 0 | 0 | 0 | 0 | 0 | 0 | 0 | 0
[10 empty] | 0 | 0 | 0 | 0 | 0 | 0 | 0 | 0 | 0 | 0 | 0 | 0 | 0 | 0 | 0 | 0 | 0 | 0 | 0 | 0 | 0 | 0 | 0 | 0 | 0 | 0 | 0 | 0
[10 empty] | 0 | 0 | 0 | 0 | 0 | 0 | 0 | 0 | 0 | 0 | 0 | 0 | 0 | 0 | 0 | 0 | 0 | 0 | 0 | 0 | 0 | 0 | 0 | 0 | 0 | 0 | 0 | 0
[10 empty] | 0 | 0 | 0 | 0 | 0 | 0 | 0 | 0 | 0 | 0 | 0 | 0 | 0 | 0 | 0 | 0 | 0 | 0 | 0 | 0 | 0 | 0 | 0 | 0 | 0 | 0 | 0 | 0
[10 empty] | 0 | 0 | 0 | 0 | 0 | 0 | 0 | 0 | 0 | 0 | 0 | 0 | 0 | 0 | 0 | 0 | 0 | 0 | 0 | 0 | 0 | 0 | 0 | 0 | 0 | 0 | 0 | 0
[10 empty] | 0 | 0 | 0 | 0 | 0 | 0 | 0 | 0 | 0 | 0 | 0 | 0 | 0 | 0 | 0 | 0 | 0 | 0 | 0 | 0 | 0 | 0 | 0 | 0 | 0 | 0 | 0 | 0
[10 empty] | 3470.7148 | 3248.5891 | 3027.1652 | 2806.4416 | 2586.4166 | 2367.0885 | 2148.4556 | 1930.5163 | 1713.2688 | 1496.7116 | 1280.8431 | 1096.1089 | 938.0187 | 802.7296 | 686.953 | 587.8748 | 503.0864 | 430.527 | 368.4327 | 315.2942 | 269.8198 | 230.904 | 197.6011 | 169.1014 | 144.7121 | 123.8405 | 105.9792 | 90.6939
[10 empty] | 0 | 593.4021 | 1184.9052 | 1774.5141 | 2362.2331 | 2948.067 | 3532.0201 | 4114.097 | 4610.4754 | 5033.5182 | 5393.8054 | 5700.3908 | 5961.0227 | 6182.3315 | 6369.9915 | 6528.8587 | 6663.0885 | 6776.2372 | 6871.3479 | 6951.0251 | 7017.4974 | 7072.672 | 7118.1812 | 7155.4218 | 7185.589 | 7209.7057 | 7228.6473 | 7243.1629
[10 empty] | 0 | 0 | 0 | 0 | 0 | 0 | 0 | 0 | 0 | 0 | 0 | 0 | 0 | 0 | 0 | 0 | 0 | 0 | 0 | 0 | 0 | 0 | 0 | 0 | 0 | 0 | 0 | 0
[10 empty] | 0 | 0 | 0 | 0 | 0 | 0 | 0 | 0 | 0 | 0 | 0 | 0 | 0 | 0 | 0 | 0 | 0 | 0 | 0 | 0 | 0 | 0 | 0 | 0 | 0 | 0 | 0 | 0
[10 empty] | 0 | 0 | 0 | 0 | 0 | 0 | 0 | 0 | 0 | 0 | 0 | 0 | 0 | 0 | 0 | 0 | 0 | 0 | 0 | 0 | 0 | 0 | 0 | 0 | 0 | 0 | 0 | 0
[10 empty] | 0 | 0 | 0 | 0 | 0 | 0 | 0 | 0 | 0 | 0 | 0 | 0 | 0 | 0 | 0 | 0 | 0 | 0 | 0 | 0 | 0 | 0 | 0 | 0 | 0 | 0 | 0 | 0
[10 empty] | 0 | 0 | 0 | 0 | 0 | 0 | 0 | 0 | 0 | 0 | 0 | 0 | 0 | 0 | 0 | 0 | 0 | 0 | 0 | 0 | 0 | 0 | 0 | 0 | 0 | 0 | 0 | 0
[10 empty] | 0 | 0 | 0 | 0 | 0 | 0 | 0 | 0 | 0 | 0 | 0 | 0 | 0 | 0 | 0 | 0 | 0 | 0 | 0 | 0 | 0 | 0 | 0 | 0 | 0 | 0 | 0 | 0
[10 empty] | 0 | 0 | 0 | 0 | 0 | 0 | 0 | 0 | 0 | 0 | 0 | 0 | 0 | 0 | 0 | 0 | 0 | 0 | 0 | 0 | 0 | 0 | 0 | 0 | 0 | 0 | 0 | 0
[10 empty] | 0 | 0 | 0 | 0 | 0 | 0 | 0 | 0 | 0 | 0 | 0 | 0 | 0 | 0 | 0 | 0 | 0 | 0 | 0 | 0 | 0 | 0 | 0 | 0 | 0 | 0 | 0 | 0
[10 empty] | 0 | 0 | 0 | 0 | 0 | 0 | 0 | 0 | 0 | 0 | 0 | 0 | 0 | 0 | 0 | 0 | 0 | 0 | 0 | 0 | 0 | 0 | 0 | 0 | 0 | 0 | 0 | 0
[10 empty] | 7726.5893 | 7120.8247 | 6516.9788 | 5915.0469 | 5315.0246 | 4716.9071 | 4120.6901 | 3526.3688 | 3017.7657 | 2582.5177 | 2210.0448 | 1891.2932 | 1618.5147 | 1385.0786 | 1185.3107 | 1014.355 | 868.0561 | 742.8576 | 635.7163 | 544.0278 | 465.5635 | 398.4159 | 340.953 | 291.7778 | 249.6951 | 213.6819 | 182.8629 | 156.4888
[10 empty] | 0 | 9315.012 | 18600.2159 | 27855.6834 | 37081.4857 | 44426.5864 | 50269.571 | 54912.8234 | 58597.8636 | 61517.5982 | 63826.1058 | 65646.4517 | 67076.9308 | 68196.0529 | 69066.5256 | 69738.4344 | 70251.7836 | 70638.5254 | 70924.1805 | 71129.133 | 71269.6637 | 71358.7765 | 71406.8579 | 71422.2035 | 71411.4395 | 71379.8578 | 71331.6855 | 71270.2987
[10 empty] | 0 | 0 | 0 | 0 | 0 | 0 | 0 | 0 | 0 | 0 | 0 | 0 | 0 | 0 | 0 | 0 | 0 | 0 | 0 | 0 | 0 | 0 | 0 | 0 | 0 | 0 | 0 | 0
[10 empty] | 0 | 0 | 0 | 0 | 0 | 0 | 0 | 0 | 0 | 0 | 0 | 0 | 0 | 0 | 0 | 0 | 0 | 0 | 0 | 0 | 0 | 0 | 0 | 0 | 0 | 0 | 0 | 0
[10 empty] | 0 | 0 | 0 | 0 | 0 | 0 | 0 | 0 | 0 | 0 | 0 | 0 | 0 | 0 | 0 | 0 | 0 | 0 | 0 | 0 | 0 | 0 | 0 | 0 | 0 | 0 | 0 | 0
[10 empty] | 0 | 0 | 0 | 0 | 0 | 0 | 0 | 0 | 0 | 0 | 0 | 0 | 0 | 0 | 0 | 0 | 0 | 0 | 0 | 0 | 0 | 0 | 0 | 0 | 0 | 0 | 0 | 0
[10 empty] | 0 | 0 | 0 | 0 | 0 | 0 | 0 | 0 | 0 | 0 | 0 | 0 | 0 | 0 | 0 | 0 | 0 | 0 | 0 | 0 | 0 | 0 | 0 | 0 | 0 | 0 | 0 | 0
[10 empty] | 0 | 0 | 0 | 0 | 0 | 0 | 0 | 0 | 0 | 0 | 0 | 0 | 0 | 0 | 0 | 0 | 0 | 0 | 0 | 0 | 0 | 0 | 0 | 0 | 0 | 0 | 0 | 0
[10 empty] | 0 | 0 | 0 | 0 | 0 | 0 | 0 | 0 | 0 | 0 | 0 | 0 | 0 | 0 | 0 | 0 | 0 | 0 | 0 | 0 | 0 | 0 | 0 | 0 | 0 | 0 | 0 | 0
[10 empty] | 0 | 0 | 0 | 0 | 0 | 0 | 0 | 0 | 0 | 0 | 0 | 0 | 0 | 0 | 0 | 0 | 0 | 0 | 0 | 0 | 0 | 0 | 0 | 0 | 0 | 0 | 0 | 0
[10 empty] | 0 | 0 | 0 | 0 | 0 | 0 | 0 | 0 | 0 | 0 | 0 | 0 | 0 | 0 | 0 | 0 | 0 | 0 | 0 | 0 | 0 | 0 | 0 | 0 | 0 | 0 | 0 | 0
[10 empty] | 74639.519 | 65205.0838 | 55800.6477 | 46426.1389 | 37081.4857 | 29617.7242 | 23656.2687 | 18894.7349 | 15091.6027 | 12053.9649 | 9627.7428 | 7689.8708 | 6142.0536 | 4905.781 | 3918.3454 | 3129.6609 | 2499.7227 | 1996.5785 | 1594.7072 | 1273.7245 | 1017.3493 | 812.5772 | 649.0217 | 518.3866 | 414.0457 | 330.7066 | 264.142 | 210.9755
[10 empty] | 0 | 671.6015 | 1348.6134 | 2031.1892 | 2719.4866 | 3413.6678 | 4113.8996 | 4820.3536 | 5533.2061 | 6183.9572 | 6782.605 | 7337.7514 | 7856.8021 | 8346.1388 | 8811.2663 | 9256.9385 | 9687.2671 | 10105.8141 | 10515.6715 | 10919.5296 | 11319.7353 | 11718.3426 | 12117.1555 | 12517.7649 | 12921.5805 | 13329.8575 | 13743.7209 | 14164.1845
[10 empty] | 0 | 0 | 0 | 0 | 0 | 0 | 0 | 0 | 0 | 0 | 0 | 0 | 0 | 0 | 0 | 0 | 0 | 0 | 0 | 0 | 0 | 0 | 0 | 0 | 0 | 0 | 0 | 0
[10 empty] | 0 | 0 | 0 | 0 | 0 | 0 | 0 | 0 | 0 | 0 | 0 | 0 | 0 | 0 | 0 | 0 | 0 | 0 | 0 | 0 | 0 | 0 | 0 | 0 | 0 | 0 | 0 | 0
[10 empty] | 0 | 0 | 0 | 0 | 0 | 0 | 0 | 0 | 0 | 0 | 0 | 0 | 0 | 0 | 0 | 0 | 0 | 0 | 0 | 0 | 0 | 0 | 0 | 0 | 0 | 0 | 0 | 0
[10 empty] | 0 | 0 | 0 | 0 | 0 | 0 | 0 | 0 | 0 | 0 | 0 | 0 | 0 | 0 | 0 | 0 | 0 | 0 | 0 | 0 | 0 | 0 | 0 | 0 | 0 | 0 | 0 | 0
[10 empty] | 0 | 0 | 0 | 0 | 0 | 0 | 0 | 0 | 0 | 0 | 0 | 0 | 0 | 0 | 0 | 0 | 0 | 0 | 0 | 0 | 0 | 0 | 0 | 0 | 0 | 0 | 0 | 0
[10 empty] | 0 | 0 | 0 | 0 | 0 | 0 | 0 | 0 | 0 | 0 | 0 | 0 | 0 | 0 | 0 | 0 | 0 | 0 | 0 | 0 | 0 | 0 | 0 | 0 | 0 | 0 | 0 | 0
[10 empty] | 0 | 0 | 0 | 0 | 0 | 0 | 0 | 0 | 0 | 0 | 0 | 0 | 0 | 0 | 0 | 0 | 0 | 0 | 0 | 0 | 0 | 0 | 0 | 0 | 0 | 0 | 0 | 0
[10 empty] | 0 | 0 | 0 | 0 | 0 | 0 | 0 | 0 | 0 | 0 | 0 | 0 | 0 | 0 | 0 | 0 | 0 | 0 | 0 | 0 | 0 | 0 | 0 | 0 | 0 | 0 | 0 | 0
[10 empty] | 0 | 0 | 0 | 0 | 0 | 0 | 0 | 0 | 0 | 0 | 0 | 0 | 0 | 0 | 0 | 0 | 0 | 0 | 0 | 0 | 0 | 0 | 0 | 0 | 0 | 0 | 0 | 0
[10 empty] | 6730.7842 | 6250.0139 | 5769.2436 | 5288.4733 | 4807.703 | 4326.9327 | 3846.1624 | 3365.3921 | 2884.6218 | 2472.533 | 2119.314 | 1816.5548 | 1557.047 | 1334.6117 | 1143.9529 | 980.5311 | 840.4552 | 720.3902 | 617.4773 | 529.2662 | 453.6568 | 388.8487 | 333.2989 | 285.6847 | 244.8726 | 209.8908 | 179.9064 | 154.2055
[10 empty] | 0 | 281.8762 | 563.8079 | 845.7954 | 1127.8388 | 1409.9383 | 1692.0942 | 1974.3067 | 2226.9133 | 2453.21 | 2656.1267 | 2838.2678 | 3001.9483 | 3149.2259 | 3281.9298 | 3401.6861 | 3509.94 | 3607.9762 | 3696.9369 | 3777.8372 | 3851.5794 | 3918.9658 | 3980.7094 | 4037.4439 | 4089.733 | 4138.0774 | 4182.9224 | 4224.6638
[10 empty] | 0 | 0 | 0 | 0 | 0 | 0 | 0 | 0 | 0 | 0 | 0 | 0 | 0 | 0 | 0 | 0 | 0 | 0 | 0 | 0 | 0 | 0 | 0 | 0 | 0 | 0 | 0 | 0
[10 empty] | 0 | 0 | 0 | 0 | 0 | 0 | 0 | 0 | 0 | 0 | 0 | 0 | 0 | 0 | 0 | 0 | 0 | 0 | 0 | 0 | 0 | 0 | 0 | 0 | 0 | 0 | 0 | 0
[10 empty] | 0 | 0 | 0 | 0 | 0 | 0 | 0 | 0 | 0 | 0 | 0 | 0 | 0 | 0 | 0 | 0 | 0 | 0 | 0 | 0 | 0 | 0 | 0 | 0 | 0 | 0 | 0 | 0
[10 empty] | 0 | 0 | 0 | 0 | 0 | 0 | 0 | 0 | 0 | 0 | 0 | 0 | 0 | 0 | 0 | 0 | 0 | 0 | 0 | 0 | 0 | 0 | 0 | 0 | 0 | 0 | 0 | 0
[10 empty] | 0 | 0 | 0 | 0 | 0 | 0 | 0 | 0 | 0 | 0 | 0 | 0 | 0 | 0 | 0 | 0 | 0 | 0 | 0 | 0 | 0 | 0 | 0 | 0 | 0 | 0 | 0 | 0
[10 empty] | 0 | 0 | 0 | 0 | 0 | 0 | 0 | 0 | 0 | 0 | 0 | 0 | 0 | 0 | 0 | 0 | 0 | 0 | 0 | 0 | 0 | 0 | 0 | 0 | 0 | 0 | 0 | 0
[10 empty] | 0 | 0 | 0 | 0 | 0 | 0 | 0 | 0 | 0 | 0 | 0 | 0 | 0 | 0 | 0 | 0 | 0 | 0 | 0 | 0 | 0 | 0 | 0 | 0 | 0 | 0 | 0 | 0
[10 empty] | 0 | 0 | 0 | 0 | 0 | 0 | 0 | 0 | 0 | 0 | 0 | 0 | 0 | 0 | 0 | 0 | 0 | 0 | 0 | 0 | 0 | 0 | 0 | 0 | 0 | 0 | 0 | 0
[10 empty] | 0 | 0 | 0 | 0 | 0 | 0 | 0 | 0 | 0 | 0 | 0 | 0 | 0 | 0 | 0 | 0 | 0 | 0 | 0 | 0 | 0 | 0 | 0 | 0 | 0 | 0 | 0 | 0
[10 empty] | 4004.4639 | 3737.4996 | 3470.5354 | 3203.5711 | 2936.6069 | 2669.6426 | 2402.6783 | 2135.7141 | 1898.4125 | 1687.4778 | 1499.9803 | 1333.3158 | 1185.1696 | 1053.4841 | 936.4303 | 832.3825 | 739.8955 | 657.6849 | 584.6088 | 519.6523 | 461.9131 | 410.5895 | 364.9684 | 324.4164 | 288.3701 | 256.329 | 227.848 | 202.5315
[10 empty] | 0 | 179.2211 | 357.8687 | 535.9442 | 713.4489 | 890.3843 | 1066.7516 | 1242.5522 | 1417.7876 | 1592.459 | 1766.5679 | 1940.1155 | 2113.1033 | 2285.5325 | 2457.4046 | 2628.7208 | 2799.4825 | 2953.8103 | 3093.2232 | 3219.0999 | 3332.6916 | 3435.1341 | 3527.4582 | 3610.5995 | 3685.4073 | 3752.6523 | 3813.0341 | 3867.1876
[10 empty] | 0 | 0 | 0 | 0 | 0 | 0 | 0 | 0 | 0 | 0 | 0 | 0 | 0 | 0 | 0 | 0 | 0 | 0 | 0 | 0 | 0 | 0 | 0 | 0 | 0 | 0 | 0 | 0
[10 empty] | 0 | 0 | 0 | 0 | 0 | 0 | 0 | 0 | 0 | 0 | 0 | 0 | 0 | 0 | 0 | 0 | 0 | 0 | 0 | 0 | 0 | 0 | 0 | 0 | 0 | 0 | 0 | 0
[10 empty] | 0 | 0 | 0 | 0 | 0 | 0 | 0 | 0 | 0 | 0 | 0 | 0 | 0 | 0 | 0 | 0 | 0 | 0 | 0 | 0 | 0 | 0 | 0 | 0 | 0 | 0 | 0 | 0
[10 empty] | 0 | 0 | 0 | 0 | 0 | 0 | 0 | 0 | 0 | 0 | 0 | 0 | 0 | 0 | 0 | 0 | 0 | 0 | 0 | 0 | 0 | 0 | 0 | 0 | 0 | 0 | 0 | 0
[10 empty] | 0 | 0 | 0 | 0 | 0 | 0 | 0 | 0 | 0 | 0 | 0 | 0 | 0 | 0 | 0 | 0 | 0 | 0 | 0 | 0 | 0 | 0 | 0 | 0 | 0 | 0 | 0 | 0
[10 empty] | 0 | 0 | 0 | 0 | 0 | 0 | 0 | 0 | 0 | 0 | 0 | 0 | 0 | 0 | 0 | 0 | 0 | 0 | 0 | 0 | 0 | 0 | 0 | 0 | 0 | 0 | 0 | 0
[10 empty] | 0 | 0 | 0 | 0 | 0 | 0 | 0 | 0 | 0 | 0 | 0 | 0 | 0 | 0 | 0 | 0 | 0 | 0 | 0 | 0 | 0 | 0 | 0 | 0 | 0 | 0 | 0 | 0
[10 empty] | 0 | 0 | 0 | 0 | 0 | 0 | 0 | 0 | 0 | 0 | 0 | 0 | 0 | 0 | 0 | 0 | 0 | 0 | 0 | 0 | 0 | 0 | 0 | 0 | 0 | 0 | 0 | 0
[10 empty] | 0 | 0 | 0 | 0 | 0 | 0 | 0 | 0 | 0 | 0 | 0 | 0 | 0 | 0 | 0 | 0 | 0 | 0 | 0 | 0 | 0 | 0 | 0 | 0 | 0 | 0 | 0 | 0
[10 empty] | 4667.2166 | 4480.528 | 4294.4248 | 4108.9056 | 3923.9691 | 3739.6139 | 3555.8386 | 3372.6418 | 3190.0221 | 3007.9782 | 2826.5086 | 2645.6121 | 2465.2872 | 2285.5325 | 2106.3468 | 1927.7286 | 1749.6765 | 1588.0701 | 1441.3901 | 1308.2581 | 1187.4226 | 1077.7479 | 978.2032 | 887.8528 | 805.8475 | 731.4165 | 663.8602 | 602.5437
[10 empty] | 0 | 8630.8125 | 17234.0063 | 25809.6479 | 33130.7389 | 39378.2496 | 44707.0494 | 49249.6707 | 53119.5312 | 56413.6904 | 59215.2088 | 61595.1675 | 63614.3954 | 65324.9481 | 66771.3733 | 67991.7936 | 69018.8333 | 69880.411 | 70600.4189 | 71199.3031 | 71694.5607 | 72101.1652 | 72431.9306 | 72697.8224 | 72908.2248 | 73071.1683 | 73193.5253 | 73281.1769
[10 empty] | 0 | 0 | 0 | 0 | 0 | 0 | 0 | 0 | 0 | 0 | 0 | 0 | 0 | 0 | 0 | 0 | 0 | 0 | 0 | 0 | 0 | 0 | 0 | 0 | 0 | 0 | 0 | 0
[10 empty] | 0 | 0 | 0 | 0 | 0 | 0 | 0 | 0 | 0 | 0 | 0 | 0 | 0 | 0 | 0 | 0 | 0 | 0 | 0 | 0 | 0 | 0 | 0 | 0 | 0 | 0 | 0 | 0
[10 empty] | 0 | 0 | 0 | 0 | 0 | 0 | 0 | 0 | 0 | 0 | 0 | 0 | 0 | 0 | 0 | 0 | 0 | 0 | 0 | 0 | 0 | 0 | 0 | 0 | 0 | 0 | 0 | 0
[10 empty] | 0 | 0 | 0 | 0 | 0 | 0 | 0 | 0 | 0 | 0 | 0 | 0 | 0 | 0 | 0 | 0 | 0 | 0 | 0 | 0 | 0 | 0 | 0 | 0 | 0 | 0 | 0 | 0
[10 empty] | 0 | 0 | 0 | 0 | 0 | 0 | 0 | 0 | 0 | 0 | 0 | 0 | 0 | 0 | 0 | 0 | 0 | 0 | 0 | 0 | 0 | 0 | 0 | 0 | 0 | 0 | 0 | 0
[10 empty] | 0 | 0 | 0 | 0 | 0 | 0 | 0 | 0 | 0 | 0 | 0 | 0 | 0 | 0 | 0 | 0 | 0 | 0 | 0 | 0 | 0 | 0 | 0 | 0 | 0 | 0 | 0 | 0
[10 empty] | 0 | 0 | 0 | 0 | 0 | 0 | 0 | 0 | 0 | 0 | 0 | 0 | 0 | 0 | 0 | 0 | 0 | 0 | 0 | 0 | 0 | 0 | 0 | 0 | 0 | 0 | 0 | 0
[10 empty] | 0 | 0 | 0 | 0 | 0 | 0 | 0 | 0 | 0 | 0 | 0 | 0 | 0 | 0 | 0 | 0 | 0 | 0 | 0 | 0 | 0 | 0 | 0 | 0 | 0 | 0 | 0 | 0
[10 empty] | 0 | 0 | 0 | 0 | 0 | 0 | 0 | 0 | 0 | 0 | 0 | 0 | 0 | 0 | 0 | 0 | 0 | 0 | 0 | 0 | 0 | 0 | 0 | 0 | 0 | 0 | 0 | 0
[10 empty] | 77801.7951 | 69046.4998 | 60319.0222 | 51619.2958 | 44174.3185 | 37803.1197 | 32350.8297 | 27684.9158 | 23691.9599 | 20274.9024 | 17350.6822 | 14848.2181 | 12706.6808 | 10874.0144 | 9305.6708 | 7963.5272 | 6814.9591 | 5832.0472 | 4990.8994 | 4271.0691 | 3655.0589 | 3127.895 | 2676.7632 | 2290.6974 | 1960.3134 | 1677.5802 | 1435.6252 | 1228.567
[10 empty] | 0 | 2074.5968 | 3769.0343 | 5070.4411 | 5959.1424 | 6533.5669 | 7212.9509 | 8034.4396 | 8996.6943 | 10097.6216 | 11299.4469 | 12598.6425 | 14010.9669 | 15502.4313 | 17054.8158 | 18649.9654 | 20291.257 | 21982.6672 | 23699.6152 | 25447.2284 | 27213.791 | 28987.7565 | 30741.1948 | 32479.0202 | 34218.1994 | 35956.7858 | 37692.7385 | 39392.7364
[10 empty] | 0 | 0 | 0 | 0 | 0 | 0 | 0 | 0 | 0 | 0 | 0 | 0 | 0 | 0 | 0 | 0 | 0 | 0 | 0 | 0 | 0 | 0 | 0 | 0 | 0 | 0 | 0 | 0
[10 empty] | 0 | 0 | 0 | 0 | 0 | 0 | 0 | 0 | 0 | 0 | 0 | 0 | 0 | 0 | 0 | 0 | 0 | 0 | 0 | 0 | 0 | 0 | 0 | 0 | 0 | 0 | 0 | 0
[10 empty] | 0 | 0 | 0 | 0 | 0 | 0 | 0 | 0 | 0 | 0 | 0 | 0 | 0 | 0 | 0 | 0 | 0 | 0 | 0 | 0 | 0 | 0 | 0 | 0 | 0 | 0 | 0 | 0
[10 empty] | 0 | 0 | 0 | 0 | 0 | 0 | 0 | 0 | 0 | 0 | 0 | 0 | 0 | 0 | 0 | 0 | 0 | 0 | 0 | 0 | 0 | 0 | 0 | 0 | 0 | 0 | 0 | 0
[10 empty] | 0 | 0 | 0 | 0 | 0 | 0 | 0 | 0 | 0 | 0 | 0 | 0 | 0 | 0 | 0 | 0 | 0 | 0 | 0 | 0 | 0 | 0 | 0 | 0 | 0 | 0 | 0 | 0
[10 empty] | 0 | 0 | 0 | 0 | 0 | 0 | 0 | 0 | 0 | 0 | 0 | 0 | 0 | 0 | 0 | 0 | 0 | 0 | 0 | 0 | 0 | 0 | 0 | 0 | 0 | 0 | 0 | 0
[10 empty] | 0 | 0 | 0 | 0 | 0 | 0 | 0 | 0 | 0 | 0 | 0 | 0 | 0 | 0 | 0 | 0 | 0 | 0 | 0 | 0 | 0 | 0 | 0 | 0 | 0 | 0 | 0 | 0
[10 empty] | 0 | 0 | 0 | 0 | 0 | 0 | 0 | 0 | 0 | 0 | 0 | 0 | 0 | 0 | 0 | 0 | 0 | 0 | 0 | 0 | 0 | 0 | 0 | 0 | 0 | 0 | 0 | 0
[10 empty] | 0 | 0 | 0 | 0 | 0 | 0 | 0 | 0 | 0 | 0 | 0 | 0 | 0 | 0 | 0 | 0 | 0 | 0 | 0 | 0 | 0 | 0 | 0 | 0 | 0 | 0 | 0 | 0
[10 empty] | 3543.64 | 3522.6245 | 3501.6091 | 3480.5936 | 3459.5781 | 3438.5626 | 3417.5472 | 3395.3537 | 3372.1785 | 3348.1853 | 3323.5104 | 3298.2673 | 3255.5643 | 3198.3114 | 3128.9335 | 3049.4515 | 2961.5493 | 2834.0988 | 2673.6912 | 2485.8195 | 2275.061 | 2045.2301 | 1823.8352 | 1609.4703 | 1400.9636 | 1197.3389 | 997.7824 | 831.4853
[10 empty] | 0 | 2074.5968 | 3769.0343 | 5070.4411 | 5959.1424 | 6533.5669 | 7212.9509 | 8034.4396 | 8996.6943 | 10097.6216 | 11299.4469 | 12598.6425 | 14010.9669 | 15502.4313 | 17054.8158 | 18649.9654 | 20291.257 | 21982.6672 | 23699.6152 | 25447.2284 | 27213.791 | 28987.7565 | 30741.1948 | 32479.0202 | 34218.1994 | 35956.7858 | 37692.7385 | 39392.7364
[10 empty] | 0 | 0 | 0 | 0 | 0 | 0 | 0 | 0 | 0 | 0 | 0 | 0 | 0 | 0 | 0 | 0 | 0 | 0 | 0 | 0 | 0 | 0 | 0 | 0 | 0 | 0 | 0 | 0
[10 empty] | 0 | 0 | 0 | 0 | 0 | 0 | 0 | 0 | 0 | 0 | 0 | 0 | 0 | 0 | 0 | 0 | 0 | 0 | 0 | 0 | 0 | 0 | 0 | 0 | 0 | 0 | 0 | 0
[10 empty] | 0 | 0 | 0 | 0 | 0 | 0 | 0 | 0 | 0 | 0 | 0 | 0 | 0 | 0 | 0 | 0 | 0 | 0 | 0 | 0 | 0 | 0 | 0 | 0 | 0 | 0 | 0 | 0
[10 empty] | 0 | 0 | 0 | 0 | 0 | 0 | 0 | 0 | 0 | 0 | 0 | 0 | 0 | 0 | 0 | 0 | 0 | 0 | 0 | 0 | 0 | 0 | 0 | 0 | 0 | 0 | 0 | 0
[10 empty] | 0 | 0 | 0 | 0 | 0 | 0 | 0 | 0 | 0 | 0 | 0 | 0 | 0 | 0 | 0 | 0 | 0 | 0 | 0 | 0 | 0 | 0 | 0 | 0 | 0 | 0 | 0 | 0
[10 empty] | 0 | 0 | 0 | 0 | 0 | 0 | 0 | 0 | 0 | 0 | 0 | 0 | 0 | 0 | 0 | 0 | 0 | 0 | 0 | 0 | 0 | 0 | 0 | 0 | 0 | 0 | 0 | 0
[10 empty] | 0 | 0 | 0 | 0 | 0 | 0 | 0 | 0 | 0 | 0 | 0 | 0 | 0 | 0 | 0 | 0 | 0 | 0 | 0 | 0 | 0 | 0 | 0 | 0 | 0 | 0 | 0 | 0
[10 empty] | 0 | 0 | 0 | 0 | 0 | 0 | 0 | 0 | 0 | 0 | 0 | 0 | 0 | 0 | 0 | 0 | 0 | 0 | 0 | 0 | 0 | 0 | 0 | 0 | 0 | 0 | 0 | 0
[10 empty] | 0 | 0 | 0 | 0 | 0 | 0 | 0 | 0 | 0 | 0 | 0 | 0 | 0 | 0 | 0 | 0 | 0 | 0 | 0 | 0 | 0 | 0 | 0 | 0 | 0 | 0 | 0 | 0
[10 empty] | 3543.64 | 3522.6245 | 3501.6091 | 3480.5936 | 3459.5781 | 3438.5626 | 3417.5472 | 3395.3537 | 3372.1785 | 3348.1853 | 3323.5104 | 3298.2673 | 3255.5643 | 3198.3114 | 3128.9335 | 3049.4515 | 2961.5493 | 2834.0988 | 2673.6912 | 2485.8195 | 2275.061 | 2045.2301 | 1823.8352 | 1609.4703 | 1400.9636 | 1197.3389 | 997.7824 | 831.4853
[10 empty] | 0 | 2074.5968 | 3769.0343 | 5070.4411 | 5959.1424 | 6533.5669 | 7212.9509 | 8034.4396 | 8996.6943 | 10097.6216 | 11299.4469 | 12598.6425 | 14010.9669 | 15502.4313 | 17054.8158 | 18649.9654 | 20291.257 | 21982.6672 | 23699.6152 | 25447.2284 | 27213.791 | 28987.7565 | 30741.1948 | 32479.0202 | 34218.1994 | 35956.7858 | 37692.7385 | 39392.7364
[10 empty] | 0 | 0 | 0 | 0 | 0 | 0 | 0 | 0 | 0 | 0 | 0 | 0 | 0 | 0 | 0 | 0 | 0 | 0 | 0 | 0 | 0 | 0 | 0 | 0 | 0 | 0 | 0 | 0
[10 empty] | 0 | 0 | 0 | 0 | 0 | 0 | 0 | 0 | 0 | 0 | 0 | 0 | 0 | 0 | 0 | 0 | 0 | 0 | 0 | 0 | 0 | 0 | 0 | 0 | 0 | 0 | 0 | 0
[10 empty] | 0 | 0 | 0 | 0 | 0 | 0 | 0 | 0 | 0 | 0 | 0 | 0 | 0 | 0 | 0 | 0 | 0 | 0 | 0 | 0 | 0 | 0 | 0 | 0 | 0 | 0 | 0 | 0
[10 empty] | 0 | 0 | 0 | 0 | 0 | 0 | 0 | 0 | 0 | 0 | 0 | 0 | 0 | 0 | 0 | 0 | 0 | 0 | 0 | 0 | 0 | 0 | 0 | 0 | 0 | 0 | 0 | 0
[10 empty] | 0 | 0 | 0 | 0 | 0 | 0 | 0 | 0 | 0 | 0 | 0 | 0 | 0 | 0 | 0 | 0 | 0 | 0 | 0 | 0 | 0 | 0 | 0 | 0 | 0 | 0 | 0 | 0
[10 empty] | 0 | 0 | 0 | 0 | 0 | 0 | 0 | 0 | 0 | 0 | 0 | 0 | 0 | 0 | 0 | 0 | 0 | 0 | 0 | 0 | 0 | 0 | 0 | 0 | 0 | 0 | 0 | 0
[10 empty] | 0 | 0 | 0 | 0 | 0 | 0 | 0 | 0 | 0 | 0 | 0 | 0 | 0 | 0 | 0 | 0 | 0 | 0 | 0 | 0 | 0 | 0 | 0 | 0 | 0 | 0 | 0 | 0
[10 empty] | 0 | 0 | 0 | 0 | 0 | 0 | 0 | 0 | 0 | 0 | 0 | 0 | 0 | 0 | 0 | 0 | 0 | 0 | 0 | 0 | 0 | 0 | 0 | 0 | 0 | 0 | 0 | 0
[10 empty] | 0 | 0 | 0 | 0 | 0 | 0 | 0 | 0 | 0 | 0 | 0 | 0 | 0 | 0 | 0 | 0 | 0 | 0 | 0 | 0 | 0 | 0 | 0 | 0 | 0 | 0 | 0 | 0
[10 empty] | 3543.64 | 3522.6245 | 3501.6091 | 3480.5936 | 3459.5781 | 3438.5626 | 3417.5472 | 3395.3537 | 3372.1785 | 3348.1853 | 3323.5104 | 3298.2673 | 3255.5643 | 3198.3114 | 3128.9335 | 3049.4515 | 2961.5493 | 2834.0988 | 2673.6912 | 2485.8195 | 2275.061 | 2045.2301 | 1823.8352 | 1609.4703 | 1400.9636 | 1197.3389 | 997.7824 | 831.4853
[10 empty] | 0 | 2074.5968 | 3769.0343 | 5070.4411 | 5959.1424 | 6533.5669 | 7212.9509 | 8034.4396 | 8996.6943 | 10097.6216 | 11299.4469 | 12598.6425 | 14010.9669 | 15502.4313 | 17054.8158 | 18649.9654 | 20291.257 | 21982.6672 | 23699.6152 | 25447.2284 | 27213.791 | 28987.7565 | 30741.1948 | 32479.0202 | 34218.1994 | 35956.7858 | 37692.7385 | 39392.7364
[10 empty] | 0 | 0 | 0 | 0 | 0 | 0 | 0 | 0 | 0 | 0 | 0 | 0 | 0 | 0 | 0 | 0 | 0 | 0 | 0 | 0 | 0 | 0 | 0 | 0 | 0 | 0 | 0 | 0
[10 empty] | 0 | 0 | 0 | 0 | 0 | 0 | 0 | 0 | 0 | 0 | 0 | 0 | 0 | 0 | 0 | 0 | 0 | 0 | 0 | 0 | 0 | 0 | 0 | 0 | 0 | 0 | 0 | 0
[10 empty] | 0 | 0 | 0 | 0 | 0 | 0 | 0 | 0 | 0 | 0 | 0 | 0 | 0 | 0 | 0 | 0 | 0 | 0 | 0 | 0 | 0 | 0 | 0 | 0 | 0 | 0 | 0 | 0
[10 empty] | 0 | 0 | 0 | 0 | 0 | 0 | 0 | 0 | 0 | 0 | 0 | 0 | 0 | 0 | 0 | 0 | 0 | 0 | 0 | 0 | 0 | 0 | 0 | 0 | 0 | 0 | 0 | 0
[10 empty] | 0 | 0 | 0 | 0 | 0 | 0 | 0 | 0 | 0 | 0 | 0 | 0 | 0 | 0 | 0 | 0 | 0 | 0 | 0 | 0 | 0 | 0 | 0 | 0 | 0 | 0 | 0 | 0
[10 empty] | 0 | 0 | 0 | 0 | 0 | 0 | 0 | 0 | 0 | 0 | 0 | 0 | 0 | 0 | 0 | 0 | 0 | 0 | 0 | 0 | 0 | 0 | 0 | 0 | 0 | 0 | 0 | 0
[10 empty] | 0 | 0 | 0 | 0 | 0 | 0 | 0 | 0 | 0 | 0 | 0 | 0 | 0 | 0 | 0 | 0 | 0 | 0 | 0 | 0 | 0 | 0 | 0 | 0 | 0 | 0 | 0 | 0
[10 empty] | 0 | 0 | 0 | 0 | 0 | 0 | 0 | 0 | 0 | 0 | 0 | 0 | 0 | 0 | 0 | 0 | 0 | 0 | 0 | 0 | 0 | 0 | 0 | 0 | 0 | 0 | 0 | 0
[10 empty] | 0 | 0 | 0 | 0 | 0 | 0 | 0 | 0 | 0 | 0 | 0 | 0 | 0 | 0 | 0 | 0 | 0 | 0 | 0 | 0 | 0 | 0 | 0 | 0 | 0 | 0 | 0 | 0
[10 empty] | 3543.64 | 3522.6245 | 3501.6091 | 3480.5936 | 3459.5781 | 3438.5626 | 3417.5472 | 3395.3537 | 3372.1785 | 3348.1853 | 3323.5104 | 3298.2673 | 3255.5643 | 3198.3114 | 3128.9335 | 3049.4515 | 2961.5493 | 2834.0988 | 2673.6912 | 2485.8195 | 2275.061 | 2045.2301 | 1823.8352 | 1609.4703 | 1400.9636 | 1197.3389 | 997.7824 | 831.4853
[10 empty] | 0 | 2074.5968 | 3769.0343 | 5070.4411 | 5959.1424 | 6533.5669 | 7212.9509 | 8034.4396 | 8996.6943 | 10097.6216 | 11299.4469 | 12598.6425 | 14010.9669 | 15502.4313 | 17054.8158 | 18649.9654 | 20291.257 | 21982.6672 | 23699.6152 | 25447.2284 | 27213.791 | 28987.7565 | 30741.1948 | 32479.0202 | 34218.1994 | 35956.7858 | 37692.7385 | 39392.7364
[10 empty] | 0 | 0 | 0 | 0 | 0 | 0 | 0 | 0 | 0 | 0 | 0 | 0 | 0 | 0 | 0 | 0 | 0 | 0 | 0 | 0 | 0 | 0 | 0 | 0 | 0 | 0 | 0 | 0
[10 empty] | 0 | 0 | 0 | 0 | 0 | 0 | 0 | 0 | 0 | 0 | 0 | 0 | 0 | 0 | 0 | 0 | 0 | 0 | 0 | 0 | 0 | 0 | 0 | 0 | 0 | 0 | 0 | 0
[10 empty] | 0 | 0 | 0 | 0 | 0 | 0 | 0 | 0 | 0 | 0 | 0 | 0 | 0 | 0 | 0 | 0 | 0 | 0 | 0 | 0 | 0 | 0 | 0 | 0 | 0 | 0 | 0 | 0
[10 empty] | 0 | 0 | 0 | 0 | 0 | 0 | 0 | 0 | 0 | 0 | 0 | 0 | 0 | 0 | 0 | 0 | 0 | 0 | 0 | 0 | 0 | 0 | 0 | 0 | 0 | 0 | 0 | 0
[10 empty] | 0 | 0 | 0 | 0 | 0 | 0 | 0 | 0 | 0 | 0 | 0 | 0 | 0 | 0 | 0 | 0 | 0 | 0 | 0 | 0 | 0 | 0 | 0 | 0 | 0 | 0 | 0 | 0
[10 empty] | 0 | 0 | 0 | 0 | 0 | 0 | 0 | 0 | 0 | 0 | 0 | 0 | 0 | 0 | 0 | 0 | 0 | 0 | 0 | 0 | 0 | 0 | 0 | 0 | 0 | 0 | 0 | 0
[10 empty] | 0 | 0 | 0 | 0 | 0 | 0 | 0 | 0 | 0 | 0 | 0 | 0 | 0 | 0 | 0 | 0 | 0 | 0 | 0 | 0 | 0 | 0 | 0 | 0 | 0 | 0 | 0 | 0
[10 empty] | 0 | 0 | 0 | 0 | 0 | 0 | 0 | 0 | 0 | 0 | 0 | 0 | 0 | 0 | 0 | 0 | 0 | 0 | 0 | 0 | 0 | 0 | 0 | 0 | 0 | 0 | 0 | 0
[10 empty] | 0 | 0 | 0 | 0 | 0 | 0 | 0 | 0 | 0 | 0 | 0 | 0 | 0 | 0 | 0 | 0 | 0 | 0 | 0 | 0 | 0 | 0 | 0 | 0 | 0 | 0 | 0 | 0
[10 empty] | 3543.64 | 3522.6245 | 3501.6091 | 3480.5936 | 3459.5781 | 3438.5626 | 3417.5472 | 3395.3537 | 3372.1785 | 3348.1853 | 3323.5104 | 3298.2673 | 3255.5643 | 3198.3114 | 3128.9335 | 3049.4515 | 2961.5493 | 2834.0988 | 2673.6912 | 2485.8195 | 2275.061 | 2045.2301 | 1823.8352 | 1609.4703 | 1400.9636 | 1197.3389 | 997.7824 | 831.4853
[10 empty] | 0 | 2074.5968 | 3769.0343 | 5070.4411 | 5959.1424 | 6533.5669 | 7212.9509 | 8034.4396 | 8996.6943 | 10097.6216 | 11299.4469 | 12598.6425 | 14010.9669 | 15502.4313 | 17054.8158 | 18649.9654 | 20291.257 | 21982.6672 | 23699.6152 | 25447.2284 | 27213.791 | 28987.7565 | 30741.1948 | 32479.0202 | 34218.1994 | 35956.7858 | 37692.7385 | 39392.7364
[10 empty] | 0 | 0 | 0 | 0 | 0 | 0 | 0 | 0 | 0 | 0 | 0 | 0 | 0 | 0 | 0 | 0 | 0 | 0 | 0 | 0 | 0 | 0 | 0 | 0 | 0 | 0 | 0 | 0
[10 empty] | 0 | 0 | 0 | 0 | 0 | 0 | 0 | 0 | 0 | 0 | 0 | 0 | 0 | 0 | 0 | 0 | 0 | 0 | 0 | 0 | 0 | 0 | 0 | 0 | 0 | 0 | 0 | 0
[10 empty] | 0 | 0 | 0 | 0 | 0 | 0 | 0 | 0 | 0 | 0 | 0 | 0 | 0 | 0 | 0 | 0 | 0 | 0 | 0 | 0 | 0 | 0 | 0 | 0 | 0 | 0 | 0 | 0
[10 empty] | 0 | 0 | 0 | 0 | 0 | 0 | 0 | 0 | 0 | 0 | 0 | 0 | 0 | 0 | 0 | 0 | 0 | 0 | 0 | 0 | 0 | 0 | 0 | 0 | 0 | 0 | 0 | 0
[10 empty] | 0 | 0 | 0 | 0 | 0 | 0 | 0 | 0 | 0 | 0 | 0 | 0 | 0 | 0 | 0 | 0 | 0 | 0 | 0 | 0 | 0 | 0 | 0 | 0 | 0 | 0 | 0 | 0
[10 empty] | 0 | 0 | 0 | 0 | 0 | 0 | 0 | 0 | 0 | 0 | 0 | 0 | 0 | 0 | 0 | 0 | 0 | 0 | 0 | 0 | 0 | 0 | 0 | 0 | 0 | 0 | 0 | 0
[10 empty] | 0 | 0 | 0 | 0 | 0 | 0 | 0 | 0 | 0 | 0 | 0 | 0 | 0 | 0 | 0 | 0 | 0 | 0 | 0 | 0 | 0 | 0 | 0 | 0 | 0 | 0 | 0 | 0
[10 empty] | 0 | 0 | 0 | 0 | 0 | 0 | 0 | 0 | 0 | 0 | 0 | 0 | 0 | 0 | 0 | 0 | 0 | 0 | 0 | 0 | 0 | 0 | 0 | 0 | 0 | 0 | 0 | 0
[10 empty] | 0 | 0 | 0 | 0 | 0 | 0 | 0 | 0 | 0 | 0 | 0 | 0 | 0 | 0 | 0 | 0 | 0 | 0 | 0 | 0 | 0 | 0 | 0 | 0 | 0 | 0 | 0 | 0
[10 empty] | 3543.64 | 3522.6245 | 3501.6091 | 3480.5936 | 3459.5781 | 3438.5626 | 3417.5472 | 3395.3537 | 3372.1785 | 3348.1853 | 3323.5104 | 3298.2673 | 3255.5643 | 3198.3114 | 3128.9335 | 3049.4515 | 2961.5493 | 2834.0988 | 2673.6912 | 2485.8195 | 2275.061 | 2045.2301 | 1823.8352 | 1609.4703 | 1400.9636 | 1197.3389 | 997.7824 | 831.4853
[10 empty] | 0 | 2074.5968 | 3769.0343 | 5070.4411 | 5959.1424 | 6533.5669 | 7212.9509 | 8034.4396 | 8996.6943 | 10097.6216 | 11299.4469 | 12598.6425 | 14010.9669 | 15502.4313 | 17054.8158 | 18649.9654 | 20291.257 | 21982.6672 | 23699.6152 | 25447.2284 | 27213.791 | 28987.7565 | 30741.1948 | 32479.0202 | 34218.1994 | 35956.7858 | 37692.7385 | 39392.7364
[10 empty] | 0 | 0 | 0 | 0 | 0 | 0 | 0 | 0 | 0 | 0 | 0 | 0 | 0 | 0 | 0 | 0 | 0 | 0 | 0 | 0 | 0 | 0 | 0 | 0 | 0 | 0 | 0 | 0
[10 empty] | 0 | 0 | 0 | 0 | 0 | 0 | 0 | 0 | 0 | 0 | 0 | 0 | 0 | 0 | 0 | 0 | 0 | 0 | 0 | 0 | 0 | 0 | 0 | 0 | 0 | 0 | 0 | 0
[10 empty] | 0 | 0 | 0 | 0 | 0 | 0 | 0 | 0 | 0 | 0 | 0 | 0 | 0 | 0 | 0 | 0 | 0 | 0 | 0 | 0 | 0 | 0 | 0 | 0 | 0 | 0 | 0 | 0
[10 empty] | 0 | 0 | 0 | 0 | 0 | 0 | 0 | 0 | 0 | 0 | 0 | 0 | 0 | 0 | 0 | 0 | 0 | 0 | 0 | 0 | 0 | 0 | 0 | 0 | 0 | 0 | 0 | 0
[10 empty] | 0 | 0 | 0 | 0 | 0 | 0 | 0 | 0 | 0 | 0 | 0 | 0 | 0 | 0 | 0 | 0 | 0 | 0 | 0 | 0 | 0 | 0 | 0 | 0 | 0 | 0 | 0 | 0
[10 empty] | 0 | 0 | 0 | 0 | 0 | 0 | 0 | 0 | 0 | 0 | 0 | 0 | 0 | 0 | 0 | 0 | 0 | 0 | 0 | 0 | 0 | 0 | 0 | 0 | 0 | 0 | 0 | 0
[10 empty] | 0 | 0 | 0 | 0 | 0 | 0 | 0 | 0 | 0 | 0 | 0 | 0 | 0 | 0 | 0 | 0 | 0 | 0 | 0 | 0 | 0 | 0 | 0 | 0 | 0 | 0 | 0 | 0
[10 empty] | 0 | 0 | 0 | 0 | 0 | 0 | 0 | 0 | 0 | 0 | 0 | 0 | 0 | 0 | 0 | 0 | 0 | 0 | 0 | 0 | 0 | 0 | 0 | 0 | 0 | 0 | 0 | 0
[10 empty] | 0 | 0 | 0 | 0 | 0 | 0 | 0 | 0 | 0 | 0 | 0 | 0 | 0 | 0 | 0 | 0 | 0 | 0 | 0 | 0 | 0 | 0 | 0 | 0 | 0 | 0 | 0 | 0
[10 empty] | 3543.64 | 3522.6245 | 3501.6091 | 3480.5936 | 3459.5781 | 3438.5626 | 3417.5472 | 3395.3537 | 3372.1785 | 3348.1853 | 3323.5104 | 3298.2673 | 3255.5643 | 3198.3114 | 3128.9335 | 3049.4515 | 2961.5493 | 2834.0988 | 2673.6912 | 2485.8195 | 2275.061 | 2045.2301 | 1823.8352 | 1609.4703 | 1400.9636 | 1197.3389 | 997.7824 | 831.4853
[10 empty] | 0 | 2074.5968 | 3769.0343 | 5070.4411 | 5959.1424 | 6533.5669 | 7212.9509 | 8034.4396 | 8996.6943 | 10097.6216 | 11299.4469 | 12598.6425 | 14010.9669 | 15502.4313 | 17054.8158 | 18649.9654 | 20291.257 | 21982.6672 | 23699.6152 | 25447.2284 | 27213.791 | 28987.7565 | 30741.1948 | 32479.0202 | 34218.1994 | 35956.7858 | 37692.7385 | 39392.7364
[10 empty] | 0 | 0 | 0 | 0 | 0 | 0 | 0 | 0 | 0 | 0 | 0 | 0 | 0 | 0 | 0 | 0 | 0 | 0 | 0 | 0 | 0 | 0 | 0 | 0 | 0 | 0 | 0 | 0
[10 empty] | 0 | 0 | 0 | 0 | 0 | 0 | 0 | 0 | 0 | 0 | 0 | 0 | 0 | 0 | 0 | 0 | 0 | 0 | 0 | 0 | 0 | 0 | 0 | 0 | 0 | 0 | 0 | 0
[10 empty] | 0 | 0 | 0 | 0 | 0 | 0 | 0 | 0 | 0 | 0 | 0 | 0 | 0 | 0 | 0 | 0 | 0 | 0 | 0 | 0 | 0 | 0 | 0 | 0 | 0 | 0 | 0 | 0
[10 empty] | 0 | 0 | 0 | 0 | 0 | 0 | 0 | 0 | 0 | 0 | 0 | 0 | 0 | 0 | 0 | 0 | 0 | 0 | 0 | 0 | 0 | 0 | 0 | 0 | 0 | 0 | 0 | 0
[10 empty] | 0 | 0 | 0 | 0 | 0 | 0 | 0 | 0 | 0 | 0 | 0 | 0 | 0 | 0 | 0 | 0 | 0 | 0 | 0 | 0 | 0 | 0 | 0 | 0 | 0 | 0 | 0 | 0
[10 empty] | 0 | 0 | 0 | 0 | 0 | 0 | 0 | 0 | 0 | 0 | 0 | 0 | 0 | 0 | 0 | 0 | 0 | 0 | 0 | 0 | 0 | 0 | 0 | 0 | 0 | 0 | 0 | 0
[10 empty] | 0 | 0 | 0 | 0 | 0 | 0 | 0 | 0 | 0 | 0 | 0 | 0 | 0 | 0 | 0 | 0 | 0 | 0 | 0 | 0 | 0 | 0 | 0 | 0 | 0 | 0 | 0 | 0
[10 empty] | 0 | 0 | 0 | 0 | 0 | 0 | 0 | 0 | 0 | 0 | 0 | 0 | 0 | 0 | 0 | 0 | 0 | 0 | 0 | 0 | 0 | 0 | 0 | 0 | 0 | 0 | 0 | 0
[10 empty] | 0 | 0 | 0 | 0 | 0 | 0 | 0 | 0 | 0 | 0 | 0 | 0 | 0 | 0 | 0 | 0 | 0 | 0 | 0 | 0 | 0 | 0 | 0 | 0 | 0 | 0 | 0 | 0
[10 empty] | 3543.64 | 3522.6245 | 3501.6091 | 3480.5936 | 3459.5781 | 3438.5626 | 3417.5472 | 3395.3537 | 3372.1785 | 3348.1853 | 3323.5104 | 3298.2673 | 3255.5643 | 3198.3114 | 3128.9335 | 3049.4515 | 2961.5493 | 2834.0988 | 2673.6912 | 2485.8195 | 2275.061 | 2045.2301 | 1823.8352 | 1609.4703 | 1400.9636 | 1197.3389 | 997.7824 | 831.4853
[10 empty] | 0 | 2053.5813 | 3727.0033 | 5007.3946 | 5875.0805 | 6428.4895 | 7086.8581 | 7886.1532 | 8825.2328 | 9902.1669 | 11079.3172 | 12353.2698 | 13722.8913 | 15157.1027 | 16640.1093 | 16640.1093 | 18155.7769 | 19719.7366 | 21276.277 | 22836.0185 | 24456.7836 | 26139.7931 | 27975.455 | 29774.9324 | 31556.5294 | 31556.5294 | 33319.6041 | 35060.6805
[10 empty] | 0 | 0 | 0 | 0 | 0 | 0 | 0 | 0 | 0 | 0 | 0 | 0 | 0 | 0 | 0 | 0 | 0 | 0 | 0 | 0 | 0 | 0 | 0 | 0 | 0 | 0 | 0 | 0
[10 empty] | 0 | 0 | 0 | 0 | 0 | 0 | 0 | 0 | 0 | 0 | 0 | 0 | 0 | 0 | 0 | 0 | 0 | 0 | 0 | 0 | 0 | 0 | 0 | 0 | 0 | 0 | 0 | 0
[10 empty] | 0 | 0 | 0 | 0 | 0 | 0 | 0 | 0 | 0 | 0 | 0 | 0 | 0 | 0 | 0 | 0 | 0 | 0 | 0 | 0 | 0 | 0 | 0 | 0 | 0 | 0 | 0 | 0
[10 empty] | 0 | 0 | 0 | 0 | 0 | 0 | 0 | 0 | 0 | 0 | 0 | 0 | 0 | 0 | 0 | 0 | 0 | 0 | 0 | 0 | 0 | 0 | 0 | 0 | 0 | 0 | 0 | 0
[10 empty] | 0 | 0 | 0 | 0 | 0 | 0 | 0 | 0 | 0 | 0 | 0 | 0 | 0 | 0 | 0 | 0 | 0 | 0 | 0 | 0 | 0 | 0 | 0 | 0 | 0 | 0 | 0 | 0
[10 empty] | 0 | 0 | 0 | 0 | 0 | 0 | 0 | 0 | 0 | 0 | 0 | 0 | 0 | 0 | 0 | 0 | 0 | 0 | 0 | 0 | 0 | 0 | 0 | 0 | 0 | 0 | 0 | 0
[10 empty] | 0 | 0 | 0 | 0 | 0 | 0 | 0 | 0 | 0 | 0 | 0 | 0 | 0 | 0 | 0 | 0 | 0 | 0 | 0 | 0 | 0 | 0 | 0 | 0 | 0 | 0 | 0 | 0
[10 empty] | 0 | 0 | 0 | 0 | 0 | 0 | 0 | 0 | 0 | 0 | 0 | 0 | 0 | 0 | 0 | 0 | 0 | 0 | 0 | 0 | 0 | 0 | 0 | 0 | 0 | 0 | 0 | 0
[10 empty] | 0 | 0 | 0 | 0 | 0 | 0 | 0 | 0 | 0 | 0 | 0 | 0 | 0 | 0 | 0 | 0 | 0 | 0 | 0 | 0 | 0 | 0 | 0 | 0 | 0 | 0 | 0 | 0
[10 empty] | 3543.64 | 3543.64 | 3543.64 | 3543.64 | 3543.64 | 3543.64 | 3543.64 | 3543.64 | 3543.64 | 3543.64 | 3543.64 | 3543.64 | 3543.64 | 3543.64 | 3543.64 | 3543.64 | 3543.64 | 3543.64 | 3543.64 | 3543.64 | 3478.679 | 3339.8041 | 3036.1855 | 2760.1687 | 2509.2442 | 2509.2442 | 2281.1311 | 2073.7556
[10 empty] | 0 | 36.0003 | 82.6804 | 131.5023 | 181.5882 | 232.9997 | 285.8014 | 345.4514 | 406.6594 | 469.4565 | 533.8747 | 599.9461 | 667.7038 | 737.1812 | 808.4125 | 881.4323 | 956.2761 | 1032.9798 | 1111.5799 | 1192.1138 | 1274.6194 | 1359.1352 | 1445.7005 | 1534.3553 | 1625.1403 | 1718.0968 | 1813.267 | 1910.6938
[10 empty] | 0 | 0 | 0 | 0 | 0 | 0 | 0 | 0 | 0 | 0 | 0 | 0 | 0 | 0 | 0 | 0 | 0 | 0 | 0 | 0 | 0 | 0 | 0 | 0 | 0 | 0 | 0 | 0
[10 empty] | 0 | 0 | 0 | 0 | 0 | 0 | 0 | 0 | 0 | 0 | 0 | 0 | 0 | 0 | 0 | 0 | 0 | 0 | 0 | 0 | 0 | 0 | 0 | 0 | 0 | 0 | 0 | 0
[10 empty] | 0 | 0 | 0 | 0 | 0 | 0 | 0 | 0 | 0 | 0 | 0 | 0 | 0 | 0 | 0 | 0 | 0 | 0 | 0 | 0 | 0 | 0 | 0 | 0 | 0 | 0 | 0 | 0
[10 empty] | 0 | 0 | 0 | 0 | 0 | 0 | 0 | 0 | 0 | 0 | 0 | 0 | 0 | 0 | 0 | 0 | 0 | 0 | 0 | 0 | 0 | 0 | 0 | 0 | 0 | 0 | 0 | 0
[10 empty] | 0 | 0 | 0 | 0 | 0 | 0 | 0 | 0 | 0 | 0 | 0 | 0 | 0 | 0 | 0 | 0 | 0 | 0 | 0 | 0 | 0 | 0 | 0 | 0 | 0 | 0 | 0 | 0
[10 empty] | 0 | 0 | 0 | 0 | 0 | 0 | 0 | 0 | 0 | 0 | 0 | 0 | 0 | 0 | 0 | 0 | 0 | 0 | 0 | 0 | 0 | 0 | 0 | 0 | 0 | 0 | 0 | 0
[10 empty] | 0 | 0 | 0 | 0 | 0 | 0 | 0 | 0 | 0 | 0 | 0 | 0 | 0 | 0 | 0 | 0 | 0 | 0 | 0 | 0 | 0 | 0 | 0 | 0 | 0 | 0 | 0 | 0
[10 empty] | 0 | 0 | 0 | 0 | 0 | 0 | 0 | 0 | 0 | 0 | 0 | 0 | 0 | 0 | 0 | 0 | 0 | 0 | 0 | 0 | 0 | 0 | 0 | 0 | 0 | 0 | 0 | 0
[10 empty] | 0 | 0 | 0 | 0 | 0 | 0 | 0 | 0 | 0 | 0 | 0 | 0 | 0 | 0 | 0 | 0 | 0 | 0 | 0 | 0 | 0 | 0 | 0 | 0 | 0 | 0 | 0 | 0
[10 empty] | 0 | 0 | 0 | 0 | 0 | 0 | 0 | 0 | 0 | 0 | 0 | 0 | 0 | 0 | 0 | 0 | 0 | 0 | 0 | 0 | 0 | 0 | 0 | 0 | 0 | 0 | 0 | 0
[10 empty] | 0 | 13478.314 | 23291.6646 | 25986.8487 | 23911.5063 | 19646.8685 | 14556.5346 | 7720.5162 | 3214.6516 | 1605.0896 | 591.4744 | 0 | 0 | 0 | 0 | 0 | 0 | 0 | 0 | 0 | 0 | 0 | 0
[10 empty] | 0 | 0 | 0 | 0 | 0 | 0 | 2046.9312 | 4272.8423 | 5819.3152 | 6482.3477 | 6343.2602 | 5766.9477 | 4936.8054 | 4355.1293 | 4163.147 | 4221.1822 | 4309.1088 | 4610.5666 | 4693.3486 | 4608.5846 | 4383.8287 | 4097.51 | 3786.7393
[10 empty] | 0 | 13786.9211 | 24117.7482 | 27052.106 | 29625.9922 | 31740.6697 | 29310.1452 | 25151.2213 | 21452.3811 | 15745.0952 | 12053.0737 | 10335.6019 | 8881.4065 | 7811.9858 | 6928.0492 | 6366.6385 | 6170.7911 | 6240.1829 | 6269.441 | 6229.7366 | 6017.375 | 5741.3125 | 5348.1557
[10 empty] | 0 | 4565.7284 | 8001.9284 | 20453.4331 | 31931.0569 | 41993.8711 | 41926.6809 | 41859.5982 | 41792.6229 | 41725.7547 | 40758.9132 | 39295.9399 | 35659.4551 | 30478.9537 | 24344.1499 | 18273.8141 | 13712.978 | 7757.8207 | 3245.8482 | 0 | 0 | 0 | 0
[10 empty] | 0 | 0 | 0 | 0 | 0 | 0 | 10749.5234 | 22994.056 | 31929.7039 | 40063.5468 | 39999.4451 | 39935.446 | 39871.5493 | 39807.7548 | 39744.0624 | 37561.3285 | 33391.3703 | 28286.5049 | 22592.9972 | 18045.4787 | 11657.8309 | 6168.2604 | 2626.784
[10 empty] | 0 | 0 | 0 | 0 | 0 | 0 | 0 | 0 | 0 | 0 | 6758.2493 | 11700.003 | 17979.3412 | 25013.0933 | 32321.954 | 41043.7719 | 49801.977 | 60380.1926 | 70342.5009 | 78115.8679 | 84787.38 | 90680.3225 | 94762.9772
[10 empty] | 0 | 0 | 0 | 0 | 0 | 0 | 0 | 0 | 0 | 0 | 0 | 0 | 0 | 0 | 0 | 0 | 0 | 0 | 0 | 0 | 0 | 0 | 0
[10 empty] | 0 | 0 | 0 | 0 | 0 | 0 | 0 | 0 | 0 | 0 | 0 | 0 | 0 | 0 | 0 | 0 | 0 | 0 | 0 | 0 | 0 | 0 | 0
[10 empty] | 0 | 0 | 0 | 0 | 0 | 0 | 0 | 0 | 0 | 0 | 0 | 0 | 0 | 0 | 0 | 0 | 0 | 0 | 0 | 0 | 0 | 0 | 0
[10 empty] | 0 | 0 | 0 | 0 | 0 | 0 | 0 | 0 | 0 | 0 | 0 | 0 | 0 | 0 | 0 | 0 | 0 | 0 | 0 | 0 | 0 | 0 | 0
[10 empty] | 110360.6814 | 78353.1408 | 54596.4685 | 36339.4094 | 24187.5109 | 16099.2073 | 10715.6324 | 7132.3249 | 4747.2755 | 3159.7865 | 2103.1539 | 1399.8593 | 931.7463 | 620.1703 | 412.7854 | 274.75 | 182.8736 | 121.7206 | 81.0173 | 53.9251 | 35.8925 | 23.8901 | 15.9012
[10 empty] | 0 | 13478.314 | 23291.6646 | 23254.398 | 18745.9504 | 12477.3046 | 8304.8939 | 2890.8113 | 0 | 0 | 0 | 0 | 0 | 0 | 0 | 0 | 0 | 0 | 0 | 0 | 0 | 0 | 0
[10 empty] | 0 | 0 | 0 | 0 | 0 | 0 | 0 | 0 | 0 | 0 | 0 | 0 | 0 | 0 | 0 | 0 | 0 | 0 | 0 | 0 | 0 | 0 | 0
[10 empty] | 0 | 13786.9211 | 24117.7482 | 24079.1598 | 24040.6331 | 24002.1681 | 19404.772 | 12915.8162 | 8596.7673 | 3033.3301 | 0 | 0 | 0 | 0 | 0 | 0 | 0 | 0 | 0 | 0 | 0 | 0 | 0
[10 empty] | 0 | 4565.7284 | 8001.9284 | 26158.83 | 42681.9718 | 56901.9366 | 56810.8935 | 56719.9961 | 56629.2441 | 56538.6373 | 55548.0953 | 54061.4593 | 49276.597 | 42179.481 | 33689.595 | 25738.2081 | 19674.9387 | 11057.2784 | 4585.52 | 0 | 0 | 0 | 0
[10 empty] | 0 | 0 | 0 | 0 | 0 | 0 | 14069.2558 | 29471.6104 | 38982.6632 | 46049.8666 | 45976.1868 | 45902.6249 | 45829.1807 | 45755.854 | 45682.6446 | 42835.9623 | 37511.2702 | 31368.7671 | 25054.8616 | 20011.8191 | 12377.4304 | 5932.2045 | 2288.0898
[10 empty] | 0 | 0 | 0 | 0 | 0 | 0 | 0 | 0 | 0 | 0 | 4980.1339 | 7069.8544 | 12222.7797 | 19531.5819 | 28129.1228 | 38892.5649 | 50200.0163 | 64849.2222 | 77503.7542 | 86987.8487 | 94468.9842 | 100755.2008 | 104236.5664
[10 empty] | 0 | 0 | 0 | 0 | 0 | 0 | 0 | 0 | 0 | 0 | 0 | 0 | 0 | 0 | 0 | 0 | 0 | 0 | 0 | 0 | 0 | 0 | 0
[10 empty] | 0 | 0 | 0 | 0 | 0 | 0 | 0 | 0 | 0 | 0 | 0 | 0 | 0 | 0 | 0 | 0 | 0 | 0 | 0 | 0 | 0 | 0 | 0
[10 empty] | 0 | 0 | 0 | 0 | 0 | 0 | 0 | 0 | 0 | 0 | 0 | 0 | 0 | 0 | 0 | 0 | 0 | 0 | 0 | 0 | 0 | 0 | 0
[10 empty] | 0 | 0 | 0 | 0 | 0 | 0 | 0 | 0 | 0 | 0 | 0 | 0 | 0 | 0 | 0 | 0 | 0 | 0 | 0 | 0 | 0 | 0 | 0
[10 empty] | 110360.6814 | 78353.1408 | 54596.4685 | 36339.4094 | 24187.5109 | 16099.2073 | 10715.6324 | 7132.3249 | 4747.2755 | 3159.7865 | 2103.1539 | 1399.8593 | 931.7463 | 620.1703 | 412.7854 | 274.75 | 182.8736 | 121.7206 | 81.0173 | 53.9251 | 35.8925 | 23.8901 | 15.9012
[10 empty] | 0 | 13478.314 | 23291.6646 | 23254.398 | 18745.9504 | 12477.3046 | 8304.8939 | 2890.8113 | 0 | 0 | 0 | 0 | 0 | 0 | 0 | 0 | 0 | 0 | 0 | 0 | 0 | 0 | 0
[10 empty] | 0 | 0 | 0 | 0 | 0 | 0 | 0 | 0 | 0 | 0 | 0 | 0 | 0 | 0 | 0 | 0 | 0 | 0 | 0 | 0 | 0 | 0 | 0
[10 empty] | 0 | 13786.9211 | 24117.7482 | 24079.1598 | 24040.6331 | 24002.1681 | 19404.772 | 12915.8162 | 8596.7673 | 3033.3301 | 0 | 0 | 0 | 0 | 0 | 0 | 0 | 0 | 0 | 0 | 0 | 0 | 0
[10 empty] | 0 | 4565.7284 | 8001.9284 | 26158.83 | 42681.9718 | 56901.9366 | 56810.8935 | 56719.9961 | 56629.2441 | 56538.6373 | 55548.0953 | 54061.4593 | 49276.597 | 42179.481 | 33689.595 | 25738.2081 | 19674.9387 | 11057.2784 | 4585.52 | 0 | 0 | 0 | 0
[10 empty] | 0 | 0 | 0 | 0 | 0 | 0 | 14069.2558 | 29471.6104 | 38982.6632 | 46049.8666 | 45976.1868 | 45902.6249 | 45829.1807 | 45755.854 | 45682.6446 | 42835.9623 | 37511.2702 | 31368.7671 | 25054.8616 | 20011.8191 | 12377.4304 | 5932.2045 | 2288.0898
[10 empty] | 0 | 0 | 0 | 0 | 0 | 0 | 0 | 0 | 0 | 0 | 4980.1339 | 7069.8544 | 12222.7797 | 19531.5819 | 28129.1228 | 38892.5649 | 50200.0163 | 64849.2222 | 77503.7542 | 86987.8487 | 94468.9842 | 100755.2008 | 104236.5664
[10 empty] | 0 | 0 | 0 | 0 | 0 | 0 | 0 | 0 | 0 | 0 | 0 | 0 | 0 | 0 | 0 | 0 | 0 | 0 | 0 | 0 | 0 | 0 | 0
[10 empty] | 0 | 0 | 0 | 0 | 0 | 0 | 0 | 0 | 0 | 0 | 0 | 0 | 0 | 0 | 0 | 0 | 0 | 0 | 0 | 0 | 0 | 0 | 0
[10 empty] | 0 | 0 | 0 | 0 | 0 | 0 | 0 | 0 | 0 | 0 | 0 | 0 | 0 | 0 | 0 | 0 | 0 | 0 | 0 | 0 | 0 | 0 | 0
[10 empty] | 0 | 0 | 0 | 0 | 0 | 0 | 0 | 0 | 0 | 0 | 0 | 0 | 0 | 0 | 0 | 0 | 0 | 0 | 0 | 0 | 0 | 0 | 0
[10 empty] | 110360.6814 | 78353.1408 | 54596.4685 | 36339.4094 | 24187.5109 | 16099.2073 | 10715.6324 | 7132.3249 | 4747.2755 | 3159.7865 | 2103.1539 | 1399.8593 | 931.7463 | 620.1703 | 412.7854 | 274.75 | 182.8736 | 121.7206 | 81.0173 | 53.9251 | 35.8925 | 23.8901 | 15.9012

## Raw Equipment Savings (hidden)
Key | Field | Sector | Segment | Vintage | End Use | Fuel | Technology | Case | Label | 2013 | 2014 | 2015 | 2016 | 2017 | 2018 | 2019 | 2020 | 2021 | 2022 | 2023 | 2024 | 2025 | 2026 | 2027 | 2028 | 2029 | 2030 | 2031 | 2032 | 2033 | 2034 | 2035 | 2036 | 2037 | 2038 | 2039 | 2040
[10 empty] | 0 | 0 | 0 | 0 | 0 | 0 | 0 | 0 | 0 | 0 | 0 | 0 | 0 | 0 | 0 | 0 | 0 | 0 | 0 | 0 | 0 | 0 | 0 | 0 | 0 | 0 | 0 | 0
[10 empty] | 0 | 0 | 0 | 0 | 0 | 0 | 0 | 0 | 0 | 0 | 0 | 0 | 0 | 0 | 0 | 0 | 0 | 0 | 0 | 0 | 0 | 0 | 0 | 0 | 0 | 0 | 0 | 0
[10 empty] | 0 | 0 | 0 | 0 | 0 | 0 | 0 | 0 | 0 | 0 | 0 | 0 | 0 | 0 | 0 | 0 | 0 | 0 | 0 | 0 | 0 | 0 | 0 | 0 | 0 | 0 | 0 | 0
[10 empty] | 0 | 0 | 0 | 0 | 0 | 0 | 0 | 0 | 0 | 0 | 0 | 0 | 0 | 0 | 0 | 0 | 0 | 0 | 0 | 0 | 0 | 0 | 0 | 0 | 0 | 0 | 0 | 0
[10 empty] | 0 | 0 | 0 | 0 | 0 | 0 | 0 | 0 | 0 | 0 | 0 | 0 | 0 | 0 | 0 | 0 | 0 | 0 | 0 | 0 | 0 | 0 | 0 | 0 | 0 | 0 | 0 | 0
[10 empty] | 0 | 0 | 0 | 0 | 0 | 0 | 0 | 0 | 0 | 0 | 0 | 0 | 0 | 0 | 0 | 0 | 0 | 0 | 0 | 0 | 0 | 0 | 0 | 0 | 0 | 0 | 0 | 0
[10 empty] | 0 | 0 | 0 | 0 | 0 | 0 | 0 | 0 | 0 | 0 | 0 | 0 | 0 | 0 | 0 | 0 | 0 | 0 | 0 | 0 | 0 | 0 | 0 | 0 | 0 | 0 | 0 | 0
[10 empty] | 0 | 0 | 0 | 0 | 0 | 0 | 0 | 0 | 0 | 0 | 0 | 0 | 0 | 0 | 0 | 0 | 0 | 0 | 0 | 0 | 0 | 0 | 0 | 0 | 0 | 0 | 0 | 0
[10 empty] | 0 | 0 | 0 | 0 | 0 | 0 | 0 | 0 | 0 | 0 | 0 | 0 | 0 | 0 | 0 | 0 | 0 | 0 | 0 | 0 | 0 | 0 | 0 | 0 | 0 | 0 | 0 | 0
[10 empty] | 0 | 0 | 0 | 0 | 0 | 0 | 0 | 0 | 0 | 0 | 0 | 0 | 0 | 0 | 0 | 0 | 0 | 0 | 0 | 0 | 0 | 0 | 0 | 0 | 0 | 0 | 0 | 0
[10 empty] | 0 | 0 | 0 | 0 | 0 | 0 | 0 | 0 | 0 | 0 | 0 | 0 | 0 | 0 | 0 | 0 | 0 | 0 | 0 | 0 | 0 | 0 | 0 | 0 | 0 | 0 | 0 | 0
[10 empty] | 0 | 0 | 0 | 0 | 0 | 0 | 0 | 0 | 0 | 0 | 0 | 0 | 0 | 0 | 0 | 0 | 0 | 0 | 0 | 0 | 0 | 0 | 0 | 0 | 0 | 0 | 0 | 0
[10 empty] | 0 | 0 | 0 | 0 | 0 | 0 | 0 | 0 | 0 | 0 | 0 | 0 | 0 | 0 | 0 | 0 | 0 | 0 | 0 | 0 | 0 | 0 | 0 | 0 | 0 | 0 | 0 | 0
[10 empty] | 0 | 0 | 0 | 0 | 0 | 0 | 0 | 0 | 0 | 0 | 0 | 0 | 0 | 0 | 0 | 0 | 0 | 0 | 0 | 0 | 0 | 0 | 0 | 0 | 0 | 0 | 0 | 0
[10 empty] | 0 | 0 | 0 | 0 | 0 | 0 | 0 | 0 | 0 | 0 | 0 | 0 | 0 | 0 | 0 | 0 | 0 | 0 | 0 | 0 | 0 | 0 | 0 | 0 | 0 | 0 | 0 | 0
[10 empty] | 0 | 0 | 0 | 0 | 0 | 0 | 0 | 0 | 0 | 0 | 0 | 0 | 0 | 0 | 0 | 0 | 0 | 0 | 0 | 0 | 0 | 0 | 0 | 0 | 0 | 0 | 0 | 0
[10 empty] | 0 | 0 | 0 | 0 | 0 | 0 | 0 | 0 | 0 | 0 | 0 | 0 | 0 | 0 | 0 | 0 | 0 | 0 | 0 | 0 | 0 | 0 | 0 | 0 | 0 | 0 | 0 | 0
[10 empty] | 0 | 0 | 0 | 0 | 0 | 0 | 0 | 0 | 0 | 0 | 0 | 0 | 0 | 0 | 0 | 0 | 0 | 0 | 0 | 0 | 0 | 0 | 0 | 0 | 0 | 0 | 0 | 0
[10 empty] | 0 | 0 | 0 | 0 | 0 | 0 | 0 | 0 | 0 | 0 | 0 | 0 | 0 | 0 | 0 | 0 | 0 | 0 | 0 | 0 | 0 | 0 | 0 | 0 | 0 | 0 | 0 | 0
[10 empty] | 0 | 0 | 0 | 0 | 0 | 0 | 0 | 0 | 0 | 0 | 0 | 0 | 0 | 0 | 0 | 0 | 0 | 0 | 0 | 0 | 0 | 0 | 0 | 0 | 0 | 0 | 0 | 0
[10 empty] | 0 | 0 | 0 | 0 | 0 | 0 | 0 | 0 | 0 | 0 | 0 | 0 | 0 | 0 | 0 | 0 | 0 | 0 | 0 | 0 | 0 | 0 | 0 | 0 | 0 | 0 | 0 | 0
[10 empty] | 0 | 0 | 0 | 0 | 0 | 0 | 0 | 0 | 0 | 0 | 0 | 0 | 0 | 0 | 0 | 0 | 0 | 0 | 0 | 0 | 0 | 0 | 0 | 0 | 0 | 0 | 0 | 0
[10 empty] | 0 | 0 | 0 | 0 | 0 | 0 | 0 | 0 | 0 | 0 | 0 | 0 | 0 | 0 | 0 | 0 | 0 | 0 | 0 | 0 | 0 | 0 | 0 | 0 | 0 | 0 | 0 | 0
[10 empty] | 0 | 0 | 0 | 0 | 0 | 0 | 0 | 0 | 0 | 0 | 0 | 0 | 0 | 0 | 0 | 0 | 0 | 0 | 0 | 0 | 0 | 0 | 0 | 0 | 0 | 0 | 0 | 0
[10 empty] | 0 | 0 | 0 | 0 | 0 | 0 | 0 | 0 | 0 | 0 | 0 | 0 | 0 | 0 | 0 | 0 | 0 | 0 | 0 | 0 | 0 | 0 | 0 | 0 | 0 | 0 | 0 | 0
[10 empty] | 0 | 0 | 0 | 0 | 0 | 0 | 0 | 0 | 0 | 0 | 0 | 0 | 0 | 0 | 0 | 0 | 0 | 0 | 0 | 0 | 0 | 0 | 0 | 0 | 0 | 0 | 0 | 0
[10 empty] | 0 | 0 | 0 | 0 | 0 | 0 | 0 | 0 | 0 | 0 | 0 | 0 | 0 | 0 | 0 | 0 | 0 | 0 | 0 | 0 | 0 | 0 | 0 | 0 | 0 | 0 | 0 | 0
[10 empty] | 0 | 0 | 0 | 0 | 0 | 0 | 0 | 0 | 0 | 0 | 0 | 0 | 0 | 0 | 0 | 0 | 0 | 0 | 0 | 0 | 0 | 0 | 0 | 0 | 0 | 0 | 0 | 0
[10 empty] | 0 | 0 | 0 | 0 | 0 | 0 | 0 | 0 | 0 | 0 | 0 | 0 | 0 | 0 | 0 | 0 | 0 | 0 | 0 | 0 | 0 | 0 | 0 | 0 | 0 | 0 | 0 | 0
[10 empty] | 0 | 0 | 0 | 0 | 0 | 0 | 0 | 0 | 0 | 0 | 0 | 0 | 0 | 0 | 0 | 0 | 0 | 0 | 0 | 0 | 0 | 0 | 0 | 0 | 0 | 0 | 0 | 0
[10 empty] | 0 | 0 | 0 | 0 | 0 | 0 | 0 | 0 | 0 | 0 | 0 | 0 | 0 | 0 | 0 | 0 | 0 | 0 | 0 | 0 | 0 | 0 | 0 | 0 | 0 | 0 | 0 | 0
[10 empty] | 0 | 0 | 0 | 0 | 0 | 0 | 0 | 0 | 0 | 0 | 0 | 0 | 0 | 0 | 0 | 0 | 0 | 0 | 0 | 0 | 0 | 0 | 0 | 0 | 0 | 0 | 0 | 0
[10 empty] | 0 | 0 | 0 | 0 | 0 | 0 | 0 | 0 | 0 | 0 | 0 | 0 | 0 | 0 | 0 | 0 | 0 | 0 | 0 | 0 | 0 | 0 | 0 | 0 | 0 | 0 | 0 | 0
[10 empty] | 0 | 0 | 0 | 0 | 0 | 0 | 0 | 0 | 0 | 0 | 0 | 0 | 0 | 0 | 0 | 0 | 0 | 0 | 0 | 0 | 0 | 0 | 0 | 0 | 0 | 0 | 0 | 0
[10 empty] | 0 | 0 | 0 | 0 | 0 | 0 | 0 | 0 | 0 | 0 | 0 | 0 | 0 | 0 | 0 | 0 | 0 | 0 | 0 | 0 | 0 | 0 | 0 | 0 | 0 | 0 | 0 | 0
[10 empty] | 0 | 0 | 0 | 0 | 0 | 0 | 0 | 0 | 0 | 0 | 0 | 0 | 0 | 0 | 0 | 0 | 0 | 0 | 0 | 0 | 0 | 0 | 0 | 0 | 0 | 0 | 0 | 0
[10 empty] | 0 | 0 | 0 | 0 | 0 | 0 | 0 | 0 | 0 | 0 | 0 | 0 | 0 | 0 | 0 | 0 | 0 | 0 | 0 | 0 | 0 | 0 | 0 | 0 | 0 | 0 | 0 | 0
[10 empty] | 0 | 0 | 0 | 0 | 0 | 0 | 0 | 0 | 0 | 0 | 0 | 0 | 0 | 0 | 0 | 0 | 0 | 0 | 0 | 0 | 0 | 0 | 0 | 0 | 0 | 0 | 0 | 0
[10 empty] | 0 | 0 | 0 | 0 | 0 | 0 | 0 | 0 | 0 | 0 | 0 | 0 | 0 | 0 | 0 | 0 | 0 | 0 | 0 | 0 | 0 | 0 | 0 | 0 | 0 | 0 | 0 | 0
[10 empty] | 0 | 0 | 0 | 0 | 0 | 0 | 0 | 0 | 0 | 0 | 0 | 0 | 0 | 0 | 0 | 0 | 0 | 0 | 0 | 0 | 0 | 0 | 0 | 0 | 0 | 0 | 0 | 0
[10 empty] | 0 | 0 | 0 | 0 | 0 | 0 | 0 | 0 | 0 | 0 | 0 | 0 | 0 | 0 | 0 | 0 | 0 | 0 | 0 | 0 | 0 | 0 | 0 | 0 | 0 | 0 | 0 | 0
[10 empty] | 0 | 0 | 0 | 0 | 0 | 0 | 0 | 0 | 0 | 0 | 0 | 0 | 0 | 0 | 0 | 0 | 0 | 0 | 0 | 0 | 0 | 0 | 0 | 0 | 0 | 0 | 0 | 0
[10 empty] | 0 | 0 | 0 | 0 | 0 | 0 | 0 | 0 | 0 | 0 | 0 | 0 | 0 | 0 | 0 | 0 | 0 | 0 | 0 | 0 | 0 | 0 | 0 | 0 | 0 | 0 | 0 | 0
[10 empty] | 0 | 0 | 0 | 0 | 0 | 0 | 0 | 0 | 0 | 0 | 0 | 0 | 0 | 0 | 0 | 0 | 0 | 0 | 0 | 0 | 0 | 0 | 0 | 0 | 0 | 0 | 0 | 0
[10 empty] | 0 | 0 | 0 | 0 | 0 | 0 | 0 | 0 | 0 | 0 | 0 | 0 | 0 | 0 | 0 | 0 | 0 | 0 | 0 | 0 | 0 | 0 | 0 | 0 | 0 | 0 | 0 | 0
[10 empty] | 0 | 0 | 0 | 0 | 0 | 0 | 0 | 0 | 0 | 0 | 0 | 0 | 0 | 0 | 0 | 0 | 0 | 0 | 0 | 0 | 0 | 0 | 0 | 0 | 0 | 0 | 0 | 0
[10 empty] | 0 | 0 | 0 | 0 | 0 | 0 | 0 | 0 | 0 | 0 | 0 | 0 | 0 | 0 | 0 | 0 | 0 | 0 | 0 | 0 | 0 | 0 | 0 | 0 | 0 | 0 | 0 | 0
[10 empty] | 0 | 0 | 0 | 0 | 0 | 0 | 0 | 0 | 0 | 0 | 0 | 0 | 0 | 0 | 0 | 0 | 0 | 0 | 0 | 0 | 0 | 0 | 0 | 0 | 0 | 0 | 0 | 0
[10 empty] | 0 | 0 | 0 | 0 | 0 | 0 | 0 | 0 | 0 | 0 | 0 | 0 | 0 | 0 | 0 | 0 | 0 | 0 | 0 | 0 | 0 | 0 | 0 | 0 | 0 | 0 | 0 | 0
[10 empty] | 0 | 0 | 0 | 0 | 0 | 0 | 0 | 0 | 0 | 0 | 0 | 0 | 0 | 0 | 0 | 0 | 0 | 0 | 0 | 0 | 0 | 0 | 0 | 0 | 0 | 0 | 0 | 0
[10 empty] | 0 | 0 | 0 | 0 | 0 | 0 | 0 | 0 | 0 | 0 | 0 | 0 | 0 | 0 | 0 | 0 | 0 | 0 | 0 | 0 | 0 | 0 | 0 | 0 | 0 | 0 | 0 | 0
[10 empty] | 0 | 0 | 0 | 0 | 0 | 0 | 0 | 0 | 0 | 0 | 0 | 0 | 0 | 0 | 0 | 0 | 0 | 0 | 0 | 0 | 0 | 0 | 0 | 0 | 0 | 0 | 0 | 0
[10 empty] | 0 | 0 | 0 | 0 | 0 | 0 | 0 | 0 | 0 | 0 | 0 | 0 | 0 | 0 | 0 | 0 | 0 | 0 | 0 | 0 | 0 | 0 | 0 | 0 | 0 | 0 | 0 | 0
[10 empty] | 0 | 0 | 0 | 0 | 0 | 0 | 0 | 0 | 0 | 0 | 0 | 0 | 0 | 0 | 0 | 0 | 0 | 0 | 0 | 0 | 0 | 0 | 0 | 0 | 0 | 0 | 0 | 0
[10 empty] | 0 | 0 | 0 | 0 | 0 | 0 | 0 | 0 | 0 | 0 | 0 | 0 | 0 | 0 | 0 | 0 | 0 | 0 | 0 | 0 | 0 | 0 | 0 | 0 | 0 | 0 | 0 | 0
[10 empty] | 0 | 0 | 0 | 0 | 0 | 0 | 0 | 0 | 0 | 0 | 0 | 0 | 0 | 0 | 0 | 0 | 0 | 0 | 0 | 0 | 0 | 0 | 0 | 0 | 0 | 0 | 0 | 0
[10 empty] | 0 | 0 | 0 | 0 | 0 | 0 | 0 | 0 | 0 | 0 | 0 | 0 | 0 | 0 | 0 | 0 | 0 | 0 | 0 | 0 | 0 | 0 | 0 | 0 | 0 | 0 | 0 | 0
[10 empty] | 0 | 0 | 0 | 0 | 0 | 0 | 0 | 0 | 0 | 0 | 0 | 0 | 0 | 0 | 0 | 0 | 0 | 0 | 0 | 0 | 0 | 0 | 0 | 0 | 0 | 0 | 0 | 0
[10 empty] | 0 | 0 | 0 | 0 | 0 | 0 | 0 | 0 | 0 | 0 | 0 | 0 | 0 | 0 | 0 | 0 | 0 | 0 | 0 | 0 | 0 | 0 | 0 | 0 | 0 | 0 | 0 | 0
[10 empty] | 0 | 0 | 0 | 0 | 0 | 0 | 0 | 0 | 0 | 0 | 0 | 0 | 0 | 0 | 0 | 0 | 0 | 0 | 0 | 0 | 0 | 0 | 0 | 0 | 0 | 0 | 0 | 0
[10 empty] | 0 | 0 | 0 | 0 | 0 | 0 | 0 | 0 | 0 | 0 | 0 | 0 | 0 | 0 | 0 | 0 | 0 | 0 | 0 | 0 | 0 | 0 | 0 | 0 | 0 | 0 | 0 | 0
[10 empty] | 0 | 0 | 0 | 0 | 0 | 0 | 0 | 0 | 0 | 0 | 0 | 0 | 0 | 0 | 0 | 0 | 0 | 0 | 0 | 0 | 0 | 0 | 0 | 0 | 0 | 0 | 0 | 0
[10 empty] | 0 | 0 | 0 | 0 | 0 | 0 | 0 | 0 | 0 | 0 | 0 | 0 | 0 | 0 | 0 | 0 | 0 | 0 | 0 | 0 | 0 | 0 | 0 | 0 | 0 | 0 | 0 | 0
[10 empty] | 0 | 0 | 0 | 0 | 0 | 0 | 0 | 0 | 0 | 0 | 0 | 0 | 0 | 0 | 0 | 0 | 0 | 0 | 0 | 0 | 0 | 0 | 0 | 0 | 0 | 0 | 0 | 0
[10 empty] | 0 | 0 | 0 | 0 | 0 | 0 | 0 | 0 | 0 | 0 | 0 | 0 | 0 | 0 | 0 | 0 | 0 | 0 | 0 | 0 | 0 | 0 | 0 | 0 | 0 | 0 | 0 | 0
[10 empty] | 0 | 0 | 0 | 0 | 0 | 0 | 0 | 0 | 0 | 0 | 0 | 0 | 0 | 0 | 0 | 0 | 0 | 0 | 0 | 0 | 0 | 0 | 0 | 0 | 0 | 0 | 0 | 0
[10 empty] | 0 | 0 | 0 | 0 | 0 | 0 | 0 | 0 | 0 | 0 | 0 | 0 | 0 | 0 | 0 | 0 | 0 | 0 | 0 | 0 | 0 | 0 | 0 | 0 | 0 | 0 | 0 | 0
[10 empty] | 0 | 0 | 0 | 0 | 0 | 0 | 0 | 0 | 0 | 0 | 0 | 0 | 0 | 0 | 0 | 0 | 0 | 0 | 0 | 0 | 0 | 0 | 0 | 0 | 0 | 0 | 0 | 0
[10 empty] | 0 | 0 | 0 | 0 | 0 | 0 | 0 | 0 | 0 | 0 | 0 | 0 | 0 | 0 | 0 | 0 | 0 | 0 | 0 | 0 | 0 | 0 | 0 | 0 | 0 | 0 | 0 | 0
[10 empty] | 0 | 0 | 0 | 0 | 0 | 0 | 0 | 0 | 0 | 0 | 0 | 0 | 0 | 0 | 0 | 0 | 0 | 0 | 0 | 0 | 0 | 0 | 0 | 0 | 0 | 0 | 0 | 0
[10 empty] | 0 | 0 | 0 | 0 | 0 | 0 | 0 | 0 | 0 | 0 | 0 | 0 | 0 | 0 | 0 | 0 | 0 | 0 | 0 | 0 | 0 | 0 | 0 | 0 | 0 | 0 | 0 | 0
[10 empty] | 0 | 0 | 0 | 0 | 0 | 0 | 0 | 0 | 0 | 0 | 0 | 0 | 0 | 0 | 0 | 0 | 0 | 0 | 0 | 0 | 0 | 0 | 0 | 0 | 0 | 0 | 0 | 0
[10 empty] | 0 | 0 | 0 | 0 | 0 | 0 | 0 | 0 | 0 | 0 | 0 | 0 | 0 | 0 | 0 | 0 | 0 | 0 | 0 | 0 | 0 | 0 | 0 | 0 | 0 | 0 | 0 | 0
[10 empty] | 0 | 0 | 0 | 0 | 0 | 0 | 0 | 0 | 0 | 0 | 0 | 0 | 0 | 0 | 0 | 0 | 0 | 0 | 0 | 0 | 0 | 0 | 0 | 0 | 0 | 0 | 0 | 0
[10 empty] | 0 | 0 | 0 | 0 | 0 | 0 | 0 | 0 | 0 | 0 | 0 | 0 | 0 | 0 | 0 | 0 | 0 | 0 | 0 | 0 | 0 | 0 | 0 | 0 | 0 | 0 | 0 | 0
[10 empty] | 0 | 0 | 0 | 0 | 0 | 0 | 0 | 0 | 0 | 0 | 0 | 0 | 0 | 0 | 0 | 0 | 0 | 0 | 0 | 0 | 0 | 0 | 0 | 0 | 0 | 0 | 0 | 0
[10 empty] | 0 | 0 | 0 | 0 | 0 | 0 | 0 | 0 | 0 | 0 | 0 | 0 | 0 | 0 | 0 | 0 | 0 | 0 | 0 | 0 | 0 | 0 | 0 | 0 | 0 | 0 | 0 | 0
[10 empty] | 0 | 0 | 0 | 0 | 0 | 0 | 0 | 0 | 0 | 0 | 0 | 0 | 0 | 0 | 0 | 0 | 0 | 0 | 0 | 0 | 0 | 0 | 0 | 0 | 0 | 0 | 0 | 0
[10 empty] | 0 | 0 | 0 | 0 | 0 | 0 | 0 | 0 | 0 | 0 | 0 | 0 | 0 | 0 | 0 | 0 | 0 | 0 | 0 | 0 | 0 | 0 | 0 | 0 | 0 | 0 | 0 | 0
[10 empty] | 0 | 0 | 0 | 0 | 0 | 0 | 0 | 0 | 0 | 0 | 0 | 0 | 0 | 0 | 0 | 0 | 0 | 0 | 0 | 0 | 0 | 0 | 0 | 0 | 0 | 0 | 0 | 0
[10 empty] | 0 | 0 | 0 | 0 | 0 | 0 | 0 | 0 | 0 | 0 | 0 | 0 | 0 | 0 | 0 | 0 | 0 | 0 | 0 | 0 | 0 | 0 | 0 | 0 | 0 | 0 | 0 | 0
[10 empty] | 0 | 0 | 0 | 0 | 0 | 0 | 0 | 0 | 0 | 0 | 0 | 0 | 0 | 0 | 0 | 0 | 0 | 0 | 0 | 0 | 0 | 0 | 0 | 0 | 0 | 0 | 0 | 0
[10 empty] | 0 | 0 | 0 | 0 | 0 | 0 | 0 | 0 | 0 | 0 | 0 | 0 | 0 | 0 | 0 | 0 | 0 | 0 | 0 | 0 | 0 | 0 | 0 | 0 | 0 | 0 | 0 | 0
[10 empty] | 0 | 0 | 0 | 0 | 0 | 0 | 0 | 0 | 0 | 0 | 0 | 0 | 0 | 0 | 0 | 0 | 0 | 0 | 0 | 0 | 0 | 0 | 0 | 0 | 0 | 0 | 0 | 0
[10 empty] | 0 | 0 | 0 | 0 | 0 | 0 | 0 | 0 | 0 | 0 | 0 | 0 | 0 | 0 | 0 | 0 | 0 | 0 | 0 | 0 | 0 | 0 | 0 | 0 | 0 | 0 | 0 | 0
[10 empty] | 0 | 0 | 0 | 0 | 0 | 0 | 0 | 0 | 0 | 0 | 0 | 0 | 0 | 0 | 0 | 0 | 0 | 0 | 0 | 0 | 0 | 0 | 0 | 0 | 0 | 0 | 0 | 0
[10 empty] | 0 | 0 | 0 | 0 | 0 | 0 | 0 | 0 | 0 | 0 | 0 | 0 | 0 | 0 | 0 | 0 | 0 | 0 | 0 | 0 | 0 | 0 | 0 | 0 | 0 | 0 | 0 | 0
[10 empty] | 0 | 0 | 0 | 0 | 0 | 0 | 0 | 0 | 0 | 0 | 0 | 0 | 0 | 0 | 0 | 0 | 0 | 0 | 0 | 0 | 0 | 0 | 0 | 0 | 0 | 0 | 0 | 0
[10 empty] | 0 | 0 | 0 | 0 | 0 | 0 | 0 | 0 | 0 | 0 | 0 | 0 | 0 | 0 | 0 | 0 | 0 | 0 | 0 | 0 | 0 | 0 | 0 | 0 | 0 | 0 | 0 | 0
[10 empty] | 0 | 0 | 0 | 0 | 0 | 0 | 0 | 0 | 0 | 0 | 0 | 0 | 0 | 0 | 0 | 0 | 0 | 0 | 0 | 0 | 0 | 0 | 0 | 0 | 0 | 0 | 0 | 0
[10 empty] | 0 | 0 | 0 | 0 | 0 | 0 | 0 | 0 | 0 | 0 | 0 | 0 | 0 | 0 | 0 | 0 | 0 | 0 | 0 | 0 | 0 | 0 | 0 | 0 | 0 | 0 | 0 | 0
[10 empty] | 0 | 0 | 0 | 0 | 0 | 0 | 0 | 0 | 0 | 0 | 0 | 0 | 0 | 0 | 0 | 0 | 0 | 0 | 0 | 0 | 0 | 0 | 0 | 0 | 0 | 0 | 0 | 0
[10 empty] | 0 | 0 | 0 | 0 | 0 | 0 | 0 | 0 | 0 | 0 | 0 | 0 | 0 | 0 | 0 | 0 | 0 | 0 | 0 | 0 | 0 | 0 | 0 | 0 | 0 | 0 | 0 | 0
[10 empty] | 0 | 0 | 0 | 0 | 0 | 0 | 0 | 0 | 0 | 0 | 0 | 0 | 0 | 0 | 0 | 0 | 0 | 0 | 0 | 0 | 0 | 0 | 0 | 0 | 0 | 0 | 0 | 0
[10 empty] | 0 | 0 | 0 | 0 | 0 | 0 | 0 | 0 | 0 | 0 | 0 | 0 | 0 | 0 | 0 | 0 | 0 | 0 | 0 | 0 | 0 | 0 | 0 | 0 | 0 | 0 | 0 | 0
[10 empty] | 0 | 0 | 0 | 0 | 0 | 0 | 0 | 0 | 0 | 0 | 0 | 0 | 0 | 0 | 0 | 0 | 0 | 0 | 0 | 0 | 0 | 0 | 0 | 0 | 0 | 0 | 0 | 0
[10 empty] | 0 | 0 | 0 | 0 | 0 | 0 | 0 | 0 | 0 | 0 | 0 | 0 | 0 | 0 | 0 | 0 | 0 | 0 | 0 | 0 | 0 | 0 | 0 | 0 | 0 | 0 | 0 | 0
[10 empty] | 0 | 0 | 0 | 0 | 0 | 0 | 0 | 0 | 0 | 0 | 0 | 0 | 0 | 0 | 0 | 0 | 0 | 0 | 0 | 0 | 0 | 0 | 0 | 0 | 0 | 0 | 0 | 0
[10 empty] | 0 | 0 | 0 | 0 | 0 | 0 | 0 | 0 | 0 | 0 | 0 | 0 | 0 | 0 | 0 | 0 | 0 | 0 | 0 | 0 | 0 | 0 | 0 | 0 | 0 | 0 | 0 | 0
[10 empty] | 0 | 0 | 0 | 0 | 0 | 0 | 0 | 0 | 0 | 0 | 0 | 0 | 0 | 0 | 0 | 0 | 0 | 0 | 0 | 0 | 0 | 0 | 0 | 0 | 0 | 0 | 0 | 0
[10 empty] | 0 | 0 | 0 | 0 | 0 | 0 | 0 | 0 | 0 | 0 | 0 | 0 | 0 | 0 | 0 | 0 | 0 | 0 | 0 | 0 | 0 | 0 | 0 | 0 | 0 | 0 | 0 | 0
[10 empty] | 0 | 0 | 0 | 0 | 0 | 0 | 0 | 0 | 0 | 0 | 0 | 0 | 0 | 0 | 0 | 0 | 0 | 0 | 0 | 0 | 0 | 0 | 0 | 0 | 0 | 0 | 0 | 0
[10 empty] | 0 | 0 | 0 | 0 | 0 | 0 | 0 | 0 | 0 | 0 | 0 | 0 | 0 | 0 | 0 | 0 | 0 | 0 | 0 | 0 | 0 | 0 | 0 | 0 | 0 | 0 | 0 | 0
[10 empty] | 0 | 0 | 0 | 0 | 0 | 0 | 0 | 0 | 0 | 0 | 0 | 0 | 0 | 0 | 0 | 0 | 0 | 0 | 0 | 0 | 0 | 0 | 0 | 0 | 0 | 0 | 0 | 0
[10 empty] | 0 | 0 | 0 | 0 | 0 | 0 | 0 | 0 | 0 | 0 | 0 | 0 | 0 | 0 | 0 | 0 | 0 | 0 | 0 | 0 | 0 | 0 | 0 | 0 | 0 | 0 | 0 | 0
[10 empty] | 0 | 0 | 0 | 0 | 0 | 0 | 0 | 0 | 0 | 0 | 0 | 0 | 0 | 0 | 0 | 0 | 0 | 0 | 0 | 0 | 0 | 0 | 0 | 0 | 0 | 0 | 0 | 0
[10 empty] | 0 | 0 | 0 | 0 | 0 | 0 | 0 | 0 | 0 | 0 | 0 | 0 | 0 | 0 | 0 | 0 | 0 | 0 | 0 | 0 | 0 | 0 | 0 | 0 | 0 | 0 | 0 | 0
[10 empty] | 0 | 0 | 0 | 0 | 0 | 0 | 0 | 0 | 0 | 0 | 0 | 0 | 0 | 0 | 0 | 0 | 0 | 0 | 0 | 0 | 0 | 0 | 0 | 0 | 0 | 0 | 0 | 0
[10 empty] | 0 | 0 | 0 | 0 | 0 | 0 | 0 | 0 | 0 | 0 | 0 | 0 | 0 | 0 | 0 | 0 | 0 | 0 | 0 | 0 | 0 | 0 | 0 | 0 | 0 | 0 | 0 | 0
[10 empty] | 0 | 0 | 0 | 0 | 0 | 0 | 0 | 0 | 0 | 0 | 0 | 0 | 0 | 0 | 0 | 0 | 0 | 0 | 0 | 0 | 0 | 0 | 0 | 0 | 0 | 0 | 0 | 0
[10 empty] | 0 | 0 | 0 | 0 | 0 | 0 | 0 | 0 | 0 | 0 | 0 | 0 | 0 | 0 | 0 | 0 | 0 | 0 | 0 | 0 | 0 | 0 | 0 | 0 | 0 | 0 | 0 | 0
[10 empty] | 0 | 0 | 0 | 0 | 0 | 0 | 0 | 0 | 0 | 0 | 0 | 0 | 0 | 0 | 0 | 0 | 0 | 0 | 0 | 0 | 0 | 0 | 0 | 0 | 0 | 0 | 0 | 0
[10 empty] | 0 | 0 | 0 | 0 | 0 | 0 | 0 | 0 | 0 | 0 | 0 | 0 | 0 | 0 | 0 | 0 | 0 | 0 | 0 | 0 | 0 | 0 | 0 | 0 | 0 | 0 | 0 | 0
[10 empty] | 0 | 0 | 0 | 0 | 0 | 0 | 0 | 0 | 0 | 0 | 0 | 0 | 0 | 0 | 0 | 0 | 0 | 0 | 0 | 0 | 0 | 0 | 0 | 0 | 0 | 0 | 0 | 0
[10 empty] | 0 | 0 | 0 | 0 | 0 | 0 | 0 | 0 | 0 | 0 | 0 | 0 | 0 | 0 | 0 | 0 | 0 | 0 | 0 | 0 | 0 | 0 | 0 | 0 | 0 | 0 | 0 | 0
[10 empty] | 0 | 0 | 0 | 0 | 0 | 0 | 0 | 0 | 0 | 0 | 0 | 0 | 0 | 0 | 0 | 0 | 0 | 0 | 0 | 0 | 0 | 0 | 0 | 0 | 0 | 0 | 0 | 0
[10 empty] | 0 | 0 | 0 | 0 | 0 | 0 | 0 | 0 | 0 | 0 | 0 | 0 | 0 | 0 | 0 | 0 | 0 | 0 | 0 | 0 | 0 | 0 | 0 | 0 | 0 | 0 | 0 | 0
[10 empty] | 0 | 0 | 0 | 0 | 0 | 0 | 0 | 0 | 0 | 0 | 0 | 0 | 0 | 0 | 0 | 0 | 0 | 0 | 0 | 0 | 0 | 0 | 0 | 0 | 0 | 0 | 0 | 0
[10 empty] | 0 | 0 | 0 | 0 | 0 | 0 | 0 | 0 | 0 | 0 | 0 | 0 | 0 | 0 | 0 | 0 | 0 | 0 | 0 | 0 | 0 | 0 | 0 | 0 | 0 | 0 | 0 | 0
[10 empty] | 0 | 0 | 0 | 0 | 0 | 0 | 0 | 0 | 0 | 0 | 0 | 0 | 0 | 0 | 0 | 0 | 0 | 0 | 0 | 0 | 0 | 0 | 0 | 0 | 0 | 0 | 0 | 0
[10 empty] | 0 | 0 | 0 | 0 | 0 | 0 | 0 | 0 | 0 | 0 | 0 | 0 | 0 | 0 | 0 | 0 | 0 | 0 | 0 | 0 | 0 | 0 | 0 | 0 | 0 | 0 | 0 | 0
[10 empty] | 0 | 0 | 0 | 0 | 0 | 0 | 0 | 0 | 0 | 0 | 0 | 0 | 0 | 0 | 0 | 0 | 0 | 0 | 0 | 0 | 0 | 0 | 0 | 0 | 0 | 0 | 0 | 0
[10 empty] | 0 | 0 | 0 | 0 | 0 | 0 | 0 | 0 | 0 | 0 | 0 | 0 | 0 | 0 | 0 | 0 | 0 | 0 | 0 | 0 | 0 | 0 | 0 | 0 | 0 | 0 | 0 | 0
[10 empty] | 0 | 0 | 0 | 0 | 0 | 0 | 0 | 0 | 0 | 0 | 0 | 0 | 0 | 0 | 0 | 0 | 0 | 0 | 0 | 0 | 0 | 0 | 0 | 0 | 0 | 0 | 0 | 0
[10 empty] | 0 | 0 | 0 | 0 | 0 | 0 | 0 | 0 | 0 | 0 | 0 | 0 | 0 | 0 | 0 | 0 | 0 | 0 | 0 | 0 | 0 | 0 | 0 | 0 | 0 | 0 | 0 | 0
[10 empty] | 0 | 0 | 0 | 0 | 0 | 0 | 0 | 0 | 0 | 0 | 0 | 0 | 0 | 0 | 0 | 0 | 0 | 0 | 0 | 0 | 0 | 0 | 0 | 0 | 0 | 0 | 0 | 0
[10 empty] | 0 | 0 | 0 | 0 | 0 | 0 | 0 | 0 | 0 | 0 | 0 | 0 | 0 | 0 | 0 | 0 | 0 | 0 | 0 | 0 | 0 | 0 | 0 | 0 | 0 | 0 | 0 | 0
[10 empty] | 0 | 0 | 0 | 0 | 0 | 0 | 0 | 0 | 0 | 0 | 0 | 0 | 0 | 0 | 0 | 0 | 0 | 0 | 0 | 0 | 0 | 0 | 0 | 0 | 0 | 0 | 0 | 0
[10 empty] | 0 | 0 | 0 | 0 | 0 | 0 | 0 | 0 | 0 | 0 | 0 | 0 | 0 | 0 | 0 | 0 | 0 | 0 | 0 | 0 | 0 | 0 | 0 | 0 | 0 | 0 | 0 | 0
[10 empty] | 0 | 0 | 0 | 0 | 0 | 0 | 0 | 0 | 0 | 0 | 0 | 0 | 0 | 0 | 0 | 0 | 0 | 0 | 0 | 0 | 0 | 0 | 0 | 0 | 0 | 0 | 0 | 0
[10 empty] | 0 | 0 | 0 | 0 | 0 | 0 | 0 | 0 | 0 | 0 | 0 | 0 | 0 | 0 | 0 | 0 | 0 | 0 | 0 | 0 | 0 | 0 | 0 | 0 | 0 | 0 | 0 | 0
[10 empty] | 0 | 0 | 0 | 0 | 0 | 0 | 0 | 0 | 0 | 0 | 0 | 0 | 0 | 0 | 0 | 0 | 0 | 0 | 0 | 0 | 0 | 0 | 0 | 0 | 0 | 0 | 0 | 0
[10 empty] | 0 | 0 | 0 | 0 | 0 | 0 | 0 | 0 | 0 | 0 | 0 | 0 | 0 | 0 | 0 | 0 | 0 | 0 | 0 | 0 | 0 | 0 | 0 | 0 | 0 | 0 | 0 | 0
[10 empty] | 0 | 0 | 0 | 0 | 0 | 0 | 0 | 0 | 0 | 0 | 0 | 0 | 0 | 0 | 0 | 0 | 0 | 0 | 0 | 0 | 0 | 0 | 0 | 0 | 0 | 0 | 0 | 0
[10 empty] | 0 | 0 | 0 | 0 | 0 | 0 | 0 | 0 | 0 | 0 | 0 | 0 | 0 | 0 | 0 | 0 | 0 | 0 | 0 | 0 | 0 | 0 | 0 | 0 | 0 | 0 | 0 | 0
[10 empty] | 0 | 0 | 0 | 0 | 0 | 0 | 0 | 0 | 0 | 0 | 0 | 0 | 0 | 0 | 0 | 0 | 0 | 0 | 0 | 0 | 0 | 0 | 0 | 0 | 0 | 0 | 0 | 0
[10 empty] | 0 | 0 | 0 | 0 | 0 | 0 | 0 | 0 | 0 | 0 | 0 | 0 | 0 | 0 | 0 | 0 | 0 | 0 | 0 | 0 | 0 | 0 | 0 | 0 | 0 | 0 | 0 | 0
[10 empty] | 0 | 0 | 0 | 0 | 0 | 0 | 0 | 0 | 0 | 0 | 0 | 0 | 0 | 0 | 0 | 0 | 0 | 0 | 0 | 0 | 0 | 0 | 0 | 0 | 0 | 0 | 0 | 0
[10 empty] | 0 | 0 | 0 | 0 | 0 | 0 | 0 | 0 | 0 | 0 | 0 | 0 | 0 | 0 | 0 | 0 | 0 | 0 | 0 | 0 | 0 | 0 | 0 | 0 | 0 | 0 | 0 | 0
[10 empty] | 0 | 0 | 0 | 0 | 0 | 0 | 0 | 0 | 0 | 0 | 0 | 0 | 0 | 0 | 0 | 0 | 0 | 0 | 0 | 0 | 0 | 0 | 0 | 0 | 0 | 0 | 0 | 0
[10 empty] | 0 | 0 | 0 | 0 | 0 | 0 | 0 | 0 | 0 | 0 | 0 | 0 | 0 | 0 | 0 | 0 | 0 | 0 | 0 | 0 | 0 | 0 | 0 | 0 | 0 | 0 | 0 | 0
[10 empty] | 0 | 0 | 0 | 0 | 0 | 0 | 0 | 0 | 0 | 0 | 0 | 0 | 0 | 0 | 0 | 0 | 0 | 0 | 0 | 0 | 0 | 0 | 0 | 0 | 0 | 0 | 0 | 0
[10 empty] | 0 | 0 | 0 | 0 | 0 | 0 | 0 | 0 | 0 | 0 | 0 | 0 | 0 | 0 | 0 | 0 | 0 | 0 | 0 | 0 | 0 | 0 | 0 | 0 | 0 | 0 | 0 | 0
[10 empty] | 0 | 0 | 0 | 0 | 0 | 0 | 0 | 0 | 0 | 0 | 0 | 0 | 0 | 0 | 0 | 0 | 0 | 0 | 0 | 0 | 0 | 0 | 0 | 0 | 0 | 0 | 0 | 0
[10 empty] | 0 | 0 | 0 | 0 | 0 | 0 | 0 | 0 | 0 | 0 | 0 | 0 | 0 | 0 | 0 | 0 | 0 | 0 | 0 | 0 | 0 | 0 | 0 | 0 | 0 | 0 | 0 | 0
[10 empty] | 0 | 0 | 0 | 0 | 0 | 0 | 0 | 0 | 0 | 0 | 0 | 0 | 0 | 0 | 0 | 0 | 0 | 0 | 0 | 0 | 0 | 0 | 0 | 0 | 0 | 0 | 0 | 0
[10 empty] | 0 | 0 | 0 | 0 | 0 | 0 | 0 | 0 | 0 | 0 | 0 | 0 | 0 | 0 | 0 | 0 | 0 | 0 | 0 | 0 | 0 | 0 | 0 | 0 | 0 | 0 | 0 | 0
[10 empty] | 0 | 0 | 0 | 0 | 0 | 0 | 0 | 0 | 0 | 0 | 0 | 0 | 0 | 0 | 0 | 0 | 0 | 0 | 0 | 0 | 0 | 0 | 0 | 0 | 0 | 0 | 0 | 0
[10 empty] | 0 | 0 | 0 | 0 | 0 | 0 | 0 | 0 | 0 | 0 | 0 | 0 | 0 | 0 | 0 | 0 | 0 | 0 | 0 | 0 | 0 | 0 | 0 | 0 | 0 | 0 | 0 | 0
[10 empty] | 0 | 0 | 0 | 0 | 0 | 0 | 0 | 0 | 0 | 0 | 0 | 0 | 0 | 0 | 0 | 0 | 0 | 0 | 0 | 0 | 0 | 0 | 0 | 0 | 0 | 0 | 0 | 0
[10 empty] | 0 | 0 | 0 | 0 | 0 | 0 | 0 | 0 | 0 | 0 | 0 | 0 | 0 | 0 | 0 | 0 | 0 | 0 | 0 | 0 | 0 | 0 | 0 | 0 | 0 | 0 | 0 | 0
[10 empty] | 0 | 0 | 0 | 0 | 0 | 0 | 0 | 0 | 0 | 0 | 0 | 0 | 0 | 0 | 0 | 0 | 0 | 0 | 0 | 0 | 0 | 0 | 0 | 0 | 0 | 0 | 0 | 0
[10 empty] | 0 | 0 | 0 | 0 | 0 | 0 | 0 | 0 | 0 | 0 | 0 | 0 | 0 | 0 | 0 | 0 | 0 | 0 | 0 | 0 | 0 | 0 | 0 | 0 | 0 | 0 | 0 | 0
[10 empty] | 0 | 0 | 0 | 0 | 0 | 0 | 0 | 0 | 0 | 0 | 0 | 0 | 0 | 0 | 0 | 0 | 0 | 0 | 0 | 0 | 0 | 0 | 0 | 0 | 0 | 0 | 0 | 0
[10 empty] | 0 | 0 | 0 | 0 | 0 | 0 | 0 | 0 | 0 | 0 | 0 | 0 | 0 | 0 | 0 | 0 | 0 | 0 | 0 | 0 | 0 | 0 | 0 | 0 | 0 | 0 | 0 | 0
[10 empty] | 0 | 0 | 0 | 0 | 0 | 0 | 0 | 0 | 0 | 0 | 0 | 0 | 0 | 0 | 0 | 0 | 0 | 0 | 0 | 0 | 0 | 0 | 0 | 0 | 0 | 0 | 0 | 0
[10 empty] | 0 | 0 | 0 | 0 | 0 | 0 | 0 | 0 | 0 | 0 | 0 | 0 | 0 | 0 | 0 | 0 | 0 | 0 | 0 | 0 | 0 | 0 | 0 | 0 | 0 | 0 | 0 | 0
[10 empty] | 0 | 0 | 0 | 0 | 0 | 0 | 0 | 0 | 0 | 0 | 0 | 0 | 0 | 0 | 0 | 0 | 0 | 0 | 0 | 0 | 0 | 0 | 0 | 0 | 0 | 0 | 0 | 0
[10 empty] | 0 | 0 | 0 | 0 | 0 | 0 | 0 | 0 | 0 | 0 | 0 | 0 | 0 | 0 | 0 | 0 | 0 | 0 | 0 | 0 | 0 | 0 | 0 | 0 | 0 | 0 | 0 | 0
[10 empty] | 0 | 0 | 0 | 0 | 0 | 0 | 0 | 0 | 0 | 0 | 0 | 0 | 0 | 0 | 0 | 0 | 0 | 0 | 0 | 0 | 0 | 0 | 0 | 0 | 0 | 0 | 0 | 0
[10 empty] | 0 | 0 | 0 | 0 | 0 | 0 | 0 | 0 | 0 | 0 | 0 | 0 | 0 | 0 | 0 | 0 | 0 | 0 | 0 | 0 | 0 | 0 | 0 | 0 | 0 | 0 | 0 | 0
[10 empty] | 0 | 0 | 0 | 0 | 0 | 0 | 0 | 0 | 0 | 0 | 0 | 0 | 0 | 0 | 0 | 0 | 0 | 0 | 0 | 0 | 0 | 0 | 0 | 0 | 0 | 0 | 0 | 0
[10 empty] | 0 | 0 | 0 | 0 | 0 | 0 | 0 | 0 | 0 | 0 | 0 | 0 | 0 | 0 | 0 | 0 | 0 | 0 | 0 | 0 | 0 | 0 | 0 | 0 | 0 | 0 | 0 | 0
[10 empty] | 0 | 0 | 0 | 0 | 0 | 0 | 0 | 0 | 0 | 0 | 0 | 0 | 0 | 0 | 0 | 0 | 0 | 0 | 0 | 0 | 0 | 0 | 0 | 0 | 0 | 0 | 0 | 0
[10 empty] | 0 | 0 | 0 | 0 | 0 | 0 | 0 | 0 | 0 | 0 | 0 | 0 | 0 | 0 | 0 | 0 | 0 | 0 | 0 | 0 | 0 | 0 | 0 | 0 | 0 | 0 | 0 | 0
[10 empty] | 0 | 0 | 0 | 0 | 0 | 0 | 0 | 0 | 0 | 0 | 0 | 0 | 0 | 0 | 0 | 0 | 0 | 0 | 0 | 0 | 0 | 0 | 0 | 0 | 0 | 0 | 0 | 0
[10 empty] | 0 | 0 | 0 | 0 | 0 | 0 | 0 | 0 | 0 | 0 | 0 | 0 | 0 | 0 | 0 | 0 | 0 | 0 | 0 | 0 | 0 | 0 | 0 | 0 | 0 | 0 | 0 | 0
[10 empty] | 0 | 0 | 0 | 0 | 0 | 0 | 0 | 0 | 0 | 0 | 0 | 0 | 0 | 0 | 0 | 0 | 0 | 0 | 0 | 0 | 0 | 0 | 0 | 0 | 0 | 0 | 0 | 0
[10 empty] | 0 | 0 | 0 | 0 | 0 | 0 | 0 | 0 | 0 | 0 | 0 | 0 | 0 | 0 | 0 | 0 | 0 | 0 | 0 | 0 | 0 | 0 | 0 | 0 | 0 | 0 | 0 | 0
[10 empty] | 0 | 0 | 0 | 0 | 0 | 0 | 0 | 0 | 0 | 0 | 0 | 0 | 0 | 0 | 0 | 0 | 0 | 0 | 0 | 0 | 0 | 0 | 0 | 0 | 0 | 0 | 0 | 0
[10 empty] | 0 | 0 | 0 | 0 | 0 | 0 | 0 | 0 | 0 | 0 | 0 | 0 | 0 | 0 | 0 | 0 | 0 | 0 | 0 | 0 | 0 | 0 | 0 | 0 | 0 | 0 | 0 | 0
[10 empty] | 0 | 0 | 0 | 0 | 0 | 0 | 0 | 0 | 0 | 0 | 0 | 0 | 0 | 0 | 0 | 0 | 0 | 0 | 0 | 0 | 0 | 0 | 0 | 0 | 0 | 0 | 0 | 0
[10 empty] | 0 | 0 | 0 | 0 | 0 | 0 | 0 | 0 | 0 | 0 | 0 | 0 | 0 | 0 | 0 | 0 | 0 | 0 | 0 | 0 | 0 | 0 | 0 | 0 | 0 | 0 | 0 | 0
[10 empty] | 0 | 0 | 0 | 0 | 0 | 0 | 0 | 0 | 0 | 0 | 0 | 0 | 0 | 0 | 0 | 0 | 0 | 0 | 0 | 0 | 0 | 0 | 0 | 0 | 0 | 0 | 0 | 0
[10 empty] | 0 | 0 | 0 | 0 | 0 | 0 | 0 | 0 | 0 | 0 | 0 | 0 | 0 | 0 | 0 | 0 | 0 | 0 | 0 | 0 | 0 | 0 | 0 | 0 | 0 | 0 | 0 | 0
[10 empty] | 0 | 0 | 0 | 0 | 0 | 0 | 0 | 0 | 0 | 0 | 0 | 0 | 0 | 0 | 0 | 0 | 0 | 0 | 0 | 0 | 0 | 0 | 0 | 0 | 0 | 0 | 0 | 0
[10 empty] | 0 | 0 | 0 | 0 | 0 | 0 | 0 | 0 | 0 | 0 | 0 | 0 | 0 | 0 | 0 | 0 | 0 | 0 | 0 | 0 | 0 | 0 | 0 | 0 | 0 | 0 | 0 | 0
[10 empty] | 0 | 0 | 0 | 0 | 0 | 0 | 0 | 0 | 0 | 0 | 0 | 0 | 0 | 0 | 0 | 0 | 0 | 0 | 0 | 0 | 0 | 0 | 0 | 0 | 0 | 0 | 0 | 0
[10 empty] | 0 | 0 | 0 | 0 | 0 | 0 | 0 | 0 | 0 | 0 | 0 | 0 | 0 | 0 | 0 | 0 | 0 | 0 | 0 | 0 | 0 | 0 | 0 | 0 | 0 | 0 | 0 | 0
[10 empty] | 0 | 0 | 0 | 0 | 0 | 0 | 0 | 0 | 0 | 0 | 0 | 0 | 0 | 0 | 0 | 0 | 0 | 0 | 0 | 0 | 0 | 0 | 0 | 0 | 0 | 0 | 0 | 0
[10 empty] | 0 | 0 | 0 | 0 | 0 | 0 | 0 | 0 | 0 | 0 | 0 | 0 | 0 | 0 | 0 | 0 | 0 | 0 | 0 | 0 | 0 | 0 | 0 | 0 | 0 | 0 | 0 | 0
[10 empty] | 0 | 0 | 0 | 0 | 0 | 0 | 0 | 0 | 0 | 0 | 0 | 0 | 0 | 0 | 0 | 0 | 0 | 0 | 0 | 0 | 0 | 0 | 0 | 0 | 0 | 0 | 0 | 0
[10 empty] | 0 | 0 | 0 | 0 | 0 | 0 | 0 | 0 | 0 | 0 | 0 | 0 | 0 | 0 | 0 | 0 | 0 | 0 | 0 | 0 | 0 | 0 | 0 | 0 | 0 | 0 | 0 | 0
[10 empty] | 0 | 0 | 0 | 0 | 0 | 0 | 0 | 0 | 0 | 0 | 0 | 0 | 0 | 0 | 0 | 0 | 0 | 0 | 0 | 0 | 0 | 0 | 0 | 0 | 0 | 0 | 0 | 0
[10 empty] | 0 | 0 | 0 | 0 | 0 | 0 | 0 | 0 | 0 | 0 | 0 | 0 | 0 | 0 | 0 | 0 | 0 | 0 | 0 | 0 | 0 | 0 | 0 | 0 | 0 | 0 | 0 | 0
[10 empty] | 0 | 0 | 0 | 0 | 0 | 0 | 0 | 0 | 0 | 0 | 0 | 0 | 0 | 0 | 0 | 0 | 0 | 0 | 0 | 0 | 0 | 0 | 0 | 0 | 0 | 0 | 0 | 0
[10 empty] | 0 | 0 | 0 | 0 | 0 | 0 | 0 | 0 | 0 | 0 | 0 | 0 | 0 | 0 | 0 | 0 | 0 | 0 | 0 | 0 | 0 | 0 | 0 | 0 | 0 | 0 | 0 | 0
[10 empty] | 0 | 0 | 0 | 0 | 0 | 0 | 0 | 0 | 0 | 0 | 0 | 0 | 0 | 0 | 0 | 0 | 0 | 0 | 0 | 0 | 0 | 0 | 0 | 0 | 0 | 0 | 0 | 0
[10 empty] | 0 | 0 | 0 | 0 | 0 | 0 | 0 | 0 | 0 | 0 | 0 | 0 | 0 | 0 | 0 | 0 | 0 | 0 | 0 | 0 | 0 | 0 | 0 | 0 | 0 | 0 | 0 | 0
[10 empty] | 0 | 0 | 0 | 0 | 0 | 0 | 0 | 0 | 0 | 0 | 0 | 0 | 0 | 0 | 0 | 0 | 0 | 0 | 0 | 0 | 0 | 0 | 0 | 0 | 0 | 0 | 0 | 0
[10 empty] | 0 | 0 | 0 | 0 | 0 | 0 | 0 | 0 | 0 | 0 | 0 | 0 | 0 | 0 | 0 | 0 | 0 | 0 | 0 | 0 | 0 | 0 | 0 | 0 | 0 | 0 | 0 | 0
[10 empty] | 0 | 0 | 0 | 0 | 0 | 0 | 0 | 0 | 0 | 0 | 0 | 0 | 0 | 0 | 0 | 0 | 0 | 0 | 0 | 0 | 0 | 0 | 0 | 0 | 0 | 0 | 0 | 0
[10 empty] | 0 | 0 | 0 | 0 | 0 | 0 | 0 | 0 | 0 | 0 | 0 | 0 | 0 | 0 | 0 | 0 | 0 | 0 | 0 | 0 | 0 | 0 | 0 | 0 | 0 | 0 | 0 | 0
[10 empty] | 0 | 0 | 0 | 0 | 0 | 0 | 0 | 0 | 0 | 0 | 0 | 0 | 0 | 0 | 0 | 0 | 0 | 0 | 0 | 0 | 0 | 0 | 0 | 0 | 0 | 0 | 0 | 0
[10 empty] | 0 | 0 | 0 | 0 | 0 | 0 | 0 | 0 | 0 | 0 | 0 | 0 | 0 | 0 | 0 | 0 | 0 | 0 | 0 | 0 | 0 | 0 | 0 | 0 | 0 | 0 | 0 | 0
[10 empty] | 0 | 0 | 0 | 0 | 0 | 0 | 0 | 0 | 0 | 0 | 0 | 0 | 0 | 0 | 0 | 0 | 0 | 0 | 0 | 0 | 0 | 0 | 0 | 0 | 0 | 0 | 0 | 0
[10 empty] | 0 | 0 | 0 | 0 | 0 | 0 | 0 | 0 | 0 | 0 | 0 | 0 | 0 | 0 | 0 | 0 | 0 | 0 | 0 | 0 | 0 | 0 | 0 | 0 | 0 | 0 | 0 | 0
[10 empty] | 0 | 0 | 0 | 0 | 0 | 0 | 0 | 0 | 0 | 0 | 0 | 0 | 0 | 0 | 0 | 0 | 0 | 0 | 0 | 0 | 0 | 0 | 0 | 0 | 0 | 0 | 0 | 0
[10 empty] | 0 | 0 | 0 | 0 | 0 | 0 | 0 | 0 | 0 | 0 | 0 | 0 | 0 | 0 | 0 | 0 | 0 | 0 | 0 | 0 | 0 | 0 | 0 | 0 | 0 | 0 | 0 | 0
[10 empty] | 0 | 0 | 0 | 0 | 0 | 0 | 0 | 0 | 0 | 0 | 0 | 0 | 0 | 0 | 0 | 0 | 0 | 0 | 0 | 0 | 0 | 0 | 0 | 0 | 0 | 0 | 0 | 0
[10 empty] | 0 | 0 | 0 | 0 | 0 | 0 | 0 | 0 | 0 | 0 | 0 | 0 | 0 | 0 | 0 | 0 | 0 | 0 | 0 | 0 | 0 | 0 | 0 | 0 | 0 | 0 | 0 | 0
[10 empty] | 0 | 0 | 0 | 0 | 0 | 0 | 0 | 0 | 0 | 0 | 0 | 0 | 0 | 0 | 0 | 0 | 0 | 0 | 0 | 0 | 0 | 0 | 0 | 0 | 0 | 0 | 0 | 0
[10 empty] | 0 | 0 | 0 | 0 | 0 | 0 | 0 | 0 | 0 | 0 | 0 | 0 | 0 | 0 | 0 | 0 | 0 | 0 | 0 | 0 | 0 | 0 | 0 | 0 | 0 | 0 | 0 | 0
[10 empty] | 0 | 0 | 0 | 0 | 0 | 0 | 0 | 0 | 0 | 0 | 0 | 0 | 0 | 0 | 0 | 0 | 0 | 0 | 0 | 0 | 0 | 0 | 0 | 0 | 0 | 0 | 0 | 0
[10 empty] | 0 | 0 | 0 | 0 | 0 | 0 | 0 | 0 | 0 | 0 | 0 | 0 | 0 | 0 | 0 | 0 | 0 | 0 | 0 | 0 | 0 | 0 | 0 | 0 | 0 | 0 | 0 | 0
[10 empty] | 0 | 0 | 0 | 0 | 0 | 0 | 0 | 0 | 0 | 0 | 0 | 0 | 0 | 0 | 0 | 0 | 0 | 0 | 0 | 0 | 0 | 0 | 0 | 0 | 0 | 0 | 0 | 0
[10 empty] | 0 | 0 | 0 | 0 | 0 | 0 | 0 | 0 | 0 | 0 | 0 | 0 | 0 | 0 | 0 | 0 | 0 | 0 | 0 | 0 | 0 | 0 | 0 | 0 | 0 | 0 | 0 | 0
[10 empty] | 0 | 0 | 0 | 0 | 0 | 0 | 0 | 0 | 0 | 0 | 0 | 0 | 0 | 0 | 0 | 0 | 0 | 0 | 0 | 0 | 0 | 0 | 0 | 0 | 0 | 0 | 0 | 0
[10 empty] | 0 | 0 | 0 | 0 | 0 | 0 | 0 | 0 | 0 | 0 | 0 | 0 | 0 | 0 | 0 | 0 | 0 | 0 | 0 | 0 | 0 | 0 | 0 | 0 | 0 | 0 | 0 | 0
[10 empty] | 0 | 0 | 0 | 0 | 0 | 0 | 0 | 0 | 0 | 0 | 0 | 0 | 0 | 0 | 0 | 0 | 0 | 0 | 0 | 0 | 0 | 0 | 0 | 0 | 0 | 0 | 0 | 0
[10 empty] | 0 | 0 | 0 | 0 | 0 | 0 | 0 | 0 | 0 | 0 | 0 | 0 | 0 | 0 | 0 | 0 | 0 | 0 | 0 | 0 | 0 | 0 | 0 | 0 | 0 | 0 | 0 | 0
[10 empty] | 0 | 0 | 0 | 0 | 0 | 0 | 0 | 0 | 0 | 0 | 0 | 0 | 0 | 0 | 0 | 0 | 0 | 0 | 0 | 0 | 0 | 0 | 0 | 0 | 0 | 0 | 0 | 0
[10 empty] | 0 | 0 | 0 | 0 | 0 | 0 | 0 | 0 | 0 | 0 | 0 | 0 | 0 | 0 | 0 | 0 | 0 | 0 | 0 | 0 | 0 | 0 | 0 | 0 | 0 | 0 | 0 | 0
[10 empty] | 0 | 0 | 0 | 0 | 0 | 0 | 0 | 0 | 0 | 0 | 0 | 0 | 0 | 0 | 0 | 0 | 0 | 0 | 0 | 0 | 0 | 0 | 0 | 0 | 0 | 0 | 0 | 0
[10 empty] | 0 | 0 | 0 | 0 | 0 | 0 | 0 | 0 | 0 | 0 | 0 | 0 | 0 | 0 | 0 | 0 | 0 | 0 | 0 | 0 | 0 | 0 | 0 | 0 | 0 | 0 | 0 | 0
[10 empty] | 0 | 0 | 0 | 0 | 0 | 0 | 0 | 0 | 0 | 0 | 0 | 0 | 0 | 0 | 0 | 0 | 0 | 0 | 0 | 0 | 0 | 0 | 0 | 0 | 0 | 0 | 0 | 0
[10 empty] | 0 | 0 | 0 | 0 | 0 | 0 | 0 | 0 | 0 | 0 | 0 | 0 | 0 | 0 | 0 | 0 | 0 | 0 | 0 | 0 | 0 | 0 | 0 | 0 | 0 | 0 | 0 | 0
[10 empty] | 0 | 0 | 0 | 0 | 0 | 0 | 0 | 0 | 0 | 0 | 0 | 0 | 0 | 0 | 0 | 0 | 0 | 0 | 0 | 0 | 0 | 0 | 0 | 0 | 0 | 0 | 0 | 0
[10 empty] | 0 | 0 | 0 | 0 | 0 | 0 | 0 | 0 | 0 | 0 | 0 | 0 | 0 | 0 | 0 | 0 | 0 | 0 | 0 | 0 | 0 | 0 | 0 | 0 | 0 | 0 | 0 | 0
[10 empty] | 0 | 0 | 0 | 0 | 0 | 0 | 0 | 0 | 0 | 0 | 0 | 0 | 0 | 0 | 0 | 0 | 0 | 0 | 0 | 0 | 0 | 0 | 0 | 0 | 0 | 0 | 0 | 0
[10 empty] | 0 | 0 | 0 | 0 | 0 | 0 | 0 | 0 | 0 | 0 | 0 | 0 | 0 | 0 | 0 | 0 | 0 | 0 | 0 | 0 | 0 | 0 | 0 | 0 | 0 | 0 | 0 | 0
[10 empty] | 0 | 0 | 0 | 0 | 0 | 0 | 0 | 0 | 0 | 0 | 0 | 0 | 0 | 0 | 0 | 0 | 0 | 0 | 0 | 0 | 0 | 0 | 0 | 0 | 0 | 0 | 0 | 0
[10 empty] | 0 | 0 | 0 | 0 | 0 | 0 | 0 | 0 | 0 | 0 | 0 | 0 | 0 | 0 | 0 | 0 | 0 | 0 | 0 | 0 | 0 | 0 | 0 | 0 | 0 | 0 | 0 | 0
[10 empty] | 0 | 0 | 0 | 0 | 0 | 0 | 0 | 0 | 0 | 0 | 0 | 0 | 0 | 0 | 0 | 0 | 0 | 0 | 0 | 0 | 0 | 0 | 0 | 0 | 0 | 0 | 0 | 0
[10 empty] | 0 | 0 | 0 | 0 | 0 | 0 | 0 | 0 | 0 | 0 | 0 | 0 | 0 | 0 | 0 | 0 | 0 | 0 | 0 | 0 | 0 | 0 | 0 | 0 | 0 | 0 | 0 | 0
[10 empty] | 0 | 0 | 0 | 0 | 0 | 0 | 0 | 0 | 0 | 0 | 0 | 0 | 0 | 0 | 0 | 0 | 0 | 0 | 0 | 0 | 0 | 0 | 0 | 0 | 0 | 0 | 0 | 0
[10 empty] | 0 | 0 | 0 | 0 | 0 | 0 | 0 | 0 | 0 | 0 | 0 | 0 | 0 | 0 | 0 | 0 | 0 | 0 | 0 | 0 | 0 | 0 | 0 | 0 | 0 | 0 | 0 | 0
[10 empty] | 0 | 0 | 0 | 0 | 0 | 0 | 0 | 0 | 0 | 0 | 0 | 0 | 0 | 0 | 0 | 0 | 0 | 0 | 0 | 0 | 0 | 0 | 0 | 0 | 0 | 0 | 0 | 0
[10 empty] | 0 | 0 | 0 | 0 | 0 | 0 | 0 | 0 | 0 | 0 | 0 | 0 | 0 | 0 | 0 | 0 | 0 | 0 | 0 | 0 | 0 | 0 | 0 | 0 | 0 | 0 | 0 | 0
[10 empty] | 0 | 0 | 0 | 0 | 0 | 0 | 0 | 0 | 0 | 0 | 0 | 0 | 0 | 0 | 0 | 0 | 0 | 0 | 0 | 0 | 0 | 0 | 0 | 0 | 0 | 0 | 0 | 0
[10 empty] | 0 | 0 | 0 | 0 | 0 | 0 | 0 | 0 | 0 | 0 | 0 | 0 | 0 | 0 | 0 | 0 | 0 | 0 | 0 | 0 | 0 | 0 | 0 | 0 | 0 | 0 | 0 | 0
[10 empty] | 0 | 0 | 0 | 0 | 0 | 0 | 0 | 0 | 0 | 0 | 0 | 0 | 0 | 0 | 0 | 0 | 0 | 0 | 0 | 0 | 0 | 0 | 0 | 0 | 0 | 0 | 0 | 0
[10 empty] | 0 | 0 | 0 | 0 | 0 | 0 | 0 | 0 | 0 | 0 | 0 | 0 | 0 | 0 | 0 | 0 | 0 | 0 | 0 | 0 | 0 | 0 | 0 | 0 | 0 | 0 | 0 | 0
[10 empty] | 0 | 0 | 0 | 0 | 0 | 0 | 0 | 0 | 0 | 0 | 0 | 0 | 0 | 0 | 0 | 0 | 0 | 0 | 0 | 0 | 0 | 0 | 0 | 0 | 0 | 0 | 0 | 0
[10 empty] | 0 | 0 | 0 | 0 | 0 | 0 | 0 | 0 | 0 | 0 | 0 | 0 | 0 | 0 | 0 | 0 | 0 | 0 | 0 | 0 | 0 | 0 | 0 | 0 | 0 | 0 | 0 | 0
[10 empty] | 0 | 0 | 0 | 0 | 0 | 0 | 0 | 0 | 0 | 0 | 0 | 0 | 0 | 0 | 0 | 0 | 0 | 0 | 0 | 0 | 0 | 0 | 0 | 0 | 0 | 0 | 0 | 0
[10 empty] | 0 | 0 | 0 | 0 | 0 | 0 | 0 | 0 | 0 | 0 | 0 | 0 | 0 | 0 | 0 | 0 | 0 | 0 | 0 | 0 | 0 | 0 | 0 | 0 | 0 | 0 | 0 | 0
[10 empty] | 0 | 0 | 0 | 0 | 0 | 0 | 0 | 0 | 0 | 0 | 0 | 0 | 0 | 0 | 0 | 0 | 0 | 0 | 0 | 0 | 0 | 0 | 0 | 0 | 0 | 0 | 0 | 0
[10 empty] | 0 | 0 | 0 | 0 | 0 | 0 | 0 | 0 | 0 | 0 | 0 | 0 | 0 | 0 | 0 | 0 | 0 | 0 | 0 | 0 | 0 | 0 | 0 | 0 | 0 | 0 | 0 | 0
[10 empty] | 0 | 0 | 0 | 0 | 0 | 0 | 0 | 0 | 0 | 0 | 0 | 0 | 0 | 0 | 0 | 0 | 0 | 0 | 0 | 0 | 0 | 0 | 0 | 0 | 0 | 0 | 0 | 0
[10 empty] | 0 | 0 | 0 | 0 | 0 | 0 | 0 | 0 | 0 | 0 | 0 | 0 | 0 | 0 | 0 | 0 | 0 | 0 | 0 | 0 | 0 | 0 | 0 | 0 | 0 | 0 | 0 | 0
[10 empty] | 0 | 0 | 0 | 0 | 0 | 0 | 0 | 0 | 0 | 0 | 0 | 0 | 0 | 0 | 0 | 0 | 0 | 0 | 0 | 0 | 0 | 0 | 0 | 0 | 0 | 0 | 0 | 0
[10 empty] | 0 | 0 | 0 | 0 | 0 | 0 | 0 | 0 | 0 | 0 | 0 | 0 | 0 | 0 | 0 | 0 | 0 | 0 | 0 | 0 | 0 | 0 | 0 | 0 | 0 | 0 | 0 | 0
[10 empty] | 0 | 0 | 0 | 0 | 0 | 0 | 0 | 0 | 0 | 0 | 0 | 0 | 0 | 0 | 0 | 0 | 0 | 0 | 0 | 0 | 0 | 0 | 0 | 0 | 0 | 0 | 0 | 0
[10 empty] | 0 | 0 | 0 | 0 | 0 | 0 | 0 | 0 | 0 | 0 | 0 | 0 | 0 | 0 | 0 | 0 | 0 | 0 | 0 | 0 | 0 | 0 | 0 | 0 | 0 | 0 | 0 | 0
[10 empty] | 0 | 0 | 0 | 0 | 0 | 0 | 0 | 0 | 0 | 0 | 0 | 0 | 0 | 0 | 0 | 0 | 0 | 0 | 0 | 0 | 0 | 0 | 0 | 0 | 0 | 0 | 0 | 0
[10 empty] | 0 | 0 | 0 | 0 | 0 | 0 | 0 | 0 | 0 | 0 | 0 | 0 | 0 | 0 | 0 | 0 | 0 | 0 | 0 | 0 | 0 | 0 | 0 | 0 | 0 | 0 | 0 | 0
[10 empty] | 0 | 0 | 0 | 0 | 0 | 0 | 0 | 0 | 0 | 0 | 0 | 0 | 0 | 0 | 0 | 0 | 0 | 0 | 0 | 0 | 0 | 0 | 0 | 0 | 0 | 0 | 0 | 0
[10 empty] | 0 | 0 | 0 | 0 | 0 | 0 | 0 | 0 | 0 | 0 | 0 | 0 | 0 | 0 | 0 | 0 | 0 | 0 | 0 | 0 | 0 | 0 | 0 | 0 | 0 | 0 | 0 | 0
[10 empty] | 0 | 0 | 0 | 0 | 0 | 0 | 0 | 0 | 0 | 0 | 0 | 0 | 0 | 0 | 0 | 0 | 0 | 0 | 0 | 0 | 0 | 0 | 0 | 0 | 0 | 0 | 0 | 0
[10 empty] | 0 | 0 | 0 | 0 | 0 | 0 | 0 | 0 | 0 | 0 | 0 | 0 | 0 | 0 | 0 | 0 | 0 | 0 | 0 | 0 | 0 | 0 | 0 | 0 | 0 | 0 | 0 | 0
[10 empty] | 0 | 0 | 0 | 0 | 0 | 0 | 0 | 0 | 0 | 0 | 0 | 0 | 0 | 0 | 0 | 0 | 0 | 0 | 0 | 0 | 0 | 0 | 0 | 0 | 0 | 0 | 0 | 0
[10 empty] | 0 | 0 | 0 | 0 | 0 | 0 | 0 | 0 | 0 | 0 | 0 | 0 | 0 | 0 | 0 | 0 | 0 | 0 | 0 | 0 | 0 | 0 | 0 | 0 | 0 | 0 | 0 | 0
[10 empty] | 0 | 0 | 0 | 0 | 0 | 0 | 0 | 0 | 0 | 0 | 0 | 0 | 0 | 0 | 0 | 0 | 0 | 0 | 0 | 0 | 0 | 0 | 0 | 0 | 0 | 0 | 0 | 0
[10 empty] | 0 | 0 | 0 | 0 | 0 | 0 | 0 | 0 | 0 | 0 | 0 | 0 | 0 | 0 | 0 | 0 | 0 | 0 | 0 | 0 | 0 | 0 | 0 | 0 | 0 | 0 | 0 | 0
[10 empty] | 0 | 0 | 0 | 0 | 0 | 0 | 0 | 0 | 0 | 0 | 0 | 0 | 0 | 0 | 0 | 0 | 0 | 0 | 0 | 0 | 0 | 0 | 0 | 0 | 0 | 0 | 0 | 0
[10 empty] | 0 | 0 | 0 | 0 | 0 | 0 | 0 | 0 | 0 | 0 | 0 | 0 | 0 | 0 | 0 | 0 | 0 | 0 | 0 | 0 | 0 | 0 | 0 | 0 | 0 | 0 | 0 | 0
[10 empty] | 0 | 0 | 0 | 0 | 0 | 0 | 0 | 0 | 0 | 0 | 0 | 0 | 0 | 0 | 0 | 0 | 0 | 0 | 0 | 0 | 0 | 0 | 0 | 0 | 0 | 0 | 0 | 0
[10 empty] | 0 | 0 | 0 | 0 | 0 | 0 | 0 | 0 | 0 | 0 | 0 | 0 | 0 | 0 | 0 | 0 | 0 | 0 | 0 | 0 | 0 | 0 | 0 | 0 | 0 | 0 | 0 | 0
[10 empty] | 0 | 0 | 0 | 0 | 0 | 0 | 0 | 0 | 0 | 0 | 0 | 0 | 0 | 0 | 0 | 0 | 0 | 0 | 0 | 0 | 0 | 0 | 0 | 0 | 0 | 0 | 0 | 0
[10 empty] | 0 | 0 | 0 | 0 | 0 | 0 | 0 | 0 | 0 | 0 | 0 | 0 | 0 | 0 | 0 | 0 | 0 | 0 | 0 | 0 | 0 | 0 | 0 | 0 | 0 | 0 | 0 | 0
[10 empty] | 0 | 0 | 0 | 0 | 0 | 0 | 0 | 0 | 0 | 0 | 0 | 0 | 0 | 0 | 0 | 0 | 0 | 0 | 0 | 0 | 0 | 0 | 0 | 0 | 0 | 0 | 0 | 0
[10 empty] | 0 | 0 | 0 | 0 | 0 | 0 | 0 | 0 | 0 | 0 | 0 | 0 | 0 | 0 | 0 | 0 | 0 | 0 | 0 | 0 | 0 | 0 | 0 | 0 | 0 | 0 | 0 | 0
[10 empty] | 0 | 0 | 0 | 0 | 0 | 0 | 0 | 0 | 0 | 0 | 0 | 0 | 0 | 0 | 0 | 0 | 0 | 0 | 0 | 0 | 0 | 0 | 0 | 0 | 0 | 0 | 0 | 0
[10 empty] | 0 | 0 | 0 | 0 | 0 | 0 | 0 | 0 | 0 | 0 | 0 | 0 | 0 | 0 | 0 | 0 | 0 | 0 | 0 | 0 | 0 | 0 | 0 | 0 | 0 | 0 | 0 | 0
[10 empty] | 0 | 0 | 0 | 0 | 0 | 0 | 0 | 0 | 0 | 0 | 0 | 0 | 0 | 0 | 0 | 0 | 0 | 0 | 0 | 0 | 0 | 0 | 0 | 0 | 0 | 0 | 0 | 0
[10 empty] | 0 | 0 | 0 | 0 | 0 | 0 | 0 | 0 | 0 | 0 | 0 | 0 | 0 | 0 | 0 | 0 | 0 | 0 | 0 | 0 | 0 | 0 | 0 | 0 | 0 | 0 | 0 | 0
[10 empty] | 0 | 0 | 0 | 0 | 0 | 0 | 0 | 0 | 0 | 0 | 0 | 0 | 0 | 0 | 0 | 0 | 0 | 0 | 0 | 0 | 0 | 0 | 0 | 0 | 0 | 0 | 0 | 0
[10 empty] | 0 | 0 | 0 | 0 | 0 | 0 | 0 | 0 | 0 | 0 | 0 | 0 | 0 | 0 | 0 | 0 | 0 | 0 | 0 | 0 | 0 | 0 | 0 | 0 | 0 | 0 | 0 | 0
[10 empty] | 0 | 0 | 0 | 0 | 0 | 0 | 0 | 0 | 0 | 0 | 0 | 0 | 0 | 0 | 0 | 0 | 0 | 0 | 0 | 0 | 0 | 0 | 0 | 0 | 0 | 0 | 0 | 0
[10 empty] | 0 | 0 | 0 | 0 | 0 | 0 | 0 | 0 | 0 | 0 | 0 | 0 | 0 | 0 | 0 | 0 | 0 | 0 | 0 | 0 | 0 | 0 | 0 | 0 | 0 | 0 | 0 | 0
[10 empty] | 0 | 0 | 0 | 0 | 0 | 0 | 0 | 0 | 0 | 0 | 0 | 0 | 0 | 0 | 0 | 0 | 0 | 0 | 0 | 0 | 0 | 0 | 0 | 0 | 0 | 0 | 0 | 0
[10 empty] | 0 | 0 | 0 | 0 | 0 | 0 | 0 | 0 | 0 | 0 | 0 | 0 | 0 | 0 | 0 | 0 | 0 | 0 | 0 | 0 | 0 | 0 | 0 | 0 | 0 | 0 | 0 | 0
[10 empty] | 0 | 0 | 0 | 0 | 0 | 0 | 0 | 0 | 0 | 0 | 0 | 0 | 0 | 0 | 0 | 0 | 0 | 0 | 0 | 0 | 0 | 0 | 0 | 0 | 0 | 0 | 0 | 0
[10 empty] | 0 | 0 | 0 | 0 | 0 | 0 | 0 | 0 | 0 | 0 | 0 | 0 | 0 | 0 | 0 | 0 | 0 | 0 | 0 | 0 | 0 | 0 | 0 | 0 | 0 | 0 | 0 | 0
[10 empty] | 0 | 0 | 0 | 0 | 0 | 0 | 0 | 0 | 0 | 0 | 0 | 0 | 0 | 0 | 0 | 0 | 0 | 0 | 0 | 0 | 0 | 0 | 0 | 0 | 0 | 0 | 0 | 0
[10 empty] | 0 | 0 | 0 | 0 | 0 | 0 | 0 | 0 | 0 | 0 | 0 | 0 | 0 | 0 | 0 | 0 | 0 | 0 | 0 | 0 | 0 | 0 | 0 | 0 | 0 | 0 | 0 | 0
[10 empty] | 0 | 0 | 0 | 0 | 0 | 0 | 0 | 0 | 0 | 0 | 0 | 0 | 0 | 0 | 0 | 0 | 0 | 0 | 0 | 0 | 0 | 0 | 0 | 0 | 0 | 0 | 0 | 0
[10 empty] | 0 | 0 | 0 | 0 | 0 | 0 | 0 | 0 | 0 | 0 | 0 | 0 | 0 | 0 | 0 | 0 | 0 | 0 | 0 | 0 | 0 | 0 | 0 | 0 | 0 | 0 | 0 | 0
[10 empty] | 0 | 0 | 0 | 0 | 0 | 0 | 0 | 0 | 0 | 0 | 0 | 0 | 0 | 0 | 0 | 0 | 0 | 0 | 0 | 0 | 0 | 0 | 0 | 0 | 0 | 0 | 0 | 0
[10 empty] | 0 | 0 | 0 | 0 | 0 | 0 | 0 | 0 | 0 | 0 | 0 | 0 | 0 | 0 | 0 | 0 | 0 | 0 | 0 | 0 | 0 | 0 | 0 | 0 | 0 | 0 | 0 | 0
[10 empty] | 0 | 0 | 0 | 0 | 0 | 0 | 0 | 0 | 0 | 0 | 0 | 0 | 0 | 0 | 0 | 0 | 0 | 0 | 0 | 0 | 0 | 0 | 0 | 0 | 0 | 0 | 0 | 0
[10 empty] | 0 | 0 | 0 | 0 | 0 | 0 | 0 | 0 | 0 | 0 | 0 | 0 | 0 | 0 | 0 | 0 | 0 | 0 | 0 | 0 | 0 | 0 | 0 | 0 | 0 | 0 | 0 | 0
[10 empty] | 0 | 0 | 0 | 0 | 0 | 0 | 0 | 0 | 0 | 0 | 0 | 0 | 0 | 0 | 0 | 0 | 0 | 0 | 0 | 0 | 0 | 0 | 0 | 0 | 0 | 0 | 0 | 0
[10 empty] | 0 | 0 | 0 | 0 | 0 | 0 | 0 | 0 | 0 | 0 | 0 | 0 | 0 | 0 | 0 | 0 | 0 | 0 | 0 | 0 | 0 | 0 | 0 | 0 | 0 | 0 | 0 | 0
[10 empty] | 0 | 0 | 0 | 0 | 0 | 0 | 0 | 0 | 0 | 0 | 0 | 0 | 0 | 0 | 0 | 0 | 0 | 0 | 0 | 0 | 0 | 0 | 0 | 0 | 0 | 0 | 0 | 0
[10 empty] | 0 | 0 | 0 | 0 | 0 | 0 | 0 | 0 | 0 | 0 | 0 | 0 | 0 | 0 | 0 | 0 | 0 | 0 | 0 | 0 | 0 | 0 | 0 | 0 | 0 | 0 | 0 | 0
[10 empty] | 0 | 0 | 0 | 0 | 0 | 0 | 0 | 0 | 0 | 0 | 0 | 0 | 0 | 0 | 0 | 0 | 0 | 0 | 0 | 0 | 0 | 0 | 0 | 0 | 0 | 0 | 0 | 0
[10 empty] | 0 | 0 | 0 | 0 | 0 | 0 | 0 | 0 | 0 | 0 | 0 | 0 | 0 | 0 | 0 | 0 | 0 | 0 | 0 | 0 | 0 | 0 | 0 | 0 | 0 | 0 | 0 | 0
[10 empty] | 0 | 0 | 0 | 0 | 0 | 0 | 0 | 0 | 0 | 0 | 0 | 0 | 0 | 0 | 0 | 0 | 0 | 0 | 0 | 0 | 0 | 0 | 0 | 0 | 0 | 0 | 0 | 0
[10 empty] | 0 | 0 | 0 | 0 | 0 | 0 | 0 | 0 | 0 | 0 | 0 | 0 | 0 | 0 | 0 | 0 | 0 | 0 | 0 | 0 | 0 | 0 | 0 | 0 | 0 | 0 | 0 | 0
[10 empty] | 0 | 0 | 0 | 0 | 0 | 0 | 0 | 0 | 0 | 0 | 0 | 0 | 0 | 0 | 0 | 0 | 0 | 0 | 0 | 0 | 0 | 0 | 0 | 0 | 0 | 0 | 0 | 0
[10 empty] | 0 | 0 | 0 | 0 | 0 | 0 | 0 | 0 | 0 | 0 | 0 | 0 | 0 | 0 | 0 | 0 | 0 | 0 | 0 | 0 | 0 | 0 | 0 | 0 | 0 | 0 | 0 | 0
[10 empty] | 0 | 0 | 0 | 0 | 0 | 0 | 0 | 0 | 0 | 0 | 0 | 0 | 0 | 0 | 0 | 0 | 0 | 0 | 0 | 0 | 0 | 0 | 0 | 0 | 0 | 0 | 0 | 0
[10 empty] | 0 | 0 | 0 | 0 | 0 | 0 | 0 | 0 | 0 | 0 | 0 | 0 | 0 | 0 | 0 | 0 | 0 | 0 | 0 | 0 | 0 | 0 | 0 | 0 | 0 | 0 | 0 | 0
[10 empty] | 0 | 0 | 0 | 0 | 0 | 0 | 0 | 0 | 0 | 0 | 0 | 0 | 0 | 0 | 0 | 0 | 0 | 0 | 0 | 0 | 0 | 0 | 0 | 0 | 0 | 0 | 0 | 0
[10 empty] | 0 | 0 | 0 | 0 | 0 | 0 | 0 | 0 | 0 | 0 | 0 | 0 | 0 | 0 | 0 | 0 | 0 | 0 | 0 | 0 | 0 | 0 | 0 | 0 | 0 | 0 | 0 | 0
[10 empty] | 0 | 0 | 0 | 0 | 0 | 0 | 0 | 0 | 0 | 0 | 0 | 0 | 0 | 0 | 0 | 0 | 0 | 0 | 0 | 0 | 0 | 0 | 0 | 0 | 0 | 0 | 0 | 0
[10 empty] | 0 | 0 | 0 | 0 | 0 | 0 | 0 | 0 | 0 | 0 | 0 | 0 | 0 | 0 | 0 | 0 | 0 | 0 | 0 | 0 | 0 | 0 | 0 | 0 | 0 | 0 | 0 | 0
[10 empty] | 0 | 0 | 0 | 0 | 0 | 0 | 0 | 0 | 0 | 0 | 0 | 0 | 0 | 0 | 0 | 0 | 0 | 0 | 0 | 0 | 0 | 0 | 0 | 0 | 0 | 0 | 0 | 0
[10 empty] | 0 | 0 | 0 | 0 | 0 | 0 | 0 | 0 | 0 | 0 | 0 | 0 | 0 | 0 | 0 | 0 | 0 | 0 | 0 | 0 | 0 | 0 | 0 | 0 | 0 | 0 | 0 | 0
[10 empty] | 0 | 0 | 0 | 0 | 0 | 0 | 0 | 0 | 0 | 0 | 0 | 0 | 0 | 0 | 0 | 0 | 0 | 0 | 0 | 0 | 0 | 0 | 0 | 0 | 0 | 0 | 0 | 0
[10 empty] | 0 | 0 | 0 | 0 | 0 | 0 | 0 | 0 | 0 | 0 | 0 | 0 | 0 | 0 | 0 | 0 | 0 | 0 | 0 | 0 | 0 | 0 | 0 | 0 | 0 | 0 | 0 | 0
[10 empty] | 0 | 0 | 0 | 0 | 0 | 0 | 0 | 0 | 0 | 0 | 0 | 0 | 0 | 0 | 0 | 0 | 0 | 0 | 0 | 0 | 0 | 0 | 0 | 0 | 0 | 0 | 0 | 0
[10 empty] | 0 | 0 | 0 | 0 | 0 | 0 | 0 | 0 | 0 | 0 | 0 | 0 | 0 | 0 | 0 | 0 | 0 | 0 | 0 | 0 | 0 | 0 | 0 | 0 | 0 | 0 | 0 | 0
[10 empty] | 0 | 0 | 0 | 0 | 0 | 0 | 0 | 0 | 0 | 0 | 0 | 0 | 0 | 0 | 0 | 0 | 0 | 0 | 0 | 0 | 0 | 0 | 0 | 0 | 0 | 0 | 0 | 0
[10 empty] | 0 | 0 | 0 | 0 | 0 | 0 | 0 | 0 | 0 | 0 | 0 | 0 | 0 | 0 | 0 | 0 | 0 | 0 | 0 | 0 | 0 | 0 | 0 | 0 | 0 | 0 | 0 | 0
[10 empty] | 0 | 0 | 0 | 0 | 0 | 0 | 0 | 0 | 0 | 0 | 0 | 0 | 0 | 0 | 0 | 0 | 0 | 0 | 0 | 0 | 0 | 0 | 0 | 0 | 0 | 0 | 0 | 0
[10 empty] | 0 | 0 | 0 | 0 | 0 | 0 | 0 | 0 | 0 | 0 | 0 | 0 | 0 | 0 | 0 | 0 | 0 | 0 | 0 | 0 | 0 | 0 | 0 | 0 | 0 | 0 | 0 | 0
[10 empty] | 0 | 0 | 0 | 0 | 0 | 0 | 0 | 0 | 0 | 0 | 0 | 0 | 0 | 0 | 0 | 0 | 0 | 0 | 0 | 0 | 0 | 0 | 0 | 0 | 0 | 0 | 0 | 0
[10 empty] | 0 | 0 | 0 | 0 | 0 | 0 | 0 | 0 | 0 | 0 | 0 | 0 | 0 | 0 | 0 | 0 | 0 | 0 | 0 | 0 | 0 | 0 | 0 | 0 | 0 | 0 | 0 | 0
[10 empty] | 0 | 0 | 0 | 0 | 0 | 0 | 0 | 0 | 0 | 0 | 0 | 0 | 0 | 0 | 0 | 0 | 0 | 0 | 0 | 0 | 0 | 0 | 0 | 0 | 0 | 0 | 0 | 0
[10 empty] | 0 | 0 | 0 | 0 | 0 | 0 | 0 | 0 | 0 | 0 | 0 | 0 | 0 | 0 | 0 | 0 | 0 | 0 | 0 | 0 | 0 | 0 | 0 | 0 | 0 | 0 | 0 | 0
[10 empty] | 0 | 0 | 0 | 0 | 0 | 0 | 0 | 0 | 0 | 0 | 0 | 0 | 0 | 0 | 0 | 0 | 0 | 0 | 0 | 0 | 0 | 0 | 0 | 0 | 0 | 0 | 0 | 0
[10 empty] | 0 | 0 | 0 | 0 | 0 | 0 | 0 | 0 | 0 | 0 | 0 | 0 | 0 | 0 | 0 | 0 | 0 | 0 | 0 | 0 | 0 | 0 | 0 | 0 | 0 | 0 | 0 | 0
[10 empty] | 0 | 0 | 0 | 0 | 0 | 0 | 0 | 0 | 0 | 0 | 0 | 0 | 0 | 0 | 0 | 0 | 0 | 0 | 0 | 0 | 0 | 0 | 0 | 0 | 0 | 0 | 0 | 0
[10 empty] | 0 | 0 | 0 | 0 | 0 | 0 | 0 | 0 | 0 | 0 | 0 | 0 | 0 | 0 | 0 | 0 | 0 | 0 | 0 | 0 | 0 | 0 | 0 | 0 | 0 | 0 | 0 | 0
[10 empty] | 0 | 0 | 0 | 0 | 0 | 0 | 0 | 0 | 0 | 0 | 0 | 0 | 0 | 0 | 0 | 0 | 0 | 0 | 0 | 0 | 0 | 0 | 0 | 0 | 0 | 0 | 0 | 0
[10 empty] | 0 | 0 | 0 | 0 | 0 | 0 | 0 | 0 | 0 | 0 | 0 | 0 | 0 | 0 | 0 | 0 | 0 | 0 | 0 | 0 | 0 | 0 | 0 | 0 | 0 | 0 | 0 | 0
[10 empty] | 0 | 0 | 0 | 0 | 0 | 0 | 0 | 0 | 0 | 0 | 0 | 0 | 0 | 0 | 0 | 0 | 0 | 0 | 0 | 0 | 0 | 0 | 0 | 0 | 0 | 0 | 0 | 0
[10 empty] | 0 | 0 | 0 | 0 | 0 | 0 | 0 | 0 | 0 | 0 | 0 | 0 | 0 | 0 | 0 | 0 | 0 | 0 | 0 | 0 | 0 | 0 | 0 | 0 | 0 | 0 | 0 | 0
[10 empty] | 0 | 0 | 0 | 0 | 0 | 0 | 0 | 0 | 0 | 0 | 0 | 0 | 0 | 0 | 0 | 0 | 0 | 0 | 0 | 0 | 0 | 0 | 0 | 0 | 0 | 0 | 0 | 0
[10 empty] | 0 | 0 | 0 | 0 | 0 | 0 | 0 | 0 | 0 | 0 | 0 | 0 | 0 | 0 | 0 | 0 | 0 | 0 | 0 | 0 | 0 | 0 | 0 | 0 | 0 | 0 | 0 | 0
[10 empty] | 0 | 0 | 0 | 0 | 0 | 0 | 0 | 0 | 0 | 0 | 0 | 0 | 0 | 0 | 0 | 0 | 0 | 0 | 0 | 0 | 0 | 0 | 0 | 0 | 0 | 0 | 0 | 0
[10 empty] | 0 | 0 | 0 | 0 | 0 | 0 | 0 | 0 | 0 | 0 | 0 | 0 | 0 | 0 | 0 | 0 | 0 | 0 | 0 | 0 | 0 | 0 | 0 | 0 | 0 | 0 | 0 | 0
[10 empty] | 0 | 0 | 0 | 0 | 0 | 0 | 0 | 0 | 0 | 0 | 0 | 0 | 0 | 0 | 0 | 0 | 0 | 0 | 0 | 0 | 0 | 0 | 0 | 0 | 0 | 0 | 0 | 0
[10 empty] | 0 | 0 | 0 | 0 | 0 | 0 | 0 | 0 | 0 | 0 | 0 | 0 | 0 | 0 | 0 | 0 | 0 | 0 | 0 | 0 | 0 | 0 | 0 | 0 | 0 | 0 | 0 | 0
[10 empty] | 0 | 0 | 0 | 0 | 0 | 0 | 0 | 0 | 0 | 0 | 0 | 0 | 0 | 0 | 0 | 0 | 0 | 0 | 0 | 0 | 0 | 0 | 0 | 0 | 0 | 0 | 0 | 0
[10 empty] | 0 | 0 | 0 | 0 | 0 | 0 | 0 | 0 | 0 | 0 | 0 | 0 | 0 | 0 | 0 | 0 | 0 | 0 | 0 | 0 | 0 | 0 | 0 | 0 | 0 | 0 | 0 | 0
[10 empty] | 0 | 0 | 0 | 0 | 0 | 0 | 0 | 0 | 0 | 0 | 0 | 0 | 0 | 0 | 0 | 0 | 0 | 0 | 0 | 0 | 0 | 0 | 0 | 0 | 0 | 0 | 0 | 0
[10 empty] | 0 | 0 | 0 | 0 | 0 | 0 | 0 | 0 | 0 | 0 | 0 | 0 | 0 | 0 | 0 | 0 | 0 | 0 | 0 | 0 | 0 | 0 | 0 | 0 | 0 | 0 | 0 | 0
[10 empty] | 0 | 0 | 0 | 0 | 0 | 0 | 0 | 0 | 0 | 0 | 0 | 0 | 0 | 0 | 0 | 0 | 0 | 0 | 0 | 0 | 0 | 0 | 0 | 0 | 0 | 0 | 0 | 0
[10 empty] | 0 | 0 | 0 | 0 | 0 | 0 | 0 | 0 | 0 | 0 | 0 | 0 | 0 | 0 | 0 | 0 | 0 | 0 | 0 | 0 | 0 | 0 | 0 | 0 | 0 | 0 | 0 | 0
[10 empty] | 0 | 0 | 0 | 0 | 0 | 0 | 0 | 0 | 0 | 0 | 0 | 0 | 0 | 0 | 0 | 0 | 0 | 0 | 0 | 0 | 0 | 0 | 0 | 0 | 0 | 0 | 0 | 0
[10 empty] | 0 | 0 | 0 | 0 | 0 | 0 | 0 | 0 | 0 | 0 | 0 | 0 | 0 | 0 | 0 | 0 | 0 | 0 | 0 | 0 | 0 | 0 | 0 | 0 | 0 | 0 | 0 | 0
[10 empty] | 0 | 0 | 0 | 0 | 0 | 0 | 0 | 0 | 0 | 0 | 0 | 0 | 0 | 0 | 0 | 0 | 0 | 0 | 0 | 0 | 0 | 0 | 0 | 0 | 0 | 0 | 0 | 0
[10 empty] | 0 | 0 | 0 | 0 | 0 | 0 | 0 | 0 | 0 | 0 | 0 | 0 | 0 | 0 | 0 | 0 | 0 | 0 | 0 | 0 | 0 | 0 | 0 | 0 | 0 | 0 | 0 | 0
[10 empty] | 0 | 0 | 0 | 0 | 0 | 0 | 0 | 0 | 0 | 0 | 0 | 0 | 0 | 0 | 0 | 0 | 0 | 0 | 0 | 0 | 0 | 0 | 0 | 0 | 0 | 0 | 0 | 0
[10 empty] | 0 | 0 | 0 | 0 | 0 | 0 | 0 | 0 | 0 | 0 | 0 | 0 | 0 | 0 | 0 | 0 | 0 | 0 | 0 | 0 | 0 | 0 | 0 | 0 | 0 | 0 | 0 | 0
[10 empty] | 0 | 0 | 0 | 0 | 0 | 0 | 0 | 0 | 0 | 0 | 0 | 0 | 0 | 0 | 0 | 0 | 0 | 0 | 0 | 0 | 0 | 0 | 0 | 0 | 0 | 0 | 0 | 0
[10 empty] | 0 | 0 | 0 | 0 | 0 | 0 | 0 | 0 | 0 | 0 | 0 | 0 | 0 | 0 | 0 | 0 | 0 | 0 | 0 | 0 | 0 | 0 | 0 | 0 | 0 | 0 | 0 | 0
[10 empty] | 0 | 0 | 0 | 0 | 0 | 0 | 0 | 0 | 0 | 0 | 0 | 0 | 0 | 0 | 0 | 0 | 0 | 0 | 0 | 0 | 0 | 0 | 0 | 0 | 0 | 0 | 0 | 0
[10 empty] | 0 | 0 | 0 | 0 | 0 | 0 | 0 | 0 | 0 | 0 | 0 | 0 | 0 | 0 | 0 | 0 | 0 | 0 | 0 | 0 | 0 | 0 | 0 | 0 | 0 | 0 | 0 | 0
[10 empty] | 0 | 0 | 0 | 0 | 0 | 0 | 0 | 0 | 0 | 0 | 0 | 0 | 0 | 0 | 0 | 0 | 0 | 0 | 0 | 0 | 0 | 0 | 0 | 0 | 0 | 0 | 0 | 0
[10 empty] | 0 | 0 | 0 | 0 | 0 | 0 | 0 | 0 | 0 | 0 | 0 | 0 | 0 | 0 | 0 | 0 | 0 | 0 | 0 | 0 | 0 | 0 | 0 | 0 | 0 | 0 | 0 | 0
[10 empty] | 0 | 0 | 0 | 0 | 0 | 0 | 0 | 0 | 0 | 0 | 0 | 0 | 0 | 0 | 0 | 0 | 0 | 0 | 0 | 0 | 0 | 0 | 0 | 0 | 0 | 0 | 0 | 0
[10 empty] | 0 | 0 | 0 | 0 | 0 | 0 | 0 | 0 | 0 | 0 | 0 | 0 | 0 | 0 | 0 | 0 | 0 | 0 | 0 | 0 | 0 | 0 | 0 | 0 | 0 | 0 | 0 | 0
[10 empty] | 0 | 0 | 0 | 0 | 0 | 0 | 0 | 0 | 0 | 0 | 0 | 0 | 0 | 0 | 0 | 0 | 0 | 0 | 0 | 0 | 0 | 0 | 0 | 0 | 0 | 0 | 0 | 0
[10 empty] | 0 | 0 | 0 | 0 | 0 | 0 | 0 | 0 | 0 | 0 | 0 | 0 | 0 | 0 | 0 | 0 | 0 | 0 | 0 | 0 | 0 | 0 | 0 | 0 | 0 | 0 | 0 | 0
[10 empty] | 0 | 0 | 0 | 0 | 0 | 0 | 0 | 0 | 0 | 0 | 0 | 0 | 0 | 0 | 0 | 0 | 0 | 0 | 0 | 0 | 0 | 0 | 0 | 0 | 0 | 0 | 0 | 0
[10 empty] | 0 | 0 | 0 | 0 | 0 | 0 | 0 | 0 | 0 | 0 | 0 | 0 | 0 | 0 | 0 | 0 | 0 | 0 | 0 | 0 | 0 | 0 | 0 | 0 | 0 | 0 | 0 | 0
[10 empty] | 0 | 0 | 0 | 0 | 0 | 0 | 0 | 0 | 0 | 0 | 0 | 0 | 0 | 0 | 0 | 0 | 0 | 0 | 0 | 0 | 0 | 0 | 0 | 0 | 0 | 0 | 0 | 0
[10 empty] | 0 | 0 | 0 | 0 | 0 | 0 | 0 | 0 | 0 | 0 | 0 | 0 | 0 | 0 | 0 | 0 | 0 | 0 | 0 | 0 | 0 | 0 | 0 | 0 | 0 | 0 | 0 | 0
[10 empty] | 0 | 0 | 0 | 0 | 0 | 0 | 0 | 0 | 0 | 0 | 0 | 0 | 0 | 0 | 0 | 0 | 0 | 0 | 0 | 0 | 0 | 0 | 0 | 0 | 0 | 0 | 0 | 0
[10 empty] | 0 | 0 | 0 | 0 | 0 | 0 | 0 | 0 | 0 | 0 | 0 | 0 | 0 | 0 | 0 | 0 | 0 | 0 | 0 | 0 | 0 | 0 | 0 | 0 | 0 | 0 | 0 | 0
[10 empty] | 0 | 0 | 0 | 0 | 0 | 0 | 0 | 0 | 0 | 0 | 0 | 0 | 0 | 0 | 0 | 0 | 0 | 0 | 0 | 0 | 0 | 0 | 0 | 0 | 0 | 0 | 0 | 0
[10 empty] | 0 | 0 | 0 | 0 | 0 | 0 | 0 | 0 | 0 | 0 | 0 | 0 | 0 | 0 | 0 | 0 | 0 | 0 | 0 | 0 | 0 | 0 | 0 | 0 | 0 | 0 | 0 | 0
[10 empty] | 0 | 0 | 0 | 0 | 0 | 0 | 0 | 0 | 0 | 0 | 0 | 0 | 0 | 0 | 0 | 0 | 0 | 0 | 0 | 0 | 0 | 0 | 0 | 0 | 0 | 0 | 0 | 0
[10 empty] | 0 | 0 | 0 | 0 | 0 | 0 | 0 | 0 | 0 | 0 | 0 | 0 | 0 | 0 | 0 | 0 | 0 | 0 | 0 | 0 | 0 | 0 | 0 | 0 | 0 | 0 | 0 | 0
[10 empty] | 0 | 0 | 0 | 0 | 0 | 0 | 0 | 0 | 0 | 0 | 0 | 0 | 0 | 0 | 0 | 0 | 0 | 0 | 0 | 0 | 0 | 0 | 0 | 0 | 0 | 0 | 0 | 0
[10 empty] | 0 | 0 | 0 | 0 | 0 | 0 | 0 | 0 | 0 | 0 | 0 | 0 | 0 | 0 | 0 | 0 | 0 | 0 | 0 | 0 | 0 | 0 | 0 | 0 | 0 | 0 | 0 | 0
[10 empty] | 0 | 0 | 0 | 0 | 0 | 0 | 0 | 0 | 0 | 0 | 0 | 0 | 0 | 0 | 0 | 0 | 0 | 0 | 0 | 0 | 0 | 0 | 0 | 0 | 0 | 0 | 0 | 0
[10 empty] | 0 | 0 | 0 | 0 | 0 | 0 | 0 | 0 | 0 | 0 | 0 | 0 | 0 | 0 | 0 | 0 | 0 | 0 | 0 | 0 | 0 | 0 | 0 | 0 | 0 | 0 | 0 | 0
[10 empty] | 0 | 0 | 0 | 0 | 0 | 0 | 0 | 0 | 0 | 0 | 0 | 0 | 0 | 0 | 0 | 0 | 0 | 0 | 0 | 0 | 0 | 0 | 0 | 0 | 0 | 0 | 0 | 0
[10 empty] | 0 | 0 | 0 | 0 | 0 | 0 | 0 | 0 | 0 | 0 | 0 | 0 | 0 | 0 | 0 | 0 | 0 | 0 | 0 | 0 | 0 | 0 | 0 | 0 | 0 | 0 | 0 | 0
[10 empty] | 0 | 0 | 0 | 0 | 0 | 0 | 0 | 0 | 0 | 0 | 0 | 0 | 0 | 0 | 0 | 0 | 0 | 0 | 0 | 0 | 0 | 0 | 0 | 0 | 0 | 0 | 0 | 0
[10 empty] | 0 | 0 | 0 | 0 | 0 | 0 | 0 | 0 | 0 | 0 | 0 | 0 | 0 | 0 | 0 | 0 | 0 | 0 | 0 | 0 | 0 | 0 | 0 | 0 | 0 | 0 | 0 | 0
[10 empty] | 0 | 0 | 0 | 0 | 0 | 0 | 0 | 0 | 0 | 0 | 0 | 0 | 0 | 0 | 0 | 0 | 0 | 0 | 0 | 0 | 0 | 0 | 0 | 0 | 0 | 0 | 0 | 0
[10 empty] | 0 | 0 | 0 | 0 | 0 | 0 | 0 | 0 | 0 | 0 | 0 | 0 | 0 | 0 | 0 | 0 | 0 | 0 | 0 | 0 | 0 | 0 | 0 | 0 | 0 | 0 | 0 | 0
[10 empty] | 0 | 0 | 0 | 0 | 0 | 0 | 0 | 0 | 0 | 0 | 0 | 0 | 0 | 0 | 0 | 0 | 0 | 0 | 0 | 0 | 0 | 0 | 0 | 0 | 0 | 0 | 0 | 0
[10 empty] | 0 | 0 | 0 | 0 | 0 | 0 | 0 | 0 | 0 | 0 | 0 | 0 | 0 | 0 | 0 | 0 | 0 | 0 | 0 | 0 | 0 | 0 | 0 | 0 | 0 | 0 | 0 | 0
[10 empty] | 0 | 0 | 0 | 0 | 0 | 0 | 0 | 0 | 0 | 0 | 0 | 0 | 0 | 0 | 0 | 0 | 0 | 0 | 0 | 0 | 0 | 0 | 0 | 0 | 0 | 0 | 0 | 0
[10 empty] | 0 | 0 | 0 | 0 | 0 | 0 | 0 | 0 | 0 | 0 | 0 | 0 | 0 | 0 | 0 | 0 | 0 | 0 | 0 | 0 | 0 | 0 | 0 | 0 | 0 | 0 | 0 | 0
[10 empty] | 0 | 0 | 0 | 0 | 0 | 0 | 0 | 0 | 0 | 0 | 0 | 0 | 0 | 0 | 0 | 0 | 0 | 0 | 0 | 0 | 0 | 0 | 0 | 0 | 0 | 0 | 0 | 0
[10 empty] | 0 | 0 | 0 | 0 | 0 | 0 | 0 | 0 | 0 | 0 | 0 | 0 | 0 | 0 | 0 | 0 | 0 | 0 | 0 | 0 | 0 | 0 | 0 | 0 | 0 | 0 | 0 | 0
[10 empty] | 0 | 0 | 0 | 0 | 0 | 0 | 0 | 0 | 0 | 0 | 0 | 0 | 0 | 0 | 0 | 0 | 0 | 0 | 0 | 0 | 0 | 0 | 0 | 0 | 0 | 0 | 0 | 0
[10 empty] | 0 | 0 | 0 | 0 | 0 | 0 | 0 | 0 | 0 | 0 | 0 | 0 | 0 | 0 | 0 | 0 | 0 | 0 | 0 | 0 | 0 | 0 | 0 | 0 | 0 | 0 | 0 | 0
[10 empty] | 0 | 0 | 0 | 0 | 0 | 0 | 0 | 0 | 0 | 0 | 0 | 0 | 0 | 0 | 0 | 0 | 0 | 0 | 0 | 0 | 0 | 0 | 0 | 0 | 0 | 0 | 0 | 0
[10 empty] | 0 | 0 | 0 | 0 | 0 | 0 | 0 | 0 | 0 | 0 | 0 | 0 | 0 | 0 | 0 | 0 | 0 | 0 | 0 | 0 | 0 | 0 | 0 | 0 | 0 | 0 | 0 | 0
[10 empty] | 0 | 0 | 0 | 0 | 0 | 0 | 0 | 0 | 0 | 0 | 0 | 0 | 0 | 0 | 0 | 0 | 0 | 0 | 0 | 0 | 0 | 0 | 0 | 0 | 0 | 0 | 0 | 0
[10 empty] | 0 | 0 | 0 | 0 | 0 | 0 | 0 | 0 | 0 | 0 | 0 | 0 | 0 | 0 | 0 | 0 | 0 | 0 | 0 | 0 | 0 | 0 | 0 | 0 | 0 | 0 | 0 | 0
[10 empty] | 0 | 0 | 0 | 0 | 0 | 0 | 0 | 0 | 0 | 0 | 0 | 0 | 0 | 0 | 0 | 0 | 0 | 0 | 0 | 0 | 0 | 0 | 0 | 0 | 0 | 0 | 0 | 0
[10 empty] | 0 | 0 | 0 | 0 | 0 | 0 | 0 | 0 | 0 | 0 | 0 | 0 | 0 | 0 | 0 | 0 | 0 | 0 | 0 | 0 | 0 | 0 | 0 | 0 | 0 | 0 | 0 | 0
[10 empty] | 0 | 0 | 0 | 0 | 0 | 0 | 0 | 0 | 0 | 0 | 0 | 0 | 0 | 0 | 0 | 0 | 0 | 0 | 0 | 0 | 0 | 0 | 0 | 0 | 0 | 0 | 0 | 0
[10 empty] | 0 | 0 | 0 | 0 | 0 | 0 | 0 | 0 | 0 | 0 | 0 | 0 | 0 | 0 | 0 | 0 | 0 | 0 | 0 | 0 | 0 | 0 | 0 | 0 | 0 | 0 | 0 | 0
[10 empty] | 0 | 0 | 0 | 0 | 0 | 0 | 0 | 0 | 0 | 0 | 0 | 0 | 0 | 0 | 0 | 0 | 0 | 0 | 0 | 0 | 0 | 0 | 0 | 0 | 0 | 0 | 0 | 0
[10 empty] | 0 | 0 | 0 | 0 | 0 | 0 | 0 | 0 | 0 | 0 | 0 | 0 | 0 | 0 | 0 | 0 | 0 | 0 | 0 | 0 | 0 | 0 | 0 | 0 | 0 | 0 | 0 | 0
[10 empty] | 0 | 0 | 0 | 0 | 0 | 0 | 0 | 0 | 0 | 0 | 0 | 0 | 0 | 0 | 0 | 0 | 0 | 0 | 0 | 0 | 0 | 0 | 0 | 0 | 0 | 0 | 0 | 0
[10 empty] | 0 | 0 | 0 | 0 | 0 | 0 | 0 | 0 | 0 | 0 | 0 | 0 | 0 | 0 | 0 | 0 | 0 | 0 | 0 | 0 | 0 | 0 | 0 | 0 | 0 | 0 | 0 | 0
[10 empty] | 0 | 0 | 0 | 0 | 0 | 0 | 0 | 0 | 0 | 0 | 0 | 0 | 0 | 0 | 0 | 0 | 0 | 0 | 0 | 0 | 0 | 0 | 0 | 0 | 0 | 0 | 0 | 0
[10 empty] | 0 | 0 | 0 | 0 | 0 | 0 | 0 | 0 | 0 | 0 | 0 | 0 | 0 | 0 | 0 | 0 | 0 | 0 | 0 | 0 | 0 | 0 | 0 | 0 | 0 | 0 | 0 | 0
[10 empty] | 0 | 0 | 0 | 0 | 0 | 0 | 0 | 0 | 0 | 0 | 0 | 0 | 0 | 0 | 0 | 0 | 0 | 0 | 0 | 0 | 0 | 0 | 0 | 0 | 0 | 0 | 0 | 0
[10 empty] | 0 | 0 | 0 | 0 | 0 | 0 | 0 | 0 | 0 | 0 | 0 | 0 | 0 | 0 | 0 | 0 | 0 | 0 | 0 | 0 | 0 | 0 | 0 | 0 | 0 | 0 | 0 | 0
[10 empty] | 0 | 0 | 0 | 0 | 0 | 0 | 0 | 0 | 0 | 0 | 0 | 0 | 0 | 0 | 0 | 0 | 0 | 0 | 0 | 0 | 0 | 0 | 0 | 0 | 0 | 0 | 0 | 0
[10 empty] | 0 | 0 | 0 | 0 | 0 | 0 | 0 | 0 | 0 | 0 | 0 | 0 | 0 | 0 | 0 | 0 | 0 | 0 | 0 | 0 | 0 | 0 | 0 | 0 | 0 | 0 | 0 | 0
[10 empty] | 0 | 0 | 0 | 0 | 0 | 0 | 0 | 0 | 0 | 0 | 0 | 0 | 0 | 0 | 0 | 0 | 0 | 0 | 0 | 0 | 0 | 0 | 0 | 0 | 0 | 0 | 0 | 0
[10 empty] | 0 | 0 | 0 | 0 | 0 | 0 | 0 | 0 | 0 | 0 | 0 | 0 | 0 | 0 | 0 | 0 | 0 | 0 | 0 | 0 | 0 | 0 | 0 | 0 | 0 | 0 | 0 | 0
[10 empty] | 0 | 0 | 0 | 0 | 0 | 0 | 0 | 0 | 0 | 0 | 0 | 0 | 0 | 0 | 0 | 0 | 0 | 0 | 0 | 0 | 0 | 0 | 0 | 0 | 0 | 0 | 0 | 0
[10 empty] | 0 | 0 | 0 | 0 | 0 | 0 | 0 | 0 | 0 | 0 | 0 | 0 | 0 | 0 | 0 | 0 | 0 | 0 | 0 | 0 | 0 | 0 | 0 | 0 | 0 | 0 | 0 | 0
[10 empty] | 0 | 0 | 0 | 0 | 0 | 0 | 0 | 0 | 0 | 0 | 0 | 0 | 0 | 0 | 0 | 0 | 0 | 0 | 0 | 0 | 0 | 0 | 0 | 0 | 0 | 0 | 0 | 0
[10 empty] | 0 | 0 | 0 | 0 | 0 | 0 | 0 | 0 | 0 | 0 | 0 | 0 | 0 | 0 | 0 | 0 | 0 | 0 | 0 | 0 | 0 | 0 | 0 | 0 | 0 | 0 | 0 | 0
[10 empty] | 0 | 0 | 0 | 0 | 0 | 0 | 0 | 0 | 0 | 0 | 0 | 0 | 0 | 0 | 0 | 0 | 0 | 0 | 0 | 0 | 0 | 0 | 0 | 0 | 0 | 0 | 0 | 0
[10 empty] | 0 | 0 | 0 | 0 | 0 | 0 | 0 | 0 | 0 | 0 | 0 | 0 | 0 | 0 | 0 | 0 | 0 | 0 | 0 | 0 | 0 | 0 | 0 | 0 | 0 | 0 | 0 | 0
[10 empty] | 0 | 0 | 0 | 0 | 0 | 0 | 0 | 0 | 0 | 0 | 0 | 0 | 0 | 0 | 0 | 0 | 0 | 0 | 0 | 0 | 0 | 0 | 0 | 0 | 0 | 0 | 0 | 0
[10 empty] | 0 | 0 | 0 | 0 | 0 | 0 | 0 | 0 | 0 | 0 | 0 | 0 | 0 | 0 | 0 | 0 | 0 | 0 | 0 | 0 | 0 | 0 | 0 | 0 | 0 | 0 | 0 | 0
[10 empty] | 0 | 0 | 0 | 0 | 0 | 0 | 0 | 0 | 0 | 0 | 0 | 0 | 0 | 0 | 0 | 0 | 0 | 0 | 0 | 0 | 0 | 0 | 0 | 0 | 0 | 0 | 0 | 0
[10 empty] | 0 | 0 | 0 | 0 | 0 | 0 | 0 | 0 | 0 | 0 | 0 | 0 | 0 | 0 | 0 | 0 | 0 | 0 | 0 | 0 | 0 | 0 | 0 | 0 | 0 | 0 | 0 | 0
[10 empty] | 0 | 0 | 0 | 0 | 0 | 0 | 0 | 0 | 0 | 0 | 0 | 0 | 0 | 0 | 0 | 0 | 0 | 0 | 0 | 0 | 0 | 0 | 0 | 0 | 0 | 0 | 0 | 0
[10 empty] | 0 | 0 | 0 | 0 | 0 | 0 | 0 | 0 | 0 | 0 | 0 | 0 | 0 | 0 | 0 | 0 | 0 | 0 | 0 | 0 | 0 | 0 | 0 | 0 | 0 | 0 | 0 | 0
[10 empty] | 0 | 0 | 0 | 0 | 0 | 0 | 0 | 0 | 0 | 0 | 0 | 0 | 0 | 0 | 0 | 0 | 0 | 0 | 0 | 0 | 0 | 0 | 0 | 0 | 0 | 0 | 0 | 0
[10 empty] | 0 | 0 | 0 | 0 | 0 | 0 | 0 | 0 | 0 | 0 | 0 | 0 | 0 | 0 | 0 | 0 | 0 | 0 | 0 | 0 | 0 | 0 | 0 | 0 | 0 | 0 | 0 | 0
[10 empty] | 0 | 0 | 0 | 0 | 0 | 0 | 0 | 0 | 0 | 0 | 0 | 0 | 0 | 0 | 0 | 0 | 0 | 0 | 0 | 0 | 0 | 0 | 0 | 0 | 0 | 0 | 0 | 0
[10 empty] | 0 | 0 | 0 | 0 | 0 | 0 | 0 | 0 | 0 | 0 | 0 | 0 | 0 | 0 | 0 | 0 | 0 | 0 | 0 | 0 | 0 | 0 | 0 | 0 | 0 | 0 | 0 | 0
[10 empty] | 0 | 0 | 0 | 0 | 0 | 0 | 0 | 0 | 0 | 0 | 0 | 0 | 0 | 0 | 0 | 0 | 0 | 0 | 0 | 0 | 0 | 0 | 0 | 0 | 0 | 0 | 0 | 0
[10 empty] | 0 | 0 | 0 | 0 | 0 | 0 | 0 | 0 | 0 | 0 | 0 | 0 | 0 | 0 | 0 | 0 | 0 | 0 | 0 | 0 | 0 | 0 | 0 | 0 | 0 | 0 | 0 | 0
[10 empty] | 0 | 0 | 0 | 0 | 0 | 0 | 0 | 0 | 0 | 0 | 0 | 0 | 0 | 0 | 0 | 0 | 0 | 0 | 0 | 0 | 0 | 0 | 0 | 0 | 0 | 0 | 0 | 0
[10 empty] | 0 | 0 | 0 | 0 | 0 | 0 | 0 | 0 | 0 | 0 | 0 | 0 | 0 | 0 | 0 | 0 | 0 | 0 | 0 | 0 | 0 | 0 | 0 | 0 | 0 | 0 | 0 | 0
[10 empty] | 0 | 0 | 0 | 0 | 0 | 0 | 0 | 0 | 0 | 0 | 0 | 0 | 0 | 0 | 0 | 0 | 0 | 0 | 0 | 0 | 0 | 0 | 0 | 0 | 0 | 0 | 0 | 0
[10 empty] | 0 | 0 | 0 | 0 | 0 | 0 | 0 | 0 | 0 | 0 | 0 | 0 | 0 | 0 | 0 | 0 | 0 | 0 | 0 | 0 | 0 | 0 | 0 | 0 | 0 | 0 | 0 | 0
[10 empty] | 0 | 0 | 0 | 0 | 0 | 0 | 0 | 0 | 0 | 0 | 0 | 0 | 0 | 0 | 0 | 0 | 0 | 0 | 0 | 0 | 0 | 0 | 0 | 0 | 0 | 0 | 0 | 0
[10 empty] | 0 | 0 | 0 | 0 | 0 | 0 | 0 | 0 | 0 | 0 | 0 | 0 | 0 | 0 | 0 | 0 | 0 | 0 | 0 | 0 | 0 | 0 | 0 | 0 | 0 | 0 | 0 | 0
[10 empty] | 0 | 0 | 0 | 0 | 0 | 0 | 0 | 0 | 0 | 0 | 0 | 0 | 0 | 0 | 0 | 0 | 0 | 0 | 0 | 0 | 0 | 0 | 0 | 0 | 0 | 0 | 0 | 0
[10 empty] | 0 | 0 | 0 | 0 | 0 | 0 | 0 | 0 | 0 | 0 | 0 | 0 | 0 | 0 | 0 | 0 | 0 | 0 | 0 | 0 | 0 | 0 | 0 | 0 | 0 | 0 | 0 | 0
[10 empty] | 0 | 0 | 0 | 0 | 0 | 0 | 0 | 0 | 0 | 0 | 0 | 0 | 0 | 0 | 0 | 0 | 0 | 0 | 0 | 0 | 0 | 0 | 0 | 0 | 0 | 0 | 0 | 0
[10 empty] | 0 | 0 | 0 | 0 | 0 | 0 | 0 | 0 | 0 | 0 | 0 | 0 | 0 | 0 | 0 | 0 | 0 | 0 | 0 | 0 | 0 | 0 | 0 | 0 | 0 | 0 | 0 | 0
[10 empty] | 0 | 0 | 0 | 0 | 0 | 0 | 0 | 0 | 0 | 0 | 0 | 0 | 0 | 0 | 0 | 0 | 0 | 0 | 0 | 0 | 0 | 0 | 0 | 0 | 0 | 0 | 0 | 0
[10 empty] | 0 | 0 | 0 | 0 | 0 | 0 | 0 | 0 | 0 | 0 | 0 | 0 | 0 | 0 | 0 | 0 | 0 | 0 | 0 | 0 | 0 | 0 | 0 | 0 | 0 | 0 | 0 | 0
[10 empty] | 0 | 0 | 0 | 0 | 0 | 0 | 0 | 0 | 0 | 0 | 0 | 0 | 0 | 0 | 0 | 0 | 0 | 0 | 0 | 0 | 0 | 0 | 0 | 0 | 0 | 0 | 0 | 0
[10 empty] | 0 | 0 | 0 | 0 | 0 | 0 | 0 | 0 | 0 | 0 | 0 | 0 | 0 | 0 | 0 | 0 | 0 | 0 | 0 | 0 | 0 | 0 | 0 | 0 | 0 | 0 | 0 | 0
[10 empty] | 0 | 0 | 0 | 0 | 0 | 0 | 0 | 0 | 0 | 0 | 0 | 0 | 0 | 0 | 0 | 0 | 0 | 0 | 0 | 0 | 0 | 0 | 0 | 0 | 0 | 0 | 0 | 0
[10 empty] | 0 | 0 | 0 | 0 | 0 | 0 | 0 | 0 | 0 | 0 | 0 | 0 | 0 | 0 | 0 | 0 | 0 | 0 | 0 | 0 | 0 | 0 | 0 | 0 | 0 | 0 | 0 | 0
[10 empty] | 0 | 0 | 0 | 0 | 0 | 0 | 0 | 0 | 0 | 0 | 0 | 0 | 0 | 0 | 0 | 0 | 0 | 0 | 0 | 0 | 0 | 0 | 0 | 0 | 0 | 0 | 0 | 0
[10 empty] | 0 | 0 | 0 | 0 | 0 | 0 | 0 | 0 | 0 | 0 | 0 | 0 | 0 | 0 | 0 | 0 | 0 | 0 | 0 | 0 | 0 | 0 | 0 | 0 | 0 | 0 | 0 | 0
[10 empty] | 0 | 0 | 0 | 0 | 0 | 0 | 0 | 0 | 0 | 0 | 0 | 0 | 0 | 0 | 0 | 0 | 0 | 0 | 0 | 0 | 0 | 0 | 0 | 0 | 0 | 0 | 0 | 0
[10 empty] | 0 | 0 | 0 | 0 | 0 | 0 | 0 | 0 | 0 | 0 | 0 | 0 | 0 | 0 | 0 | 0 | 0 | 0 | 0 | 0 | 0 | 0 | 0 | 0 | 0 | 0 | 0 | 0
[10 empty] | 0 | 0 | 0 | 0 | 0 | 0 | 0 | 0 | 0 | 0 | 0 | 0 | 0 | 0 | 0 | 0 | 0 | 0 | 0 | 0 | 0 | 0 | 0 | 0 | 0 | 0 | 0 | 0
[10 empty] | 0 | 0 | 0 | 0 | 0 | 0 | 0 | 0 | 0 | 0 | 0 | 0 | 0 | 0 | 0 | 0 | 0 | 0 | 0 | 0 | 0 | 0 | 0 | 0 | 0 | 0 | 0 | 0
[10 empty] | 0 | 0 | 0 | 0 | 0 | 0 | 0 | 0 | 0 | 0 | 0 | 0 | 0 | 0 | 0 | 0 | 0 | 0 | 0 | 0 | 0 | 0 | 0 | 0 | 0 | 0 | 0 | 0
[10 empty] | 0 | 0 | 0 | 0 | 0 | 0 | 0 | 0 | 0 | 0 | 0 | 0 | 0 | 0 | 0 | 0 | 0 | 0 | 0 | 0 | 0 | 0 | 0 | 0 | 0 | 0 | 0 | 0
[10 empty] | 0 | 0 | 0 | 0 | 0 | 0 | 0 | 0 | 0 | 0 | 0 | 0 | 0 | 0 | 0 | 0 | 0 | 0 | 0 | 0 | 0 | 0 | 0 | 0 | 0 | 0 | 0 | 0
[10 empty] | 0 | 0 | 0 | 0 | 0 | 0 | 0 | 0 | 0 | 0 | 0 | 0 | 0 | 0 | 0 | 0 | 0 | 0 | 0 | 0 | 0 | 0 | 0 | 0 | 0 | 0 | 0 | 0
[10 empty] | 0 | 0 | 0 | 0 | 0 | 0 | 0 | 0 | 0 | 0 | 0 | 0 | 0 | 0 | 0 | 0 | 0 | 0 | 0 | 0 | 0 | 0 | 0 | 0 | 0 | 0 | 0 | 0
[10 empty] | 0 | 0 | 0 | 0 | 0 | 0 | 0 | 0 | 0 | 0 | 0 | 0 | 0 | 0 | 0 | 0 | 0 | 0 | 0 | 0 | 0 | 0 | 0 | 0 | 0 | 0 | 0 | 0
[10 empty] | 0 | 0 | 0 | 0 | 0 | 0 | 0 | 0 | 0 | 0 | 0 | 0 | 0 | 0 | 0 | 0 | 0 | 0 | 0 | 0 | 0 | 0 | 0 | 0 | 0 | 0 | 0 | 0
[10 empty] | 0 | 0 | 0 | 0 | 0 | 0 | 0 | 0 | 0 | 0 | 0 | 0 | 0 | 0 | 0 | 0 | 0 | 0 | 0 | 0 | 0 | 0 | 0 | 0 | 0 | 0 | 0 | 0
[10 empty] | 0 | 0 | 0 | 0 | 0 | 0 | 0 | 0 | 0 | 0 | 0 | 0 | 0 | 0 | 0 | 0 | 0 | 0 | 0 | 0 | 0 | 0 | 0 | 0 | 0 | 0 | 0 | 0
[10 empty] | 0 | 0 | 0 | 0 | 0 | 0 | 0 | 0 | 0 | 0 | 0 | 0 | 0 | 0 | 0 | 0 | 0 | 0 | 0 | 0 | 0 | 0 | 0 | 0 | 0 | 0 | 0 | 0
[10 empty] | 0 | 0 | 0 | 0 | 0 | 0 | 0 | 0 | 0 | 0 | 0 | 0 | 0 | 0 | 0 | 0 | 0 | 0 | 0 | 0 | 0 | 0 | 0 | 0 | 0 | 0 | 0 | 0
[10 empty] | 0 | 0 | 0 | 0 | 0 | 0 | 0 | 0 | 0 | 0 | 0 | 0 | 0 | 0 | 0 | 0 | 0 | 0 | 0 | 0 | 0 | 0 | 0 | 0 | 0 | 0 | 0 | 0
[10 empty] | 0 | 0 | 0 | 0 | 0 | 0 | 0 | 0 | 0 | 0 | 0 | 0 | 0 | 0 | 0 | 0 | 0 | 0 | 0 | 0 | 0 | 0 | 0 | 0 | 0 | 0 | 0 | 0
[10 empty] | 0 | 0 | 0 | 0 | 0 | 0 | 0 | 0 | 0 | 0 | 0 | 0 | 0 | 0 | 0 | 0 | 0 | 0 | 0 | 0 | 0 | 0 | 0 | 0 | 0 | 0 | 0 | 0
[10 empty] | 0 | 0 | 0 | 0 | 0 | 0 | 0 | 0 | 0 | 0 | 0 | 0 | 0 | 0 | 0 | 0 | 0 | 0 | 0 | 0 | 0 | 0 | 0 | 0 | 0 | 0 | 0 | 0
[10 empty] | 0 | 0 | 0 | 0 | 0 | 0 | 0 | 0 | 0 | 0 | 0 | 0 | 0 | 0 | 0 | 0 | 0 | 0 | 0 | 0 | 0 | 0 | 0 | 0 | 0 | 0 | 0 | 0
[10 empty] | 0 | 0 | 0 | 0 | 0 | 0 | 0 | 0 | 0 | 0 | 0 | 0 | 0 | 0 | 0 | 0 | 0 | 0 | 0 | 0 | 0 | 0 | 0 | 0 | 0 | 0 | 0 | 0
[10 empty] | 0 | 0 | 0 | 0 | 0 | 0 | 0 | 0 | 0 | 0 | 0 | 0 | 0 | 0 | 0 | 0 | 0 | 0 | 0 | 0 | 0 | 0 | 0 | 0 | 0 | 0 | 0 | 0
[10 empty] | 0 | 0 | 0 | 0 | 0 | 0 | 0 | 0 | 0 | 0 | 0 | 0 | 0 | 0 | 0 | 0 | 0 | 0 | 0 | 0 | 0 | 0 | 0 | 0 | 0 | 0 | 0 | 0
[10 empty] | 0 | 0 | 0 | 0 | 0 | 0 | 0 | 0 | 0 | 0 | 0 | 0 | 0 | 0 | 0 | 0 | 0 | 0 | 0 | 0 | 0 | 0 | 0 | 0 | 0 | 0 | 0 | 0
[10 empty] | 0 | 0 | 0 | 0 | 0 | 0 | 0 | 0 | 0 | 0 | 0 | 0 | 0 | 0 | 0 | 0 | 0 | 0 | 0 | 0 | 0 | 0 | 0 | 0 | 0 | 0 | 0 | 0
[10 empty] | 0 | 0 | 0 | 0 | 0 | 0 | 0 | 0 | 0 | 0 | 0 | 0 | 0 | 0 | 0 | 0 | 0 | 0 | 0 | 0 | 0 | 0 | 0 | 0 | 0 | 0 | 0 | 0
[10 empty] | 0 | 0 | 0 | 0 | 0 | 0 | 0 | 0 | 0 | 0 | 0 | 0 | 0 | 0 | 0 | 0 | 0 | 0 | 0 | 0 | 0 | 0 | 0 | 0 | 0 | 0 | 0 | 0
[10 empty] | 0 | 0 | 0 | 0 | 0 | 0 | 0 | 0 | 0 | 0 | 0 | 0 | 0 | 0 | 0 | 0 | 0 | 0 | 0 | 0 | 0 | 0 | 0 | 0 | 0 | 0 | 0 | 0
[10 empty] | 0 | 0 | 0 | 0 | 0 | 0 | 0 | 0 | 0 | 0 | 0 | 0 | 0 | 0 | 0 | 0 | 0 | 0 | 0 | 0 | 0 | 0 | 0 | 0 | 0 | 0 | 0 | 0
[10 empty] | 0 | 0 | 0 | 0 | 0 | 0 | 0 | 0 | 0 | 0 | 0 | 0 | 0 | 0 | 0 | 0 | 0 | 0 | 0 | 0 | 0 | 0 | 0 | 0 | 0 | 0 | 0 | 0
[10 empty] | 0 | 0 | 0 | 0 | 0 | 0 | 0 | 0 | 0 | 0 | 0 | 0 | 0 | 0 | 0 | 0 | 0 | 0 | 0 | 0 | 0 | 0 | 0 | 0 | 0 | 0 | 0 | 0
[10 empty] | 0 | 0 | 0 | 0 | 0 | 0 | 0 | 0 | 0 | 0 | 0 | 0 | 0 | 0 | 0 | 0 | 0 | 0 | 0 | 0 | 0 | 0 | 0 | 0 | 0 | 0 | 0 | 0
[10 empty] | 0 | 0 | 0 | 0 | 0 | 0 | 0 | 0 | 0 | 0 | 0 | 0 | 0 | 0 | 0 | 0 | 0 | 0 | 0 | 0 | 0 | 0 | 0 | 0 | 0 | 0 | 0 | 0
[10 empty] | 0 | 0 | 0 | 0 | 0 | 0 | 0 | 0 | 0 | 0 | 0 | 0 | 0 | 0 | 0 | 0 | 0 | 0 | 0 | 0 | 0 | 0 | 0 | 0 | 0 | 0 | 0 | 0
[10 empty] | 0 | 0 | 0 | 0 | 0 | 0 | 0 | 0 | 0 | 0 | 0 | 0 | 0 | 0 | 0 | 0 | 0 | 0 | 0 | 0 | 0 | 0 | 0 | 0 | 0 | 0 | 0 | 0
[10 empty] | 0 | 0 | 0 | 0 | 0 | 0 | 0 | 0 | 0 | 0 | 0 | 0 | 0 | 0 | 0 | 0 | 0 | 0 | 0 | 0 | 0 | 0 | 0 | 0 | 0 | 0 | 0 | 0
[10 empty] | 0 | 0 | 0 | 0 | 0 | 0 | 0 | 0 | 0 | 0 | 0 | 0 | 0 | 0 | 0 | 0 | 0 | 0 | 0 | 0 | 0 | 0 | 0 | 0 | 0 | 0 | 0 | 0
[10 empty] | 0 | 0 | 0 | 0 | 0 | 0 | 0 | 0 | 0 | 0 | 0 | 0 | 0 | 0 | 0 | 0 | 0 | 0 | 0 | 0 | 0 | 0 | 0 | 0 | 0 | 0 | 0 | 0
[10 empty] | 0 | 0 | 0 | 0 | 0 | 0 | 0 | 0 | 0 | 0 | 0 | 0 | 0 | 0 | 0 | 0 | 0 | 0 | 0 | 0 | 0 | 0 | 0 | 0 | 0 | 0 | 0 | 0
[10 empty] | 0 | 0 | 0 | 0 | 0 | 0 | 0 | 0 | 0 | 0 | 0 | 0 | 0 | 0 | 0 | 0 | 0 | 0 | 0 | 0 | 0 | 0 | 0 | 0 | 0 | 0 | 0 | 0
[10 empty] | 0 | 0 | 0 | 0 | 0 | 0 | 0 | 0 | 0 | 0 | 0 | 0 | 0 | 0 | 0 | 0 | 0 | 0 | 0 | 0 | 0 | 0 | 0 | 0 | 0 | 0 | 0 | 0
[10 empty] | 0 | 0 | 0 | 0 | 0 | 0 | 0 | 0 | 0 | 0 | 0 | 0 | 0 | 0 | 0 | 0 | 0 | 0 | 0 | 0 | 0 | 0 | 0 | 0 | 0 | 0 | 0 | 0
[10 empty] | 0 | 0 | 0 | 0 | 0 | 0 | 0 | 0 | 0 | 0 | 0 | 0 | 0 | 0 | 0 | 0 | 0 | 0 | 0 | 0 | 0 | 0 | 0 | 0 | 0 | 0 | 0 | 0
[10 empty] | 0 | 0 | 0 | 0 | 0 | 0 | 0 | 0 | 0 | 0 | 0 | 0 | 0 | 0 | 0 | 0 | 0 | 0 | 0 | 0 | 0 | 0 | 0 | 0 | 0 | 0 | 0 | 0
[10 empty] | 0 | 0 | 0 | 0 | 0 | 0 | 0 | 0 | 0 | 0 | 0 | 0 | 0 | 0 | 0 | 0 | 0 | 0 | 0 | 0 | 0 | 0 | 0 | 0 | 0 | 0 | 0 | 0
[10 empty] | 0 | 0 | 0 | 0 | 0 | 0 | 0 | 0 | 0 | 0 | 0 | 0 | 0 | 0 | 0 | 0 | 0 | 0 | 0 | 0 | 0 | 0 | 0 | 0 | 0 | 0 | 0 | 0
[10 empty] | 0 | 0 | 0 | 0 | 0 | 0 | 0 | 0 | 0 | 0 | 0 | 0 | 0 | 0 | 0 | 0 | 0 | 0 | 0 | 0 | 0 | 0 | 0 | 0 | 0 | 0 | 0 | 0
[10 empty] | 0 | 0 | 0 | 0 | 0 | 0 | 0 | 0 | 0 | 0 | 0 | 0 | 0 | 0 | 0 | 0 | 0 | 0 | 0 | 0 | 0 | 0 | 0 | 0 | 0 | 0 | 0 | 0
[10 empty] | 0 | 0 | 0 | 0 | 0 | 0 | 0 | 0 | 0 | 0 | 0 | 0 | 0 | 0 | 0 | 0 | 0 | 0 | 0 | 0 | 0 | 0 | 0 | 0 | 0 | 0 | 0 | 0
[10 empty] | 0 | 0 | 0 | 0 | 0 | 0 | 0 | 0 | 0 | 0 | 0 | 0 | 0 | 0 | 0 | 0 | 0 | 0 | 0 | 0 | 0 | 0 | 0 | 0 | 0 | 0 | 0 | 0
[10 empty] | 0 | 0 | 0 | 0 | 0 | 0 | 0 | 0 | 0 | 0 | 0 | 0 | 0 | 0 | 0 | 0 | 0 | 0 | 0 | 0 | 0 | 0 | 0 | 0 | 0 | 0 | 0 | 0
[10 empty] | 0 | 0 | 0 | 0 | 0 | 0 | 0 | 0 | 0 | 0 | 0 | 0 | 0 | 0 | 0 | 0 | 0 | 0 | 0 | 0 | 0 | 0 | 0 | 0 | 0 | 0 | 0 | 0
[10 empty] | 0 | 0 | 0 | 0 | 0 | 0 | 0 | 0 | 0 | 0 | 0 | 0 | 0 | 0 | 0 | 0 | 0 | 0 | 0 | 0 | 0 | 0 | 0 | 0 | 0 | 0 | 0 | 0
[10 empty] | 0 | 0 | 0 | 0 | 0 | 0 | 0 | 0 | 0 | 0 | 0 | 0 | 0 | 0 | 0 | 0 | 0 | 0 | 0 | 0 | 0 | 0 | 0 | 0 | 0 | 0 | 0 | 0
[10 empty] | 0 | 0 | 0 | 0 | 0 | 0 | 0 | 0 | 0 | 0 | 0 | 0 | 0 | 0 | 0 | 0 | 0 | 0 | 0 | 0 | 0 | 0 | 0 | 0 | 0 | 0 | 0 | 0
[10 empty] | 0 | 0 | 0 | 0 | 0 | 0 | 0 | 0 | 0 | 0 | 0 | 0 | 0 | 0 | 0 | 0 | 0 | 0 | 0 | 0 | 0 | 0 | 0 | 0 | 0 | 0 | 0 | 0
[10 empty] | 0 | 0 | 0 | 0 | 0 | 0 | 0 | 0 | 0 | 0 | 0 | 0 | 0 | 0 | 0 | 0 | 0 | 0 | 0 | 0 | 0 | 0 | 0 | 0 | 0 | 0 | 0 | 0
[10 empty] | 0 | 0 | 0 | 0 | 0 | 0 | 0 | 0 | 0 | 0 | 0 | 0 | 0 | 0 | 0 | 0 | 0 | 0 | 0 | 0 | 0 | 0 | 0 | 0 | 0 | 0 | 0 | 0
[10 empty] | 0 | 0 | 0 | 0 | 0 | 0 | 0 | 0 | 0 | 0 | 0 | 0 | 0 | 0 | 0 | 0 | 0 | 0 | 0 | 0 | 0 | 0 | 0 | 0 | 0 | 0 | 0 | 0
[10 empty] | 0 | 0 | 0 | 0 | 0 | 0 | 0 | 0 | 0 | 0 | 0 | 0 | 0 | 0 | 0 | 0 | 0 | 0 | 0 | 0 | 0 | 0 | 0 | 0 | 0 | 0 | 0 | 0
[10 empty] | 0 | 0 | 0 | 0 | 0 | 0 | 0 | 0 | 0 | 0 | 0 | 0 | 0 | 0 | 0 | 0 | 0 | 0 | 0 | 0 | 0 | 0 | 0 | 0 | 0 | 0 | 0 | 0
[10 empty] | 0 | 0 | 0 | 0 | 0 | 0 | 0 | 0 | 0 | 0 | 0 | 0 | 0 | 0 | 0 | 0 | 0 | 0 | 0 | 0 | 0 | 0 | 0 | 0 | 0 | 0 | 0 | 0
[10 empty] | 0 | 0 | 0 | 0 | 0 | 0 | 0 | 0 | 0 | 0 | 0 | 0 | 0 | 0 | 0 | 0 | 0 | 0 | 0 | 0 | 0 | 0 | 0 | 0 | 0 | 0 | 0 | 0
[10 empty] | 0 | 0 | 0 | 0 | 0 | 0 | 0 | 0 | 0 | 0 | 0 | 0 | 0 | 0 | 0 | 0 | 0 | 0 | 0 | 0 | 0 | 0 | 0 | 0 | 0 | 0 | 0 | 0
[10 empty] | 0 | 0 | 0 | 0 | 0 | 0 | 0 | 0 | 0 | 0 | 0 | 0 | 0 | 0 | 0 | 0 | 0 | 0 | 0 | 0 | 0 | 0 | 0 | 0 | 0 | 0 | 0 | 0
[10 empty] | 0 | 0 | 0 | 0 | 0 | 0 | 0 | 0 | 0 | 0 | 0 | 0 | 0 | 0 | 0 | 0 | 0 | 0 | 0 | 0 | 0 | 0 | 0 | 0 | 0 | 0 | 0 | 0
[10 empty] | 0 | 0 | 0 | 0 | 0 | 0 | 0 | 0 | 0 | 0 | 0 | 0 | 0 | 0 | 0 | 0 | 0 | 0 | 0 | 0 | 0 | 0 | 0 | 0 | 0 | 0 | 0 | 0
[10 empty] | 0 | 0 | 0 | 0 | 0 | 0 | 0 | 0 | 0 | 0 | 0 | 0 | 0 | 0 | 0 | 0 | 0 | 0 | 0 | 0 | 0 | 0 | 0 | 0 | 0 | 0 | 0 | 0
[10 empty] | 0 | 0 | 0 | 0 | 0 | 0 | 0 | 0 | 0 | 0 | 0 | 0 | 0 | 0 | 0 | 0 | 0 | 0 | 0 | 0 | 0 | 0 | 0 | 0 | 0 | 0 | 0 | 0
[10 empty] | 0 | 0 | 0 | 0 | 0 | 0 | 0 | 0 | 0 | 0 | 0 | 0 | 0 | 0 | 0 | 0 | 0 | 0 | 0 | 0 | 0 | 0 | 0 | 0 | 0 | 0 | 0 | 0
[10 empty] | 0 | 0 | 0 | 0 | 0 | 0 | 0 | 0 | 0 | 0 | 0 | 0 | 0 | 0 | 0 | 0 | 0 | 0 | 0 | 0 | 0 | 0 | 0 | 0 | 0 | 0 | 0 | 0
[10 empty] | 0 | 0 | 0 | 0 | 0 | 0 | 0 | 0 | 0 | 0 | 0 | 0 | 0 | 0 | 0 | 0 | 0 | 0 | 0 | 0 | 0 | 0 | 0 | 0 | 0 | 0 | 0 | 0
[10 empty] | 0 | 0 | 0 | 0 | 0 | 0 | 0 | 0 | 0 | 0 | 0 | 0 | 0 | 0 | 0 | 0 | 0 | 0 | 0 | 0 | 0 | 0 | 0 | 0 | 0 | 0 | 0 | 0
[10 empty] | 0 | 0 | 0 | 0 | 0 | 0 | 0 | 0 | 0 | 0 | 0 | 0 | 0 | 0 | 0 | 0 | 0 | 0 | 0 | 0 | 0 | 0 | 0 | 0 | 0 | 0 | 0 | 0
[10 empty] | 0 | 0 | 0 | 0 | 0 | 0 | 0 | 0 | 0 | 0 | 0 | 0 | 0 | 0 | 0 | 0 | 0 | 0 | 0 | 0 | 0 | 0 | 0 | 0 | 0 | 0 | 0 | 0
[10 empty] | 0 | 0 | 0 | 0 | 0 | 0 | 0 | 0 | 0 | 0 | 0 | 0 | 0 | 0 | 0 | 0 | 0 | 0 | 0 | 0 | 0 | 0 | 0 | 0 | 0 | 0 | 0 | 0
[10 empty] | 0 | 0 | 0 | 0 | 0 | 0 | 0 | 0 | 0 | 0 | 0 | 0 | 0 | 0 | 0 | 0 | 0 | 0 | 0 | 0 | 0 | 0 | 0 | 0 | 0 | 0 | 0 | 0
[10 empty] | 0 | 0 | 0 | 0 | 0 | 0 | 0 | 0 | 0 | 0 | 0 | 0 | 0 | 0 | 0 | 0 | 0 | 0 | 0 | 0 | 0 | 0 | 0 | 0 | 0 | 0 | 0 | 0
[10 empty] | 0 | 0 | 0 | 0 | 0 | 0 | 0 | 0 | 0 | 0 | 0 | 0 | 0 | 0 | 0 | 0 | 0 | 0 | 0 | 0 | 0 | 0 | 0 | 0 | 0 | 0 | 0 | 0
[10 empty] | 0 | 0 | 0 | 0 | 0 | 0 | 0 | 0 | 0 | 0 | 0 | 0 | 0 | 0 | 0 | 0 | 0 | 0 | 0 | 0 | 0 | 0 | 0 | 0 | 0 | 0 | 0 | 0
[10 empty] | 0 | 0 | 0 | 0 | 0 | 0 | 0 | 0 | 0 | 0 | 0 | 0 | 0 | 0 | 0 | 0 | 0 | 0 | 0 | 0 | 0 | 0 | 0 | 0 | 0 | 0 | 0 | 0
[10 empty] | 0 | 0 | 0 | 0 | 0 | 0 | 0 | 0 | 0 | 0 | 0 | 0 | 0 | 0 | 0 | 0 | 0 | 0 | 0 | 0 | 0 | 0 | 0 | 0 | 0 | 0 | 0 | 0
[10 empty] | 0 | 0 | 0 | 0 | 0 | 0 | 0 | 0 | 0 | 0 | 0 | 0 | 0 | 0 | 0 | 0 | 0 | 0 | 0 | 0 | 0 | 0 | 0 | 0 | 0 | 0 | 0 | 0
[10 empty] | 0 | 0 | 0 | 0 | 0 | 0 | 0 | 0 | 0 | 0 | 0 | 0 | 0 | 0 | 0 | 0 | 0 | 0 | 0 | 0 | 0 | 0 | 0 | 0 | 0 | 0 | 0 | 0
[10 empty] | 0 | 0 | 0 | 0 | 0 | 0 | 0 | 0 | 0 | 0 | 0 | 0 | 0 | 0 | 0 | 0 | 0 | 0 | 0 | 0 | 0 | 0 | 0 | 0 | 0 | 0 | 0 | 0
[10 empty] | 0 | 0 | 0 | 0 | 0 | 0 | 0 | 0 | 0 | 0 | 0 | 0 | 0 | 0 | 0 | 0 | 0 | 0 | 0 | 0 | 0 | 0 | 0 | 0 | 0 | 0 | 0 | 0
[10 empty] | 0 | 0 | 0 | 0 | 0 | 0 | 0 | 0 | 0 | 0 | 0 | 0 | 0 | 0 | 0 | 0 | 0 | 0 | 0 | 0 | 0 | 0 | 0 | 0 | 0 | 0 | 0 | 0
[10 empty] | 0 | 0 | 0 | 0 | 0 | 0 | 0 | 0 | 0 | 0 | 0 | 0 | 0 | 0 | 0 | 0 | 0 | 0 | 0 | 0 | 0 | 0 | 0 | 0 | 0 | 0 | 0 | 0
[10 empty] | 0 | 0 | 0 | 0 | 0 | 0 | 0 | 0 | 0 | 0 | 0 | 0 | 0 | 0 | 0 | 0 | 0 | 0 | 0 | 0 | 0 | 0 | 0 | 0 | 0 | 0 | 0 | 0
[10 empty] | 0 | 0 | 0 | 0 | 0 | 0 | 0 | 0 | 0 | 0 | 0 | 0 | 0 | 0 | 0 | 0 | 0 | 0 | 0 | 0 | 0 | 0 | 0 | 0 | 0 | 0 | 0 | 0
[10 empty] | 0 | 0 | 0 | 0 | 0 | 0 | 0 | 0 | 0 | 0 | 0 | 0 | 0 | 0 | 0 | 0 | 0 | 0 | 0 | 0 | 0 | 0 | 0 | 0 | 0 | 0 | 0 | 0
[10 empty] | 0 | 0 | 0 | 0 | 0 | 0 | 0 | 0 | 0 | 0 | 0 | 0 | 0 | 0 | 0 | 0 | 0 | 0 | 0 | 0 | 0 | 0 | 0 | 0 | 0 | 0 | 0 | 0
[10 empty] | 0 | 0 | 0 | 0 | 0 | 0 | 0 | 0 | 0 | 0 | 0 | 0 | 0 | 0 | 0 | 0 | 0 | 0 | 0 | 0 | 0 | 0 | 0 | 0 | 0 | 0 | 0 | 0
[10 empty] | 0 | 0 | 0 | 0 | 0 | 0 | 0 | 0 | 0 | 0 | 0 | 0 | 0 | 0 | 0 | 0 | 0 | 0 | 0 | 0 | 0 | 0 | 0 | 0 | 0 | 0 | 0 | 0
[10 empty] | 0 | 0 | 0 | 0 | 0 | 0 | 0 | 0 | 0 | 0 | 0 | 0 | 0 | 0 | 0 | 0 | 0 | 0 | 0 | 0 | 0 | 0 | 0 | 0 | 0 | 0 | 0 | 0
[10 empty] | 0 | 0 | 0 | 0 | 0 | 0 | 0 | 0 | 0 | 0 | 0 | 0 | 0 | 0 | 0 | 0 | 0 | 0 | 0 | 0 | 0 | 0 | 0 | 0 | 0 | 0 | 0 | 0
[10 empty] | 0 | 0 | 0 | 0 | 0 | 0 | 0 | 0 | 0 | 0 | 0 | 0 | 0 | 0 | 0 | 0 | 0 | 0 | 0 | 0 | 0 | 0 | 0 | 0 | 0 | 0 | 0 | 0
[10 empty] | 0 | 0 | 0 | 0 | 0 | 0 | 0 | 0 | 0 | 0 | 0 | 0 | 0 | 0 | 0 | 0 | 0 | 0 | 0 | 0 | 0 | 0 | 0 | 0 | 0 | 0 | 0 | 0
[10 empty] | 0 | 0 | 0 | 0 | 0 | 0 | 0 | 0 | 0 | 0 | 0 | 0 | 0 | 0 | 0 | 0 | 0 | 0 | 0 | 0 | 0 | 0 | 0 | 0 | 0 | 0 | 0 | 0
[10 empty] | 0 | 0 | 0 | 0 | 0 | 0 | 0 | 0 | 0 | 0 | 0 | 0 | 0 | 0 | 0 | 0 | 0 | 0 | 0 | 0 | 0 | 0 | 0 | 0 | 0 | 0 | 0 | 0
[10 empty] | 0 | 0 | 0 | 0 | 0 | 0 | 0 | 0 | 0 | 0 | 0 | 0 | 0 | 0 | 0 | 0 | 0 | 0 | 0 | 0 | 0 | 0 | 0 | 0 | 0 | 0 | 0 | 0
[10 empty] | 0 | 0 | 0 | 0 | 0 | 0 | 0 | 0 | 0 | 0 | 0 | 0 | 0 | 0 | 0 | 0 | 0 | 0 | 0 | 0 | 0 | 0 | 0 | 0 | 0 | 0 | 0 | 0
[10 empty] | 0 | 0 | 0 | 0 | 0 | 0 | 0 | 0 | 0 | 0 | 0 | 0 | 0 | 0 | 0 | 0 | 0 | 0 | 0 | 0 | 0 | 0 | 0 | 0 | 0 | 0 | 0 | 0
[10 empty] | 0 | 0 | 0 | 0 | 0 | 0 | 0 | 0 | 0 | 0 | 0 | 0 | 0 | 0 | 0 | 0 | 0 | 0 | 0 | 0 | 0 | 0 | 0 | 0 | 0 | 0 | 0 | 0
[10 empty] | 0 | 0 | 0 | 0 | 0 | 0 | 0 | 0 | 0 | 0 | 0 | 0 | 0 | 0 | 0 | 0 | 0 | 0 | 0 | 0 | 0 | 0 | 0 | 0 | 0 | 0 | 0 | 0
[10 empty] | 0 | 0 | 0 | 0 | 0 | 0 | 0 | 0 | 0 | 0 | 0 | 0 | 0 | 0 | 0 | 0 | 0 | 0 | 0 | 0 | 0 | 0 | 0 | 0 | 0 | 0 | 0 | 0
[10 empty] | 0 | 0 | 0 | 0 | 0 | 0 | 0 | 0 | 0 | 0 | 0 | 0 | 0 | 0 | 0 | 0 | 0 | 0 | 0 | 0 | 0 | 0 | 0 | 0 | 0 | 0 | 0 | 0
[10 empty] | 0 | 0 | 0 | 0 | 0 | 0 | 0 | 0 | 0 | 0 | 0 | 0 | 0 | 0 | 0 | 0 | 0 | 0 | 0 | 0 | 0 | 0 | 0 | 0 | 0 | 0 | 0 | 0
[10 empty] | 0 | 0 | 0 | 0 | 0 | 0 | 0 | 0 | 0 | 0 | 0 | 0 | 0 | 0 | 0 | 0 | 0 | 0 | 0 | 0 | 0 | 0 | 0 | 0 | 0 | 0 | 0 | 0
[10 empty] | 0 | 0 | 0 | 0 | 0 | 0 | 0 | 0 | 0 | 0 | 0 | 0 | 0 | 0 | 0 | 0 | 0 | 0 | 0 | 0 | 0 | 0 | 0 | 0 | 0 | 0 | 0 | 0
[10 empty] | 0 | 0 | 0 | 0 | 0 | 0 | 0 | 0 | 0 | 0 | 0 | 0 | 0 | 0 | 0 | 0 | 0 | 0 | 0 | 0 | 0 | 0 | 0 | 0 | 0 | 0 | 0 | 0
[10 empty] | 0 | 0 | 0 | 0 | 0 | 0 | 0 | 0 | 0 | 0 | 0 | 0 | 0 | 0 | 0 | 0 | 0 | 0 | 0 | 0 | 0 | 0 | 0 | 0 | 0 | 0 | 0 | 0
[10 empty] | 0 | 0 | 0 | 0 | 0 | 0 | 0 | 0 | 0 | 0 | 0 | 0 | 0 | 0 | 0 | 0 | 0 | 0 | 0 | 0 | 0 | 0 | 0 | 0 | 0 | 0 | 0 | 0
[10 empty] | 0 | 0 | 0 | 0 | 0 | 0 | 0 | 0 | 0 | 0 | 0 | 0 | 0 | 0 | 0 | 0 | 0 | 0 | 0 | 0 | 0 | 0 | 0 | 0 | 0 | 0 | 0 | 0
[10 empty] | 0 | 0 | 0 | 0 | 0 | 0 | 0 | 0 | 0 | 0 | 0 | 0 | 0 | 0 | 0 | 0 | 0 | 0 | 0 | 0 | 0 | 0 | 0 | 0 | 0 | 0 | 0 | 0
[10 empty] | 0 | 0 | 0 | 0 | 0 | 0 | 0 | 0 | 0 | 0 | 0 | 0 | 0 | 0 | 0 | 0 | 0 | 0 | 0 | 0 | 0 | 0 | 0 | 0 | 0 | 0 | 0 | 0
[10 empty] | 0 | 0 | 0 | 0 | 0 | 0 | 0 | 0 | 0 | 0 | 0 | 0 | 0 | 0 | 0 | 0 | 0 | 0 | 0 | 0 | 0 | 0 | 0 | 0 | 0 | 0 | 0 | 0
[10 empty] | 0 | 0 | 0 | 0 | 0 | 0 | 0 | 0 | 0 | 0 | 0 | 0 | 0 | 0 | 0 | 0 | 0 | 0 | 0 | 0 | 0 | 0 | 0 | 0 | 0 | 0 | 0 | 0
[10 empty] | 0 | 0 | 0 | 0 | 0 | 0 | 0 | 0 | 0 | 0 | 0 | 0 | 0 | 0 | 0 | 0 | 0 | 0 | 0 | 0 | 0 | 0 | 0 | 0 | 0 | 0 | 0 | 0
[10 empty] | 0 | 0 | 0 | 0 | 0 | 0 | 0 | 0 | 0 | 0 | 0 | 0 | 0 | 0 | 0 | 0 | 0 | 0 | 0 | 0 | 0 | 0 | 0 | 0 | 0 | 0 | 0 | 0
[10 empty] | 0 | 0 | 0 | 0 | 0 | 0 | 0 | 0 | 0 | 0 | 0 | 0 | 0 | 0 | 0 | 0 | 0 | 0 | 0 | 0 | 0 | 0 | 0 | 0 | 0 | 0 | 0 | 0
[10 empty] | 0 | 0 | 0 | 0 | 0 | 0 | 0 | 0 | 0 | 0 | 0 | 0 | 0 | 0 | 0 | 0 | 0 | 0 | 0 | 0 | 0 | 0 | 0 | 0 | 0 | 0 | 0 | 0
[10 empty] | 0 | 0 | 0 | 0 | 0 | 0 | 0 | 0 | 0 | 0 | 0 | 0 | 0 | 0 | 0 | 0 | 0 | 0 | 0 | 0 | 0 | 0 | 0 | 0 | 0 | 0 | 0 | 0
[10 empty] | 0 | 0 | 0 | 0 | 0 | 0 | 0 | 0 | 0 | 0 | 0 | 0 | 0 | 0 | 0 | 0 | 0 | 0 | 0 | 0 | 0 | 0 | 0 | 0 | 0 | 0 | 0 | 0
[10 empty] | 0 | 0 | 0 | 0 | 0 | 0 | 0 | 0 | 0 | 0 | 0 | 0 | 0 | 0 | 0 | 0 | 0 | 0 | 0 | 0 | 0 | 0 | 0 | 0 | 0 | 0 | 0 | 0
[10 empty] | 0 | 0 | 0 | 0 | 0 | 0 | 0 | 0 | 0 | 0 | 0 | 0 | 0 | 0 | 0 | 0 | 0 | 0 | 0 | 0 | 0 | 0 | 0 | 0 | 0 | 0 | 0 | 0
[10 empty] | 0 | 0 | 0 | 0 | 0 | 0 | 0 | 0 | 0 | 0 | 0 | 0 | 0 | 0 | 0 | 0 | 0 | 0 | 0 | 0 | 0 | 0 | 0 | 0 | 0 | 0 | 0 | 0
[10 empty] | 0 | 0 | 0 | 0 | 0 | 0 | 0 | 0 | 0 | 0 | 0 | 0 | 0 | 0 | 0 | 0 | 0 | 0 | 0 | 0 | 0 | 0 | 0 | 0 | 0 | 0 | 0 | 0
[10 empty] | 0 | 0 | 0 | 0 | 0 | 0 | 0 | 0 | 0 | 0 | 0 | 0 | 0 | 0 | 0 | 0 | 0 | 0 | 0 | 0 | 0 | 0 | 0 | 0 | 0 | 0 | 0 | 0
[10 empty] | 0 | 0 | 0 | 0 | 0 | 0 | 0 | 0 | 0 | 0 | 0 | 0 | 0 | 0 | 0 | 0 | 0 | 0 | 0 | 0 | 0 | 0 | 0 | 0 | 0 | 0 | 0 | 0
[10 empty] | 0 | 0 | 0 | 0 | 0 | 0 | 0 | 0 | 0 | 0 | 0 | 0 | 0 | 0 | 0 | 0 | 0 | 0 | 0 | 0 | 0 | 0 | 0 | 0 | 0 | 0 | 0 | 0
[10 empty] | 0 | 0 | 0 | 0 | 0 | 0 | 0 | 0 | 0 | 0 | 0 | 0 | 0 | 0 | 0 | 0 | 0 | 0 | 0 | 0 | 0 | 0 | 0 | 0 | 0 | 0 | 0 | 0
[10 empty] | 0 | 0 | 0 | 0 | 0 | 0 | 0 | 0 | 0 | 0 | 0 | 0 | 0 | 0 | 0 | 0 | 0 | 0 | 0 | 0 | 0 | 0 | 0 | 0 | 0 | 0 | 0 | 0
[10 empty] | 0 | 0 | 0 | 0 | 0 | 0 | 0 | 0 | 0 | 0 | 0 | 0 | 0 | 0 | 0 | 0 | 0 | 0 | 0 | 0 | 0 | 0 | 0 | 0 | 0 | 0 | 0 | 0
[10 empty] | 0 | 0 | 0 | 0 | 0 | 0 | 0 | 0 | 0 | 0 | 0 | 0 | 0 | 0 | 0 | 0 | 0 | 0 | 0 | 0 | 0 | 0 | 0 | 0 | 0 | 0 | 0 | 0
[10 empty] | 0 | 0 | 0 | 0 | 0 | 0 | 0 | 0 | 0 | 0 | 0 | 0 | 0 | 0 | 0 | 0 | 0 | 0 | 0 | 0 | 0 | 0 | 0 | 0 | 0 | 0 | 0 | 0
[10 empty] | 0 | 0 | 0 | 0 | 0 | 0 | 0 | 0 | 0 | 0 | 0 | 0 | 0 | 0 | 0 | 0 | 0 | 0 | 0 | 0 | 0 | 0 | 0 | 0 | 0 | 0 | 0 | 0
[10 empty] | 0 | 0 | 0 | 0 | 0 | 0 | 0 | 0 | 0 | 0 | 0 | 0 | 0 | 0 | 0 | 0 | 0 | 0 | 0 | 0 | 0 | 0 | 0 | 0 | 0 | 0 | 0 | 0
[10 empty] | 0 | 0 | 0 | 0 | 0 | 0 | 0 | 0 | 0 | 0 | 0 | 0 | 0 | 0 | 0 | 0 | 0 | 0 | 0 | 0 | 0 | 0 | 0 | 0 | 0 | 0 | 0 | 0
[10 empty] | 0 | 0 | 0 | 0 | 0 | 0 | 0 | 0 | 0 | 0 | 0 | 0 | 0 | 0 | 0 | 0 | 0 | 0 | 0 | 0 | 0 | 0 | 0 | 0 | 0 | 0 | 0 | 0
[10 empty] | 0 | 0 | 0 | 0 | 0 | 0 | 0 | 0 | 0 | 0 | 0 | 0 | 0 | 0 | 0 | 0 | 0 | 0 | 0 | 0 | 0 | 0 | 0 | 0 | 0 | 0 | 0 | 0
[10 empty] | 0 | 0 | 0 | 0 | 0 | 0 | 0 | 0 | 0 | 0 | 0 | 0 | 0 | 0 | 0 | 0 | 0 | 0 | 0 | 0 | 0 | 0 | 0 | 0 | 0 | 0 | 0 | 0
[10 empty] | 0 | 0 | 0 | 0 | 0 | 0 | 0 | 0 | 0 | 0 | 0 | 0 | 0 | 0 | 0 | 0 | 0 | 0 | 0 | 0 | 0 | 0 | 0 | 0 | 0 | 0 | 0 | 0
[10 empty] | 0 | 0 | 0 | 0 | 0 | 0 | 0 | 0 | 0 | 0 | 0 | 0 | 0 | 0 | 0 | 0 | 0 | 0 | 0 | 0 | 0 | 0 | 0 | 0 | 0 | 0 | 0 | 0
[10 empty] | 0 | 0 | 0 | 0 | 0 | 0 | 0 | 0 | 0 | 0 | 0 | 0 | 0 | 0 | 0 | 0 | 0 | 0 | 0 | 0 | 0 | 0 | 0 | 0 | 0 | 0 | 0 | 0
[10 empty] | 0 | 0 | 0 | 0 | 0 | 0 | 0 | 0 | 0 | 0 | 0 | 0 | 0 | 0 | 0 | 0 | 0 | 0 | 0 | 0 | 0 | 0 | 0 | 0 | 0 | 0 | 0 | 0
[10 empty] | 0 | 0 | 0 | 0 | 0 | 0 | 0 | 0 | 0 | 0 | 0 | 0 | 0 | 0 | 0 | 0 | 0 | 0 | 0 | 0 | 0 | 0 | 0 | 0 | 0 | 0 | 0 | 0
[10 empty] | 0 | 0 | 0 | 0 | 0 | 0 | 0 | 0 | 0 | 0 | 0 | 0 | 0 | 0 | 0 | 0 | 0 | 0 | 0 | 0 | 0 | 0 | 0 | 0 | 0 | 0 | 0 | 0
[10 empty] | 0 | 0 | 0 | 0 | 0 | 0 | 0 | 0 | 0 | 0 | 0 | 0 | 0 | 0 | 0 | 0 | 0 | 0 | 0 | 0 | 0 | 0 | 0 | 0 | 0 | 0 | 0 | 0
[10 empty] | 0 | 0 | 0 | 0 | 0 | 0 | 0 | 0 | 0 | 0 | 0 | 0 | 0 | 0 | 0 | 0 | 0 | 0 | 0 | 0 | 0 | 0 | 0 | 0 | 0 | 0 | 0 | 0
[10 empty] | 0 | 0 | 0 | 0 | 0 | 0 | 0 | 0 | 0 | 0 | 0 | 0 | 0 | 0 | 0 | 0 | 0 | 0 | 0 | 0 | 0 | 0 | 0 | 0 | 0 | 0 | 0 | 0
[10 empty] | 0 | 0 | 0 | 0 | 0 | 0 | 0 | 0 | 0 | 0 | 0 | 0 | 0 | 0 | 0 | 0 | 0 | 0 | 0 | 0 | 0 | 0 | 0 | 0 | 0 | 0 | 0 | 0
[10 empty] | 0 | 0 | 0 | 0 | 0 | 0 | 0 | 0 | 0 | 0 | 0 | 0 | 0 | 0 | 0 | 0 | 0 | 0 | 0 | 0 | 0 | 0 | 0 | 0 | 0 | 0 | 0 | 0
[10 empty] | 0 | 0 | 0 | 0 | 0 | 0 | 0 | 0 | 0 | 0 | 0 | 0 | 0 | 0 | 0 | 0 | 0 | 0 | 0 | 0 | 0 | 0 | 0 | 0 | 0 | 0 | 0 | 0
[10 empty] | 0 | 0 | 0 | 0 | 0 | 0 | 0 | 0 | 0 | 0 | 0 | 0 | 0 | 0 | 0 | 0 | 0 | 0 | 0 | 0 | 0 | 0 | 0 | 0 | 0 | 0 | 0 | 0
[10 empty] | 0 | 0 | 0 | 0 | 0 | 0 | 0 | 0 | 0 | 0 | 0 | 0 | 0 | 0 | 0 | 0 | 0 | 0 | 0 | 0 | 0 | 0 | 0 | 0 | 0 | 0 | 0 | 0
[10 empty] | 0 | 0 | 0 | 0 | 0 | 0 | 0 | 0 | 0 | 0 | 0 | 0 | 0 | 0 | 0 | 0 | 0 | 0 | 0 | 0 | 0 | 0 | 0 | 0 | 0 | 0 | 0 | 0
[10 empty] | 0 | 0 | 0 | 0 | 0 | 0 | 0 | 0 | 0 | 0 | 0 | 0 | 0 | 0 | 0 | 0 | 0 | 0 | 0 | 0 | 0 | 0 | 0 | 0 | 0 | 0 | 0 | 0
[10 empty] | 0 | 0 | 0 | 0 | 0 | 0 | 0 | 0 | 0 | 0 | 0 | 0 | 0 | 0 | 0 | 0 | 0 | 0 | 0 | 0 | 0 | 0 | 0 | 0 | 0 | 0 | 0 | 0
[10 empty] | 0 | 0 | 0 | 0 | 0 | 0 | 0 | 0 | 0 | 0 | 0 | 0 | 0 | 0 | 0 | 0 | 0 | 0 | 0 | 0 | 0 | 0 | 0 | 0 | 0 | 0 | 0 | 0
[10 empty] | 0 | 0 | 0 | 0 | 0 | 0 | 0 | 0 | 0 | 0 | 0 | 0 | 0 | 0 | 0 | 0 | 0 | 0 | 0 | 0 | 0 | 0 | 0 | 0 | 0 | 0 | 0 | 0
[10 empty] | 0 | 0 | 0 | 0 | 0 | 0 | 0 | 0 | 0 | 0 | 0 | 0 | 0 | 0 | 0 | 0 | 0 | 0 | 0 | 0 | 0 | 0 | 0 | 0 | 0 | 0 | 0 | 0
[10 empty] | 0 | 0 | 0 | 0 | 0 | 0 | 0 | 0 | 0 | 0 | 0 | 0 | 0 | 0 | 0 | 0 | 0 | 0 | 0 | 0 | 0 | 0 | 0 | 0 | 0 | 0 | 0 | 0
[10 empty] | 0 | 0 | 0 | 0 | 0 | 0 | 0 | 0 | 0 | 0 | 0 | 0 | 0 | 0 | 0 | 0 | 0 | 0 | 0 | 0 | 0 | 0 | 0 | 0 | 0 | 0 | 0 | 0
[10 empty] | 0 | 0 | 0 | 0 | 0 | 0 | 0 | 0 | 0 | 0 | 0 | 0 | 0 | 0 | 0 | 0 | 0 | 0 | 0 | 0 | 0 | 0 | 0 | 0 | 0 | 0 | 0 | 0
[10 empty] | 0 | 0 | 0 | 0 | 0 | 0 | 0 | 0 | 0 | 0 | 0 | 0 | 0 | 0 | 0 | 0 | 0 | 0 | 0 | 0 | 0 | 0 | 0 | 0 | 0 | 0 | 0 | 0
[10 empty] | 0 | 0 | 0 | 0 | 0 | 0 | 0 | 0 | 0 | 0 | 0 | 0 | 0 | 0 | 0 | 0 | 0 | 0 | 0 | 0 | 0 | 0 | 0 | 0 | 0 | 0 | 0 | 0
[10 empty] | 0 | 0 | 0 | 0 | 0 | 0 | 0 | 0 | 0 | 0 | 0 | 0 | 0 | 0 | 0 | 0 | 0 | 0 | 0 | 0 | 0 | 0 | 0 | 0 | 0 | 0 | 0 | 0
[10 empty] | 0 | 0 | 0 | 0 | 0 | 0 | 0 | 0 | 0 | 0 | 0 | 0 | 0 | 0 | 0 | 0 | 0 | 0 | 0 | 0 | 0 | 0 | 0 | 0 | 0 | 0 | 0 | 0
[10 empty] | 0 | 0 | 0 | 0 | 0 | 0 | 0 | 0 | 0 | 0 | 0 | 0 | 0 | 0 | 0 | 0 | 0 | 0 | 0 | 0 | 0 | 0 | 0 | 0 | 0 | 0 | 0 | 0
[10 empty] | 0 | 0 | 0 | 0 | 0 | 0 | 0 | 0 | 0 | 0 | 0 | 0 | 0 | 0 | 0 | 0 | 0 | 0 | 0 | 0 | 0 | 0 | 0 | 0 | 0 | 0 | 0 | 0
[10 empty] | 0 | 0 | 0 | 0 | 0 | 0 | 0 | 0 | 0 | 0 | 0 | 0 | 0 | 0 | 0 | 0 | 0 | 0 | 0 | 0 | 0 | 0 | 0 | 0 | 0 | 0 | 0 | 0
[10 empty] | 0 | 0 | 0 | 0 | 0 | 0 | 0 | 0 | 0 | 0 | 0 | 0 | 0 | 0 | 0 | 0 | 0 | 0 | 0 | 0 | 0 | 0 | 0 | 0 | 0 | 0 | 0 | 0
[10 empty] | 0 | 0 | 0 | 0 | 0 | 0 | 0 | 0 | 0 | 0 | 0 | 0 | 0 | 0 | 0 | 0 | 0 | 0 | 0 | 0 | 0 | 0 | 0 | 0 | 0 | 0 | 0 | 0
[10 empty] | 0 | 0 | 0 | 0 | 0 | 0 | 0 | 0 | 0 | 0 | 0 | 0 | 0 | 0 | 0 | 0 | 0 | 0 | 0 | 0 | 0 | 0 | 0 | 0 | 0 | 0 | 0 | 0
[10 empty] | 0 | 0 | 0 | 0 | 0 | 0 | 0 | 0 | 0 | 0 | 0 | 0 | 0 | 0 | 0 | 0 | 0 | 0 | 0 | 0 | 0 | 0 | 0 | 0 | 0 | 0 | 0 | 0
[10 empty] | 0 | 0 | 0 | 0 | 0 | 0 | 0 | 0 | 0 | 0 | 0 | 0 | 0 | 0 | 0 | 0 | 0 | 0 | 0 | 0 | 0 | 0 | 0 | 0 | 0 | 0 | 0 | 0
[10 empty] | 0 | 0 | 0 | 0 | 0 | 0 | 0 | 0 | 0 | 0 | 0 | 0 | 0 | 0 | 0 | 0 | 0 | 0 | 0 | 0 | 0 | 0 | 0 | 0 | 0 | 0 | 0 | 0
[10 empty] | 0 | 0 | 0 | 0 | 0 | 0 | 0 | 0 | 0 | 0 | 0 | 0 | 0 | 0 | 0 | 0 | 0 | 0 | 0 | 0 | 0 | 0 | 0 | 0 | 0 | 0 | 0 | 0
[10 empty] | 0 | 0 | 0 | 0 | 0 | 0 | 0 | 0 | 0 | 0 | 0 | 0 | 0 | 0 | 0 | 0 | 0 | 0 | 0 | 0 | 0 | 0 | 0 | 0 | 0 | 0 | 0 | 0
[10 empty] | 0 | 0 | 0 | 0 | 0 | 0 | 0 | 0 | 0 | 0 | 0 | 0 | 0 | 0 | 0 | 0 | 0 | 0 | 0 | 0 | 0 | 0 | 0 | 0 | 0 | 0 | 0 | 0
[10 empty] | 0 | 0 | 0 | 0 | 0 | 0 | 0 | 0 | 0 | 0 | 0 | 0 | 0 | 0 | 0 | 0 | 0 | 0 | 0 | 0 | 0 | 0 | 0 | 0 | 0 | 0 | 0 | 0
[10 empty] | 0 | 0 | 0 | 0 | 0 | 0 | 0 | 0 | 0 | 0 | 0 | 0 | 0 | 0 | 0 | 0 | 0 | 0 | 0 | 0 | 0 | 0 | 0 | 0 | 0 | 0 | 0 | 0
[10 empty] | 0 | 0 | 0 | 0 | 0 | 0 | 0 | 0 | 0 | 0 | 0 | 0 | 0 | 0 | 0 | 0 | 0 | 0 | 0 | 0 | 0 | 0 | 0 | 0 | 0 | 0 | 0 | 0
[10 empty] | 0 | 0 | 0 | 0 | 0 | 0 | 0 | 0 | 0 | 0 | 0 | 0 | 0 | 0 | 0 | 0 | 0 | 0 | 0 | 0 | 0 | 0 | 0 | 0 | 0 | 0 | 0 | 0
[10 empty] | 0 | 0 | 0 | 0 | 0 | 0 | 0 | 0 | 0 | 0 | 0 | 0 | 0 | 0 | 0 | 0 | 0 | 0 | 0 | 0 | 0 | 0 | 0 | 0 | 0 | 0 | 0 | 0
[10 empty] | 0 | 0 | 0 | 0 | 0 | 0 | 0 | 0 | 0 | 0 | 0 | 0 | 0 | 0 | 0 | 0 | 0 | 0 | 0 | 0 | 0 | 0 | 0 | 0 | 0 | 0 | 0 | 0
[10 empty] | 0 | 0 | 0 | 0 | 0 | 0 | 0 | 0 | 0 | 0 | 0 | 0 | 0 | 0 | 0 | 0 | 0 | 0 | 0 | 0 | 0 | 0 | 0 | 0 | 0 | 0 | 0 | 0
[10 empty] | 0 | 0 | 0 | 0 | 0 | 0 | 0 | 0 | 0 | 0 | 0 | 0 | 0 | 0 | 0 | 0 | 0 | 0 | 0 | 0 | 0 | 0 | 0 | 0 | 0 | 0 | 0 | 0
[10 empty] | 0 | 0 | 0 | 0 | 0 | 0 | 0 | 0 | 0 | 0 | 0 | 0 | 0 | 0 | 0 | 0 | 0 | 0 | 0 | 0 | 0 | 0 | 0 | 0 | 0 | 0 | 0 | 0
[10 empty] | 0 | 0 | 0 | 0 | 0 | 0 | 0 | 0 | 0 | 0 | 0 | 0 | 0 | 0 | 0 | 0 | 0 | 0 | 0 | 0 | 0 | 0 | 0 | 0 | 0 | 0 | 0 | 0
[10 empty] | 0 | 0 | 0 | 0 | 0 | 0 | 0 | 0 | 0 | 0 | 0 | 0 | 0 | 0 | 0 | 0 | 0 | 0 | 0 | 0 | 0 | 0 | 0 | 0 | 0 | 0 | 0 | 0
[10 empty] | 0 | 0 | 0 | 0 | 0 | 0 | 0 | 0 | 0 | 0 | 0 | 0 | 0 | 0 | 0 | 0 | 0 | 0 | 0 | 0 | 0 | 0 | 0 | 0 | 0 | 0 | 0 | 0
[10 empty] | 0 | 0 | 0 | 0 | 0 | 0 | 0 | 0 | 0 | 0 | 0 | 0 | 0 | 0 | 0 | 0 | 0 | 0 | 0 | 0 | 0 | 0 | 0 | 0 | 0 | 0 | 0 | 0
[10 empty] | 0 | 0 | 0 | 0 | 0 | 0 | 0 | 0 | 0 | 0 | 0 | 0 | 0 | 0 | 0 | 0 | 0 | 0 | 0 | 0 | 0 | 0 | 0 | 0 | 0 | 0 | 0 | 0
[10 empty] | 0 | 0 | 0 | 0 | 0 | 0 | 0 | 0 | 0 | 0 | 0 | 0 | 0 | 0 | 0 | 0 | 0 | 0 | 0 | 0 | 0 | 0 | 0 | 0 | 0 | 0 | 0 | 0
[10 empty] | 0 | 0 | 0 | 0 | 0 | 0 | 0 | 0 | 0 | 0 | 0 | 0 | 0 | 0 | 0 | 0 | 0 | 0 | 0 | 0 | 0 | 0 | 0 | 0 | 0 | 0 | 0 | 0
[10 empty] | 0 | 0 | 0 | 0 | 0 | 0 | 0 | 0 | 0 | 0 | 0 | 0 | 0 | 0 | 0 | 0 | 0 | 0 | 0 | 0 | 0 | 0 | 0 | 0 | 0 | 0 | 0 | 0
[10 empty] | 0 | 0 | 0 | 0 | 0 | 0 | 0 | 0 | 0 | 0 | 0 | 0 | 0 | 0 | 0 | 0 | 0 | 0 | 0 | 0 | 0 | 0 | 0 | 0 | 0 | 0 | 0 | 0
[10 empty] | 0 | 0 | 0 | 0 | 0 | 0 | 0 | 0 | 0 | 0 | 0 | 0 | 0 | 0 | 0 | 0 | 0 | 0 | 0 | 0 | 0 | 0 | 0 | 0 | 0 | 0 | 0 | 0
[10 empty] | 0 | 0 | 0 | 0 | 0 | 0 | 0 | 0 | 0 | 0 | 0 | 0 | 0 | 0 | 0 | 0 | 0 | 0 | 0 | 0 | 0 | 0 | 0 | 0 | 0 | 0 | 0 | 0
[10 empty] | 0 | 0 | 0 | 0 | 0 | 0 | 0 | 0 | 0 | 0 | 0 | 0 | 0 | 0 | 0 | 0 | 0 | 0 | 0 | 0 | 0 | 0 | 0 | 0 | 0 | 0 | 0 | 0
[10 empty] | 0 | 0 | 0 | 0 | 0 | 0 | 0 | 0 | 0 | 0 | 0 | 0 | 0 | 0 | 0 | 0 | 0 | 0 | 0 | 0 | 0 | 0 | 0 | 0 | 0 | 0 | 0 | 0
[10 empty] | 0 | 0 | 0 | 0 | 0 | 0 | 0 | 0 | 0 | 0 | 0 | 0 | 0 | 0 | 0 | 0 | 0 | 0 | 0 | 0 | 0 | 0 | 0 | 0 | 0 | 0 | 0 | 0
[10 empty] | 0 | 0 | 0 | 0 | 0 | 0 | 0 | 0 | 0 | 0 | 0 | 0 | 0 | 0 | 0 | 0 | 0 | 0 | 0 | 0 | 0 | 0 | 0 | 0 | 0 | 0 | 0 | 0
[10 empty] | 0 | 0 | 0 | 0 | 0 | 0 | 0 | 0 | 0 | 0 | 0 | 0 | 0 | 0 | 0 | 0 | 0 | 0 | 0 | 0 | 0 | 0 | 0 | 0 | 0 | 0 | 0 | 0
[10 empty] | 0 | 0 | 0 | 0 | 0 | 0 | 0 | 0 | 0 | 0 | 0 | 0 | 0 | 0 | 0 | 0 | 0 | 0 | 0 | 0 | 0 | 0 | 0 | 0 | 0 | 0 | 0 | 0
[10 empty] | 0 | 0 | 0 | 0 | 0 | 0 | 0 | 0 | 0 | 0 | 0 | 0 | 0 | 0 | 0 | 0 | 0 | 0 | 0 | 0 | 0 | 0 | 0 | 0 | 0 | 0 | 0 | 0
[10 empty] | 0 | 0 | 0 | 0 | 0 | 0 | 0 | 0 | 0 | 0 | 0 | 0 | 0 | 0 | 0 | 0 | 0 | 0 | 0 | 0 | 0 | 0 | 0 | 0 | 0 | 0 | 0 | 0
[10 empty] | 0 | 0 | 0 | 0 | 0 | 0 | 0 | 0 | 0 | 0 | 0 | 0 | 0 | 0 | 0 | 0 | 0 | 0 | 0 | 0 | 0 | 0 | 0 | 0 | 0 | 0 | 0 | 0
[10 empty] | 0 | 0 | 0 | 0 | 0 | 0 | 0 | 0 | 0 | 0 | 0 | 0 | 0 | 0 | 0 | 0 | 0 | 0 | 0 | 0 | 0 | 0 | 0 | 0 | 0 | 0 | 0 | 0
[10 empty] | 0 | 0 | 0 | 0 | 0 | 0 | 0 | 0 | 0 | 0 | 0 | 0 | 0 | 0 | 0 | 0 | 0 | 0 | 0 | 0 | 0 | 0 | 0 | 0 | 0 | 0 | 0 | 0
[10 empty] | 0 | 0 | 0 | 0 | 0 | 0 | 0 | 0 | 0 | 0 | 0 | 0 | 0 | 0 | 0 | 0 | 0 | 0 | 0 | 0 | 0 | 0 | 0 | 0 | 0 | 0 | 0 | 0
[10 empty] | 0 | 0 | 0 | 0 | 0 | 0 | 0 | 0 | 0 | 0 | 0 | 0 | 0 | 0 | 0 | 0 | 0 | 0 | 0 | 0 | 0 | 0 | 0 | 0 | 0 | 0 | 0 | 0
[10 empty] | 0 | 0 | 0 | 0 | 0 | 0 | 0 | 0 | 0 | 0 | 0 | 0 | 0 | 0 | 0 | 0 | 0 | 0 | 0 | 0 | 0 | 0 | 0 | 0 | 0 | 0 | 0 | 0
[10 empty] | 0 | 0 | 0 | 0 | 0 | 0 | 0 | 0 | 0 | 0 | 0 | 0 | 0 | 0 | 0 | 0 | 0 | 0 | 0 | 0 | 0 | 0 | 0 | 0 | 0 | 0 | 0 | 0
[10 empty] | 0 | 0 | 0 | 0 | 0 | 0 | 0 | 0 | 0 | 0 | 0 | 0 | 0 | 0 | 0 | 0 | 0 | 0 | 0 | 0 | 0 | 0 | 0 | 0 | 0 | 0 | 0 | 0
[10 empty] | 0 | 0 | 0 | 0 | 0 | 0 | 0 | 0 | 0 | 0 | 0 | 0 | 0 | 0 | 0 | 0 | 0 | 0 | 0 | 0 | 0 | 0 | 0 | 0 | 0 | 0 | 0 | 0
[10 empty] | 0 | 0 | 0 | 0 | 0 | 0 | 0 | 0 | 0 | 0 | 0 | 0 | 0 | 0 | 0 | 0 | 0 | 0 | 0 | 0 | 0 | 0 | 0 | 0 | 0 | 0 | 0 | 0
[10 empty] | 0 | 0 | 0 | 0 | 0 | 0 | 0 | 0 | 0 | 0 | 0 | 0 | 0 | 0 | 0 | 0 | 0 | 0 | 0 | 0 | 0 | 0 | 0 | 0 | 0 | 0 | 0 | 0
[10 empty] | 0 | 0 | 0 | 0 | 0 | 0 | 0 | 0 | 0 | 0 | 0 | 0 | 0 | 0 | 0 | 0 | 0 | 0 | 0 | 0 | 0 | 0 | 0 | 0 | 0 | 0 | 0 | 0
[10 empty] | 0 | 0 | 0 | 0 | 0 | 0 | 0 | 0 | 0 | 0 | 0 | 0 | 0 | 0 | 0 | 0 | 0 | 0 | 0 | 0 | 0 | 0 | 0 | 0 | 0 | 0 | 0 | 0
[10 empty] | 0 | 0 | 0 | 0 | 0 | 0 | 0 | 0 | 0 | 0 | 0 | 0 | 0 | 0 | 0 | 0 | 0 | 0 | 0 | 0 | 0 | 0 | 0 | 0 | 0 | 0 | 0 | 0
[10 empty] | 0 | 0 | 0 | 0 | 0 | 0 | 0 | 0 | 0 | 0 | 0 | 0 | 0 | 0 | 0 | 0 | 0 | 0 | 0 | 0 | 0 | 0 | 0 | 0 | 0 | 0 | 0 | 0
[10 empty] | 0 | 0 | 0 | 0 | 0 | 0 | 0 | 0 | 0 | 0 | 0 | 0 | 0 | 0 | 0 | 0 | 0 | 0 | 0 | 0 | 0 | 0 | 0 | 0 | 0 | 0 | 0 | 0
[10 empty] | 0 | 0 | 0 | 0 | 0 | 0 | 0 | 0 | 0 | 0 | 0 | 0 | 0 | 0 | 0 | 0 | 0 | 0 | 0 | 0 | 0 | 0 | 0 | 0 | 0 | 0 | 0 | 0
[10 empty] | 0 | 0 | 0 | 0 | 0 | 0 | 0 | 0 | 0 | 0 | 0 | 0 | 0 | 0 | 0 | 0 | 0 | 0 | 0 | 0 | 0 | 0 | 0 | 0 | 0 | 0 | 0 | 0
[10 empty] | 0 | 0 | 0 | 0 | 0 | 0 | 0 | 0 | 0 | 0 | 0 | 0 | 0 | 0 | 0 | 0 | 0 | 0 | 0 | 0 | 0 | 0 | 0 | 0 | 0 | 0 | 0 | 0
[10 empty] | 0 | 0 | 0 | 0 | 0 | 0 | 0 | 0 | 0 | 0 | 0 | 0 | 0 | 0 | 0 | 0 | 0 | 0 | 0 | 0 | 0 | 0 | 0 | 0 | 0 | 0 | 0 | 0
[10 empty] | 0 | 0 | 0 | 0 | 0 | 0 | 0 | 0 | 0 | 0 | 0 | 0 | 0 | 0 | 0 | 0 | 0 | 0 | 0 | 0 | 0 | 0 | 0 | 0 | 0 | 0 | 0 | 0
[10 empty] | 0 | 0 | 0 | 0 | 0 | 0 | 0 | 0 | 0 | 0 | 0 | 0 | 0 | 0 | 0 | 0 | 0 | 0 | 0 | 0 | 0 | 0 | 0 | 0 | 0 | 0 | 0 | 0
[10 empty] | 0 | 0 | 0 | 0 | 0 | 0 | 0 | 0 | 0 | 0 | 0 | 0 | 0 | 0 | 0 | 0 | 0 | 0 | 0 | 0 | 0 | 0 | 0 | 0 | 0 | 0 | 0 | 0
[10 empty] | 0 | 0 | 0 | 0 | 0 | 0 | 0 | 0 | 0 | 0 | 0 | 0 | 0 | 0 | 0 | 0 | 0 | 0 | 0 | 0 | 0 | 0 | 0 | 0 | 0 | 0 | 0 | 0
[10 empty] | 0 | 0 | 0 | 0 | 0 | 0 | 0 | 0 | 0 | 0 | 0 | 0 | 0 | 0 | 0 | 0 | 0 | 0 | 0 | 0 | 0 | 0 | 0 | 0 | 0 | 0 | 0 | 0
[10 empty] | 0 | 0 | 0 | 0 | 0 | 0 | 0 | 0 | 0 | 0 | 0 | 0 | 0 | 0 | 0 | 0 | 0 | 0 | 0 | 0 | 0 | 0 | 0 | 0 | 0 | 0 | 0 | 0
[10 empty] | 0 | 0 | 0 | 0 | 0 | 0 | 0 | 0 | 0 | 0 | 0 | 0 | 0 | 0 | 0 | 0 | 0 | 0 | 0 | 0 | 0 | 0 | 0 | 0 | 0 | 0 | 0 | 0
[10 empty] | 0 | 0 | 0 | 0 | 0 | 0 | 0 | 0 | 0 | 0 | 0 | 0 | 0 | 0 | 0 | 0 | 0 | 0 | 0 | 0 | 0 | 0 | 0 | 0 | 0 | 0 | 0 | 0
[10 empty] | 0 | 0 | 0 | 0 | 0 | 0 | 0 | 0 | 0 | 0 | 0 | 0 | 0 | 0 | 0 | 0 | 0 | 0 | 0 | 0 | 0 | 0 | 0 | 0 | 0 | 0 | 0 | 0
[10 empty] | 0 | 0 | 0 | 0 | 0 | 0 | 0 | 0 | 0 | 0 | 0 | 0 | 0 | 0 | 0 | 0 | 0 | 0 | 0 | 0 | 0 | 0 | 0 | 0 | 0 | 0 | 0 | 0
[10 empty] | 0 | 0 | 0 | 0 | 0 | 0 | 0 | 0 | 0 | 0 | 0 | 0 | 0 | 0 | 0 | 0 | 0 | 0 | 0 | 0 | 0 | 0 | 0 | 0 | 0 | 0 | 0 | 0
[10 empty] | 0 | 0 | 0 | 0 | 0 | 0 | 0 | 0 | 0 | 0 | 0 | 0 | 0 | 0 | 0 | 0 | 0 | 0 | 0 | 0 | 0 | 0 | 0 | 0 | 0 | 0 | 0 | 0
[10 empty] | 0 | 0 | 0 | 0 | 0 | 0 | 0 | 0 | 0 | 0 | 0 | 0 | 0 | 0 | 0 | 0 | 0 | 0 | 0 | 0 | 0 | 0 | 0 | 0 | 0 | 0 | 0 | 0
[10 empty] | 0 | 0 | 0 | 0 | 0 | 0 | 0 | 0 | 0 | 0 | 0 | 0 | 0 | 0 | 0 | 0 | 0 | 0 | 0 | 0 | 0 | 0 | 0 | 0 | 0 | 0 | 0 | 0
[10 empty] | 0 | 0 | 0 | 0 | 0 | 0 | 0 | 0 | 0 | 0 | 0 | 0 | 0 | 0 | 0 | 0 | 0 | 0 | 0 | 0 | 0 | 0 | 0 | 0 | 0 | 0 | 0 | 0
[10 empty] | 0 | 0 | 0 | 0 | 0 | 0 | 0 | 0 | 0 | 0 | 0 | 0 | 0 | 0 | 0 | 0 | 0 | 0 | 0 | 0 | 0 | 0 | 0 | 0 | 0 | 0 | 0 | 0
[10 empty] | 0 | 0 | 0 | 0 | 0 | 0 | 0 | 0 | 0 | 0 | 0 | 0 | 0 | 0 | 0 | 0 | 0 | 0 | 0 | 0 | 0 | 0 | 0 | 0 | 0 | 0 | 0 | 0
[10 empty] | 0 | 0 | 0 | 0 | 0 | 0 | 0 | 0 | 0 | 0 | 0 | 0 | 0 | 0 | 0 | 0 | 0 | 0 | 0 | 0 | 0 | 0 | 0 | 0 | 0 | 0 | 0 | 0
[10 empty] | 0 | 0 | 0 | 0 | 0 | 0 | 0 | 0 | 0 | 0 | 0 | 0 | 0 | 0 | 0 | 0 | 0 | 0 | 0 | 0 | 0 | 0 | 0 | 0 | 0 | 0 | 0 | 0
[10 empty] | 0 | 0 | 0 | 0 | 0 | 0 | 0 | 0 | 0 | 0 | 0 | 0 | 0 | 0 | 0 | 0 | 0 | 0 | 0 | 0 | 0 | 0 | 0 | 0 | 0 | 0 | 0 | 0
[10 empty] | 0 | 0 | 0 | 0 | 0 | 0 | 0 | 0 | 0 | 0 | 0 | 0 | 0 | 0 | 0 | 0 | 0 | 0 | 0 | 0 | 0 | 0 | 0 | 0 | 0 | 0 | 0 | 0
[10 empty] | 0 | 0 | 0 | 0 | 0 | 0 | 0 | 0 | 0 | 0 | 0 | 0 | 0 | 0 | 0 | 0 | 0 | 0 | 0 | 0 | 0 | 0 | 0 | 0 | 0 | 0 | 0 | 0
[10 empty] | 0 | 0 | 0 | 0 | 0 | 0 | 0 | 0 | 0 | 0 | 0 | 0 | 0 | 0 | 0 | 0 | 0 | 0 | 0 | 0 | 0 | 0 | 0 | 0 | 0 | 0 | 0 | 0
[10 empty] | 0 | 0 | 0 | 0 | 0 | 0 | 0 | 0 | 0 | 0 | 0 | 0 | 0 | 0 | 0 | 0 | 0 | 0 | 0 | 0 | 0 | 0 | 0 | 0 | 0 | 0 | 0 | 0
[10 empty] | 0 | 0 | 0 | 0 | 0 | 0 | 0 | 0 | 0 | 0 | 0 | 0 | 0 | 0 | 0 | 0 | 0 | 0 | 0 | 0 | 0 | 0 | 0 | 0 | 0 | 0 | 0 | 0
[10 empty] | 0 | 0 | 0 | 0 | 0 | 0 | 0 | 0 | 0 | 0 | 0 | 0 | 0 | 0 | 0 | 0 | 0 | 0 | 0 | 0 | 0 | 0 | 0 | 0 | 0 | 0 | 0 | 0
[10 empty] | 0 | 0 | 0 | 0 | 0 | 0 | 0 | 0 | 0 | 0 | 0 | 0 | 0 | 0 | 0 | 0 | 0 | 0 | 0 | 0 | 0 | 0 | 0 | 0 | 0 | 0 | 0 | 0
[10 empty] | 0 | 0 | 0 | 0 | 0 | 0 | 0 | 0 | 0 | 0 | 0 | 0 | 0 | 0 | 0 | 0 | 0 | 0 | 0 | 0 | 0 | 0 | 0 | 0 | 0 | 0 | 0 | 0
[10 empty] | 0 | 0 | 0 | 0 | 0 | 0 | 0 | 0 | 0 | 0 | 0 | 0 | 0 | 0 | 0 | 0 | 0 | 0 | 0 | 0 | 0 | 0 | 0 | 0 | 0 | 0 | 0 | 0
[10 empty] | 0 | 0 | 0 | 0 | 0 | 0 | 0 | 0 | 0 | 0 | 0 | 0 | 0 | 0 | 0 | 0 | 0 | 0 | 0 | 0 | 0 | 0 | 0 | 0 | 0 | 0 | 0 | 0
[10 empty] | 0 | 0 | 0 | 0 | 0 | 0 | 0 | 0 | 0 | 0 | 0 | 0 | 0 | 0 | 0 | 0 | 0 | 0 | 0 | 0 | 0 | 0 | 0 | 0 | 0 | 0 | 0 | 0
[10 empty] | 0 | 0 | 0 | 0 | 0 | 0 | 0 | 0 | 0 | 0 | 0 | 0 | 0 | 0 | 0 | 0 | 0 | 0 | 0 | 0 | 0 | 0 | 0 | 0 | 0 | 0 | 0 | 0
[10 empty] | 0 | 0 | 0 | 0 | 0 | 0 | 0 | 0 | 0 | 0 | 0 | 0 | 0 | 0 | 0 | 0 | 0 | 0 | 0 | 0 | 0 | 0 | 0 | 0 | 0 | 0 | 0 | 0
[10 empty] | 0 | 0 | 0 | 0 | 0 | 0 | 0 | 0 | 0 | 0 | 0 | 0 | 0 | 0 | 0 | 0 | 0 | 0 | 0 | 0 | 0 | 0 | 0 | 0 | 0 | 0 | 0 | 0
[10 empty] | 0 | 0 | 0 | 0 | 0 | 0 | 0 | 0 | 0 | 0 | 0 | 0 | 0 | 0 | 0 | 0 | 0 | 0 | 0 | 0 | 0 | 0 | 0 | 0 | 0 | 0 | 0 | 0
[10 empty] | 0 | 0 | 0 | 0 | 0 | 0 | 0 | 0 | 0 | 0 | 0 | 0 | 0 | 0 | 0 | 0 | 0 | 0 | 0 | 0 | 0 | 0 | 0 | 0 | 0 | 0 | 0 | 0
[10 empty] | 0 | 0 | 0 | 0 | 0 | 0 | 0 | 0 | 0 | 0 | 0 | 0 | 0 | 0 | 0 | 0 | 0 | 0 | 0 | 0 | 0 | 0 | 0 | 0 | 0 | 0 | 0 | 0
[10 empty] | 0 | 0 | 0 | 0 | 0 | 0 | 0 | 0 | 0 | 0 | 0 | 0 | 0 | 0 | 0 | 0 | 0 | 0 | 0 | 0 | 0 | 0 | 0 | 0 | 0 | 0 | 0 | 0
[10 empty] | 0 | 0 | 0 | 0 | 0 | 0 | 0 | 0 | 0 | 0 | 0 | 0 | 0 | 0 | 0 | 0 | 0 | 0 | 0 | 0 | 0 | 0 | 0 | 0 | 0 | 0 | 0 | 0
[10 empty] | 0 | 0 | 0 | 0 | 0 | 0 | 0 | 0 | 0 | 0 | 0 | 0 | 0 | 0 | 0 | 0 | 0 | 0 | 0 | 0 | 0 | 0 | 0 | 0 | 0 | 0 | 0 | 0
[10 empty] | 0 | 0 | 0 | 0 | 0 | 0 | 0 | 0 | 0 | 0 | 0 | 0 | 0 | 0 | 0 | 0 | 0 | 0 | 0 | 0 | 0 | 0 | 0 | 0 | 0 | 0 | 0 | 0
[10 empty] | 0 | 0 | 0 | 0 | 0 | 0 | 0 | 0 | 0 | 0 | 0 | 0 | 0 | 0 | 0 | 0 | 0 | 0 | 0 | 0 | 0 | 0 | 0 | 0 | 0 | 0 | 0 | 0
[10 empty] | 0 | 0 | 0 | 0 | 0 | 0 | 0 | 0 | 0 | 0 | 0 | 0 | 0 | 0 | 0 | 0 | 0 | 0 | 0 | 0 | 0 | 0 | 0 | 0 | 0 | 0 | 0 | 0
[10 empty] | 0 | 0 | 0 | 0 | 0 | 0 | 0 | 0 | 0 | 0 | 0 | 0 | 0 | 0 | 0 | 0 | 0 | 0 | 0 | 0 | 0 | 0 | 0 | 0 | 0 | 0 | 0 | 0
[10 empty] | 0 | 0 | 0 | 0 | 0 | 0 | 0 | 0 | 0 | 0 | 0 | 0 | 0 | 0 | 0 | 0 | 0 | 0 | 0 | 0 | 0 | 0 | 0 | 0 | 0 | 0 | 0 | 0
[10 empty] | 0 | 0 | 0 | 0 | 0 | 0 | 0 | 0 | 0 | 0 | 0 | 0 | 0 | 0 | 0 | 0 | 0 | 0 | 0 | 0 | 0 | 0 | 0 | 0 | 0 | 0 | 0 | 0
[10 empty] | 0 | 0 | 0 | 0 | 0 | 0 | 0 | 0 | 0 | 0 | 0 | 0 | 0 | 0 | 0 | 0 | 0 | 0 | 0 | 0 | 0 | 0 | 0 | 0 | 0 | 0 | 0 | 0
[10 empty] | 0 | 0 | 0 | 0 | 0 | 0 | 0 | 0 | 0 | 0 | 0 | 0 | 0 | 0 | 0 | 0 | 0 | 0 | 0 | 0 | 0 | 0 | 0 | 0 | 0 | 0 | 0 | 0
[10 empty] | 0 | 0 | 0 | 0 | 0 | 0 | 0 | 0 | 0 | 0 | 0 | 0 | 0 | 0 | 0 | 0 | 0 | 0 | 0 | 0 | 0 | 0 | 0 | 0 | 0 | 0 | 0 | 0
[10 empty] | 0 | 0 | 0 | 0 | 0 | 0 | 0 | 0 | 0 | 0 | 0 | 0 | 0 | 0 | 0 | 0 | 0 | 0 | 0 | 0 | 0 | 0 | 0 | 0 | 0 | 0 | 0 | 0
[10 empty] | 0 | 0 | 0 | 0 | 0 | 0 | 0 | 0 | 0 | 0 | 0 | 0 | 0 | 0 | 0 | 0 | 0 | 0 | 0 | 0 | 0 | 0 | 0 | 0 | 0 | 0 | 0 | 0
[10 empty] | 0 | 0 | 0 | 0 | 0 | 0 | 0 | 0 | 0 | 0 | 0 | 0 | 0 | 0 | 0 | 0 | 0 | 0 | 0 | 0 | 0 | 0 | 0 | 0 | 0 | 0 | 0 | 0
[10 empty] | 0 | 0 | 0 | 0 | 0 | 0 | 0 | 0 | 0 | 0 | 0 | 0 | 0 | 0 | 0 | 0 | 0 | 0 | 0 | 0 | 0 | 0 | 0 | 0 | 0 | 0 | 0 | 0
[10 empty] | 0 | 0 | 0 | 0 | 0 | 0 | 0 | 0 | 0 | 0 | 0 | 0 | 0 | 0 | 0 | 0 | 0 | 0 | 0 | 0 | 0 | 0 | 0 | 0 | 0 | 0 | 0 | 0
[10 empty] | 0 | 0 | 0 | 0 | 0 | 0 | 0 | 0 | 0 | 0 | 0 | 0 | 0 | 0 | 0 | 0 | 0 | 0 | 0 | 0 | 0 | 0 | 0 | 0 | 0 | 0 | 0 | 0
[10 empty] | 0 | 0 | 0 | 0 | 0 | 0 | 0 | 0 | 0 | 0 | 0 | 0 | 0 | 0 | 0 | 0 | 0 | 0 | 0 | 0 | 0 | 0 | 0 | 0 | 0 | 0 | 0 | 0
[10 empty] | 0 | 0 | 0 | 0 | 0 | 0 | 0 | 0 | 0 | 0 | 0 | 0 | 0 | 0 | 0 | 0 | 0 | 0 | 0 | 0 | 0 | 0 | 0 | 0 | 0 | 0 | 0 | 0
[10 empty] | 0 | 0 | 0 | 0 | 0 | 0 | 0 | 0 | 0 | 0 | 0 | 0 | 0 | 0 | 0 | 0 | 0 | 0 | 0 | 0 | 0 | 0 | 0 | 0 | 0 | 0 | 0 | 0
[10 empty] | 0 | 0 | 0 | 0 | 0 | 0 | 0 | 0 | 0 | 0 | 0 | 0 | 0 | 0 | 0 | 0 | 0 | 0 | 0 | 0 | 0 | 0 | 0 | 0 | 0 | 0 | 0 | 0
[10 empty] | 0 | 0 | 0 | 0 | 0 | 0 | 0 | 0 | 0 | 0 | 0 | 0 | 0 | 0 | 0 | 0 | 0 | 0 | 0 | 0 | 0 | 0 | 0 | 0 | 0 | 0 | 0 | 0
[10 empty] | 0 | 0 | 0 | 0 | 0 | 0 | 0 | 0 | 0 | 0 | 0 | 0 | 0 | 0 | 0 | 0 | 0 | 0 | 0 | 0 | 0 | 0 | 0 | 0 | 0 | 0 | 0 | 0
[10 empty] | 0 | 0 | 0 | 0 | 0 | 0 | 0 | 0 | 0 | 0 | 0 | 0 | 0 | 0 | 0 | 0 | 0 | 0 | 0 | 0 | 0 | 0 | 0 | 0 | 0 | 0 | 0 | 0
[10 empty] | 0 | 0 | 0 | 0 | 0 | 0 | 0 | 0 | 0 | 0 | 0 | 0 | 0 | 0 | 0 | 0 | 0 | 0 | 0 | 0 | 0 | 0 | 0 | 0 | 0 | 0 | 0 | 0
[10 empty] | 0 | 0 | 0 | 0 | 0 | 0 | 0 | 0 | 0 | 0 | 0 | 0 | 0 | 0 | 0 | 0 | 0 | 0 | 0 | 0 | 0 | 0 | 0 | 0 | 0 | 0 | 0 | 0
[10 empty] | 0 | 0 | 0 | 0 | 0 | 0 | 0 | 0 | 0 | 0 | 0 | 0 | 0 | 0 | 0 | 0 | 0 | 0 | 0 | 0 | 0 | 0 | 0 | 0 | 0 | 0 | 0 | 0
[10 empty] | 0 | 0 | 0 | 0 | 0 | 0 | 0 | 0 | 0 | 0 | 0 | 0 | 0 | 0 | 0 | 0 | 0 | 0 | 0 | 0 | 0 | 0 | 0 | 0 | 0 | 0 | 0 | 0
[10 empty] | 0 | 0 | 0 | 0 | 0 | 0 | 0 | 0 | 0 | 0 | 0 | 0 | 0 | 0 | 0 | 0 | 0 | 0 | 0 | 0 | 0 | 0 | 0 | 0 | 0 | 0 | 0 | 0
[10 empty] | 0 | 0 | 0 | 0 | 0 | 0 | 0 | 0 | 0 | 0 | 0 | 0 | 0 | 0 | 0 | 0 | 0 | 0 | 0 | 0 | 0 | 0 | 0 | 0 | 0 | 0 | 0 | 0
[10 empty] | 0 | 0 | 0 | 0 | 0 | 0 | 0 | 0 | 0 | 0 | 0 | 0 | 0 | 0 | 0 | 0 | 0 | 0 | 0 | 0 | 0 | 0 | 0 | 0 | 0 | 0 | 0 | 0
[10 empty] | 0 | 0 | 0 | 0 | 0 | 0 | 0 | 0 | 0 | 0 | 0 | 0 | 0 | 0 | 0 | 0 | 0 | 0 | 0 | 0 | 0 | 0 | 0 | 0 | 0 | 0 | 0 | 0
[10 empty] | 0 | 0 | 0 | 0 | 0 | 0 | 0 | 0 | 0 | 0 | 0 | 0 | 0 | 0 | 0 | 0 | 0 | 0 | 0 | 0 | 0 | 0 | 0 | 0 | 0 | 0 | 0 | 0
[10 empty] | 0 | 0 | 0 | 0 | 0 | 0 | 0 | 0 | 0 | 0 | 0 | 0 | 0 | 0 | 0 | 0 | 0 | 0 | 0 | 0 | 0 | 0 | 0 | 0 | 0 | 0 | 0 | 0
[10 empty] | 0 | 0 | 0 | 0 | 0 | 0 | 0 | 0 | 0 | 0 | 0 | 0 | 0 | 0 | 0 | 0 | 0 | 0 | 0 | 0 | 0 | 0 | 0 | 0 | 0 | 0 | 0 | 0
[10 empty] | 0 | 0 | 0 | 0 | 0 | 0 | 0 | 0 | 0 | 0 | 0 | 0 | 0 | 0 | 0 | 0 | 0 | 0 | 0 | 0 | 0 | 0 | 0 | 0 | 0 | 0 | 0 | 0
[10 empty] | 0 | 0 | 0 | 0 | 0 | 0 | 0 | 0 | 0 | 0 | 0 | 0 | 0 | 0 | 0 | 0 | 0 | 0 | 0 | 0 | 0 | 0 | 0 | 0 | 0 | 0 | 0 | 0
[10 empty] | 0 | 0 | 0 | 0 | 0 | 0 | 0 | 0 | 0 | 0 | 0 | 0 | 0 | 0 | 0 | 0 | 0 | 0 | 0 | 0 | 0 | 0 | 0 | 0 | 0 | 0 | 0 | 0
[10 empty] | 0 | 0 | 0 | 0 | 0 | 0 | 0 | 0 | 0 | 0 | 0 | 0 | 0 | 0 | 0 | 0 | 0 | 0 | 0 | 0 | 0 | 0 | 0 | 0 | 0 | 0 | 0 | 0
[10 empty] | 0 | 0 | 0 | 0 | 0 | 0 | 0 | 0 | 0 | 0 | 0 | 0 | 0 | 0 | 0 | 0 | 0 | 0 | 0 | 0 | 0 | 0 | 0 | 0 | 0 | 0 | 0 | 0
[10 empty] | 0 | 0 | 0 | 0 | 0 | 0 | 0 | 0 | 0 | 0 | 0 | 0 | 0 | 0 | 0 | 0 | 0 | 0 | 0 | 0 | 0 | 0 | 0 | 0 | 0 | 0 | 0 | 0
[10 empty] | 0 | 0 | 0 | 0 | 0 | 0 | 0 | 0 | 0 | 0 | 0 | 0 | 0 | 0 | 0 | 0 | 0 | 0 | 0 | 0 | 0 | 0 | 0 | 0 | 0 | 0 | 0 | 0
[10 empty] | 0 | 0 | 0 | 0 | 0 | 0 | 0 | 0 | 0 | 0 | 0 | 0 | 0 | 0 | 0 | 0 | 0 | 0 | 0 | 0 | 0 | 0 | 0 | 0 | 0 | 0 | 0 | 0
[10 empty] | 0 | 0 | 0 | 0 | 0 | 0 | 0 | 0 | 0 | 0 | 0 | 0 | 0 | 0 | 0 | 0 | 0 | 0 | 0 | 0 | 0 | 0 | 0 | 0 | 0 | 0 | 0 | 0
[10 empty] | 0 | 0 | 0 | 0 | 0 | 0 | 0 | 0 | 0 | 0 | 0 | 0 | 0 | 0 | 0 | 0 | 0 | 0 | 0 | 0 | 0 | 0 | 0 | 0 | 0 | 0 | 0 | 0
[10 empty] | 0 | 0 | 0 | 0 | 0 | 0 | 0 | 0 | 0 | 0 | 0 | 0 | 0 | 0 | 0 | 0 | 0 | 0 | 0 | 0 | 0 | 0 | 0 | 0 | 0 | 0 | 0 | 0
[10 empty] | 0 | 0 | 0 | 0 | 0 | 0 | 0 | 0 | 0 | 0 | 0 | 0 | 0 | 0 | 0 | 0 | 0 | 0 | 0 | 0 | 0 | 0 | 0 | 0 | 0 | 0 | 0 | 0
[10 empty] | 0 | 0 | 0 | 0 | 0 | 0 | 0 | 0 | 0 | 0 | 0 | 0 | 0 | 0 | 0 | 0 | 0 | 0 | 0 | 0 | 0 | 0 | 0 | 0 | 0 | 0 | 0 | 0
[10 empty] | 0 | 0 | 0 | 0 | 0 | 0 | 0 | 0 | 0 | 0 | 0 | 0 | 0 | 0 | 0 | 0 | 0 | 0 | 0 | 0 | 0 | 0 | 0 | 0 | 0 | 0 | 0 | 0
[10 empty] | 0 | 0 | 0 | 0 | 0 | 0 | 0 | 0 | 0 | 0 | 0 | 0 | 0 | 0 | 0 | 0 | 0 | 0 | 0 | 0 | 0 | 0 | 0 | 0 | 0 | 0 | 0 | 0
[10 empty] | 0 | 0 | 0 | 0 | 0 | 0 | 0 | 0 | 0 | 0 | 0 | 0 | 0 | 0 | 0 | 0 | 0 | 0 | 0 | 0 | 0 | 0 | 0 | 0 | 0 | 0 | 0 | 0
[10 empty] | 0 | 0 | 0 | 0 | 0 | 0 | 0 | 0 | 0 | 0 | 0 | 0 | 0 | 0 | 0 | 0 | 0 | 0 | 0 | 0 | 0 | 0 | 0 | 0 | 0 | 0 | 0 | 0
[10 empty] | 0 | 0 | 0 | 0 | 0 | 0 | 0 | 0 | 0 | 0 | 0 | 0 | 0 | 0 | 0 | 0 | 0 | 0 | 0 | 0 | 0 | 0 | 0 | 0 | 0 | 0 | 0 | 0
[10 empty] | 0 | 0 | 0 | 0 | 0 | 0 | 0 | 0 | 0 | 0 | 0 | 0 | 0 | 0 | 0 | 0 | 0 | 0 | 0 | 0 | 0 | 0 | 0 | 0 | 0 | 0 | 0 | 0
[10 empty] | 0 | 0 | 0 | 0 | 0 | 0 | 0 | 0 | 0 | 0 | 0 | 0 | 0 | 0 | 0 | 0 | 0 | 0 | 0 | 0 | 0 | 0 | 0 | 0 | 0 | 0 | 0 | 0
[10 empty] | 0 | 0 | 0 | 0 | 0 | 0 | 0 | 0 | 0 | 0 | 0 | 0 | 0 | 0 | 0 | 0 | 0 | 0 | 0 | 0 | 0 | 0 | 0 | 0 | 0 | 0 | 0 | 0
[10 empty] | 0 | 0 | 0 | 0 | 0 | 0 | 0 | 0 | 0 | 0 | 0 | 0 | 0 | 0 | 0 | 0 | 0 | 0 | 0 | 0 | 0 | 0 | 0 | 0 | 0 | 0 | 0 | 0
[10 empty] | 0 | 0 | 0 | 0 | 0 | 0 | 0 | 0 | 0 | 0 | 0 | 0 | 0 | 0 | 0 | 0 | 0 | 0 | 0 | 0 | 0 | 0 | 0 | 0 | 0 | 0 | 0 | 0
[10 empty] | 0 | 0 | 0 | 0 | 0 | 0 | 0 | 0 | 0 | 0 | 0 | 0 | 0 | 0 | 0 | 0 | 0 | 0 | 0 | 0 | 0 | 0 | 0 | 0 | 0 | 0 | 0 | 0
[10 empty] | 0 | 0 | 0 | 0 | 0 | 0 | 0 | 0 | 0 | 0 | 0 | 0 | 0 | 0 | 0 | 0 | 0 | 0 | 0 | 0 | 0 | 0 | 0 | 0 | 0 | 0 | 0 | 0
[10 empty] | 0 | 0 | 0 | 0 | 0 | 0 | 0 | 0 | 0 | 0 | 0 | 0 | 0 | 0 | 0 | 0 | 0 | 0 | 0 | 0 | 0 | 0 | 0 | 0 | 0 | 0 | 0 | 0
[10 empty] | 0 | 0 | 0 | 0 | 0 | 0 | 0 | 0 | 0 | 0 | 0 | 0 | 0 | 0 | 0 | 0 | 0 | 0 | 0 | 0 | 0 | 0 | 0 | 0 | 0 | 0 | 0 | 0
[10 empty] | 0 | 0 | 0 | 0 | 0 | 0 | 0 | 0 | 0 | 0 | 0 | 0 | 0 | 0 | 0 | 0 | 0 | 0 | 0 | 0 | 0 | 0 | 0 | 0 | 0 | 0 | 0 | 0
[10 empty] | 0 | 0 | 0 | 0 | 0 | 0 | 0 | 0 | 0 | 0 | 0 | 0 | 0 | 0 | 0 | 0 | 0 | 0 | 0 | 0 | 0 | 0 | 0 | 0 | 0 | 0 | 0 | 0
[10 empty] | 0 | 0 | 0 | 0 | 0 | 0 | 0 | 0 | 0 | 0 | 0 | 0 | 0 | 0 | 0 | 0 | 0 | 0 | 0 | 0 | 0 | 0 | 0 | 0 | 0 | 0 | 0 | 0
[10 empty] | 0 | 0 | 0 | 0 | 0 | 0 | 0 | 0 | 0 | 0 | 0 | 0 | 0 | 0 | 0 | 0 | 0 | 0 | 0 | 0 | 0 | 0 | 0 | 0 | 0 | 0 | 0 | 0
[10 empty] | 0 | 0 | 0 | 0 | 0 | 0 | 0 | 0 | 0 | 0 | 0 | 0 | 0 | 0 | 0 | 0 | 0 | 0 | 0 | 0 | 0 | 0 | 0 | 0 | 0 | 0 | 0 | 0
[10 empty] | 0 | 0 | 0 | 0 | 0 | 0 | 0 | 0 | 0 | 0 | 0 | 0 | 0 | 0 | 0 | 0 | 0 | 0 | 0 | 0 | 0 | 0 | 0 | 0 | 0 | 0 | 0 | 0
[10 empty] | 0 | 0 | 0 | 0 | 0 | 0 | 0 | 0 | 0 | 0 | 0 | 0 | 0 | 0 | 0 | 0 | 0 | 0 | 0 | 0 | 0 | 0 | 0 | 0 | 0 | 0 | 0 | 0
[10 empty] | 0 | 0 | 0 | 0 | 0 | 0 | 0 | 0 | 0 | 0 | 0 | 0 | 0 | 0 | 0 | 0 | 0 | 0 | 0 | 0 | 0 | 0 | 0 | 0 | 0 | 0 | 0 | 0
[10 empty] | 0 | 0 | 0 | 0 | 0 | 0 | 0 | 0 | 0 | 0 | 0 | 0 | 0 | 0 | 0 | 0 | 0 | 0 | 0 | 0 | 0 | 0 | 0 | 0 | 0 | 0 | 0 | 0
[10 empty] | 0 | 0 | 0 | 0 | 0 | 0 | 0 | 0 | 0 | 0 | 0 | 0 | 0 | 0 | 0 | 0 | 0 | 0 | 0 | 0 | 0 | 0 | 0 | 0 | 0 | 0 | 0 | 0
[10 empty] | 0 | 0 | 0 | 0 | 0 | 0 | 0 | 0 | 0 | 0 | 0 | 0 | 0 | 0 | 0 | 0 | 0 | 0 | 0 | 0 | 0 | 0 | 0 | 0 | 0 | 0 | 0 | 0
[10 empty] | 0 | 0 | 0 | 0 | 0 | 0 | 0 | 0 | 0 | 0 | 0 | 0 | 0 | 0 | 0 | 0 | 0 | 0 | 0 | 0 | 0 | 0 | 0 | 0 | 0 | 0 | 0 | 0
[10 empty] | 0 | 0 | 0 | 0 | 0 | 0 | 0 | 0 | 0 | 0 | 0 | 0 | 0 | 0 | 0 | 0 | 0 | 0 | 0 | 0 | 0 | 0 | 0 | 0 | 0 | 0 | 0 | 0
[10 empty] | 0 | 0 | 0 | 0 | 0 | 0 | 0 | 0 | 0 | 0 | 0 | 0 | 0 | 0 | 0 | 0 | 0 | 0 | 0 | 0 | 0 | 0 | 0 | 0 | 0 | 0 | 0 | 0
[10 empty] | 0 | 0 | 0 | 0 | 0 | 0 | 0 | 0 | 0 | 0 | 0 | 0 | 0 | 0 | 0 | 0 | 0 | 0 | 0 | 0 | 0 | 0 | 0 | 0 | 0 | 0 | 0 | 0
[10 empty] | 0 | 0 | 0 | 0 | 0 | 0 | 0 | 0 | 0 | 0 | 0 | 0 | 0 | 0 | 0 | 0 | 0 | 0 | 0 | 0 | 0 | 0 | 0 | 0 | 0 | 0 | 0 | 0
[10 empty] | 0 | 0 | 0 | 0 | 0 | 0 | 0 | 0 | 0 | 0 | 0 | 0 | 0 | 0 | 0 | 0 | 0 | 0 | 0 | 0 | 0 | 0 | 0 | 0 | 0 | 0 | 0 | 0
[10 empty] | 0 | 0 | 0 | 0 | 0 | 0 | 0 | 0 | 0 | 0 | 0 | 0 | 0 | 0 | 0 | 0 | 0 | 0 | 0 | 0 | 0 | 0 | 0 | 0 | 0 | 0 | 0 | 0
[10 empty] | 0 | 0 | 0 | 0 | 0 | 0 | 0 | 0 | 0 | 0 | 0 | 0 | 0 | 0 | 0 | 0 | 0 | 0 | 0 | 0 | 0 | 0 | 0 | 0 | 0 | 0 | 0 | 0
[10 empty] | 0 | 0 | 0 | 0 | 0 | 0 | 0 | 0 | 0 | 0 | 0 | 0 | 0 | 0 | 0 | 0 | 0 | 0 | 0 | 0 | 0 | 0 | 0 | 0 | 0 | 0 | 0 | 0
[10 empty] | 0 | 0 | 0 | 0 | 0 | 0 | 0 | 0 | 0 | 0 | 0 | 0 | 0 | 0 | 0 | 0 | 0 | 0 | 0 | 0 | 0 | 0 | 0 | 0 | 0 | 0 | 0 | 0
[10 empty] | 0 | 0 | 0 | 0 | 0 | 0 | 0 | 0 | 0 | 0 | 0 | 0 | 0 | 0 | 0 | 0 | 0 | 0 | 0 | 0 | 0 | 0 | 0 | 0 | 0 | 0 | 0 | 0
[10 empty] | 0 | 0 | 0 | 0 | 0 | 0 | 0 | 0 | 0 | 0 | 0 | 0 | 0 | 0 | 0 | 0 | 0 | 0 | 0 | 0 | 0 | 0 | 0 | 0 | 0 | 0 | 0 | 0
[10 empty] | 0 | 0 | 0 | 0 | 0 | 0 | 0 | 0 | 0 | 0 | 0 | 0 | 0 | 0 | 0 | 0 | 0 | 0 | 0 | 0 | 0 | 0 | 0 | 0 | 0 | 0 | 0 | 0
[10 empty] | 0 | 0 | 0 | 0 | 0 | 0 | 0 | 0 | 0 | 0 | 0 | 0 | 0 | 0 | 0 | 0 | 0 | 0 | 0 | 0 | 0 | 0 | 0 | 0 | 0 | 0 | 0 | 0
[10 empty] | 0 | 0 | 0 | 0 | 0 | 0 | 0 | 0 | 0 | 0 | 0 | 0 | 0 | 0 | 0 | 0 | 0 | 0 | 0 | 0 | 0 | 0 | 0 | 0 | 0 | 0 | 0 | 0
[10 empty] | 0 | 0 | 0 | 0 | 0 | 0 | 0 | 0 | 0 | 0 | 0 | 0 | 0 | 0 | 0 | 0 | 0 | 0 | 0 | 0 | 0 | 0 | 0 | 0 | 0 | 0 | 0 | 0
[10 empty] | 0 | 0 | 0 | 0 | 0 | 0 | 0 | 0 | 0 | 0 | 0 | 0 | 0 | 0 | 0 | 0 | 0 | 0 | 0 | 0 | 0 | 0 | 0 | 0 | 0 | 0 | 0 | 0
[10 empty] | 0 | 0 | 0 | 0 | 0 | 0 | 0 | 0 | 0 | 0 | 0 | 0 | 0 | 0 | 0 | 0 | 0 | 0 | 0 | 0 | 0 | 0 | 0 | 0 | 0 | 0 | 0 | 0
[10 empty] | 0 | 0 | 0 | 0 | 0 | 0 | 0 | 0 | 0 | 0 | 0 | 0 | 0 | 0 | 0 | 0 | 0 | 0 | 0 | 0 | 0 | 0 | 0 | 0 | 0 | 0 | 0 | 0
[10 empty] | 0 | 0 | 0 | 0 | 0 | 0 | 0 | 0 | 0 | 0 | 0 | 0 | 0 | 0 | 0 | 0 | 0 | 0 | 0 | 0 | 0 | 0 | 0 | 0 | 0 | 0 | 0 | 0
[10 empty] | 0 | 0 | 0 | 0 | 0 | 0 | 0 | 0 | 0 | 0 | 0 | 0 | 0 | 0 | 0 | 0 | 0 | 0 | 0 | 0 | 0 | 0 | 0 | 0 | 0 | 0 | 0 | 0
[10 empty] | 0 | 0 | 0 | 0 | 0 | 0 | 0 | 0 | 0 | 0 | 0 | 0 | 0 | 0 | 0 | 0 | 0 | 0 | 0 | 0 | 0 | 0 | 0 | 0 | 0 | 0 | 0 | 0
[10 empty] | 0 | 0 | 0 | 0 | 0 | 0 | 0 | 0 | 0 | 0 | 0 | 0 | 0 | 0 | 0 | 0 | 0 | 0 | 0 | 0 | 0 | 0 | 0 | 0 | 0 | 0 | 0 | 0
[10 empty] | 0 | 0 | 0 | 0 | 0 | 0 | 0 | 0 | 0 | 0 | 0 | 0 | 0 | 0 | 0 | 0 | 0 | 0 | 0 | 0 | 0 | 0 | 0 | 0 | 0 | 0 | 0 | 0
[10 empty] | 0 | 0 | 0 | 0 | 0 | 0 | 0 | 0 | 0 | 0 | 0 | 0 | 0 | 0 | 0 | 0 | 0 | 0 | 0 | 0 | 0 | 0 | 0 | 0 | 0 | 0 | 0 | 0
[10 empty] | 0 | 0 | 0 | 0 | 0 | 0 | 0 | 0 | 0 | 0 | 0 | 0 | 0 | 0 | 0 | 0 | 0 | 0 | 0 | 0 | 0 | 0 | 0 | 0 | 0 | 0 | 0 | 0
[10 empty] | 0 | 0 | 0 | 0 | 0 | 0 | 0 | 0 | 0 | 0 | 0 | 0 | 0 | 0 | 0 | 0 | 0 | 0 | 0 | 0 | 0 | 0 | 0 | 0 | 0 | 0 | 0 | 0
[10 empty] | 0 | 0 | 0 | 0 | 0 | 0 | 0 | 0 | 0 | 0 | 0 | 0 | 0 | 0 | 0 | 0 | 0 | 0 | 0 | 0 | 0 | 0 | 0 | 0 | 0 | 0 | 0 | 0
[10 empty] | 0 | 0 | 0 | 0 | 0 | 0 | 0 | 0 | 0 | 0 | 0 | 0 | 0 | 0 | 0 | 0 | 0 | 0 | 0 | 0 | 0 | 0 | 0 | 0 | 0 | 0 | 0 | 0
[10 empty] | 0 | 0 | 0 | 0 | 0 | 0 | 0 | 0 | 0 | 0 | 0 | 0 | 0 | 0 | 0 | 0 | 0 | 0 | 0 | 0 | 0 | 0 | 0 | 0 | 0 | 0 | 0 | 0
[10 empty] | 0 | 0 | 0 | 0 | 0 | 0 | 0 | 0 | 0 | 0 | 0 | 0 | 0 | 0 | 0 | 0 | 0 | 0 | 0 | 0 | 0 | 0 | 0 | 0 | 0 | 0 | 0 | 0
[10 empty] | 0 | 0 | 0 | 0 | 0 | 0 | 0 | 0 | 0 | 0 | 0 | 0 | 0 | 0 | 0 | 0 | 0 | 0 | 0 | 0 | 0 | 0 | 0 | 0 | 0 | 0 | 0 | 0
[10 empty] | 0 | 0 | 0 | 0 | 0 | 0 | 0 | 0 | 0 | 0 | 0 | 0 | 0 | 0 | 0 | 0 | 0 | 0 | 0 | 0 | 0 | 0 | 0 | 0 | 0 | 0 | 0 | 0
[10 empty] | 0 | 0 | 0 | 0 | 0 | 0 | 0 | 0 | 0 | 0 | 0 | 0 | 0 | 0 | 0 | 0 | 0 | 0 | 0 | 0 | 0 | 0 | 0 | 0 | 0 | 0 | 0 | 0
[10 empty] | 0 | 0 | 0 | 0 | 0 | 0 | 0 | 0 | 0 | 0 | 0 | 0 | 0 | 0 | 0 | 0 | 0 | 0 | 0 | 0 | 0 | 0 | 0 | 0 | 0 | 0 | 0 | 0
[10 empty] | 0 | 0 | 0 | 0 | 0 | 0 | 0 | 0 | 0 | 0 | 0 | 0 | 0 | 0 | 0 | 0 | 0 | 0 | 0 | 0 | 0 | 0 | 0 | 0 | 0 | 0 | 0 | 0
[10 empty] | 0 | 0 | 0 | 0 | 0 | 0 | 0 | 0 | 0 | 0 | 0 | 0 | 0 | 0 | 0 | 0 | 0 | 0 | 0 | 0 | 0 | 0 | 0 | 0 | 0 | 0 | 0 | 0
[10 empty] | 0 | 0 | 0 | 0 | 0 | 0 | 0 | 0 | 0 | 0 | 0 | 0 | 0 | 0 | 0 | 0 | 0 | 0 | 0 | 0 | 0 | 0 | 0 | 0 | 0 | 0 | 0 | 0
[10 empty] | 0 | 0 | 0 | 0 | 0 | 0 | 0 | 0 | 0 | 0 | 0 | 0 | 0 | 0 | 0 | 0 | 0 | 0 | 0 | 0 | 0 | 0 | 0 | 0 | 0 | 0 | 0 | 0
[10 empty] | 0 | 0 | 0 | 0 | 0 | 0 | 0 | 0 | 0 | 0 | 0 | 0 | 0 | 0 | 0 | 0 | 0 | 0 | 0 | 0 | 0 | 0 | 0 | 0 | 0 | 0 | 0 | 0
[10 empty] | 0 | 0 | 0 | 0 | 0 | 0 | 0 | 0 | 0 | 0 | 0 | 0 | 0 | 0 | 0 | 0 | 0 | 0 | 0 | 0 | 0 | 0 | 0 | 0 | 0 | 0 | 0 | 0
[10 empty] | 0 | 0 | 0 | 0 | 0 | 0 | 0 | 0 | 0 | 0 | 0 | 0 | 0 | 0 | 0 | 0 | 0 | 0 | 0 | 0 | 0 | 0 | 0 | 0 | 0 | 0 | 0 | 0
[10 empty] | 0 | 0 | 0 | 0 | 0 | 0 | 0 | 0 | 0 | 0 | 0 | 0 | 0 | 0 | 0 | 0 | 0 | 0 | 0 | 0 | 0 | 0 | 0 | 0 | 0 | 0 | 0 | 0
[10 empty] | 0 | 0 | 0 | 0 | 0 | 0 | 0 | 0 | 0 | 0 | 0 | 0 | 0 | 0 | 0 | 0 | 0 | 0 | 0 | 0 | 0 | 0 | 0 | 0 | 0 | 0 | 0 | 0
[10 empty] | 0 | 0 | 0 | 0 | 0 | 0 | 0 | 0 | 0 | 0 | 0 | 0 | 0 | 0 | 0 | 0 | 0 | 0 | 0 | 0 | 0 | 0 | 0 | 0 | 0 | 0 | 0 | 0
[10 empty] | 0 | 0 | 0 | 0 | 0 | 0 | 0 | 0 | 0 | 0 | 0 | 0 | 0 | 0 | 0 | 0 | 0 | 0 | 0 | 0 | 0 | 0 | 0 | 0 | 0 | 0 | 0 | 0
[10 empty] | 0 | 0 | 0 | 0 | 0 | 0 | 0 | 0 | 0 | 0 | 0 | 0 | 0 | 0 | 0 | 0 | 0 | 0 | 0 | 0 | 0 | 0 | 0 | 0 | 0 | 0 | 0 | 0
[10 empty] | 0 | 0 | 0 | 0 | 0 | 0 | 0 | 0 | 0 | 0 | 0 | 0 | 0 | 0 | 0 | 0 | 0 | 0 | 0 | 0 | 0 | 0 | 0 | 0 | 0 | 0 | 0 | 0
[10 empty] | 0 | 0 | 0 | 0 | 0 | 0 | 0 | 0 | 0 | 0 | 0 | 0 | 0 | 0 | 0 | 0 | 0 | 0 | 0 | 0 | 0 | 0 | 0 | 0 | 0 | 0 | 0 | 0
[10 empty] | 0 | 0 | 0 | 0 | 0 | 0 | 0 | 0 | 0 | 0 | 0 | 0 | 0 | 0 | 0 | 0 | 0 | 0 | 0 | 0 | 0 | 0 | 0 | 0 | 0 | 0 | 0 | 0
[10 empty] | 0 | 0 | 0 | 0 | 0 | 0 | 0 | 0 | 0 | 0 | 0 | 0 | 0 | 0 | 0 | 0 | 0 | 0 | 0 | 0 | 0 | 0 | 0 | 0 | 0 | 0 | 0 | 0
[10 empty] | 0 | 0 | 0 | 0 | 0 | 0 | 0 | 0 | 0 | 0 | 0 | 0 | 0 | 0 | 0 | 0 | 0 | 0 | 0 | 0 | 0 | 0 | 0 | 0 | 0 | 0 | 0 | 0
[10 empty] | 0 | 0 | 0 | 0 | 0 | 0 | 0 | 0 | 0 | 0 | 0 | 0 | 0 | 0 | 0 | 0 | 0 | 0 | 0 | 0 | 0 | 0 | 0 | 0 | 0 | 0 | 0 | 0
[10 empty] | 0 | 0 | 0 | 0 | 0 | 0 | 0 | 0 | 0 | 0 | 0 | 0 | 0 | 0 | 0 | 0 | 0 | 0 | 0 | 0 | 0 | 0 | 0 | 0 | 0 | 0 | 0 | 0
[10 empty] | 0 | 0 | 0 | 0 | 0 | 0 | 0 | 0 | 0 | 0 | 0 | 0 | 0 | 0 | 0 | 0 | 0 | 0 | 0 | 0 | 0 | 0 | 0 | 0 | 0 | 0 | 0 | 0
[10 empty] | 0 | 0 | 0 | 0 | 0 | 0 | 0 | 0 | 0 | 0 | 0 | 0 | 0 | 0 | 0 | 0 | 0 | 0 | 0 | 0 | 0 | 0 | 0 | 0 | 0 | 0 | 0 | 0
[10 empty] | 0 | 0 | 0 | 0 | 0 | 0 | 0 | 0 | 0 | 0 | 0 | 0 | 0 | 0 | 0 | 0 | 0 | 0 | 0 | 0 | 0 | 0 | 0 | 0 | 0 | 0 | 0 | 0
[10 empty] | 0 | 0 | 0 | 0 | 0 | 0 | 0 | 0 | 0 | 0 | 0 | 0 | 0 | 0 | 0 | 0 | 0 | 0 | 0 | 0 | 0 | 0 | 0 | 0 | 0 | 0 | 0 | 0
[10 empty] | 0 | 0 | 0 | 0 | 0 | 0 | 0 | 0 | 0 | 0 | 0 | 0 | 0 | 0 | 0 | 0 | 0 | 0 | 0 | 0 | 0 | 0 | 0 | 0 | 0 | 0 | 0 | 0
[10 empty] | 0 | 0 | 0 | 0 | 0 | 0 | 0 | 0 | 0 | 0 | 0 | 0 | 0 | 0 | 0 | 0 | 0 | 0 | 0 | 0 | 0 | 0 | 0 | 0 | 0 | 0 | 0 | 0
[10 empty] | 0 | 0 | 0 | 0 | 0 | 0 | 0 | 0 | 0 | 0 | 0 | 0 | 0 | 0 | 0 | 0 | 0 | 0 | 0 | 0 | 0 | 0 | 0 | 0 | 0 | 0 | 0 | 0
[10 empty] | 0 | 0 | 0 | 0 | 0 | 0 | 0 | 0 | 0 | 0 | 0 | 0 | 0 | 0 | 0 | 0 | 0 | 0 | 0 | 0 | 0 | 0 | 0 | 0 | 0 | 0 | 0 | 0
[10 empty] | 0 | 0 | 0 | 0 | 0 | 0 | 0 | 0 | 0 | 0 | 0 | 0 | 0 | 0 | 0 | 0 | 0 | 0 | 0 | 0 | 0 | 0 | 0 | 0 | 0 | 0 | 0 | 0
[10 empty] | 0 | 0 | 0 | 0 | 0 | 0 | 0 | 0 | 0 | 0 | 0 | 0 | 0 | 0 | 0 | 0 | 0 | 0 | 0 | 0 | 0 | 0 | 0 | 0 | 0 | 0 | 0 | 0
[10 empty] | 0 | 0 | 0 | 0 | 0 | 0 | 0 | 0 | 0 | 0 | 0 | 0 | 0 | 0 | 0 | 0 | 0 | 0 | 0 | 0 | 0 | 0 | 0 | 0 | 0 | 0 | 0 | 0
[10 empty] | 0 | 0 | 0 | 0 | 0 | 0 | 0 | 0 | 0 | 0 | 0 | 0 | 0 | 0 | 0 | 0 | 0 | 0 | 0 | 0 | 0 | 0 | 0 | 0 | 0 | 0 | 0 | 0
[10 empty] | 0 | 0 | 0 | 0 | 0 | 0 | 0 | 0 | 0 | 0 | 0 | 0 | 0 | 0 | 0 | 0 | 0 | 0 | 0 | 0 | 0 | 0 | 0 | 0 | 0 | 0 | 0 | 0
[10 empty] | 0 | 0 | 0 | 0 | 0 | 0 | 0 | 0 | 0 | 0 | 0 | 0 | 0 | 0 | 0 | 0 | 0 | 0 | 0 | 0 | 0 | 0 | 0 | 0 | 0 | 0 | 0 | 0
[10 empty] | 0 | 0 | 0 | 0 | 0 | 0 | 0 | 0 | 0 | 0 | 0 | 0 | 0 | 0 | 0 | 0 | 0 | 0 | 0 | 0 | 0 | 0 | 0 | 0 | 0 | 0 | 0 | 0
[10 empty] | 0 | 0 | 0 | 0 | 0 | 0 | 0 | 0 | 0 | 0 | 0 | 0 | 0 | 0 | 0 | 0 | 0 | 0 | 0 | 0 | 0 | 0 | 0 | 0 | 0 | 0 | 0 | 0
[10 empty] | 0 | 0 | 0 | 0 | 0 | 0 | 0 | 0 | 0 | 0 | 0 | 0 | 0 | 0 | 0 | 0 | 0 | 0 | 0 | 0 | 0 | 0 | 0 | 0 | 0 | 0 | 0 | 0
[10 empty] | 0 | 0 | 0 | 0 | 0 | 0 | 0 | 0 | 0 | 0 | 0 | 0 | 0 | 0 | 0 | 0 | 0 | 0 | 0 | 0 | 0 | 0 | 0 | 0 | 0 | 0 | 0 | 0
[10 empty] | 0 | 0 | 0 | 0 | 0 | 0 | 0 | 0 | 0 | 0 | 0 | 0 | 0 | 0 | 0 | 0 | 0 | 0 | 0 | 0 | 0 | 0 | 0 | 0 | 0 | 0 | 0 | 0
[10 empty] | 0 | 0 | 0 | 0 | 0 | 0 | 0 | 0 | 0 | 0 | 0 | 0 | 0 | 0 | 0 | 0 | 0 | 0 | 0 | 0 | 0 | 0 | 0 | 0 | 0 | 0 | 0 | 0
[10 empty] | 0 | 0 | 0 | 0 | 0 | 0 | 0 | 0 | 0 | 0 | 0 | 0 | 0 | 0 | 0 | 0 | 0 | 0 | 0 | 0 | 0 | 0 | 0 | 0 | 0 | 0 | 0 | 0
[10 empty] | 0 | 0 | 0 | 0 | 0 | 0 | 0 | 0 | 0 | 0 | 0 | 0 | 0 | 0 | 0 | 0 | 0 | 0 | 0 | 0 | 0 | 0 | 0 | 0 | 0 | 0 | 0 | 0
[10 empty] | 0 | 0 | 0 | 0 | 0 | 0 | 0 | 0 | 0 | 0 | 0 | 0 | 0 | 0 | 0 | 0 | 0 | 0 | 0 | 0 | 0 | 0 | 0 | 0 | 0 | 0 | 0 | 0
[10 empty] | 0 | 0 | 0 | 0 | 0 | 0 | 0 | 0 | 0 | 0 | 0 | 0 | 0 | 0 | 0 | 0 | 0 | 0 | 0 | 0 | 0 | 0 | 0 | 0 | 0 | 0 | 0 | 0
[10 empty] | 0 | 0 | 0 | 0 | 0 | 0 | 0 | 0 | 0 | 0 | 0 | 0 | 0 | 0 | 0 | 0 | 0 | 0 | 0 | 0 | 0 | 0 | 0 | 0 | 0 | 0 | 0 | 0
[10 empty] | 0 | 0 | 0 | 0 | 0 | 0 | 0 | 0 | 0 | 0 | 0 | 0 | 0 | 0 | 0 | 0 | 0 | 0 | 0 | 0 | 0 | 0 | 0 | 0 | 0 | 0 | 0 | 0
[10 empty] | 0 | 0 | 0 | 0 | 0 | 0 | 0 | 0 | 0 | 0 | 0 | 0 | 0 | 0 | 0 | 0 | 0 | 0 | 0 | 0 | 0 | 0 | 0 | 0 | 0 | 0 | 0 | 0
[10 empty] | 0 | 0 | 0 | 0 | 0 | 0 | 0 | 0 | 0 | 0 | 0 | 0 | 0 | 0 | 0 | 0 | 0 | 0 | 0 | 0 | 0 | 0 | 0 | 0 | 0 | 0 | 0 | 0
[10 empty] | 0 | 0 | 0 | 0 | 0 | 0 | 0 | 0 | 0 | 0 | 0 | 0 | 0 | 0 | 0 | 0 | 0 | 0 | 0 | 0 | 0 | 0 | 0 | 0 | 0 | 0 | 0 | 0
[10 empty] | 0 | 0 | 0 | 0 | 0 | 0 | 0 | 0 | 0 | 0 | 0 | 0 | 0 | 0 | 0 | 0 | 0 | 0 | 0 | 0 | 0 | 0 | 0 | 0 | 0 | 0 | 0 | 0
[10 empty] | 0 | 0 | 0 | 0 | 0 | 0 | 0 | 0 | 0 | 0 | 0 | 0 | 0 | 0 | 0 | 0 | 0 | 0 | 0 | 0 | 0 | 0 | 0 | 0 | 0 | 0 | 0 | 0
[10 empty] | 0 | 0 | 0 | 0 | 0 | 0 | 0 | 0 | 0 | 0 | 0 | 0 | 0 | 0 | 0 | 0 | 0 | 0 | 0 | 0 | 0 | 0 | 0 | 0 | 0 | 0 | 0 | 0
[10 empty] | 0 | 0 | 0 | 0 | 0 | 0 | 0 | 0 | 0 | 0 | 0 | 0 | 0 | 0 | 0 | 0 | 0 | 0 | 0 | 0 | 0 | 0 | 0 | 0 | 0 | 0 | 0 | 0
[10 empty] | 0 | 0 | 0 | 0 | 0 | 0 | 0 | 0 | 0 | 0 | 0 | 0 | 0 | 0 | 0 | 0 | 0 | 0 | 0 | 0 | 0 | 0 | 0 | 0 | 0 | 0 | 0 | 0
[10 empty] | 0 | 0 | 0 | 0 | 0 | 0 | 0 | 0 | 0 | 0 | 0 | 0 | 0 | 0 | 0 | 0 | 0 | 0 | 0 | 0 | 0 | 0 | 0 | 0 | 0 | 0 | 0 | 0
[10 empty] | 0 | 0 | 0 | 0 | 0 | 0 | 0 | 0 | 0 | 0 | 0 | 0 | 0 | 0 | 0 | 0 | 0 | 0 | 0 | 0 | 0 | 0 | 0 | 0 | 0 | 0 | 0 | 0
[10 empty] | 0 | 0 | 0 | 0 | 0 | 0 | 0 | 0 | 0 | 0 | 0 | 0 | 0 | 0 | 0 | 0 | 0 | 0 | 0 | 0 | 0 | 0 | 0 | 0 | 0 | 0 | 0 | 0
[10 empty] | 0 | 0 | 0 | 0 | 0 | 0 | 0 | 0 | 0 | 0 | 0 | 0 | 0 | 0 | 0 | 0 | 0 | 0 | 0 | 0 | 0 | 0 | 0 | 0 | 0 | 0 | 0 | 0
[10 empty] | 0 | 0 | 0 | 0 | 0 | 0 | 0 | 0 | 0 | 0 | 0 | 0 | 0 | 0 | 0 | 0 | 0 | 0 | 0 | 0 | 0 | 0 | 0 | 0 | 0 | 0 | 0 | 0
[10 empty] | 0 | 0 | 0 | 0 | 0 | 0 | 0 | 0 | 0 | 0 | 0 | 0 | 0 | 0 | 0 | 0 | 0 | 0 | 0 | 0 | 0 | 0 | 0 | 0 | 0 | 0 | 0 | 0
[10 empty] | 0 | 0 | 0 | 0 | 0 | 0 | 0 | 0 | 0 | 0 | 0 | 0 | 0 | 0 | 0 | 0 | 0 | 0 | 0 | 0 | 0 | 0 | 0 | 0 | 0 | 0 | 0 | 0
[10 empty] | 0 | 0 | 0 | 0 | 0 | 0 | 0 | 0 | 0 | 0 | 0 | 0 | 0 | 0 | 0 | 0 | 0 | 0 | 0 | 0 | 0 | 0 | 0 | 0 | 0 | 0 | 0 | 0
[10 empty] | 0 | 0 | 0 | 0 | 0 | 0 | 0 | 0 | 0 | 0 | 0 | 0 | 0 | 0 | 0 | 0 | 0 | 0 | 0 | 0 | 0 | 0 | 0 | 0 | 0 | 0 | 0 | 0
[10 empty] | 0 | 0 | 0 | 0 | 0 | 0 | 0 | 0 | 0 | 0 | 0 | 0 | 0 | 0 | 0 | 0 | 0 | 0 | 0 | 0 | 0 | 0 | 0 | 0 | 0 | 0 | 0 | 0
[10 empty] | 0 | 0 | 0 | 0 | 0 | 0 | 0 | 0 | 0 | 0 | 0 | 0 | 0 | 0 | 0 | 0 | 0 | 0 | 0 | 0 | 0 | 0 | 0 | 0 | 0 | 0 | 0 | 0
[10 empty] | 0 | 0 | 0 | 0 | 0 | 0 | 0 | 0 | 0 | 0 | 0 | 0 | 0 | 0 | 0 | 0 | 0 | 0 | 0 | 0 | 0 | 0 | 0 | 0 | 0 | 0 | 0 | 0
[10 empty] | 0 | 0 | 0 | 0 | 0 | 0 | 0 | 0 | 0 | 0 | 0 | 0 | 0 | 0 | 0 | 0 | 0 | 0 | 0 | 0 | 0 | 0 | 0 | 0 | 0 | 0 | 0 | 0
[10 empty] | 0 | 0 | 0 | 0 | 0 | 0 | 0 | 0 | 0 | 0 | 0 | 0 | 0 | 0 | 0 | 0 | 0 | 0 | 0 | 0 | 0 | 0 | 0 | 0 | 0 | 0 | 0 | 0
[10 empty] | 0 | 0 | 0 | 0 | 0 | 0 | 0 | 0 | 0 | 0 | 0 | 0 | 0 | 0 | 0 | 0 | 0 | 0 | 0 | 0 | 0 | 0 | 0 | 0 | 0 | 0 | 0 | 0
[10 empty] | 0 | 0 | 0 | 0 | 0 | 0 | 0 | 0 | 0 | 0 | 0 | 0 | 0 | 0 | 0 | 0 | 0 | 0 | 0 | 0 | 0 | 0 | 0 | 0 | 0 | 0 | 0 | 0
[10 empty] | 0 | 0 | 0 | 0 | 0 | 0 | 0 | 0 | 0 | 0 | 0 | 0 | 0 | 0 | 0 | 0 | 0 | 0 | 0 | 0 | 0 | 0 | 0 | 0 | 0 | 0 | 0 | 0
[10 empty] | 0 | 0 | 0 | 0 | 0 | 0 | 0 | 0 | 0 | 0 | 0 | 0 | 0 | 0 | 0 | 0 | 0 | 0 | 0 | 0 | 0 | 0 | 0 | 0 | 0 | 0 | 0 | 0
[10 empty] | 0 | 0 | 0 | 0 | 0 | 0 | 0 | 0 | 0 | 0 | 0 | 0 | 0 | 0 | 0 | 0 | 0 | 0 | 0 | 0 | 0 | 0 | 0 | 0 | 0 | 0 | 0 | 0
[10 empty] | 0 | 0 | 0 | 0 | 0 | 0 | 0 | 0 | 0 | 0 | 0 | 0 | 0 | 0 | 0 | 0 | 0 | 0 | 0 | 0 | 0 | 0 | 0 | 0 | 0 | 0 | 0 | 0
[10 empty] | 0 | 0 | 0 | 0 | 0 | 0 | 0 | 0 | 0 | 0 | 0 | 0 | 0 | 0 | 0 | 0 | 0 | 0 | 0 | 0 | 0 | 0 | 0 | 0 | 0 | 0 | 0 | 0
[10 empty] | 0 | 0 | 0 | 0 | 0 | 0 | 0 | 0 | 0 | 0 | 0 | 0 | 0 | 0 | 0 | 0 | 0 | 0 | 0 | 0 | 0 | 0 | 0 | 0 | 0 | 0 | 0 | 0
[10 empty] | 0 | 0 | 0 | 0 | 0 | 0 | 0 | 0 | 0 | 0 | 0 | 0 | 0 | 0 | 0 | 0 | 0 | 0 | 0 | 0 | 0 | 0 | 0 | 0 | 0 | 0 | 0 | 0
[10 empty] | 0 | 0 | 0 | 0 | 0 | 0 | 0 | 0 | 0 | 0 | 0 | 0 | 0 | 0 | 0 | 0 | 0 | 0 | 0 | 0 | 0 | 0 | 0 | 0 | 0 | 0 | 0 | 0
[10 empty] | 0 | 0 | 0 | 0 | 0 | 0 | 0 | 0 | 0 | 0 | 0 | 0 | 0 | 0 | 0 | 0 | 0 | 0 | 0 | 0 | 0 | 0 | 0 | 0 | 0 | 0 | 0 | 0
[10 empty] | 0 | 0 | 0 | 0 | 0 | 0 | 0 | 0 | 0 | 0 | 0 | 0 | 0 | 0 | 0 | 0 | 0 | 0 | 0 | 0 | 0 | 0 | 0 | 0 | 0 | 0 | 0 | 0
[10 empty] | 0 | 0 | 0 | 0 | 0 | 0 | 0 | 0 | 0 | 0 | 0 | 0 | 0 | 0 | 0 | 0 | 0 | 0 | 0 | 0 | 0 | 0 | 0 | 0 | 0 | 0 | 0 | 0
[10 empty] | 0 | 0 | 0 | 0 | 0 | 0 | 0 | 0 | 0 | 0 | 0 | 0 | 0 | 0 | 0 | 0 | 0 | 0 | 0 | 0 | 0 | 0 | 0 | 0 | 0 | 0 | 0 | 0
[10 empty] | 0 | 0 | 0 | 0 | 0 | 0 | 0 | 0 | 0 | 0 | 0 | 0 | 0 | 0 | 0 | 0 | 0 | 0 | 0 | 0 | 0 | 0 | 0 | 0 | 0 | 0 | 0 | 0
[10 empty] | 0 | 0 | 0 | 0 | 0 | 0 | 0 | 0 | 0 | 0 | 0 | 0 | 0 | 0 | 0 | 0 | 0 | 0 | 0 | 0 | 0 | 0 | 0 | 0 | 0 | 0 | 0 | 0
[10 empty] | 0 | 0 | 0 | 0 | 0 | 0 | 0 | 0 | 0 | 0 | 0 | 0 | 0 | 0 | 0 | 0 | 0 | 0 | 0 | 0 | 0 | 0 | 0 | 0 | 0 | 0 | 0 | 0
[10 empty] | 0 | 0 | 0 | 0 | 0 | 0 | 0 | 0 | 0 | 0 | 0 | 0 | 0 | 0 | 0 | 0 | 0 | 0 | 0 | 0 | 0 | 0 | 0 | 0 | 0 | 0 | 0 | 0
[10 empty] | 0 | 0 | 0 | 0 | 0 | 0 | 0 | 0 | 0 | 0 | 0 | 0 | 0 | 0 | 0 | 0 | 0 | 0 | 0 | 0 | 0 | 0 | 0 | 0 | 0 | 0 | 0 | 0
[10 empty] | 0 | 0 | 0 | 0 | 0 | 0 | 0 | 0 | 0 | 0 | 0 | 0 | 0 | 0 | 0 | 0 | 0 | 0 | 0 | 0 | 0 | 0 | 0 | 0 | 0 | 0 | 0 | 0
[10 empty] | 0 | 0 | 0 | 0 | 0 | 0 | 0 | 0 | 0 | 0 | 0 | 0 | 0 | 0 | 0 | 0 | 0 | 0 | 0 | 0 | 0 | 0 | 0 | 0 | 0 | 0 | 0 | 0
[10 empty] | 0 | 0 | 0 | 0 | 0 | 0 | 0 | 0 | 0 | 0 | 0 | 0 | 0 | 0 | 0 | 0 | 0 | 0 | 0 | 0 | 0 | 0 | 0 | 0 | 0 | 0 | 0 | 0
[10 empty] | 0 | 0 | 0 | 0 | 0 | 0 | 0 | 0 | 0 | 0 | 0 | 0 | 0 | 0 | 0 | 0 | 0 | 0 | 0 | 0 | 0 | 0 | 0 | 0 | 0 | 0 | 0 | 0
[10 empty] | 0 | 0 | 0 | 0 | 0 | 0 | 0 | 0 | 0 | 0 | 0 | 0 | 0 | 0 | 0 | 0 | 0 | 0 | 0 | 0 | 0 | 0 | 0 | 0 | 0 | 0 | 0 | 0
[10 empty] | 0 | 0 | 0 | 0 | 0 | 0 | 0 | 0 | 0 | 0 | 0 | 0 | 0 | 0 | 0 | 0 | 0 | 0 | 0 | 0 | 0 | 0 | 0 | 0 | 0 | 0 | 0 | 0
[10 empty] | 0 | 0 | 0 | 0 | 0 | 0 | 0 | 0 | 0 | 0 | 0 | 0 | 0 | 0 | 0 | 0 | 0 | 0 | 0 | 0 | 0 | 0 | 0 | 0 | 0 | 0 | 0 | 0
[10 empty] | 0 | 0 | 0 | 0 | 0 | 0 | 0 | 0 | 0 | 0 | 0 | 0 | 0 | 0 | 0 | 0 | 0 | 0 | 0 | 0 | 0 | 0 | 0 | 0 | 0 | 0 | 0 | 0
[10 empty] | 0 | 0 | 0 | 0 | 0 | 0 | 0 | 0 | 0 | 0 | 0 | 0 | 0 | 0 | 0 | 0 | 0 | 0 | 0 | 0 | 0 | 0 | 0 | 0 | 0 | 0 | 0 | 0
[10 empty] | 0 | 0 | 0 | 0 | 0 | 0 | 0 | 0 | 0 | 0 | 0 | 0 | 0 | 0 | 0 | 0 | 0 | 0 | 0 | 0 | 0 | 0 | 0 | 0 | 0 | 0 | 0 | 0
[10 empty] | 0 | 0 | 0 | 0 | 0 | 0 | 0 | 0 | 0 | 0 | 0 | 0 | 0 | 0 | 0 | 0 | 0 | 0 | 0 | 0 | 0 | 0 | 0 | 0 | 0 | 0 | 0 | 0
[10 empty] | 0 | 0 | 0 | 0 | 0 | 0 | 0 | 0 | 0 | 0 | 0 | 0 | 0 | 0 | 0 | 0 | 0 | 0 | 0 | 0 | 0 | 0 | 0 | 0 | 0 | 0 | 0 | 0
[10 empty] | 0 | 0 | 0 | 0 | 0 | 0 | 0 | 0 | 0 | 0 | 0 | 0 | 0 | 0 | 0 | 0 | 0 | 0 | 0 | 0 | 0 | 0 | 0 | 0 | 0 | 0 | 0 | 0
[10 empty] | 0 | 0 | 0 | 0 | 0 | 0 | 0 | 0 | 0 | 0 | 0 | 0 | 0 | 0 | 0 | 0 | 0 | 0 | 0 | 0 | 0 | 0 | 0 | 0 | 0 | 0 | 0 | 0
[10 empty] | 0 | 0 | 0 | 0 | 0 | 0 | 0 | 0 | 0 | 0 | 0 | 0 | 0 | 0 | 0 | 0 | 0 | 0 | 0 | 0 | 0 | 0 | 0 | 0 | 0 | 0 | 0 | 0
[10 empty] | 0 | 0 | 0 | 0 | 0 | 0 | 0 | 0 | 0 | 0 | 0 | 0 | 0 | 0 | 0 | 0 | 0 | 0 | 0 | 0 | 0 | 0 | 0 | 0 | 0 | 0 | 0 | 0
[10 empty] | 0 | 0 | 0 | 0 | 0 | 0 | 0 | 0 | 0 | 0 | 0 | 0 | 0 | 0 | 0 | 0 | 0 | 0 | 0 | 0 | 0 | 0 | 0 | 0 | 0 | 0 | 0 | 0
[10 empty] | 0 | 0 | 0 | 0 | 0 | 0 | 0 | 0 | 0 | 0 | 0 | 0 | 0 | 0 | 0 | 0 | 0 | 0 | 0 | 0 | 0 | 0 | 0 | 0 | 0 | 0 | 0 | 0
[10 empty] | 0 | 0 | 0 | 0 | 0 | 0 | 0 | 0 | 0 | 0 | 0 | 0 | 0 | 0 | 0 | 0 | 0 | 0 | 0 | 0 | 0 | 0 | 0 | 0 | 0 | 0 | 0 | 0
[10 empty] | 0 | 0 | 0 | 0 | 0 | 0 | 0 | 0 | 0 | 0 | 0 | 0 | 0 | 0 | 0 | 0 | 0 | 0 | 0 | 0 | 0 | 0 | 0 | 0 | 0 | 0 | 0 | 0
[10 empty] | 0 | 0 | 0 | 0 | 0 | 0 | 0 | 0 | 0 | 0 | 0 | 0 | 0 | 0 | 0 | 0 | 0 | 0 | 0 | 0 | 0 | 0 | 0 | 0 | 0 | 0 | 0 | 0
[10 empty] | 0 | 0 | 0 | 0 | 0 | 0 | 0 | 0 | 0 | 0 | 0 | 0 | 0 | 0 | 0 | 0 | 0 | 0 | 0 | 0 | 0 | 0 | 0 | 0 | 0 | 0 | 0 | 0
[10 empty] | 0 | 0 | 0 | 0 | 0 | 0 | 0 | 0 | 0 | 0 | 0 | 0 | 0 | 0 | 0 | 0 | 0 | 0 | 0 | 0 | 0 | 0 | 0 | 0 | 0 | 0 | 0 | 0
[10 empty] | 0 | 0 | 0 | 0 | 0 | 0 | 0 | 0 | 0 | 0 | 0 | 0 | 0 | 0 | 0 | 0 | 0 | 0 | 0 | 0 | 0 | 0 | 0 | 0 | 0 | 0 | 0 | 0
[10 empty] | 0 | 0 | 0 | 0 | 0 | 0 | 0 | 0 | 0 | 0 | 0 | 0 | 0 | 0 | 0 | 0 | 0 | 0 | 0 | 0 | 0 | 0 | 0 | 0 | 0 | 0 | 0 | 0
[10 empty] | 0 | 0 | 0 | 0 | 0 | 0 | 0 | 0 | 0 | 0 | 0 | 0 | 0 | 0 | 0 | 0 | 0 | 0 | 0 | 0 | 0 | 0 | 0 | 0 | 0 | 0 | 0 | 0
[10 empty] | 0 | 0 | 0 | 0 | 0 | 0 | 0 | 0 | 0 | 0 | 0 | 0 | 0 | 0 | 0 | 0 | 0 | 0 | 0 | 0 | 0 | 0 | 0 | 0 | 0 | 0 | 0 | 0
[10 empty] | 0 | 0 | 0 | 0 | 0 | 0 | 0 | 0 | 0 | 0 | 0 | 0 | 0 | 0 | 0 | 0 | 0 | 0 | 0 | 0 | 0 | 0 | 0 | 0 | 0 | 0 | 0 | 0
[10 empty] | 0 | 0 | 0 | 0 | 0 | 0 | 0 | 0 | 0 | 0 | 0 | 0 | 0 | 0 | 0 | 0 | 0 | 0 | 0 | 0 | 0 | 0 | 0 | 0 | 0 | 0 | 0 | 0
[10 empty] | 0 | 0 | 0 | 0 | 0 | 0 | 0 | 0 | 0 | 0 | 0 | 0 | 0 | 0 | 0 | 0 | 0 | 0 | 0 | 0 | 0 | 0 | 0 | 0 | 0 | 0 | 0 | 0
[10 empty] | 0 | 0 | 0 | 0 | 0 | 0 | 0 | 0 | 0 | 0 | 0 | 0 | 0 | 0 | 0 | 0 | 0 | 0 | 0 | 0 | 0 | 0 | 0 | 0 | 0 | 0 | 0 | 0
[10 empty] | 0 | 0 | 0 | 0 | 0 | 0 | 0 | 0 | 0 | 0 | 0 | 0 | 0 | 0 | 0 | 0 | 0 | 0 | 0 | 0 | 0 | 0 | 0 | 0 | 0 | 0 | 0 | 0
[10 empty] | 0 | 0 | 0 | 0 | 0 | 0 | 0 | 0 | 0 | 0 | 0 | 0 | 0 | 0 | 0 | 0 | 0 | 0 | 0 | 0 | 0 | 0 | 0 | 0 | 0 | 0 | 0 | 0
[10 empty] | 0 | 0 | 0 | 0 | 0 | 0 | 0 | 0 | 0 | 0 | 0 | 0 | 0 | 0 | 0 | 0 | 0 | 0 | 0 | 0 | 0 | 0 | 0 | 0 | 0 | 0 | 0 | 0
[10 empty] | 0 | 0 | 0 | 0 | 0 | 0 | 0 | 0 | 0 | 0 | 0 | 0 | 0 | 0 | 0 | 0 | 0 | 0 | 0 | 0 | 0 | 0 | 0 | 0 | 0 | 0 | 0 | 0
[10 empty] | 0 | 0 | 0 | 0 | 0 | 0 | 0 | 0 | 0 | 0 | 0 | 0 | 0 | 0 | 0 | 0 | 0 | 0 | 0 | 0 | 0 | 0 | 0 | 0 | 0 | 0 | 0 | 0
[10 empty] | 0 | 0 | 0 | 0 | 0 | 0 | 0 | 0 | 0 | 0 | 0 | 0 | 0 | 0 | 0 | 0 | 0 | 0 | 0 | 0 | 0 | 0 | 0 | 0 | 0 | 0 | 0 | 0
[10 empty] | 0 | 0 | 0 | 0 | 0 | 0 | 0 | 0 | 0 | 0 | 0 | 0 | 0 | 0 | 0 | 0 | 0 | 0 | 0 | 0 | 0 | 0 | 0 | 0 | 0 | 0 | 0 | 0
[10 empty] | 0 | 0 | 0 | 0 | 0 | 0 | 0 | 0 | 0 | 0 | 0 | 0 | 0 | 0 | 0 | 0 | 0 | 0 | 0 | 0 | 0 | 0 | 0 | 0 | 0 | 0 | 0 | 0
[10 empty] | 0 | 0 | 0 | 0 | 0 | 0 | 0 | 0 | 0 | 0 | 0 | 0 | 0 | 0 | 0 | 0 | 0 | 0 | 0 | 0 | 0 | 0 | 0 | 0 | 0 | 0 | 0 | 0
[10 empty] | 0 | 0 | 0 | 0 | 0 | 0 | 0 | 0 | 0 | 0 | 0 | 0 | 0 | 0 | 0 | 0 | 0 | 0 | 0 | 0 | 0 | 0 | 0 | 0 | 0 | 0 | 0 | 0
[10 empty] | 0 | 0 | 0 | 0 | 0 | 0 | 0 | 0 | 0 | 0 | 0 | 0 | 0 | 0 | 0 | 0 | 0 | 0 | 0 | 0 | 0 | 0 | 0 | 0 | 0 | 0 | 0 | 0
[10 empty] | 0 | 0 | 0 | 0 | 0 | 0 | 0 | 0 | 0 | 0 | 0 | 0 | 0 | 0 | 0 | 0 | 0 | 0 | 0 | 0 | 0 | 0 | 0 | 0 | 0 | 0 | 0 | 0
[10 empty] | 0 | 0 | 0 | 0 | 0 | 0 | 0 | 0 | 0 | 0 | 0 | 0 | 0 | 0 | 0 | 0 | 0 | 0 | 0 | 0 | 0 | 0 | 0 | 0 | 0 | 0 | 0 | 0
[10 empty] | 0 | 0 | 0 | 0 | 0 | 0 | 0 | 0 | 0 | 0 | 0 | 0 | 0 | 0 | 0 | 0 | 0 | 0 | 0 | 0 | 0 | 0 | 0 | 0 | 0 | 0 | 0 | 0
[10 empty] | 0 | 0 | 0 | 0 | 0 | 0 | 0 | 0 | 0 | 0 | 0 | 0 | 0 | 0 | 0 | 0 | 0 | 0 | 0 | 0 | 0 | 0 | 0 | 0 | 0 | 0 | 0 | 0
[10 empty] | 0 | 0 | 0 | 0 | 0 | 0 | 0 | 0 | 0 | 0 | 0 | 0 | 0 | 0 | 0 | 0 | 0 | 0 | 0 | 0 | 0 | 0 | 0 | 0 | 0 | 0 | 0 | 0
[10 empty] | 0 | 0 | 0 | 0 | 0 | 0 | 0 | 0 | 0 | 0 | 0 | 0 | 0 | 0 | 0 | 0 | 0 | 0 | 0 | 0 | 0 | 0 | 0 | 0 | 0 | 0 | 0 | 0
[10 empty] | 0 | 0 | 0 | 0 | 0 | 0 | 0 | 0 | 0 | 0 | 0 | 0 | 0 | 0 | 0 | 0 | 0 | 0 | 0 | 0 | 0 | 0 | 0 | 0 | 0 | 0 | 0 | 0
[10 empty] | 0 | 0 | 0 | 0 | 0 | 0 | 0 | 0 | 0 | 0 | 0 | 0 | 0 | 0 | 0 | 0 | 0 | 0 | 0 | 0 | 0 | 0 | 0 | 0 | 0 | 0 | 0 | 0
[10 empty] | 0 | 0 | 0 | 0 | 0 | 0 | 0 | 0 | 0 | 0 | 0 | 0 | 0 | 0 | 0 | 0 | 0 | 0 | 0 | 0 | 0 | 0 | 0 | 0 | 0 | 0 | 0 | 0
[10 empty] | 0 | 0 | 0 | 0 | 0 | 0 | 0 | 0 | 0 | 0 | 0 | 0 | 0 | 0 | 0 | 0 | 0 | 0 | 0 | 0 | 0 | 0 | 0 | 0 | 0 | 0 | 0 | 0
[10 empty] | 0 | 0 | 0 | 0 | 0 | 0 | 0 | 0 | 0 | 0 | 0 | 0 | 0 | 0 | 0 | 0 | 0 | 0 | 0 | 0 | 0 | 0 | 0 | 0 | 0 | 0 | 0 | 0
[10 empty] | 0 | 0 | 0 | 0 | 0 | 0 | 0 | 0 | 0 | 0 | 0 | 0 | 0 | 0 | 0 | 0 | 0 | 0 | 0 | 0 | 0 | 0 | 0 | 0 | 0 | 0 | 0 | 0
[10 empty] | 0 | 0 | 0 | 0 | 0 | 0 | 0 | 0 | 0 | 0 | 0 | 0 | 0 | 0 | 0 | 0 | 0 | 0 | 0 | 0 | 0 | 0 | 0 | 0 | 0 | 0 | 0 | 0
[10 empty] | 0 | 0 | 0 | 0 | 0 | 0 | 0 | 0 | 0 | 0 | 0 | 0 | 0 | 0 | 0 | 0 | 0 | 0 | 0 | 0 | 0 | 0 | 0 | 0 | 0 | 0 | 0 | 0
[10 empty] | 0 | 0 | 0 | 0 | 0 | 0 | 0 | 0 | 0 | 0 | 0 | 0 | 0 | 0 | 0 | 0 | 0 | 0 | 0 | 0 | 0 | 0 | 0 | 0 | 0 | 0 | 0 | 0
[10 empty] | 0 | 0 | 0 | 0 | 0 | 0 | 0 | 0 | 0 | 0 | 0 | 0 | 0 | 0 | 0 | 0 | 0 | 0 | 0 | 0 | 0 | 0 | 0 | 0 | 0 | 0 | 0 | 0
[10 empty] | 0 | 0 | 0 | 0 | 0 | 0 | 0 | 0 | 0 | 0 | 0 | 0 | 0 | 0 | 0 | 0 | 0 | 0 | 0 | 0 | 0 | 0 | 0 | 0 | 0 | 0 | 0 | 0
[10 empty] | 0 | 0 | 0 | 0 | 0 | 0 | 0 | 0 | 0 | 0 | 0 | 0 | 0 | 0 | 0 | 0 | 0 | 0 | 0 | 0 | 0 | 0 | 0 | 0 | 0 | 0 | 0 | 0
[10 empty] | 0 | 0 | 0 | 0 | 0 | 0 | 0 | 0 | 0 | 0 | 0 | 0 | 0 | 0 | 0 | 0 | 0 | 0 | 0 | 0 | 0 | 0 | 0 | 0 | 0 | 0 | 0 | 0
[10 empty] | 0 | 0 | 0 | 0 | 0 | 0 | 0 | 0 | 0 | 0 | 0 | 0 | 0 | 0 | 0 | 0 | 0 | 0 | 0 | 0 | 0 | 0 | 0 | 0 | 0 | 0 | 0 | 0
[10 empty] | 0 | 0 | 0 | 0 | 0 | 0 | 0 | 0 | 0 | 0 | 0 | 0 | 0 | 0 | 0 | 0 | 0 | 0 | 0 | 0 | 0 | 0 | 0 | 0 | 0 | 0 | 0 | 0
[10 empty] | 0 | 0 | 0 | 0 | 0 | 0 | 0 | 0 | 0 | 0 | 0 | 0 | 0 | 0 | 0 | 0 | 0 | 0 | 0 | 0 | 0 | 0 | 0 | 0 | 0 | 0 | 0 | 0
[10 empty] | 0 | 0 | 0 | 0 | 0 | 0 | 0 | 0 | 0 | 0 | 0 | 0 | 0 | 0 | 0 | 0 | 0 | 0 | 0 | 0 | 0 | 0 | 0 | 0 | 0 | 0 | 0 | 0
[10 empty] | 0 | 0 | 0 | 0 | 0 | 0 | 0 | 0 | 0 | 0 | 0 | 0 | 0 | 0 | 0 | 0 | 0 | 0 | 0 | 0 | 0 | 0 | 0 | 0 | 0 | 0 | 0 | 0
[10 empty] | 0 | 0 | 0 | 0 | 0 | 0 | 0 | 0 | 0 | 0 | 0 | 0 | 0 | 0 | 0 | 0 | 0 | 0 | 0 | 0 | 0 | 0 | 0 | 0 | 0 | 0 | 0 | 0
[10 empty] | 0 | 0 | 0 | 0 | 0 | 0 | 0 | 0 | 0 | 0 | 0 | 0 | 0 | 0 | 0 | 0 | 0 | 0 | 0 | 0 | 0 | 0 | 0 | 0 | 0 | 0 | 0 | 0
[10 empty] | 0 | 0 | 0 | 0 | 0 | 0 | 0 | 0 | 0 | 0 | 0 | 0 | 0 | 0 | 0 | 0 | 0 | 0 | 0 | 0 | 0 | 0 | 0 | 0 | 0 | 0 | 0 | 0
[10 empty] | 0 | 0 | 0 | 0 | 0 | 0 | 0 | 0 | 0 | 0 | 0 | 0 | 0 | 0 | 0 | 0 | 0 | 0 | 0 | 0 | 0 | 0 | 0 | 0 | 0 | 0 | 0 | 0
[10 empty] | 0 | 0 | 0 | 0 | 0 | 0 | 0 | 0 | 0 | 0 | 0 | 0 | 0 | 0 | 0 | 0 | 0 | 0 | 0 | 0 | 0 | 0 | 0 | 0 | 0 | 0 | 0 | 0
[10 empty] | 0 | 0 | 0 | 0 | 0 | 0 | 0 | 0 | 0 | 0 | 0 | 0 | 0 | 0 | 0 | 0 | 0 | 0 | 0 | 0 | 0 | 0 | 0 | 0 | 0 | 0 | 0 | 0
[10 empty] | 0 | 0 | 0 | 0 | 0 | 0 | 0 | 0 | 0 | 0 | 0 | 0 | 0 | 0 | 0 | 0 | 0 | 0 | 0 | 0 | 0 | 0 | 0 | 0 | 0 | 0 | 0 | 0
[10 empty] | 0 | 0 | 0 | 0 | 0 | 0 | 0 | 0 | 0 | 0 | 0 | 0 | 0 | 0 | 0 | 0 | 0 | 0 | 0 | 0 | 0 | 0 | 0 | 0 | 0 | 0 | 0 | 0
[10 empty] | 0 | 0 | 0 | 0 | 0 | 0 | 0 | 0 | 0 | 0 | 0 | 0 | 0 | 0 | 0 | 0 | 0 | 0 | 0 | 0 | 0 | 0 | 0 | 0 | 0 | 0 | 0 | 0
[10 empty] | 0 | 0 | 0 | 0 | 0 | 0 | 0 | 0 | 0 | 0 | 0 | 0 | 0 | 0 | 0 | 0 | 0 | 0 | 0 | 0 | 0 | 0 | 0 | 0 | 0 | 0 | 0 | 0
[10 empty] | 0 | 0 | 0 | 0 | 0 | 0 | 0 | 0 | 0 | 0 | 0 | 0 | 0 | 0 | 0 | 0 | 0 | 0 | 0 | 0 | 0 | 0 | 0 | 0 | 0 | 0 | 0 | 0
[10 empty] | 0 | 0 | 0 | 0 | 0 | 0 | 0 | 0 | 0 | 0 | 0 | 0 | 0 | 0 | 0 | 0 | 0 | 0 | 0 | 0 | 0 | 0 | 0 | 0 | 0 | 0 | 0 | 0
[10 empty] | 0 | 0 | 0 | 0 | 0 | 0 | 0 | 0 | 0 | 0 | 0 | 0 | 0 | 0 | 0 | 0 | 0 | 0 | 0 | 0 | 0 | 0 | 0 | 0 | 0 | 0 | 0 | 0
[10 empty] | 0 | 0 | 0 | 0 | 0 | 0 | 0 | 0 | 0 | 0 | 0 | 0 | 0 | 0 | 0 | 0 | 0 | 0 | 0 | 0 | 0 | 0 | 0 | 0 | 0 | 0 | 0 | 0
[10 empty] | 0 | 0 | 0 | 0 | 0 | 0 | 0 | 0 | 0 | 0 | 0 | 0 | 0 | 0 | 0 | 0 | 0 | 0 | 0 | 0 | 0 | 0 | 0 | 0 | 0 | 0 | 0 | 0
[10 empty] | 0 | 0 | 0 | 0 | 0 | 0 | 0 | 0 | 0 | 0 | 0 | 0 | 0 | 0 | 0 | 0 | 0 | 0 | 0 | 0 | 0 | 0 | 0 | 0 | 0 | 0 | 0 | 0
[10 empty] | 0 | 0 | 0 | 0 | 0 | 0 | 0 | 0 | 0 | 0 | 0 | 0 | 0 | 0 | 0 | 0 | 0 | 0 | 0 | 0 | 0 | 0 | 0 | 0 | 0 | 0 | 0 | 0
[10 empty] | 0 | 0 | 0 | 0 | 0 | 0 | 0 | 0 | 0 | 0 | 0 | 0 | 0 | 0 | 0 | 0 | 0 | 0 | 0 | 0 | 0 | 0 | 0 | 0 | 0 | 0 | 0 | 0
[10 empty] | 0 | 0 | 0 | 0 | 0 | 0 | 0 | 0 | 0 | 0 | 0 | 0 | 0 | 0 | 0 | 0 | 0 | 0 | 0 | 0 | 0 | 0 | 0 | 0 | 0 | 0 | 0 | 0
[10 empty] | 0 | 0 | 0 | 0 | 0 | 0 | 0 | 0 | 0 | 0 | 0 | 0 | 0 | 0 | 0 | 0 | 0 | 0 | 0 | 0 | 0 | 0 | 0 | 0 | 0 | 0 | 0 | 0
[10 empty] | 0 | 0 | 0 | 0 | 0 | 0 | 0 | 0 | 0 | 0 | 0 | 0 | 0 | 0 | 0 | 0 | 0 | 0 | 0 | 0 | 0 | 0 | 0 | 0 | 0 | 0 | 0 | 0
[10 empty] | 0 | 0 | 0 | 0 | 0 | 0 | 0 | 0 | 0 | 0 | 0 | 0 | 0 | 0 | 0 | 0 | 0 | 0 | 0 | 0 | 0 | 0 | 0 | 0 | 0 | 0 | 0 | 0
[10 empty] | 0 | 0 | 0 | 0 | 0 | 0 | 0 | 0 | 0 | 0 | 0 | 0 | 0 | 0 | 0 | 0 | 0 | 0 | 0 | 0 | 0 | 0 | 0 | 0 | 0 | 0 | 0 | 0
[10 empty] | 0 | 0 | 0 | 0 | 0 | 0 | 0 | 0 | 0 | 0 | 0 | 0 | 0 | 0 | 0 | 0 | 0 | 0 | 0 | 0 | 0 | 0 | 0 | 0 | 0 | 0 | 0 | 0
[10 empty] | 0 | 0 | 0 | 0 | 0 | 0 | 0 | 0 | 0 | 0 | 0 | 0 | 0 | 0 | 0 | 0 | 0 | 0 | 0 | 0 | 0 | 0 | 0 | 0 | 0 | 0 | 0 | 0
[10 empty] | 0 | 0 | 0 | 0 | 0 | 0 | 0 | 0 | 0 | 0 | 0 | 0 | 0 | 0 | 0 | 0 | 0 | 0 | 0 | 0 | 0 | 0 | 0 | 0 | 0 | 0 | 0 | 0
[10 empty] | 0 | 0 | 0 | 0 | 0 | 0 | 0 | 0 | 0 | 0 | 0 | 0 | 0 | 0 | 0 | 0 | 0 | 0 | 0 | 0 | 0 | 0 | 0 | 0 | 0 | 0 | 0 | 0
[10 empty] | 0 | 0 | 0 | 0 | 0 | 0 | 0 | 0 | 0 | 0 | 0 | 0 | 0 | 0 | 0 | 0 | 0 | 0 | 0 | 0 | 0 | 0 | 0 | 0 | 0 | 0 | 0 | 0
[10 empty] | 0 | 0 | 0 | 0 | 0 | 0 | 0 | 0 | 0 | 0 | 0 | 0 | 0 | 0 | 0 | 0 | 0 | 0 | 0 | 0 | 0 | 0 | 0 | 0 | 0 | 0 | 0 | 0
[10 empty] | 0 | 0 | 0 | 0 | 0 | 0 | 0 | 0 | 0 | 0 | 0 | 0 | 0 | 0 | 0 | 0 | 0 | 0 | 0 | 0 | 0 | 0 | 0 | 0 | 0 | 0 | 0 | 0
[10 empty] | 0 | 0 | 0 | 0 | 0 | 0 | 0 | 0 | 0 | 0 | 0 | 0 | 0 | 0 | 0 | 0 | 0 | 0 | 0 | 0 | 0 | 0 | 0 | 0 | 0 | 0 | 0 | 0
[10 empty] | 0 | 0 | 0 | 0 | 0 | 0 | 0 | 0 | 0 | 0 | 0 | 0 | 0 | 0 | 0 | 0 | 0 | 0 | 0 | 0 | 0 | 0 | 0 | 0 | 0 | 0 | 0 | 0
[10 empty] | 0 | 0 | 0 | 0 | 0 | 0 | 0 | 0 | 0 | 0 | 0 | 0 | 0 | 0 | 0 | 0 | 0 | 0 | 0 | 0 | 0 | 0 | 0 | 0 | 0 | 0 | 0 | 0
[10 empty] | 0 | 0 | 0 | 0 | 0 | 0 | 0 | 0 | 0 | 0 | 0 | 0 | 0 | 0 | 0 | 0 | 0 | 0 | 0 | 0 | 0 | 0 | 0 | 0 | 0 | 0 | 0 | 0
[10 empty] | 0 | 0 | 0 | 0 | 0 | 0 | 0 | 0 | 0 | 0 | 0 | 0 | 0 | 0 | 0 | 0 | 0 | 0 | 0 | 0 | 0 | 0 | 0 | 0 | 0 | 0 | 0 | 0
[10 empty] | 0 | 0 | 0 | 0 | 0 | 0 | 0 | 0 | 0 | 0 | 0 | 0 | 0 | 0 | 0 | 0 | 0 | 0 | 0 | 0 | 0 | 0 | 0 | 0 | 0 | 0 | 0 | 0
[10 empty] | 0 | 0 | 0 | 0 | 0 | 0 | 0 | 0 | 0 | 0 | 0 | 0 | 0 | 0 | 0 | 0 | 0 | 0 | 0 | 0 | 0 | 0 | 0 | 0 | 0 | 0 | 0 | 0
[10 empty] | 0 | 0 | 0 | 0 | 0 | 0 | 0 | 0 | 0 | 0 | 0 | 0 | 0 | 0 | 0 | 0 | 0 | 0 | 0 | 0 | 0 | 0 | 0 | 0 | 0 | 0 | 0 | 0
[10 empty] | 0 | 0 | 0 | 0 | 0 | 0 | 0 | 0 | 0 | 0 | 0 | 0 | 0 | 0 | 0 | 0 | 0 | 0 | 0 | 0 | 0 | 0 | 0 | 0 | 0 | 0 | 0 | 0
[10 empty] | 0 | 0 | 0 | 0 | 0 | 0 | 0 | 0 | 0 | 0 | 0 | 0 | 0 | 0 | 0 | 0 | 0 | 0 | 0 | 0 | 0 | 0 | 0 | 0 | 0 | 0 | 0 | 0
[10 empty] | 0 | 0 | 0 | 0 | 0 | 0 | 0 | 0 | 0 | 0 | 0 | 0 | 0 | 0 | 0 | 0 | 0 | 0 | 0 | 0 | 0 | 0 | 0 | 0 | 0 | 0 | 0 | 0
[10 empty] | 0 | 0 | 0 | 0 | 0 | 0 | 0 | 0 | 0 | 0 | 0 | 0 | 0 | 0 | 0 | 0 | 0 | 0 | 0 | 0 | 0 | 0 | 0 | 0 | 0 | 0 | 0 | 0
[10 empty] | 0 | 0 | 0 | 0 | 0 | 0 | 0 | 0 | 0 | 0 | 0 | 0 | 0 | 0 | 0 | 0 | 0 | 0 | 0 | 0 | 0 | 0 | 0 | 0 | 0 | 0 | 0 | 0
[10 empty] | 0 | 0 | 0 | 0 | 0 | 0 | 0 | 0 | 0 | 0 | 0 | 0 | 0 | 0 | 0 | 0 | 0 | 0 | 0 | 0 | 0 | 0 | 0 | 0 | 0 | 0 | 0 | 0
[10 empty] | 0 | 0 | 0 | 0 | 0 | 0 | 0 | 0 | 0 | 0 | 0 | 0 | 0 | 0 | 0 | 0 | 0 | 0 | 0 | 0 | 0 | 0 | 0 | 0 | 0 | 0 | 0 | 0
[10 empty] | 0 | 0 | 0 | 0 | 0 | 0 | 0 | 0 | 0 | 0 | 0 | 0 | 0 | 0 | 0 | 0 | 0 | 0 | 0 | 0 | 0 | 0 | 0 | 0 | 0 | 0 | 0 | 0
[10 empty] | 0 | 0 | 0 | 0 | 0 | 0 | 0 | 0 | 0 | 0 | 0 | 0 | 0 | 0 | 0 | 0 | 0 | 0 | 0 | 0 | 0 | 0 | 0 | 0 | 0 | 0 | 0 | 0
[10 empty] | 0 | 0 | 0 | 0 | 0 | 0 | 0 | 0 | 0 | 0 | 0 | 0 | 0 | 0 | 0 | 0 | 0 | 0 | 0 | 0 | 0 | 0 | 0 | 0 | 0 | 0 | 0 | 0
[10 empty] | 0 | 0 | 0 | 0 | 0 | 0 | 0 | 0 | 0 | 0 | 0 | 0 | 0 | 0 | 0 | 0 | 0 | 0 | 0 | 0 | 0 | 0 | 0 | 0 | 0 | 0 | 0 | 0
[10 empty] | 0 | 0 | 0 | 0 | 0 | 0 | 0 | 0 | 0 | 0 | 0 | 0 | 0 | 0 | 0 | 0 | 0 | 0 | 0 | 0 | 0 | 0 | 0 | 0 | 0 | 0 | 0 | 0
[10 empty] | 0 | 0 | 0 | 0 | 0 | 0 | 0 | 0 | 0 | 0 | 0 | 0 | 0 | 0 | 0 | 0 | 0 | 0 | 0 | 0 | 0 | 0 | 0 | 0 | 0 | 0 | 0 | 0
[10 empty] | 0 | 0 | 0 | 0 | 0 | 0 | 0 | 0 | 0 | 0 | 0 | 0 | 0 | 0 | 0 | 0 | 0 | 0 | 0 | 0 | 0 | 0 | 0 | 0 | 0 | 0 | 0 | 0
[10 empty] | 0 | 0 | 0 | 0 | 0 | 0 | 0 | 0 | 0 | 0 | 0 | 0 | 0 | 0 | 0 | 0 | 0 | 0 | 0 | 0 | 0 | 0 | 0 | 0 | 0 | 0 | 0 | 0
[10 empty] | 0 | 0 | 0 | 0 | 0 | 0 | 0 | 0 | 0 | 0 | 0 | 0 | 0 | 0 | 0 | 0 | 0 | 0 | 0 | 0 | 0 | 0 | 0 | 0 | 0 | 0 | 0 | 0
[10 empty] | 0 | 0 | 0 | 0 | 0 | 0 | 0 | 0 | 0 | 0 | 0 | 0 | 0 | 0 | 0 | 0 | 0 | 0 | 0 | 0 | 0 | 0 | 0 | 0 | 0 | 0 | 0 | 0
[10 empty] | 0 | 0 | 0 | 0 | 0 | 0 | 0 | 0 | 0 | 0 | 0 | 0 | 0 | 0 | 0 | 0 | 0 | 0 | 0 | 0 | 0 | 0 | 0 | 0 | 0 | 0 | 0 | 0
[10 empty] | 0 | 0 | 0 | 0 | 0 | 0 | 0 | 0 | 0 | 0 | 0 | 0 | 0 | 0 | 0 | 0 | 0 | 0 | 0 | 0 | 0 | 0 | 0 | 0 | 0 | 0 | 0 | 0
[10 empty] | 0 | 0 | 0 | 0 | 0 | 0 | 0 | 0 | 0 | 0 | 0 | 0 | 0 | 0 | 0 | 0 | 0 | 0 | 0 | 0 | 0 | 0 | 0 | 0 | 0 | 0 | 0 | 0
[10 empty] | 0 | 0 | 0 | 0 | 0 | 0 | 0 | 0 | 0 | 0 | 0 | 0 | 0 | 0 | 0 | 0 | 0 | 0 | 0 | 0 | 0 | 0 | 0 | 0 | 0 | 0 | 0 | 0
[10 empty] | 0 | 0 | 0 | 0 | 0 | 0 | 0 | 0 | 0 | 0 | 0 | 0 | 0 | 0 | 0 | 0 | 0 | 0 | 0 | 0 | 0 | 0 | 0 | 0 | 0 | 0 | 0 | 0
[10 empty] | 0 | 0 | 0 | 0 | 0 | 0 | 0 | 0 | 0 | 0 | 0 | 0 | 0 | 0 | 0 | 0 | 0 | 0 | 0 | 0 | 0 | 0 | 0 | 0 | 0 | 0 | 0 | 0
[10 empty] | 0 | 0 | 0 | 0 | 0 | 0 | 0 | 0 | 0 | 0 | 0 | 0 | 0 | 0 | 0 | 0 | 0 | 0 | 0 | 0 | 0 | 0 | 0 | 0 | 0 | 0 | 0 | 0
[10 empty] | 0 | 0 | 0 | 0 | 0 | 0 | 0 | 0 | 0 | 0 | 0 | 0 | 0 | 0 | 0 | 0 | 0 | 0 | 0 | 0 | 0 | 0 | 0 | 0 | 0 | 0 | 0 | 0
[10 empty] | 0 | 0 | 0 | 0 | 0 | 0 | 0 | 0 | 0 | 0 | 0 | 0 | 0 | 0 | 0 | 0 | 0 | 0 | 0 | 0 | 0 | 0 | 0 | 0 | 0 | 0 | 0 | 0
[10 empty] | 0 | 0 | 0 | 0 | 0 | 0 | 0 | 0 | 0 | 0 | 0 | 0 | 0 | 0 | 0 | 0 | 0 | 0 | 0 | 0 | 0 | 0 | 0 | 0 | 0 | 0 | 0 | 0
[10 empty] | 0 | 0 | 0 | 0 | 0 | 0 | 0 | 0 | 0 | 0 | 0 | 0 | 0 | 0 | 0 | 0 | 0 | 0 | 0 | 0 | 0 | 0 | 0 | 0 | 0 | 0 | 0 | 0
[10 empty] | 0 | 0 | 0 | 0 | 0 | 0 | 0 | 0 | 0 | 0 | 0 | 0 | 0 | 0 | 0 | 0 | 0 | 0 | 0 | 0 | 0 | 0 | 0 | 0 | 0 | 0 | 0 | 0
[10 empty] | 0 | 0 | 0 | 0 | 0 | 0 | 0 | 0 | 0 | 0 | 0 | 0 | 0 | 0 | 0 | 0 | 0 | 0 | 0 | 0 | 0 | 0 | 0 | 0 | 0 | 0 | 0 | 0
[10 empty] | 0 | 0 | 0 | 0 | 0 | 0 | 0 | 0 | 0 | 0 | 0 | 0 | 0 | 0 | 0 | 0 | 0 | 0 | 0 | 0 | 0 | 0 | 0 | 0 | 0 | 0 | 0 | 0
[10 empty] | 0 | 0 | 0 | 0 | 0 | 0 | 0 | 0 | 0 | 0 | 0 | 0 | 0 | 0 | 0 | 0 | 0 | 0 | 0 | 0 | 0 | 0 | 0 | 0 | 0 | 0 | 0 | 0
[10 empty] | 0 | 0 | 0 | 0 | 0 | 0 | 0 | 0 | 0 | 0 | 0 | 0 | 0 | 0 | 0 | 0 | 0 | 0 | 0 | 0 | 0 | 0 | 0 | 0 | 0 | 0 | 0 | 0
[10 empty] | 0 | 0 | 0 | 0 | 0 | 0 | 0 | 0 | 0 | 0 | 0 | 0 | 0 | 0 | 0 | 0 | 0 | 0 | 0 | 0 | 0 | 0 | 0 | 0 | 0 | 0 | 0 | 0
[10 empty] | 0 | 0 | 0 | 0 | 0 | 0 | 0 | 0 | 0 | 0 | 0 | 0 | 0 | 0 | 0 | 0 | 0 | 0 | 0 | 0 | 0 | 0 | 0 | 0 | 0 | 0 | 0 | 0
[10 empty] | 0 | 0 | 0 | 0 | 0 | 0 | 0 | 0 | 0 | 0 | 0 | 0 | 0 | 0 | 0 | 0 | 0 | 0 | 0 | 0 | 0 | 0 | 0 | 0 | 0 | 0 | 0 | 0
[10 empty] | 0 | 0 | 0 | 0 | 0 | 0 | 0 | 0 | 0 | 0 | 0 | 0 | 0 | 0 | 0 | 0 | 0 | 0 | 0 | 0 | 0 | 0 | 0 | 0 | 0 | 0 | 0 | 0
[10 empty] | 0 | 0 | 0 | 0 | 0 | 0 | 0 | 0 | 0 | 0 | 0 | 0 | 0 | 0 | 0 | 0 | 0 | 0 | 0 | 0 | 0 | 0 | 0 | 0 | 0 | 0 | 0 | 0
[10 empty] | 0 | 0 | 0 | 0 | 0 | 0 | 0 | 0 | 0 | 0 | 0 | 0 | 0 | 0 | 0 | 0 | 0 | 0 | 0 | 0 | 0 | 0 | 0 | 0 | 0 | 0 | 0 | 0
[10 empty] | 0 | 0 | 0 | 0 | 0 | 0 | 0 | 0 | 0 | 0 | 0 | 0 | 0 | 0 | 0 | 0 | 0 | 0 | 0 | 0 | 0 | 0 | 0 | 0 | 0 | 0 | 0 | 0
[10 empty] | 0 | 0 | 0 | 0 | 0 | 0 | 0 | 0 | 0 | 0 | 0 | 0 | 0 | 0 | 0 | 0 | 0 | 0 | 0 | 0 | 0 | 0 | 0 | 0 | 0 | 0 | 0 | 0
[10 empty] | 0 | 0 | 0 | 0 | 0 | 0 | 0 | 0 | 0 | 0 | 0 | 0 | 0 | 0 | 0 | 0 | 0 | 0 | 0 | 0 | 0 | 0 | 0 | 0 | 0 | 0 | 0 | 0
[10 empty] | 0 | 0 | 0 | 0 | 0 | 0 | 0 | 0 | 0 | 0 | 0 | 0 | 0 | 0 | 0 | 0 | 0 | 0 | 0 | 0 | 0 | 0 | 0 | 0 | 0 | 0 | 0 | 0
[10 empty] | 0 | 0 | 0 | 0 | 0 | 0 | 0 | 0 | 0 | 0 | 0 | 0 | 0 | 0 | 0 | 0 | 0 | 0 | 0 | 0 | 0 | 0 | 0 | 0 | 0 | 0 | 0 | 0
[10 empty] | 0 | 0 | 0 | 0 | 0 | 0 | 0 | 0 | 0 | 0 | 0 | 0 | 0 | 0 | 0 | 0 | 0 | 0 | 0 | 0 | 0 | 0 | 0 | 0 | 0 | 0 | 0 | 0
[10 empty] | 0 | 0 | 0 | 0 | 0 | 0 | 0 | 0 | 0 | 0 | 0 | 0 | 0 | 0 | 0 | 0 | 0 | 0 | 0 | 0 | 0 | 0 | 0 | 0 | 0 | 0 | 0 | 0
[10 empty] | 0 | 0 | 0 | 0 | 0 | 0 | 0 | 0 | 0 | 0 | 0 | 0 | 0 | 0 | 0 | 0 | 0 | 0 | 0 | 0 | 0 | 0 | 0 | 0 | 0 | 0 | 0 | 0
[10 empty] | 0 | 0 | 0 | 0 | 0 | 0 | 0 | 0 | 0 | 0 | 0 | 0 | 0 | 0 | 0 | 0 | 0 | 0 | 0 | 0 | 0 | 0 | 0 | 0 | 0 | 0 | 0 | 0
[10 empty] | 0 | 0 | 0 | 0 | 0 | 0 | 0 | 0 | 0 | 0 | 0 | 0 | 0 | 0 | 0 | 0 | 0 | 0 | 0 | 0 | 0 | 0 | 0 | 0 | 0 | 0 | 0 | 0
[10 empty] | 0 | 0 | 0 | 0 | 0 | 0 | 0 | 0 | 0 | 0 | 0 | 0 | 0 | 0 | 0 | 0 | 0 | 0 | 0 | 0 | 0 | 0 | 0 | 0 | 0 | 0 | 0 | 0
[10 empty] | 0 | 0 | 0 | 0 | 0 | 0 | 0 | 0 | 0 | 0 | 0 | 0 | 0 | 0 | 0 | 0 | 0 | 0 | 0 | 0 | 0 | 0 | 0 | 0 | 0 | 0 | 0 | 0
[10 empty] | 0 | 0 | 0 | 0 | 0 | 0 | 0 | 0 | 0 | 0 | 0 | 0 | 0 | 0 | 0 | 0 | 0 | 0 | 0 | 0 | 0 | 0 | 0 | 0 | 0 | 0 | 0 | 0
[10 empty] | 0 | 0 | 0 | 0 | 0 | 0 | 0 | 0 | 0 | 0 | 0 | 0 | 0 | 0 | 0 | 0 | 0 | 0 | 0 | 0 | 0 | 0 | 0 | 0 | 0 | 0 | 0 | 0
[10 empty] | 0 | 0 | 0 | 0 | 0 | 0 | 0 | 0 | 0 | 0 | 0 | 0 | 0 | 0 | 0 | 0 | 0 | 0 | 0 | 0 | 0 | 0 | 0 | 0 | 0 | 0 | 0 | 0
[10 empty] | 0 | 0 | 0 | 0 | 0 | 0 | 0 | 0 | 0 | 0 | 0 | 0 | 0 | 0 | 0 | 0 | 0 | 0 | 0 | 0 | 0 | 0 | 0 | 0 | 0 | 0 | 0 | 0
[10 empty] | 0 | 0 | 0 | 0 | 0 | 0 | 0 | 0 | 0 | 0 | 0 | 0 | 0 | 0 | 0 | 0 | 0 | 0 | 0 | 0 | 0 | 0 | 0 | 0 | 0 | 0 | 0 | 0
[10 empty] | 0 | 0 | 0 | 0 | 0 | 0 | 0 | 0 | 0 | 0 | 0 | 0 | 0 | 0 | 0 | 0 | 0 | 0 | 0 | 0 | 0 | 0 | 0 | 0 | 0 | 0 | 0 | 0
[10 empty] | 0 | 0 | 0 | 0 | 0 | 0 | 0 | 0 | 0 | 0 | 0 | 0 | 0 | 0 | 0 | 0 | 0 | 0 | 0 | 0 | 0 | 0 | 0 | 0 | 0 | 0 | 0 | 0
[10 empty] | 0 | 0 | 0 | 0 | 0 | 0 | 0 | 0 | 0 | 0 | 0 | 0 | 0 | 0 | 0 | 0 | 0 | 0 | 0 | 0 | 0 | 0 | 0 | 0 | 0 | 0 | 0 | 0
[10 empty] | 0 | 0 | 0 | 0 | 0 | 0 | 0 | 0 | 0 | 0 | 0 | 0 | 0 | 0 | 0 | 0 | 0 | 0 | 0 | 0 | 0 | 0 | 0 | 0 | 0 | 0 | 0 | 0
[10 empty] | 0 | 0 | 0 | 0 | 0 | 0 | 0 | 0 | 0 | 0 | 0 | 0 | 0 | 0 | 0 | 0 | 0 | 0 | 0 | 0 | 0 | 0 | 0 | 0 | 0 | 0 | 0 | 0
[10 empty] | 0 | 0 | 0 | 0 | 0 | 0 | 0 | 0 | 0 | 0 | 0 | 0 | 0 | 0 | 0 | 0 | 0 | 0 | 0 | 0 | 0 | 0 | 0 | 0 | 0 | 0 | 0 | 0
[10 empty] | 0 | 0 | 0 | 0 | 0 | 0 | 0 | 0 | 0 | 0 | 0 | 0 | 0 | 0 | 0 | 0 | 0 | 0 | 0 | 0 | 0 | 0 | 0 | 0 | 0 | 0 | 0 | 0
[10 empty] | 0 | 0 | 0 | 0 | 0 | 0 | 0 | 0 | 0 | 0 | 0 | 0 | 0 | 0 | 0 | 0 | 0 | 0 | 0 | 0 | 0 | 0 | 0 | 0 | 0 | 0 | 0 | 0
[10 empty] | 0 | 0 | 0 | 0 | 0 | 0 | 0 | 0 | 0 | 0 | 0 | 0 | 0 | 0 | 0 | 0 | 0 | 0 | 0 | 0 | 0 | 0 | 0 | 0 | 0 | 0 | 0 | 0
[10 empty] | 0 | 0 | 0 | 0 | 0 | 0 | 0 | 0 | 0 | 0 | 0 | 0 | 0 | 0 | 0 | 0 | 0 | 0 | 0 | 0 | 0 | 0 | 0 | 0 | 0 | 0 | 0 | 0
[10 empty] | 0 | 0 | 0 | 0 | 0 | 0 | 0 | 0 | 0 | 0 | 0 | 0 | 0 | 0 | 0 | 0 | 0 | 0 | 0 | 0 | 0 | 0 | 0 | 0 | 0 | 0 | 0 | 0
[10 empty] | 0 | 0 | 0 | 0 | 0 | 0 | 0 | 0 | 0 | 0 | 0 | 0 | 0 | 0 | 0 | 0 | 0 | 0 | 0 | 0 | 0 | 0 | 0 | 0 | 0 | 0 | 0 | 0
[10 empty] | 0 | 0 | 0 | 0 | 0 | 0 | 0 | 0 | 0 | 0 | 0 | 0 | 0 | 0 | 0 | 0 | 0 | 0 | 0 | 0 | 0 | 0 | 0 | 0 | 0 | 0 | 0 | 0
[10 empty] | 0 | 0 | 0 | 0 | 0 | 0 | 0 | 0 | 0 | 0 | 0 | 0 | 0 | 0 | 0 | 0 | 0 | 0 | 0 | 0 | 0 | 0 | 0 | 0 | 0 | 0 | 0 | 0
[10 empty] | 0 | 0 | 0 | 0 | 0 | 0 | 0 | 0 | 0 | 0 | 0 | 0 | 0 | 0 | 0 | 0 | 0 | 0 | 0 | 0 | 0 | 0 | 0 | 0 | 0 | 0 | 0 | 0
[10 empty] | 0 | 0 | 0 | 0 | 0 | 0 | 0 | 0 | 0 | 0 | 0 | 0 | 0 | 0 | 0 | 0 | 0 | 0 | 0 | 0 | 0 | 0 | 0 | 0 | 0 | 0 | 0 | 0
[10 empty] | 0 | 0 | 0 | 0 | 0 | 0 | 0 | 0 | 0 | 0 | 0 | 0 | 0 | 0 | 0 | 0 | 0 | 0 | 0 | 0 | 0 | 0 | 0 | 0 | 0 | 0 | 0 | 0
[10 empty] | 0 | 0 | 0 | 0 | 0 | 0 | 0 | 0 | 0 | 0 | 0 | 0 | 0 | 0 | 0 | 0 | 0 | 0 | 0 | 0 | 0 | 0 | 0 | 0 | 0 | 0 | 0 | 0
[10 empty] | 0 | 0 | 0 | 0 | 0 | 0 | 0 | 0 | 0 | 0 | 0 | 0 | 0 | 0 | 0 | 0 | 0 | 0 | 0 | 0 | 0 | 0 | 0 | 0 | 0 | 0 | 0 | 0
[10 empty] | 0 | 0 | 0 | 0 | 0 | 0 | 0 | 0 | 0 | 0 | 0 | 0 | 0 | 0 | 0 | 0 | 0 | 0 | 0 | 0 | 0 | 0 | 0 | 0 | 0 | 0 | 0 | 0
[10 empty] | 0 | 0 | 0 | 0 | 0 | 0 | 0 | 0 | 0 | 0 | 0 | 0 | 0 | 0 | 0 | 0 | 0 | 0 | 0 | 0 | 0 | 0 | 0 | 0 | 0 | 0 | 0 | 0
[10 empty] | 0 | 0 | 0 | 0 | 0 | 0 | 0 | 0 | 0 | 0 | 0 | 0 | 0 | 0 | 0 | 0 | 0 | 0 | 0 | 0 | 0 | 0 | 0 | 0 | 0 | 0 | 0 | 0
[10 empty] | 0 | 0 | 0 | 0 | 0 | 0 | 0 | 0 | 0 | 0 | 0 | 0 | 0 | 0 | 0 | 0 | 0 | 0 | 0 | 0 | 0 | 0 | 0 | 0 | 0 | 0 | 0 | 0
[10 empty] | 0 | 0 | 0 | 0 | 0 | 0 | 0 | 0 | 0 | 0 | 0 | 0 | 0 | 0 | 0 | 0 | 0 | 0 | 0 | 0 | 0 | 0 | 0 | 0 | 0 | 0 | 0 | 0
[10 empty] | 0 | 0 | 0 | 0 | 0 | 0 | 0 | 0 | 0 | 0 | 0 | 0 | 0 | 0 | 0 | 0 | 0 | 0 | 0 | 0 | 0 | 0 | 0 | 0 | 0 | 0 | 0 | 0
[10 empty] | 0 | 0 | 0 | 0 | 0 | 0 | 0 | 0 | 0 | 0 | 0 | 0 | 0 | 0 | 0 | 0 | 0 | 0 | 0 | 0 | 0 | 0 | 0 | 0 | 0 | 0 | 0 | 0
[10 empty] | 0 | 0 | 0 | 0 | 0 | 0 | 0 | 0 | 0 | 0 | 0 | 0 | 0 | 0 | 0 | 0 | 0 | 0 | 0 | 0 | 0 | 0 | 0 | 0 | 0 | 0 | 0 | 0
[10 empty] | 0 | 0 | 0 | 0 | 0 | 0 | 0 | 0 | 0 | 0 | 0 | 0 | 0 | 0 | 0 | 0 | 0 | 0 | 0 | 0 | 0 | 0 | 0 | 0 | 0 | 0 | 0 | 0
[10 empty] | 0 | 0 | 0 | 0 | 0 | 0 | 0 | 0 | 0 | 0 | 0 | 0 | 0 | 0 | 0 | 0 | 0 | 0 | 0 | 0 | 0 | 0 | 0 | 0 | 0 | 0 | 0 | 0
[10 empty] | 0 | 0 | 0 | 0 | 0 | 0 | 0 | 0 | 0 | 0 | 0 | 0 | 0 | 0 | 0 | 0 | 0 | 0 | 0 | 0 | 0 | 0 | 0 | 0 | 0 | 0 | 0 | 0
[10 empty] | 0 | 0 | 0 | 0 | 0 | 0 | 0 | 0 | 0 | 0 | 0 | 0 | 0 | 0 | 0 | 0 | 0 | 0 | 0 | 0 | 0 | 0 | 0 | 0 | 0 | 0 | 0 | 0
[10 empty] | 0 | 0 | 0 | 0 | 0 | 0 | 0 | 0 | 0 | 0 | 0 | 0 | 0 | 0 | 0 | 0 | 0 | 0 | 0 | 0 | 0 | 0 | 0 | 0 | 0 | 0 | 0 | 0
[10 empty] | 0 | 0 | 0 | 0 | 0 | 0 | 0 | 0 | 0 | 0 | 0 | 0 | 0 | 0 | 0 | 0 | 0 | 0 | 0 | 0 | 0 | 0 | 0 | 0 | 0 | 0 | 0 | 0
[10 empty] | 0 | 0 | 0 | 0 | 0 | 0 | 0 | 0 | 0 | 0 | 0 | 0 | 0 | 0 | 0 | 0 | 0 | 0 | 0 | 0 | 0 | 0 | 0 | 0 | 0 | 0 | 0 | 0
[10 empty] | 0 | 0 | 0 | 0 | 0 | 0 | 0 | 0 | 0 | 0 | 0 | 0 | 0 | 0 | 0 | 0 | 0 | 0 | 0 | 0 | 0 | 0 | 0 | 0 | 0 | 0 | 0 | 0
[10 empty] | 0 | 0 | 0 | 0 | 0 | 0 | 0 | 0 | 0 | 0 | 0 | 0 | 0 | 0 | 0 | 0 | 0 | 0 | 0 | 0 | 0 | 0 | 0 | 0 | 0 | 0 | 0 | 0
[10 empty] | 0 | 0 | 0 | 0 | 0 | 0 | 0 | 0 | 0 | 0 | 0 | 0 | 0 | 0 | 0 | 0 | 0 | 0 | 0 | 0 | 0 | 0 | 0 | 0 | 0 | 0 | 0 | 0
[10 empty] | 0 | 0 | 0 | 0 | 0 | 0 | 0 | 0 | 0 | 0 | 0 | 0 | 0 | 0 | 0 | 0 | 0 | 0 | 0 | 0 | 0 | 0 | 0 | 0 | 0 | 0 | 0 | 0
[10 empty] | 0 | 0 | 0 | 0 | 0 | 0 | 0 | 0 | 0 | 0 | 0 | 0 | 0 | 0 | 0 | 0 | 0 | 0 | 0 | 0 | 0 | 0 | 0 | 0 | 0 | 0 | 0 | 0
[10 empty] | 0 | 0 | 0 | 0 | 0 | 0 | 0 | 0 | 0 | 0 | 0 | 0 | 0 | 0 | 0 | 0 | 0 | 0 | 0 | 0 | 0 | 0 | 0 | 0 | 0 | 0 | 0 | 0
[10 empty] | 0 | 0 | 0 | 0 | 0 | 0 | 0 | 0 | 0 | 0 | 0 | 0 | 0 | 0 | 0 | 0 | 0 | 0 | 0 | 0 | 0 | 0 | 0 | 0 | 0 | 0 | 0 | 0
[10 empty] | 0 | 0 | 0 | 0 | 0 | 0 | 0 | 0 | 0 | 0 | 0 | 0 | 0 | 0 | 0 | 0 | 0 | 0 | 0 | 0 | 0 | 0 | 0 | 0 | 0 | 0 | 0 | 0
[10 empty] | 0 | 0 | 0 | 0 | 0 | 0 | 0 | 0 | 0 | 0 | 0 | 0 | 0 | 0 | 0 | 0 | 0 | 0 | 0 | 0 | 0 | 0 | 0 | 0 | 0 | 0 | 0 | 0
[10 empty] | 0 | 0 | 0 | 0 | 0 | 0 | 0 | 0 | 0 | 0 | 0 | 0 | 0 | 0 | 0 | 0 | 0 | 0 | 0 | 0 | 0 | 0 | 0 | 0 | 0 | 0 | 0 | 0
[10 empty] | 0 | 0 | 0 | 0 | 0 | 0 | 0 | 0 | 0 | 0 | 0 | 0 | 0 | 0 | 0 | 0 | 0 | 0 | 0 | 0 | 0 | 0 | 0 | 0 | 0 | 0 | 0 | 0
[10 empty] | 0 | 0 | 0 | 0 | 0 | 0 | 0 | 0 | 0 | 0 | 0 | 0 | 0 | 0 | 0 | 0 | 0 | 0 | 0 | 0 | 0 | 0 | 0 | 0 | 0 | 0 | 0 | 0
[10 empty] | 0 | 0 | 0 | 0 | 0 | 0 | 0 | 0 | 0 | 0 | 0 | 0 | 0 | 0 | 0 | 0 | 0 | 0 | 0 | 0 | 0 | 0 | 0 | 0 | 0 | 0 | 0 | 0
[10 empty] | 0 | 0 | 0 | 0 | 0 | 0 | 0 | 0 | 0 | 0 | 0 | 0 | 0 | 0 | 0 | 0 | 0 | 0 | 0 | 0 | 0 | 0 | 0 | 0 | 0 | 0 | 0 | 0
[10 empty] | 0 | 0 | 0 | 0 | 0 | 0 | 0 | 0 | 0 | 0 | 0 | 0 | 0 | 0 | 0 | 0 | 0 | 0 | 0 | 0 | 0 | 0 | 0 | 0 | 0 | 0 | 0 | 0
[10 empty] | 0 | 0 | 0 | 0 | 0 | 0 | 0 | 0 | 0 | 0 | 0 | 0 | 0 | 0 | 0 | 0 | 0 | 0 | 0 | 0 | 0 | 0 | 0 | 0 | 0 | 0 | 0 | 0
[10 empty] | 0 | 0 | 0 | 0 | 0 | 0 | 0 | 0 | 0 | 0 | 0 | 0 | 0 | 0 | 0 | 0 | 0 | 0 | 0 | 0 | 0 | 0 | 0 | 0 | 0 | 0 | 0 | 0
[10 empty] | 0 | 0 | 0 | 0 | 0 | 0 | 0 | 0 | 0 | 0 | 0 | 0 | 0 | 0 | 0 | 0 | 0 | 0 | 0 | 0 | 0 | 0 | 0 | 0 | 0 | 0 | 0 | 0
[10 empty] | 0 | 0 | 0 | 0 | 0 | 0 | 0 | 0 | 0 | 0 | 0 | 0 | 0 | 0 | 0 | 0 | 0 | 0 | 0 | 0 | 0 | 0 | 0 | 0 | 0 | 0 | 0 | 0
[10 empty] | 0 | 0 | 0 | 0 | 0 | 0 | 0 | 0 | 0 | 0 | 0 | 0 | 0 | 0 | 0 | 0 | 0 | 0 | 0 | 0 | 0 | 0 | 0 | 0 | 0 | 0 | 0 | 0
[10 empty] | 0 | 0 | 0 | 0 | 0 | 0 | 0 | 0 | 0 | 0 | 0 | 0 | 0 | 0 | 0 | 0 | 0 | 0 | 0 | 0 | 0 | 0 | 0 | 0 | 0 | 0 | 0 | 0
[10 empty] | 0 | 0 | 0 | 0 | 0 | 0 | 0 | 0 | 0 | 0 | 0 | 0 | 0 | 0 | 0 | 0 | 0 | 0 | 0 | 0 | 0 | 0 | 0 | 0 | 0 | 0 | 0 | 0
[10 empty] | 0 | 0 | 0 | 0 | 0 | 0 | 0 | 0 | 0 | 0 | 0 | 0 | 0 | 0 | 0 | 0 | 0 | 0 | 0 | 0 | 0 | 0 | 0 | 0 | 0 | 0 | 0 | 0
[10 empty] | 0 | 0 | 0 | 0 | 0 | 0 | 0 | 0 | 0 | 0 | 0 | 0 | 0 | 0 | 0 | 0 | 0 | 0 | 0 | 0 | 0 | 0 | 0 | 0 | 0 | 0 | 0 | 0
[10 empty] | 0 | 0 | 0 | 0 | 0 | 0 | 0 | 0 | 0 | 0 | 0 | 0 | 0 | 0 | 0 | 0 | 0 | 0 | 0 | 0 | 0 | 0 | 0 | 0 | 0 | 0 | 0 | 0
[10 empty] | 0 | 0 | 0 | 0 | 0 | 0 | 0 | 0 | 0 | 0 | 0 | 0 | 0 | 0 | 0 | 0 | 0 | 0 | 0 | 0 | 0 | 0 | 0 | 0 | 0 | 0 | 0 | 0
[10 empty] | 0 | 0 | 0 | 0 | 0 | 0 | 0 | 0 | 0 | 0 | 0 | 0 | 0 | 0 | 0 | 0 | 0 | 0 | 0 | 0 | 0 | 0 | 0 | 0 | 0 | 0 | 0 | 0
[10 empty] | 0 | 0 | 0 | 0 | 0 | 0 | 0 | 0 | 0 | 0 | 0 | 0 | 0 | 0 | 0 | 0 | 0 | 0 | 0 | 0 | 0 | 0 | 0 | 0 | 0 | 0 | 0 | 0
[10 empty] | 0 | 0 | 0 | 0 | 0 | 0 | 0 | 0 | 0 | 0 | 0 | 0 | 0 | 0 | 0 | 0 | 0 | 0 | 0 | 0 | 0 | 0 | 0 | 0 | 0 | 0 | 0 | 0
[10 empty] | 0 | 0 | 0 | 0 | 0 | 0 | 0 | 0 | 0 | 0 | 0 | 0 | 0 | 0 | 0 | 0 | 0 | 0 | 0 | 0 | 0 | 0 | 0 | 0 | 0 | 0 | 0 | 0
[10 empty] | 0 | 0 | 0 | 0 | 0 | 0 | 0 | 0 | 0 | 0 | 0 | 0 | 0 | 0 | 0 | 0 | 0 | 0 | 0 | 0 | 0 | 0 | 0 | 0 | 0 | 0 | 0 | 0
[10 empty] | 0 | 0 | 0 | 0 | 0 | 0 | 0 | 0 | 0 | 0 | 0 | 0 | 0 | 0 | 0 | 0 | 0 | 0 | 0 | 0 | 0 | 0 | 0 | 0 | 0 | 0 | 0 | 0
[10 empty] | 0 | 0 | 0 | 0 | 0 | 0 | 0 | 0 | 0 | 0 | 0 | 0 | 0 | 0 | 0 | 0 | 0 | 0 | 0 | 0 | 0 | 0 | 0 | 0 | 0 | 0 | 0 | 0
[10 empty] | 0 | 0 | 0 | 0 | 0 | 0 | 0 | 0 | 0 | 0 | 0 | 0 | 0 | 0 | 0 | 0 | 0 | 0 | 0 | 0 | 0 | 0 | 0 | 0 | 0 | 0 | 0 | 0
[10 empty] | 0 | 0 | 0 | 0 | 0 | 0 | 0 | 0 | 0 | 0 | 0 | 0 | 0 | 0 | 0 | 0 | 0 | 0 | 0 | 0 | 0 | 0 | 0 | 0 | 0 | 0 | 0 | 0
[10 empty] | 0 | 0 | 0 | 0 | 0 | 0 | 0 | 0 | 0 | 0 | 0 | 0 | 0 | 0 | 0 | 0 | 0 | 0 | 0 | 0 | 0 | 0 | 0 | 0 | 0 | 0 | 0 | 0
[10 empty] | 0 | 0 | 0 | 0 | 0 | 0 | 0 | 0 | 0 | 0 | 0 | 0 | 0 | 0 | 0 | 0 | 0 | 0 | 0 | 0 | 0 | 0 | 0 | 0 | 0 | 0 | 0 | 0
[10 empty] | 0 | 0 | 0 | 0 | 0 | 0 | 0 | 0 | 0 | 0 | 0 | 0 | 0 | 0 | 0 | 0 | 0 | 0 | 0 | 0 | 0 | 0 | 0 | 0 | 0 | 0 | 0 | 0
[10 empty] | 0 | 0 | 0 | 0 | 0 | 0 | 0 | 0 | 0 | 0 | 0 | 0 | 0 | 0 | 0 | 0 | 0 | 0 | 0 | 0 | 0 | 0 | 0 | 0 | 0 | 0 | 0 | 0
[10 empty] | 0 | 0 | 0 | 0 | 0 | 0 | 0 | 0 | 0 | 0 | 0 | 0 | 0 | 0 | 0 | 0 | 0 | 0 | 0 | 0 | 0 | 0 | 0 | 0 | 0 | 0 | 0 | 0
[10 empty] | 0 | 0 | 0 | 0 | 0 | 0 | 0 | 0 | 0 | 0 | 0 | 0 | 0 | 0 | 0 | 0 | 0 | 0 | 0 | 0 | 0 | 0 | 0 | 0 | 0 | 0 | 0 | 0
[10 empty] | 0 | 0 | 0 | 0 | 0 | 0 | 0 | 0 | 0 | 0 | 0 | 0 | 0 | 0 | 0 | 0 | 0 | 0 | 0 | 0 | 0 | 0 | 0 | 0 | 0 | 0 | 0 | 0
[10 empty] | 0 | 0 | 0 | 0 | 0 | 0 | 0 | 0 | 0 | 0 | 0 | 0 | 0 | 0 | 0 | 0 | 0 | 0 | 0 | 0 | 0 | 0 | 0 | 0 | 0 | 0 | 0 | 0
[10 empty] | 0 | 0 | 0 | 0 | 0 | 0 | 0 | 0 | 0 | 0 | 0 | 0 | 0 | 0 | 0 | 0 | 0 | 0 | 0 | 0 | 0 | 0 | 0 | 0 | 0 | 0 | 0 | 0
[10 empty] | 0 | 0 | 0 | 0 | 0 | 0 | 0 | 0 | 0 | 0 | 0 | 0 | 0 | 0 | 0 | 0 | 0 | 0 | 0 | 0 | 0 | 0 | 0 | 0 | 0 | 0 | 0 | 0
[10 empty] | 0 | 0 | 0 | 0 | 0 | 0 | 0 | 0 | 0 | 0 | 0 | 0 | 0 | 0 | 0 | 0 | 0 | 0 | 0 | 0 | 0 | 0 | 0 | 0 | 0 | 0 | 0 | 0
[10 empty] | 0 | 0 | 0 | 0 | 0 | 0 | 0 | 0 | 0 | 0 | 0 | 0 | 0 | 0 | 0 | 0 | 0 | 0 | 0 | 0 | 0 | 0 | 0 | 0 | 0 | 0 | 0 | 0
[10 empty] | 0 | 0 | 0 | 0 | 0 | 0 | 0 | 0 | 0 | 0 | 0 | 0 | 0 | 0 | 0 | 0 | 0 | 0 | 0 | 0 | 0 | 0 | 0 | 0 | 0 | 0 | 0 | 0
[10 empty] | 0 | 0 | 0 | 0 | 0 | 0 | 0 | 0 | 0 | 0 | 0 | 0 | 0 | 0 | 0 | 0 | 0 | 0 | 0 | 0 | 0 | 0 | 0 | 0 | 0 | 0 | 0 | 0
[10 empty] | 0 | 0 | 0 | 0 | 0 | 0 | 0 | 0 | 0 | 0 | 0 | 0 | 0 | 0 | 0 | 0 | 0 | 0 | 0 | 0 | 0 | 0 | 0 | 0 | 0 | 0 | 0 | 0
[10 empty] | 0 | 0 | 0 | 0 | 0 | 0 | 0 | 0 | 0 | 0 | 0 | 0 | 0 | 0 | 0 | 0 | 0 | 0 | 0 | 0 | 0 | 0 | 0 | 0 | 0 | 0 | 0 | 0
[10 empty] | 0 | 0 | 0 | 0 | 0 | 0 | 0 | 0 | 0 | 0 | 0 | 0 | 0 | 0 | 0 | 0 | 0 | 0 | 0 | 0 | 0 | 0 | 0 | 0 | 0 | 0 | 0 | 0
[10 empty] | 0 | 0 | 0 | 0 | 0 | 0 | 0 | 0 | 0 | 0 | 0 | 0 | 0 | 0 | 0 | 0 | 0 | 0 | 0 | 0 | 0 | 0 | 0 | 0 | 0 | 0 | 0 | 0
[10 empty] | 0 | 0 | 0 | 0 | 0 | 0 | 0 | 0 | 0 | 0 | 0 | 0 | 0 | 0 | 0 | 0 | 0 | 0 | 0 | 0 | 0 | 0 | 0 | 0 | 0 | 0 | 0 | 0
[10 empty] | 0 | 0 | 0 | 0 | 0 | 0 | 0 | 0 | 0 | 0 | 0 | 0 | 0 | 0 | 0 | 0 | 0 | 0 | 0 | 0 | 0 | 0 | 0 | 0 | 0 | 0 | 0 | 0
[10 empty] | 0 | 0 | 0 | 0 | 0 | 0 | 0 | 0 | 0 | 0 | 0 | 0 | 0 | 0 | 0 | 0 | 0 | 0 | 0 | 0 | 0 | 0 | 0 | 0 | 0 | 0 | 0 | 0
[10 empty] | 0 | 0 | 0 | 0 | 0 | 0 | 0 | 0 | 0 | 0 | 0 | 0 | 0 | 0 | 0 | 0 | 0 | 0 | 0 | 0 | 0 | 0 | 0 | 0 | 0 | 0 | 0 | 0
[10 empty] | 0 | 0 | 0 | 0 | 0 | 0 | 0 | 0 | 0 | 0 | 0 | 0 | 0 | 0 | 0 | 0 | 0 | 0 | 0 | 0 | 0 | 0 | 0 | 0 | 0 | 0 | 0 | 0
[10 empty] | 0 | 0 | 0 | 0 | 0 | 0 | 0 | 0 | 0 | 0 | 0 | 0 | 0 | 0 | 0 | 0 | 0 | 0 | 0 | 0 | 0 | 0 | 0 | 0 | 0 | 0 | 0 | 0
[10 empty] | 0 | 0 | 0 | 0 | 0 | 0 | 0 | 0 | 0 | 0 | 0 | 0 | 0 | 0 | 0 | 0 | 0 | 0 | 0 | 0 | 0 | 0 | 0 | 0 | 0 | 0 | 0 | 0
[10 empty] | 0 | 0 | 0 | 0 | 0 | 0 | 0 | 0 | 0 | 0 | 0 | 0 | 0 | 0 | 0 | 0 | 0 | 0 | 0 | 0 | 0 | 0 | 0 | 0 | 0 | 0 | 0 | 0
[10 empty] | 0 | 0 | 0 | 0 | 0 | 0 | 0 | 0 | 0 | 0 | 0 | 0 | 0 | 0 | 0 | 0 | 0 | 0 | 0 | 0 | 0 | 0 | 0 | 0 | 0 | 0 | 0 | 0
[10 empty] | 0 | 0 | 0 | 0 | 0 | 0 | 0 | 0 | 0 | 0 | 0 | 0 | 0 | 0 | 0 | 0 | 0 | 0 | 0 | 0 | 0 | 0 | 0 | 0 | 0 | 0 | 0 | 0
[10 empty] | 0 | 0 | 0 | 0 | 0 | 0 | 0 | 0 | 0 | 0 | 0 | 0 | 0 | 0 | 0 | 0 | 0 | 0 | 0 | 0 | 0 | 0 | 0 | 0 | 0 | 0 | 0 | 0
[10 empty] | 0 | 0 | 0 | 0 | 0 | 0 | 0 | 0 | 0 | 0 | 0 | 0 | 0 | 0 | 0 | 0 | 0 | 0 | 0 | 0 | 0 | 0 | 0 | 0 | 0 | 0 | 0 | 0
[10 empty] | 0 | 0 | 0 | 0 | 0 | 0 | 0 | 0 | 0 | 0 | 0 | 0 | 0 | 0 | 0 | 0 | 0 | 0 | 0 | 0 | 0 | 0 | 0 | 0 | 0 | 0 | 0 | 0
[10 empty] | 0 | 0 | 0 | 0 | 0 | 0 | 0 | 0 | 0 | 0 | 0 | 0 | 0 | 0 | 0 | 0 | 0 | 0 | 0 | 0 | 0 | 0 | 0 | 0 | 0 | 0 | 0 | 0
[10 empty] | 0 | 0 | 0 | 0 | 0 | 0 | 0 | 0 | 0 | 0 | 0 | 0 | 0 | 0 | 0 | 0 | 0 | 0 | 0 | 0 | 0 | 0 | 0 | 0 | 0 | 0 | 0 | 0
[10 empty] | 0 | 0 | 0 | 0 | 0 | 0 | 0 | 0 | 0 | 0 | 0 | 0 | 0 | 0 | 0 | 0 | 0 | 0 | 0 | 0 | 0 | 0 | 0 | 0 | 0 | 0 | 0 | 0
[10 empty] | 0 | 0 | 0 | 0 | 0 | 0 | 0 | 0 | 0 | 0 | 0 | 0 | 0 | 0 | 0 | 0 | 0 | 0 | 0 | 0 | 0 | 0 | 0 | 0 | 0 | 0 | 0 | 0
[10 empty] | 0 | 0 | 0 | 0 | 0 | 0 | 0 | 0 | 0 | 0 | 0 | 0 | 0 | 0 | 0 | 0 | 0 | 0 | 0 | 0 | 0 | 0 | 0 | 0 | 0 | 0 | 0 | 0
[10 empty] | 0 | 0 | 0 | 0 | 0 | 0 | 0 | 0 | 0 | 0 | 0 | 0 | 0 | 0 | 0 | 0 | 0 | 0 | 0 | 0 | 0 | 0 | 0 | 0 | 0 | 0 | 0 | 0
[10 empty] | 0 | 0 | 0 | 0 | 0 | 0 | 0 | 0 | 0 | 0 | 0 | 0 | 0 | 0 | 0 | 0 | 0 | 0 | 0 | 0 | 0 | 0 | 0 | 0 | 0 | 0 | 0 | 0
[10 empty] | 0 | 0 | 0 | 0 | 0 | 0 | 0 | 0 | 0 | 0 | 0 | 0 | 0 | 0 | 0 | 0 | 0 | 0 | 0 | 0 | 0 | 0 | 0 | 0 | 0 | 0 | 0 | 0
[10 empty] | 0 | 0 | 0 | 0 | 0 | 0 | 0 | 0 | 0 | 0 | 0 | 0 | 0 | 0 | 0 | 0 | 0 | 0 | 0 | 0 | 0 | 0 | 0 | 0 | 0 | 0 | 0 | 0
[10 empty] | 0 | 0 | 0 | 0 | 0 | 0 | 0 | 0 | 0 | 0 | 0 | 0 | 0 | 0 | 0 | 0 | 0 | 0 | 0 | 0 | 0 | 0 | 0 | 0 | 0 | 0 | 0 | 0
[10 empty] | 0 | 0 | 0 | 0 | 0 | 0 | 0 | 0 | 0 | 0 | 0 | 0 | 0 | 0 | 0 | 0 | 0 | 0 | 0 | 0 | 0 | 0 | 0 | 0 | 0 | 0 | 0 | 0
[10 empty] | 0 | 0 | 0 | 0 | 0 | 0 | 0 | 0 | 0 | 0 | 0 | 0 | 0 | 0 | 0 | 0 | 0 | 0 | 0 | 0 | 0 | 0 | 0 | 0 | 0 | 0 | 0 | 0
[10 empty] | 0 | 0 | 0 | 0 | 0 | 0 | 0 | 0 | 0 | 0 | 0 | 0 | 0 | 0 | 0 | 0 | 0 | 0 | 0 | 0 | 0 | 0 | 0 | 0 | 0 | 0 | 0 | 0
[10 empty] | 0 | 0 | 0 | 0 | 0 | 0 | 0 | 0 | 0 | 0 | 0 | 0 | 0 | 0 | 0 | 0 | 0 | 0 | 0 | 0 | 0 | 0 | 0 | 0 | 0 | 0 | 0 | 0
[10 empty] | 0 | 0 | 0 | 0 | 0 | 0 | 0 | 0 | 0 | 0 | 0 | 0 | 0 | 0 | 0 | 0 | 0 | 0 | 0 | 0 | 0 | 0 | 0 | 0 | 0 | 0 | 0 | 0
[10 empty] | 0 | 0 | 0 | 0 | 0 | 0 | 0 | 0 | 0 | 0 | 0 | 0 | 0 | 0 | 0 | 0 | 0 | 0 | 0 | 0 | 0 | 0 | 0 | 0 | 0 | 0 | 0 | 0
[10 empty] | 0 | 0 | 0 | 0 | 0 | 0 | 0 | 0 | 0 | 0 | 0 | 0 | 0 | 0 | 0 | 0 | 0 | 0 | 0 | 0 | 0 | 0 | 0 | 0 | 0 | 0 | 0 | 0
[10 empty] | 0 | 0 | 0 | 0 | 0 | 0 | 0 | 0 | 0 | 0 | 0 | 0 | 0 | 0 | 0 | 0 | 0 | 0 | 0 | 0 | 0 | 0 | 0 | 0 | 0 | 0 | 0 | 0
[10 empty] | 0 | 0 | 0 | 0 | 0 | 0 | 0 | 0 | 0 | 0 | 0 | 0 | 0 | 0 | 0 | 0 | 0 | 0 | 0 | 0 | 0 | 0 | 0 | 0 | 0 | 0 | 0 | 0
[10 empty] | 0 | 0 | 0 | 0 | 0 | 0 | 0 | 0 | 0 | 0 | 0 | 0 | 0 | 0 | 0 | 0 | 0 | 0 | 0 | 0 | 0 | 0 | 0 | 0 | 0 | 0 | 0 | 0
[10 empty] | 0 | 0 | 0 | 0 | 0 | 0 | 0 | 0 | 0 | 0 | 0 | 0 | 0 | 0 | 0 | 0 | 0 | 0 | 0 | 0 | 0 | 0 | 0 | 0 | 0 | 0 | 0 | 0
[10 empty] | 0 | 0 | 0 | 0 | 0 | 0 | 0 | 0 | 0 | 0 | 0 | 0 | 0 | 0 | 0 | 0 | 0 | 0 | 0 | 0 | 0 | 0 | 0 | 0 | 0 | 0 | 0 | 0
[10 empty] | 0 | 0 | 0 | 0 | 0 | 0 | 0 | 0 | 0 | 0 | 0 | 0 | 0 | 0 | 0 | 0 | 0 | 0 | 0 | 0 | 0 | 0 | 0 | 0 | 0 | 0 | 0 | 0
[10 empty] | 0 | 0 | 0 | 0 | 0 | 0 | 0 | 0 | 0 | 0 | 0 | 0 | 0 | 0 | 0 | 0 | 0 | 0 | 0 | 0 | 0 | 0 | 0 | 0 | 0 | 0 | 0 | 0
[10 empty] | 0 | 0 | 0 | 0 | 0 | 0 | 0 | 0 | 0 | 0 | 0 | 0 | 0 | 0 | 0 | 0 | 0 | 0 | 0 | 0 | 0 | 0 | 0 | 0 | 0 | 0 | 0 | 0
[10 empty] | 0 | 0 | 0 | 0 | 0 | 0 | 0 | 0 | 0 | 0 | 0 | 0 | 0 | 0 | 0 | 0 | 0 | 0 | 0 | 0 | 0 | 0 | 0 | 0 | 0 | 0 | 0 | 0
[10 empty] | 0 | 0 | 0 | 0 | 0 | 0 | 0 | 0 | 0 | 0 | 0 | 0 | 0 | 0 | 0 | 0 | 0 | 0 | 0 | 0 | 0 | 0 | 0 | 0 | 0 | 0 | 0 | 0
[10 empty] | 0 | 0 | 0 | 0 | 0 | 0 | 0 | 0 | 0 | 0 | 0 | 0 | 0 | 0 | 0 | 0 | 0 | 0 | 0 | 0 | 0 | 0 | 0 | 0 | 0 | 0 | 0 | 0
[10 empty] | 0 | 0 | 0 | 0 | 0 | 0 | 0 | 0 | 0 | 0 | 0 | 0 | 0 | 0 | 0 | 0 | 0 | 0 | 0 | 0 | 0 | 0 | 0 | 0 | 0 | 0 | 0 | 0
[10 empty] | 0 | 0 | 0 | 0 | 0 | 0 | 0 | 0 | 0 | 0 | 0 | 0 | 0 | 0 | 0 | 0 | 0 | 0 | 0 | 0 | 0 | 0 | 0 | 0 | 0 | 0 | 0 | 0
[10 empty] | 0 | 0 | 0 | 0 | 0 | 0 | 0 | 0 | 0 | 0 | 0 | 0 | 0 | 0 | 0 | 0 | 0 | 0 | 0 | 0 | 0 | 0 | 0 | 0 | 0 | 0 | 0 | 0
[10 empty] | 0 | 0 | 0 | 0 | 0 | 0 | 0 | 0 | 0 | 0 | 0 | 0 | 0 | 0 | 0 | 0 | 0 | 0 | 0 | 0 | 0 | 0 | 0 | 0 | 0 | 0 | 0 | 0
[10 empty] | 0 | 0 | 0 | 0 | 0 | 0 | 0 | 0 | 0 | 0 | 0 | 0 | 0 | 0 | 0 | 0 | 0 | 0 | 0 | 0 | 0 | 0 | 0 | 0 | 0 | 0 | 0 | 0
[10 empty] | 0 | 0 | 0 | 0 | 0 | 0 | 0 | 0 | 0 | 0 | 0 | 0 | 0 | 0 | 0 | 0 | 0 | 0 | 0 | 0 | 0 | 0 | 0 | 0 | 0 | 0 | 0 | 0
[10 empty] | 0 | 0 | 0 | 0 | 0 | 0 | 0 | 0 | 0 | 0 | 0 | 0 | 0 | 0 | 0 | 0 | 0 | 0 | 0 | 0 | 0 | 0 | 0 | 0 | 0 | 0 | 0 | 0
[10 empty] | 0 | 0 | 0 | 0 | 0 | 0 | 0 | 0 | 0 | 0 | 0 | 0 | 0 | 0 | 0 | 0 | 0 | 0 | 0 | 0 | 0 | 0 | 0 | 0 | 0 | 0 | 0 | 0
[10 empty] | 0 | 0 | 0 | 0 | 0 | 0 | 0 | 0 | 0 | 0 | 0 | 0 | 0 | 0 | 0 | 0 | 0 | 0 | 0 | 0 | 0 | 0 | 0 | 0 | 0 | 0 | 0 | 0
[10 empty] | 0 | 0 | 0 | 0 | 0 | 0 | 0 | 0 | 0 | 0 | 0 | 0 | 0 | 0 | 0 | 0 | 0 | 0 | 0 | 0 | 0 | 0 | 0 | 0 | 0 | 0 | 0 | 0
[10 empty] | 0 | 0 | 0 | 0 | 0 | 0 | 0 | 0 | 0 | 0 | 0 | 0 | 0 | 0 | 0 | 0 | 0 | 0 | 0 | 0 | 0 | 0 | 0 | 0 | 0 | 0 | 0 | 0
[10 empty] | 0 | 0 | 0 | 0 | 0 | 0 | 0 | 0 | 0 | 0 | 0 | 0 | 0 | 0 | 0 | 0 | 0 | 0 | 0 | 0 | 0 | 0 | 0 | 0 | 0 | 0 | 0 | 0
[10 empty] | 0 | 0 | 0 | 0 | 0 | 0 | 0 | 0 | 0 | 0 | 0 | 0 | 0 | 0 | 0 | 0 | 0 | 0 | 0 | 0 | 0 | 0 | 0 | 0 | 0 | 0 | 0 | 0
[10 empty] | 0 | 0 | 0 | 0 | 0 | 0 | 0 | 0 | 0 | 0 | 0 | 0 | 0 | 0 | 0 | 0 | 0 | 0 | 0 | 0 | 0 | 0 | 0 | 0 | 0 | 0 | 0 | 0
[10 empty] | 0 | 0 | 0 | 0 | 0 | 0 | 0 | 0 | 0 | 0 | 0 | 0 | 0 | 0 | 0 | 0 | 0 | 0 | 0 | 0 | 0 | 0 | 0 | 0 | 0 | 0 | 0 | 0
[10 empty] | 0 | 0 | 0 | 0 | 0 | 0 | 0 | 0 | 0 | 0 | 0 | 0 | 0 | 0 | 0 | 0 | 0 | 0 | 0 | 0 | 0 | 0 | 0 | 0 | 0 | 0 | 0 | 0
[10 empty] | 0 | 0 | 0 | 0 | 0 | 0 | 0 | 0 | 0 | 0 | 0 | 0 | 0 | 0 | 0 | 0 | 0 | 0 | 0 | 0 | 0 | 0 | 0 | 0 | 0 | 0 | 0 | 0
[10 empty] | 0 | 0 | 0 | 0 | 0 | 0 | 0 | 0 | 0 | 0 | 0 | 0 | 0 | 0 | 0 | 0 | 0 | 0 | 0 | 0 | 0 | 0 | 0 | 0 | 0 | 0 | 0 | 0
[10 empty] | 0 | 0 | 0 | 0 | 0 | 0 | 0 | 0 | 0 | 0 | 0 | 0 | 0 | 0 | 0 | 0 | 0 | 0 | 0 | 0 | 0 | 0 | 0 | 0 | 0 | 0 | 0 | 0
[10 empty] | 0 | 0 | 0 | 0 | 0 | 0 | 0 | 0 | 0 | 0 | 0 | 0 | 0 | 0 | 0 | 0 | 0 | 0 | 0 | 0 | 0 | 0 | 0 | 0 | 0 | 0 | 0 | 0
[10 empty] | 0 | 0 | 0 | 0 | 0 | 0 | 0 | 0 | 0 | 0 | 0 | 0 | 0 | 0 | 0 | 0 | 0 | 0 | 0 | 0 | 0 | 0 | 0 | 0 | 0 | 0 | 0 | 0
[10 empty] | 0 | 0 | 0 | 0 | 0 | 0 | 0 | 0 | 0 | 0 | 0 | 0 | 0 | 0 | 0 | 0 | 0 | 0 | 0 | 0 | 0 | 0 | 0 | 0 | 0 | 0 | 0 | 0
[10 empty] | 0 | 0 | 0 | 0 | 0 | 0 | 0 | 0 | 0 | 0 | 0 | 0 | 0 | 0 | 0 | 0 | 0 | 0 | 0 | 0 | 0 | 0 | 0 | 0 | 0 | 0 | 0 | 0
[10 empty] | 0 | 0 | 0 | 0 | 0 | 0 | 0 | 0 | 0 | 0 | 0 | 0 | 0 | 0 | 0 | 0 | 0 | 0 | 0 | 0 | 0 | 0 | 0 | 0 | 0 | 0 | 0 | 0
[10 empty] | 0 | 0 | 0 | 0 | 0 | 0 | 0 | 0 | 0 | 0 | 0 | 0 | 0 | 0 | 0 | 0 | 0 | 0 | 0 | 0 | 0 | 0 | 0 | 0 | 0 | 0 | 0 | 0
[10 empty] | 0 | 0 | 0 | 0 | 0 | 0 | 0 | 0 | 0 | 0 | 0 | 0 | 0 | 0 | 0 | 0 | 0 | 0 | 0 | 0 | 0 | 0 | 0 | 0 | 0 | 0 | 0 | 0
[10 empty] | 0 | 0 | 0 | 0 | 0 | 0 | 0 | 0 | 0 | 0 | 0 | 0 | 0 | 0 | 0 | 0 | 0 | 0 | 0 | 0 | 0 | 0 | 0 | 0 | 0 | 0 | 0 | 0
[10 empty] | 0 | 0 | 0 | 0 | 0 | 0 | 0 | 0 | 0 | 0 | 0 | 0 | 0 | 0 | 0 | 0 | 0 | 0 | 0 | 0 | 0 | 0 | 0 | 0 | 0 | 0 | 0 | 0
[10 empty] | 0 | 0 | 0 | 0 | 0 | 0 | 0 | 0 | 0 | 0 | 0 | 0 | 0 | 0 | 0 | 0 | 0 | 0 | 0 | 0 | 0 | 0 | 0 | 0 | 0 | 0 | 0 | 0
[10 empty] | 0 | 0 | 0 | 0 | 0 | 0 | 0 | 0 | 0 | 0 | 0 | 0 | 0 | 0 | 0 | 0 | 0 | 0 | 0 | 0 | 0 | 0 | 0 | 0 | 0 | 0 | 0 | 0
[10 empty] | 0 | 0 | 0 | 0 | 0 | 0 | 0 | 0 | 0 | 0 | 0 | 0 | 0 | 0 | 0 | 0 | 0 | 0 | 0 | 0 | 0 | 0 | 0 | 0 | 0 | 0 | 0 | 0
[10 empty] | 0 | 0 | 0 | 0 | 0 | 0 | 0 | 0 | 0 | 0 | 0 | 0 | 0 | 0 | 0 | 0 | 0 | 0 | 0 | 0 | 0 | 0 | 0 | 0 | 0 | 0 | 0 | 0
[10 empty] | 0 | 0 | 0 | 0 | 0 | 0 | 0 | 0 | 0 | 0 | 0 | 0 | 0 | 0 | 0 | 0 | 0 | 0 | 0 | 0 | 0 | 0 | 0 | 0 | 0 | 0 | 0 | 0
[10 empty] | 0 | 0 | 0 | 0 | 0 | 0 | 0 | 0 | 0 | 0 | 0 | 0 | 0 | 0 | 0 | 0 | 0 | 0 | 0 | 0 | 0 | 0 | 0 | 0 | 0 | 0 | 0 | 0
[10 empty] | 0 | 0 | 0 | 0 | 0 | 0 | 0 | 0 | 0 | 0 | 0 | 0 | 0 | 0 | 0 | 0 | 0 | 0 | 0 | 0 | 0 | 0 | 0 | 0 | 0 | 0 | 0 | 0
[10 empty] | 0 | 0 | 0 | 0 | 0 | 0 | 0 | 0 | 0 | 0 | 0 | 0 | 0 | 0 | 0 | 0 | 0 | 0 | 0 | 0 | 0 | 0 | 0 | 0 | 0 | 0 | 0 | 0
[10 empty] | 0 | 0 | 0 | 0 | 0 | 0 | 0 | 0 | 0 | 0 | 0 | 0 | 0 | 0 | 0 | 0 | 0 | 0 | 0 | 0 | 0 | 0 | 0 | 0 | 0 | 0 | 0 | 0
[10 empty] | 0 | 0 | 0 | 0 | 0 | 0 | 0 | 0 | 0 | 0 | 0 | 0 | 0 | 0 | 0 | 0 | 0 | 0 | 0 | 0 | 0 | 0 | 0 | 0 | 0 | 0 | 0 | 0
[10 empty] | 0 | 0 | 0 | 0 | 0 | 0 | 0 | 0 | 0 | 0 | 0 | 0 | 0 | 0 | 0 | 0 | 0 | 0 | 0 | 0 | 0 | 0 | 0 | 0 | 0 | 0 | 0 | 0
[10 empty] | 0 | 0 | 0 | 0 | 0 | 0 | 0 | 0 | 0 | 0 | 0 | 0 | 0 | 0 | 0 | 0 | 0 | 0 | 0 | 0 | 0 | 0 | 0 | 0 | 0 | 0 | 0 | 0
[10 empty] | 0 | 0 | 0 | 0 | 0 | 0 | 0 | 0 | 0 | 0 | 0 | 0 | 0 | 0 | 0 | 0 | 0 | 0 | 0 | 0 | 0 | 0 | 0 | 0 | 0 | 0 | 0 | 0
[10 empty] | 0 | 0 | 0 | 0 | 0 | 0 | 0 | 0 | 0 | 0 | 0 | 0 | 0 | 0 | 0 | 0 | 0 | 0 | 0 | 0 | 0 | 0 | 0 | 0 | 0 | 0 | 0 | 0
[10 empty] | 0 | 0 | 0 | 0 | 0 | 0 | 0 | 0 | 0 | 0 | 0 | 0 | 0 | 0 | 0 | 0 | 0 | 0 | 0 | 0 | 0 | 0 | 0 | 0 | 0 | 0 | 0 | 0
[10 empty] | 0 | 0 | 0 | 0 | 0 | 0 | 0 | 0 | 0 | 0 | 0 | 0 | 0 | 0 | 0 | 0 | 0 | 0 | 0 | 0 | 0 | 0 | 0 | 0 | 0 | 0 | 0 | 0
[10 empty] | 0 | 0 | 0 | 0 | 0 | 0 | 0 | 0 | 0 | 0 | 0 | 0 | 0 | 0 | 0 | 0 | 0 | 0 | 0 | 0 | 0 | 0 | 0 | 0 | 0 | 0 | 0 | 0
[10 empty] | 0 | 0 | 0 | 0 | 0 | 0 | 0 | 0 | 0 | 0 | 0 | 0 | 0 | 0 | 0 | 0 | 0 | 0 | 0 | 0 | 0 | 0 | 0 | 0 | 0 | 0 | 0 | 0
[10 empty] | 0 | 0 | 0 | 0 | 0 | 0 | 0 | 0 | 0 | 0 | 0 | 0 | 0 | 0 | 0 | 0 | 0 | 0 | 0 | 0 | 0 | 0 | 0 | 0 | 0 | 0 | 0 | 0
[10 empty] | 0 | 0 | 0 | 0 | 0 | 0 | 0 | 0 | 0 | 0 | 0 | 0 | 0 | 0 | 0 | 0 | 0 | 0 | 0 | 0 | 0 | 0 | 0 | 0 | 0 | 0 | 0 | 0
[10 empty] | 0 | 0 | 0 | 0 | 0 | 0 | 0 | 0 | 0 | 0 | 0 | 0 | 0 | 0 | 0 | 0 | 0 | 0 | 0 | 0 | 0 | 0 | 0 | 0 | 0 | 0 | 0 | 0
[10 empty] | 0 | 0 | 0 | 0 | 0 | 0 | 0 | 0 | 0 | 0 | 0 | 0 | 0 | 0 | 0 | 0 | 0 | 0 | 0 | 0 | 0 | 0 | 0 | 0 | 0 | 0 | 0 | 0
[10 empty] | 0 | 0 | 0 | 0 | 0 | 0 | 0 | 0 | 0 | 0 | 0 | 0 | 0 | 0 | 0 | 0 | 0 | 0 | 0 | 0 | 0 | 0 | 0 | 0 | 0 | 0 | 0 | 0
[10 empty] | 0 | 0 | 0 | 0 | 0 | 0 | 0 | 0 | 0 | 0 | 0 | 0 | 0 | 0 | 0 | 0 | 0 | 0 | 0 | 0 | 0 | 0 | 0 | 0 | 0 | 0 | 0 | 0
[10 empty] | 0 | 0 | 0 | 0 | 0 | 0 | 0 | 0 | 0 | 0 | 0 | 0 | 0 | 0 | 0 | 0 | 0 | 0 | 0 | 0 | 0 | 0 | 0 | 0 | 0 | 0 | 0 | 0
[10 empty] | 0 | 0 | 0 | 0 | 0 | 0 | 0 | 0 | 0 | 0 | 0 | 0 | 0 | 0 | 0 | 0 | 0 | 0 | 0 | 0 | 0 | 0 | 0 | 0 | 0 | 0 | 0 | 0
[10 empty] | 0 | 0 | 0 | 0 | 0 | 0 | 0 | 0 | 0 | 0 | 0 | 0 | 0 | 0 | 0 | 0 | 0 | 0 | 0 | 0 | 0 | 0 | 0 | 0 | 0 | 0 | 0 | 0
[10 empty] | 0 | 0 | 0 | 0 | 0 | 0 | 0 | 0 | 0 | 0 | 0 | 0 | 0 | 0 | 0 | 0 | 0 | 0 | 0 | 0 | 0 | 0 | 0 | 0 | 0 | 0 | 0 | 0
[10 empty] | 0 | 0 | 0 | 0 | 0 | 0 | 0 | 0 | 0 | 0 | 0 | 0 | 0 | 0 | 0 | 0 | 0 | 0 | 0 | 0 | 0 | 0 | 0 | 0 | 0 | 0 | 0 | 0
[10 empty] | 0 | 0 | 0 | 0 | 0 | 0 | 0 | 0 | 0 | 0 | 0 | 0 | 0 | 0 | 0 | 0 | 0 | 0 | 0 | 0 | 0 | 0 | 0 | 0 | 0 | 0 | 0 | 0
[10 empty] | 0 | 0 | 0 | 0 | 0 | 0 | 0 | 0 | 0 | 0 | 0 | 0 | 0 | 0 | 0 | 0 | 0 | 0 | 0 | 0 | 0 | 0 | 0 | 0 | 0 | 0 | 0 | 0
[10 empty] | 0 | 0 | 0 | 0 | 0 | 0 | 0 | 0 | 0 | 0 | 0 | 0 | 0 | 0 | 0 | 0 | 0 | 0 | 0 | 0 | 0 | 0 | 0 | 0 | 0 | 0 | 0 | 0
[10 empty] | 0 | 0 | 0 | 0 | 0 | 0 | 0 | 0 | 0 | 0 | 0 | 0 | 0 | 0 | 0 | 0 | 0 | 0 | 0 | 0 | 0 | 0 | 0 | 0 | 0 | 0 | 0 | 0
[10 empty] | 0 | 0 | 0 | 0 | 0 | 0 | 0 | 0 | 0 | 0 | 0 | 0 | 0 | 0 | 0 | 0 | 0 | 0 | 0 | 0 | 0 | 0 | 0 | 0 | 0 | 0 | 0 | 0
[10 empty] | 0 | 0 | 0 | 0 | 0 | 0 | 0 | 0 | 0 | 0 | 0 | 0 | 0 | 0 | 0 | 0 | 0 | 0 | 0 | 0 | 0 | 0 | 0 | 0 | 0 | 0 | 0 | 0
[10 empty] | 0 | 0 | 0 | 0 | 0 | 0 | 0 | 0 | 0 | 0 | 0 | 0 | 0 | 0 | 0 | 0 | 0 | 0 | 0 | 0 | 0 | 0 | 0 | 0 | 0 | 0 | 0 | 0
[10 empty] | 0 | 0 | 0 | 0 | 0 | 0 | 0 | 0 | 0 | 0 | 0 | 0 | 0 | 0 | 0 | 0 | 0 | 0 | 0 | 0 | 0 | 0 | 0 | 0 | 0 | 0 | 0 | 0
[10 empty] | 0 | 0 | 0 | 0 | 0 | 0 | 0 | 0 | 0 | 0 | 0 | 0 | 0 | 0 | 0 | 0 | 0 | 0 | 0 | 0 | 0 | 0 | 0 | 0 | 0 | 0 | 0 | 0
[10 empty] | 0 | 0 | 0 | 0 | 0 | 0 | 0 | 0 | 0 | 0 | 0 | 0 | 0 | 0 | 0 | 0 | 0 | 0 | 0 | 0 | 0 | 0 | 0 | 0 | 0 | 0 | 0 | 0
[10 empty] | 0 | 0 | 0 | 0 | 0 | 0 | 0 | 0 | 0 | 0 | 0 | 0 | 0 | 0 | 0 | 0 | 0 | 0 | 0 | 0 | 0 | 0 | 0 | 0 | 0 | 0 | 0 | 0
[10 empty] | 0 | 0 | 0 | 0 | 0 | 0 | 0 | 0 | 0 | 0 | 0 | 0 | 0 | 0 | 0 | 0 | 0 | 0 | 0 | 0 | 0 | 0 | 0 | 0 | 0 | 0 | 0 | 0
[10 empty] | 0 | 0 | 0 | 0 | 0 | 0 | 0 | 0 | 0 | 0 | 0 | 0 | 0 | 0 | 0 | 0 | 0 | 0 | 0 | 0 | 0 | 0 | 0 | 0 | 0 | 0 | 0 | 0
[10 empty] | 0 | 0 | 0 | 0 | 0 | 0 | 0 | 0 | 0 | 0 | 0 | 0 | 0 | 0 | 0 | 0 | 0 | 0 | 0 | 0 | 0 | 0 | 0 | 0 | 0 | 0 | 0 | 0
[10 empty] | 0 | 0 | 0 | 0 | 0 | 0 | 0 | 0 | 0 | 0 | 0 | 0 | 0 | 0 | 0 | 0 | 0 | 0 | 0 | 0 | 0 | 0 | 0 | 0 | 0 | 0 | 0 | 0
[10 empty] | 0 | 0 | 0 | 0 | 0 | 0 | 0 | 0 | 0 | 0 | 0 | 0 | 0 | 0 | 0 | 0 | 0 | 0 | 0 | 0 | 0 | 0 | 0 | 0 | 0 | 0 | 0 | 0
[10 empty] | 0 | 0 | 0 | 0 | 0 | 0 | 0 | 0 | 0 | 0 | 0 | 0 | 0 | 0 | 0 | 0 | 0 | 0 | 0 | 0 | 0 | 0 | 0 | 0 | 0 | 0 | 0 | 0
[10 empty] | 0 | 0 | 0 | 0 | 0 | 0 | 0 | 0 | 0 | 0 | 0 | 0 | 0 | 0 | 0 | 0 | 0 | 0 | 0 | 0 | 0 | 0 | 0 | 0 | 0 | 0 | 0 | 0
[10 empty] | 0 | 0 | 0 | 0 | 0 | 0 | 0 | 0 | 0 | 0 | 0 | 0 | 0 | 0 | 0 | 0 | 0 | 0 | 0 | 0 | 0 | 0 | 0 | 0 | 0 | 0 | 0 | 0
[10 empty] | 0 | 0 | 0 | 0 | 0 | 0 | 0 | 0 | 0 | 0 | 0 | 0 | 0 | 0 | 0 | 0 | 0 | 0 | 0 | 0 | 0 | 0 | 0 | 0 | 0 | 0 | 0 | 0
[10 empty] | 0 | 0 | 0 | 0 | 0 | 0 | 0 | 0 | 0 | 0 | 0 | 0 | 0 | 0 | 0 | 0 | 0 | 0 | 0 | 0 | 0 | 0 | 0 | 0 | 0 | 0 | 0 | 0
[10 empty] | 0 | 0 | 0 | 0 | 0 | 0 | 0 | 0 | 0 | 0 | 0 | 0 | 0 | 0 | 0 | 0 | 0 | 0 | 0 | 0 | 0 | 0 | 0 | 0 | 0 | 0 | 0 | 0
[10 empty] | 0 | 0 | 0 | 0 | 0 | 0 | 0 | 0 | 0 | 0 | 0 | 0 | 0 | 0 | 0 | 0 | 0 | 0 | 0 | 0 | 0 | 0 | 0 | 0 | 0 | 0 | 0 | 0
[10 empty] | 0 | 0 | 0 | 0 | 0 | 0 | 0 | 0 | 0 | 0 | 0 | 0 | 0 | 0 | 0 | 0 | 0 | 0 | 0 | 0 | 0 | 0 | 0 | 0 | 0 | 0 | 0 | 0
[10 empty] | 0 | 0 | 0 | 0 | 0 | 0 | 0 | 0 | 0 | 0 | 0 | 0 | 0 | 0 | 0 | 0 | 0 | 0 | 0 | 0 | 0 | 0 | 0 | 0 | 0 | 0 | 0 | 0
[10 empty] | 0 | 0 | 0 | 0 | 0 | 0 | 0 | 0 | 0 | 0 | 0 | 0 | 0 | 0 | 0 | 0 | 0 | 0 | 0 | 0 | 0 | 0 | 0 | 0 | 0 | 0 | 0 | 0
[10 empty] | 0 | 0 | 0 | 0 | 0 | 0 | 0 | 0 | 0 | 0 | 0 | 0 | 0 | 0 | 0 | 0 | 0 | 0 | 0 | 0 | 0 | 0 | 0 | 0 | 0 | 0 | 0 | 0
[10 empty] | 0 | 0 | 0 | 0 | 0 | 0 | 0 | 0 | 0 | 0 | 0 | 0 | 0 | 0 | 0 | 0 | 0 | 0 | 0 | 0 | 0 | 0 | 0 | 0 | 0 | 0 | 0 | 0
[10 empty] | 0 | 0 | 0 | 0 | 0 | 0 | 0 | 0 | 0 | 0 | 0 | 0 | 0 | 0 | 0 | 0 | 0 | 0 | 0 | 0 | 0 | 0 | 0 | 0 | 0 | 0 | 0 | 0
[10 empty] | 0 | 0 | 0 | 0 | 0 | 0 | 0 | 0 | 0 | 0 | 0 | 0 | 0 | 0 | 0 | 0 | 0 | 0 | 0 | 0 | 0 | 0 | 0 | 0 | 0 | 0 | 0 | 0
[10 empty] | 0 | 0 | 0 | 0 | 0 | 0 | 0 | 0 | 0 | 0 | 0 | 0 | 0 | 0 | 0 | 0 | 0 | 0 | 0 | 0 | 0 | 0 | 0 | 0 | 0 | 0 | 0 | 0
[10 empty] | 0 | 0 | 0 | 0 | 0 | 0 | 0 | 0 | 0 | 0 | 0 | 0 | 0 | 0 | 0 | 0 | 0 | 0 | 0 | 0 | 0 | 0 | 0 | 0 | 0 | 0 | 0 | 0
[10 empty] | 0 | 0 | 0 | 0 | 0 | 0 | 0 | 0 | 0 | 0 | 0 | 0 | 0 | 0 | 0 | 0 | 0 | 0 | 0 | 0 | 0 | 0 | 0 | 0 | 0 | 0 | 0 | 0
[10 empty] | 0 | 0 | 0 | 0 | 0 | 0 | 0 | 0 | 0 | 0 | 0 | 0 | 0 | 0 | 0 | 0 | 0 | 0 | 0 | 0 | 0 | 0 | 0 | 0 | 0 | 0 | 0 | 0
[10 empty] | 0 | 0 | 0 | 0 | 0 | 0 | 0 | 0 | 0 | 0 | 0 | 0 | 0 | 0 | 0 | 0 | 0 | 0 | 0 | 0 | 0 | 0 | 0 | 0 | 0 | 0 | 0 | 0
[10 empty] | 0 | 0 | 0 | 0 | 0 | 0 | 0 | 0 | 0 | 0 | 0 | 0 | 0 | 0 | 0 | 0 | 0 | 0 | 0 | 0 | 0 | 0 | 0 | 0 | 0 | 0 | 0 | 0
[10 empty] | 0 | 0 | 0 | 0 | 0 | 0 | 0 | 0 | 0 | 0 | 0 | 0 | 0 | 0 | 0 | 0 | 0 | 0 | 0 | 0 | 0 | 0 | 0 | 0 | 0 | 0 | 0 | 0
[10 empty] | 0 | 0 | 0 | 0 | 0 | 0 | 0 | 0 | 0 | 0 | 0 | 0 | 0 | 0 | 0 | 0 | 0 | 0 | 0 | 0 | 0 | 0 | 0 | 0 | 0 | 0 | 0 | 0
[10 empty] | 0 | 0 | 0 | 0 | 0 | 0 | 0 | 0 | 0 | 0 | 0 | 0 | 0 | 0 | 0 | 0 | 0 | 0 | 0 | 0 | 0 | 0 | 0 | 0 | 0 | 0 | 0 | 0
[10 empty] | 0 | 0 | 0 | 0 | 0 | 0 | 0 | 0 | 0 | 0 | 0 | 0 | 0 | 0 | 0 | 0 | 0 | 0 | 0 | 0 | 0 | 0 | 0 | 0 | 0 | 0 | 0 | 0
[10 empty] | 0 | 0 | 0 | 0 | 0 | 0 | 0 | 0 | 0 | 0 | 0 | 0 | 0 | 0 | 0 | 0 | 0 | 0 | 0 | 0 | 0 | 0 | 0 | 0 | 0 | 0 | 0 | 0
[10 empty] | 0 | 0 | 0 | 0 | 0 | 0 | 0 | 0 | 0 | 0 | 0 | 0 | 0 | 0 | 0 | 0 | 0 | 0 | 0 | 0 | 0 | 0 | 0 | 0 | 0 | 0 | 0 | 0
[10 empty] | 0 | 0 | 0 | 0 | 0 | 0 | 0 | 0 | 0 | 0 | 0 | 0 | 0 | 0 | 0 | 0 | 0 | 0 | 0 | 0 | 0 | 0 | 0 | 0 | 0 | 0 | 0 | 0
[10 empty] | 0 | 0 | 0 | 0 | 0 | 0 | 0 | 0 | 0 | 0 | 0 | 0 | 0 | 0 | 0 | 0 | 0 | 0 | 0 | 0 | 0 | 0 | 0 | 0 | 0 | 0 | 0 | 0
[10 empty] | 0 | 0 | 0 | 0 | 0 | 0 | 0 | 0 | 0 | 0 | 0 | 0 | 0 | 0 | 0 | 0 | 0 | 0 | 0 | 0 | 0 | 0 | 0 | 0 | 0 | 0 | 0 | 0
[10 empty] | 0 | 0 | 0 | 0 | 0 | 0 | 0 | 0 | 0 | 0 | 0 | 0 | 0 | 0 | 0 | 0 | 0 | 0 | 0 | 0 | 0 | 0 | 0 | 0 | 0 | 0 | 0 | 0
[10 empty] | 0 | 0 | 0 | 0 | 0 | 0 | 0 | 0 | 0 | 0 | 0 | 0 | 0 | 0 | 0 | 0 | 0 | 0 | 0 | 0 | 0 | 0 | 0 | 0 | 0 | 0 | 0 | 0
[10 empty] | 0 | 0 | 0 | 0 | 0 | 0 | 0 | 0 | 0 | 0 | 0 | 0 | 0 | 0 | 0 | 0 | 0 | 0 | 0 | 0 | 0 | 0 | 0 | 0 | 0 | 0 | 0 | 0
[10 empty] | 0 | 0 | 0 | 0 | 0 | 0 | 0 | 0 | 0 | 0 | 0 | 0 | 0 | 0 | 0 | 0 | 0 | 0 | 0 | 0 | 0 | 0 | 0 | 0 | 0 | 0 | 0 | 0
[10 empty] | 0 | 0 | 0 | 0 | 0 | 0 | 0 | 0 | 0 | 0 | 0 | 0 | 0 | 0 | 0 | 0 | 0 | 0 | 0 | 0 | 0 | 0 | 0 | 0 | 0 | 0 | 0 | 0
[10 empty] | 0 | 0 | 0 | 0 | 0 | 0 | 0 | 0 | 0 | 0 | 0 | 0 | 0 | 0 | 0 | 0 | 0 | 0 | 0 | 0 | 0 | 0 | 0 | 0 | 0 | 0 | 0 | 0
[10 empty] | 0 | 0 | 0 | 0 | 0 | 0 | 0 | 0 | 0 | 0 | 0 | 0 | 0 | 0 | 0 | 0 | 0 | 0 | 0 | 0 | 0 | 0 | 0 | 0 | 0 | 0 | 0 | 0
[10 empty] | 0 | 0 | 0 | 0 | 0 | 0 | 0 | 0 | 0 | 0 | 0 | 0 | 0 | 0 | 0 | 0 | 0 | 0 | 0 | 0 | 0 | 0 | 0 | 0 | 0 | 0 | 0 | 0
[10 empty] | 0 | 0 | 0 | 0 | 0 | 0 | 0 | 0 | 0 | 0 | 0 | 0 | 0 | 0 | 0 | 0 | 0 | 0 | 0 | 0 | 0 | 0 | 0 | 0 | 0 | 0 | 0 | 0
[10 empty] | 0 | 0 | 0 | 0 | 0 | 0 | 0 | 0 | 0 | 0 | 0 | 0 | 0 | 0 | 0 | 0 | 0 | 0 | 0 | 0 | 0 | 0 | 0 | 0 | 0 | 0 | 0 | 0
[10 empty] | 0 | 0 | 0 | 0 | 0 | 0 | 0 | 0 | 0 | 0 | 0 | 0 | 0 | 0 | 0 | 0 | 0 | 0 | 0 | 0 | 0 | 0 | 0 | 0 | 0 | 0 | 0 | 0
[10 empty] | 0 | 0 | 0 | 0 | 0 | 0 | 0 | 0 | 0 | 0 | 0 | 0 | 0 | 0 | 0 | 0 | 0 | 0 | 0 | 0 | 0 | 0 | 0 | 0 | 0 | 0 | 0 | 0
[10 empty] | 0 | 0 | 0 | 0 | 0 | 0 | 0 | 0 | 0 | 0 | 0 | 0 | 0 | 0 | 0 | 0 | 0 | 0 | 0 | 0 | 0 | 0 | 0 | 0 | 0 | 0 | 0 | 0
[10 empty] | 0 | 0 | 0 | 0 | 0 | 0 | 0 | 0 | 0 | 0 | 0 | 0 | 0 | 0 | 0 | 0 | 0 | 0 | 0 | 0 | 0 | 0 | 0 | 0 | 0 | 0 | 0 | 0
[10 empty] | 0 | 0 | 0 | 0 | 0 | 0 | 0 | 0 | 0 | 0 | 0 | 0 | 0 | 0 | 0 | 0 | 0 | 0 | 0 | 0 | 0 | 0 | 0 | 0 | 0 | 0 | 0 | 0
[10 empty] | 0 | 0 | 0 | 0 | 0 | 0 | 0 | 0 | 0 | 0 | 0 | 0 | 0 | 0 | 0 | 0 | 0 | 0 | 0 | 0 | 0 | 0 | 0 | 0 | 0 | 0 | 0 | 0
[10 empty] | 0 | 0 | 0 | 0 | 0 | 0 | 0 | 0 | 0 | 0 | 0 | 0 | 0 | 0 | 0 | 0 | 0 | 0 | 0 | 0 | 0 | 0 | 0 | 0 | 0 | 0 | 0 | 0
[10 empty] | 0 | 0 | 0 | 0 | 0 | 0 | 0 | 0 | 0 | 0 | 0 | 0 | 0 | 0 | 0 | 0 | 0 | 0 | 0 | 0 | 0 | 0 | 0 | 0 | 0 | 0 | 0 | 0
[10 empty] | 0 | 0 | 0 | 0 | 0 | 0 | 0 | 0 | 0 | 0 | 0 | 0 | 0 | 0 | 0 | 0 | 0 | 0 | 0 | 0 | 0 | 0 | 0 | 0 | 0 | 0 | 0 | 0
[10 empty] | 0 | 0 | 0 | 0 | 0 | 0 | 0 | 0 | 0 | 0 | 0 | 0 | 0 | 0 | 0 | 0 | 0 | 0 | 0 | 0 | 0 | 0 | 0 | 0 | 0 | 0 | 0 | 0
[10 empty] | 0 | 0 | 0 | 0 | 0 | 0 | 0 | 0 | 0 | 0 | 0 | 0 | 0 | 0 | 0 | 0 | 0 | 0 | 0 | 0 | 0 | 0 | 0 | 0 | 0 | 0 | 0 | 0
[10 empty] | 0 | 0 | 0 | 0 | 0 | 0 | 0 | 0 | 0 | 0 | 0 | 0 | 0 | 0 | 0 | 0 | 0 | 0 | 0 | 0 | 0 | 0 | 0 | 0 | 0 | 0 | 0 | 0
[10 empty] | 0 | 0 | 0 | 0 | 0 | 0 | 0 | 0 | 0 | 0 | 0 | 0 | 0 | 0 | 0 | 0 | 0 | 0 | 0 | 0 | 0 | 0 | 0 | 0 | 0 | 0 | 0 | 0
[10 empty] | 0 | 0 | 0 | 0 | 0 | 0 | 0 | 0 | 0 | 0 | 0 | 0 | 0 | 0 | 0 | 0 | 0 | 0 | 0 | 0 | 0 | 0 | 0 | 0 | 0 | 0 | 0 | 0
[10 empty] | 0 | 0 | 0 | 0 | 0 | 0 | 0 | 0 | 0 | 0 | 0 | 0 | 0 | 0 | 0 | 0 | 0 | 0 | 0 | 0 | 0 | 0 | 0 | 0 | 0 | 0 | 0 | 0
[10 empty] | 0 | 0 | 0 | 0 | 0 | 0 | 0 | 0 | 0 | 0 | 0 | 0 | 0 | 0 | 0 | 0 | 0 | 0 | 0 | 0 | 0 | 0 | 0 | 0 | 0 | 0 | 0 | 0
[10 empty] | 0 | 0 | 0 | 0 | 0 | 0 | 0 | 0 | 0 | 0 | 0 | 0 | 0 | 0 | 0 | 0 | 0 | 0 | 0 | 0 | 0 | 0 | 0 | 0 | 0 | 0 | 0 | 0
[10 empty] | 0 | 0 | 0 | 0 | 0 | 0 | 0 | 0 | 0 | 0 | 0 | 0 | 0 | 0 | 0 | 0 | 0 | 0 | 0 | 0 | 0 | 0 | 0 | 0 | 0 | 0 | 0 | 0
[10 empty] | 0 | 0 | 0 | 0 | 0 | 0 | 0 | 0 | 0 | 0 | 0 | 0 | 0 | 0 | 0 | 0 | 0 | 0 | 0 | 0 | 0 | 0 | 0 | 0 | 0 | 0 | 0 | 0
[10 empty] | 0 | 0 | 0 | 0 | 0 | 0 | 0 | 0 | 0 | 0 | 0 | 0 | 0 | 0 | 0 | 0 | 0 | 0 | 0 | 0 | 0 | 0 | 0 | 0 | 0 | 0 | 0 | 0
[10 empty] | 0 | 0 | 0 | 0 | 0 | 0 | 0 | 0 | 0 | 0 | 0 | 0 | 0 | 0 | 0 | 0 | 0 | 0 | 0 | 0 | 0 | 0 | 0 | 0 | 0 | 0 | 0 | 0
[10 empty] | 0 | 0 | 0 | 0 | 0 | 0 | 0 | 0 | 0 | 0 | 0 | 0 | 0 | 0 | 0 | 0 | 0 | 0 | 0 | 0 | 0 | 0 | 0 | 0 | 0 | 0 | 0 | 0
[10 empty] | 0 | 0 | 0 | 0 | 0 | 0 | 0 | 0 | 0 | 0 | 0 | 0 | 0 | 0 | 0 | 0 | 0 | 0 | 0 | 0 | 0 | 0 | 0 | 0 | 0 | 0 | 0 | 0
[10 empty] | 0 | 0 | 0 | 0 | 0 | 0 | 0 | 0 | 0 | 0 | 0 | 0 | 0 | 0 | 0 | 0 | 0 | 0 | 0 | 0 | 0 | 0 | 0 | 0 | 0 | 0 | 0 | 0
[10 empty] | 0 | 0 | 0 | 0 | 0 | 0 | 0 | 0 | 0 | 0 | 0 | 0 | 0 | 0 | 0 | 0 | 0 | 0 | 0 | 0 | 0 | 0 | 0 | 0 | 0 | 0 | 0 | 0
[10 empty] | 0 | 0 | 0 | 0 | 0 | 0 | 0 | 0 | 0 | 0 | 0 | 0 | 0 | 0 | 0 | 0 | 0 | 0 | 0 | 0 | 0 | 0 | 0 | 0 | 0 | 0 | 0 | 0
[10 empty] | 0 | 0 | 0 | 0 | 0 | 0 | 0 | 0 | 0 | 0 | 0 | 0 | 0 | 0 | 0 | 0 | 0 | 0 | 0 | 0 | 0 | 0 | 0 | 0 | 0 | 0 | 0 | 0
[10 empty] | 0 | 0 | 0 | 0 | 0 | 0 | 0 | 0 | 0 | 0 | 0 | 0 | 0 | 0 | 0 | 0 | 0 | 0 | 0 | 0 | 0 | 0 | 0 | 0 | 0 | 0 | 0 | 0
[10 empty] | 0 | 0 | 0 | 0 | 0 | 0 | 0 | 0 | 0 | 0 | 0 | 0 | 0 | 0 | 0 | 0 | 0 | 0 | 0 | 0 | 0 | 0 | 0 | 0 | 0 | 0 | 0 | 0
[10 empty] | 0 | 0 | 0 | 0 | 0 | 0 | 0 | 0 | 0 | 0 | 0 | 0 | 0 | 0 | 0 | 0 | 0 | 0 | 0 | 0 | 0 | 0 | 0 | 0 | 0 | 0 | 0 | 0
[10 empty] | 0 | 0 | 0 | 0 | 0 | 0 | 0 | 0 | 0 | 0 | 0 | 0 | 0 | 0 | 0 | 0 | 0 | 0 | 0 | 0 | 0 | 0 | 0 | 0 | 0 | 0 | 0 | 0
[10 empty] | 0 | 0 | 0 | 0 | 0 | 0 | 0 | 0 | 0 | 0 | 0 | 0 | 0 | 0 | 0 | 0 | 0 | 0 | 0 | 0 | 0 | 0 | 0 | 0 | 0 | 0 | 0 | 0
[10 empty] | 0 | 0 | 0 | 0 | 0 | 0 | 0 | 0 | 0 | 0 | 0 | 0 | 0 | 0 | 0 | 0 | 0 | 0 | 0 | 0 | 0 | 0 | 0 | 0 | 0 | 0 | 0 | 0
[10 empty] | 0 | 0 | 0 | 0 | 0 | 0 | 0 | 0 | 0 | 0 | 0 | 0 | 0 | 0 | 0 | 0 | 0 | 0 | 0 | 0 | 0 | 0 | 0 | 0 | 0 | 0 | 0 | 0
[10 empty] | 0 | 0 | 0 | 0 | 0 | 0 | 0 | 0 | 0 | 0 | 0 | 0 | 0 | 0 | 0 | 0 | 0 | 0 | 0 | 0 | 0 | 0 | 0 | 0 | 0 | 0 | 0 | 0
[10 empty] | 0 | 0 | 0 | 0 | 0 | 0 | 0 | 0 | 0 | 0 | 0 | 0 | 0 | 0 | 0 | 0 | 0 | 0 | 0 | 0 | 0 | 0 | 0 | 0 | 0 | 0 | 0 | 0
[10 empty] | 0 | 0 | 0 | 0 | 0 | 0 | 0 | 0 | 0 | 0 | 0 | 0 | 0 | 0 | 0 | 0 | 0 | 0 | 0 | 0 | 0 | 0 | 0 | 0 | 0 | 0 | 0 | 0
[10 empty] | 0 | 0 | 0 | 0 | 0 | 0 | 0 | 0 | 0 | 0 | 0 | 0 | 0 | 0 | 0 | 0 | 0 | 0 | 0 | 0 | 0 | 0 | 0 | 0 | 0 | 0 | 0 | 0
[10 empty] | 0 | 0 | 0 | 0 | 0 | 0 | 0 | 0 | 0 | 0 | 0 | 0 | 0 | 0 | 0 | 0 | 0 | 0 | 0 | 0 | 0 | 0 | 0 | 0 | 0 | 0 | 0 | 0
[10 empty] | 0 | 0 | 0 | 0 | 0 | 0 | 0 | 0 | 0 | 0 | 0 | 0 | 0 | 0 | 0 | 0 | 0 | 0 | 0 | 0 | 0 | 0 | 0 | 0 | 0 | 0 | 0 | 0
[10 empty] | 0 | 0 | 0 | 0 | 0 | 0 | 0 | 0 | 0 | 0 | 0 | 0 | 0 | 0 | 0 | 0 | 0 | 0 | 0 | 0 | 0 | 0 | 0 | 0 | 0 | 0 | 0 | 0
[10 empty] | 0 | 0 | 0 | 0 | 0 | 0 | 0 | 0 | 0 | 0 | 0 | 0 | 0 | 0 | 0 | 0 | 0 | 0 | 0 | 0 | 0 | 0 | 0 | 0 | 0 | 0 | 0 | 0
[10 empty] | 0 | 0 | 0 | 0 | 0 | 0 | 0 | 0 | 0 | 0 | 0 | 0 | 0 | 0 | 0 | 0 | 0 | 0 | 0 | 0 | 0 | 0 | 0 | 0 | 0 | 0 | 0 | 0
[10 empty] | 0 | 0 | 0 | 0 | 0 | 0 | 0 | 0 | 0 | 0 | 0 | 0 | 0 | 0 | 0 | 0 | 0 | 0 | 0 | 0 | 0 | 0 | 0 | 0 | 0 | 0 | 0 | 0
[10 empty] | 0 | 0 | 0 | 0 | 0 | 0 | 0 | 0 | 0 | 0 | 0 | 0 | 0 | 0 | 0 | 0 | 0 | 0 | 0 | 0 | 0 | 0 | 0 | 0 | 0 | 0 | 0 | 0
[10 empty] | 0 | 0 | 0 | 0 | 0 | 0 | 0 | 0 | 0 | 0 | 0 | 0 | 0 | 0 | 0 | 0 | 0 | 0 | 0 | 0 | 0 | 0 | 0 | 0 | 0 | 0 | 0 | 0
[10 empty] | 0 | 0 | 0 | 0 | 0 | 0 | 0 | 0 | 0 | 0 | 0 | 0 | 0 | 0 | 0 | 0 | 0 | 0 | 0 | 0 | 0 | 0 | 0 | 0 | 0 | 0 | 0 | 0
[10 empty] | 0 | 0 | 0 | 0 | 0 | 0 | 0 | 0 | 0 | 0 | 0 | 0 | 0 | 0 | 0 | 0 | 0 | 0 | 0 | 0 | 0 | 0 | 0 | 0 | 0 | 0 | 0 | 0
[10 empty] | 0 | 0 | 0 | 0 | 0 | 0 | 0 | 0 | 0 | 0 | 0 | 0 | 0 | 0 | 0 | 0 | 0 | 0 | 0 | 0 | 0 | 0 | 0 | 0 | 0 | 0 | 0 | 0
[10 empty] | 0 | 0 | 0 | 0 | 0 | 0 | 0 | 0 | 0 | 0 | 0 | 0 | 0 | 0 | 0 | 0 | 0 | 0 | 0 | 0 | 0 | 0 | 0 | 0 | 0 | 0 | 0 | 0
[10 empty] | 0 | 0 | 0 | 0 | 0 | 0 | 0 | 0 | 0 | 0 | 0 | 0 | 0 | 0 | 0 | 0 | 0 | 0 | 0 | 0 | 0 | 0 | 0 | 0 | 0 | 0 | 0 | 0
[10 empty] | 0 | 0 | 0 | 0 | 0 | 0 | 0 | 0 | 0 | 0 | 0 | 0 | 0 | 0 | 0 | 0 | 0 | 0 | 0 | 0 | 0 | 0 | 0 | 0 | 0 | 0 | 0 | 0
[10 empty] | 0 | 0 | 0 | 0 | 0 | 0 | 0 | 0 | 0 | 0 | 0 | 0 | 0 | 0 | 0 | 0 | 0 | 0 | 0 | 0 | 0 | 0 | 0 | 0 | 0 | 0 | 0 | 0
[10 empty] | 0 | 0 | 0 | 0 | 0 | 0 | 0 | 0 | 0 | 0 | 0 | 0 | 0 | 0 | 0 | 0 | 0 | 0 | 0 | 0 | 0 | 0 | 0 | 0 | 0 | 0 | 0 | 0
[10 empty] | 0 | 0 | 0 | 0 | 0 | 0 | 0 | 0 | 0 | 0 | 0 | 0 | 0 | 0 | 0 | 0 | 0 | 0 | 0 | 0 | 0 | 0 | 0 | 0 | 0 | 0 | 0 | 0
[10 empty] | 0 | 0 | 0 | 0 | 0 | 0 | 0 | 0 | 0 | 0 | 0 | 0 | 0 | 0 | 0 | 0 | 0 | 0 | 0 | 0 | 0 | 0 | 0 | 0 | 0 | 0 | 0 | 0
[10 empty] | 0 | 0 | 0 | 0 | 0 | 0 | 0 | 0 | 0 | 0 | 0 | 0 | 0 | 0 | 0 | 0 | 0 | 0 | 0 | 0 | 0 | 0 | 0 | 0 | 0 | 0 | 0 | 0
[10 empty] | 0 | 0 | 0 | 0 | 0 | 0 | 0 | 0 | 0 | 0 | 0 | 0 | 0 | 0 | 0 | 0 | 0 | 0 | 0 | 0 | 0 | 0 | 0 | 0 | 0 | 0 | 0 | 0
[10 empty] | 0 | 0 | 0 | 0 | 0 | 0 | 0 | 0 | 0 | 0 | 0 | 0 | 0 | 0 | 0 | 0 | 0 | 0 | 0 | 0 | 0 | 0 | 0 | 0 | 0 | 0 | 0 | 0
[10 empty] | 0 | 0 | 0 | 0 | 0 | 0 | 0 | 0 | 0 | 0 | 0 | 0 | 0 | 0 | 0 | 0 | 0 | 0 | 0 | 0 | 0 | 0 | 0 | 0 | 0 | 0 | 0 | 0
[10 empty] | 0 | 0 | 0 | 0 | 0 | 0 | 0 | 0 | 0 | 0 | 0 | 0 | 0 | 0 | 0 | 0 | 0 | 0 | 0 | 0 | 0 | 0 | 0 | 0 | 0 | 0 | 0 | 0
[10 empty] | 0 | 0 | 0 | 0 | 0 | 0 | 0 | 0 | 0 | 0 | 0 | 0 | 0 | 0 | 0 | 0 | 0 | 0 | 0 | 0 | 0 | 0 | 0 | 0 | 0 | 0 | 0 | 0
[10 empty] | 0 | 0 | 0 | 0 | 0 | 0 | 0 | 0 | 0 | 0 | 0 | 0 | 0 | 0 | 0 | 0 | 0 | 0 | 0 | 0 | 0 | 0 | 0 | 0 | 0 | 0 | 0 | 0
[10 empty] | 0 | 0 | 0 | 0 | 0 | 0 | 0 | 0 | 0 | 0 | 0 | 0 | 0 | 0 | 0 | 0 | 0 | 0 | 0 | 0 | 0 | 0 | 0 | 0 | 0 | 0 | 0 | 0
[10 empty] | 0 | 0 | 0 | 0 | 0 | 0 | 0 | 0 | 0 | 0 | 0 | 0 | 0 | 0 | 0 | 0 | 0 | 0 | 0 | 0 | 0 | 0 | 0 | 0 | 0 | 0 | 0 | 0
[10 empty] | 0 | 0 | 0 | 0 | 0 | 0 | 0 | 0 | 0 | 0 | 0 | 0 | 0 | 0 | 0 | 0 | 0 | 0 | 0 | 0 | 0 | 0 | 0 | 0 | 0 | 0 | 0 | 0
[10 empty] | 0 | 0 | 0 | 0 | 0 | 0 | 0 | 0 | 0 | 0 | 0 | 0 | 0 | 0 | 0 | 0 | 0 | 0 | 0 | 0 | 0 | 0 | 0 | 0 | 0 | 0 | 0 | 0
[10 empty] | 0 | 0 | 0 | 0 | 0 | 0 | 0 | 0 | 0 | 0 | 0 | 0 | 0 | 0 | 0 | 0 | 0 | 0 | 0 | 0 | 0 | 0 | 0 | 0 | 0 | 0 | 0 | 0
[10 empty] | 0 | 0 | 0 | 0 | 0 | 0 | 0 | 0 | 0 | 0 | 0 | 0 | 0 | 0 | 0 | 0 | 0 | 0 | 0 | 0 | 0 | 0 | 0 | 0 | 0 | 0 | 0 | 0
[10 empty] | 0 | 0 | 0 | 0 | 0 | 0 | 0 | 0 | 0 | 0 | 0 | 0 | 0 | 0 | 0 | 0 | 0 | 0 | 0 | 0 | 0 | 0 | 0 | 0 | 0 | 0 | 0 | 0
[10 empty] | 0 | 0 | 0 | 0 | 0 | 0 | 0 | 0 | 0 | 0 | 0 | 0 | 0 | 0 | 0 | 0 | 0 | 0 | 0 | 0 | 0 | 0 | 0 | 0 | 0 | 0 | 0 | 0
[10 empty] | 0 | 0 | 0 | 0 | 0 | 0 | 0 | 0 | 0 | 0 | 0 | 0 | 0 | 0 | 0 | 0 | 0 | 0 | 0 | 0 | 0 | 0 | 0 | 0 | 0 | 0 | 0 | 0
[10 empty] | 0 | 0 | 0 | 0 | 0 | 0 | 0 | 0 | 0 | 0 | 0 | 0 | 0 | 0 | 0 | 0 | 0 | 0 | 0 | 0 | 0 | 0 | 0 | 0 | 0 | 0 | 0 | 0
[10 empty] | 0 | 0 | 0 | 0 | 0 | 0 | 0 | 0 | 0 | 0 | 0 | 0 | 0 | 0 | 0 | 0 | 0 | 0 | 0 | 0 | 0 | 0 | 0 | 0 | 0 | 0 | 0 | 0
[10 empty] | 0 | 0 | 0 | 0 | 0 | 0 | 0 | 0 | 0 | 0 | 0 | 0 | 0 | 0 | 0 | 0 | 0 | 0 | 0 | 0 | 0 | 0 | 0 | 0 | 0 | 0 | 0 | 0
[10 empty] | 0 | 0 | 0 | 0 | 0 | 0 | 0 | 0 | 0 | 0 | 0 | 0 | 0 | 0 | 0 | 0 | 0 | 0 | 0 | 0 | 0 | 0 | 0 | 0 | 0 | 0 | 0 | 0
[10 empty] | 0 | 0 | 0 | 0 | 0 | 0 | 0 | 0 | 0 | 0 | 0 | 0 | 0 | 0 | 0 | 0 | 0 | 0 | 0 | 0 | 0 | 0 | 0 | 0 | 0 | 0 | 0 | 0
[10 empty] | 0 | 0 | 0 | 0 | 0 | 0 | 0 | 0 | 0 | 0 | 0 | 0 | 0 | 0 | 0 | 0 | 0 | 0 | 0 | 0 | 0 | 0 | 0 | 0 | 0 | 0 | 0 | 0
[10 empty] | 0 | 0 | 0 | 0 | 0 | 0 | 0 | 0 | 0 | 0 | 0 | 0 | 0 | 0 | 0 | 0 | 0 | 0 | 0 | 0 | 0 | 0 | 0 | 0 | 0 | 0 | 0 | 0
[10 empty] | 0 | 0 | 0 | 0 | 0 | 0 | 0 | 0 | 0 | 0 | 0 | 0 | 0 | 0 | 0 | 0 | 0 | 0 | 0 | 0 | 0 | 0 | 0 | 0 | 0 | 0 | 0 | 0
[10 empty] | 0 | 0 | 0 | 0 | 0 | 0 | 0 | 0 | 0 | 0 | 0 | 0 | 0 | 0 | 0 | 0 | 0 | 0 | 0 | 0 | 0 | 0 | 0 | 0 | 0 | 0 | 0 | 0
[10 empty] | 0 | 0 | 0 | 0 | 0 | 0 | 0 | 0 | 0 | 0 | 0 | 0 | 0 | 0 | 0 | 0 | 0 | 0 | 0 | 0 | 0 | 0 | 0 | 0 | 0 | 0 | 0 | 0
[10 empty] | 0 | 0 | 0 | 0 | 0 | 0 | 0 | 0 | 0 | 0 | 0 | 0 | 0 | 0 | 0 | 0 | 0 | 0 | 0 | 0 | 0 | 0 | 0 | 0 | 0 | 0 | 0 | 0
[10 empty] | 0 | 0 | 0 | 0 | 0 | 0 | 0 | 0 | 0 | 0 | 0 | 0 | 0 | 0 | 0 | 0 | 0 | 0 | 0 | 0 | 0 | 0 | 0 | 0 | 0 | 0 | 0 | 0
[10 empty] | 0 | 0 | 0 | 0 | 0 | 0 | 0 | 0 | 0 | 0 | 0 | 0 | 0 | 0 | 0 | 0 | 0 | 0 | 0 | 0 | 0 | 0 | 0 | 0 | 0 | 0 | 0 | 0
[10 empty] | 0 | 0 | 0 | 0 | 0 | 0 | 0 | 0 | 0 | 0 | 0 | 0 | 0 | 0 | 0 | 0 | 0 | 0 | 0 | 0 | 0 | 0 | 0 | 0 | 0 | 0 | 0 | 0
[10 empty] | 0 | 0 | 0 | 0 | 0 | 0 | 0 | 0 | 0 | 0 | 0 | 0 | 0 | 0 | 0 | 0 | 0 | 0 | 0 | 0 | 0 | 0 | 0 | 0 | 0 | 0 | 0 | 0
[10 empty] | 0 | 0 | 0 | 0 | 0 | 0 | 0 | 0 | 0 | 0 | 0 | 0 | 0 | 0 | 0 | 0 | 0 | 0 | 0 | 0 | 0 | 0 | 0 | 0 | 0 | 0 | 0 | 0
[10 empty] | 0 | 0 | 0 | 0 | 0 | 0 | 0 | 0 | 0 | 0 | 0 | 0 | 0 | 0 | 0 | 0 | 0 | 0 | 0 | 0 | 0 | 0 | 0 | 0 | 0 | 0 | 0 | 0
[10 empty] | 0 | 0 | 0 | 0 | 0 | 0 | 0 | 0 | 0 | 0 | 0 | 0 | 0 | 0 | 0 | 0 | 0 | 0 | 0 | 0 | 0 | 0 | 0 | 0 | 0 | 0 | 0 | 0
[10 empty] | 0 | 0 | 0 | 0 | 0 | 0 | 0 | 0 | 0 | 0 | 0 | 0 | 0 | 0 | 0 | 0 | 0 | 0 | 0 | 0 | 0 | 0 | 0 | 0 | 0 | 0 | 0 | 0
[10 empty] | 0 | 0 | 0 | 0 | 0 | 0 | 0 | 0 | 0 | 0 | 0 | 0 | 0 | 0 | 0 | 0 | 0 | 0 | 0 | 0 | 0 | 0 | 0 | 0 | 0 | 0 | 0 | 0
[10 empty] | 0 | 0 | 0 | 0 | 0 | 0 | 0 | 0 | 0 | 0 | 0 | 0 | 0 | 0 | 0 | 0 | 0 | 0 | 0 | 0 | 0 | 0 | 0 | 0 | 0 | 0 | 0 | 0
[10 empty] | 0 | 0 | 0 | 0 | 0 | 0 | 0 | 0 | 0 | 0 | 0 | 0 | 0 | 0 | 0 | 0 | 0 | 0 | 0 | 0 | 0 | 0 | 0 | 0 | 0 | 0 | 0 | 0
[10 empty] | 0 | 0 | 0 | 0 | 0 | 0 | 0 | 0 | 0 | 0 | 0 | 0 | 0 | 0 | 0 | 0 | 0 | 0 | 0 | 0 | 0 | 0 | 0 | 0 | 0 | 0 | 0 | 0
[10 empty] | 0 | 0 | 0 | 0 | 0 | 0 | 0 | 0 | 0 | 0 | 0 | 0 | 0 | 0 | 0 | 0 | 0 | 0 | 0 | 0 | 0 | 0 | 0 | 0 | 0 | 0 | 0 | 0
[10 empty] | 0 | 0 | 0 | 0 | 0 | 0 | 0 | 0 | 0 | 0 | 0 | 0 | 0 | 0 | 0 | 0 | 0 | 0 | 0 | 0 | 0 | 0 | 0 | 0 | 0 | 0 | 0 | 0
[10 empty] | 0 | 0 | 0 | 0 | 0 | 0 | 0 | 0 | 0 | 0 | 0 | 0 | 0 | 0 | 0 | 0 | 0 | 0 | 0 | 0 | 0 | 0 | 0 | 0 | 0 | 0 | 0 | 0
[10 empty] | 0 | 0 | 0 | 0 | 0 | 0 | 0 | 0 | 0 | 0 | 0 | 0 | 0 | 0 | 0 | 0 | 0 | 0 | 0 | 0 | 0 | 0 | 0 | 0 | 0 | 0 | 0 | 0
[10 empty] | 0 | 0 | 0 | 0 | 0 | 0 | 0 | 0 | 0 | 0 | 0 | 0 | 0 | 0 | 0 | 0 | 0 | 0 | 0 | 0 | 0 | 0 | 0 | 0 | 0 | 0 | 0 | 0
[10 empty] | 0 | 0 | 0 | 0 | 0 | 0 | 0 | 0 | 0 | 0 | 0 | 0 | 0 | 0 | 0 | 0 | 0 | 0 | 0 | 0 | 0 | 0 | 0 | 0 | 0 | 0 | 0 | 0
[10 empty] | 0 | 0 | 0 | 0 | 0 | 0 | 0 | 0 | 0 | 0 | 0 | 0 | 0 | 0 | 0 | 0 | 0 | 0 | 0 | 0 | 0 | 0 | 0 | 0 | 0 | 0 | 0 | 0
[10 empty] | 0 | 0 | 0 | 0 | 0 | 0 | 0 | 0 | 0 | 0 | 0 | 0 | 0 | 0 | 0 | 0 | 0 | 0 | 0 | 0 | 0 | 0 | 0 | 0 | 0 | 0 | 0 | 0
[10 empty] | 0 | 0 | 0 | 0 | 0 | 0 | 0 | 0 | 0 | 0 | 0 | 0 | 0 | 0 | 0 | 0 | 0 | 0 | 0 | 0 | 0 | 0 | 0 | 0 | 0 | 0 | 0 | 0
[10 empty] | 0 | 0 | 0 | 0 | 0 | 0 | 0 | 0 | 0 | 0 | 0 | 0 | 0 | 0 | 0 | 0 | 0 | 0 | 0 | 0 | 0 | 0 | 0 | 0 | 0 | 0 | 0 | 0
[10 empty] | 0 | 0 | 0 | 0 | 0 | 0 | 0 | 0 | 0 | 0 | 0 | 0 | 0 | 0 | 0 | 0 | 0 | 0 | 0 | 0 | 0 | 0 | 0 | 0 | 0 | 0 | 0 | 0
[10 empty] | 0 | 0 | 0 | 0 | 0 | 0 | 0 | 0 | 0 | 0 | 0 | 0 | 0 | 0 | 0 | 0 | 0 | 0 | 0 | 0 | 0 | 0 | 0 | 0 | 0 | 0 | 0 | 0
[10 empty] | 0 | 0 | 0 | 0 | 0 | 0 | 0 | 0 | 0 | 0 | 0 | 0 | 0 | 0 | 0 | 0 | 0 | 0 | 0 | 0 | 0 | 0 | 0 | 0 | 0 | 0 | 0 | 0
[10 empty] | 0 | 0 | 0 | 0 | 0 | 0 | 0 | 0 | 0 | 0 | 0 | 0 | 0 | 0 | 0 | 0 | 0 | 0 | 0 | 0 | 0 | 0 | 0 | 0 | 0 | 0 | 0 | 0
[10 empty] | 0 | 0 | 0 | 0 | 0 | 0 | 0 | 0 | 0 | 0 | 0 | 0 | 0 | 0 | 0 | 0 | 0 | 0 | 0 | 0 | 0 | 0 | 0 | 0 | 0 | 0 | 0 | 0
[10 empty] | 0 | 0 | 0 | 0 | 0 | 0 | 0 | 0 | 0 | 0 | 0 | 0 | 0 | 0 | 0 | 0 | 0 | 0 | 0 | 0 | 0 | 0 | 0 | 0 | 0 | 0 | 0 | 0
[10 empty] | 0 | 0 | 0 | 0 | 0 | 0 | 0 | 0 | 0 | 0 | 0 | 0 | 0 | 0 | 0 | 0 | 0 | 0 | 0 | 0 | 0 | 0 | 0 | 0 | 0 | 0 | 0 | 0
[10 empty] | 0 | 0 | 0 | 0 | 0 | 0 | 0 | 0 | 0 | 0 | 0 | 0 | 0 | 0 | 0 | 0 | 0 | 0 | 0 | 0 | 0 | 0 | 0 | 0 | 0 | 0 | 0 | 0
[10 empty] | 0 | 0 | 0 | 0 | 0 | 0 | 0 | 0 | 0 | 0 | 0 | 0 | 0 | 0 | 0 | 0 | 0 | 0 | 0 | 0 | 0 | 0 | 0 | 0 | 0 | 0 | 0 | 0
[10 empty] | 0 | 0 | 0 | 0 | 0 | 0 | 0 | 0 | 0 | 0 | 0 | 0 | 0 | 0 | 0 | 0 | 0 | 0 | 0 | 0 | 0 | 0 | 0 | 0 | 0 | 0 | 0 | 0
[10 empty] | 0 | 0 | 0 | 0 | 0 | 0 | 0 | 0 | 0 | 0 | 0 | 0 | 0 | 0 | 0 | 0 | 0 | 0 | 0 | 0 | 0 | 0 | 0 | 0 | 0 | 0 | 0 | 0
[10 empty] | 0 | 0 | 0 | 0 | 0 | 0 | 0 | 0 | 0 | 0 | 0 | 0 | 0 | 0 | 0 | 0 | 0 | 0 | 0 | 0 | 0 | 0 | 0 | 0 | 0 | 0 | 0 | 0
[10 empty] | 0 | 0 | 0 | 0 | 0 | 0 | 0 | 0 | 0 | 0 | 0 | 0 | 0 | 0 | 0 | 0 | 0 | 0 | 0 | 0 | 0 | 0 | 0 | 0 | 0 | 0 | 0 | 0
[10 empty] | 0 | 0 | 0 | 0 | 0 | 0 | 0 | 0 | 0 | 0 | 0 | 0 | 0 | 0 | 0 | 0 | 0 | 0 | 0 | 0 | 0 | 0 | 0 | 0 | 0 | 0 | 0 | 0
[10 empty] | 0 | 0 | 0 | 0 | 0 | 0 | 0 | 0 | 0 | 0 | 0 | 0 | 0 | 0 | 0 | 0 | 0 | 0 | 0 | 0 | 0 | 0 | 0 | 0 | 0 | 0 | 0 | 0
[10 empty] | 0 | 0 | 0 | 0 | 0 | 0 | 0 | 0 | 0 | 0 | 0 | 0 | 0 | 0 | 0 | 0 | 0 | 0 | 0 | 0 | 0 | 0 | 0 | 0 | 0 | 0 | 0 | 0
[10 empty] | 0 | 0 | 0 | 0 | 0 | 0 | 0 | 0 | 0 | 0 | 0 | 0 | 0 | 0 | 0 | 0 | 0 | 0 | 0 | 0 | 0 | 0 | 0 | 0 | 0 | 0 | 0 | 0
[10 empty] | 0 | 0 | 0 | 0 | 0 | 0 | 0 | 0 | 0 | 0 | 0 | 0 | 0 | 0 | 0 | 0 | 0 | 0 | 0 | 0 | 0 | 0 | 0 | 0 | 0 | 0 | 0 | 0
[10 empty] | 0 | 0 | 0 | 0 | 0 | 0 | 0 | 0 | 0 | 0 | 0 | 0 | 0 | 0 | 0 | 0 | 0 | 0 | 0 | 0 | 0 | 0 | 0 | 0 | 0 | 0 | 0 | 0
[10 empty] | 0 | 0 | 0 | 0 | 0 | 0 | 0 | 0 | 0 | 0 | 0 | 0 | 0 | 0 | 0 | 0 | 0 | 0 | 0 | 0 | 0 | 0 | 0 | 0 | 0 | 0 | 0 | 0
[10 empty] | 0 | 0 | 0 | 0 | 0 | 0 | 0 | 0 | 0 | 0 | 0 | 0 | 0 | 0 | 0 | 0 | 0 | 0 | 0 | 0 | 0 | 0 | 0 | 0 | 0 | 0 | 0 | 0
[10 empty] | 0 | 0 | 0 | 0 | 0 | 0 | 0 | 0 | 0 | 0 | 0 | 0 | 0 | 0 | 0 | 0 | 0 | 0 | 0 | 0 | 0 | 0 | 0 | 0 | 0 | 0 | 0 | 0
[10 empty] | 0 | 0 | 0 | 0 | 0 | 0 | 0 | 0 | 0 | 0 | 0 | 0 | 0 | 0 | 0 | 0 | 0 | 0 | 0 | 0 | 0 | 0 | 0 | 0 | 0 | 0 | 0 | 0
[10 empty] | 0 | 0 | 0 | 0 | 0 | 0 | 0 | 0 | 0 | 0 | 0 | 0 | 0 | 0 | 0 | 0 | 0 | 0 | 0 | 0 | 0 | 0 | 0 | 0 | 0 | 0 | 0 | 0
[10 empty] | 0 | 0 | 0 | 0 | 0 | 0 | 0 | 0 | 0 | 0 | 0 | 0 | 0 | 0 | 0 | 0 | 0 | 0 | 0 | 0 | 0 | 0 | 0 | 0 | 0 | 0 | 0 | 0
[10 empty] | 0 | 0 | 0 | 0 | 0 | 0 | 0 | 0 | 0 | 0 | 0 | 0 | 0 | 0 | 0 | 0 | 0 | 0 | 0 | 0 | 0 | 0 | 0 | 0 | 0 | 0 | 0 | 0
[10 empty] | 0 | 0 | 0 | 0 | 0 | 0 | 0 | 0 | 0 | 0 | 0 | 0 | 0 | 0 | 0 | 0 | 0 | 0 | 0 | 0 | 0 | 0 | 0 | 0 | 0 | 0 | 0 | 0
[10 empty] | 0 | 0 | 0 | 0 | 0 | 0 | 0 | 0 | 0 | 0 | 0 | 0 | 0 | 0 | 0 | 0 | 0 | 0 | 0 | 0 | 0 | 0 | 0 | 0 | 0 | 0 | 0 | 0
[10 empty] | 0 | 0 | 0 | 0 | 0 | 0 | 0 | 0 | 0 | 0 | 0 | 0 | 0 | 0 | 0 | 0 | 0 | 0 | 0 | 0 | 0 | 0 | 0 | 0 | 0 | 0 | 0 | 0
[10 empty] | 0 | 0 | 0 | 0 | 0 | 0 | 0 | 0 | 0 | 0 | 0 | 0 | 0 | 0 | 0 | 0 | 0 | 0 | 0 | 0 | 0 | 0 | 0 | 0 | 0 | 0 | 0 | 0
[10 empty] | 0 | 0 | 0 | 0 | 0 | 0 | 0 | 0 | 0 | 0 | 0 | 0 | 0 | 0 | 0 | 0 | 0 | 0 | 0 | 0 | 0 | 0 | 0 | 0 | 0 | 0 | 0 | 0
[10 empty] | 0 | 0 | 0 | 0 | 0 | 0 | 0 | 0 | 0 | 0 | 0 | 0 | 0 | 0 | 0 | 0 | 0 | 0 | 0 | 0 | 0 | 0 | 0 | 0 | 0 | 0 | 0 | 0
[10 empty] | 0 | 0 | 0 | 0 | 0 | 0 | 0 | 0 | 0 | 0 | 0 | 0 | 0 | 0 | 0 | 0 | 0 | 0 | 0 | 0 | 0 | 0 | 0 | 0 | 0 | 0 | 0 | 0
[10 empty] | 0 | 0 | 0 | 0 | 0 | 0 | 0 | 0 | 0 | 0 | 0 | 0 | 0 | 0 | 0 | 0 | 0 | 0 | 0 | 0 | 0 | 0 | 0 | 0 | 0 | 0 | 0 | 0
[10 empty] | 0 | 0 | 0 | 0 | 0 | 0 | 0 | 0 | 0 | 0 | 0 | 0 | 0 | 0 | 0 | 0 | 0 | 0 | 0 | 0 | 0 | 0 | 0 | 0 | 0 | 0 | 0 | 0
[10 empty] | 0 | 0 | 0 | 0 | 0 | 0 | 0 | 0 | 0 | 0 | 0 | 0 | 0 | 0 | 0 | 0 | 0 | 0 | 0 | 0 | 0 | 0 | 0 | 0 | 0 | 0 | 0 | 0
[10 empty] | 0 | 0 | 0 | 0 | 0 | 0 | 0 | 0 | 0 | 0 | 0 | 0 | 0 | 0 | 0 | 0 | 0 | 0 | 0 | 0 | 0 | 0 | 0 | 0 | 0 | 0 | 0 | 0
[10 empty] | 0 | 0 | 0 | 0 | 0 | 0 | 0 | 0 | 0 | 0 | 0 | 0 | 0 | 0 | 0 | 0 | 0 | 0 | 0 | 0 | 0 | 0 | 0 | 0 | 0 | 0 | 0 | 0
[10 empty] | 0 | 0 | 0 | 0 | 0 | 0 | 0 | 0 | 0 | 0 | 0 | 0 | 0 | 0 | 0 | 0 | 0 | 0 | 0 | 0 | 0 | 0 | 0 | 0 | 0 | 0 | 0 | 0
[10 empty] | 0 | 0 | 0 | 0 | 0 | 0 | 0 | 0 | 0 | 0 | 0 | 0 | 0 | 0 | 0 | 0 | 0 | 0 | 0 | 0 | 0 | 0 | 0 | 0 | 0 | 0 | 0 | 0
[10 empty] | 0 | 0 | 0 | 0 | 0 | 0 | 0 | 0 | 0 | 0 | 0 | 0 | 0 | 0 | 0 | 0 | 0 | 0 | 0 | 0 | 0 | 0 | 0 | 0 | 0 | 0 | 0 | 0
[10 empty] | 0 | 0 | 0 | 0 | 0 | 0 | 0 | 0 | 0 | 0 | 0 | 0 | 0 | 0 | 0 | 0 | 0 | 0 | 0 | 0 | 0 | 0 | 0 | 0 | 0 | 0 | 0 | 0
[10 empty] | 0 | 0 | 0 | 0 | 0 | 0 | 0 | 0 | 0 | 0 | 0 | 0 | 0 | 0 | 0 | 0 | 0 | 0 | 0 | 0 | 0 | 0 | 0 | 0 | 0 | 0 | 0 | 0
[10 empty] | 0 | 0 | 0 | 0 | 0 | 0 | 0 | 0 | 0 | 0 | 0 | 0 | 0 | 0 | 0 | 0 | 0 | 0 | 0 | 0 | 0 | 0 | 0 | 0 | 0 | 0 | 0 | 0
[10 empty] | 0 | 0 | 0 | 0 | 0 | 0 | 0 | 0 | 0 | 0 | 0 | 0 | 0 | 0 | 0 | 0 | 0 | 0 | 0 | 0 | 0 | 0 | 0 | 0 | 0 | 0 | 0 | 0
[10 empty] | 0 | 0 | 0 | 0 | 0 | 0 | 0 | 0 | 0 | 0 | 0 | 0 | 0 | 0 | 0 | 0 | 0 | 0 | 0 | 0 | 0 | 0 | 0 | 0 | 0 | 0 | 0 | 0
[10 empty] | 0 | 0 | 0 | 0 | 0 | 0 | 0 | 0 | 0 | 0 | 0 | 0 | 0 | 0 | 0 | 0 | 0 | 0 | 0 | 0 | 0 | 0 | 0 | 0 | 0 | 0 | 0 | 0
[10 empty] | 0 | 0 | 0 | 0 | 0 | 0 | 0 | 0 | 0 | 0 | 0 | 0 | 0 | 0 | 0 | 0 | 0 | 0 | 0 | 0 | 0 | 0 | 0 | 0 | 0 | 0 | 0 | 0
[10 empty] | 0 | 0 | 0 | 0 | 0 | 0 | 0 | 0 | 0 | 0 | 0 | 0 | 0 | 0 | 0 | 0 | 0 | 0 | 0 | 0 | 0 | 0 | 0 | 0 | 0 | 0 | 0 | 0
[10 empty] | 0 | 0 | 0 | 0 | 0 | 0 | 0 | 0 | 0 | 0 | 0 | 0 | 0 | 0 | 0 | 0 | 0 | 0 | 0 | 0 | 0 | 0 | 0 | 0 | 0 | 0 | 0 | 0
[10 empty] | 0 | 0 | 0 | 0 | 0 | 0 | 0 | 0 | 0 | 0 | 0 | 0 | 0 | 0 | 0 | 0 | 0 | 0 | 0 | 0 | 0 | 0 | 0 | 0 | 0 | 0 | 0 | 0
[10 empty] | 0 | 0 | 0 | 0 | 0 | 0 | 0 | 0 | 0 | 0 | 0 | 0 | 0 | 0 | 0 | 0 | 0 | 0 | 0 | 0 | 0 | 0 | 0 | 0 | 0 | 0 | 0 | 0
[10 empty] | 0 | 0 | 0 | 0 | 0 | 0 | 0 | 0 | 0 | 0 | 0 | 0 | 0 | 0 | 0 | 0 | 0 | 0 | 0 | 0 | 0 | 0 | 0 | 0 | 0 | 0 | 0 | 0
[10 empty] | 0 | 0 | 0 | 0 | 0 | 0 | 0 | 0 | 0 | 0 | 0 | 0 | 0 | 0 | 0 | 0 | 0 | 0 | 0 | 0 | 0 | 0 | 0 | 0 | 0 | 0 | 0 | 0
[10 empty] | 0 | 0 | 0 | 0 | 0 | 0 | 0 | 0 | 0 | 0 | 0 | 0 | 0 | 0 | 0 | 0 | 0 | 0 | 0 | 0 | 0 | 0 | 0 | 0 | 0 | 0 | 0 | 0
[10 empty] | 0 | 0 | 0 | 0 | 0 | 0 | 0 | 0 | 0 | 0 | 0 | 0 | 0 | 0 | 0 | 0 | 0 | 0 | 0 | 0 | 0 | 0 | 0 | 0 | 0 | 0 | 0 | 0
[10 empty] | 0 | 0 | 0 | 0 | 0 | 0 | 0 | 0 | 0 | 0 | 0 | 0 | 0 | 0 | 0 | 0 | 0 | 0 | 0 | 0 | 0 | 0 | 0 | 0 | 0 | 0 | 0 | 0
[10 empty] | 0 | 0 | 0 | 0 | 0 | 0 | 0 | 0 | 0 | 0 | 0 | 0 | 0 | 0 | 0 | 0 | 0 | 0 | 0 | 0 | 0 | 0 | 0 | 0 | 0 | 0 | 0 | 0
[10 empty] | 0 | 0 | 0 | 0 | 0 | 0 | 0 | 0 | 0 | 0 | 0 | 0 | 0 | 0 | 0 | 0 | 0 | 0 | 0 | 0 | 0 | 0 | 0 | 0 | 0 | 0 | 0 | 0
[10 empty] | 0 | 0 | 0 | 0 | 0 | 0 | 0 | 0 | 0 | 0 | 0 | 0 | 0 | 0 | 0 | 0 | 0 | 0 | 0 | 0 | 0 | 0 | 0 | 0 | 0 | 0 | 0 | 0
[10 empty] | 0 | 0 | 0 | 0 | 0 | 0 | 0 | 0 | 0 | 0 | 0 | 0 | 0 | 0 | 0 | 0 | 0 | 0 | 0 | 0 | 0 | 0 | 0 | 0 | 0 | 0 | 0 | 0
[10 empty] | 0 | 0 | 0 | 0 | 0 | 0 | 0 | 0 | 0 | 0 | 0 | 0 | 0 | 0 | 0 | 0 | 0 | 0 | 0 | 0 | 0 | 0 | 0 | 0 | 0 | 0 | 0 | 0
[10 empty] | 0 | 0 | 0 | 0 | 0 | 0 | 0 | 0 | 0 | 0 | 0 | 0 | 0 | 0 | 0 | 0 | 0 | 0 | 0 | 0 | 0 | 0 | 0 | 0 | 0 | 0 | 0 | 0
[10 empty] | 0 | 0 | 0 | 0 | 0 | 0 | 0 | 0 | 0 | 0 | 0 | 0 | 0 | 0 | 0 | 0 | 0 | 0 | 0 | 0 | 0 | 0 | 0 | 0 | 0 | 0 | 0 | 0
[10 empty] | 0 | 0 | 0 | 0 | 0 | 0 | 0 | 0 | 0 | 0 | 0 | 0 | 0 | 0 | 0 | 0 | 0 | 0 | 0 | 0 | 0 | 0 | 0 | 0 | 0 | 0 | 0 | 0
[10 empty] | 0 | 0 | 0 | 0 | 0 | 0 | 0 | 0 | 0 | 0 | 0 | 0 | 0 | 0 | 0 | 0 | 0 | 0 | 0 | 0 | 0 | 0 | 0 | 0 | 0 | 0 | 0 | 0
[10 empty] | 0 | 0 | 0 | 0 | 0 | 0 | 0 | 0 | 0 | 0 | 0 | 0 | 0 | 0 | 0 | 0 | 0 | 0 | 0 | 0 | 0 | 0 | 0 | 0 | 0 | 0 | 0 | 0
[10 empty] | 0 | 0 | 0 | 0 | 0 | 0 | 0 | 0 | 0 | 0 | 0 | 0 | 0 | 0 | 0 | 0 | 0 | 0 | 0 | 0 | 0 | 0 | 0 | 0 | 0 | 0 | 0 | 0
[10 empty] | 0 | 0 | 0 | 0 | 0 | 0 | 0 | 0 | 0 | 0 | 0 | 0 | 0 | 0 | 0 | 0 | 0 | 0 | 0 | 0 | 0 | 0 | 0 | 0 | 0 | 0 | 0 | 0
[10 empty] | 0 | 0 | 0 | 0 | 0 | 0 | 0 | 0 | 0 | 0 | 0 | 0 | 0 | 0 | 0 | 0 | 0 | 0 | 0 | 0 | 0 | 0 | 0 | 0 | 0 | 0 | 0 | 0
[10 empty] | 0 | 0 | 0 | 0 | 0 | 0 | 0 | 0 | 0 | 0 | 0 | 0 | 0 | 0 | 0 | 0 | 0 | 0 | 0 | 0 | 0 | 0 | 0 | 0 | 0 | 0 | 0 | 0
[10 empty] | 0 | 0 | 0 | 0 | 0 | 0 | 0 | 0 | 0 | 0 | 0 | 0 | 0 | 0 | 0 | 0 | 0 | 0 | 0 | 0 | 0 | 0 | 0 | 0 | 0 | 0 | 0 | 0
[10 empty] | 0 | 0 | 0 | 0 | 0 | 0 | 0 | 0 | 0 | 0 | 0 | 0 | 0 | 0 | 0 | 0 | 0 | 0 | 0 | 0 | 0 | 0 | 0 | 0 | 0 | 0 | 0 | 0
[10 empty] | 0 | 0 | 0 | 0 | 0 | 0 | 0 | 0 | 0 | 0 | 0 | 0 | 0 | 0 | 0 | 0 | 0 | 0 | 0 | 0 | 0 | 0 | 0 | 0 | 0 | 0 | 0 | 0
[10 empty] | 0 | 0 | 0 | 0 | 0 | 0 | 0 | 0 | 0 | 0 | 0 | 0 | 0 | 0 | 0 | 0 | 0 | 0 | 0 | 0 | 0 | 0 | 0 | 0 | 0 | 0 | 0 | 0
[10 empty] | 0 | 0 | 0 | 0 | 0 | 0 | 0 | 0 | 0 | 0 | 0 | 0 | 0 | 0 | 0 | 0 | 0 | 0 | 0 | 0 | 0 | 0 | 0 | 0 | 0 | 0 | 0 | 0
[10 empty] | 0 | 0 | 0 | 0 | 0 | 0 | 0 | 0 | 0 | 0 | 0 | 0 | 0 | 0 | 0 | 0 | 0 | 0 | 0 | 0 | 0 | 0 | 0 | 0 | 0 | 0 | 0 | 0
[10 empty] | 0 | 0 | 0 | 0 | 0 | 0 | 0 | 0 | 0 | 0 | 0 | 0 | 0 | 0 | 0 | 0 | 0 | 0 | 0 | 0 | 0 | 0 | 0 | 0 | 0 | 0 | 0 | 0
[10 empty] | 0 | 0 | 0 | 0 | 0 | 0 | 0 | 0 | 0 | 0 | 0 | 0 | 0 | 0 | 0 | 0 | 0 | 0 | 0 | 0 | 0 | 0 | 0 | 0 | 0 | 0 | 0 | 0
[10 empty] | 0 | 0 | 0 | 0 | 0 | 0 | 0 | 0 | 0 | 0 | 0 | 0 | 0 | 0 | 0 | 0 | 0 | 0 | 0 | 0 | 0 | 0 | 0 | 0 | 0 | 0 | 0 | 0
[10 empty] | 0 | 0 | 0 | 0 | 0 | 0 | 0 | 0 | 0 | 0 | 0 | 0 | 0 | 0 | 0 | 0 | 0 | 0 | 0 | 0 | 0 | 0 | 0 | 0 | 0 | 0 | 0 | 0
[10 empty] | 0 | 0 | 0 | 0 | 0 | 0 | 0 | 0 | 0 | 0 | 0 | 0 | 0 | 0 | 0 | 0 | 0 | 0 | 0 | 0 | 0 | 0 | 0 | 0 | 0 | 0 | 0 | 0
[10 empty] | 0 | 0 | 0 | 0 | 0 | 0 | 0 | 0 | 0 | 0 | 0 | 0 | 0 | 0 | 0 | 0 | 0 | 0 | 0 | 0 | 0 | 0 | 0 | 0 | 0 | 0 | 0 | 0
[10 empty] | 0 | 0 | 0 | 0 | 0 | 0 | 0 | 0 | 0 | 0 | 0 | 0 | 0 | 0 | 0 | 0 | 0 | 0 | 0 | 0 | 0 | 0 | 0 | 0 | 0 | 0 | 0 | 0
[10 empty] | 0 | 0 | 0 | 0 | 0 | 0 | 0 | 0 | 0 | 0 | 0 | 0 | 0 | 0 | 0 | 0 | 0 | 0 | 0 | 0 | 0 | 0 | 0 | 0 | 0 | 0 | 0 | 0
[10 empty] | 0 | 0 | 0 | 0 | 0 | 0 | 0 | 0 | 0 | 0 | 0 | 0 | 0 | 0 | 0 | 0 | 0 | 0 | 0 | 0 | 0 | 0 | 0 | 0 | 0 | 0 | 0 | 0
[10 empty] | 0 | 0 | 0 | 0 | 0 | 0 | 0 | 0 | 0 | 0 | 0 | 0 | 0 | 0 | 0 | 0 | 0 | 0 | 0 | 0 | 0 | 0 | 0 | 0 | 0 | 0 | 0 | 0
[10 empty] | 0 | 0 | 0 | 0 | 0 | 0 | 0 | 0 | 0 | 0 | 0 | 0 | 0 | 0 | 0 | 0 | 0 | 0 | 0 | 0 | 0 | 0 | 0 | 0 | 0 | 0 | 0 | 0
[10 empty] | 0 | 0 | 0 | 0 | 0 | 0 | 0 | 0 | 0 | 0 | 0 | 0 | 0 | 0 | 0 | 0 | 0 | 0 | 0 | 0 | 0 | 0 | 0 | 0 | 0 | 0 | 0 | 0
[10 empty] | 0 | 0 | 0 | 0 | 0 | 0 | 0 | 0 | 0 | 0 | 0 | 0 | 0 | 0 | 0 | 0 | 0 | 0 | 0 | 0 | 0 | 0 | 0 | 0 | 0 | 0 | 0 | 0
[10 empty] | 0 | 0 | 0 | 0 | 0 | 0 | 0 | 0 | 0 | 0 | 0 | 0 | 0 | 0 | 0 | 0 | 0 | 0 | 0 | 0 | 0 | 0 | 0 | 0 | 0 | 0 | 0 | 0
[10 empty] | 0 | 0 | 0 | 0 | 0 | 0 | 0 | 0 | 0 | 0 | 0 | 0 | 0 | 0 | 0 | 0 | 0 | 0 | 0 | 0 | 0 | 0 | 0 | 0 | 0 | 0 | 0 | 0
[10 empty] | 0 | 0 | 0 | 0 | 0 | 0 | 0 | 0 | 0 | 0 | 0 | 0 | 0 | 0 | 0 | 0 | 0 | 0 | 0 | 0 | 0 | 0 | 0 | 0 | 0 | 0 | 0 | 0
[10 empty] | 0 | 0 | 0 | 0 | 0 | 0 | 0 | 0 | 0 | 0 | 0 | 0 | 0 | 0 | 0 | 0 | 0 | 0 | 0 | 0 | 0 | 0 | 0 | 0 | 0 | 0 | 0 | 0
[10 empty] | 0 | 0 | 0 | 0 | 0 | 0 | 0 | 0 | 0 | 0 | 0 | 0 | 0 | 0 | 0 | 0 | 0 | 0 | 0 | 0 | 0 | 0 | 0 | 0 | 0 | 0 | 0 | 0
[10 empty] | 0 | 0 | 0 | 0 | 0 | 0 | 0 | 0 | 0 | 0 | 0 | 0 | 0 | 0 | 0 | 0 | 0 | 0 | 0 | 0 | 0 | 0 | 0 | 0 | 0 | 0 | 0 | 0
[10 empty] | 0 | 0 | 0 | 0 | 0 | 0 | 0 | 0 | 0 | 0 | 0 | 0 | 0 | 0 | 0 | 0 | 0 | 0 | 0 | 0 | 0 | 0 | 0 | 0 | 0 | 0 | 0 | 0
[10 empty] | 0 | 0 | 0 | 0 | 0 | 0 | 0 | 0 | 0 | 0 | 0 | 0 | 0 | 0 | 0 | 0 | 0 | 0 | 0 | 0 | 0 | 0 | 0 | 0 | 0 | 0 | 0 | 0
[10 empty] | 0 | 0 | 0 | 0 | 0 | 0 | 0 | 0 | 0 | 0 | 0 | 0 | 0 | 0 | 0 | 0 | 0 | 0 | 0 | 0 | 0 | 0 | 0 | 0 | 0 | 0 | 0 | 0
[10 empty] | 0 | 0 | 0 | 0 | 0 | 0 | 0 | 0 | 0 | 0 | 0 | 0 | 0 | 0 | 0 | 0 | 0 | 0 | 0 | 0 | 0 | 0 | 0 | 0 | 0 | 0 | 0 | 0
[10 empty] | 0 | 0 | 0 | 0 | 0 | 0 | 0 | 0 | 0 | 0 | 0 | 0 | 0 | 0 | 0 | 0 | 0 | 0 | 0 | 0 | 0 | 0 | 0 | 0 | 0 | 0 | 0 | 0
[10 empty] | 0 | 0 | 0 | 0 | 0 | 0 | 0 | 0 | 0 | 0 | 0 | 0 | 0 | 0 | 0 | 0 | 0 | 0 | 0 | 0 | 0 | 0 | 0 | 0 | 0 | 0 | 0 | 0
[10 empty] | 0 | 0 | 0 | 0 | 0 | 0 | 0 | 0 | 0 | 0 | 0 | 0 | 0 | 0 | 0 | 0 | 0 | 0 | 0 | 0 | 0 | 0 | 0 | 0 | 0 | 0 | 0 | 0
[10 empty] | 0 | 0 | 0 | 0 | 0 | 0 | 0 | 0 | 0 | 0 | 0 | 0 | 0 | 0 | 0 | 0 | 0 | 0 | 0 | 0 | 0 | 0 | 0 | 0 | 0 | 0 | 0 | 0
[10 empty] | 0 | 0 | 0 | 0 | 0 | 0 | 0 | 0 | 0 | 0 | 0 | 0 | 0 | 0 | 0 | 0 | 0 | 0 | 0 | 0 | 0 | 0 | 0 | 0 | 0 | 0 | 0 | 0
[10 empty] | 0 | 0 | 0 | 0 | 0 | 0 | 0 | 0 | 0 | 0 | 0 | 0 | 0 | 0 | 0 | 0 | 0 | 0 | 0 | 0 | 0 | 0 | 0 | 0 | 0 | 0 | 0 | 0
[10 empty] | 0 | 0 | 0 | 0 | 0 | 0 | 0 | 0 | 0 | 0 | 0 | 0 | 0 | 0 | 0 | 0 | 0 | 0 | 0 | 0 | 0 | 0 | 0 | 0 | 0 | 0 | 0 | 0
[10 empty] | 0 | 0 | 0 | 0 | 0 | 0 | 0 | 0 | 0 | 0 | 0 | 0 | 0 | 0 | 0 | 0 | 0 | 0 | 0 | 0 | 0 | 0 | 0 | 0 | 0 | 0 | 0 | 0
[10 empty] | 0 | 0 | 0 | 0 | 0 | 0 | 0 | 0 | 0 | 0 | 0 | 0 | 0 | 0 | 0 | 0 | 0 | 0 | 0 | 0 | 0 | 0 | 0 | 0 | 0 | 0 | 0 | 0
[10 empty] | 0 | 0 | 0 | 0 | 0 | 0 | 0 | 0 | 0 | 0 | 0 | 0 | 0 | 0 | 0 | 0 | 0 | 0 | 0 | 0 | 0 | 0 | 0 | 0 | 0 | 0 | 0 | 0
[10 empty] | 0 | 0 | 0 | 0 | 0 | 0 | 0 | 0 | 0 | 0 | 0 | 0 | 0 | 0 | 0 | 0 | 0 | 0 | 0 | 0 | 0 | 0 | 0 | 0 | 0 | 0 | 0 | 0
[10 empty] | 0 | 0 | 0 | 0 | 0 | 0 | 0 | 0 | 0 | 0 | 0 | 0 | 0 | 0 | 0 | 0 | 0 | 0 | 0 | 0 | 0 | 0 | 0 | 0 | 0 | 0 | 0 | 0
[10 empty] | 0 | 0 | 0 | 0 | 0 | 0 | 0 | 0 | 0 | 0 | 0 | 0 | 0 | 0 | 0 | 0 | 0 | 0 | 0 | 0 | 0 | 0 | 0 | 0 | 0 | 0 | 0 | 0
[10 empty] | 0 | 0 | 0 | 0 | 0 | 0 | 0 | 0 | 0 | 0 | 0 | 0 | 0 | 0 | 0 | 0 | 0 | 0 | 0 | 0 | 0 | 0 | 0 | 0 | 0 | 0 | 0 | 0
[10 empty] | 0 | 0 | 0 | 0 | 0 | 0 | 0 | 0 | 0 | 0 | 0 | 0 | 0 | 0 | 0 | 0 | 0 | 0 | 0 | 0 | 0 | 0 | 0 | 0 | 0 | 0 | 0 | 0
[10 empty] | 0 | 0 | 0 | 0 | 0 | 0 | 0 | 0 | 0 | 0 | 0 | 0 | 0 | 0 | 0 | 0 | 0 | 0 | 0 | 0 | 0 | 0 | 0 | 0 | 0 | 0 | 0 | 0
[10 empty] | 0 | 0 | 0 | 0 | 0 | 0 | 0 | 0 | 0 | 0 | 0 | 0 | 0 | 0 | 0 | 0 | 0 | 0 | 0 | 0 | 0 | 0 | 0 | 0 | 0 | 0 | 0 | 0
[10 empty] | 0 | 0 | 0 | 0 | 0 | 0 | 0 | 0 | 0 | 0 | 0 | 0 | 0 | 0 | 0 | 0 | 0 | 0 | 0 | 0 | 0 | 0 | 0 | 0 | 0 | 0 | 0 | 0
[10 empty] | 0 | 0 | 0 | 0 | 0 | 0 | 0 | 0 | 0 | 0 | 0 | 0 | 0 | 0 | 0 | 0 | 0 | 0 | 0 | 0 | 0 | 0 | 0 | 0 | 0 | 0 | 0 | 0
[10 empty] | 0 | 0 | 0 | 0 | 0 | 0 | 0 | 0 | 0 | 0 | 0 | 0 | 0 | 0 | 0 | 0 | 0 | 0 | 0 | 0 | 0 | 0 | 0 | 0 | 0 | 0 | 0 | 0
[10 empty] | 0 | 0 | 0 | 0 | 0 | 0 | 0 | 0 | 0 | 0 | 0 | 0 | 0 | 0 | 0 | 0 | 0 | 0 | 0 | 0 | 0 | 0 | 0 | 0 | 0 | 0 | 0 | 0
[10 empty] | 0 | 0 | 0 | 0 | 0 | 0 | 0 | 0 | 0 | 0 | 0 | 0 | 0 | 0 | 0 | 0 | 0 | 0 | 0 | 0 | 0 | 0 | 0 | 0 | 0 | 0 | 0 | 0
[10 empty] | 0 | 0 | 0 | 0 | 0 | 0 | 0 | 0 | 0 | 0 | 0 | 0 | 0 | 0 | 0 | 0 | 0 | 0 | 0 | 0 | 0 | 0 | 0 | 0 | 0 | 0 | 0 | 0
[10 empty] | 0 | 0 | 0 | 0 | 0 | 0 | 0 | 0 | 0 | 0 | 0 | 0 | 0 | 0 | 0 | 0 | 0 | 0 | 0 | 0 | 0 | 0 | 0 | 0 | 0 | 0 | 0 | 0
[10 empty] | 0 | 0 | 0 | 0 | 0 | 0 | 0 | 0 | 0 | 0 | 0 | 0 | 0 | 0 | 0 | 0 | 0 | 0 | 0 | 0 | 0 | 0 | 0 | 0 | 0 | 0 | 0 | 0
[10 empty] | 0 | 0 | 0 | 0 | 0 | 0 | 0 | 0 | 0 | 0 | 0 | 0 | 0 | 0 | 0 | 0 | 0 | 0 | 0 | 0 | 0 | 0 | 0 | 0 | 0 | 0 | 0 | 0
[10 empty] | 0 | 0 | 0 | 0 | 0 | 0 | 0 | 0 | 0 | 0 | 0 | 0 | 0 | 0 | 0 | 0 | 0 | 0 | 0 | 0 | 0 | 0 | 0 | 0 | 0 | 0 | 0 | 0
[10 empty] | 0 | 0 | 0 | 0 | 0 | 0 | 0 | 0 | 0 | 0 | 0 | 0 | 0 | 0 | 0 | 0 | 0 | 0 | 0 | 0 | 0 | 0 | 0 | 0 | 0 | 0 | 0 | 0
[10 empty] | 0 | 0 | 0 | 0 | 0 | 0 | 0 | 0 | 0 | 0 | 0 | 0 | 0 | 0 | 0 | 0 | 0 | 0 | 0 | 0 | 0 | 0 | 0 | 0 | 0 | 0 | 0 | 0
[10 empty] | 0 | 0 | 0 | 0 | 0 | 0 | 0 | 0 | 0 | 0 | 0 | 0 | 0 | 0 | 0 | 0 | 0 | 0 | 0 | 0 | 0 | 0 | 0 | 0 | 0 | 0 | 0 | 0
[10 empty] | 0 | 0 | 0 | 0 | 0 | 0 | 0 | 0 | 0 | 0 | 0 | 0 | 0 | 0 | 0 | 0 | 0 | 0 | 0 | 0 | 0 | 0 | 0 | 0 | 0 | 0 | 0 | 0
[10 empty] | 0 | 0 | 0 | 0 | 0 | 0 | 0 | 0 | 0 | 0 | 0 | 0 | 0 | 0 | 0 | 0 | 0 | 0 | 0 | 0 | 0 | 0 | 0 | 0 | 0 | 0 | 0 | 0
[10 empty] | 0 | 0 | 0 | 0 | 0 | 0 | 0 | 0 | 0 | 0 | 0 | 0 | 0 | 0 | 0 | 0 | 0 | 0 | 0 | 0 | 0 | 0 | 0 | 0 | 0 | 0 | 0 | 0
[10 empty] | 0 | 0 | 0 | 0 | 0 | 0 | 0 | 0 | 0 | 0 | 0 | 0 | 0 | 0 | 0 | 0 | 0 | 0 | 0 | 0 | 0 | 0 | 0 | 0 | 0 | 0 | 0 | 0
[10 empty] | 0 | 0 | 0 | 0 | 0 | 0 | 0 | 0 | 0 | 0 | 0 | 0 | 0 | 0 | 0 | 0 | 0 | 0 | 0 | 0 | 0 | 0 | 0 | 0 | 0 | 0 | 0 | 0
[10 empty] | 0 | 0 | 0 | 0 | 0 | 0 | 0 | 0 | 0 | 0 | 0 | 0 | 0 | 0 | 0 | 0 | 0 | 0 | 0 | 0 | 0 | 0 | 0 | 0 | 0 | 0 | 0 | 0
[10 empty] | 0 | 0 | 0 | 0 | 0 | 0 | 0 | 0 | 0 | 0 | 0 | 0 | 0 | 0 | 0 | 0 | 0 | 0 | 0 | 0 | 0 | 0 | 0 | 0 | 0 | 0 | 0 | 0
[10 empty] | 0 | 0 | 0 | 0 | 0 | 0 | 0 | 0 | 0 | 0 | 0 | 0 | 0 | 0 | 0 | 0 | 0 | 0 | 0 | 0 | 0 | 0 | 0 | 0 | 0 | 0 | 0 | 0
[10 empty] | 0 | 0 | 0 | 0 | 0 | 0 | 0 | 0 | 0 | 0 | 0 | 0 | 0 | 0 | 0 | 0 | 0 | 0 | 0 | 0 | 0 | 0 | 0 | 0 | 0 | 0 | 0 | 0
[10 empty] | 0 | 0 | 0 | 0 | 0 | 0 | 0 | 0 | 0 | 0 | 0 | 0 | 0 | 0 | 0 | 0 | 0 | 0 | 0 | 0 | 0 | 0 | 0 | 0 | 0 | 0 | 0 | 0
[10 empty] | 0 | 0 | 0 | 0 | 0 | 0 | 0 | 0 | 0 | 0 | 0 | 0 | 0 | 0 | 0 | 0 | 0 | 0 | 0 | 0 | 0 | 0 | 0 | 0 | 0 | 0 | 0 | 0
[10 empty] | 0 | 0 | 0 | 0 | 0 | 0 | 0 | 0 | 0 | 0 | 0 | 0 | 0 | 0 | 0 | 0 | 0 | 0 | 0 | 0 | 0 | 0 | 0 | 0 | 0 | 0 | 0 | 0
[10 empty] | 0 | 0 | 0 | 0 | 0 | 0 | 0 | 0 | 0 | 0 | 0 | 0 | 0 | 0 | 0 | 0 | 0 | 0 | 0 | 0 | 0 | 0 | 0 | 0 | 0 | 0 | 0 | 0
[10 empty] | 0 | 0 | 0 | 0 | 0 | 0 | 0 | 0 | 0 | 0 | 0 | 0 | 0 | 0 | 0 | 0 | 0 | 0 | 0 | 0 | 0 | 0 | 0 | 0 | 0 | 0 | 0 | 0
[10 empty] | 0 | 0 | 0 | 0 | 0 | 0 | 0 | 0 | 0 | 0 | 0 | 0 | 0 | 0 | 0 | 0 | 0 | 0 | 0 | 0 | 0 | 0 | 0 | 0 | 0 | 0 | 0 | 0
[10 empty] | 0 | 0 | 0 | 0 | 0 | 0 | 0 | 0 | 0 | 0 | 0 | 0 | 0 | 0 | 0 | 0 | 0 | 0 | 0 | 0 | 0 | 0 | 0 | 0 | 0 | 0 | 0 | 0
[10 empty] | 0 | 0 | 0 | 0 | 0 | 0 | 0 | 0 | 0 | 0 | 0 | 0 | 0 | 0 | 0 | 0 | 0 | 0 | 0 | 0 | 0 | 0 | 0 | 0 | 0 | 0 | 0 | 0
[10 empty] | 0 | 0 | 0 | 0 | 0 | 0 | 0 | 0 | 0 | 0 | 0 | 0 | 0 | 0 | 0 | 0 | 0 | 0 | 0 | 0 | 0 | 0 | 0 | 0 | 0 | 0 | 0 | 0
[10 empty] | 0 | 0 | 0 | 0 | 0 | 0 | 0 | 0 | 0 | 0 | 0 | 0 | 0 | 0 | 0 | 0 | 0 | 0 | 0 | 0 | 0 | 0 | 0 | 0 | 0 | 0 | 0 | 0
[10 empty] | 0 | 0 | 0 | 0 | 0 | 0 | 0 | 0 | 0 | 0 | 0 | 0 | 0 | 0 | 0 | 0 | 0 | 0 | 0 | 0 | 0 | 0 | 0 | 0 | 0 | 0 | 0 | 0
[10 empty] | 0 | 0 | 0 | 0 | 0 | 0 | 0 | 0 | 0 | 0 | 0 | 0 | 0 | 0 | 0 | 0 | 0 | 0 | 0 | 0 | 0 | 0 | 0 | 0 | 0 | 0 | 0 | 0
[10 empty] | 0 | 0 | 0 | 0 | 0 | 0 | 0 | 0 | 0 | 0 | 0 | 0 | 0 | 0 | 0 | 0 | 0 | 0 | 0 | 0 | 0 | 0 | 0 | 0 | 0 | 0 | 0 | 0
[10 empty] | 0 | 0 | 0 | 0 | 0 | 0 | 0 | 0 | 0 | 0 | 0 | 0 | 0 | 0 | 0 | 0 | 0 | 0 | 0 | 0 | 0 | 0 | 0 | 0 | 0 | 0 | 0 | 0
[10 empty] | 0 | 0 | 0 | 0 | 0 | 0 | 0 | 0 | 0 | 0 | 0 | 0 | 0 | 0 | 0 | 0 | 0 | 0 | 0 | 0 | 0 | 0 | 0 | 0 | 0 | 0 | 0 | 0
[10 empty] | 0 | 0 | 0 | 0 | 0 | 0 | 0 | 0 | 0 | 0 | 0 | 0 | 0 | 0 | 0 | 0 | 0 | 0 | 0 | 0 | 0 | 0 | 0 | 0 | 0 | 0 | 0 | 0
[10 empty] | 0 | 0 | 0 | 0 | 0 | 0 | 0 | 0 | 0 | 0 | 0 | 0 | 0 | 0 | 0 | 0 | 0 | 0 | 0 | 0 | 0 | 0 | 0 | 0 | 0 | 0 | 0 | 0
[10 empty] | 0 | 0 | 0 | 0 | 0 | 0 | 0 | 0 | 0 | 0 | 0 | 0 | 0 | 0 | 0 | 0 | 0 | 0 | 0 | 0 | 0 | 0 | 0 | 0 | 0 | 0 | 0 | 0
[10 empty] | 0 | 0 | 0 | 0 | 0 | 0 | 0 | 0 | 0 | 0 | 0 | 0 | 0 | 0 | 0 | 0 | 0 | 0 | 0 | 0 | 0 | 0 | 0 | 0 | 0 | 0 | 0 | 0
[10 empty] | 0 | 0 | 0 | 0 | 0 | 0 | 0 | 0 | 0 | 0 | 0 | 0 | 0 | 0 | 0 | 0 | 0 | 0 | 0 | 0 | 0 | 0 | 0 | 0 | 0 | 0 | 0 | 0
[10 empty] | 0 | 0 | 0 | 0 | 0 | 0 | 0 | 0 | 0 | 0 | 0 | 0 | 0 | 0 | 0 | 0 | 0 | 0 | 0 | 0 | 0 | 0 | 0 | 0 | 0 | 0 | 0 | 0
[10 empty] | 0 | 0 | 0 | 0 | 0 | 0 | 0 | 0 | 0 | 0 | 0 | 0 | 0 | 0 | 0 | 0 | 0 | 0 | 0 | 0 | 0 | 0 | 0 | 0 | 0 | 0 | 0 | 0
[10 empty] | 0 | 0 | 0 | 0 | 0 | 0 | 0 | 0 | 0 | 0 | 0 | 0 | 0 | 0 | 0 | 0 | 0 | 0 | 0 | 0 | 0 | 0 | 0 | 0 | 0 | 0 | 0 | 0
[10 empty] | 0 | 0 | 0 | 0 | 0 | 0 | 0 | 0 | 0 | 0 | 0 | 0 | 0 | 0 | 0 | 0 | 0 | 0 | 0 | 0 | 0 | 0 | 0 | 0 | 0 | 0 | 0 | 0
[10 empty] | 0 | 0 | 0 | 0 | 0 | 0 | 0 | 0 | 0 | 0 | 0 | 0 | 0 | 0 | 0 | 0 | 0 | 0 | 0 | 0 | 0 | 0 | 0 | 0 | 0 | 0 | 0 | 0
[10 empty] | 0 | 0 | 0 | 0 | 0 | 0 | 0 | 0 | 0 | 0 | 0 | 0 | 0 | 0 | 0 | 0 | 0 | 0 | 0 | 0 | 0 | 0 | 0 | 0 | 0 | 0 | 0 | 0
[10 empty] | 0 | 0 | 0 | 0 | 0 | 0 | 0 | 0 | 0 | 0 | 0 | 0 | 0 | 0 | 0 | 0 | 0 | 0 | 0 | 0 | 0 | 0 | 0 | 0 | 0 | 0 | 0 | 0
[10 empty] | 0 | 0 | 0 | 0 | 0 | 0 | 0 | 0 | 0 | 0 | 0 | 0 | 0 | 0 | 0 | 0 | 0 | 0 | 0 | 0 | 0 | 0 | 0 | 0 | 0 | 0 | 0 | 0
[10 empty] | 0 | 0 | 0 | 0 | 0 | 0 | 0 | 0 | 0 | 0 | 0 | 0 | 0 | 0 | 0 | 0 | 0 | 0 | 0 | 0 | 0 | 0 | 0 | 0 | 0 | 0 | 0 | 0
[10 empty] | 0 | 0 | 0 | 0 | 0 | 0 | 0 | 0 | 0 | 0 | 0 | 0 | 0 | 0 | 0 | 0 | 0 | 0 | 0 | 0 | 0 | 0 | 0 | 0 | 0 | 0 | 0 | 0
[10 empty] | 0 | 0 | 0 | 0 | 0 | 0 | 0 | 0 | 0 | 0 | 0 | 0 | 0 | 0 | 0 | 0 | 0 | 0 | 0 | 0 | 0 | 0 | 0 | 0 | 0 | 0 | 0 | 0
[10 empty] | 0 | 0 | 0 | 0 | 0 | 0 | 0 | 0 | 0 | 0 | 0 | 0 | 0 | 0 | 0 | 0 | 0 | 0 | 0 | 0 | 0 | 0 | 0 | 0 | 0 | 0 | 0 | 0
[10 empty] | 0 | 0 | 0 | 0 | 0 | 0 | 0 | 0 | 0 | 0 | 0 | 0 | 0 | 0 | 0 | 0 | 0 | 0 | 0 | 0 | 0 | 0 | 0 | 0 | 0 | 0 | 0 | 0
[10 empty] | 0 | 0 | 0 | 0 | 0 | 0 | 0 | 0 | 0 | 0 | 0 | 0 | 0 | 0 | 0 | 0 | 0 | 0 | 0 | 0 | 0 | 0 | 0 | 0 | 0 | 0 | 0 | 0
[10 empty] | 0 | 0 | 0 | 0 | 0 | 0 | 0 | 0 | 0 | 0 | 0 | 0 | 0 | 0 | 0 | 0 | 0 | 0 | 0 | 0 | 0 | 0 | 0 | 0 | 0 | 0 | 0 | 0
[10 empty] | 0 | 0 | 0 | 0 | 0 | 0 | 0 | 0 | 0 | 0 | 0 | 0 | 0 | 0 | 0 | 0 | 0 | 0 | 0 | 0 | 0 | 0 | 0 | 0 | 0 | 0 | 0 | 0
[10 empty] | 0 | 0 | 0 | 0 | 0 | 0 | 0 | 0 | 0 | 0 | 0 | 0 | 0 | 0 | 0 | 0 | 0 | 0 | 0 | 0 | 0 | 0 | 0 | 0 | 0 | 0 | 0 | 0
[10 empty] | 0 | 0 | 0 | 0 | 0 | 0 | 0 | 0 | 0 | 0 | 0 | 0 | 0 | 0 | 0 | 0 | 0 | 0 | 0 | 0 | 0 | 0 | 0 | 0 | 0 | 0 | 0 | 0
[10 empty] | 0 | 0 | 0 | 0 | 0 | 0 | 0 | 0 | 0 | 0 | 0 | 0 | 0 | 0 | 0 | 0 | 0 | 0 | 0 | 0 | 0 | 0 | 0 | 0 | 0 | 0 | 0 | 0
[10 empty] | 0 | 0 | 0 | 0 | 0 | 0 | 0 | 0 | 0 | 0 | 0 | 0 | 0 | 0 | 0 | 0 | 0 | 0 | 0 | 0 | 0 | 0 | 0 | 0 | 0 | 0 | 0 | 0
[10 empty] | 0 | 0 | 0 | 0 | 0 | 0 | 0 | 0 | 0 | 0 | 0 | 0 | 0 | 0 | 0 | 0 | 0 | 0 | 0 | 0 | 0 | 0 | 0 | 0 | 0 | 0 | 0 | 0
[10 empty] | 0 | 0 | 0 | 0 | 0 | 0 | 0 | 0 | 0 | 0 | 0 | 0 | 0 | 0 | 0 | 0 | 0 | 0 | 0 | 0 | 0 | 0 | 0 | 0 | 0 | 0 | 0 | 0
[10 empty] | 0 | 0 | 0 | 0 | 0 | 0 | 0 | 0 | 0 | 0 | 0 | 0 | 0 | 0 | 0 | 0 | 0 | 0 | 0 | 0 | 0 | 0 | 0 | 0 | 0 | 0 | 0 | 0
[10 empty] | 0 | 0 | 0 | 0 | 0 | 0 | 0 | 0 | 0 | 0 | 0 | 0 | 0 | 0 | 0 | 0 | 0 | 0 | 0 | 0 | 0 | 0 | 0 | 0 | 0 | 0 | 0 | 0
[10 empty] | 0 | 0 | 0 | 0 | 0 | 0 | 0 | 0 | 0 | 0 | 0 | 0 | 0 | 0 | 0 | 0 | 0 | 0 | 0 | 0 | 0 | 0 | 0 | 0 | 0 | 0 | 0 | 0
[10 empty] | 0 | 0 | 0 | 0 | 0 | 0 | 0 | 0 | 0 | 0 | 0 | 0 | 0 | 0 | 0 | 0 | 0 | 0 | 0 | 0 | 0 | 0 | 0 | 0 | 0 | 0 | 0 | 0
[10 empty] | 0 | 0 | 0 | 0 | 0 | 0 | 0 | 0 | 0 | 0 | 0 | 0 | 0 | 0 | 0 | 0 | 0 | 0 | 0 | 0 | 0 | 0 | 0 | 0 | 0 | 0 | 0 | 0
[10 empty] | 0 | 0 | 0 | 0 | 0 | 0 | 0 | 0 | 0 | 0 | 0 | 0 | 0 | 0 | 0 | 0 | 0 | 0 | 0 | 0 | 0 | 0 | 0 | 0 | 0 | 0 | 0 | 0
[10 empty] | 0 | 0 | 0 | 0 | 0 | 0 | 0 | 0 | 0 | 0 | 0 | 0 | 0 | 0 | 0 | 0 | 0 | 0 | 0 | 0 | 0 | 0 | 0 | 0 | 0 | 0 | 0 | 0
[10 empty] | 0 | 0 | 0 | 0 | 0 | 0 | 0 | 0 | 0 | 0 | 0 | 0 | 0 | 0 | 0 | 0 | 0 | 0 | 0 | 0 | 0 | 0 | 0 | 0 | 0 | 0 | 0 | 0
[10 empty] | 0 | 0 | 0 | 0 | 0 | 0 | 0 | 0 | 0 | 0 | 0 | 0 | 0 | 0 | 0 | 0 | 0 | 0 | 0 | 0 | 0 | 0 | 0 | 0 | 0 | 0 | 0 | 0
[10 empty] | 0 | 0 | 0 | 0 | 0 | 0 | 0 | 0 | 0 | 0 | 0 | 0 | 0 | 0 | 0 | 0 | 0 | 0 | 0 | 0 | 0 | 0 | 0 | 0 | 0 | 0 | 0 | 0
[10 empty] | 0 | 0 | 0 | 0 | 0 | 0 | 0 | 0 | 0 | 0 | 0 | 0 | 0 | 0 | 0 | 0 | 0 | 0 | 0 | 0 | 0 | 0 | 0 | 0 | 0 | 0 | 0 | 0
[10 empty] | 0 | 0 | 0 | 0 | 0 | 0 | 0 | 0 | 0 | 0 | 0 | 0 | 0 | 0 | 0 | 0 | 0 | 0 | 0 | 0 | 0 | 0 | 0 | 0 | 0 | 0 | 0 | 0
[10 empty] | 0 | 0 | 0 | 0 | 0 | 0 | 0 | 0 | 0 | 0 | 0 | 0 | 0 | 0 | 0 | 0 | 0 | 0 | 0 | 0 | 0 | 0 | 0 | 0 | 0 | 0 | 0 | 0
[10 empty] | 0 | 0 | 0 | 0 | 0 | 0 | 0 | 0 | 0 | 0 | 0 | 0 | 0 | 0 | 0 | 0 | 0 | 0 | 0 | 0 | 0 | 0 | 0 | 0 | 0 | 0 | 0 | 0
[10 empty] | 0 | 0 | 0 | 0 | 0 | 0 | 0 | 0 | 0 | 0 | 0 | 0 | 0 | 0 | 0 | 0 | 0 | 0 | 0 | 0 | 0 | 0 | 0 | 0 | 0 | 0 | 0 | 0
[10 empty] | 0 | 0 | 0 | 0 | 0 | 0 | 0 | 0 | 0 | 0 | 0 | 0 | 0 | 0 | 0 | 0 | 0 | 0 | 0 | 0 | 0 | 0 | 0 | 0 | 0 | 0 | 0 | 0
[10 empty] | 0 | 0 | 0 | 0 | 0 | 0 | 0 | 0 | 0 | 0 | 0 | 0 | 0 | 0 | 0 | 0 | 0 | 0 | 0 | 0 | 0 | 0 | 0 | 0 | 0 | 0 | 0 | 0
[10 empty] | 0 | 0 | 0 | 0 | 0 | 0 | 0 | 0 | 0 | 0 | 0 | 0 | 0 | 0 | 0 | 0 | 0 | 0 | 0 | 0 | 0 | 0 | 0 | 0 | 0 | 0 | 0 | 0
[10 empty] | 0 | 0 | 0 | 0 | 0 | 0 | 0 | 0 | 0 | 0 | 0 | 0 | 0 | 0 | 0 | 0 | 0 | 0 | 0 | 0 | 0 | 0 | 0 | 0 | 0 | 0 | 0 | 0
[10 empty] | 0 | 0 | 0 | 0 | 0 | 0 | 0 | 0 | 0 | 0 | 0 | 0 | 0 | 0 | 0 | 0 | 0 | 0 | 0 | 0 | 0 | 0 | 0 | 0 | 0 | 0 | 0 | 0
[10 empty] | 0 | 0 | 0 | 0 | 0 | 0 | 0 | 0 | 0 | 0 | 0 | 0 | 0 | 0 | 0 | 0 | 0 | 0 | 0 | 0 | 0 | 0 | 0 | 0 | 0 | 0 | 0 | 0
[10 empty] | 0 | 0 | 0 | 0 | 0 | 0 | 0 | 0 | 0 | 0 | 0 | 0 | 0 | 0 | 0 | 0 | 0 | 0 | 0 | 0 | 0 | 0 | 0 | 0 | 0 | 0 | 0 | 0
[10 empty] | 0 | 0 | 0 | 0 | 0 | 0 | 0 | 0 | 0 | 0 | 0 | 0 | 0 | 0 | 0 | 0 | 0 | 0 | 0 | 0 | 0 | 0 | 0 | 0 | 0 | 0 | 0 | 0
[10 empty] | 0 | 0 | 0 | 0 | 0 | 0 | 0 | 0 | 0 | 0 | 0 | 0 | 0 | 0 | 0 | 0 | 0 | 0 | 0 | 0 | 0 | 0 | 0 | 0 | 0 | 0 | 0 | 0
[10 empty] | 0 | 0 | 0 | 0 | 0 | 0 | 0 | 0 | 0 | 0 | 0 | 0 | 0 | 0 | 0 | 0 | 0 | 0 | 0 | 0 | 0 | 0 | 0 | 0 | 0 | 0 | 0 | 0
[10 empty] | 0 | 0 | 0 | 0 | 0 | 0 | 0 | 0 | 0 | 0 | 0 | 0 | 0 | 0 | 0 | 0 | 0 | 0 | 0 | 0 | 0 | 0 | 0 | 0 | 0 | 0 | 0 | 0
[10 empty] | 0 | 0 | 0 | 0 | 0 | 0 | 0 | 0 | 0 | 0 | 0 | 0 | 0 | 0 | 0 | 0 | 0 | 0 | 0 | 0 | 0 | 0 | 0 | 0 | 0 | 0 | 0 | 0
[10 empty] | 0 | 0 | 0 | 0 | 0 | 0 | 0 | 0 | 0 | 0 | 0 | 0 | 0 | 0 | 0 | 0 | 0 | 0 | 0 | 0 | 0 | 0 | 0 | 0 | 0 | 0 | 0 | 0
[10 empty] | 0 | 0 | 0 | 0 | 0 | 0 | 0 | 0 | 0 | 0 | 0 | 0 | 0 | 0 | 0 | 0 | 0 | 0 | 0 | 0 | 0 | 0 | 0 | 0 | 0 | 0 | 0 | 0
[10 empty] | 0 | 0 | 0 | 0 | 0 | 0 | 0 | 0 | 0 | 0 | 0 | 0 | 0 | 0 | 0 | 0 | 0 | 0 | 0 | 0 | 0 | 0 | 0 | 0 | 0 | 0 | 0 | 0
[10 empty] | 0 | 0 | 0 | 0 | 0 | 0 | 0 | 0 | 0 | 0 | 0 | 0 | 0 | 0 | 0 | 0 | 0 | 0 | 0 | 0 | 0 | 0 | 0 | 0 | 0 | 0 | 0 | 0
[10 empty] | 0 | 0 | 0 | 0 | 0 | 0 | 0 | 0 | 0 | 0 | 0 | 0 | 0 | 0 | 0 | 0 | 0 | 0 | 0 | 0 | 0 | 0 | 0 | 0 | 0 | 0 | 0 | 0
[10 empty] | 0 | 0 | 0 | 0 | 0 | 0 | 0 | 0 | 0 | 0 | 0 | 0 | 0 | 0 | 0 | 0 | 0 | 0 | 0 | 0 | 0 | 0 | 0 | 0 | 0 | 0 | 0 | 0
[10 empty] | 0 | 0 | 0 | 0 | 0 | 0 | 0 | 0 | 0 | 0 | 0 | 0 | 0 | 0 | 0 | 0 | 0 | 0 | 0 | 0 | 0 | 0 | 0 | 0 | 0 | 0 | 0 | 0
[10 empty] | 0 | 0 | 0 | 0 | 0 | 0 | 0 | 0 | 0 | 0 | 0 | 0 | 0 | 0 | 0 | 0 | 0 | 0 | 0 | 0 | 0 | 0 | 0 | 0 | 0 | 0 | 0 | 0
[10 empty] | 0 | 0 | 0 | 0 | 0 | 0 | 0 | 0 | 0 | 0 | 0 | 0 | 0 | 0 | 0 | 0 | 0 | 0 | 0 | 0 | 0 | 0 | 0 | 0 | 0 | 0 | 0 | 0
[10 empty] | 0 | 0 | 0 | 0 | 0 | 0 | 0 | 0 | 0 | 0 | 0 | 0 | 0 | 0 | 0 | 0 | 0 | 0 | 0 | 0 | 0 | 0 | 0 | 0 | 0 | 0 | 0 | 0
[10 empty] | 0 | 0 | 0 | 0 | 0 | 0 | 0 | 0 | 0 | 0 | 0 | 0 | 0 | 0 | 0 | 0 | 0 | 0 | 0 | 0 | 0 | 0 | 0 | 0 | 0 | 0 | 0 | 0
[10 empty] | 0 | 0 | 0 | 0 | 0 | 0 | 0 | 0 | 0 | 0 | 0 | 0 | 0 | 0 | 0 | 0 | 0 | 0 | 0 | 0 | 0 | 0 | 0 | 0 | 0 | 0 | 0 | 0
[10 empty] | 0 | 0 | 0 | 0 | 0 | 0 | 0 | 0 | 0 | 0 | 0 | 0 | 0 | 0 | 0 | 0 | 0 | 0 | 0 | 0 | 0 | 0 | 0 | 0 | 0 | 0 | 0 | 0
[10 empty] | 0 | 0 | 0 | 0 | 0 | 0 | 0 | 0 | 0 | 0 | 0 | 0 | 0 | 0 | 0 | 0 | 0 | 0 | 0 | 0 | 0 | 0 | 0 | 0 | 0 | 0 | 0 | 0
[10 empty] | 0 | 0 | 0 | 0 | 0 | 0 | 0 | 0 | 0 | 0 | 0 | 0 | 0 | 0 | 0 | 0 | 0 | 0 | 0 | 0 | 0 | 0 | 0 | 0 | 0 | 0 | 0 | 0
[10 empty] | 0 | 0 | 0 | 0 | 0 | 0 | 0 | 0 | 0 | 0 | 0 | 0 | 0 | 0 | 0 | 0 | 0 | 0 | 0 | 0 | 0 | 0 | 0 | 0 | 0 | 0 | 0 | 0
[10 empty] | 0 | 0 | 0 | 0 | 0 | 0 | 0 | 0 | 0 | 0 | 0 | 0 | 0 | 0 | 0 | 0 | 0 | 0 | 0 | 0 | 0 | 0 | 0 | 0 | 0 | 0 | 0 | 0
[10 empty] | 0 | 0 | 0 | 0 | 0 | 0 | 0 | 0 | 0 | 0 | 0 | 0 | 0 | 0 | 0 | 0 | 0 | 0 | 0 | 0 | 0 | 0 | 0 | 0 | 0 | 0 | 0 | 0
[10 empty] | 0 | 0 | 0 | 0 | 0 | 0 | 0 | 0 | 0 | 0 | 0 | 0 | 0 | 0 | 0 | 0 | 0 | 0 | 0 | 0 | 0 | 0 | 0 | 0 | 0 | 0 | 0 | 0
[10 empty] | 0 | 0 | 0 | 0 | 0 | 0 | 0 | 0 | 0 | 0 | 0 | 0 | 0 | 0 | 0 | 0 | 0 | 0 | 0 | 0 | 0 | 0 | 0 | 0 | 0 | 0 | 0 | 0
[10 empty] | 0 | 0 | 0 | 0 | 0 | 0 | 0 | 0 | 0 | 0 | 0 | 0 | 0 | 0 | 0 | 0 | 0 | 0 | 0 | 0 | 0 | 0 | 0 | 0 | 0 | 0 | 0 | 0
[10 empty] | 0 | 0 | 0 | 0 | 0 | 0 | 0 | 0 | 0 | 0 | 0 | 0 | 0 | 0 | 0 | 0 | 0 | 0 | 0 | 0 | 0 | 0 | 0 | 0 | 0 | 0 | 0 | 0
[10 empty] | 0 | 0 | 0 | 0 | 0 | 0 | 0 | 0 | 0 | 0 | 0 | 0 | 0 | 0 | 0 | 0 | 0 | 0 | 0 | 0 | 0 | 0 | 0 | 0 | 0 | 0 | 0 | 0
[10 empty] | 0 | 0 | 0 | 0 | 0 | 0 | 0 | 0 | 0 | 0 | 0 | 0 | 0 | 0 | 0 | 0 | 0 | 0 | 0 | 0 | 0 | 0 | 0 | 0 | 0 | 0 | 0 | 0
[10 empty] | 0 | 0 | 0 | 0 | 0 | 0 | 0 | 0 | 0 | 0 | 0 | 0 | 0 | 0 | 0 | 0 | 0 | 0 | 0 | 0 | 0 | 0 | 0 | 0 | 0 | 0 | 0 | 0
[10 empty] | 0 | 0 | 0 | 0 | 0 | 0 | 0 | 0 | 0 | 0 | 0 | 0 | 0 | 0 | 0 | 0 | 0 | 0 | 0 | 0 | 0 | 0 | 0 | 0 | 0 | 0 | 0 | 0
[10 empty] | 0 | 0 | 0 | 0 | 0 | 0 | 0 | 0 | 0 | 0 | 0 | 0 | 0 | 0 | 0 | 0 | 0 | 0 | 0 | 0 | 0 | 0 | 0 | 0 | 0 | 0 | 0 | 0
[10 empty] | 0 | 0 | 0 | 0 | 0 | 0 | 0 | 0 | 0 | 0 | 0 | 0 | 0 | 0 | 0 | 0 | 0 | 0 | 0 | 0 | 0 | 0 | 0 | 0 | 0 | 0 | 0 | 0
[10 empty] | 0 | 0 | 0 | 0 | 0 | 0 | 0 | 0 | 0 | 0 | 0 | 0 | 0 | 0 | 0 | 0 | 0 | 0 | 0 | 0 | 0 | 0 | 0 | 0 | 0 | 0 | 0 | 0
[10 empty] | 0 | 0 | 0 | 0 | 0 | 0 | 0 | 0 | 0 | 0 | 0 | 0 | 0 | 0 | 0 | 0 | 0 | 0 | 0 | 0 | 0 | 0 | 0 | 0 | 0 | 0 | 0 | 0
[10 empty] | 0 | 0 | 0 | 0 | 0 | 0 | 0 | 0 | 0 | 0 | 0 | 0 | 0 | 0 | 0 | 0 | 0 | 0 | 0 | 0 | 0 | 0 | 0 | 0 | 0 | 0 | 0 | 0
[10 empty] | 0 | 0 | 0 | 0 | 0 | 0 | 0 | 0 | 0 | 0 | 0 | 0 | 0 | 0 | 0 | 0 | 0 | 0 | 0 | 0 | 0 | 0 | 0 | 0 | 0 | 0 | 0 | 0
[10 empty] | 0 | 0 | 0 | 0 | 0 | 0 | 0 | 0 | 0 | 0 | 0 | 0 | 0 | 0 | 0 | 0 | 0 | 0 | 0 | 0 | 0 | 0 | 0 | 0 | 0 | 0 | 0 | 0
[10 empty] | 0 | 0 | 0 | 0 | 0 | 0 | 0 | 0 | 0 | 0 | 0 | 0 | 0 | 0 | 0 | 0 | 0 | 0 | 0 | 0 | 0 | 0 | 0 | 0 | 0 | 0 | 0 | 0
[10 empty] | 0 | 0 | 0 | 0 | 0 | 0 | 0 | 0 | 0 | 0 | 0 | 0 | 0 | 0 | 0 | 0 | 0 | 0 | 0 | 0 | 0 | 0 | 0 | 0 | 0 | 0 | 0 | 0
[10 empty] | 0 | 0 | 0 | 0 | 0 | 0 | 0 | 0 | 0 | 0 | 0 | 0 | 0 | 0 | 0 | 0 | 0 | 0 | 0 | 0 | 0 | 0 | 0 | 0 | 0 | 0 | 0 | 0
[10 empty] | 0 | 0 | 0 | 0 | 0 | 0 | 0 | 0 | 0 | 0 | 0 | 0 | 0 | 0 | 0 | 0 | 0 | 0 | 0 | 0 | 0 | 0 | 0 | 0 | 0 | 0 | 0 | 0
[10 empty] | 0 | 0 | 0 | 0 | 0 | 0 | 0 | 0 | 0 | 0 | 0 | 0 | 0 | 0 | 0 | 0 | 0 | 0 | 0 | 0 | 0 | 0 | 0 | 0 | 0 | 0 | 0 | 0
[10 empty] | 0 | 0 | 0 | 0 | 0 | 0 | 0 | 0 | 0 | 0 | 0 | 0 | 0 | 0 | 0 | 0 | 0 | 0 | 0 | 0 | 0 | 0 | 0 | 0 | 0 | 0 | 0 | 0
[10 empty] | 0 | 0 | 0 | 0 | 0 | 0 | 0 | 0 | 0 | 0 | 0 | 0 | 0 | 0 | 0 | 0 | 0 | 0 | 0 | 0 | 0 | 0 | 0 | 0 | 0 | 0 | 0 | 0
[10 empty] | 0 | 0 | 0 | 0 | 0 | 0 | 0 | 0 | 0 | 0 | 0 | 0 | 0 | 0 | 0 | 0 | 0 | 0 | 0 | 0 | 0 | 0 | 0 | 0 | 0 | 0 | 0 | 0
[10 empty] | 0 | 0 | 0 | 0 | 0 | 0 | 0 | 0 | 0 | 0 | 0 | 0 | 0 | 0 | 0 | 0 | 0 | 0 | 0 | 0 | 0 | 0 | 0 | 0 | 0 | 0 | 0 | 0
[10 empty] | 0 | 0 | 0 | 0 | 0 | 0 | 0 | 0 | 0 | 0 | 0 | 0 | 0 | 0 | 0 | 0 | 0 | 0 | 0 | 0 | 0 | 0 | 0 | 0 | 0 | 0 | 0 | 0
[10 empty] | 0 | 0 | 0 | 0 | 0 | 0 | 0 | 0 | 0 | 0 | 0 | 0 | 0 | 0 | 0 | 0 | 0 | 0 | 0 | 0 | 0 | 0 | 0 | 0 | 0 | 0 | 0 | 0
[10 empty] | 0 | 0 | 0 | 0 | 0 | 0 | 0 | 0 | 0 | 0 | 0 | 0 | 0 | 0 | 0 | 0 | 0 | 0 | 0 | 0 | 0 | 0 | 0 | 0 | 0 | 0 | 0 | 0
[10 empty] | 0 | 0 | 0 | 0 | 0 | 0 | 0 | 0 | 0 | 0 | 0 | 0 | 0 | 0 | 0 | 0 | 0 | 0 | 0 | 0 | 0 | 0 | 0 | 0 | 0 | 0 | 0 | 0
[10 empty] | 0 | 0 | 0 | 0 | 0 | 0 | 0 | 0 | 0 | 0 | 0 | 0 | 0 | 0 | 0 | 0 | 0 | 0 | 0 | 0 | 0 | 0 | 0 | 0 | 0 | 0 | 0 | 0
[10 empty] | 0 | 0 | 0 | 0 | 0 | 0 | 0 | 0 | 0 | 0 | 0 | 0 | 0 | 0 | 0 | 0 | 0 | 0 | 0 | 0 | 0 | 0 | 0 | 0 | 0 | 0 | 0 | 0
[10 empty] | 0 | 0 | 0 | 0 | 0 | 0 | 0 | 0 | 0 | 0 | 0 | 0 | 0 | 0 | 0 | 0 | 0 | 0 | 0 | 0 | 0 | 0 | 0 | 0 | 0 | 0 | 0 | 0
[10 empty] | 0 | 0 | 0 | 0 | 0 | 0 | 0 | 0 | 0 | 0 | 0 | 0 | 0 | 0 | 0 | 0 | 0 | 0 | 0 | 0 | 0 | 0 | 0 | 0 | 0 | 0 | 0 | 0
[10 empty] | 0 | 0 | 0 | 0 | 0 | 0 | 0 | 0 | 0 | 0 | 0 | 0 | 0 | 0 | 0 | 0 | 0 | 0 | 0 | 0 | 0 | 0 | 0 | 0 | 0 | 0 | 0 | 0
[10 empty] | 0 | 0 | 0 | 0 | 0 | 0 | 0 | 0 | 0 | 0 | 0 | 0 | 0 | 0 | 0 | 0 | 0 | 0 | 0 | 0 | 0 | 0 | 0 | 0 | 0 | 0 | 0 | 0
[10 empty] | 0 | 0 | 0 | 0 | 0 | 0 | 0 | 0 | 0 | 0 | 0 | 0 | 0 | 0 | 0 | 0 | 0 | 0 | 0 | 0 | 0 | 0 | 0 | 0 | 0 | 0 | 0 | 0
[10 empty] | 0 | 0 | 0 | 0 | 0 | 0 | 0 | 0 | 0 | 0 | 0 | 0 | 0 | 0 | 0 | 0 | 0 | 0 | 0 | 0 | 0 | 0 | 0 | 0 | 0 | 0 | 0 | 0
[10 empty] | 0 | 0 | 0 | 0 | 0 | 0 | 0 | 0 | 0 | 0 | 0 | 0 | 0 | 0 | 0 | 0 | 0 | 0 | 0 | 0 | 0 | 0 | 0 | 0 | 0 | 0 | 0 | 0
[10 empty] | 0 | 0 | 0 | 0 | 0 | 0 | 0 | 0 | 0 | 0 | 0 | 0 | 0 | 0 | 0 | 0 | 0 | 0 | 0 | 0 | 0 | 0 | 0 | 0 | 0 | 0 | 0 | 0
[10 empty] | 0 | 0 | 0 | 0 | 0 | 0 | 0 | 0 | 0 | 0 | 0 | 0 | 0 | 0 | 0 | 0 | 0 | 0 | 0 | 0 | 0 | 0 | 0 | 0 | 0 | 0 | 0 | 0
[10 empty] | 0 | 0 | 0 | 0 | 0 | 0 | 0 | 0 | 0 | 0 | 0 | 0 | 0 | 0 | 0 | 0 | 0 | 0 | 0 | 0 | 0 | 0 | 0 | 0 | 0 | 0 | 0 | 0
[10 empty] | 0 | 0 | 0 | 0 | 0 | 0 | 0 | 0 | 0 | 0 | 0 | 0 | 0 | 0 | 0 | 0 | 0 | 0 | 0 | 0 | 0 | 0 | 0 | 0 | 0 | 0 | 0 | 0
[10 empty] | 0 | 0 | 0 | 0 | 0 | 0 | 0 | 0 | 0 | 0 | 0 | 0 | 0 | 0 | 0 | 0 | 0 | 0 | 0 | 0 | 0 | 0 | 0 | 0 | 0 | 0 | 0 | 0
[10 empty] | 0 | 0 | 0 | 0 | 0 | 0 | 0 | 0 | 0 | 0 | 0 | 0 | 0 | 0 | 0 | 0 | 0 | 0 | 0 | 0 | 0 | 0 | 0 | 0 | 0 | 0 | 0 | 0
[10 empty] | 0 | 0 | 0 | 0 | 0 | 0 | 0 | 0 | 0 | 0 | 0 | 0 | 0 | 0 | 0 | 0 | 0 | 0 | 0 | 0 | 0 | 0 | 0 | 0 | 0 | 0 | 0 | 0
[10 empty] | 0 | 0 | 0 | 0 | 0 | 0 | 0 | 0 | 0 | 0 | 0 | 0 | 0 | 0 | 0 | 0 | 0 | 0 | 0 | 0 | 0 | 0 | 0 | 0 | 0 | 0 | 0 | 0
[10 empty] | 0 | 0 | 0 | 0 | 0 | 0 | 0 | 0 | 0 | 0 | 0 | 0 | 0 | 0 | 0 | 0 | 0 | 0 | 0 | 0 | 0 | 0 | 0 | 0 | 0 | 0 | 0 | 0
[10 empty] | 0 | 0 | 0 | 0 | 0 | 0 | 0 | 0 | 0 | 0 | 0 | 0 | 0 | 0 | 0 | 0 | 0 | 0 | 0 | 0 | 0 | 0 | 0 | 0 | 0 | 0 | 0 | 0
[10 empty] | 0 | 0 | 0 | 0 | 0 | 0 | 0 | 0 | 0 | 0 | 0 | 0 | 0 | 0 | 0 | 0 | 0 | 0 | 0 | 0 | 0 | 0 | 0 | 0 | 0 | 0 | 0 | 0
[10 empty] | 0 | 0 | 0 | 0 | 0 | 0 | 0 | 0 | 0 | 0 | 0 | 0 | 0 | 0 | 0 | 0 | 0 | 0 | 0 | 0 | 0 | 0 | 0 | 0 | 0 | 0 | 0 | 0
[10 empty] | 0 | 0 | 0 | 0 | 0 | 0 | 0 | 0 | 0 | 0 | 0 | 0 | 0 | 0 | 0 | 0 | 0 | 0 | 0 | 0 | 0 | 0 | 0 | 0 | 0 | 0 | 0 | 0
[10 empty] | 0 | 0 | 0 | 0 | 0 | 0 | 0 | 0 | 0 | 0 | 0 | 0 | 0 | 0 | 0 | 0 | 0 | 0 | 0 | 0 | 0 | 0 | 0 | 0 | 0 | 0 | 0 | 0
[10 empty] | 0 | 0 | 0 | 0 | 0 | 0 | 0 | 0 | 0 | 0 | 0 | 0 | 0 | 0 | 0 | 0 | 0 | 0 | 0 | 0 | 0 | 0 | 0 | 0 | 0 | 0 | 0 | 0
[10 empty] | 0 | 0 | 0 | 0 | 0 | 0 | 0 | 0 | 0 | 0 | 0 | 0 | 0 | 0 | 0 | 0 | 0 | 0 | 0 | 0 | 0 | 0 | 0 | 0 | 0 | 0 | 0 | 0
[10 empty] | 0 | 0 | 0 | 0 | 0 | 0 | 0 | 0 | 0 | 0 | 0 | 0 | 0 | 0 | 0 | 0 | 0 | 0 | 0 | 0 | 0 | 0 | 0 | 0 | 0 | 0 | 0 | 0
[10 empty] | 0 | 0 | 0 | 0 | 0 | 0 | 0 | 0 | 0 | 0 | 0 | 0 | 0 | 0 | 0 | 0 | 0 | 0 | 0 | 0 | 0 | 0 | 0 | 0 | 0 | 0 | 0 | 0
[10 empty] | 0 | 0 | 0 | 0 | 0 | 0 | 0 | 0 | 0 | 0 | 0 | 0 | 0 | 0 | 0 | 0 | 0 | 0 | 0 | 0 | 0 | 0 | 0 | 0 | 0 | 0 | 0 | 0
[10 empty] | 0 | 0 | 0 | 0 | 0 | 0 | 0 | 0 | 0 | 0 | 0 | 0 | 0 | 0 | 0 | 0 | 0 | 0 | 0 | 0 | 0 | 0 | 0 | 0 | 0 | 0 | 0 | 0
[10 empty] | 0 | 0 | 0 | 0 | 0 | 0 | 0 | 0 | 0 | 0 | 0 | 0 | 0 | 0 | 0 | 0 | 0 | 0 | 0 | 0 | 0 | 0 | 0 | 0 | 0 | 0 | 0 | 0
[10 empty] | 0 | 0 | 0 | 0 | 0 | 0 | 0 | 0 | 0 | 0 | 0 | 0 | 0 | 0 | 0 | 0 | 0 | 0 | 0 | 0 | 0 | 0 | 0 | 0 | 0 | 0 | 0 | 0
[10 empty] | 0 | 0 | 0 | 0 | 0 | 0 | 0 | 0 | 0 | 0 | 0 | 0 | 0 | 0 | 0 | 0 | 0 | 0 | 0 | 0 | 0 | 0 | 0 | 0 | 0 | 0 | 0 | 0
[10 empty] | 0 | 0 | 0 | 0 | 0 | 0 | 0 | 0 | 0 | 0 | 0 | 0 | 0 | 0 | 0 | 0 | 0 | 0 | 0 | 0 | 0 | 0 | 0 | 0 | 0 | 0 | 0 | 0
[10 empty] | 0 | 0 | 0 | 0 | 0 | 0 | 0 | 0 | 0 | 0 | 0 | 0 | 0 | 0 | 0 | 0 | 0 | 0 | 0 | 0 | 0 | 0 | 0 | 0 | 0 | 0 | 0 | 0
[10 empty] | 0 | 0 | 0 | 0 | 0 | 0 | 0 | 0 | 0 | 0 | 0 | 0 | 0 | 0 | 0 | 0 | 0 | 0 | 0 | 0 | 0 | 0 | 0 | 0 | 0 | 0 | 0 | 0
[10 empty] | 0 | 0 | 0 | 0 | 0 | 0 | 0 | 0 | 0 | 0 | 0 | 0 | 0 | 0 | 0 | 0 | 0 | 0 | 0 | 0 | 0 | 0 | 0 | 0 | 0 | 0 | 0 | 0
[10 empty] | 0 | 0 | 0 | 0 | 0 | 0 | 0 | 0 | 0 | 0 | 0 | 0 | 0 | 0 | 0 | 0 | 0 | 0 | 0 | 0 | 0 | 0 | 0 | 0 | 0 | 0 | 0 | 0
[10 empty] | 0 | 0 | 0 | 0 | 0 | 0 | 0 | 0 | 0 | 0 | 0 | 0 | 0 | 0 | 0 | 0 | 0 | 0 | 0 | 0 | 0 | 0 | 0 | 0 | 0 | 0 | 0 | 0
[10 empty] | 0 | 0 | 0 | 0 | 0 | 0 | 0 | 0 | 0 | 0 | 0 | 0 | 0 | 0 | 0 | 0 | 0 | 0 | 0 | 0 | 0 | 0 | 0 | 0 | 0 | 0 | 0 | 0
[10 empty] | 0 | 0 | 0 | 0 | 0 | 0 | 0 | 0 | 0 | 0 | 0 | 0 | 0 | 0 | 0 | 0 | 0 | 0 | 0 | 0 | 0 | 0 | 0 | 0 | 0 | 0 | 0 | 0
[10 empty] | 0 | 0 | 0 | 0 | 0 | 0 | 0 | 0 | 0 | 0 | 0 | 0 | 0 | 0 | 0 | 0 | 0 | 0 | 0 | 0 | 0 | 0 | 0 | 0 | 0 | 0 | 0 | 0
[10 empty] | 0 | 0 | 0 | 0 | 0 | 0 | 0 | 0 | 0 | 0 | 0 | 0 | 0 | 0 | 0 | 0 | 0 | 0 | 0 | 0 | 0 | 0 | 0 | 0 | 0 | 0 | 0 | 0
[10 empty] | 0 | 0 | 0 | 0 | 0 | 0 | 0 | 0 | 0 | 0 | 0 | 0 | 0 | 0 | 0 | 0 | 0 | 0 | 0 | 0 | 0 | 0 | 0 | 0 | 0 | 0 | 0 | 0
[10 empty] | 0 | 0 | 0 | 0 | 0 | 0 | 0 | 0 | 0 | 0 | 0 | 0 | 0 | 0 | 0 | 0 | 0 | 0 | 0 | 0 | 0 | 0 | 0 | 0 | 0 | 0 | 0 | 0
[10 empty] | 0 | 0 | 0 | 0 | 0 | 0 | 0 | 0 | 0 | 0 | 0 | 0 | 0 | 0 | 0 | 0 | 0 | 0 | 0 | 0 | 0 | 0 | 0 | 0 | 0 | 0 | 0 | 0
[10 empty] | 0 | 0 | 0 | 0 | 0 | 0 | 0 | 0 | 0 | 0 | 0 | 0 | 0 | 0 | 0 | 0 | 0 | 0 | 0 | 0 | 0 | 0 | 0 | 0 | 0 | 0 | 0 | 0
[10 empty] | 0 | 0 | 0 | 0 | 0 | 0 | 0 | 0 | 0 | 0 | 0 | 0 | 0 | 0 | 0 | 0 | 0 | 0 | 0 | 0 | 0 | 0 | 0 | 0 | 0 | 0 | 0 | 0
[10 empty] | 0 | 0 | 0 | 0 | 0 | 0 | 0 | 0 | 0 | 0 | 0 | 0 | 0 | 0 | 0 | 0 | 0 | 0 | 0 | 0 | 0 | 0 | 0 | 0 | 0 | 0 | 0 | 0
[10 empty] | 0 | 0 | 0 | 0 | 0 | 0 | 0 | 0 | 0 | 0 | 0 | 0 | 0 | 0 | 0 | 0 | 0 | 0 | 0 | 0 | 0 | 0 | 0 | 0 | 0 | 0 | 0 | 0
[10 empty] | 0 | 0 | 0 | 0 | 0 | 0 | 0 | 0 | 0 | 0 | 0 | 0 | 0 | 0 | 0 | 0 | 0 | 0 | 0 | 0 | 0 | 0 | 0 | 0 | 0 | 0 | 0 | 0
[10 empty] | 0 | 0 | 0 | 0 | 0 | 0 | 0 | 0 | 0 | 0 | 0 | 0 | 0 | 0 | 0 | 0 | 0 | 0 | 0 | 0 | 0 | 0 | 0 | 0 | 0 | 0 | 0 | 0
[10 empty] | 0 | 0 | 0 | 0 | 0 | 0 | 0 | 0 | 0 | 0 | 0 | 0 | 0 | 0 | 0 | 0 | 0 | 0 | 0 | 0 | 0 | 0 | 0 | 0 | 0 | 0 | 0 | 0
[10 empty] | 0 | 0 | 0 | 0 | 0 | 0 | 0 | 0 | 0 | 0 | 0 | 0 | 0 | 0 | 0 | 0 | 0 | 0 | 0 | 0 | 0 | 0 | 0 | 0 | 0 | 0 | 0 | 0
[10 empty] | 0 | 0 | 0 | 0 | 0 | 0 | 0 | 0 | 0 | 0 | 0 | 0 | 0 | 0 | 0 | 0 | 0 | 0 | 0 | 0 | 0 | 0 | 0 | 0 | 0 | 0 | 0 | 0
[10 empty] | 0 | 0 | 0 | 0 | 0 | 0 | 0 | 0 | 0 | 0 | 0 | 0 | 0 | 0 | 0 | 0 | 0 | 0 | 0 | 0 | 0 | 0 | 0 | 0 | 0 | 0 | 0 | 0
[10 empty] | 0 | 0 | 0 | 0 | 0 | 0 | 0 | 0 | 0 | 0 | 0 | 0 | 0 | 0 | 0 | 0 | 0 | 0 | 0 | 0 | 0 | 0 | 0 | 0 | 0 | 0 | 0 | 0
[10 empty] | 0 | 0 | 0 | 0 | 0 | 0 | 0 | 0 | 0 | 0 | 0 | 0 | 0 | 0 | 0 | 0 | 0 | 0 | 0 | 0 | 0 | 0 | 0 | 0 | 0 | 0 | 0 | 0
[10 empty] | 0 | 0 | 0 | 0 | 0 | 0 | 0 | 0 | 0 | 0 | 0 | 0 | 0 | 0 | 0 | 0 | 0 | 0 | 0 | 0 | 0 | 0 | 0 | 0 | 0 | 0 | 0 | 0
[10 empty] | 0 | 0 | 0 | 0 | 0 | 0 | 0 | 0 | 0 | 0 | 0 | 0 | 0 | 0 | 0 | 0 | 0 | 0 | 0 | 0 | 0 | 0 | 0 | 0 | 0 | 0 | 0 | 0
[10 empty] | 0 | 0 | 0 | 0 | 0 | 0 | 0 | 0 | 0 | 0 | 0 | 0 | 0 | 0 | 0 | 0 | 0 | 0 | 0 | 0 | 0 | 0 | 0 | 0 | 0 | 0 | 0 | 0
[10 empty] | 0 | 0 | 0 | 0 | 0 | 0 | 0 | 0 | 0 | 0 | 0 | 0 | 0 | 0 | 0 | 0 | 0 | 0 | 0 | 0 | 0 | 0 | 0 | 0 | 0 | 0 | 0 | 0
[10 empty] | 0 | 0 | 0 | 0 | 0 | 0 | 0 | 0 | 0 | 0 | 0 | 0 | 0 | 0 | 0 | 0 | 0 | 0 | 0 | 0 | 0 | 0 | 0 | 0 | 0 | 0 | 0 | 0
[10 empty] | 0 | 0 | 0 | 0 | 0 | 0 | 0 | 0 | 0 | 0 | 0 | 0 | 0 | 0 | 0 | 0 | 0 | 0 | 0 | 0 | 0 | 0 | 0 | 0 | 0 | 0 | 0 | 0
[10 empty] | 0 | 0 | 0 | 0 | 0 | 0 | 0 | 0 | 0 | 0 | 0 | 0 | 0 | 0 | 0 | 0 | 0 | 0 | 0 | 0 | 0 | 0 | 0 | 0 | 0 | 0 | 0 | 0
[10 empty] | 0 | 0 | 0 | 0 | 0 | 0 | 0 | 0 | 0 | 0 | 0 | 0 | 0 | 0 | 0 | 0 | 0 | 0 | 0 | 0 | 0 | 0 | 0 | 0 | 0 | 0 | 0 | 0
[10 empty] | 0 | 0 | 0 | 0 | 0 | 0 | 0 | 0 | 0 | 0 | 0 | 0 | 0 | 0 | 0 | 0 | 0 | 0 | 0 | 0 | 0 | 0 | 0 | 0 | 0 | 0 | 0 | 0
[10 empty] | 0 | 0 | 0 | 0 | 0 | 0 | 0 | 0 | 0 | 0 | 0 | 0 | 0 | 0 | 0 | 0 | 0 | 0 | 0 | 0 | 0 | 0 | 0 | 0 | 0 | 0 | 0 | 0
[10 empty] | 0 | 0 | 0 | 0 | 0 | 0 | 0 | 0 | 0 | 0 | 0 | 0 | 0 | 0 | 0 | 0 | 0 | 0 | 0 | 0 | 0 | 0 | 0 | 0 | 0 | 0 | 0 | 0
[10 empty] | 0 | 0 | 0 | 0 | 0 | 0 | 0 | 0 | 0 | 0 | 0 | 0 | 0 | 0 | 0 | 0 | 0 | 0 | 0 | 0 | 0 | 0 | 0 | 0 | 0 | 0 | 0 | 0
[10 empty] | 0 | 0 | 0 | 0 | 0 | 0 | 0 | 0 | 0 | 0 | 0 | 0 | 0 | 0 | 0 | 0 | 0 | 0 | 0 | 0 | 0 | 0 | 0 | 0 | 0 | 0 | 0 | 0
[10 empty] | 0 | 0 | 0 | 0 | 0 | 0 | 0 | 0 | 0 | 0 | 0 | 0 | 0 | 0 | 0 | 0 | 0 | 0 | 0 | 0 | 0 | 0 | 0 | 0 | 0 | 0 | 0 | 0
[10 empty] | 0 | 0 | 0 | 0 | 0 | 0 | 0 | 0 | 0 | 0 | 0 | 0 | 0 | 0 | 0 | 0 | 0 | 0 | 0 | 0 | 0 | 0 | 0 | 0 | 0 | 0 | 0 | 0
[10 empty] | 0 | 0 | 0 | 0 | 0 | 0 | 0 | 0 | 0 | 0 | 0 | 0 | 0 | 0 | 0 | 0 | 0 | 0 | 0 | 0 | 0 | 0 | 0 | 0 | 0 | 0 | 0 | 0
[10 empty] | 0 | 0 | 0 | 0 | 0 | 0 | 0 | 0 | 0 | 0 | 0 | 0 | 0 | 0 | 0 | 0 | 0 | 0 | 0 | 0 | 0 | 0 | 0 | 0 | 0 | 0 | 0 | 0
[10 empty] | 0 | 0 | 0 | 0 | 0 | 0 | 0 | 0 | 0 | 0 | 0 | 0 | 0 | 0 | 0 | 0 | 0 | 0 | 0 | 0 | 0 | 0 | 0 | 0 | 0 | 0 | 0 | 0
[10 empty] | 0 | 0 | 0 | 0 | 0 | 0 | 0 | 0 | 0 | 0 | 0 | 0 | 0 | 0 | 0 | 0 | 0 | 0 | 0 | 0 | 0 | 0 | 0 | 0 | 0 | 0 | 0 | 0
[10 empty] | 0 | 0 | 0 | 0 | 0 | 0 | 0 | 0 | 0 | 0 | 0 | 0 | 0 | 0 | 0 | 0 | 0 | 0 | 0 | 0 | 0 | 0 | 0 | 0 | 0 | 0 | 0 | 0
[10 empty] | 0 | 0 | 0 | 0 | 0 | 0 | 0 | 0 | 0 | 0 | 0 | 0 | 0 | 0 | 0 | 0 | 0 | 0 | 0 | 0 | 0 | 0 | 0 | 0 | 0 | 0 | 0 | 0
[10 empty] | 0 | 0 | 0 | 0 | 0 | 0 | 0 | 0 | 0 | 0 | 0 | 0 | 0 | 0 | 0 | 0 | 0 | 0 | 0 | 0 | 0 | 0 | 0 | 0 | 0 | 0 | 0 | 0
[10 empty] | 0 | 0 | 0 | 0 | 0 | 0 | 0 | 0 | 0 | 0 | 0 | 0 | 0 | 0 | 0 | 0 | 0 | 0 | 0 | 0 | 0 | 0 | 0 | 0 | 0 | 0 | 0 | 0
[10 empty] | 0 | 0 | 0 | 0 | 0 | 0 | 0 | 0 | 0 | 0 | 0 | 0 | 0 | 0 | 0 | 0 | 0 | 0 | 0 | 0 | 0 | 0 | 0 | 0 | 0 | 0 | 0 | 0
[10 empty] | 0 | 0 | 0 | 0 | 0 | 0 | 0 | 0 | 0 | 0 | 0 | 0 | 0 | 0 | 0 | 0 | 0 | 0 | 0 | 0 | 0 | 0 | 0 | 0 | 0 | 0 | 0 | 0
[10 empty] | 0 | 0 | 0 | 0 | 0 | 0 | 0 | 0 | 0 | 0 | 0 | 0 | 0 | 0 | 0 | 0 | 0 | 0 | 0 | 0 | 0 | 0 | 0 | 0 | 0 | 0 | 0 | 0
[10 empty] | 0 | 0 | 0 | 0 | 0 | 0 | 0 | 0 | 0 | 0 | 0 | 0 | 0 | 0 | 0 | 0 | 0 | 0 | 0 | 0 | 0 | 0 | 0 | 0 | 0 | 0 | 0 | 0
[10 empty] | 0 | 0 | 0 | 0 | 0 | 0 | 0 | 0 | 0 | 0 | 0 | 0 | 0 | 0 | 0 | 0 | 0 | 0 | 0 | 0 | 0 | 0 | 0 | 0 | 0 | 0 | 0 | 0
[10 empty] | 0 | 0 | 0 | 0 | 0 | 0 | 0 | 0 | 0 | 0 | 0 | 0 | 0 | 0 | 0 | 0 | 0 | 0 | 0 | 0 | 0 | 0 | 0 | 0 | 0 | 0 | 0 | 0
[10 empty] | 0 | 0 | 0 | 0 | 0 | 0 | 0 | 0 | 0 | 0 | 0 | 0 | 0 | 0 | 0 | 0 | 0 | 0 | 0 | 0 | 0 | 0 | 0 | 0 | 0 | 0 | 0 | 0
[10 empty] | 0 | 0 | 0 | 0 | 0 | 0 | 0 | 0 | 0 | 0 | 0 | 0 | 0 | 0 | 0 | 0 | 0 | 0 | 0 | 0 | 0 | 0 | 0 | 0 | 0 | 0 | 0 | 0
[10 empty] | 0 | 0 | 0 | 0 | 0 | 0 | 0 | 0 | 0 | 0 | 0 | 0 | 0 | 0 | 0 | 0 | 0 | 0 | 0 | 0 | 0 | 0 | 0 | 0 | 0 | 0 | 0 | 0
[10 empty] | 0 | 0 | 0 | 0 | 0 | 0 | 0 | 0 | 0 | 0 | 0 | 0 | 0 | 0 | 0 | 0 | 0 | 0 | 0 | 0 | 0 | 0 | 0 | 0 | 0 | 0 | 0 | 0
[10 empty] | 0 | 0 | 0 | 0 | 0 | 0 | 0 | 0 | 0 | 0 | 0 | 0 | 0 | 0 | 0 | 0 | 0 | 0 | 0 | 0 | 0 | 0 | 0 | 0 | 0 | 0 | 0 | 0
[10 empty] | 0 | 0 | 0 | 0 | 0 | 0 | 0 | 0 | 0 | 0 | 0 | 0 | 0 | 0 | 0 | 0 | 0 | 0 | 0 | 0 | 0 | 0 | 0 | 0 | 0 | 0 | 0 | 0
[10 empty] | 0 | 0 | 0 | 0 | 0 | 0 | 0 | 0 | 0 | 0 | 0 | 0 | 0 | 0 | 0 | 0 | 0 | 0 | 0 | 0 | 0 | 0 | 0 | 0 | 0 | 0 | 0 | 0
[10 empty] | 0 | 0 | 0 | 0 | 0 | 0 | 0 | 0 | 0 | 0 | 0 | 0 | 0 | 0 | 0 | 0 | 0 | 0 | 0 | 0 | 0 | 0 | 0 | 0 | 0 | 0 | 0 | 0
[10 empty] | 0 | 0 | 0 | 0 | 0 | 0 | 0 | 0 | 0 | 0 | 0 | 0 | 0 | 0 | 0 | 0 | 0 | 0 | 0 | 0 | 0 | 0 | 0 | 0 | 0 | 0 | 0 | 0
[10 empty] | 0 | 0 | 0 | 0 | 0 | 0 | 0 | 0 | 0 | 0 | 0 | 0 | 0 | 0 | 0 | 0 | 0 | 0 | 0 | 0 | 0 | 0 | 0 | 0 | 0 | 0 | 0 | 0
[10 empty] | 0 | 0 | 0 | 0 | 0 | 0 | 0 | 0 | 0 | 0 | 0 | 0 | 0 | 0 | 0 | 0 | 0 | 0 | 0 | 0 | 0 | 0 | 0 | 0 | 0 | 0 | 0 | 0
[10 empty] | 0 | 0 | 0 | 0 | 0 | 0 | 0 | 0 | 0 | 0 | 0 | 0 | 0 | 0 | 0 | 0 | 0 | 0 | 0 | 0 | 0 | 0 | 0 | 0 | 0 | 0 | 0 | 0
[10 empty] | 0 | 0 | 0 | 0 | 0 | 0 | 0 | 0 | 0 | 0 | 0 | 0 | 0 | 0 | 0 | 0 | 0 | 0 | 0 | 0 | 0 | 0 | 0 | 0 | 0 | 0 | 0 | 0
[10 empty] | 0 | 0 | 0 | 0 | 0 | 0 | 0 | 0 | 0 | 0 | 0 | 0 | 0 | 0 | 0 | 0 | 0 | 0 | 0 | 0 | 0 | 0 | 0 | 0 | 0 | 0 | 0 | 0
[10 empty] | 0 | 0 | 0 | 0 | 0 | 0 | 0 | 0 | 0 | 0 | 0 | 0 | 0 | 0 | 0 | 0 | 0 | 0 | 0 | 0 | 0 | 0 | 0 | 0 | 0 | 0 | 0 | 0
[10 empty] | 0 | 0 | 0 | 0 | 0 | 0 | 0 | 0 | 0 | 0 | 0 | 0 | 0 | 0 | 0 | 0 | 0 | 0 | 0 | 0 | 0 | 0 | 0 | 0 | 0 | 0 | 0 | 0
[10 empty] | 0 | 0 | 0 | 0 | 0 | 0 | 0 | 0 | 0 | 0 | 0 | 0 | 0 | 0 | 0 | 0 | 0 | 0 | 0 | 0 | 0 | 0 | 0 | 0 | 0 | 0 | 0 | 0
[10 empty] | 0 | 0 | 0 | 0 | 0 | 0 | 0 | 0 | 0 | 0 | 0 | 0 | 0 | 0 | 0 | 0 | 0 | 0 | 0 | 0 | 0 | 0 | 0 | 0 | 0 | 0 | 0 | 0
[10 empty] | 0 | 0 | 0 | 0 | 0 | 0 | 0 | 0 | 0 | 0 | 0 | 0 | 0 | 0 | 0 | 0 | 0 | 0 | 0 | 0 | 0 | 0 | 0 | 0 | 0 | 0 | 0 | 0
[10 empty] | 0 | 0 | 0 | 0 | 0 | 0 | 0 | 0 | 0 | 0 | 0 | 0 | 0 | 0 | 0 | 0 | 0 | 0 | 0 | 0 | 0 | 0 | 0 | 0 | 0 | 0 | 0 | 0
[10 empty] | 0 | 0 | 0 | 0 | 0 | 0 | 0 | 0 | 0 | 0 | 0 | 0 | 0 | 0 | 0 | 0 | 0 | 0 | 0 | 0 | 0 | 0 | 0 | 0 | 0 | 0 | 0 | 0
[10 empty] | 0 | 0 | 0 | 0 | 0 | 0 | 0 | 0 | 0 | 0 | 0 | 0 | 0 | 0 | 0 | 0 | 0 | 0 | 0 | 0 | 0 | 0 | 0 | 0 | 0 | 0 | 0 | 0
[10 empty] | 0 | 0 | 0 | 0 | 0 | 0 | 0 | 0 | 0 | 0 | 0 | 0 | 0 | 0 | 0 | 0 | 0 | 0 | 0 | 0 | 0 | 0 | 0 | 0 | 0 | 0 | 0 | 0
[10 empty] | 0 | 0 | 0 | 0 | 0 | 0 | 0 | 0 | 0 | 0 | 0 | 0 | 0 | 0 | 0 | 0 | 0 | 0 | 0 | 0 | 0 | 0 | 0 | 0 | 0 | 0 | 0 | 0
[10 empty] | 0 | 0 | 0 | 0 | 0 | 0 | 0 | 0 | 0 | 0 | 0 | 0 | 0 | 0 | 0 | 0 | 0 | 0 | 0 | 0 | 0 | 0 | 0 | 0 | 0 | 0 | 0 | 0
[10 empty] | 0 | 0 | 0 | 0 | 0 | 0 | 0 | 0 | 0 | 0 | 0 | 0 | 0 | 0 | 0 | 0 | 0 | 0 | 0 | 0 | 0 | 0 | 0 | 0 | 0 | 0 | 0 | 0
[10 empty] | 0 | 0 | 0 | 0 | 0 | 0 | 0 | 0 | 0 | 0 | 0 | 0 | 0 | 0 | 0 | 0 | 0 | 0 | 0 | 0 | 0 | 0 | 0 | 0 | 0 | 0 | 0 | 0
[10 empty] | 0 | 0 | 0 | 0 | 0 | 0 | 0 | 0 | 0 | 0 | 0 | 0 | 0 | 0 | 0 | 0 | 0 | 0 | 0 | 0 | 0 | 0 | 0 | 0 | 0 | 0 | 0 | 0
[10 empty] | 0 | 0 | 0 | 0 | 0 | 0 | 0 | 0 | 0 | 0 | 0 | 0 | 0 | 0 | 0 | 0 | 0 | 0 | 0 | 0 | 0 | 0 | 0 | 0 | 0 | 0 | 0 | 0
[10 empty] | 0 | 0 | 0 | 0 | 0 | 0 | 0 | 0 | 0 | 0 | 0 | 0 | 0 | 0 | 0 | 0 | 0 | 0 | 0 | 0 | 0 | 0 | 0 | 0 | 0 | 0 | 0 | 0
[10 empty] | 0 | 0 | 0 | 0 | 0 | 0 | 0 | 0 | 0 | 0 | 0 | 0 | 0 | 0 | 0 | 0 | 0 | 0 | 0 | 0 | 0 | 0 | 0 | 0 | 0 | 0 | 0 | 0
[10 empty] | 0 | 0 | 0 | 0 | 0 | 0 | 0 | 0 | 0 | 0 | 0 | 0 | 0 | 0 | 0 | 0 | 0 | 0 | 0 | 0 | 0 | 0 | 0 | 0 | 0 | 0 | 0 | 0
[10 empty] | 0 | 0 | 0 | 0 | 0 | 0 | 0 | 0 | 0 | 0 | 0 | 0 | 0 | 0 | 0 | 0 | 0 | 0 | 0 | 0 | 0 | 0 | 0 | 0 | 0 | 0 | 0 | 0
[10 empty] | 0 | 0 | 0 | 0 | 0 | 0 | 0 | 0 | 0 | 0 | 0 | 0 | 0 | 0 | 0 | 0 | 0 | 0 | 0 | 0 | 0 | 0 | 0 | 0 | 0 | 0 | 0 | 0
[10 empty] | 0 | 0 | 0 | 0 | 0 | 0 | 0 | 0 | 0 | 0 | 0 | 0 | 0 | 0 | 0 | 0 | 0 | 0 | 0 | 0 | 0 | 0 | 0 | 0 | 0 | 0 | 0 | 0
[10 empty] | 0 | 0 | 0 | 0 | 0 | 0 | 0 | 0 | 0 | 0 | 0 | 0 | 0 | 0 | 0 | 0 | 0 | 0 | 0 | 0 | 0 | 0 | 0 | 0 | 0 | 0 | 0 | 0
[10 empty] | 0 | 0 | 0 | 0 | 0 | 0 | 0 | 0 | 0 | 0 | 0 | 0 | 0 | 0 | 0 | 0 | 0 | 0 | 0 | 0 | 0 | 0 | 0 | 0 | 0 | 0 | 0 | 0
[10 empty] | 0 | 0 | 0 | 0 | 0 | 0 | 0 | 0 | 0 | 0 | 0 | 0 | 0 | 0 | 0 | 0 | 0 | 0 | 0 | 0 | 0 | 0 | 0 | 0 | 0 | 0 | 0 | 0
[10 empty] | 0 | 0 | 0 | 0 | 0 | 0 | 0 | 0 | 0 | 0 | 0 | 0 | 0 | 0 | 0 | 0 | 0 | 0 | 0 | 0 | 0 | 0 | 0 | 0 | 0 | 0 | 0 | 0
[10 empty] | 0 | 0 | 0 | 0 | 0 | 0 | 0 | 0 | 0 | 0 | 0 | 0 | 0 | 0 | 0 | 0 | 0 | 0 | 0 | 0 | 0 | 0 | 0 | 0 | 0 | 0 | 0 | 0
[10 empty] | 0 | 0 | 0 | 0 | 0 | 0 | 0 | 0 | 0 | 0 | 0 | 0 | 0 | 0 | 0 | 0 | 0 | 0 | 0 | 0 | 0 | 0 | 0 | 0 | 0 | 0 | 0 | 0
[10 empty] | 0 | 0 | 0 | 0 | 0 | 0 | 0 | 0 | 0 | 0 | 0 | 0 | 0 | 0 | 0 | 0 | 0 | 0 | 0 | 0 | 0 | 0 | 0 | 0 | 0 | 0 | 0 | 0
[10 empty] | 0 | 0 | 0 | 0 | 0 | 0 | 0 | 0 | 0 | 0 | 0 | 0 | 0 | 0 | 0 | 0 | 0 | 0 | 0 | 0 | 0 | 0 | 0 | 0 | 0 | 0 | 0 | 0
[10 empty] | 0 | 0 | 0 | 0 | 0 | 0 | 0 | 0 | 0 | 0 | 0 | 0 | 0 | 0 | 0 | 0 | 0 | 0 | 0 | 0 | 0 | 0 | 0 | 0 | 0 | 0 | 0 | 0
[10 empty] | 0 | 0 | 0 | 0 | 0 | 0 | 0 | 0 | 0 | 0 | 0 | 0 | 0 | 0 | 0 | 0 | 0 | 0 | 0 | 0 | 0 | 0 | 0 | 0 | 0 | 0 | 0 | 0
[10 empty] | 0 | 0 | 0 | 0 | 0 | 0 | 0 | 0 | 0 | 0 | 0 | 0 | 0 | 0 | 0 | 0 | 0 | 0 | 0 | 0 | 0 | 0 | 0 | 0 | 0 | 0 | 0 | 0
[10 empty] | 0 | 0 | 0 | 0 | 0 | 0 | 0 | 0 | 0 | 0 | 0 | 0 | 0 | 0 | 0 | 0 | 0 | 0 | 0 | 0 | 0 | 0 | 0 | 0 | 0 | 0 | 0 | 0
[10 empty] | 0 | 0 | 0 | 0 | 0 | 0 | 0 | 0 | 0 | 0 | 0 | 0 | 0 | 0 | 0 | 0 | 0 | 0 | 0 | 0 | 0 | 0 | 0 | 0 | 0 | 0 | 0 | 0
[10 empty] | 0 | 0 | 0 | 0 | 0 | 0 | 0 | 0 | 0 | 0 | 0 | 0 | 0 | 0 | 0 | 0 | 0 | 0 | 0 | 0 | 0 | 0 | 0 | 0 | 0 | 0 | 0 | 0
[10 empty] | 0 | 0 | 0 | 0 | 0 | 0 | 0 | 0 | 0 | 0 | 0 | 0 | 0 | 0 | 0 | 0 | 0 | 0 | 0 | 0 | 0 | 0 | 0 | 0 | 0 | 0 | 0 | 0
[10 empty] | 0 | 0 | 0 | 0 | 0 | 0 | 0 | 0 | 0 | 0 | 0 | 0 | 0 | 0 | 0 | 0 | 0 | 0 | 0 | 0 | 0 | 0 | 0 | 0 | 0 | 0 | 0 | 0
[10 empty] | 0 | 0 | 0 | 0 | 0 | 0 | 0 | 0 | 0 | 0 | 0 | 0 | 0 | 0 | 0 | 0 | 0 | 0 | 0 | 0 | 0 | 0 | 0 | 0 | 0 | 0 | 0 | 0
[10 empty] | 0 | 0 | 0 | 0 | 0 | 0 | 0 | 0 | 0 | 0 | 0 | 0 | 0 | 0 | 0 | 0 | 0 | 0 | 0 | 0 | 0 | 0 | 0 | 0 | 0 | 0 | 0 | 0
[10 empty] | 0 | 0 | 0 | 0 | 0 | 0 | 0 | 0 | 0 | 0 | 0 | 0 | 0 | 0 | 0 | 0 | 0 | 0 | 0 | 0 | 0 | 0 | 0 | 0 | 0 | 0 | 0 | 0
[10 empty] | 0 | 0 | 0 | 0 | 0 | 0 | 0 | 0 | 0 | 0 | 0 | 0 | 0 | 0 | 0 | 0 | 0 | 0 | 0 | 0 | 0 | 0 | 0 | 0 | 0 | 0 | 0 | 0
[10 empty] | 0 | 0 | 0 | 0 | 0 | 0 | 0 | 0 | 0 | 0 | 0 | 0 | 0 | 0 | 0 | 0 | 0 | 0 | 0 | 0 | 0 | 0 | 0 | 0 | 0 | 0 | 0 | 0
[10 empty] | 0 | 0 | 0 | 0 | 0 | 0 | 0 | 0 | 0 | 0 | 0 | 0 | 0 | 0 | 0 | 0 | 0 | 0 | 0 | 0 | 0 | 0 | 0 | 0 | 0 | 0 | 0 | 0
[10 empty] | 0 | 0 | 0 | 0 | 0 | 0 | 0 | 0 | 0 | 0 | 0 | 0 | 0 | 0 | 0 | 0 | 0 | 0 | 0 | 0 | 0 | 0 | 0 | 0 | 0 | 0 | 0 | 0
[10 empty] | 0 | 0 | 0 | 0 | 0 | 0 | 0 | 0 | 0 | 0 | 0 | 0 | 0 | 0 | 0 | 0 | 0 | 0 | 0 | 0 | 0 | 0 | 0 | 0 | 0 | 0 | 0 | 0
[10 empty] | 0 | 0 | 0 | 0 | 0 | 0 | 0 | 0 | 0 | 0 | 0 | 0 | 0 | 0 | 0 | 0 | 0 | 0 | 0 | 0 | 0 | 0 | 0 | 0 | 0 | 0 | 0 | 0
[10 empty] | 0 | 0 | 0 | 0 | 0 | 0 | 0 | 0 | 0 | 0 | 0 | 0 | 0 | 0 | 0 | 0 | 0 | 0 | 0 | 0 | 0 | 0 | 0 | 0 | 0 | 0 | 0 | 0
[10 empty] | 0 | 0 | 0 | 0 | 0 | 0 | 0 | 0 | 0 | 0 | 0 | 0 | 0 | 0 | 0 | 0 | 0 | 0 | 0 | 0 | 0 | 0 | 0 | 0 | 0 | 0 | 0 | 0
[10 empty] | 0 | 0 | 0 | 0 | 0 | 0 | 0 | 0 | 0 | 0 | 0 | 0 | 0 | 0 | 0 | 0 | 0 | 0 | 0 | 0 | 0 | 0 | 0 | 0 | 0 | 0 | 0 | 0
[10 empty] | 0 | 0 | 0 | 0 | 0 | 0 | 0 | 0 | 0 | 0 | 0 | 0 | 0 | 0 | 0 | 0 | 0 | 0 | 0 | 0 | 0 | 0 | 0 | 0 | 0 | 0 | 0 | 0
[10 empty] | 0 | 0 | 0 | 0 | 0 | 0 | 0 | 0 | 0 | 0 | 0 | 0 | 0 | 0 | 0 | 0 | 0 | 0 | 0 | 0 | 0 | 0 | 0 | 0 | 0 | 0 | 0 | 0
[10 empty] | 0 | 0 | 0 | 0 | 0 | 0 | 0 | 0 | 0 | 0 | 0 | 0 | 0 | 0 | 0 | 0 | 0 | 0 | 0 | 0 | 0 | 0 | 0 | 0 | 0 | 0 | 0 | 0
[10 empty] | 0 | 0 | 0 | 0 | 0 | 0 | 0 | 0 | 0 | 0 | 0 | 0 | 0 | 0 | 0 | 0 | 0 | 0 | 0 | 0 | 0 | 0 | 0 | 0 | 0 | 0 | 0 | 0
[10 empty] | 0 | 0 | 0 | 0 | 0 | 0 | 0 | 0 | 0 | 0 | 0 | 0 | 0 | 0 | 0 | 0 | 0 | 0 | 0 | 0 | 0 | 0 | 0 | 0 | 0 | 0 | 0 | 0
[10 empty] | 0 | 0 | 0 | 0 | 0 | 0 | 0 | 0 | 0 | 0 | 0 | 0 | 0 | 0 | 0 | 0 | 0 | 0 | 0 | 0 | 0 | 0 | 0 | 0 | 0 | 0 | 0 | 0
[10 empty] | 0 | 0 | 0 | 0 | 0 | 0 | 0 | 0 | 0 | 0 | 0 | 0 | 0 | 0 | 0 | 0 | 0 | 0 | 0 | 0 | 0 | 0 | 0 | 0 | 0 | 0 | 0 | 0
[10 empty] | 0 | 0 | 0 | 0 | 0 | 0 | 0 | 0 | 0 | 0 | 0 | 0 | 0 | 0 | 0 | 0 | 0 | 0 | 0 | 0 | 0 | 0 | 0 | 0 | 0 | 0 | 0 | 0
[10 empty] | 0 | 0 | 0 | 0 | 0 | 0 | 0 | 0 | 0 | 0 | 0 | 0 | 0 | 0 | 0 | 0 | 0 | 0 | 0 | 0 | 0 | 0 | 0 | 0 | 0 | 0 | 0 | 0
[10 empty] | 0 | 0 | 0 | 0 | 0 | 0 | 0 | 0 | 0 | 0 | 0 | 0 | 0 | 0 | 0 | 0 | 0 | 0 | 0 | 0 | 0 | 0 | 0 | 0 | 0 | 0 | 0 | 0
[10 empty] | 0 | 0 | 0 | 0 | 0 | 0 | 0 | 0 | 0 | 0 | 0 | 0 | 0 | 0 | 0 | 0 | 0 | 0 | 0 | 0 | 0 | 0 | 0 | 0 | 0 | 0 | 0 | 0
[10 empty] | 0 | 0 | 0 | 0 | 0 | 0 | 0 | 0 | 0 | 0 | 0 | 0 | 0 | 0 | 0 | 0 | 0 | 0 | 0 | 0 | 0 | 0 | 0 | 0 | 0 | 0 | 0 | 0
[10 empty] | 0 | 0 | 0 | 0 | 0 | 0 | 0 | 0 | 0 | 0 | 0 | 0 | 0 | 0 | 0 | 0 | 0 | 0 | 0 | 0 | 0 | 0 | 0 | 0 | 0 | 0 | 0 | 0
[10 empty] | 0 | 0 | 0 | 0 | 0 | 0 | 0 | 0 | 0 | 0 | 0 | 0 | 0 | 0 | 0 | 0 | 0 | 0 | 0 | 0 | 0 | 0 | 0 | 0 | 0 | 0 | 0 | 0
[10 empty] | 0 | 0 | 0 | 0 | 0 | 0 | 0 | 0 | 0 | 0 | 0 | 0 | 0 | 0 | 0 | 0 | 0 | 0 | 0 | 0 | 0 | 0 | 0 | 0 | 0 | 0 | 0 | 0
[10 empty] | 0 | 0 | 0 | 0 | 0 | 0 | 0 | 0 | 0 | 0 | 0 | 0 | 0 | 0 | 0 | 0 | 0 | 0 | 0 | 0 | 0 | 0 | 0 | 0 | 0 | 0 | 0 | 0
[10 empty] | 0 | 0 | 0 | 0 | 0 | 0 | 0 | 0 | 0 | 0 | 0 | 0 | 0 | 0 | 0 | 0 | 0 | 0 | 0 | 0 | 0 | 0 | 0 | 0 | 0 | 0 | 0 | 0
[10 empty] | 0 | 0 | 0 | 0 | 0 | 0 | 0 | 0 | 0 | 0 | 0 | 0 | 0 | 0 | 0 | 0 | 0 | 0 | 0 | 0 | 0 | 0 | 0 | 0 | 0 | 0 | 0 | 0
[10 empty] | 0 | 0 | 0 | 0 | 0 | 0 | 0 | 0 | 0 | 0 | 0 | 0 | 0 | 0 | 0 | 0 | 0 | 0 | 0 | 0 | 0 | 0 | 0 | 0 | 0 | 0 | 0 | 0
[10 empty] | 0 | 0 | 0 | 0 | 0 | 0 | 0 | 0 | 0 | 0 | 0 | 0 | 0 | 0 | 0 | 0 | 0 | 0 | 0 | 0 | 0 | 0 | 0 | 0 | 0 | 0 | 0 | 0
[10 empty] | 0 | 0 | 0 | 0 | 0 | 0 | 0 | 0 | 0 | 0 | 0 | 0 | 0 | 0 | 0 | 0 | 0 | 0 | 0 | 0 | 0 | 0 | 0 | 0 | 0 | 0 | 0 | 0
[10 empty] | 0 | 0 | 0 | 0 | 0 | 0 | 0 | 0 | 0 | 0 | 0 | 0 | 0 | 0 | 0 | 0 | 0 | 0 | 0 | 0 | 0 | 0 | 0 | 0 | 0 | 0 | 0 | 0
[10 empty] | 0 | 0 | 0 | 0 | 0 | 0 | 0 | 0 | 0 | 0 | 0 | 0 | 0 | 0 | 0 | 0 | 0 | 0 | 0 | 0 | 0 | 0 | 0 | 0 | 0 | 0 | 0 | 0
[10 empty] | 0 | 0 | 0 | 0 | 0 | 0 | 0 | 0 | 0 | 0 | 0 | 0 | 0 | 0 | 0 | 0 | 0 | 0 | 0 | 0 | 0 | 0 | 0 | 0 | 0 | 0 | 0 | 0
[10 empty] | 0 | 0 | 0 | 0 | 0 | 0 | 0 | 0 | 0 | 0 | 0 | 0 | 0 | 0 | 0 | 0 | 0 | 0 | 0 | 0 | 0 | 0 | 0 | 0 | 0 | 0 | 0 | 0
[10 empty] | 0 | 0 | 0 | 0 | 0 | 0 | 0 | 0 | 0 | 0 | 0 | 0 | 0 | 0 | 0 | 0 | 0 | 0 | 0 | 0 | 0 | 0 | 0 | 0 | 0 | 0 | 0 | 0
[10 empty] | 0 | 0 | 0 | 0 | 0 | 0 | 0 | 0 | 0 | 0 | 0 | 0 | 0 | 0 | 0 | 0 | 0 | 0 | 0 | 0 | 0 | 0 | 0 | 0 | 0 | 0 | 0 | 0
[10 empty] | 0 | 0 | 0 | 0 | 0 | 0 | 0 | 0 | 0 | 0 | 0 | 0 | 0 | 0 | 0 | 0 | 0 | 0 | 0 | 0 | 0 | 0 | 0 | 0 | 0 | 0 | 0 | 0
[10 empty] | 0 | 0 | 0 | 0 | 0 | 0 | 0 | 0 | 0 | 0 | 0 | 0 | 0 | 0 | 0 | 0 | 0 | 0 | 0 | 0 | 0 | 0 | 0 | 0 | 0 | 0 | 0 | 0
[10 empty] | 0 | 0 | 0 | 0 | 0 | 0 | 0 | 0 | 0 | 0 | 0 | 0 | 0 | 0 | 0 | 0 | 0 | 0 | 0 | 0 | 0 | 0 | 0 | 0 | 0 | 0 | 0 | 0
[10 empty] | 0 | 0 | 0 | 0 | 0 | 0 | 0 | 0 | 0 | 0 | 0 | 0 | 0 | 0 | 0 | 0 | 0 | 0 | 0 | 0 | 0 | 0 | 0 | 0 | 0 | 0 | 0 | 0
[10 empty] | 0 | 0 | 0 | 0 | 0 | 0 | 0 | 0 | 0 | 0 | 0 | 0 | 0 | 0 | 0 | 0 | 0 | 0 | 0 | 0 | 0 | 0 | 0 | 0 | 0 | 0 | 0 | 0
[10 empty] | 0 | 0 | 0 | 0 | 0 | 0 | 0 | 0 | 0 | 0 | 0 | 0 | 0 | 0 | 0 | 0 | 0 | 0 | 0 | 0 | 0 | 0 | 0 | 0 | 0 | 0 | 0 | 0
[10 empty] | 0 | 0 | 0 | 0 | 0 | 0 | 0 | 0 | 0 | 0 | 0 | 0 | 0 | 0 | 0 | 0 | 0 | 0 | 0 | 0 | 0 | 0 | 0 | 0 | 0 | 0 | 0 | 0
[10 empty] | 0 | 0 | 0 | 0 | 0 | 0 | 0 | 0 | 0 | 0 | 0 | 0 | 0 | 0 | 0 | 0 | 0 | 0 | 0 | 0 | 0 | 0 | 0 | 0 | 0 | 0 | 0 | 0
[10 empty] | 0 | 0 | 0 | 0 | 0 | 0 | 0 | 0 | 0 | 0 | 0 | 0 | 0 | 0 | 0 | 0 | 0 | 0 | 0 | 0 | 0 | 0 | 0 | 0 | 0 | 0 | 0 | 0
[10 empty] | 0 | 0 | 0 | 0 | 0 | 0 | 0 | 0 | 0 | 0 | 0 | 0 | 0 | 0 | 0 | 0 | 0 | 0 | 0 | 0 | 0 | 0 | 0 | 0 | 0 | 0 | 0 | 0
[10 empty] | 0 | 0 | 0 | 0 | 0 | 0 | 0 | 0 | 0 | 0 | 0 | 0 | 0 | 0 | 0 | 0 | 0 | 0 | 0 | 0 | 0 | 0 | 0 | 0 | 0 | 0 | 0 | 0
[10 empty] | 0 | 0 | 0 | 0 | 0 | 0 | 0 | 0 | 0 | 0 | 0 | 0 | 0 | 0 | 0 | 0 | 0 | 0 | 0 | 0 | 0 | 0 | 0 | 0 | 0 | 0 | 0 | 0
[10 empty] | 0 | 0 | 0 | 0 | 0 | 0 | 0 | 0 | 0 | 0 | 0 | 0 | 0 | 0 | 0 | 0 | 0 | 0 | 0 | 0 | 0 | 0 | 0 | 0 | 0 | 0 | 0 | 0
[10 empty] | 0 | 0 | 0 | 0 | 0 | 0 | 0 | 0 | 0 | 0 | 0 | 0 | 0 | 0 | 0 | 0 | 0 | 0 | 0 | 0 | 0 | 0 | 0 | 0 | 0 | 0 | 0 | 0
[10 empty] | 0 | 0 | 0 | 0 | 0 | 0 | 0 | 0 | 0 | 0 | 0 | 0 | 0 | 0 | 0 | 0 | 0 | 0 | 0 | 0 | 0 | 0 | 0 | 0 | 0 | 0 | 0 | 0
[10 empty] | 0 | 0 | 0 | 0 | 0 | 0 | 0 | 0 | 0 | 0 | 0 | 0 | 0 | 0 | 0 | 0 | 0 | 0 | 0 | 0 | 0 | 0 | 0 | 0 | 0 | 0 | 0 | 0
[10 empty] | 0 | 0 | 0 | 0 | 0 | 0 | 0 | 0 | 0 | 0 | 0 | 0 | 0 | 0 | 0 | 0 | 0 | 0 | 0 | 0 | 0 | 0 | 0 | 0 | 0 | 0 | 0 | 0
[10 empty] | 0 | 0 | 0 | 0 | 0 | 0 | 0 | 0 | 0 | 0 | 0 | 0 | 0 | 0 | 0 | 0 | 0 | 0 | 0 | 0 | 0 | 0 | 0 | 0 | 0 | 0 | 0 | 0
[10 empty] | 0 | 0 | 0 | 0 | 0 | 0 | 0 | 0 | 0 | 0 | 0 | 0 | 0 | 0 | 0 | 0 | 0 | 0 | 0 | 0 | 0 | 0 | 0 | 0 | 0 | 0 | 0 | 0
[10 empty] | 0 | 0 | 0 | 0 | 0 | 0 | 0 | 0 | 0 | 0 | 0 | 0 | 0 | 0 | 0 | 0 | 0 | 0 | 0 | 0 | 0 | 0 | 0 | 0 | 0 | 0 | 0 | 0
[10 empty] | 0 | 0 | 0 | 0 | 0 | 0 | 0 | 0 | 0 | 0 | 0 | 0 | 0 | 0 | 0 | 0 | 0 | 0 | 0 | 0 | 0 | 0 | 0 | 0 | 0 | 0 | 0 | 0
[10 empty] | 0 | 0 | 0 | 0 | 0 | 0 | 0 | 0 | 0 | 0 | 0 | 0 | 0 | 0 | 0 | 0 | 0 | 0 | 0 | 0 | 0 | 0 | 0 | 0 | 0 | 0 | 0 | 0
[10 empty] | 0 | 0 | 0 | 0 | 0 | 0 | 0 | 0 | 0 | 0 | 0 | 0 | 0 | 0 | 0 | 0 | 0 | 0 | 0 | 0 | 0 | 0 | 0 | 0 | 0 | 0 | 0 | 0
[10 empty] | 0 | 0 | 0 | 0 | 0 | 0 | 0 | 0 | 0 | 0 | 0 | 0 | 0 | 0 | 0 | 0 | 0 | 0 | 0 | 0 | 0 | 0 | 0 | 0 | 0 | 0 | 0 | 0
[10 empty] | 0 | 0 | 0 | 0 | 0 | 0 | 0 | 0 | 0 | 0 | 0 | 0 | 0 | 0 | 0 | 0 | 0 | 0 | 0 | 0 | 0 | 0 | 0 | 0 | 0 | 0 | 0 | 0
[10 empty] | 0 | 0 | 0 | 0 | 0 | 0 | 0 | 0 | 0 | 0 | 0 | 0 | 0 | 0 | 0 | 0 | 0 | 0 | 0 | 0 | 0 | 0 | 0 | 0 | 0 | 0 | 0 | 0
[10 empty] | 0 | 0 | 0 | 0 | 0 | 0 | 0 | 0 | 0 | 0 | 0 | 0 | 0 | 0 | 0 | 0 | 0 | 0 | 0 | 0 | 0 | 0 | 0 | 0 | 0 | 0 | 0 | 0
[10 empty] | 0 | 0 | 0 | 0 | 0 | 0 | 0 | 0 | 0 | 0 | 0 | 0 | 0 | 0 | 0 | 0 | 0 | 0 | 0 | 0 | 0 | 0 | 0 | 0 | 0 | 0 | 0 | 0
[10 empty] | 0 | 0 | 0 | 0 | 0 | 0 | 0 | 0 | 0 | 0 | 0 | 0 | 0 | 0 | 0 | 0 | 0 | 0 | 0 | 0 | 0 | 0 | 0 | 0 | 0 | 0 | 0 | 0
[10 empty] | 0 | 0 | 0 | 0 | 0 | 0 | 0 | 0 | 0 | 0 | 0 | 0 | 0 | 0 | 0 | 0 | 0 | 0 | 0 | 0 | 0 | 0 | 0 | 0 | 0 | 0 | 0 | 0
[10 empty] | 0 | 0 | 0 | 0 | 0 | 0 | 0 | 0 | 0 | 0 | 0 | 0 | 0 | 0 | 0 | 0 | 0 | 0 | 0 | 0 | 0 | 0 | 0 | 0 | 0 | 0 | 0 | 0
[10 empty] | 0 | 0 | 0 | 0 | 0 | 0 | 0 | 0 | 0 | 0 | 0 | 0 | 0 | 0 | 0 | 0 | 0 | 0 | 0 | 0 | 0 | 0 | 0 | 0 | 0 | 0 | 0 | 0
[10 empty] | 0 | 0 | 0 | 0 | 0 | 0 | 0 | 0 | 0 | 0 | 0 | 0 | 0 | 0 | 0 | 0 | 0 | 0 | 0 | 0 | 0 | 0 | 0 | 0 | 0 | 0 | 0 | 0
[10 empty] | 0 | 0 | 0 | 0 | 0 | 0 | 0 | 0 | 0 | 0 | 0 | 0 | 0 | 0 | 0 | 0 | 0 | 0 | 0 | 0 | 0 | 0 | 0 | 0 | 0 | 0 | 0 | 0
[10 empty] | 0 | 0 | 0 | 0 | 0 | 0 | 0 | 0 | 0 | 0 | 0 | 0 | 0 | 0 | 0 | 0 | 0 | 0 | 0 | 0 | 0 | 0 | 0 | 0 | 0 | 0 | 0 | 0
[10 empty] | 0 | 0 | 0 | 0 | 0 | 0 | 0 | 0 | 0 | 0 | 0 | 0 | 0 | 0 | 0 | 0 | 0 | 0 | 0 | 0 | 0 | 0 | 0 | 0 | 0 | 0 | 0 | 0
[10 empty] | 0 | 0 | 0 | 0 | 0 | 0 | 0 | 0 | 0 | 0 | 0 | 0 | 0 | 0 | 0 | 0 | 0 | 0 | 0 | 0 | 0 | 0 | 0 | 0 | 0 | 0 | 0 | 0
[10 empty] | 0 | 0 | 0 | 0 | 0 | 0 | 0 | 0 | 0 | 0 | 0 | 0 | 0 | 0 | 0 | 0 | 0 | 0 | 0 | 0 | 0 | 0 | 0 | 0 | 0 | 0 | 0 | 0
[10 empty] | 0 | 0 | 0 | 0 | 0 | 0 | 0 | 0 | 0 | 0 | 0 | 0 | 0 | 0 | 0 | 0 | 0 | 0 | 0 | 0 | 0 | 0 | 0 | 0 | 0 | 0 | 0 | 0
[10 empty] | 0 | 0 | 0 | 0 | 0 | 0 | 0 | 0 | 0 | 0 | 0 | 0 | 0 | 0 | 0 | 0 | 0 | 0 | 0 | 0 | 0 | 0 | 0 | 0 | 0 | 0 | 0 | 0
[10 empty] | 0 | 0 | 0 | 0 | 0 | 0 | 0 | 0 | 0 | 0 | 0 | 0 | 0 | 0 | 0 | 0 | 0 | 0 | 0 | 0 | 0 | 0 | 0 | 0 | 0 | 0 | 0 | 0
[10 empty] | 0 | 0 | 0 | 0 | 0 | 0 | 0 | 0 | 0 | 0 | 0 | 0 | 0 | 0 | 0 | 0 | 0 | 0 | 0 | 0 | 0 | 0 | 0 | 0 | 0 | 0 | 0 | 0
[10 empty] | 0 | 0 | 0 | 0 | 0 | 0 | 0 | 0 | 0 | 0 | 0 | 0 | 0 | 0 | 0 | 0 | 0 | 0 | 0 | 0 | 0 | 0 | 0 | 0 | 0 | 0 | 0 | 0
[10 empty] | 0 | 0 | 0 | 0 | 0 | 0 | 0 | 0 | 0 | 0 | 0 | 0 | 0 | 0 | 0 | 0 | 0 | 0 | 0 | 0 | 0 | 0 | 0 | 0 | 0 | 0 | 0 | 0
[10 empty] | 0 | 0 | 0 | 0 | 0 | 0 | 0 | 0 | 0 | 0 | 0 | 0 | 0 | 0 | 0 | 0 | 0 | 0 | 0 | 0 | 0 | 0 | 0 | 0 | 0 | 0 | 0 | 0
[10 empty] | 0 | 0 | 0 | 0 | 0 | 0 | 0 | 0 | 0 | 0 | 0 | 0 | 0 | 0 | 0 | 0 | 0 | 0 | 0 | 0 | 0 | 0 | 0 | 0 | 0 | 0 | 0 | 0
[10 empty] | 0 | 0 | 0 | 0 | 0 | 0 | 0 | 0 | 0 | 0 | 0 | 0 | 0 | 0 | 0 | 0 | 0 | 0 | 0 | 0 | 0 | 0 | 0 | 0 | 0 | 0 | 0 | 0
[10 empty] | 0 | 0 | 0 | 0 | 0 | 0 | 0 | 0 | 0 | 0 | 0 | 0 | 0 | 0 | 0 | 0 | 0 | 0 | 0 | 0 | 0 | 0 | 0 | 0 | 0 | 0 | 0 | 0
[10 empty] | 0 | 0 | 0 | 0 | 0 | 0 | 0 | 0 | 0 | 0 | 0 | 0 | 0 | 0 | 0 | 0 | 0 | 0 | 0 | 0 | 0 | 0 | 0 | 0 | 0 | 0 | 0 | 0
[10 empty] | 0 | 0 | 0 | 0 | 0 | 0 | 0 | 0 | 0 | 0 | 0 | 0 | 0 | 0 | 0 | 0 | 0 | 0 | 0 | 0 | 0 | 0 | 0 | 0 | 0 | 0 | 0 | 0
[10 empty] | 0 | 0 | 0 | 0 | 0 | 0 | 0 | 0 | 0 | 0 | 0 | 0 | 0 | 0 | 0 | 0 | 0 | 0 | 0 | 0 | 0 | 0 | 0 | 0 | 0 | 0 | 0 | 0
[10 empty] | 0 | 0 | 0 | 0 | 0 | 0 | 0 | 0 | 0 | 0 | 0 | 0 | 0 | 0 | 0 | 0 | 0 | 0 | 0 | 0 | 0 | 0 | 0 | 0 | 0 | 0 | 0 | 0
[10 empty] | 0 | 0 | 0 | 0 | 0 | 0 | 0 | 0 | 0 | 0 | 0 | 0 | 0 | 0 | 0 | 0 | 0 | 0 | 0 | 0 | 0 | 0 | 0 | 0 | 0 | 0 | 0 | 0
[10 empty] | 0 | 0 | 0 | 0 | 0 | 0 | 0 | 0 | 0 | 0 | 0 | 0 | 0 | 0 | 0 | 0 | 0 | 0 | 0 | 0 | 0 | 0 | 0 | 0 | 0 | 0 | 0 | 0
[10 empty] | 0 | 0 | 0 | 0 | 0 | 0 | 0 | 0 | 0 | 0 | 0 | 0 | 0 | 0 | 0 | 0 | 0 | 0 | 0 | 0 | 0 | 0 | 0 | 0 | 0 | 0 | 0 | 0
[10 empty] | 0 | 0 | 0 | 0 | 0 | 0 | 0 | 0 | 0 | 0 | 0 | 0 | 0 | 0 | 0 | 0 | 0 | 0 | 0 | 0 | 0 | 0 | 0 | 0 | 0 | 0 | 0 | 0
[10 empty] | 0 | 0 | 0 | 0 | 0 | 0 | 0 | 0 | 0 | 0 | 0 | 0 | 0 | 0 | 0 | 0 | 0 | 0 | 0 | 0 | 0 | 0 | 0 | 0 | 0 | 0 | 0 | 0
[10 empty] | 0 | 0 | 0 | 0 | 0 | 0 | 0 | 0 | 0 | 0 | 0 | 0 | 0 | 0 | 0 | 0 | 0 | 0 | 0 | 0 | 0 | 0 | 0 | 0 | 0 | 0 | 0 | 0
[10 empty] | 0 | 0 | 0 | 0 | 0 | 0 | 0 | 0 | 0 | 0 | 0 | 0 | 0 | 0 | 0 | 0 | 0 | 0 | 0 | 0 | 0 | 0 | 0 | 0 | 0 | 0 | 0 | 0
[10 empty] | 0 | 0 | 0 | 0 | 0 | 0 | 0 | 0 | 0 | 0 | 0 | 0 | 0 | 0 | 0 | 0 | 0 | 0 | 0 | 0 | 0 | 0 | 0 | 0 | 0 | 0 | 0 | 0
[10 empty] | 0 | 0 | 0 | 0 | 0 | 0 | 0 | 0 | 0 | 0 | 0 | 0 | 0 | 0 | 0 | 0 | 0 | 0 | 0 | 0 | 0 | 0 | 0 | 0 | 0 | 0 | 0 | 0
[10 empty] | 0 | 0 | 0 | 0 | 0 | 0 | 0 | 0 | 0 | 0 | 0 | 0 | 0 | 0 | 0 | 0 | 0 | 0 | 0 | 0 | 0 | 0 | 0 | 0 | 0 | 0 | 0 | 0
[10 empty] | 0 | 0 | 0 | 0 | 0 | 0 | 0 | 0 | 0 | 0 | 0 | 0 | 0 | 0 | 0 | 0 | 0 | 0 | 0 | 0 | 0 | 0 | 0 | 0 | 0 | 0 | 0 | 0
[10 empty] | 0 | 0 | 0 | 0 | 0 | 0 | 0 | 0 | 0 | 0 | 0 | 0 | 0 | 0 | 0 | 0 | 0 | 0 | 0 | 0 | 0 | 0 | 0 | 0 | 0 | 0 | 0 | 0
[10 empty] | 0 | 0 | 0 | 0 | 0 | 0 | 0 | 0 | 0 | 0 | 0 | 0 | 0 | 0 | 0 | 0 | 0 | 0 | 0 | 0 | 0 | 0 | 0 | 0 | 0 | 0 | 0 | 0
[10 empty] | 0 | 0 | 0 | 0 | 0 | 0 | 0 | 0 | 0 | 0 | 0 | 0 | 0 | 0 | 0 | 0 | 0 | 0 | 0 | 0 | 0 | 0 | 0 | 0 | 0 | 0 | 0 | 0
[10 empty] | 0 | 0 | 0 | 0 | 0 | 0 | 0 | 0 | 0 | 0 | 0 | 0 | 0 | 0 | 0 | 0 | 0 | 0 | 0 | 0 | 0 | 0 | 0 | 0 | 0 | 0 | 0 | 0
[10 empty] | 0 | 0 | 0 | 0 | 0 | 0 | 0 | 0 | 0 | 0 | 0 | 0 | 0 | 0 | 0 | 0 | 0 | 0 | 0 | 0 | 0 | 0 | 0 | 0 | 0 | 0 | 0 | 0
[10 empty] | 0 | 0 | 0 | 0 | 0 | 0 | 0 | 0 | 0 | 0 | 0 | 0 | 0 | 0 | 0 | 0 | 0 | 0 | 0 | 0 | 0 | 0 | 0 | 0 | 0 | 0 | 0 | 0
[10 empty] | 0 | 0 | 0 | 0 | 0 | 0 | 0 | 0 | 0 | 0 | 0 | 0 | 0 | 0 | 0 | 0 | 0 | 0 | 0 | 0 | 0 | 0 | 0 | 0 | 0 | 0 | 0 | 0
[10 empty] | 0 | 0 | 0 | 0 | 0 | 0 | 0 | 0 | 0 | 0 | 0 | 0 | 0 | 0 | 0 | 0 | 0 | 0 | 0 | 0 | 0 | 0 | 0 | 0 | 0 | 0 | 0 | 0
[10 empty] | 0 | 0 | 0 | 0 | 0 | 0 | 0 | 0 | 0 | 0 | 0 | 0 | 0 | 0 | 0 | 0 | 0 | 0 | 0 | 0 | 0 | 0 | 0 | 0 | 0 | 0 | 0 | 0
[10 empty] | 0 | 0 | 0 | 0 | 0 | 0 | 0 | 0 | 0 | 0 | 0 | 0 | 0 | 0 | 0 | 0 | 0 | 0 | 0 | 0 | 0 | 0 | 0 | 0 | 0 | 0 | 0 | 0
[10 empty] | 0 | 0 | 0 | 0 | 0 | 0 | 0 | 0 | 0 | 0 | 0 | 0 | 0 | 0 | 0 | 0 | 0 | 0 | 0 | 0 | 0 | 0 | 0 | 0 | 0 | 0 | 0 | 0
[10 empty] | 0 | 0 | 0 | 0 | 0 | 0 | 0 | 0 | 0 | 0 | 0 | 0 | 0 | 0 | 0 | 0 | 0 | 0 | 0 | 0 | 0 | 0 | 0 | 0 | 0 | 0 | 0 | 0
[10 empty] | 0 | 0 | 0 | 0 | 0 | 0 | 0 | 0 | 0 | 0 | 0 | 0 | 0 | 0 | 0 | 0 | 0 | 0 | 0 | 0 | 0 | 0 | 0 | 0 | 0 | 0 | 0 | 0
[10 empty] | 0 | 0 | 0 | 0 | 0 | 0 | 0 | 0 | 0 | 0 | 0 | 0 | 0 | 0 | 0 | 0 | 0 | 0 | 0 | 0 | 0 | 0 | 0 | 0 | 0 | 0 | 0 | 0
[10 empty] | 0 | 0 | 0 | 0 | 0 | 0 | 0 | 0 | 0 | 0 | 0 | 0 | 0 | 0 | 0 | 0 | 0 | 0 | 0 | 0 | 0 | 0 | 0 | 0 | 0 | 0 | 0 | 0
[10 empty] | 0 | 0 | 0 | 0 | 0 | 0 | 0 | 0 | 0 | 0 | 0 | 0 | 0 | 0 | 0 | 0 | 0 | 0 | 0 | 0 | 0 | 0 | 0 | 0 | 0 | 0 | 0 | 0
[10 empty] | 0 | 0 | 0 | 0 | 0 | 0 | 0 | 0 | 0 | 0 | 0 | 0 | 0 | 0 | 0 | 0 | 0 | 0 | 0 | 0 | 0 | 0 | 0 | 0 | 0 | 0 | 0 | 0
[10 empty] | 0 | 0 | 0 | 0 | 0 | 0 | 0 | 0 | 0 | 0 | 0 | 0 | 0 | 0 | 0 | 0 | 0 | 0 | 0 | 0 | 0 | 0 | 0 | 0 | 0 | 0 | 0 | 0
[10 empty] | 0 | 0 | 0 | 0 | 0 | 0 | 0 | 0 | 0 | 0 | 0 | 0 | 0 | 0 | 0 | 0 | 0 | 0 | 0 | 0 | 0 | 0 | 0 | 0 | 0 | 0 | 0 | 0
[10 empty] | 0 | 0 | 0 | 0 | 0 | 0 | 0 | 0 | 0 | 0 | 0 | 0 | 0 | 0 | 0 | 0 | 0 | 0 | 0 | 0 | 0 | 0 | 0 | 0 | 0 | 0 | 0 | 0
[10 empty] | 0 | 0 | 0 | 0 | 0 | 0 | 0 | 0 | 0 | 0 | 0 | 0 | 0 | 0 | 0 | 0 | 0 | 0 | 0 | 0 | 0 | 0 | 0 | 0 | 0 | 0 | 0 | 0
[10 empty] | 0 | 0 | 0 | 0 | 0 | 0 | 0 | 0 | 0 | 0 | 0 | 0 | 0 | 0 | 0 | 0 | 0 | 0 | 0 | 0 | 0 | 0 | 0 | 0 | 0 | 0 | 0 | 0
[10 empty] | 0 | 0 | 0 | 0 | 0 | 0 | 0 | 0 | 0 | 0 | 0 | 0 | 0 | 0 | 0 | 0 | 0 | 0 | 0 | 0 | 0 | 0 | 0 | 0 | 0 | 0 | 0 | 0
[10 empty] | 0 | 0 | 0 | 0 | 0 | 0 | 0 | 0 | 0 | 0 | 0 | 0 | 0 | 0 | 0 | 0 | 0 | 0 | 0 | 0 | 0 | 0 | 0 | 0 | 0 | 0 | 0 | 0
[10 empty] | 0 | 0 | 0 | 0 | 0 | 0 | 0 | 0 | 0 | 0 | 0 | 0 | 0 | 0 | 0 | 0 | 0 | 0 | 0 | 0 | 0 | 0 | 0 | 0 | 0 | 0 | 0 | 0
[10 empty] | 0 | 0 | 0 | 0 | 0 | 0 | 0 | 0 | 0 | 0 | 0 | 0 | 0 | 0 | 0 | 0 | 0 | 0 | 0 | 0 | 0 | 0 | 0 | 0 | 0 | 0 | 0 | 0
[10 empty] | 0 | 0 | 0 | 0 | 0 | 0 | 0 | 0 | 0 | 0 | 0 | 0 | 0 | 0 | 0 | 0 | 0 | 0 | 0 | 0 | 0 | 0 | 0 | 0 | 0 | 0 | 0 | 0
[10 empty] | 0 | 0 | 0 | 0 | 0 | 0 | 0 | 0 | 0 | 0 | 0 | 0 | 0 | 0 | 0 | 0 | 0 | 0 | 0 | 0 | 0 | 0 | 0 | 0 | 0 | 0 | 0 | 0
[10 empty] | 0 | 0 | 0 | 0 | 0 | 0 | 0 | 0 | 0 | 0 | 0 | 0 | 0 | 0 | 0 | 0 | 0 | 0 | 0 | 0 | 0 | 0 | 0 | 0 | 0 | 0 | 0 | 0
[10 empty] | 0 | 0 | 0 | 0 | 0 | 0 | 0 | 0 | 0 | 0 | 0 | 0 | 0 | 0 | 0 | 0 | 0 | 0 | 0 | 0 | 0 | 0 | 0 | 0 | 0 | 0 | 0 | 0
[10 empty] | 0 | 0 | 0 | 0 | 0 | 0 | 0 | 0 | 0 | 0 | 0 | 0 | 0 | 0 | 0 | 0 | 0 | 0 | 0 | 0 | 0 | 0 | 0 | 0 | 0 | 0 | 0 | 0
[10 empty] | 0 | 0 | 0 | 0 | 0 | 0 | 0 | 0 | 0 | 0 | 0 | 0 | 0 | 0 | 0 | 0 | 0 | 0 | 0 | 0 | 0 | 0 | 0 | 0 | 0 | 0 | 0 | 0
[10 empty] | 0 | 0 | 0 | 0 | 0 | 0 | 0 | 0 | 0 | 0 | 0 | 0 | 0 | 0 | 0 | 0 | 0 | 0 | 0 | 0 | 0 | 0 | 0 | 0 | 0 | 0 | 0 | 0
[10 empty] | 0 | 0 | 0 | 0 | 0 | 0 | 0 | 0 | 0 | 0 | 0 | 0 | 0 | 0 | 0 | 0 | 0 | 0 | 0 | 0 | 0 | 0 | 0 | 0 | 0 | 0 | 0 | 0
[10 empty] | 0 | 0 | 0 | 0 | 0 | 0 | 0 | 0 | 0 | 0 | 0 | 0 | 0 | 0 | 0 | 0 | 0 | 0 | 0 | 0 | 0 | 0 | 0 | 0 | 0 | 0 | 0 | 0
[10 empty] | 0 | 0 | 0 | 0 | 0 | 0 | 0 | 0 | 0 | 0 | 0 | 0 | 0 | 0 | 0 | 0 | 0 | 0 | 0 | 0 | 0 | 0 | 0 | 0 | 0 | 0 | 0 | 0
[10 empty] | 0 | 0 | 0 | 0 | 0 | 0 | 0 | 0 | 0 | 0 | 0 | 0 | 0 | 0 | 0 | 0 | 0 | 0 | 0 | 0 | 0 | 0 | 0 | 0 | 0 | 0 | 0 | 0
[10 empty] | 0 | 0 | 0 | 0 | 0 | 0 | 0 | 0 | 0 | 0 | 0 | 0 | 0 | 0 | 0 | 0 | 0 | 0 | 0 | 0 | 0 | 0 | 0 | 0 | 0 | 0 | 0 | 0
[10 empty] | 0 | 0 | 0 | 0 | 0 | 0 | 0 | 0 | 0 | 0 | 0 | 0 | 0 | 0 | 0 | 0 | 0 | 0 | 0 | 0 | 0 | 0 | 0 | 0 | 0 | 0 | 0 | 0
[10 empty] | 0 | 0 | 0 | 0 | 0 | 0 | 0 | 0 | 0 | 0 | 0 | 0 | 0 | 0 | 0 | 0 | 0 | 0 | 0 | 0 | 0 | 0 | 0 | 0 | 0 | 0 | 0 | 0
[10 empty] | 0 | 0 | 0 | 0 | 0 | 0 | 0 | 0 | 0 | 0 | 0 | 0 | 0 | 0 | 0 | 0 | 0 | 0 | 0 | 0 | 0 | 0 | 0 | 0 | 0 | 0 | 0 | 0
[10 empty] | 0 | 0 | 0 | 0 | 0 | 0 | 0 | 0 | 0 | 0 | 0 | 0 | 0 | 0 | 0 | 0 | 0 | 0 | 0 | 0 | 0 | 0 | 0 | 0 | 0 | 0 | 0 | 0
[10 empty] | 0 | 0 | 0 | 0 | 0 | 0 | 0 | 0 | 0 | 0 | 0 | 0 | 0 | 0 | 0 | 0 | 0 | 0 | 0 | 0 | 0 | 0 | 0 | 0 | 0 | 0 | 0 | 0
[10 empty] | 0 | 0 | 0 | 0 | 0 | 0 | 0 | 0 | 0 | 0 | 0 | 0 | 0 | 0 | 0 | 0 | 0 | 0 | 0 | 0 | 0 | 0 | 0 | 0 | 0 | 0 | 0 | 0
[10 empty] | 0 | 0 | 0 | 0 | 0 | 0 | 0 | 0 | 0 | 0 | 0 | 0 | 0 | 0 | 0 | 0 | 0 | 0 | 0 | 0 | 0 | 0 | 0 | 0 | 0 | 0 | 0 | 0
[10 empty] | 0 | 0 | 0 | 0 | 0 | 0 | 0 | 0 | 0 | 0 | 0 | 0 | 0 | 0 | 0 | 0 | 0 | 0 | 0 | 0 | 0 | 0 | 0 | 0 | 0 | 0 | 0 | 0
[10 empty] | 0 | 0 | 0 | 0 | 0 | 0 | 0 | 0 | 0 | 0 | 0 | 0 | 0 | 0 | 0 | 0 | 0 | 0 | 0 | 0 | 0 | 0 | 0 | 0 | 0 | 0 | 0 | 0
[10 empty] | 0 | 0 | 0 | 0 | 0 | 0 | 0 | 0 | 0 | 0 | 0 | 0 | 0 | 0 | 0 | 0 | 0 | 0 | 0 | 0 | 0 | 0 | 0 | 0 | 0 | 0 | 0 | 0
[10 empty] | 0 | 0 | 0 | 0 | 0 | 0 | 0 | 0 | 0 | 0 | 0 | 0 | 0 | 0 | 0 | 0 | 0 | 0 | 0 | 0 | 0 | 0 | 0 | 0 | 0 | 0 | 0 | 0
[10 empty] | 0 | 0 | 0 | 0 | 0 | 0 | 0 | 0 | 0 | 0 | 0 | 0 | 0 | 0 | 0 | 0 | 0 | 0 | 0 | 0 | 0 | 0 | 0 | 0 | 0 | 0 | 0 | 0
[10 empty] | 0 | 0 | 0 | 0 | 0 | 0 | 0 | 0 | 0 | 0 | 0 | 0 | 0 | 0 | 0 | 0 | 0 | 0 | 0 | 0 | 0 | 0 | 0 | 0 | 0 | 0 | 0 | 0
[10 empty] | 0 | 0 | 0 | 0 | 0 | 0 | 0 | 0 | 0 | 0 | 0 | 0 | 0 | 0 | 0 | 0 | 0 | 0 | 0 | 0 | 0 | 0 | 0 | 0 | 0 | 0 | 0 | 0
[10 empty] | 0 | 0 | 0 | 0 | 0 | 0 | 0 | 0 | 0 | 0 | 0 | 0 | 0 | 0 | 0 | 0 | 0 | 0 | 0 | 0 | 0 | 0 | 0 | 0 | 0 | 0 | 0 | 0
[10 empty] | 0 | 0 | 0 | 0 | 0 | 0 | 0 | 0 | 0 | 0 | 0 | 0 | 0 | 0 | 0 | 0 | 0 | 0 | 0 | 0 | 0 | 0 | 0 | 0 | 0 | 0 | 0 | 0
[10 empty] | 0 | 0 | 0 | 0 | 0 | 0 | 0 | 0 | 0 | 0 | 0 | 0 | 0 | 0 | 0 | 0 | 0 | 0 | 0 | 0 | 0 | 0 | 0 | 0 | 0 | 0 | 0 | 0
[10 empty] | 0 | 0 | 0 | 0 | 0 | 0 | 0 | 0 | 0 | 0 | 0 | 0 | 0 | 0 | 0 | 0 | 0 | 0 | 0 | 0 | 0 | 0 | 0 | 0 | 0 | 0 | 0 | 0
[10 empty] | 0 | 0 | 0 | 0 | 0 | 0 | 0 | 0 | 0 | 0 | 0 | 0 | 0 | 0 | 0 | 0 | 0 | 0 | 0 | 0 | 0 | 0 | 0 | 0 | 0 | 0 | 0 | 0
[10 empty] | 0 | 0 | 0 | 0 | 0 | 0 | 0 | 0 | 0 | 0 | 0 | 0 | 0 | 0 | 0 | 0 | 0 | 0 | 0 | 0 | 0 | 0 | 0 | 0 | 0 | 0 | 0 | 0
[10 empty] | 0 | 0 | 0 | 0 | 0 | 0 | 0 | 0 | 0 | 0 | 0 | 0 | 0 | 0 | 0 | 0 | 0 | 0 | 0 | 0 | 0 | 0 | 0 | 0 | 0 | 0 | 0 | 0
[10 empty] | 0 | 0 | 0 | 0 | 0 | 0 | 0 | 0 | 0 | 0 | 0 | 0 | 0 | 0 | 0 | 0 | 0 | 0 | 0 | 0 | 0 | 0 | 0 | 0 | 0 | 0 | 0 | 0
[10 empty] | 0 | 0 | 0 | 0 | 0 | 0 | 0 | 0 | 0 | 0 | 0 | 0 | 0 | 0 | 0 | 0 | 0 | 0 | 0 | 0 | 0 | 0 | 0 | 0 | 0 | 0 | 0 | 0
[10 empty] | 0 | 0 | 0 | 0 | 0 | 0 | 0 | 0 | 0 | 0 | 0 | 0 | 0 | 0 | 0 | 0 | 0 | 0 | 0 | 0 | 0 | 0 | 0 | 0 | 0 | 0 | 0 | 0
[10 empty] | 0 | 0 | 0 | 0 | 0 | 0 | 0 | 0 | 0 | 0 | 0 | 0 | 0 | 0 | 0 | 0 | 0 | 0 | 0 | 0 | 0 | 0 | 0 | 0 | 0 | 0 | 0 | 0
[10 empty] | 0 | 0 | 0 | 0 | 0 | 0 | 0 | 0 | 0 | 0 | 0 | 0 | 0 | 0 | 0 | 0 | 0 | 0 | 0 | 0 | 0 | 0 | 0 | 0 | 0 | 0 | 0 | 0
[10 empty] | 0 | 0 | 0 | 0 | 0 | 0 | 0 | 0 | 0 | 0 | 0 | 0 | 0 | 0 | 0 | 0 | 0 | 0 | 0 | 0 | 0 | 0 | 0 | 0 | 0 | 0 | 0 | 0
[10 empty] | 0 | 0 | 0 | 0 | 0 | 0 | 0 | 0 | 0 | 0 | 0 | 0 | 0 | 0 | 0 | 0 | 0 | 0 | 0 | 0 | 0 | 0 | 0 | 0 | 0 | 0 | 0 | 0
[10 empty] | 0 | 0 | 0 | 0 | 0 | 0 | 0 | 0 | 0 | 0 | 0 | 0 | 0 | 0 | 0 | 0 | 0 | 0 | 0 | 0 | 0 | 0 | 0 | 0 | 0 | 0 | 0 | 0
[10 empty] | 0 | 0 | 0 | 0 | 0 | 0 | 0 | 0 | 0 | 0 | 0 | 0 | 0 | 0 | 0 | 0 | 0 | 0 | 0 | 0 | 0 | 0 | 0 | 0 | 0 | 0 | 0 | 0
[10 empty] | 0 | 0 | 0 | 0 | 0 | 0 | 0 | 0 | 0 | 0 | 0 | 0 | 0 | 0 | 0 | 0 | 0 | 0 | 0 | 0 | 0 | 0 | 0 | 0 | 0 | 0 | 0 | 0
[10 empty] | 0 | 0 | 0 | 0 | 0 | 0 | 0 | 0 | 0 | 0 | 0 | 0 | 0 | 0 | 0 | 0 | 0 | 0 | 0 | 0 | 0 | 0 | 0 | 0 | 0 | 0 | 0 | 0
[10 empty] | 0 | 0 | 0 | 0 | 0 | 0 | 0 | 0 | 0 | 0 | 0 | 0 | 0 | 0 | 0 | 0 | 0 | 0 | 0 | 0 | 0 | 0 | 0 | 0 | 0 | 0 | 0 | 0
[10 empty] | 0 | 0 | 0 | 0 | 0 | 0 | 0 | 0 | 0 | 0 | 0 | 0 | 0 | 0 | 0 | 0 | 0 | 0 | 0 | 0 | 0 | 0 | 0 | 0 | 0 | 0 | 0 | 0
[10 empty] | 0 | 0 | 0 | 0 | 0 | 0 | 0 | 0 | 0 | 0 | 0 | 0 | 0 | 0 | 0 | 0 | 0 | 0 | 0 | 0 | 0 | 0 | 0 | 0 | 0 | 0 | 0 | 0
[10 empty] | 0 | 0 | 0 | 0 | 0 | 0 | 0 | 0 | 0 | 0 | 0 | 0 | 0 | 0 | 0 | 0 | 0 | 0 | 0 | 0 | 0 | 0 | 0 | 0 | 0 | 0 | 0 | 0
[10 empty] | 0 | 0 | 0 | 0 | 0 | 0 | 0 | 0 | 0 | 0 | 0 | 0 | 0 | 0 | 0 | 0 | 0 | 0 | 0 | 0 | 0 | 0 | 0 | 0 | 0 | 0 | 0 | 0
[10 empty] | 0 | 0 | 0 | 0 | 0 | 0 | 0 | 0 | 0 | 0 | 0 | 0 | 0 | 0 | 0 | 0 | 0 | 0 | 0 | 0 | 0 | 0 | 0 | 0 | 0 | 0 | 0 | 0
[10 empty] | 0 | 0 | 0 | 0 | 0 | 0 | 0 | 0 | 0 | 0 | 0 | 0 | 0 | 0 | 0 | 0 | 0 | 0 | 0 | 0 | 0 | 0 | 0 | 0 | 0 | 0 | 0 | 0
[10 empty] | 0 | 0 | 0 | 0 | 0 | 0 | 0 | 0 | 0 | 0 | 0 | 0 | 0 | 0 | 0 | 0 | 0 | 0 | 0 | 0 | 0 | 0 | 0 | 0 | 0 | 0 | 0 | 0
[10 empty] | 0 | 0 | 0 | 0 | 0 | 0 | 0 | 0 | 0 | 0 | 0 | 0 | 0 | 0 | 0 | 0 | 0 | 0 | 0 | 0 | 0 | 0 | 0 | 0 | 0 | 0 | 0 | 0
[10 empty] | 0 | 0 | 0 | 0 | 0 | 0 | 0 | 0 | 0 | 0 | 0 | 0 | 0 | 0 | 0 | 0 | 0 | 0 | 0 | 0 | 0 | 0 | 0 | 0 | 0 | 0 | 0 | 0
[10 empty] | 0 | 0 | 0 | 0 | 0 | 0 | 0 | 0 | 0 | 0 | 0 | 0 | 0 | 0 | 0 | 0 | 0 | 0 | 0 | 0 | 0 | 0 | 0 | 0 | 0 | 0 | 0 | 0
[10 empty] | 0 | 0 | 0 | 0 | 0 | 0 | 0 | 0 | 0 | 0 | 0 | 0 | 0 | 0 | 0 | 0 | 0 | 0 | 0 | 0 | 0 | 0 | 0 | 0 | 0 | 0 | 0 | 0
[10 empty] | 0 | 0 | 0 | 0 | 0 | 0 | 0 | 0 | 0 | 0 | 0 | 0 | 0 | 0 | 0 | 0 | 0 | 0 | 0 | 0 | 0 | 0 | 0 | 0 | 0 | 0 | 0 | 0
[10 empty] | 0 | 0 | 0 | 0 | 0 | 0 | 0 | 0 | 0 | 0 | 0 | 0 | 0 | 0 | 0 | 0 | 0 | 0 | 0 | 0 | 0 | 0 | 0 | 0 | 0 | 0 | 0 | 0
[10 empty] | 0 | 0 | 0 | 0 | 0 | 0 | 0 | 0 | 0 | 0 | 0 | 0 | 0 | 0 | 0 | 0 | 0 | 0 | 0 | 0 | 0 | 0 | 0 | 0 | 0 | 0 | 0 | 0
[10 empty] | 0 | 0 | 0 | 0 | 0 | 0 | 0 | 0 | 0 | 0 | 0 | 0 | 0 | 0 | 0 | 0 | 0 | 0 | 0 | 0 | 0 | 0 | 0 | 0 | 0 | 0 | 0 | 0
[10 empty] | 0 | 0 | 0 | 0 | 0 | 0 | 0 | 0 | 0 | 0 | 0 | 0 | 0 | 0 | 0 | 0 | 0 | 0 | 0 | 0 | 0 | 0 | 0 | 0 | 0 | 0 | 0 | 0
[10 empty] | 0 | 0 | 0 | 0 | 0 | 0 | 0 | 0 | 0 | 0 | 0 | 0 | 0 | 0 | 0 | 0 | 0 | 0 | 0 | 0 | 0 | 0 | 0 | 0 | 0 | 0 | 0 | 0
[10 empty] | 0 | 0 | 0 | 0 | 0 | 0 | 0 | 0 | 0 | 0 | 0 | 0 | 0 | 0 | 0 | 0 | 0 | 0 | 0 | 0 | 0 | 0 | 0 | 0 | 0 | 0 | 0 | 0
[10 empty] | 0 | 0 | 0 | 0 | 0 | 0 | 0 | 0 | 0 | 0 | 0 | 0 | 0 | 0 | 0 | 0 | 0 | 0 | 0 | 0 | 0 | 0 | 0 | 0 | 0 | 0 | 0 | 0
[10 empty] | 0 | 0 | 0 | 0 | 0 | 0 | 0 | 0 | 0 | 0 | 0 | 0 | 0 | 0 | 0 | 0 | 0 | 0 | 0 | 0 | 0 | 0 | 0 | 0 | 0 | 0 | 0 | 0
[10 empty] | 0 | 0 | 0 | 0 | 0 | 0 | 0 | 0 | 0 | 0 | 0 | 0 | 0 | 0 | 0 | 0 | 0 | 0 | 0 | 0 | 0 | 0 | 0 | 0 | 0 | 0 | 0 | 0
[10 empty] | 0 | 0 | 0 | 0 | 0 | 0 | 0 | 0 | 0 | 0 | 0 | 0 | 0 | 0 | 0 | 0 | 0 | 0 | 0 | 0 | 0 | 0 | 0 | 0 | 0 | 0 | 0 | 0
[10 empty] | 0 | 0 | 0 | 0 | 0 | 0 | 0 | 0 | 0 | 0 | 0 | 0 | 0 | 0 | 0 | 0 | 0 | 0 | 0 | 0 | 0 | 0 | 0 | 0 | 0 | 0 | 0 | 0
[10 empty] | 0 | 0 | 0 | 0 | 0 | 0 | 0 | 0 | 0 | 0 | 0 | 0 | 0 | 0 | 0 | 0 | 0 | 0 | 0 | 0 | 0 | 0 | 0 | 0 | 0 | 0 | 0 | 0
[10 empty] | 0 | 0 | 0 | 0 | 0 | 0 | 0 | 0 | 0 | 0 | 0 | 0 | 0 | 0 | 0 | 0 | 0 | 0 | 0 | 0 | 0 | 0 | 0 | 0 | 0 | 0 | 0 | 0
[10 empty] | 0 | 0 | 0 | 0 | 0 | 0 | 0 | 0 | 0 | 0 | 0 | 0 | 0 | 0 | 0 | 0 | 0 | 0 | 0 | 0 | 0 | 0 | 0 | 0 | 0 | 0 | 0 | 0
[10 empty] | 0 | 0 | 0 | 0 | 0 | 0 | 0 | 0 | 0 | 0 | 0 | 0 | 0 | 0 | 0 | 0 | 0 | 0 | 0 | 0 | 0 | 0 | 0 | 0 | 0 | 0 | 0 | 0
[10 empty] | 0 | 0 | 0 | 0 | 0 | 0 | 0 | 0 | 0 | 0 | 0 | 0 | 0 | 0 | 0 | 0 | 0 | 0 | 0 | 0 | 0 | 0 | 0 | 0 | 0 | 0 | 0 | 0
[10 empty] | 0 | 0 | 0 | 0 | 0 | 0 | 0 | 0 | 0 | 0 | 0 | 0 | 0 | 0 | 0 | 0 | 0 | 0 | 0 | 0 | 0 | 0 | 0 | 0 | 0 | 0 | 0 | 0
[10 empty] | 0 | 0 | 0 | 0 | 0 | 0 | 0 | 0 | 0 | 0 | 0 | 0 | 0 | 0 | 0 | 0 | 0 | 0 | 0 | 0 | 0 | 0 | 0 | 0 | 0 | 0 | 0 | 0
[10 empty] | 0 | 0 | 0 | 0 | 0 | 0 | 0 | 0 | 0 | 0 | 0 | 0 | 0 | 0 | 0 | 0 | 0 | 0 | 0 | 0 | 0 | 0 | 0 | 0 | 0 | 0 | 0 | 0
[10 empty] | 0 | 0 | 0 | 0 | 0 | 0 | 0 | 0 | 0 | 0 | 0 | 0 | 0 | 0 | 0 | 0 | 0 | 0 | 0 | 0 | 0 | 0 | 0 | 0 | 0 | 0 | 0 | 0
[10 empty] | 0 | 0 | 0 | 0 | 0 | 0 | 0 | 0 | 0 | 0 | 0 | 0 | 0 | 0 | 0 | 0 | 0 | 0 | 0 | 0 | 0 | 0 | 0 | 0 | 0 | 0 | 0 | 0
[10 empty] | 0 | 0 | 0 | 0 | 0 | 0 | 0 | 0 | 0 | 0 | 0 | 0 | 0 | 0 | 0 | 0 | 0 | 0 | 0 | 0 | 0 | 0 | 0 | 0 | 0 | 0 | 0 | 0
[10 empty] | 0 | 0 | 0 | 0 | 0 | 0 | 0 | 0 | 0 | 0 | 0 | 0 | 0 | 0 | 0 | 0 | 0 | 0 | 0 | 0 | 0 | 0 | 0 | 0 | 0 | 0 | 0 | 0
[10 empty] | 0 | 0 | 0 | 0 | 0 | 0 | 0 | 0 | 0 | 0 | 0 | 0 | 0 | 0 | 0 | 0 | 0 | 0 | 0 | 0 | 0 | 0 | 0 | 0 | 0 | 0 | 0 | 0
[10 empty] | 0 | 0 | 0 | 0 | 0 | 0 | 0 | 0 | 0 | 0 | 0 | 0 | 0 | 0 | 0 | 0 | 0 | 0 | 0 | 0 | 0 | 0 | 0 | 0 | 0 | 0 | 0 | 0
[10 empty] | 0 | 0 | 0 | 0 | 0 | 0 | 0 | 0 | 0 | 0 | 0 | 0 | 0 | 0 | 0 | 0 | 0 | 0 | 0 | 0 | 0 | 0 | 0 | 0 | 0 | 0 | 0 | 0
[10 empty] | 0 | 0 | 0 | 0 | 0 | 0 | 0 | 0 | 0 | 0 | 0 | 0 | 0 | 0 | 0 | 0 | 0 | 0 | 0 | 0 | 0 | 0 | 0 | 0 | 0 | 0 | 0 | 0
[10 empty] | 0 | 0 | 0 | 0 | 0 | 0 | 0 | 0 | 0 | 0 | 0 | 0 | 0 | 0 | 0 | 0 | 0 | 0 | 0 | 0 | 0 | 0 | 0 | 0 | 0 | 0 | 0 | 0
[10 empty] | 0 | 0 | 0 | 0 | 0 | 0 | 0 | 0 | 0 | 0 | 0 | 0 | 0 | 0 | 0 | 0 | 0 | 0 | 0 | 0 | 0 | 0 | 0 | 0 | 0 | 0 | 0 | 0
[10 empty] | 0 | 0 | 0 | 0 | 0 | 0 | 0 | 0 | 0 | 0 | 0 | 0 | 0 | 0 | 0 | 0 | 0 | 0 | 0 | 0 | 0 | 0 | 0 | 0 | 0 | 0 | 0 | 0
[10 empty] | 0 | 0 | 0 | 0 | 0 | 0 | 0 | 0 | 0 | 0 | 0 | 0 | 0 | 0 | 0 | 0 | 0 | 0 | 0 | 0 | 0 | 0 | 0 | 0 | 0 | 0 | 0 | 0
[10 empty] | 0 | 0 | 0 | 0 | 0 | 0 | 0 | 0 | 0 | 0 | 0 | 0 | 0 | 0 | 0 | 0 | 0 | 0 | 0 | 0 | 0 | 0 | 0 | 0 | 0 | 0 | 0 | 0
[10 empty] | 0 | 0 | 0 | 0 | 0 | 0 | 0 | 0 | 0 | 0 | 0 | 0 | 0 | 0 | 0 | 0 | 0 | 0 | 0 | 0 | 0 | 0 | 0 | 0 | 0 | 0 | 0 | 0
[10 empty] | 0 | 0 | 0 | 0 | 0 | 0 | 0 | 0 | 0 | 0 | 0 | 0 | 0 | 0 | 0 | 0 | 0 | 0 | 0 | 0 | 0 | 0 | 0 | 0 | 0 | 0 | 0 | 0
[10 empty] | 0 | 0 | 0 | 0 | 0 | 0 | 0 | 0 | 0 | 0 | 0 | 0 | 0 | 0 | 0 | 0 | 0 | 0 | 0 | 0 | 0 | 0 | 0 | 0 | 0 | 0 | 0 | 0
[10 empty] | 0 | 0 | 0 | 0 | 0 | 0 | 0 | 0 | 0 | 0 | 0 | 0 | 0 | 0 | 0 | 0 | 0 | 0 | 0 | 0 | 0 | 0 | 0 | 0 | 0 | 0 | 0 | 0
[10 empty] | 0 | 0 | 0 | 0 | 0 | 0 | 0 | 0 | 0 | 0 | 0 | 0 | 0 | 0 | 0 | 0 | 0 | 0 | 0 | 0 | 0 | 0 | 0 | 0 | 0 | 0 | 0 | 0
[10 empty] | 0 | 0 | 0 | 0 | 0 | 0 | 0 | 0 | 0 | 0 | 0 | 0 | 0 | 0 | 0 | 0 | 0 | 0 | 0 | 0 | 0 | 0 | 0 | 0 | 0 | 0 | 0 | 0
[10 empty] | 0 | 0 | 0 | 0 | 0 | 0 | 0 | 0 | 0 | 0 | 0 | 0 | 0 | 0 | 0 | 0 | 0 | 0 | 0 | 0 | 0 | 0 | 0 | 0 | 0 | 0 | 0 | 0
[10 empty] | 0 | 0 | 0 | 0 | 0 | 0 | 0 | 0 | 0 | 0 | 0 | 0 | 0 | 0 | 0 | 0 | 0 | 0 | 0 | 0 | 0 | 0 | 0 | 0 | 0 | 0 | 0 | 0
[10 empty] | 0 | 0 | 0 | 0 | 0 | 0 | 0 | 0 | 0 | 0 | 0 | 0 | 0 | 0 | 0 | 0 | 0 | 0 | 0 | 0 | 0 | 0 | 0 | 0 | 0 | 0 | 0 | 0
[10 empty] | 0 | 0 | 0 | 0 | 0 | 0 | 0 | 0 | 0 | 0 | 0 | 0 | 0 | 0 | 0 | 0 | 0 | 0 | 0 | 0 | 0 | 0 | 0 | 0 | 0 | 0 | 0 | 0
[10 empty] | 0 | 0 | 0 | 0 | 0 | 0 | 0 | 0 | 0 | 0 | 0 | 0 | 0 | 0 | 0 | 0 | 0 | 0 | 0 | 0 | 0 | 0 | 0 | 0 | 0 | 0 | 0 | 0
[10 empty] | 0 | 0 | 0 | 0 | 0 | 0 | 0 | 0 | 0 | 0 | 0 | 0 | 0 | 0 | 0 | 0 | 0 | 0 | 0 | 0 | 0 | 0 | 0 | 0 | 0 | 0 | 0 | 0
[10 empty] | 0 | 0 | 0 | 0 | 0 | 0 | 0 | 0 | 0 | 0 | 0 | 0 | 0 | 0 | 0 | 0 | 0 | 0 | 0 | 0 | 0 | 0 | 0 | 0 | 0 | 0 | 0 | 0
[10 empty] | 0 | 0 | 0 | 0 | 0 | 0 | 0 | 0 | 0 | 0 | 0 | 0 | 0 | 0 | 0 | 0 | 0 | 0 | 0 | 0 | 0 | 0 | 0 | 0 | 0 | 0 | 0 | 0
[10 empty] | 0 | 0 | 0 | 0 | 0 | 0 | 0 | 0 | 0 | 0 | 0 | 0 | 0 | 0 | 0 | 0 | 0 | 0 | 0 | 0 | 0 | 0 | 0 | 0 | 0 | 0 | 0 | 0
[10 empty] | 0 | 0 | 0 | 0 | 0 | 0 | 0 | 0 | 0 | 0 | 0 | 0 | 0 | 0 | 0 | 0 | 0 | 0 | 0 | 0 | 0 | 0 | 0 | 0 | 0 | 0 | 0 | 0
[10 empty] | 0 | 0 | 0 | 0 | 0 | 0 | 0 | 0 | 0 | 0 | 0 | 0 | 0 | 0 | 0 | 0 | 0 | 0 | 0 | 0 | 0 | 0 | 0 | 0 | 0 | 0 | 0 | 0
[10 empty] | 0 | 0 | 0 | 0 | 0 | 0 | 0 | 0 | 0 | 0 | 0 | 0 | 0 | 0 | 0 | 0 | 0 | 0 | 0 | 0 | 0 | 0 | 0 | 0 | 0 | 0 | 0 | 0
[10 empty] | 0 | 0 | 0 | 0 | 0 | 0 | 0 | 0 | 0 | 0 | 0 | 0 | 0 | 0 | 0 | 0 | 0 | 0 | 0 | 0 | 0 | 0 | 0 | 0 | 0 | 0 | 0 | 0
[10 empty] | 0 | 0 | 0 | 0 | 0 | 0 | 0 | 0 | 0 | 0 | 0 | 0 | 0 | 0 | 0 | 0 | 0 | 0 | 0 | 0 | 0 | 0 | 0 | 0 | 0 | 0 | 0 | 0
[10 empty] | 0 | 0 | 0 | 0 | 0 | 0 | 0 | 0 | 0 | 0 | 0 | 0 | 0 | 0 | 0 | 0 | 0 | 0 | 0 | 0 | 0 | 0 | 0 | 0 | 0 | 0 | 0 | 0
[10 empty] | 0 | 0 | 0 | 0 | 0 | 0 | 0 | 0 | 0 | 0 | 0 | 0 | 0 | 0 | 0 | 0 | 0 | 0 | 0 | 0 | 0 | 0 | 0 | 0 | 0 | 0 | 0 | 0
[10 empty] | 0 | 0 | 0 | 0 | 0 | 0 | 0 | 0 | 0 | 0 | 0 | 0 | 0 | 0 | 0 | 0 | 0 | 0 | 0 | 0 | 0 | 0 | 0 | 0 | 0 | 0 | 0 | 0
[10 empty] | 0 | 0 | 0 | 0 | 0 | 0 | 0 | 0 | 0 | 0 | 0 | 0 | 0 | 0 | 0 | 0 | 0 | 0 | 0 | 0 | 0 | 0 | 0 | 0 | 0 | 0 | 0 | 0
[10 empty] | 0 | 0 | 0 | 0 | 0 | 0 | 0 | 0 | 0 | 0 | 0 | 0 | 0 | 0 | 0 | 0 | 0 | 0 | 0 | 0 | 0 | 0 | 0 | 0 | 0 | 0 | 0 | 0
[10 empty] | 0 | 0 | 0 | 0 | 0 | 0 | 0 | 0 | 0 | 0 | 0 | 0 | 0 | 0 | 0 | 0 | 0 | 0 | 0 | 0 | 0 | 0 | 0 | 0 | 0 | 0 | 0 | 0
[10 empty] | 0 | 0 | 0 | 0 | 0 | 0 | 0 | 0 | 0 | 0 | 0 | 0 | 0 | 0 | 0 | 0 | 0 | 0 | 0 | 0 | 0 | 0 | 0 | 0 | 0 | 0 | 0 | 0
[10 empty] | 0 | 0 | 0 | 0 | 0 | 0 | 0 | 0 | 0 | 0 | 0 | 0 | 0 | 0 | 0 | 0 | 0 | 0 | 0 | 0 | 0 | 0 | 0 | 0 | 0 | 0 | 0 | 0
[10 empty] | 0 | 0 | 0 | 0 | 0 | 0 | 0 | 0 | 0 | 0 | 0 | 0 | 0 | 0 | 0 | 0 | 0 | 0 | 0 | 0 | 0 | 0 | 0 | 0 | 0 | 0 | 0 | 0
[10 empty] | 0 | 0 | 0 | 0 | 0 | 0 | 0 | 0 | 0 | 0 | 0 | 0 | 0 | 0 | 0 | 0 | 0 | 0 | 0 | 0 | 0 | 0 | 0 | 0 | 0 | 0 | 0 | 0
[10 empty] | 0 | 0 | 0 | 0 | 0 | 0 | 0 | 0 | 0 | 0 | 0 | 0 | 0 | 0 | 0 | 0 | 0 | 0 | 0 | 0 | 0 | 0 | 0 | 0 | 0 | 0 | 0 | 0
[10 empty] | 0 | 0 | 0 | 0 | 0 | 0 | 0 | 0 | 0 | 0 | 0 | 0 | 0 | 0 | 0 | 0 | 0 | 0 | 0 | 0 | 0 | 0 | 0 | 0 | 0 | 0 | 0 | 0
[10 empty] | 0 | 0 | 0 | 0 | 0 | 0 | 0 | 0 | 0 | 0 | 0 | 0 | 0 | 0 | 0 | 0 | 0 | 0 | 0 | 0 | 0 | 0 | 0 | 0 | 0 | 0 | 0 | 0
[10 empty] | 0 | 0 | 0 | 0 | 0 | 0 | 0 | 0 | 0 | 0 | 0 | 0 | 0 | 0 | 0 | 0 | 0 | 0 | 0 | 0 | 0 | 0 | 0 | 0 | 0 | 0 | 0 | 0
[10 empty] | 0 | 0 | 0 | 0 | 0 | 0 | 0 | 0 | 0 | 0 | 0 | 0 | 0 | 0 | 0 | 0 | 0 | 0 | 0 | 0 | 0 | 0 | 0 | 0 | 0 | 0 | 0 | 0
[10 empty] | 0 | 0 | 0 | 0 | 0 | 0 | 0 | 0 | 0 | 0 | 0 | 0 | 0 | 0 | 0 | 0 | 0 | 0 | 0 | 0 | 0 | 0 | 0 | 0 | 0 | 0 | 0 | 0
[10 empty] | 0 | 0 | 0 | 0 | 0 | 0 | 0 | 0 | 0 | 0 | 0 | 0 | 0 | 0 | 0 | 0 | 0 | 0 | 0 | 0 | 0 | 0 | 0 | 0 | 0 | 0 | 0 | 0
[10 empty] | 0 | 0 | 0 | 0 | 0 | 0 | 0 | 0 | 0 | 0 | 0 | 0 | 0 | 0 | 0 | 0 | 0 | 0 | 0 | 0 | 0 | 0 | 0 | 0 | 0 | 0 | 0 | 0
[10 empty] | 0 | 0 | 0 | 0 | 0 | 0 | 0 | 0 | 0 | 0 | 0 | 0 | 0 | 0 | 0 | 0 | 0 | 0 | 0 | 0 | 0 | 0 | 0 | 0 | 0 | 0 | 0 | 0
[10 empty] | 0 | 0 | 0 | 0 | 0 | 0 | 0 | 0 | 0 | 0 | 0 | 0 | 0 | 0 | 0 | 0 | 0 | 0 | 0 | 0 | 0 | 0 | 0 | 0 | 0 | 0 | 0 | 0
[10 empty] | 0 | 0 | 0 | 0 | 0 | 0 | 0 | 0 | 0 | 0 | 0 | 0 | 0 | 0 | 0 | 0 | 0 | 0 | 0 | 0 | 0 | 0 | 0 | 0 | 0 | 0 | 0 | 0
[10 empty] | 0 | 0 | 0 | 0 | 0 | 0 | 0 | 0 | 0 | 0 | 0 | 0 | 0 | 0 | 0 | 0 | 0 | 0 | 0 | 0 | 0 | 0 | 0 | 0 | 0 | 0 | 0 | 0
[10 empty] | 0 | 0 | 0 | 0 | 0 | 0 | 0 | 0 | 0 | 0 | 0 | 0 | 0 | 0 | 0 | 0 | 0 | 0 | 0 | 0 | 0 | 0 | 0 | 0 | 0 | 0 | 0 | 0
[10 empty] | 0 | 0 | 0 | 0 | 0 | 0 | 0 | 0 | 0 | 0 | 0 | 0 | 0 | 0 | 0 | 0 | 0 | 0 | 0 | 0 | 0 | 0 | 0 | 0 | 0 | 0 | 0 | 0
[10 empty] | 0 | 0 | 0 | 0 | 0 | 0 | 0 | 0 | 0 | 0 | 0 | 0 | 0 | 0 | 0 | 0 | 0 | 0 | 0 | 0 | 0 | 0 | 0 | 0 | 0 | 0 | 0 | 0
[10 empty] | 0 | 0 | 0 | 0 | 0 | 0 | 0 | 0 | 0 | 0 | 0 | 0 | 0 | 0 | 0 | 0 | 0 | 0 | 0 | 0 | 0 | 0 | 0 | 0 | 0 | 0 | 0 | 0
[10 empty] | 0 | 0 | 0 | 0 | 0 | 0 | 0 | 0 | 0 | 0 | 0 | 0 | 0 | 0 | 0 | 0 | 0 | 0 | 0 | 0 | 0 | 0 | 0 | 0 | 0 | 0 | 0 | 0
[10 empty] | 0 | 0 | 0 | 0 | 0 | 0 | 0 | 0 | 0 | 0 | 0 | 0 | 0 | 0 | 0 | 0 | 0 | 0 | 0 | 0 | 0 | 0 | 0 | 0 | 0 | 0 | 0 | 0
[10 empty] | 0 | 0 | 0 | 0 | 0 | 0 | 0 | 0 | 0 | 0 | 0 | 0 | 0 | 0 | 0 | 0 | 0 | 0 | 0 | 0 | 0 | 0 | 0 | 0 | 0 | 0 | 0 | 0
[10 empty] | 0 | 0 | 0 | 0 | 0 | 0 | 0 | 0 | 0 | 0 | 0 | 0 | 0 | 0 | 0 | 0 | 0 | 0 | 0 | 0 | 0 | 0 | 0 | 0 | 0 | 0 | 0 | 0
[10 empty] | 0 | 0 | 0 | 0 | 0 | 0 | 0 | 0 | 0 | 0 | 0 | 0 | 0 | 0 | 0 | 0 | 0 | 0 | 0 | 0 | 0 | 0 | 0 | 0 | 0 | 0 | 0 | 0
[10 empty] | 0 | 0 | 0 | 0 | 0 | 0 | 0 | 0 | 0 | 0 | 0 | 0 | 0 | 0 | 0 | 0 | 0 | 0 | 0 | 0 | 0 | 0 | 0 | 0 | 0 | 0 | 0 | 0
[10 empty] | 0 | 0 | 0 | 0 | 0 | 0 | 0 | 0 | 0 | 0 | 0 | 0 | 0 | 0 | 0 | 0 | 0 | 0 | 0 | 0 | 0 | 0 | 0 | 0 | 0 | 0 | 0 | 0
[10 empty] | 0 | 0 | 0 | 0 | 0 | 0 | 0 | 0 | 0 | 0 | 0 | 0 | 0 | 0 | 0 | 0 | 0 | 0 | 0 | 0 | 0 | 0 | 0 | 0 | 0 | 0 | 0 | 0
[10 empty] | 0 | 0 | 0 | 0 | 0 | 0 | 0 | 0 | 0 | 0 | 0 | 0 | 0 | 0 | 0 | 0 | 0 | 0 | 0 | 0 | 0 | 0 | 0 | 0 | 0 | 0 | 0 | 0
[10 empty] | 0 | 0 | 0 | 0 | 0 | 0 | 0 | 0 | 0 | 0 | 0 | 0 | 0 | 0 | 0 | 0 | 0 | 0 | 0 | 0 | 0 | 0 | 0 | 0 | 0 | 0 | 0 | 0
[10 empty] | 0 | 0 | 0 | 0 | 0 | 0 | 0 | 0 | 0 | 0 | 0 | 0 | 0 | 0 | 0 | 0 | 0 | 0 | 0 | 0 | 0 | 0 | 0 | 0 | 0 | 0 | 0 | 0
[10 empty] | 0 | 0 | 0 | 0 | 0 | 0 | 0 | 0 | 0 | 0 | 0 | 0 | 0 | 0 | 0 | 0 | 0 | 0 | 0 | 0 | 0 | 0 | 0 | 0 | 0 | 0 | 0 | 0
[10 empty] | 0 | 0 | 0 | 0 | 0 | 0 | 0 | 0 | 0 | 0 | 0 | 0 | 0 | 0 | 0 | 0 | 0 | 0 | 0 | 0 | 0 | 0 | 0 | 0 | 0 | 0 | 0 | 0
[10 empty] | 0 | 0 | 0 | 0 | 0 | 0 | 0 | 0 | 0 | 0 | 0 | 0 | 0 | 0 | 0 | 0 | 0 | 0 | 0 | 0 | 0 | 0 | 0 | 0 | 0 | 0 | 0 | 0
[10 empty] | 0 | 0 | 0 | 0 | 0 | 0 | 0 | 0 | 0 | 0 | 0 | 0 | 0 | 0 | 0 | 0 | 0 | 0 | 0 | 0 | 0 | 0 | 0 | 0 | 0 | 0 | 0 | 0
[10 empty] | 0 | 0 | 0 | 0 | 0 | 0 | 0 | 0 | 0 | 0 | 0 | 0 | 0 | 0 | 0 | 0 | 0 | 0 | 0 | 0 | 0 | 0 | 0 | 0 | 0 | 0 | 0 | 0
[10 empty] | 0 | 0 | 0 | 0 | 0 | 0 | 0 | 0 | 0 | 0 | 0 | 0 | 0 | 0 | 0 | 0 | 0 | 0 | 0 | 0 | 0 | 0 | 0 | 0 | 0 | 0 | 0 | 0
[10 empty] | 0 | 0 | 0 | 0 | 0 | 0 | 0 | 0 | 0 | 0 | 0 | 0 | 0 | 0 | 0 | 0 | 0 | 0 | 0 | 0 | 0 | 0 | 0 | 0 | 0 | 0 | 0 | 0
[10 empty] | 0 | 0 | 0 | 0 | 0 | 0 | 0 | 0 | 0 | 0 | 0 | 0 | 0 | 0 | 0 | 0 | 0 | 0 | 0 | 0 | 0 | 0 | 0 | 0 | 0 | 0 | 0 | 0
[10 empty] | 0 | 0 | 0 | 0 | 0 | 0 | 0 | 0 | 0 | 0 | 0 | 0 | 0 | 0 | 0 | 0 | 0 | 0 | 0 | 0 | 0 | 0 | 0 | 0 | 0 | 0 | 0 | 0
[10 empty] | 0 | 0 | 0 | 0 | 0 | 0 | 0 | 0 | 0 | 0 | 0 | 0 | 0 | 0 | 0 | 0 | 0 | 0 | 0 | 0 | 0 | 0 | 0 | 0 | 0 | 0 | 0 | 0
[10 empty] | 0 | 0 | 0 | 0 | 0 | 0 | 0 | 0 | 0 | 0 | 0 | 0 | 0 | 0 | 0 | 0 | 0 | 0 | 0 | 0 | 0 | 0 | 0 | 0 | 0 | 0 | 0 | 0
[10 empty] | 0 | 0 | 0 | 0 | 0 | 0 | 0 | 0 | 0 | 0 | 0 | 0 | 0 | 0 | 0 | 0 | 0 | 0 | 0 | 0 | 0 | 0 | 0 | 0 | 0 | 0 | 0 | 0
[10 empty] | 0 | 0 | 0 | 0 | 0 | 0 | 0 | 0 | 0 | 0 | 0 | 0 | 0 | 0 | 0 | 0 | 0 | 0 | 0 | 0 | 0 | 0 | 0 | 0 | 0 | 0 | 0 | 0
[10 empty] | 0 | 0 | 0 | 0 | 0 | 0 | 0 | 0 | 0 | 0 | 0 | 0 | 0 | 0 | 0 | 0 | 0 | 0 | 0 | 0 | 0 | 0 | 0 | 0 | 0 | 0 | 0 | 0
[10 empty] | 0 | 0 | 0 | 0 | 0 | 0 | 0 | 0 | 0 | 0 | 0 | 0 | 0 | 0 | 0 | 0 | 0 | 0 | 0 | 0 | 0 | 0 | 0 | 0 | 0 | 0 | 0 | 0
[10 empty] | 0 | 0 | 0 | 0 | 0 | 0 | 0 | 0 | 0 | 0 | 0 | 0 | 0 | 0 | 0 | 0 | 0 | 0 | 0 | 0 | 0 | 0 | 0 | 0 | 0 | 0 | 0 | 0
[10 empty] | 0 | 0 | 0 | 0 | 0 | 0 | 0 | 0 | 0 | 0 | 0 | 0 | 0 | 0 | 0 | 0 | 0 | 0 | 0 | 0 | 0 | 0 | 0 | 0 | 0 | 0 | 0 | 0
[10 empty] | 0 | 0 | 0 | 0 | 0 | 0 | 0 | 0 | 0 | 0 | 0 | 0 | 0 | 0 | 0 | 0 | 0 | 0 | 0 | 0 | 0 | 0 | 0 | 0 | 0 | 0 | 0 | 0
[10 empty] | 0 | 0 | 0 | 0 | 0 | 0 | 0 | 0 | 0 | 0 | 0 | 0 | 0 | 0 | 0 | 0 | 0 | 0 | 0 | 0 | 0 | 0 | 0 | 0 | 0 | 0 | 0 | 0
[10 empty] | 0 | 0 | 0 | 0 | 0 | 0 | 0 | 0 | 0 | 0 | 0 | 0 | 0 | 0 | 0 | 0 | 0 | 0 | 0 | 0 | 0 | 0 | 0 | 0 | 0 | 0 | 0 | 0
[10 empty] | 0 | 0 | 0 | 0 | 0 | 0 | 0 | 0 | 0 | 0 | 0 | 0 | 0 | 0 | 0 | 0 | 0 | 0 | 0 | 0 | 0 | 0 | 0 | 0 | 0 | 0 | 0 | 0
[10 empty] | 0 | 0 | 0 | 0 | 0 | 0 | 0 | 0 | 0 | 0 | 0 | 0 | 0 | 0 | 0 | 0 | 0 | 0 | 0 | 0 | 0 | 0 | 0 | 0 | 0 | 0 | 0 | 0
[10 empty] | 0 | 0 | 0 | 0 | 0 | 0 | 0 | 0 | 0 | 0 | 0 | 0 | 0 | 0 | 0 | 0 | 0 | 0 | 0 | 0 | 0 | 0 | 0 | 0 | 0 | 0 | 0 | 0
[10 empty] | 0 | 0 | 0 | 0 | 0 | 0 | 0 | 0 | 0 | 0 | 0 | 0 | 0 | 0 | 0 | 0 | 0 | 0 | 0 | 0 | 0 | 0 | 0 | 0 | 0 | 0 | 0 | 0
[10 empty] | 0 | 0 | 0 | 0 | 0 | 0 | 0 | 0 | 0 | 0 | 0 | 0 | 0 | 0 | 0 | 0 | 0 | 0 | 0 | 0 | 0 | 0 | 0 | 0 | 0 | 0 | 0 | 0
[10 empty] | 0 | 0 | 0 | 0 | 0 | 0 | 0 | 0 | 0 | 0 | 0 | 0 | 0 | 0 | 0 | 0 | 0 | 0 | 0 | 0 | 0 | 0 | 0 | 0 | 0 | 0 | 0 | 0
[10 empty] | 0 | 0 | 0 | 0 | 0 | 0 | 0 | 0 | 0 | 0 | 0 | 0 | 0 | 0 | 0 | 0 | 0 | 0 | 0 | 0 | 0 | 0 | 0 | 0 | 0 | 0 | 0 | 0
[10 empty] | 0 | 0 | 0 | 0 | 0 | 0 | 0 | 0 | 0 | 0 | 0 | 0 | 0 | 0 | 0 | 0 | 0 | 0 | 0 | 0 | 0 | 0 | 0 | 0 | 0 | 0 | 0 | 0
[10 empty] | 0 | 0 | 0 | 0 | 0 | 0 | 0 | 0 | 0 | 0 | 0 | 0 | 0 | 0 | 0 | 0 | 0 | 0 | 0 | 0 | 0 | 0 | 0 | 0 | 0 | 0 | 0 | 0
[10 empty] | 0 | 0 | 0 | 0 | 0 | 0 | 0 | 0 | 0 | 0 | 0 | 0 | 0 | 0 | 0 | 0 | 0 | 0 | 0 | 0 | 0 | 0 | 0 | 0 | 0 | 0 | 0 | 0
[10 empty] | 0 | 0 | 0 | 0 | 0 | 0 | 0 | 0 | 0 | 0 | 0 | 0 | 0 | 0 | 0 | 0 | 0 | 0 | 0 | 0 | 0 | 0 | 0 | 0 | 0 | 0 | 0 | 0
[10 empty] | 0 | 0 | 0 | 0 | 0 | 0 | 0 | 0 | 0 | 0 | 0 | 0 | 0 | 0 | 0 | 0 | 0 | 0 | 0 | 0 | 0 | 0 | 0 | 0 | 0 | 0 | 0 | 0
[10 empty] | 0 | 0 | 0 | 0 | 0 | 0 | 0 | 0 | 0 | 0 | 0 | 0 | 0 | 0 | 0 | 0 | 0 | 0 | 0 | 0 | 0 | 0 | 0 | 0 | 0 | 0 | 0 | 0
[10 empty] | 0 | 0 | 0 | 0 | 0 | 0 | 0 | 0 | 0 | 0 | 0 | 0 | 0 | 0 | 0 | 0 | 0 | 0 | 0 | 0 | 0 | 0 | 0 | 0 | 0 | 0 | 0 | 0
[10 empty] | 0 | 0 | 0 | 0 | 0 | 0 | 0 | 0 | 0 | 0 | 0 | 0 | 0 | 0 | 0 | 0 | 0 | 0 | 0 | 0 | 0 | 0 | 0 | 0 | 0 | 0 | 0 | 0
[10 empty] | 0 | 0 | 0 | 0 | 0 | 0 | 0 | 0 | 0 | 0 | 0 | 0 | 0 | 0 | 0 | 0 | 0 | 0 | 0 | 0 | 0 | 0 | 0 | 0 | 0 | 0 | 0 | 0
[10 empty] | 0 | 0 | 0 | 0 | 0 | 0 | 0 | 0 | 0 | 0 | 0 | 0 | 0 | 0 | 0 | 0 | 0 | 0 | 0 | 0 | 0 | 0 | 0 | 0 | 0 | 0 | 0 | 0
[10 empty] | 0 | 0 | 0 | 0 | 0 | 0 | 0 | 0 | 0 | 0 | 0 | 0 | 0 | 0 | 0 | 0 | 0 | 0 | 0 | 0 | 0 | 0 | 0 | 0 | 0 | 0 | 0 | 0
[10 empty] | 0 | 0 | 0 | 0 | 0 | 0 | 0 | 0 | 0 | 0 | 0 | 0 | 0 | 0 | 0 | 0 | 0 | 0 | 0 | 0 | 0 | 0 | 0 | 0 | 0 | 0 | 0 | 0
[10 empty] | 0 | 0 | 0 | 0 | 0 | 0 | 0 | 0 | 0 | 0 | 0 | 0 | 0 | 0 | 0 | 0 | 0 | 0 | 0 | 0 | 0 | 0 | 0 | 0 | 0 | 0 | 0 | 0
[10 empty] | 0 | 0 | 0 | 0 | 0 | 0 | 0 | 0 | 0 | 0 | 0 | 0 | 0 | 0 | 0 | 0 | 0 | 0 | 0 | 0 | 0 | 0 | 0 | 0 | 0 | 0 | 0 | 0
[10 empty] | 0 | 0 | 0 | 0 | 0 | 0 | 0 | 0 | 0 | 0 | 0 | 0 | 0 | 0 | 0 | 0 | 0 | 0 | 0 | 0 | 0 | 0 | 0 | 0 | 0 | 0 | 0 | 0
[10 empty] | 0 | 0 | 0 | 0 | 0 | 0 | 0 | 0 | 0 | 0 | 0 | 0 | 0 | 0 | 0 | 0 | 0 | 0 | 0 | 0 | 0 | 0 | 0 | 0 | 0 | 0 | 0 | 0
[10 empty] | 0 | 0 | 0 | 0 | 0 | 0 | 0 | 0 | 0 | 0 | 0 | 0 | 0 | 0 | 0 | 0 | 0 | 0 | 0 | 0 | 0 | 0 | 0 | 0 | 0 | 0 | 0 | 0
[10 empty] | 0 | 0 | 0 | 0 | 0 | 0 | 0 | 0 | 0 | 0 | 0 | 0 | 0 | 0 | 0 | 0 | 0 | 0 | 0 | 0 | 0 | 0 | 0 | 0 | 0 | 0 | 0 | 0
[10 empty] | 0 | 0 | 0 | 0 | 0 | 0 | 0 | 0 | 0 | 0 | 0 | 0 | 0 | 0 | 0 | 0 | 0 | 0 | 0 | 0 | 0 | 0 | 0 | 0 | 0 | 0 | 0 | 0
[10 empty] | 0 | 0 | 0 | 0 | 0 | 0 | 0 | 0 | 0 | 0 | 0 | 0 | 0 | 0 | 0 | 0 | 0 | 0 | 0 | 0 | 0 | 0 | 0 | 0 | 0 | 0 | 0 | 0
[10 empty] | 0 | 0 | 0 | 0 | 0 | 0 | 0 | 0 | 0 | 0 | 0 | 0 | 0 | 0 | 0 | 0 | 0 | 0 | 0 | 0 | 0 | 0 | 0 | 0 | 0 | 0 | 0 | 0
[10 empty] | 0 | 0 | 0 | 0 | 0 | 0 | 0 | 0 | 0 | 0 | 0 | 0 | 0 | 0 | 0 | 0 | 0 | 0 | 0 | 0 | 0 | 0 | 0 | 0 | 0 | 0 | 0 | 0
[10 empty] | 0 | 0 | 0 | 0 | 0 | 0 | 0 | 0 | 0 | 0 | 0 | 0 | 0 | 0 | 0 | 0 | 0 | 0 | 0 | 0 | 0 | 0 | 0 | 0 | 0 | 0 | 0 | 0
[10 empty] | 0 | 0 | 0 | 0 | 0 | 0 | 0 | 0 | 0 | 0 | 0 | 0 | 0 | 0 | 0 | 0 | 0 | 0 | 0 | 0 | 0 | 0 | 0 | 0 | 0 | 0 | 0 | 0
[10 empty] | 0 | 0 | 0 | 0 | 0 | 0 | 0 | 0 | 0 | 0 | 0 | 0 | 0 | 0 | 0 | 0 | 0 | 0 | 0 | 0 | 0 | 0 | 0 | 0 | 0 | 0 | 0 | 0
[10 empty] | 0 | 0 | 0 | 0 | 0 | 0 | 0 | 0 | 0 | 0 | 0 | 0 | 0 | 0 | 0 | 0 | 0 | 0 | 0 | 0 | 0 | 0 | 0 | 0 | 0 | 0 | 0 | 0
[10 empty] | 0 | 0 | 0 | 0 | 0 | 0 | 0 | 0 | 0 | 0 | 0 | 0 | 0 | 0 | 0 | 0 | 0 | 0 | 0 | 0 | 0 | 0 | 0 | 0 | 0 | 0 | 0 | 0
[10 empty] | 0 | 0 | 0 | 0 | 0 | 0 | 0 | 0 | 0 | 0 | 0 | 0 | 0 | 0 | 0 | 0 | 0 | 0 | 0 | 0 | 0 | 0 | 0 | 0 | 0 | 0 | 0 | 0
[10 empty] | 0 | 0 | 0 | 0 | 0 | 0 | 0 | 0 | 0 | 0 | 0 | 0 | 0 | 0 | 0 | 0 | 0 | 0 | 0 | 0 | 0 | 0 | 0 | 0 | 0 | 0 | 0 | 0
[10 empty] | 0 | 0 | 0 | 0 | 0 | 0 | 0 | 0 | 0 | 0 | 0 | 0 | 0 | 0 | 0 | 0 | 0 | 0 | 0 | 0 | 0 | 0 | 0 | 0 | 0 | 0 | 0 | 0
[10 empty] | 0 | 0 | 0 | 0 | 0 | 0 | 0 | 0 | 0 | 0 | 0 | 0 | 0 | 0 | 0 | 0 | 0 | 0 | 0 | 0 | 0 | 0 | 0 | 0 | 0 | 0 | 0 | 0
[10 empty] | 0 | 0 | 0 | 0 | 0 | 0 | 0 | 0 | 0 | 0 | 0 | 0 | 0 | 0 | 0 | 0 | 0 | 0 | 0 | 0 | 0 | 0 | 0 | 0 | 0 | 0 | 0 | 0
[10 empty] | 0 | 0 | 0 | 0 | 0 | 0 | 0 | 0 | 0 | 0 | 0 | 0 | 0 | 0 | 0 | 0 | 0 | 0 | 0 | 0 | 0 | 0 | 0 | 0 | 0 | 0 | 0 | 0
[10 empty] | 0 | 0 | 0 | 0 | 0 | 0 | 0 | 0 | 0 | 0 | 0 | 0 | 0 | 0 | 0 | 0 | 0 | 0 | 0 | 0 | 0 | 0 | 0 | 0 | 0 | 0 | 0 | 0
[10 empty] | 0 | 0 | 0 | 0 | 0 | 0 | 0 | 0 | 0 | 0 | 0 | 0 | 0 | 0 | 0 | 0 | 0 | 0 | 0 | 0 | 0 | 0 | 0 | 0 | 0 | 0 | 0 | 0
[10 empty] | 0 | 0 | 0 | 0 | 0 | 0 | 0 | 0 | 0 | 0 | 0 | 0 | 0 | 0 | 0 | 0 | 0 | 0 | 0 | 0 | 0 | 0 | 0 | 0 | 0 | 0 | 0 | 0
[10 empty] | 0 | 0 | 0 | 0 | 0 | 0 | 0 | 0 | 0 | 0 | 0 | 0 | 0 | 0 | 0 | 0 | 0 | 0 | 0 | 0 | 0 | 0 | 0 | 0 | 0 | 0 | 0 | 0
[10 empty] | 0 | 0 | 0 | 0 | 0 | 0 | 0 | 0 | 0 | 0 | 0 | 0 | 0 | 0 | 0 | 0 | 0 | 0 | 0 | 0 | 0 | 0 | 0 | 0 | 0 | 0 | 0 | 0
[10 empty] | 0 | 0 | 0 | 0 | 0 | 0 | 0 | 0 | 0 | 0 | 0 | 0 | 0 | 0 | 0 | 0 | 0 | 0 | 0 | 0 | 0 | 0 | 0 | 0 | 0 | 0 | 0 | 0
[10 empty] | 0 | 0 | 0 | 0 | 0 | 0 | 0 | 0 | 0 | 0 | 0 | 0 | 0 | 0 | 0 | 0 | 0 | 0 | 0 | 0 | 0 | 0 | 0 | 0 | 0 | 0 | 0 | 0
[10 empty] | 0 | 0 | 0 | 0 | 0 | 0 | 0 | 0 | 0 | 0 | 0 | 0 | 0 | 0 | 0 | 0 | 0 | 0 | 0 | 0 | 0 | 0 | 0 | 0 | 0 | 0 | 0 | 0
[10 empty] | 0 | 0 | 0 | 0 | 0 | 0 | 0 | 0 | 0 | 0 | 0 | 0 | 0 | 0 | 0 | 0 | 0 | 0 | 0 | 0 | 0 | 0 | 0 | 0 | 0 | 0 | 0 | 0
[10 empty] | 0 | 0 | 0 | 0 | 0 | 0 | 0 | 0 | 0 | 0 | 0 | 0 | 0 | 0 | 0 | 0 | 0 | 0 | 0 | 0 | 0 | 0 | 0 | 0 | 0 | 0 | 0 | 0
[10 empty] | 0 | 0 | 0 | 0 | 0 | 0 | 0 | 0 | 0 | 0 | 0 | 0 | 0 | 0 | 0 | 0 | 0 | 0 | 0 | 0 | 0 | 0 | 0 | 0 | 0 | 0 | 0 | 0
[10 empty] | 0 | 0 | 0 | 0 | 0 | 0 | 0 | 0 | 0 | 0 | 0 | 0 | 0 | 0 | 0 | 0 | 0 | 0 | 0 | 0 | 0 | 0 | 0 | 0 | 0 | 0 | 0 | 0
[10 empty] | 0 | 0 | 0 | 0 | 0 | 0 | 0 | 0 | 0 | 0 | 0 | 0 | 0 | 0 | 0 | 0 | 0 | 0 | 0 | 0 | 0 | 0 | 0 | 0 | 0 | 0 | 0 | 0
[10 empty] | 0 | 0 | 0 | 0 | 0 | 0 | 0 | 0 | 0 | 0 | 0 | 0 | 0 | 0 | 0 | 0 | 0 | 0 | 0 | 0 | 0 | 0 | 0 | 0 | 0 | 0 | 0 | 0
[10 empty] | 0 | 0 | 0 | 0 | 0 | 0 | 0 | 0 | 0 | 0 | 0 | 0 | 0 | 0 | 0 | 0 | 0 | 0 | 0 | 0 | 0 | 0 | 0 | 0 | 0 | 0 | 0 | 0
[10 empty] | 0 | 0 | 0 | 0 | 0 | 0 | 0 | 0 | 0 | 0 | 0 | 0 | 0 | 0 | 0 | 0 | 0 | 0 | 0 | 0 | 0 | 0 | 0 | 0 | 0 | 0 | 0 | 0
[10 empty] | 0 | 0 | 0 | 0 | 0 | 0 | 0 | 0 | 0 | 0 | 0 | 0 | 0 | 0 | 0 | 0 | 0 | 0 | 0 | 0 | 0 | 0 | 0 | 0 | 0 | 0 | 0 | 0
[10 empty] | 0 | 0 | 0 | 0 | 0 | 0 | 0 | 0 | 0 | 0 | 0 | 0 | 0 | 0 | 0 | 0 | 0 | 0 | 0 | 0 | 0 | 0 | 0 | 0 | 0 | 0 | 0 | 0
[10 empty] | 0 | 0 | 0 | 0 | 0 | 0 | 0 | 0 | 0 | 0 | 0 | 0 | 0 | 0 | 0 | 0 | 0 | 0 | 0 | 0 | 0 | 0 | 0 | 0 | 0 | 0 | 0 | 0
[10 empty] | 0 | 0 | 0 | 0 | 0 | 0 | 0 | 0 | 0 | 0 | 0 | 0 | 0 | 0 | 0 | 0 | 0 | 0 | 0 | 0 | 0 | 0 | 0 | 0 | 0 | 0 | 0 | 0
[10 empty] | 0 | 0 | 0 | 0 | 0 | 0 | 0 | 0 | 0 | 0 | 0 | 0 | 0 | 0 | 0 | 0 | 0 | 0 | 0 | 0 | 0 | 0 | 0 | 0 | 0 | 0 | 0 | 0
[10 empty] | 0 | 0 | 0 | 0 | 0 | 0 | 0 | 0 | 0 | 0 | 0 | 0 | 0 | 0 | 0 | 0 | 0 | 0 | 0 | 0 | 0 | 0 | 0 | 0 | 0 | 0 | 0 | 0
[10 empty] | 0 | 0 | 0 | 0 | 0 | 0 | 0 | 0 | 0 | 0 | 0 | 0 | 0 | 0 | 0 | 0 | 0 | 0 | 0 | 0 | 0 | 0 | 0 | 0 | 0 | 0 | 0 | 0
[10 empty] | 0 | 0 | 0 | 0 | 0 | 0 | 0 | 0 | 0 | 0 | 0 | 0 | 0 | 0 | 0 | 0 | 0 | 0 | 0 | 0 | 0 | 0 | 0 | 0 | 0 | 0 | 0 | 0
[10 empty] | 0 | 0 | 0 | 0 | 0 | 0 | 0 | 0 | 0 | 0 | 0 | 0 | 0 | 0 | 0 | 0 | 0 | 0 | 0 | 0 | 0 | 0 | 0 | 0 | 0 | 0 | 0 | 0
[10 empty] | 0 | 0 | 0 | 0 | 0 | 0 | 0 | 0 | 0 | 0 | 0 | 0 | 0 | 0 | 0 | 0 | 0 | 0 | 0 | 0 | 0 | 0 | 0 | 0 | 0 | 0 | 0 | 0
[10 empty] | 0 | 0 | 0 | 0 | 0 | 0 | 0 | 0 | 0 | 0 | 0 | 0 | 0 | 0 | 0 | 0 | 0 | 0 | 0 | 0 | 0 | 0 | 0 | 0 | 0 | 0 | 0 | 0
[10 empty] | 0 | 0 | 0 | 0 | 0 | 0 | 0 | 0 | 0 | 0 | 0 | 0 | 0 | 0 | 0 | 0 | 0 | 0 | 0 | 0 | 0 | 0 | 0 | 0 | 0 | 0 | 0 | 0
[10 empty] | 0 | 0 | 0 | 0 | 0 | 0 | 0 | 0 | 0 | 0 | 0 | 0 | 0 | 0 | 0 | 0 | 0 | 0 | 0 | 0 | 0 | 0 | 0 | 0 | 0 | 0 | 0 | 0
[10 empty] | 0 | 0 | 0 | 0 | 0 | 0 | 0 | 0 | 0 | 0 | 0 | 0 | 0 | 0 | 0 | 0 | 0 | 0 | 0 | 0 | 0 | 0 | 0 | 0 | 0 | 0 | 0 | 0
[10 empty] | 0 | 0 | 0 | 0 | 0 | 0 | 0 | 0 | 0 | 0 | 0 | 0 | 0 | 0 | 0 | 0 | 0 | 0 | 0 | 0 | 0 | 0 | 0 | 0 | 0 | 0 | 0 | 0
[10 empty] | 0 | 0 | 0 | 0 | 0 | 0 | 0 | 0 | 0 | 0 | 0 | 0 | 0 | 0 | 0 | 0 | 0 | 0 | 0 | 0 | 0 | 0 | 0 | 0 | 0 | 0 | 0 | 0
[10 empty] | 0 | 0 | 0 | 0 | 0 | 0 | 0 | 0 | 0 | 0 | 0 | 0 | 0 | 0 | 0 | 0 | 0 | 0 | 0 | 0 | 0 | 0 | 0 | 0 | 0 | 0 | 0 | 0
[10 empty] | 0 | 0 | 0 | 0 | 0 | 0 | 0 | 0 | 0 | 0 | 0 | 0 | 0 | 0 | 0 | 0 | 0 | 0 | 0 | 0 | 0 | 0 | 0 | 0 | 0 | 0 | 0 | 0
[10 empty] | 0 | 0 | 0 | 0 | 0 | 0 | 0 | 0 | 0 | 0 | 0 | 0 | 0 | 0 | 0 | 0 | 0 | 0 | 0 | 0 | 0 | 0 | 0 | 0 | 0 | 0 | 0 | 0
[10 empty] | 0 | 0 | 0 | 0 | 0 | 0 | 0 | 0 | 0 | 0 | 0 | 0 | 0 | 0 | 0 | 0 | 0 | 0 | 0 | 0 | 0 | 0 | 0 | 0 | 0 | 0 | 0 | 0
[10 empty] | 0 | 0 | 0 | 0 | 0 | 0 | 0 | 0 | 0 | 0 | 0 | 0 | 0 | 0 | 0 | 0 | 0 | 0 | 0 | 0 | 0 | 0 | 0 | 0 | 0 | 0 | 0 | 0
[10 empty] | 0 | 0 | 0 | 0 | 0 | 0 | 0 | 0 | 0 | 0 | 0 | 0 | 0 | 0 | 0 | 0 | 0 | 0 | 0 | 0 | 0 | 0 | 0 | 0 | 0 | 0 | 0 | 0
[10 empty] | 0 | 0 | 0 | 0 | 0 | 0 | 0 | 0 | 0 | 0 | 0 | 0 | 0 | 0 | 0 | 0 | 0 | 0 | 0 | 0 | 0 | 0 | 0 | 0 | 0 | 0 | 0 | 0
[10 empty] | 0 | 0 | 0 | 0 | 0 | 0 | 0 | 0 | 0 | 0 | 0 | 0 | 0 | 0 | 0 | 0 | 0 | 0 | 0 | 0 | 0 | 0 | 0 | 0 | 0 | 0 | 0 | 0
[10 empty] | 0 | 0 | 0 | 0 | 0 | 0 | 0 | 0 | 0 | 0 | 0 | 0 | 0 | 0 | 0 | 0 | 0 | 0 | 0 | 0 | 0 | 0 | 0 | 0 | 0 | 0 | 0 | 0
[10 empty] | 0 | 0 | 0 | 0 | 0 | 0 | 0 | 0 | 0 | 0 | 0 | 0 | 0 | 0 | 0 | 0 | 0 | 0 | 0 | 0 | 0 | 0 | 0 | 0 | 0 | 0 | 0 | 0
[10 empty] | 0 | 0 | 0 | 0 | 0 | 0 | 0 | 0 | 0 | 0 | 0 | 0 | 0 | 0 | 0 | 0 | 0 | 0 | 0 | 0 | 0 | 0 | 0 | 0 | 0 | 0 | 0 | 0
[10 empty] | 0 | 0 | 0 | 0 | 0 | 0 | 0 | 0 | 0 | 0 | 0 | 0 | 0 | 0 | 0 | 0 | 0 | 0 | 0 | 0 | 0 | 0 | 0 | 0 | 0 | 0 | 0 | 0
[10 empty] | 0 | 0 | 0 | 0 | 0 | 0 | 0 | 0 | 0 | 0 | 0 | 0 | 0 | 0 | 0 | 0 | 0 | 0 | 0 | 0 | 0 | 0 | 0 | 0 | 0 | 0 | 0 | 0
[10 empty] | 0 | 0 | 0 | 0 | 0 | 0 | 0 | 0 | 0 | 0 | 0 | 0 | 0 | 0 | 0 | 0 | 0 | 0 | 0 | 0 | 0 | 0 | 0 | 0 | 0 | 0 | 0 | 0
[10 empty] | 0 | 0 | 0 | 0 | 0 | 0 | 0 | 0 | 0 | 0 | 0 | 0 | 0 | 0 | 0 | 0 | 0 | 0 | 0 | 0 | 0 | 0 | 0 | 0 | 0 | 0 | 0 | 0
[10 empty] | 0 | 0 | 0 | 0 | 0 | 0 | 0 | 0 | 0 | 0 | 0 | 0 | 0 | 0 | 0 | 0 | 0 | 0 | 0 | 0 | 0 | 0 | 0 | 0 | 0 | 0 | 0 | 0
[10 empty] | 0 | 0 | 0 | 0 | 0 | 0 | 0 | 0 | 0 | 0 | 0 | 0 | 0 | 0 | 0 | 0 | 0 | 0 | 0 | 0 | 0 | 0 | 0 | 0 | 0 | 0 | 0 | 0
[10 empty] | 0 | 0 | 0 | 0 | 0 | 0 | 0 | 0 | 0 | 0 | 0 | 0 | 0 | 0 | 0 | 0 | 0 | 0 | 0 | 0 | 0 | 0 | 0 | 0 | 0 | 0 | 0 | 0
[10 empty] | 0 | 0 | 0 | 0 | 0 | 0 | 0 | 0 | 0 | 0 | 0 | 0 | 0 | 0 | 0 | 0 | 0 | 0 | 0 | 0 | 0 | 0 | 0 | 0 | 0 | 0 | 0 | 0
[10 empty] | 0 | 0 | 0 | 0 | 0 | 0 | 0 | 0 | 0 | 0 | 0 | 0 | 0 | 0 | 0 | 0 | 0 | 0 | 0 | 0 | 0 | 0 | 0 | 0 | 0 | 0 | 0 | 0
[10 empty] | 0 | 0 | 0 | 0 | 0 | 0 | 0 | 0 | 0 | 0 | 0 | 0 | 0 | 0 | 0 | 0 | 0 | 0 | 0 | 0 | 0 | 0 | 0 | 0 | 0 | 0 | 0 | 0
[10 empty] | 0 | 0 | 0 | 0 | 0 | 0 | 0 | 0 | 0 | 0 | 0 | 0 | 0 | 0 | 0 | 0 | 0 | 0 | 0 | 0 | 0 | 0 | 0 | 0 | 0 | 0 | 0 | 0
[10 empty] | 0 | 0 | 0 | 0 | 0 | 0 | 0 | 0 | 0 | 0 | 0 | 0 | 0 | 0 | 0 | 0 | 0 | 0 | 0 | 0 | 0 | 0 | 0 | 0 | 0 | 0 | 0 | 0
[10 empty] | 0 | 0 | 0 | 0 | 0 | 0 | 0 | 0 | 0 | 0 | 0 | 0 | 0 | 0 | 0 | 0 | 0 | 0 | 0 | 0 | 0 | 0 | 0 | 0 | 0 | 0 | 0 | 0
[10 empty] | 0 | 0 | 0 | 0 | 0 | 0 | 0 | 0 | 0 | 0 | 0 | 0 | 0 | 0 | 0 | 0 | 0 | 0 | 0 | 0 | 0 | 0 | 0 | 0 | 0 | 0 | 0 | 0
[10 empty] | 0 | 0 | 0 | 0 | 0 | 0 | 0 | 0 | 0 | 0 | 0 | 0 | 0 | 0 | 0 | 0 | 0 | 0 | 0 | 0 | 0 | 0 | 0 | 0 | 0 | 0 | 0 | 0
[10 empty] | 0 | 0 | 0 | 0 | 0 | 0 | 0 | 0 | 0 | 0 | 0 | 0 | 0 | 0 | 0 | 0 | 0 | 0 | 0 | 0 | 0 | 0 | 0 | 0 | 0 | 0 | 0 | 0
[10 empty] | 0 | 0 | 0 | 0 | 0 | 0 | 0 | 0 | 0 | 0 | 0 | 0 | 0 | 0 | 0 | 0 | 0 | 0 | 0 | 0 | 0 | 0 | 0 | 0 | 0 | 0 | 0 | 0
[10 empty] | 0 | 0 | 0 | 0 | 0 | 0 | 0 | 0 | 0 | 0 | 0 | 0 | 0 | 0 | 0 | 0 | 0 | 0 | 0 | 0 | 0 | 0 | 0 | 0 | 0 | 0 | 0 | 0
[10 empty] | 0 | 0 | 0 | 0 | 0 | 0 | 0 | 0 | 0 | 0 | 0 | 0 | 0 | 0 | 0 | 0 | 0 | 0 | 0 | 0 | 0 | 0 | 0 | 0 | 0 | 0 | 0 | 0
[10 empty] | 0 | 0 | 0 | 0 | 0 | 0 | 0 | 0 | 0 | 0 | 0 | 0 | 0 | 0 | 0 | 0 | 0 | 0 | 0 | 0 | 0 | 0 | 0 | 0 | 0 | 0 | 0 | 0
[10 empty] | 0 | 0 | 0 | 0 | 0 | 0 | 0 | 0 | 0 | 0 | 0 | 0 | 0 | 0 | 0 | 0 | 0 | 0 | 0 | 0 | 0 | 0 | 0 | 0 | 0 | 0 | 0 | 0
[10 empty] | 0 | 0 | 0 | 0 | 0 | 0 | 0 | 0 | 0 | 0 | 0 | 0 | 0 | 0 | 0 | 0 | 0 | 0 | 0 | 0 | 0 | 0 | 0 | 0 | 0 | 0 | 0 | 0
[10 empty] | 0 | 0 | 0 | 0 | 0 | 0 | 0 | 0 | 0 | 0 | 0 | 0 | 0 | 0 | 0 | 0 | 0 | 0 | 0 | 0 | 0 | 0 | 0 | 0 | 0 | 0 | 0 | 0
[10 empty] | 0 | 0 | 0 | 0 | 0 | 0 | 0 | 0 | 0 | 0 | 0 | 0 | 0 | 0 | 0 | 0 | 0 | 0 | 0 | 0 | 0 | 0 | 0 | 0 | 0 | 0 | 0 | 0
[10 empty] | 0 | 0 | 0 | 0 | 0 | 0 | 0 | 0 | 0 | 0 | 0 | 0 | 0 | 0 | 0 | 0 | 0 | 0 | 0 | 0 | 0 | 0 | 0 | 0 | 0 | 0 | 0 | 0
[10 empty] | 0 | 0 | 0 | 0 | 0 | 0 | 0 | 0 | 0 | 0 | 0 | 0 | 0 | 0 | 0 | 0 | 0 | 0 | 0 | 0 | 0 | 0 | 0 | 0 | 0 | 0 | 0 | 0
[10 empty] | 0 | 0 | 0 | 0 | 0 | 0 | 0 | 0 | 0 | 0 | 0 | 0 | 0 | 0 | 0 | 0 | 0 | 0 | 0 | 0 | 0 | 0 | 0 | 0 | 0 | 0 | 0 | 0
[10 empty] | 0 | 0 | 0 | 0 | 0 | 0 | 0 | 0 | 0 | 0 | 0 | 0 | 0 | 0 | 0 | 0 | 0 | 0 | 0 | 0 | 0 | 0 | 0 | 0 | 0 | 0 | 0 | 0
[10 empty] | 0 | 0 | 0 | 0 | 0 | 0 | 0 | 0 | 0 | 0 | 0 | 0 | 0 | 0 | 0 | 0 | 0 | 0 | 0 | 0 | 0 | 0 | 0 | 0 | 0 | 0 | 0 | 0
[10 empty] | 0 | 0 | 0 | 0 | 0 | 0 | 0 | 0 | 0 | 0 | 0 | 0 | 0 | 0 | 0 | 0 | 0 | 0 | 0 | 0 | 0 | 0 | 0 | 0 | 0 | 0 | 0 | 0
[10 empty] | 0 | 0 | 0 | 0 | 0 | 0 | 0 | 0 | 0 | 0 | 0 | 0 | 0 | 0 | 0 | 0 | 0 | 0 | 0 | 0 | 0 | 0 | 0 | 0 | 0 | 0 | 0 | 0
[10 empty] | 0 | 0 | 0 | 0 | 0 | 0 | 0 | 0 | 0 | 0 | 0 | 0 | 0 | 0 | 0 | 0 | 0 | 0 | 0 | 0 | 0 | 0 | 0 | 0 | 0 | 0 | 0 | 0
[10 empty] | 0 | 0 | 0 | 0 | 0 | 0 | 0 | 0 | 0 | 0 | 0 | 0 | 0 | 0 | 0 | 0 | 0 | 0 | 0 | 0 | 0 | 0 | 0 | 0 | 0 | 0 | 0 | 0
[10 empty] | 0 | 0 | 0 | 0 | 0 | 0 | 0 | 0 | 0 | 0 | 0 | 0 | 0 | 0 | 0 | 0 | 0 | 0 | 0 | 0 | 0 | 0 | 0 | 0 | 0 | 0 | 0 | 0
[10 empty] | 0 | 0 | 0 | 0 | 0 | 0 | 0 | 0 | 0 | 0 | 0 | 0 | 0 | 0 | 0 | 0 | 0 | 0 | 0 | 0 | 0 | 0 | 0 | 0 | 0 | 0 | 0 | 0
[10 empty] | 0 | 0 | 0 | 0 | 0 | 0 | 0 | 0 | 0 | 0 | 0 | 0 | 0 | 0 | 0 | 0 | 0 | 0 | 0 | 0 | 0 | 0 | 0 | 0 | 0 | 0 | 0 | 0
[10 empty] | 0 | 0 | 0 | 0 | 0 | 0 | 0 | 0 | 0 | 0 | 0 | 0 | 0 | 0 | 0 | 0 | 0 | 0 | 0 | 0 | 0 | 0 | 0 | 0 | 0 | 0 | 0 | 0
[10 empty] | 0 | 0 | 0 | 0 | 0 | 0 | 0 | 0 | 0 | 0 | 0 | 0 | 0 | 0 | 0 | 0 | 0 | 0 | 0 | 0 | 0 | 0 | 0 | 0 | 0 | 0 | 0 | 0
[10 empty] | 0 | 0 | 0 | 0 | 0 | 0 | 0 | 0 | 0 | 0 | 0 | 0 | 0 | 0 | 0 | 0 | 0 | 0 | 0 | 0 | 0 | 0 | 0 | 0 | 0 | 0 | 0 | 0
[10 empty] | 0 | 0 | 0 | 0 | 0 | 0 | 0 | 0 | 0 | 0 | 0 | 0 | 0 | 0 | 0 | 0 | 0 | 0 | 0 | 0 | 0 | 0 | 0 | 0 | 0 | 0 | 0 | 0
[10 empty] | 0 | 0 | 0 | 0 | 0 | 0 | 0 | 0 | 0 | 0 | 0 | 0 | 0 | 0 | 0 | 0 | 0 | 0 | 0 | 0 | 0 | 0 | 0 | 0 | 0 | 0 | 0 | 0
[10 empty] | 0 | 0 | 0 | 0 | 0 | 0 | 0 | 0 | 0 | 0 | 0 | 0 | 0 | 0 | 0 | 0 | 0 | 0 | 0 | 0 | 0 | 0 | 0 | 0 | 0 | 0 | 0 | 0
[10 empty] | 0 | 0 | 0 | 0 | 0 | 0 | 0 | 0 | 0 | 0 | 0 | 0 | 0 | 0 | 0 | 0 | 0 | 0 | 0 | 0 | 0 | 0 | 0 | 0 | 0 | 0 | 0 | 0
[10 empty] | 0 | 0 | 0 | 0 | 0 | 0 | 0 | 0 | 0 | 0 | 0 | 0 | 0 | 0 | 0 | 0 | 0 | 0 | 0 | 0 | 0 | 0 | 0 | 0 | 0 | 0 | 0 | 0
[10 empty] | 0 | 0 | 0 | 0 | 0 | 0 | 0 | 0 | 0 | 0 | 0 | 0 | 0 | 0 | 0 | 0 | 0 | 0 | 0 | 0 | 0 | 0 | 0 | 0 | 0 | 0 | 0 | 0
[10 empty] | 0 | 0 | 0 | 0 | 0 | 0 | 0 | 0 | 0 | 0 | 0 | 0 | 0 | 0 | 0 | 0 | 0 | 0 | 0 | 0 | 0 | 0 | 0 | 0 | 0 | 0 | 0 | 0
[10 empty] | 0 | 0 | 0 | 0 | 0 | 0 | 0 | 0 | 0 | 0 | 0 | 0 | 0 | 0 | 0 | 0 | 0 | 0 | 0 | 0 | 0 | 0 | 0 | 0 | 0 | 0 | 0 | 0
[10 empty] | 0 | 0 | 0 | 0 | 0 | 0 | 0 | 0 | 0 | 0 | 0 | 0 | 0 | 0 | 0 | 0 | 0 | 0 | 0 | 0 | 0 | 0 | 0 | 0 | 0 | 0 | 0 | 0
[10 empty] | 0 | 0 | 0 | 0 | 0 | 0 | 0 | 0 | 0 | 0 | 0 | 0 | 0 | 0 | 0 | 0 | 0 | 0 | 0 | 0 | 0 | 0 | 0 | 0 | 0 | 0 | 0 | 0
[10 empty] | 0 | 0 | 0 | 0 | 0 | 0 | 0 | 0 | 0 | 0 | 0 | 0 | 0 | 0 | 0 | 0 | 0 | 0 | 0 | 0 | 0 | 0 | 0 | 0 | 0 | 0 | 0 | 0
[10 empty] | 0 | 0 | 0 | 0 | 0 | 0 | 0 | 0 | 0 | 0 | 0 | 0 | 0 | 0 | 0 | 0 | 0 | 0 | 0 | 0 | 0 | 0 | 0 | 0 | 0 | 0 | 0 | 0
[10 empty] | 0 | 0 | 0 | 0 | 0 | 0 | 0 | 0 | 0 | 0 | 0 | 0 | 0 | 0 | 0 | 0 | 0 | 0 | 0 | 0 | 0 | 0 | 0 | 0 | 0 | 0 | 0 | 0
[10 empty] | 0 | 0 | 0 | 0 | 0 | 0 | 0 | 0 | 0 | 0 | 0 | 0 | 0 | 0 | 0 | 0 | 0 | 0 | 0 | 0 | 0 | 0 | 0 | 0 | 0 | 0 | 0 | 0
[10 empty] | 0 | 0 | 0 | 0 | 0 | 0 | 0 | 0 | 0 | 0 | 0 | 0 | 0 | 0 | 0 | 0 | 0 | 0 | 0 | 0 | 0 | 0 | 0 | 0 | 0 | 0 | 0 | 0
[10 empty] | 0 | 0 | 0 | 0 | 0 | 0 | 0 | 0 | 0 | 0 | 0 | 0 | 0 | 0 | 0 | 0 | 0 | 0 | 0 | 0 | 0 | 0 | 0 | 0 | 0 | 0 | 0 | 0
[10 empty] | 0 | 0 | 0 | 0 | 0 | 0 | 0 | 0 | 0 | 0 | 0 | 0 | 0 | 0 | 0 | 0 | 0 | 0 | 0 | 0 | 0 | 0 | 0 | 0 | 0 | 0 | 0 | 0
[10 empty] | 0 | 0 | 0 | 0 | 0 | 0 | 0 | 0 | 0 | 0 | 0 | 0 | 0 | 0 | 0 | 0 | 0 | 0 | 0 | 0 | 0 | 0 | 0 | 0 | 0 | 0 | 0 | 0
[10 empty] | 0 | 0 | 0 | 0 | 0 | 0 | 0 | 0 | 0 | 0 | 0 | 0 | 0 | 0 | 0 | 0 | 0 | 0 | 0 | 0 | 0 | 0 | 0 | 0 | 0 | 0 | 0 | 0
[10 empty] | 0 | 0 | 0 | 0 | 0 | 0 | 0 | 0 | 0 | 0 | 0 | 0 | 0 | 0 | 0 | 0 | 0 | 0 | 0 | 0 | 0 | 0 | 0 | 0 | 0 | 0 | 0 | 0
[10 empty] | 0 | 0 | 0 | 0 | 0 | 0 | 0 | 0 | 0 | 0 | 0 | 0 | 0 | 0 | 0 | 0 | 0 | 0 | 0 | 0 | 0 | 0 | 0 | 0 | 0 | 0 | 0 | 0
[10 empty] | 0 | 0 | 0 | 0 | 0 | 0 | 0 | 0 | 0 | 0 | 0 | 0 | 0 | 0 | 0 | 0 | 0 | 0 | 0 | 0 | 0 | 0 | 0 | 0 | 0 | 0 | 0 | 0
[10 empty] | 0 | 0 | 0 | 0 | 0 | 0 | 0 | 0 | 0 | 0 | 0 | 0 | 0 | 0 | 0 | 0 | 0 | 0 | 0 | 0 | 0 | 0 | 0 | 0 | 0 | 0 | 0 | 0
[10 empty] | 0 | 0 | 0 | 0 | 0 | 0 | 0 | 0 | 0 | 0 | 0 | 0 | 0 | 0 | 0 | 0 | 0 | 0 | 0 | 0 | 0 | 0 | 0 | 0 | 0 | 0 | 0 | 0
[10 empty] | 0 | 0 | 0 | 0 | 0 | 0 | 0 | 0 | 0 | 0 | 0 | 0 | 0 | 0 | 0 | 0 | 0 | 0 | 0 | 0 | 0 | 0 | 0 | 0 | 0 | 0 | 0 | 0
[10 empty] | 0 | 0 | 0 | 0 | 0 | 0 | 0 | 0 | 0 | 0 | 0 | 0 | 0 | 0 | 0 | 0 | 0 | 0 | 0 | 0 | 0 | 0 | 0 | 0 | 0 | 0 | 0 | 0
[10 empty] | 0 | 0 | 0 | 0 | 0 | 0 | 0 | 0 | 0 | 0 | 0 | 0 | 0 | 0 | 0 | 0 | 0 | 0 | 0 | 0 | 0 | 0 | 0 | 0 | 0 | 0 | 0 | 0
[10 empty] | 0 | 0 | 0 | 0 | 0 | 0 | 0 | 0 | 0 | 0 | 0 | 0 | 0 | 0 | 0 | 0 | 0 | 0 | 0 | 0 | 0 | 0 | 0 | 0 | 0 | 0 | 0 | 0
[10 empty] | 0 | 0 | 0 | 0 | 0 | 0 | 0 | 0 | 0 | 0 | 0 | 0 | 0 | 0 | 0 | 0 | 0 | 0 | 0 | 0 | 0 | 0 | 0 | 0 | 0 | 0 | 0 | 0
[10 empty] | 0 | 0 | 0 | 0 | 0 | 0 | 0 | 0 | 0 | 0 | 0 | 0 | 0 | 0 | 0 | 0 | 0 | 0 | 0 | 0 | 0 | 0 | 0 | 0 | 0 | 0 | 0 | 0
[10 empty] | 0 | 0 | 0 | 0 | 0 | 0 | 0 | 0 | 0 | 0 | 0 | 0 | 0 | 0 | 0 | 0 | 0 | 0 | 0 | 0 | 0 | 0 | 0 | 0 | 0 | 0 | 0 | 0
[10 empty] | 0 | 0 | 0 | 0 | 0 | 0 | 0 | 0 | 0 | 0 | 0 | 0 | 0 | 0 | 0 | 0 | 0 | 0 | 0 | 0 | 0 | 0 | 0 | 0 | 0 | 0 | 0 | 0
[10 empty] | 0 | 0 | 0 | 0 | 0 | 0 | 0 | 0 | 0 | 0 | 0 | 0 | 0 | 0 | 0 | 0 | 0 | 0 | 0 | 0 | 0 | 0 | 0 | 0 | 0 | 0 | 0 | 0
[10 empty] | 0 | 0 | 0 | 0 | 0 | 0 | 0 | 0 | 0 | 0 | 0 | 0 | 0 | 0 | 0 | 0 | 0 | 0 | 0 | 0 | 0 | 0 | 0 | 0 | 0 | 0 | 0 | 0
[10 empty] | 0 | 0 | 0 | 0 | 0 | 0 | 0 | 0 | 0 | 0 | 0 | 0 | 0 | 0 | 0 | 0 | 0 | 0 | 0 | 0 | 0 | 0 | 0 | 0 | 0 | 0 | 0 | 0
[10 empty] | 0 | 0 | 0 | 0 | 0 | 0 | 0 | 0 | 0 | 0 | 0 | 0 | 0 | 0 | 0 | 0 | 0 | 0 | 0 | 0 | 0 | 0 | 0 | 0 | 0 | 0 | 0 | 0
[10 empty] | 0 | 0 | 0 | 0 | 0 | 0 | 0 | 0 | 0 | 0 | 0 | 0 | 0 | 0 | 0 | 0 | 0 | 0 | 0 | 0 | 0 | 0 | 0 | 0 | 0 | 0 | 0 | 0
[10 empty] | 0 | 0 | 0 | 0 | 0 | 0 | 0 | 0 | 0 | 0 | 0 | 0 | 0 | 0 | 0 | 0 | 0 | 0 | 0 | 0 | 0 | 0 | 0 | 0 | 0 | 0 | 0 | 0
[10 empty] | 0 | 0 | 0 | 0 | 0 | 0 | 0 | 0 | 0 | 0 | 0 | 0 | 0 | 0 | 0 | 0 | 0 | 0 | 0 | 0 | 0 | 0 | 0 | 0 | 0 | 0 | 0 | 0
[10 empty] | 0 | 0 | 0 | 0 | 0 | 0 | 0 | 0 | 0 | 0 | 0 | 0 | 0 | 0 | 0 | 0 | 0 | 0 | 0 | 0 | 0 | 0 | 0 | 0 | 0 | 0 | 0 | 0
[10 empty] | 0 | 0 | 0 | 0 | 0 | 0 | 0 | 0 | 0 | 0 | 0 | 0 | 0 | 0 | 0 | 0 | 0 | 0 | 0 | 0 | 0 | 0 | 0 | 0 | 0 | 0 | 0 | 0
[10 empty] | 0 | 0 | 0 | 0 | 0 | 0 | 0 | 0 | 0 | 0 | 0 | 0 | 0 | 0 | 0 | 0 | 0 | 0 | 0 | 0 | 0 | 0 | 0 | 0 | 0 | 0 | 0 | 0
[10 empty] | 0 | 0 | 0 | 0 | 0 | 0 | 0 | 0 | 0 | 0 | 0 | 0 | 0 | 0 | 0 | 0 | 0 | 0 | 0 | 0 | 0 | 0 | 0 | 0 | 0 | 0 | 0 | 0
[10 empty] | 0 | 0 | 0 | 0 | 0 | 0 | 0 | 0 | 0 | 0 | 0 | 0 | 0 | 0 | 0 | 0 | 0 | 0 | 0 | 0 | 0 | 0 | 0 | 0 | 0 | 0 | 0 | 0
[10 empty] | 0 | 0 | 0 | 0 | 0 | 0 | 0 | 0 | 0 | 0 | 0 | 0 | 0 | 0 | 0 | 0 | 0 | 0 | 0 | 0 | 0 | 0 | 0 | 0 | 0 | 0 | 0 | 0
[10 empty] | 0 | 0 | 0 | 0 | 0 | 0 | 0 | 0 | 0 | 0 | 0 | 0 | 0 | 0 | 0 | 0 | 0 | 0 | 0 | 0 | 0 | 0 | 0 | 0 | 0 | 0 | 0 | 0
[10 empty] | 0 | 0 | 0 | 0 | 0 | 0 | 0 | 0 | 0 | 0 | 0 | 0 | 0 | 0 | 0 | 0 | 0 | 0 | 0 | 0 | 0 | 0 | 0 | 0 | 0 | 0 | 0 | 0
[10 empty] | 0 | 0 | 0 | 0 | 0 | 0 | 0 | 0 | 0 | 0 | 0 | 0 | 0 | 0 | 0 | 0 | 0 | 0 | 0 | 0 | 0 | 0 | 0 | 0 | 0 | 0 | 0 | 0
[10 empty] | 0 | 0 | 0 | 0 | 0 | 0 | 0 | 0 | 0 | 0 | 0 | 0 | 0 | 0 | 0 | 0 | 0 | 0 | 0 | 0 | 0 | 0 | 0 | 0 | 0 | 0 | 0 | 0
[10 empty] | 0 | 0 | 0 | 0 | 0 | 0 | 0 | 0 | 0 | 0 | 0 | 0 | 0 | 0 | 0 | 0 | 0 | 0 | 0 | 0 | 0 | 0 | 0 | 0 | 0 | 0 | 0 | 0
[10 empty] | 0 | 0 | 0 | 0 | 0 | 0 | 0 | 0 | 0 | 0 | 0 | 0 | 0 | 0 | 0 | 0 | 0 | 0 | 0 | 0 | 0 | 0 | 0 | 0 | 0 | 0 | 0 | 0
[10 empty] | 0 | 0 | 0 | 0 | 0 | 0 | 0 | 0 | 0 | 0 | 0 | 0 | 0 | 0 | 0 | 0 | 0 | 0 | 0 | 0 | 0 | 0 | 0 | 0 | 0 | 0 | 0 | 0
[10 empty] | 0 | 0 | 0 | 0 | 0 | 0 | 0 | 0 | 0 | 0 | 0 | 0 | 0 | 0 | 0 | 0 | 0 | 0 | 0 | 0 | 0 | 0 | 0 | 0 | 0 | 0 | 0 | 0
[10 empty] | 0 | 0 | 0 | 0 | 0 | 0 | 0 | 0 | 0 | 0 | 0 | 0 | 0 | 0 | 0 | 0 | 0 | 0 | 0 | 0 | 0 | 0 | 0 | 0 | 0 | 0 | 0 | 0
[10 empty] | 0 | 0 | 0 | 0 | 0 | 0 | 0 | 0 | 0 | 0 | 0 | 0 | 0 | 0 | 0 | 0 | 0 | 0 | 0 | 0 | 0 | 0 | 0 | 0 | 0 | 0 | 0 | 0
[10 empty] | 0 | 0 | 0 | 0 | 0 | 0 | 0 | 0 | 0 | 0 | 0 | 0 | 0 | 0 | 0 | 0 | 0 | 0 | 0 | 0 | 0 | 0 | 0 | 0 | 0 | 0 | 0 | 0
[10 empty] | 0 | 0 | 0 | 0 | 0 | 0 | 0 | 0 | 0 | 0 | 0 | 0 | 0 | 0 | 0 | 0 | 0 | 0 | 0 | 0 | 0 | 0 | 0 | 0 | 0 | 0 | 0 | 0
[10 empty] | 0 | 0 | 0 | 0 | 0 | 0 | 0 | 0 | 0 | 0 | 0 | 0 | 0 | 0 | 0 | 0 | 0 | 0 | 0 | 0 | 0 | 0 | 0 | 0 | 0 | 0 | 0 | 0
[10 empty] | 0 | 0 | 0 | 0 | 0 | 0 | 0 | 0 | 0 | 0 | 0 | 0 | 0 | 0 | 0 | 0 | 0 | 0 | 0 | 0 | 0 | 0 | 0 | 0 | 0 | 0 | 0 | 0
[10 empty] | 0 | 0 | 0 | 0 | 0 | 0 | 0 | 0 | 0 | 0 | 0 | 0 | 0 | 0 | 0 | 0 | 0 | 0 | 0 | 0 | 0 | 0 | 0 | 0 | 0 | 0 | 0 | 0
[10 empty] | 0 | 0 | 0 | 0 | 0 | 0 | 0 | 0 | 0 | 0 | 0 | 0 | 0 | 0 | 0 | 0 | 0 | 0 | 0 | 0 | 0 | 0 | 0 | 0 | 0 | 0 | 0 | 0
[10 empty] | 0 | 0 | 0 | 0 | 0 | 0 | 0 | 0 | 0 | 0 | 0 | 0 | 0 | 0 | 0 | 0 | 0 | 0 | 0 | 0 | 0 | 0 | 0 | 0 | 0 | 0 | 0 | 0
[10 empty] | 0 | 0 | 0 | 0 | 0 | 0 | 0 | 0 | 0 | 0 | 0 | 0 | 0 | 0 | 0 | 0 | 0 | 0 | 0 | 0 | 0 | 0 | 0 | 0 | 0 | 0 | 0 | 0
[10 empty] | 0 | 0 | 0 | 0 | 0 | 0 | 0 | 0 | 0 | 0 | 0 | 0 | 0 | 0 | 0 | 0 | 0 | 0 | 0 | 0 | 0 | 0 | 0 | 0 | 0 | 0 | 0 | 0
[10 empty] | 0 | 0 | 0 | 0 | 0 | 0 | 0 | 0 | 0 | 0 | 0 | 0 | 0 | 0 | 0 | 0 | 0 | 0 | 0 | 0 | 0 | 0 | 0 | 0 | 0 | 0 | 0 | 0
[10 empty] | 0 | 0 | 0 | 0 | 0 | 0 | 0 | 0 | 0 | 0 | 0 | 0 | 0 | 0 | 0 | 0 | 0 | 0 | 0 | 0 | 0 | 0 | 0 | 0 | 0 | 0 | 0 | 0
[10 empty] | 0 | 0 | 0 | 0 | 0 | 0 | 0 | 0 | 0 | 0 | 0 | 0 | 0 | 0 | 0 | 0 | 0 | 0 | 0 | 0 | 0 | 0 | 0 | 0 | 0 | 0 | 0 | 0
[10 empty] | 0 | 0 | 0 | 0 | 0 | 0 | 0 | 0 | 0 | 0 | 0 | 0 | 0 | 0 | 0 | 0 | 0 | 0 | 0 | 0 | 0 | 0 | 0 | 0 | 0 | 0 | 0 | 0
[10 empty] | 0 | 0 | 0 | 0 | 0 | 0 | 0 | 0 | 0 | 0 | 0 | 0 | 0 | 0 | 0 | 0 | 0 | 0 | 0 | 0 | 0 | 0 | 0 | 0 | 0 | 0 | 0 | 0
[10 empty] | 0 | 0 | 0 | 0 | 0 | 0 | 0 | 0 | 0 | 0 | 0 | 0 | 0 | 0 | 0 | 0 | 0 | 0 | 0 | 0 | 0 | 0 | 0 | 0 | 0 | 0 | 0 | 0
[10 empty] | 0 | 0 | 0 | 0 | 0 | 0 | 0 | 0 | 0 | 0 | 0 | 0 | 0 | 0 | 0 | 0 | 0 | 0 | 0 | 0 | 0 | 0 | 0 | 0 | 0 | 0 | 0 | 0
[10 empty] | 0 | 0 | 0 | 0 | 0 | 0 | 0 | 0 | 0 | 0 | 0 | 0 | 0 | 0 | 0 | 0 | 0 | 0 | 0 | 0 | 0 | 0 | 0 | 0 | 0 | 0 | 0 | 0
[10 empty] | 0 | 0 | 0 | 0 | 0 | 0 | 0 | 0 | 0 | 0 | 0 | 0 | 0 | 0 | 0 | 0 | 0 | 0 | 0 | 0 | 0 | 0 | 0 | 0 | 0 | 0 | 0 | 0
[10 empty] | 0 | 0 | 0 | 0 | 0 | 0 | 0 | 0 | 0 | 0 | 0 | 0 | 0 | 0 | 0 | 0 | 0 | 0 | 0 | 0 | 0 | 0 | 0 | 0 | 0 | 0 | 0 | 0
[10 empty] | 0 | 0 | 0 | 0 | 0 | 0 | 0 | 0 | 0 | 0 | 0 | 0 | 0 | 0 | 0 | 0 | 0 | 0 | 0 | 0 | 0 | 0 | 0 | 0 | 0 | 0 | 0 | 0
[10 empty] | 0 | 0 | 0 | 0 | 0 | 0 | 0 | 0 | 0 | 0 | 0 | 0 | 0 | 0 | 0 | 0 | 0 | 0 | 0 | 0 | 0 | 0 | 0 | 0 | 0 | 0 | 0 | 0
[10 empty] | 0 | 0 | 0 | 0 | 0 | 0 | 0 | 0 | 0 | 0 | 0 | 0 | 0 | 0 | 0 | 0 | 0 | 0 | 0 | 0 | 0 | 0 | 0 | 0 | 0 | 0 | 0 | 0
[10 empty] | 0 | 0 | 0 | 0 | 0 | 0 | 0 | 0 | 0 | 0 | 0 | 0 | 0 | 0 | 0 | 0 | 0 | 0 | 0 | 0 | 0 | 0 | 0 | 0 | 0 | 0 | 0 | 0
[10 empty] | 0 | 0 | 0 | 0 | 0 | 0 | 0 | 0 | 0 | 0 | 0 | 0 | 0 | 0 | 0 | 0 | 0 | 0 | 0 | 0 | 0 | 0 | 0 | 0 | 0 | 0 | 0 | 0
[10 empty] | 0 | 0 | 0 | 0 | 0 | 0 | 0 | 0 | 0 | 0 | 0 | 0 | 0 | 0 | 0 | 0 | 0 | 0 | 0 | 0 | 0 | 0 | 0 | 0 | 0 | 0 | 0 | 0
[10 empty] | 0 | 0 | 0 | 0 | 0 | 0 | 0 | 0 | 0 | 0 | 0 | 0 | 0 | 0 | 0 | 0 | 0 | 0 | 0 | 0 | 0 | 0 | 0 | 0 | 0 | 0 | 0 | 0
[10 empty] | 0 | 0 | 0 | 0 | 0 | 0 | 0 | 0 | 0 | 0 | 0 | 0 | 0 | 0 | 0 | 0 | 0 | 0 | 0 | 0 | 0 | 0 | 0 | 0 | 0 | 0 | 0 | 0
[10 empty] | 0 | 0 | 0 | 0 | 0 | 0 | 0 | 0 | 0 | 0 | 0 | 0 | 0 | 0 | 0 | 0 | 0 | 0 | 0 | 0 | 0 | 0 | 0 | 0 | 0 | 0 | 0 | 0
[10 empty] | 0 | 0 | 0 | 0 | 0 | 0 | 0 | 0 | 0 | 0 | 0 | 0 | 0 | 0 | 0 | 0 | 0 | 0 | 0 | 0 | 0 | 0 | 0 | 0 | 0 | 0 | 0 | 0
[10 empty] | 0 | 0 | 0 | 0 | 0 | 0 | 0 | 0 | 0 | 0 | 0 | 0 | 0 | 0 | 0 | 0 | 0 | 0 | 0 | 0 | 0 | 0 | 0 | 0 | 0 | 0 | 0 | 0
[10 empty] | 0 | 0 | 0 | 0 | 0 | 0 | 0 | 0 | 0 | 0 | 0 | 0 | 0 | 0 | 0 | 0 | 0 | 0 | 0 | 0 | 0 | 0 | 0 | 0 | 0 | 0 | 0 | 0
[10 empty] | 0 | 0 | 0 | 0 | 0 | 0 | 0 | 0 | 0 | 0 | 0 | 0 | 0 | 0 | 0 | 0 | 0 | 0 | 0 | 0 | 0 | 0 | 0 | 0 | 0 | 0 | 0 | 0
[10 empty] | 0 | 0 | 0 | 0 | 0 | 0 | 0 | 0 | 0 | 0 | 0 | 0 | 0 | 0 | 0 | 0 | 0 | 0 | 0 | 0 | 0 | 0 | 0 | 0 | 0 | 0 | 0 | 0
[10 empty] | 0 | 0 | 0 | 0 | 0 | 0 | 0 | 0 | 0 | 0 | 0 | 0 | 0 | 0 | 0 | 0 | 0 | 0 | 0 | 0 | 0 | 0 | 0 | 0 | 0 | 0 | 0 | 0
[10 empty] | 0 | 0 | 0 | 0 | 0 | 0 | 0 | 0 | 0 | 0 | 0 | 0 | 0 | 0 | 0 | 0 | 0 | 0 | 0 | 0 | 0 | 0 | 0 | 0 | 0 | 0 | 0 | 0
[10 empty] | 0 | 0 | 0 | 0 | 0 | 0 | 0 | 0 | 0 | 0 | 0 | 0 | 0 | 0 | 0 | 0 | 0 | 0 | 0 | 0 | 0 | 0 | 0 | 0 | 0 | 0 | 0 | 0
[10 empty] | 0 | 0 | 0 | 0 | 0 | 0 | 0 | 0 | 0 | 0 | 0 | 0 | 0 | 0 | 0 | 0 | 0 | 0 | 0 | 0 | 0 | 0 | 0 | 0 | 0 | 0 | 0 | 0
[10 empty] | 0 | 0 | 0 | 0 | 0 | 0 | 0 | 0 | 0 | 0 | 0 | 0 | 0 | 0 | 0 | 0 | 0 | 0 | 0 | 0 | 0 | 0 | 0 | 0 | 0 | 0 | 0 | 0
[10 empty] | 0 | 0 | 0 | 0 | 0 | 0 | 0 | 0 | 0 | 0 | 0 | 0 | 0 | 0 | 0 | 0 | 0 | 0 | 0 | 0 | 0 | 0 | 0 | 0 | 0 | 0 | 0 | 0
[10 empty] | 0 | 0 | 0 | 0 | 0 | 0 | 0 | 0 | 0 | 0 | 0 | 0 | 0 | 0 | 0 | 0 | 0 | 0 | 0 | 0 | 0 | 0 | 0 | 0 | 0 | 0 | 0 | 0
[10 empty] | 0 | 0 | 0 | 0 | 0 | 0 | 0 | 0 | 0 | 0 | 0 | 0 | 0 | 0 | 0 | 0 | 0 | 0 | 0 | 0 | 0 | 0 | 0 | 0 | 0 | 0 | 0 | 0
[10 empty] | 0 | 0 | 0 | 0 | 0 | 0 | 0 | 0 | 0 | 0 | 0 | 0 | 0 | 0 | 0 | 0 | 0 | 0 | 0 | 0 | 0 | 0 | 0 | 0 | 0 | 0 | 0 | 0
[10 empty] | 0 | 0 | 0 | 0 | 0 | 0 | 0 | 0 | 0 | 0 | 0 | 0 | 0 | 0 | 0 | 0 | 0 | 0 | 0 | 0 | 0 | 0 | 0 | 0 | 0 | 0 | 0 | 0
[10 empty] | 0 | 0 | 0 | 0 | 0 | 0 | 0 | 0 | 0 | 0 | 0 | 0 | 0 | 0 | 0 | 0 | 0 | 0 | 0 | 0 | 0 | 0 | 0 | 0 | 0 | 0 | 0 | 0
[10 empty] | 0 | 0 | 0 | 0 | 0 | 0 | 0 | 0 | 0 | 0 | 0 | 0 | 0 | 0 | 0 | 0 | 0 | 0 | 0 | 0 | 0 | 0 | 0 | 0 | 0 | 0 | 0 | 0
[10 empty] | 0 | 0 | 0 | 0 | 0 | 0 | 0 | 0 | 0 | 0 | 0 | 0 | 0 | 0 | 0 | 0 | 0 | 0 | 0 | 0 | 0 | 0 | 0 | 0 | 0 | 0 | 0 | 0
[10 empty] | 0 | 0 | 0 | 0 | 0 | 0 | 0 | 0 | 0 | 0 | 0 | 0 | 0 | 0 | 0 | 0 | 0 | 0 | 0 | 0 | 0 | 0 | 0 | 0 | 0 | 0 | 0 | 0
[10 empty] | 0 | 0 | 0 | 0 | 0 | 0 | 0 | 0 | 0 | 0 | 0 | 0 | 0 | 0 | 0 | 0 | 0 | 0 | 0 | 0 | 0 | 0 | 0 | 0 | 0 | 0 | 0 | 0
[10 empty] | 0 | 0 | 0 | 0 | 0 | 0 | 0 | 0 | 0 | 0 | 0 | 0 | 0 | 0 | 0 | 0 | 0 | 0 | 0 | 0 | 0 | 0 | 0 | 0 | 0 | 0 | 0 | 0
[10 empty] | 0 | 0 | 0 | 0 | 0 | 0 | 0 | 0 | 0 | 0 | 0 | 0 | 0 | 0 | 0 | 0 | 0 | 0 | 0 | 0 | 0 | 0 | 0 | 0 | 0 | 0 | 0 | 0
[10 empty] | 0 | 0 | 0 | 0 | 0 | 0 | 0 | 0 | 0 | 0 | 0 | 0 | 0 | 0 | 0 | 0 | 0 | 0 | 0 | 0 | 0 | 0 | 0 | 0 | 0 | 0 | 0 | 0
[10 empty] | 0 | 0 | 0 | 0 | 0 | 0 | 0 | 0 | 0 | 0 | 0 | 0 | 0 | 0 | 0 | 0 | 0 | 0 | 0 | 0 | 0 | 0 | 0 | 0 | 0 | 0 | 0 | 0
[10 empty] | 0 | 0 | 0 | 0 | 0 | 0 | 0 | 0 | 0 | 0 | 0 | 0 | 0 | 0 | 0 | 0 | 0 | 0 | 0 | 0 | 0 | 0 | 0 | 0 | 0 | 0 | 0 | 0
[10 empty] | 0 | 0 | 0 | 0 | 0 | 0 | 0 | 0 | 0 | 0 | 0 | 0 | 0 | 0 | 0 | 0 | 0 | 0 | 0 | 0 | 0 | 0 | 0 | 0 | 0 | 0 | 0 | 0
[10 empty] | 0 | 0 | 0 | 0 | 0 | 0 | 0 | 0 | 0 | 0 | 0 | 0 | 0 | 0 | 0 | 0 | 0 | 0 | 0 | 0 | 0 | 0 | 0 | 0 | 0 | 0 | 0 | 0
[10 empty] | 0 | 0 | 0 | 0 | 0 | 0 | 0 | 0 | 0 | 0 | 0 | 0 | 0 | 0 | 0 | 0 | 0 | 0 | 0 | 0 | 0 | 0 | 0 | 0 | 0 | 0 | 0 | 0
[10 empty] | 0 | 0 | 0 | 0 | 0 | 0 | 0 | 0 | 0 | 0 | 0 | 0 | 0 | 0 | 0 | 0 | 0 | 0 | 0 | 0 | 0 | 0 | 0 | 0 | 0 | 0 | 0 | 0
[10 empty] | 0 | 0 | 0 | 0 | 0 | 0 | 0 | 0 | 0 | 0 | 0 | 0 | 0 | 0 | 0 | 0 | 0 | 0 | 0 | 0 | 0 | 0 | 0 | 0 | 0 | 0 | 0 | 0
[10 empty] | 0 | 0 | 0 | 0 | 0 | 0 | 0 | 0 | 0 | 0 | 0 | 0 | 0 | 0 | 0 | 0 | 0 | 0 | 0 | 0 | 0 | 0 | 0 | 0 | 0 | 0 | 0 | 0
[10 empty] | 0 | 0 | 0 | 0 | 0 | 0 | 0 | 0 | 0 | 0 | 0 | 0 | 0 | 0 | 0 | 0 | 0 | 0 | 0 | 0 | 0 | 0 | 0 | 0 | 0 | 0 | 0 | 0
[10 empty] | 0 | 0 | 0 | 0 | 0 | 0 | 0 | 0 | 0 | 0 | 0 | 0 | 0 | 0 | 0 | 0 | 0 | 0 | 0 | 0 | 0 | 0 | 0 | 0 | 0 | 0 | 0 | 0
[10 empty] | 0 | 0 | 0 | 0 | 0 | 0 | 0 | 0 | 0 | 0 | 0 | 0 | 0 | 0 | 0 | 0 | 0 | 0 | 0 | 0 | 0 | 0 | 0 | 0 | 0 | 0 | 0 | 0
[10 empty] | 0 | 0 | 0 | 0 | 0 | 0 | 0 | 0 | 0 | 0 | 0 | 0 | 0 | 0 | 0 | 0 | 0 | 0 | 0 | 0 | 0 | 0 | 0 | 0 | 0 | 0 | 0 | 0
[10 empty] | 0 | 0 | 0 | 0 | 0 | 0 | 0 | 0 | 0 | 0 | 0 | 0 | 0 | 0 | 0 | 0 | 0 | 0 | 0 | 0 | 0 | 0 | 0 | 0 | 0 | 0 | 0 | 0
[10 empty] | 0 | 0 | 0 | 0 | 0 | 0 | 0 | 0 | 0 | 0 | 0 | 0 | 0 | 0 | 0 | 0 | 0 | 0 | 0 | 0 | 0 | 0 | 0 | 0 | 0 | 0 | 0 | 0
[10 empty] | 0 | 0 | 0 | 0 | 0 | 0 | 0 | 0 | 0 | 0 | 0 | 0 | 0 | 0 | 0 | 0 | 0 | 0 | 0 | 0 | 0 | 0 | 0 | 0 | 0 | 0 | 0 | 0
[10 empty] | 0 | 0 | 0 | 0 | 0 | 0 | 0 | 0 | 0 | 0 | 0 | 0 | 0 | 0 | 0 | 0 | 0 | 0 | 0 | 0 | 0 | 0 | 0 | 0 | 0 | 0 | 0 | 0
[10 empty] | 0 | 0 | 0 | 0 | 0 | 0 | 0 | 0 | 0 | 0 | 0 | 0 | 0 | 0 | 0 | 0 | 0 | 0 | 0 | 0 | 0 | 0 | 0 | 0 | 0 | 0 | 0 | 0
[10 empty] | 0 | 0 | 0 | 0 | 0 | 0 | 0 | 0 | 0 | 0 | 0 | 0 | 0 | 0 | 0 | 0 | 0 | 0 | 0 | 0 | 0 | 0 | 0 | 0 | 0 | 0 | 0 | 0
[10 empty] | 0 | 0 | 0 | 0 | 0 | 0 | 0 | 0 | 0 | 0 | 0 | 0 | 0 | 0 | 0 | 0 | 0 | 0 | 0 | 0 | 0 | 0 | 0 | 0 | 0 | 0 | 0 | 0
[10 empty] | 0 | 0 | 0 | 0 | 0 | 0 | 0 | 0 | 0 | 0 | 0 | 0 | 0 | 0 | 0 | 0 | 0 | 0 | 0 | 0 | 0 | 0 | 0 | 0 | 0 | 0 | 0 | 0
[10 empty] | 0 | 0 | 0 | 0 | 0 | 0 | 0 | 0 | 0 | 0 | 0 | 0 | 0 | 0 | 0 | 0 | 0 | 0 | 0 | 0 | 0 | 0 | 0 | 0 | 0 | 0 | 0 | 0
[10 empty] | 0 | 0 | 0 | 0 | 0 | 0 | 0 | 0 | 0 | 0 | 0 | 0 | 0 | 0 | 0 | 0 | 0 | 0 | 0 | 0 | 0 | 0 | 0 | 0 | 0 | 0 | 0 | 0
[10 empty] | 0 | 0 | 0 | 0 | 0 | 0 | 0 | 0 | 0 | 0 | 0 | 0 | 0 | 0 | 0 | 0 | 0 | 0 | 0 | 0 | 0 | 0 | 0 | 0 | 0 | 0 | 0 | 0
[10 empty] | 0 | 0 | 0 | 0 | 0 | 0 | 0 | 0 | 0 | 0 | 0 | 0 | 0 | 0 | 0 | 0 | 0 | 0 | 0 | 0 | 0 | 0 | 0 | 0 | 0 | 0 | 0 | 0
[10 empty] | 0 | 0 | 0 | 0 | 0 | 0 | 0 | 0 | 0 | 0 | 0 | 0 | 0 | 0 | 0 | 0 | 0 | 0 | 0 | 0 | 0 | 0 | 0 | 0 | 0 | 0 | 0 | 0
[10 empty] | 0 | 0 | 0 | 0 | 0 | 0 | 0 | 0 | 0 | 0 | 0 | 0 | 0 | 0 | 0 | 0 | 0 | 0 | 0 | 0 | 0 | 0 | 0 | 0 | 0 | 0 | 0 | 0
[10 empty] | 0 | 0 | 0 | 0 | 0 | 0 | 0 | 0 | 0 | 0 | 0 | 0 | 0 | 0 | 0 | 0 | 0 | 0 | 0 | 0 | 0 | 0 | 0 | 0 | 0 | 0 | 0 | 0
[10 empty] | 0 | 0 | 0 | 0 | 0 | 0 | 0 | 0 | 0 | 0 | 0 | 0 | 0 | 0 | 0 | 0 | 0 | 0 | 0 | 0 | 0 | 0 | 0 | 0 | 0 | 0 | 0 | 0
[10 empty] | 0 | 0 | 0 | 0 | 0 | 0 | 0 | 0 | 0 | 0 | 0 | 0 | 0 | 0 | 0 | 0 | 0 | 0 | 0 | 0 | 0 | 0 | 0 | 0 | 0 | 0 | 0 | 0
[10 empty] | 0 | 0 | 0 | 0 | 0 | 0 | 0 | 0 | 0 | 0 | 0 | 0 | 0 | 0 | 0 | 0 | 0 | 0 | 0 | 0 | 0 | 0 | 0 | 0 | 0 | 0 | 0 | 0
[10 empty] | 0 | 0 | 0 | 0 | 0 | 0 | 0 | 0 | 0 | 0 | 0 | 0 | 0 | 0 | 0 | 0 | 0 | 0 | 0 | 0 | 0 | 0 | 0 | 0 | 0 | 0 | 0 | 0
[10 empty] | 0 | 0 | 0 | 0 | 0 | 0 | 0 | 0 | 0 | 0 | 0 | 0 | 0 | 0 | 0 | 0 | 0 | 0 | 0 | 0 | 0 | 0 | 0 | 0 | 0 | 0 | 0 | 0
[10 empty] | 0 | 0 | 0 | 0 | 0 | 0 | 0 | 0 | 0 | 0 | 0 | 0 | 0 | 0 | 0 | 0 | 0 | 0 | 0 | 0 | 0 | 0 | 0 | 0 | 0 | 0 | 0 | 0
[10 empty] | 0 | 0 | 0 | 0 | 0 | 0 | 0 | 0 | 0 | 0 | 0 | 0 | 0 | 0 | 0 | 0 | 0 | 0 | 0 | 0 | 0 | 0 | 0 | 0 | 0 | 0 | 0 | 0
[10 empty] | 0 | 0 | 0 | 0 | 0 | 0 | 0 | 0 | 0 | 0 | 0 | 0 | 0 | 0 | 0 | 0 | 0 | 0 | 0 | 0 | 0 | 0 | 0 | 0 | 0 | 0 | 0 | 0
[10 empty] | 0 | 0 | 0 | 0 | 0 | 0 | 0 | 0 | 0 | 0 | 0 | 0 | 0 | 0 | 0 | 0 | 0 | 0 | 0 | 0 | 0 | 0 | 0 | 0 | 0 | 0 | 0 | 0
[10 empty] | 0 | 0 | 0 | 0 | 0 | 0 | 0 | 0 | 0 | 0 | 0 | 0 | 0 | 0 | 0 | 0 | 0 | 0 | 0 | 0 | 0 | 0 | 0 | 0 | 0 | 0 | 0 | 0
[10 empty] | 0 | 0 | 0 | 0 | 0 | 0 | 0 | 0 | 0 | 0 | 0 | 0 | 0 | 0 | 0 | 0 | 0 | 0 | 0 | 0 | 0 | 0 | 0 | 0 | 0 | 0 | 0 | 0
[10 empty] | 0 | 0 | 0 | 0 | 0 | 0 | 0 | 0 | 0 | 0 | 0 | 0 | 0 | 0 | 0 | 0 | 0 | 0 | 0 | 0 | 0 | 0 | 0 | 0 | 0 | 0 | 0 | 0
[10 empty] | 0 | 0 | 0 | 0 | 0 | 0 | 0 | 0 | 0 | 0 | 0 | 0 | 0 | 0 | 0 | 0 | 0 | 0 | 0 | 0 | 0 | 0 | 0 | 0 | 0 | 0 | 0 | 0
[10 empty] | 0 | 0 | 0 | 0 | 0 | 0 | 0 | 0 | 0 | 0 | 0 | 0 | 0 | 0 | 0 | 0 | 0 | 0 | 0 | 0 | 0 | 0 | 0 | 0 | 0 | 0 | 0 | 0
[10 empty] | 0 | 0 | 0 | 0 | 0 | 0 | 0 | 0 | 0 | 0 | 0 | 0 | 0 | 0 | 0 | 0 | 0 | 0 | 0 | 0 | 0 | 0 | 0 | 0 | 0 | 0 | 0 | 0
[10 empty] | 0 | 0 | 0 | 0 | 0 | 0 | 0 | 0 | 0 | 0 | 0 | 0 | 0 | 0 | 0 | 0 | 0 | 0 | 0 | 0 | 0 | 0 | 0 | 0 | 0 | 0 | 0 | 0
[10 empty] | 0 | 0 | 0 | 0 | 0 | 0 | 0 | 0 | 0 | 0 | 0 | 0 | 0 | 0 | 0 | 0 | 0 | 0 | 0 | 0 | 0 | 0 | 0 | 0 | 0 | 0 | 0 | 0
[10 empty] | 0 | 0 | 0 | 0 | 0 | 0 | 0 | 0 | 0 | 0 | 0 | 0 | 0 | 0 | 0 | 0 | 0 | 0 | 0 | 0 | 0 | 0 | 0 | 0 | 0 | 0 | 0 | 0
[10 empty] | 0 | 0 | 0 | 0 | 0 | 0 | 0 | 0 | 0 | 0 | 0 | 0 | 0 | 0 | 0 | 0 | 0 | 0 | 0 | 0 | 0 | 0 | 0 | 0 | 0 | 0 | 0 | 0
[10 empty] | 0 | 0 | 0 | 0 | 0 | 0 | 0 | 0 | 0 | 0 | 0 | 0 | 0 | 0 | 0 | 0 | 0 | 0 | 0 | 0 | 0 | 0 | 0 | 0 | 0 | 0 | 0 | 0
[10 empty] | 0 | 0 | 0 | 0 | 0 | 0 | 0 | 0 | 0 | 0 | 0 | 0 | 0 | 0 | 0 | 0 | 0 | 0 | 0 | 0 | 0 | 0 | 0 | 0 | 0 | 0 | 0 | 0
[10 empty] | 0 | 0 | 0 | 0 | 0 | 0 | 0 | 0 | 0 | 0 | 0 | 0 | 0 | 0 | 0 | 0 | 0 | 0 | 0 | 0 | 0 | 0 | 0 | 0 | 0 | 0 | 0 | 0
[10 empty] | 0 | 0 | 0 | 0 | 0 | 0 | 0 | 0 | 0 | 0 | 0 | 0 | 0 | 0 | 0 | 0 | 0 | 0 | 0 | 0 | 0 | 0 | 0 | 0 | 0 | 0 | 0 | 0
[10 empty] | 0 | 0 | 0 | 0 | 0 | 0 | 0 | 0 | 0 | 0 | 0 | 0 | 0 | 0 | 0 | 0 | 0 | 0 | 0 | 0 | 0 | 0 | 0 | 0 | 0 | 0 | 0 | 0
[10 empty] | 0 | 0 | 0 | 0 | 0 | 0 | 0 | 0 | 0 | 0 | 0 | 0 | 0 | 0 | 0 | 0 | 0 | 0 | 0 | 0 | 0 | 0 | 0 | 0 | 0 | 0 | 0 | 0
[10 empty] | 0 | 0 | 0 | 0 | 0 | 0 | 0 | 0 | 0 | 0 | 0 | 0 | 0 | 0 | 0 | 0 | 0 | 0 | 0 | 0 | 0 | 0 | 0 | 0 | 0 | 0 | 0 | 0
[10 empty] | 0 | 0 | 0 | 0 | 0 | 0 | 0 | 0 | 0 | 0 | 0 | 0 | 0 | 0 | 0 | 0 | 0 | 0 | 0 | 0 | 0 | 0 | 0 | 0 | 0 | 0 | 0 | 0
[10 empty] | 0 | 0 | 0 | 0 | 0 | 0 | 0 | 0 | 0 | 0 | 0 | 0 | 0 | 0 | 0 | 0 | 0 | 0 | 0 | 0 | 0 | 0 | 0 | 0 | 0 | 0 | 0 | 0
[10 empty] | 0 | 0 | 0 | 0 | 0 | 0 | 0 | 0 | 0 | 0 | 0 | 0 | 0 | 0 | 0 | 0 | 0 | 0 | 0 | 0 | 0 | 0 | 0 | 0 | 0 | 0 | 0 | 0
[10 empty] | 0 | 0 | 0 | 0 | 0 | 0 | 0 | 0 | 0 | 0 | 0 | 0 | 0 | 0 | 0 | 0 | 0 | 0 | 0 | 0 | 0 | 0 | 0 | 0 | 0 | 0 | 0 | 0
[10 empty] | 0 | 0 | 0 | 0 | 0 | 0 | 0 | 0 | 0 | 0 | 0 | 0 | 0 | 0 | 0 | 0 | 0 | 0 | 0 | 0 | 0 | 0 | 0 | 0 | 0 | 0 | 0 | 0
[10 empty] | 0 | 0 | 0 | 0 | 0 | 0 | 0 | 0 | 0 | 0 | 0 | 0 | 0 | 0 | 0 | 0 | 0 | 0 | 0 | 0 | 0 | 0 | 0 | 0 | 0 | 0 | 0 | 0
[10 empty] | 0 | 0 | 0 | 0 | 0 | 0 | 0 | 0 | 0 | 0 | 0 | 0 | 0 | 0 | 0 | 0 | 0 | 0 | 0 | 0 | 0 | 0 | 0 | 0 | 0 | 0 | 0 | 0
[10 empty] | 0 | 0 | 0 | 0 | 0 | 0 | 0 | 0 | 0 | 0 | 0 | 0 | 0 | 0 | 0 | 0 | 0 | 0 | 0 | 0 | 0 | 0 | 0 | 0 | 0 | 0 | 0 | 0
[10 empty] | 0 | 0 | 0 | 0 | 0 | 0 | 0 | 0 | 0 | 0 | 0 | 0 | 0 | 0 | 0 | 0 | 0 | 0 | 0 | 0 | 0 | 0 | 0 | 0 | 0 | 0 | 0 | 0
[10 empty] | 0 | 0 | 0 | 0 | 0 | 0 | 0 | 0 | 0 | 0 | 0 | 0 | 0 | 0 | 0 | 0 | 0 | 0 | 0 | 0 | 0 | 0 | 0 | 0 | 0 | 0 | 0 | 0
[10 empty] | 0 | 0 | 0 | 0 | 0 | 0 | 0 | 0 | 0 | 0 | 0 | 0 | 0 | 0 | 0 | 0 | 0 | 0 | 0 | 0 | 0 | 0 | 0 | 0 | 0 | 0 | 0 | 0
[10 empty] | 0 | 0 | 0 | 0 | 0 | 0 | 0 | 0 | 0 | 0 | 0 | 0 | 0 | 0 | 0 | 0 | 0 | 0 | 0 | 0 | 0 | 0 | 0 | 0 | 0 | 0 | 0 | 0
[10 empty] | 0 | 0 | 0 | 0 | 0 | 0 | 0 | 0 | 0 | 0 | 0 | 0 | 0 | 0 | 0 | 0 | 0 | 0 | 0 | 0 | 0 | 0 | 0 | 0 | 0 | 0 | 0 | 0
[10 empty] | 0 | 0 | 0 | 0 | 0 | 0 | 0 | 0 | 0 | 0 | 0 | 0 | 0 | 0 | 0 | 0 | 0 | 0 | 0 | 0 | 0 | 0 | 0 | 0 | 0 | 0 | 0 | 0
[10 empty] | 0 | 0 | 0 | 0 | 0 | 0 | 0 | 0 | 0 | 0 | 0 | 0 | 0 | 0 | 0 | 0 | 0 | 0 | 0 | 0 | 0 | 0 | 0 | 0 | 0 | 0 | 0 | 0
[10 empty] | 0 | 0 | 0 | 0 | 0 | 0 | 0 | 0 | 0 | 0 | 0 | 0 | 0 | 0 | 0 | 0 | 0 | 0 | 0 | 0 | 0 | 0 | 0 | 0 | 0 | 0 | 0 | 0
[10 empty] | 0 | 0 | 0 | 0 | 0 | 0 | 0 | 0 | 0 | 0 | 0 | 0 | 0 | 0 | 0 | 0 | 0 | 0 | 0 | 0 | 0 | 0 | 0 | 0 | 0 | 0 | 0 | 0
[10 empty] | 0 | 0 | 0 | 0 | 0 | 0 | 0 | 0 | 0 | 0 | 0 | 0 | 0 | 0 | 0 | 0 | 0 | 0 | 0 | 0 | 0 | 0 | 0 | 0 | 0 | 0 | 0 | 0
[10 empty] | 0 | 0 | 0 | 0 | 0 | 0 | 0 | 0 | 0 | 0 | 0 | 0 | 0 | 0 | 0 | 0 | 0 | 0 | 0 | 0 | 0 | 0 | 0 | 0 | 0 | 0 | 0 | 0
[10 empty] | 0 | 0 | 0 | 0 | 0 | 0 | 0 | 0 | 0 | 0 | 0 | 0 | 0 | 0 | 0 | 0 | 0 | 0 | 0 | 0 | 0 | 0 | 0 | 0 | 0 | 0 | 0 | 0
[10 empty] | 0 | 0 | 0 | 0 | 0 | 0 | 0 | 0 | 0 | 0 | 0 | 0 | 0 | 0 | 0 | 0 | 0 | 0 | 0 | 0 | 0 | 0 | 0 | 0 | 0 | 0 | 0 | 0
[10 empty] | 0 | 0 | 0 | 0 | 0 | 0 | 0 | 0 | 0 | 0 | 0 | 0 | 0 | 0 | 0 | 0 | 0 | 0 | 0 | 0 | 0 | 0 | 0 | 0 | 0 | 0 | 0 | 0
[10 empty] | 0 | 0 | 0 | 0 | 0 | 0 | 0 | 0 | 0 | 0 | 0 | 0 | 0 | 0 | 0 | 0 | 0 | 0 | 0 | 0 | 0 | 0 | 0 | 0 | 0 | 0 | 0 | 0
[10 empty] | 0 | 0 | 0 | 0 | 0 | 0 | 0 | 0 | 0 | 0 | 0 | 0 | 0 | 0 | 0 | 0 | 0 | 0 | 0 | 0 | 0 | 0 | 0 | 0 | 0 | 0 | 0 | 0
[10 empty] | 0 | 0 | 0 | 0 | 0 | 0 | 0 | 0 | 0 | 0 | 0 | 0 | 0 | 0 | 0 | 0 | 0 | 0 | 0 | 0 | 0 | 0 | 0 | 0 | 0 | 0 | 0 | 0
[10 empty] | 0 | 0 | 0 | 0 | 0 | 0 | 0 | 0 | 0 | 0 | 0 | 0 | 0 | 0 | 0 | 0 | 0 | 0 | 0 | 0 | 0 | 0 | 0 | 0 | 0 | 0 | 0 | 0
[10 empty] | 0 | 0 | 0 | 0 | 0 | 0 | 0 | 0 | 0 | 0 | 0 | 0 | 0 | 0 | 0 | 0 | 0 | 0 | 0 | 0 | 0 | 0 | 0 | 0 | 0 | 0 | 0 | 0
[10 empty] | 0 | 0 | 0 | 0 | 0 | 0 | 0 | 0 | 0 | 0 | 0 | 0 | 0 | 0 | 0 | 0 | 0 | 0 | 0 | 0 | 0 | 0 | 0 | 0 | 0 | 0 | 0 | 0
[10 empty] | 0 | 0 | 0 | 0 | 0 | 0 | 0 | 0 | 0 | 0 | 0 | 0 | 0 | 0 | 0 | 0 | 0 | 0 | 0 | 0 | 0 | 0 | 0 | 0 | 0 | 0 | 0 | 0
[10 empty] | 0 | 0 | 0 | 0 | 0 | 0 | 0 | 0 | 0 | 0 | 0 | 0 | 0 | 0 | 0 | 0 | 0 | 0 | 0 | 0 | 0 | 0 | 0 | 0 | 0 | 0 | 0 | 0
[10 empty] | 0 | 0 | 0 | 0 | 0 | 0 | 0 | 0 | 0 | 0 | 0 | 0 | 0 | 0 | 0 | 0 | 0 | 0 | 0 | 0 | 0 | 0 | 0 | 0 | 0 | 0 | 0 | 0
[10 empty] | 0 | 0 | 0 | 0 | 0 | 0 | 0 | 0 | 0 | 0 | 0 | 0 | 0 | 0 | 0 | 0 | 0 | 0 | 0 | 0 | 0 | 0 | 0 | 0 | 0 | 0 | 0 | 0
[10 empty] | 0 | 0 | 0 | 0 | 0 | 0 | 0 | 0 | 0 | 0 | 0 | 0 | 0 | 0 | 0 | 0 | 0 | 0 | 0 | 0 | 0 | 0 | 0 | 0 | 0 | 0 | 0 | 0
[10 empty] | 0 | 0 | 0 | 0 | 0 | 0 | 0 | 0 | 0 | 0 | 0 | 0 | 0 | 0 | 0 | 0 | 0 | 0 | 0 | 0 | 0 | 0 | 0 | 0 | 0 | 0 | 0 | 0
[10 empty] | 0 | 0 | 0 | 0 | 0 | 0 | 0 | 0 | 0 | 0 | 0 | 0 | 0 | 0 | 0 | 0 | 0 | 0 | 0 | 0 | 0 | 0 | 0 | 0 | 0 | 0 | 0 | 0
[10 empty] | 0 | 0 | 0 | 0 | 0 | 0 | 0 | 0 | 0 | 0 | 0 | 0 | 0 | 0 | 0 | 0 | 0 | 0 | 0 | 0 | 0 | 0 | 0 | 0 | 0 | 0 | 0 | 0
[10 empty] | 0 | 0 | 0 | 0 | 0 | 0 | 0 | 0 | 0 | 0 | 0 | 0 | 0 | 0 | 0 | 0 | 0 | 0 | 0 | 0 | 0 | 0 | 0 | 0 | 0 | 0 | 0 | 0
[10 empty] | 0 | 0 | 0 | 0 | 0 | 0 | 0 | 0 | 0 | 0 | 0 | 0 | 0 | 0 | 0 | 0 | 0 | 0 | 0 | 0 | 0 | 0 | 0 | 0 | 0 | 0 | 0 | 0
[10 empty] | 0 | 0 | 0 | 0 | 0 | 0 | 0 | 0 | 0 | 0 | 0 | 0 | 0 | 0 | 0 | 0 | 0 | 0 | 0 | 0 | 0 | 0 | 0 | 0 | 0 | 0 | 0 | 0
[10 empty] | 0 | 0 | 0 | 0 | 0 | 0 | 0 | 0 | 0 | 0 | 0 | 0 | 0 | 0 | 0 | 0 | 0 | 0 | 0 | 0 | 0 | 0 | 0 | 0 | 0 | 0 | 0 | 0
[10 empty] | 0 | 0 | 0 | 0 | 0 | 0 | 0 | 0 | 0 | 0 | 0 | 0 | 0 | 0 | 0 | 0 | 0 | 0 | 0 | 0 | 0 | 0 | 0 | 0 | 0 | 0 | 0 | 0
[10 empty] | 0 | 0 | 0 | 0 | 0 | 0 | 0 | 0 | 0 | 0 | 0 | 0 | 0 | 0 | 0 | 0 | 0 | 0 | 0 | 0 | 0 | 0 | 0 | 0 | 0 | 0 | 0 | 0
[10 empty] | 0 | 0 | 0 | 0 | 0 | 0 | 0 | 0 | 0 | 0 | 0 | 0 | 0 | 0 | 0 | 0 | 0 | 0 | 0 | 0 | 0 | 0 | 0 | 0 | 0 | 0 | 0 | 0
[10 empty] | 0 | 0 | 0 | 0 | 0 | 0 | 0 | 0 | 0 | 0 | 0 | 0 | 0 | 0 | 0 | 0 | 0 | 0 | 0 | 0 | 0 | 0 | 0 | 0 | 0 | 0 | 0 | 0
[10 empty] | 0 | 0 | 0 | 0 | 0 | 0 | 0 | 0 | 0 | 0 | 0 | 0 | 0 | 0 | 0 | 0 | 0 | 0 | 0 | 0 | 0 | 0 | 0 | 0 | 0 | 0 | 0 | 0
[10 empty] | 0 | 0 | 0 | 0 | 0 | 0 | 0 | 0 | 0 | 0 | 0 | 0 | 0 | 0 | 0 | 0 | 0 | 0 | 0 | 0 | 0 | 0 | 0 | 0 | 0 | 0 | 0 | 0
[10 empty] | 0 | 0 | 0 | 0 | 0 | 0 | 0 | 0 | 0 | 0 | 0 | 0 | 0 | 0 | 0 | 0 | 0 | 0 | 0 | 0 | 0 | 0 | 0 | 0 | 0 | 0 | 0 | 0
[10 empty] | 0 | 0 | 0 | 0 | 0 | 0 | 0 | 0 | 0 | 0 | 0 | 0 | 0 | 0 | 0 | 0 | 0 | 0 | 0 | 0 | 0 | 0 | 0 | 0 | 0 | 0 | 0 | 0
[10 empty] | 0 | 0 | 0 | 0 | 0 | 0 | 0 | 0 | 0 | 0 | 0 | 0 | 0 | 0 | 0 | 0 | 0 | 0 | 0 | 0 | 0 | 0 | 0 | 0 | 0 | 0 | 0 | 0
[10 empty] | 0 | 0 | 0 | 0 | 0 | 0 | 0 | 0 | 0 | 0 | 0 | 0 | 0 | 0 | 0 | 0 | 0 | 0 | 0 | 0 | 0 | 0 | 0 | 0 | 0 | 0 | 0 | 0
[10 empty] | 0 | 0 | 0 | 0 | 0 | 0 | 0 | 0 | 0 | 0 | 0 | 0 | 0 | 0 | 0 | 0 | 0 | 0 | 0 | 0 | 0 | 0 | 0 | 0 | 0 | 0 | 0 | 0
[10 empty] | 0 | 0 | 0 | 0 | 0 | 0 | 0 | 0 | 0 | 0 | 0 | 0 | 0 | 0 | 0 | 0 | 0 | 0 | 0 | 0 | 0 | 0 | 0 | 0 | 0 | 0 | 0 | 0
[10 empty] | 0 | 0 | 0 | 0 | 0 | 0 | 0 | 0 | 0 | 0 | 0 | 0 | 0 | 0 | 0 | 0 | 0 | 0 | 0 | 0 | 0 | 0 | 0 | 0 | 0 | 0 | 0 | 0
[10 empty] | 0 | 0 | 0 | 0 | 0 | 0 | 0 | 0 | 0 | 0 | 0 | 0 | 0 | 0 | 0 | 0 | 0 | 0 | 0 | 0 | 0 | 0 | 0 | 0 | 0 | 0 | 0 | 0
[10 empty] | 0 | 0 | 0 | 0 | 0 | 0 | 0 | 0 | 0 | 0 | 0 | 0 | 0 | 0 | 0 | 0 | 0 | 0 | 0 | 0 | 0 | 0 | 0 | 0 | 0 | 0 | 0 | 0
[10 empty] | 0 | 0 | 0 | 0 | 0 | 0 | 0 | 0 | 0 | 0 | 0 | 0 | 0 | 0 | 0 | 0 | 0 | 0 | 0 | 0 | 0 | 0 | 0 | 0 | 0 | 0 | 0 | 0
[10 empty] | 0 | 0 | 0 | 0 | 0 | 0 | 0 | 0 | 0 | 0 | 0 | 0 | 0 | 0 | 0 | 0 | 0 | 0 | 0 | 0 | 0 | 0 | 0 | 0 | 0 | 0 | 0 | 0
[10 empty] | 0 | 0 | 0 | 0 | 0 | 0 | 0 | 0 | 0 | 0 | 0 | 0 | 0 | 0 | 0 | 0 | 0 | 0 | 0 | 0 | 0 | 0 | 0 | 0 | 0 | 0 | 0 | 0
[10 empty] | 0 | 0 | 0 | 0 | 0 | 0 | 0 | 0 | 0 | 0 | 0 | 0 | 0 | 0 | 0 | 0 | 0 | 0 | 0 | 0 | 0 | 0 | 0 | 0 | 0 | 0 | 0 | 0
[10 empty] | 0 | 0 | 0 | 0 | 0 | 0 | 0 | 0 | 0 | 0 | 0 | 0 | 0 | 0 | 0 | 0 | 0 | 0 | 0 | 0 | 0 | 0 | 0 | 0 | 0 | 0 | 0 | 0
[10 empty] | 0 | 0 | 0 | 0 | 0 | 0 | 0 | 0 | 0 | 0 | 0 | 0 | 0 | 0 | 0 | 0 | 0 | 0 | 0 | 0 | 0 | 0 | 0 | 0 | 0 | 0 | 0 | 0
[10 empty] | 0 | 0 | 0 | 0 | 0 | 0 | 0 | 0 | 0 | 0 | 0 | 0 | 0 | 0 | 0 | 0 | 0 | 0 | 0 | 0 | 0 | 0 | 0 | 0 | 0 | 0 | 0 | 0
[10 empty] | 0 | 0 | 0 | 0 | 0 | 0 | 0 | 0 | 0 | 0 | 0 | 0 | 0 | 0 | 0 | 0 | 0 | 0 | 0 | 0 | 0 | 0 | 0 | 0 | 0 | 0 | 0 | 0
[10 empty] | 0 | 0 | 0 | 0 | 0 | 0 | 0 | 0 | 0 | 0 | 0 | 0 | 0 | 0 | 0 | 0 | 0 | 0 | 0 | 0 | 0 | 0 | 0 | 0 | 0 | 0 | 0 | 0
[10 empty] | 0 | 0 | 0 | 0 | 0 | 0 | 0 | 0 | 0 | 0 | 0 | 0 | 0 | 0 | 0 | 0 | 0 | 0 | 0 | 0 | 0 | 0 | 0 | 0 | 0 | 0 | 0 | 0
[10 empty] | 0 | 0 | 0 | 0 | 0 | 0 | 0 | 0 | 0 | 0 | 0 | 0 | 0 | 0 | 0 | 0 | 0 | 0 | 0 | 0 | 0 | 0 | 0 | 0 | 0 | 0 | 0 | 0
[10 empty] | 0 | 0 | 0 | 0 | 0 | 0 | 0 | 0 | 0 | 0 | 0 | 0 | 0 | 0 | 0 | 0 | 0 | 0 | 0 | 0 | 0 | 0 | 0 | 0 | 0 | 0 | 0 | 0
[10 empty] | 0 | 0 | 0 | 0 | 0 | 0 | 0 | 0 | 0 | 0 | 0 | 0 | 0 | 0 | 0 | 0 | 0 | 0 | 0 | 0 | 0 | 0 | 0 | 0 | 0 | 0 | 0 | 0
[10 empty] | 0 | 0 | 0 | 0 | 0 | 0 | 0 | 0 | 0 | 0 | 0 | 0 | 0 | 0 | 0 | 0 | 0 | 0 | 0 | 0 | 0 | 0 | 0 | 0 | 0 | 0 | 0 | 0
[10 empty] | 0 | 0 | 0 | 0 | 0 | 0 | 0 | 0 | 0 | 0 | 0 | 0 | 0 | 0 | 0 | 0 | 0 | 0 | 0 | 0 | 0 | 0 | 0 | 0 | 0 | 0 | 0 | 0
[10 empty] | 0 | 0 | 0 | 0 | 0 | 0 | 0 | 0 | 0 | 0 | 0 | 0 | 0 | 0 | 0 | 0 | 0 | 0 | 0 | 0 | 0 | 0 | 0 | 0 | 0 | 0 | 0 | 0
[10 empty] | 0 | 0 | 0 | 0 | 0 | 0 | 0 | 0 | 0 | 0 | 0 | 0 | 0 | 0 | 0 | 0 | 0 | 0 | 0 | 0 | 0 | 0 | 0 | 0 | 0 | 0 | 0 | 0
[10 empty] | 0 | 0 | 0 | 0 | 0 | 0 | 0 | 0 | 0 | 0 | 0 | 0 | 0 | 0 | 0 | 0 | 0 | 0 | 0 | 0 | 0 | 0 | 0 | 0 | 0 | 0 | 0 | 0
[10 empty] | 0 | 0 | 0 | 0 | 0 | 0 | 0 | 0 | 0 | 0 | 0 | 0 | 0 | 0 | 0 | 0 | 0 | 0 | 0 | 0 | 0 | 0 | 0 | 0 | 0 | 0 | 0 | 0
[10 empty] | 0 | 0 | 0 | 0 | 0 | 0 | 0 | 0 | 0 | 0 | 0 | 0 | 0 | 0 | 0 | 0 | 0 | 0 | 0 | 0 | 0 | 0 | 0 | 0 | 0 | 0 | 0 | 0
[10 empty] | 0 | 0 | 0 | 0 | 0 | 0 | 0 | 0 | 0 | 0 | 0 | 0 | 0 | 0 | 0 | 0 | 0 | 0 | 0 | 0 | 0 | 0 | 0 | 0 | 0 | 0 | 0 | 0
[10 empty] | 0 | 0 | 0 | 0 | 0 | 0 | 0 | 0 | 0 | 0 | 0 | 0 | 0 | 0 | 0 | 0 | 0 | 0 | 0 | 0 | 0 | 0 | 0 | 0 | 0 | 0 | 0 | 0
[10 empty] | 0 | 0 | 0 | 0 | 0 | 0 | 0 | 0 | 0 | 0 | 0 | 0 | 0 | 0 | 0 | 0 | 0 | 0 | 0 | 0 | 0 | 0 | 0 | 0 | 0 | 0 | 0 | 0
[10 empty] | 0 | 0 | 0 | 0 | 0 | 0 | 0 | 0 | 0 | 0 | 0 | 0 | 0 | 0 | 0 | 0 | 0 | 0 | 0 | 0 | 0 | 0 | 0 | 0 | 0 | 0 | 0 | 0
[10 empty] | 0 | 0 | 0 | 0 | 0 | 0 | 0 | 0 | 0 | 0 | 0 | 0 | 0 | 0 | 0 | 0 | 0 | 0 | 0 | 0 | 0 | 0 | 0 | 0 | 0 | 0 | 0 | 0
[10 empty] | 0 | 0 | 0 | 0 | 0 | 0 | 0 | 0 | 0 | 0 | 0 | 0 | 0 | 0 | 0 | 0 | 0 | 0 | 0 | 0 | 0 | 0 | 0 | 0 | 0 | 0 | 0 | 0
[10 empty] | 0 | 0 | 0 | 0 | 0 | 0 | 0 | 0 | 0 | 0 | 0 | 0 | 0 | 0 | 0 | 0 | 0 | 0 | 0 | 0 | 0 | 0 | 0 | 0 | 0 | 0 | 0 | 0
[10 empty] | 0 | 0 | 0 | 0 | 0 | 0 | 0 | 0 | 0 | 0 | 0 | 0 | 0 | 0 | 0 | 0 | 0 | 0 | 0 | 0 | 0 | 0 | 0 | 0 | 0 | 0 | 0 | 0
[10 empty] | 0 | 0 | 0 | 0 | 0 | 0 | 0 | 0 | 0 | 0 | 0 | 0 | 0 | 0 | 0 | 0 | 0 | 0 | 0 | 0 | 0 | 0 | 0 | 0 | 0 | 0 | 0 | 0
[10 empty] | 0 | 0 | 0 | 0 | 0 | 0 | 0 | 0 | 0 | 0 | 0 | 0 | 0 | 0 | 0 | 0 | 0 | 0 | 0 | 0 | 0 | 0 | 0 | 0 | 0 | 0 | 0 | 0
[10 empty] | 0 | 0 | 0 | 0 | 0 | 0 | 0 | 0 | 0 | 0 | 0 | 0 | 0 | 0 | 0 | 0 | 0 | 0 | 0 | 0 | 0 | 0 | 0 | 0 | 0 | 0 | 0 | 0
[10 empty] | 0 | 0 | 0 | 0 | 0 | 0 | 0 | 0 | 0 | 0 | 0 | 0 | 0 | 0 | 0 | 0 | 0 | 0 | 0 | 0 | 0 | 0 | 0 | 0 | 0 | 0 | 0 | 0
[10 empty] | 0 | 0 | 0 | 0 | 0 | 0 | 0 | 0 | 0 | 0 | 0 | 0 | 0 | 0 | 0 | 0 | 0 | 0 | 0 | 0 | 0 | 0 | 0 | 0 | 0 | 0 | 0 | 0
[10 empty] | 0 | 0 | 0 | 0 | 0 | 0 | 0 | 0 | 0 | 0 | 0 | 0 | 0 | 0 | 0 | 0 | 0 | 0 | 0 | 0 | 0 | 0 | 0 | 0 | 0 | 0 | 0 | 0
[10 empty] | 0 | 0 | 0 | 0 | 0 | 0 | 0 | 0 | 0 | 0 | 0 | 0 | 0 | 0 | 0 | 0 | 0 | 0 | 0 | 0 | 0 | 0 | 0 | 0 | 0 | 0 | 0 | 0
[10 empty] | 0 | 0 | 0 | 0 | 0 | 0 | 0 | 0 | 0 | 0 | 0 | 0 | 0 | 0 | 0 | 0 | 0 | 0 | 0 | 0 | 0 | 0 | 0 | 0 | 0 | 0 | 0 | 0
[10 empty] | 0 | 0 | 0 | 0 | 0 | 0 | 0 | 0 | 0 | 0 | 0 | 0 | 0 | 0 | 0 | 0 | 0 | 0 | 0 | 0 | 0 | 0 | 0 | 0 | 0 | 0 | 0 | 0
[10 empty] | 0 | 0 | 0 | 0 | 0 | 0 | 0 | 0 | 0 | 0 | 0 | 0 | 0 | 0 | 0 | 0 | 0 | 0 | 0 | 0 | 0 | 0 | 0 | 0 | 0 | 0 | 0 | 0
[10 empty] | 0 | 0 | 0 | 0 | 0 | 0 | 0 | 0 | 0 | 0 | 0 | 0 | 0 | 0 | 0 | 0 | 0 | 0 | 0 | 0 | 0 | 0 | 0 | 0 | 0 | 0 | 0 | 0
[10 empty] | 0 | 0 | 0 | 0 | 0 | 0 | 0 | 0 | 0 | 0 | 0 | 0 | 0 | 0 | 0 | 0 | 0 | 0 | 0 | 0 | 0 | 0 | 0 | 0 | 0 | 0 | 0 | 0
[10 empty] | 0 | 0 | 0 | 0 | 0 | 0 | 0 | 0 | 0 | 0 | 0 | 0 | 0 | 0 | 0 | 0 | 0 | 0 | 0 | 0 | 0 | 0 | 0 | 0 | 0 | 0 | 0 | 0
[10 empty] | 0 | 0 | 0 | 0 | 0 | 0 | 0 | 0 | 0 | 0 | 0 | 0 | 0 | 0 | 0 | 0 | 0 | 0 | 0 | 0 | 0 | 0 | 0 | 0 | 0 | 0 | 0 | 0
[10 empty] | 0 | 0 | 0 | 0 | 0 | 0 | 0 | 0 | 0 | 0 | 0 | 0 | 0 | 0 | 0 | 0 | 0 | 0 | 0 | 0 | 0 | 0 | 0 | 0 | 0 | 0 | 0 | 0
[10 empty] | 0 | 0 | 0 | 0 | 0 | 0 | 0 | 0 | 0 | 0 | 0 | 0 | 0 | 0 | 0 | 0 | 0 | 0 | 0 | 0 | 0 | 0 | 0 | 0 | 0 | 0 | 0 | 0
[10 empty] | 0 | 0 | 0 | 0 | 0 | 0 | 0 | 0 | 0 | 0 | 0 | 0 | 0 | 0 | 0 | 0 | 0 | 0 | 0 | 0 | 0 | 0 | 0 | 0 | 0 | 0 | 0 | 0
[10 empty] | 0 | 0 | 0 | 0 | 0 | 0 | 0 | 0 | 0 | 0 | 0 | 0 | 0 | 0 | 0 | 0 | 0 | 0 | 0 | 0 | 0 | 0 | 0 | 0 | 0 | 0 | 0 | 0
[10 empty] | 0 | 0 | 0 | 0 | 0 | 0 | 0 | 0 | 0 | 0 | 0 | 0 | 0 | 0 | 0 | 0 | 0 | 0 | 0 | 0 | 0 | 0 | 0 | 0 | 0 | 0 | 0 | 0
[10 empty] | 0 | 0 | 0 | 0 | 0 | 0 | 0 | 0 | 0 | 0 | 0 | 0 | 0 | 0 | 0 | 0 | 0 | 0 | 0 | 0 | 0 | 0 | 0 | 0 | 0 | 0 | 0 | 0
[10 empty] | 0 | 0 | 0 | 0 | 0 | 0 | 0 | 0 | 0 | 0 | 0 | 0 | 0 | 0 | 0 | 0 | 0 | 0 | 0 | 0 | 0 | 0 | 0 | 0 | 0 | 0 | 0 | 0
[10 empty] | 0 | 0 | 0 | 0 | 0 | 0 | 0 | 0 | 0 | 0 | 0 | 0 | 0 | 0 | 0 | 0 | 0 | 0 | 0 | 0 | 0 | 0 | 0 | 0 | 0 | 0 | 0 | 0
[10 empty] | 0 | 0 | 0 | 0 | 0 | 0 | 0 | 0 | 0 | 0 | 0 | 0 | 0 | 0 | 0 | 0 | 0 | 0 | 0 | 0 | 0 | 0 | 0 | 0 | 0 | 0 | 0 | 0
[10 empty] | 0 | 0 | 0 | 0 | 0 | 0 | 0 | 0 | 0 | 0 | 0 | 0 | 0 | 0 | 0 | 0 | 0 | 0 | 0 | 0 | 0 | 0 | 0 | 0 | 0 | 0 | 0 | 0
[10 empty] | 0 | 0 | 0 | 0 | 0 | 0 | 0 | 0 | 0 | 0 | 0 | 0 | 0 | 0 | 0 | 0 | 0 | 0 | 0 | 0 | 0 | 0 | 0 | 0 | 0 | 0 | 0 | 0
[10 empty] | 0 | 0 | 0 | 0 | 0 | 0 | 0 | 0 | 0 | 0 | 0 | 0 | 0 | 0 | 0 | 0 | 0 | 0 | 0 | 0 | 0 | 0 | 0 | 0 | 0 | 0 | 0 | 0
[10 empty] | 0 | 0 | 0 | 0 | 0 | 0 | 0 | 0 | 0 | 0 | 0 | 0 | 0 | 0 | 0 | 0 | 0 | 0 | 0 | 0 | 0 | 0 | 0 | 0 | 0 | 0 | 0 | 0
[10 empty] | 0 | 0 | 0 | 0 | 0 | 0 | 0 | 0 | 0 | 0 | 0 | 0 | 0 | 0 | 0 | 0 | 0 | 0 | 0 | 0 | 0 | 0 | 0 | 0 | 0 | 0 | 0 | 0
[10 empty] | 0 | 0 | 0 | 0 | 0 | 0 | 0 | 0 | 0 | 0 | 0 | 0 | 0 | 0 | 0 | 0 | 0 | 0 | 0 | 0 | 0 | 0 | 0 | 0 | 0 | 0 | 0 | 0
[10 empty] | 0 | 0 | 0 | 0 | 0 | 0 | 0 | 0 | 0 | 0 | 0 | 0 | 0 | 0 | 0 | 0 | 0 | 0 | 0 | 0 | 0 | 0 | 0 | 0 | 0 | 0 | 0 | 0
[10 empty] | 0 | 0 | 0 | 0 | 0 | 0 | 0 | 0 | 0 | 0 | 0 | 0 | 0 | 0 | 0 | 0 | 0 | 0 | 0 | 0 | 0 | 0 | 0 | 0 | 0 | 0 | 0 | 0
[10 empty] | 0 | 0 | 0 | 0 | 0 | 0 | 0 | 0 | 0 | 0 | 0 | 0 | 0 | 0 | 0 | 0 | 0 | 0 | 0 | 0 | 0 | 0 | 0 | 0 | 0 | 0 | 0 | 0
[10 empty] | 0 | 0 | 0 | 0 | 0 | 0 | 0 | 0 | 0 | 0 | 0 | 0 | 0 | 0 | 0 | 0 | 0 | 0 | 0 | 0 | 0 | 0 | 0 | 0 | 0 | 0 | 0 | 0
[10 empty] | 0 | 0 | 0 | 0 | 0 | 0 | 0 | 0 | 0 | 0 | 0 | 0 | 0 | 0 | 0 | 0 | 0 | 0 | 0 | 0 | 0 | 0 | 0 | 0 | 0 | 0 | 0 | 0
[10 empty] | 0 | 0 | 0 | 0 | 0 | 0 | 0 | 0 | 0 | 0 | 0 | 0 | 0 | 0 | 0 | 0 | 0 | 0 | 0 | 0 | 0 | 0 | 0 | 0 | 0 | 0 | 0 | 0
[10 empty] | 0 | 0 | 0 | 0 | 0 | 0 | 0 | 0 | 0 | 0 | 0 | 0 | 0 | 0 | 0 | 0 | 0 | 0 | 0 | 0 | 0 | 0 | 0 | 0 | 0 | 0 | 0 | 0
[10 empty] | 0 | 0 | 0 | 0 | 0 | 0 | 0 | 0 | 0 | 0 | 0 | 0 | 0 | 0 | 0 | 0 | 0 | 0 | 0 | 0 | 0 | 0 | 0 | 0 | 0 | 0 | 0 | 0
[10 empty] | 0 | 0 | 0 | 0 | 0 | 0 | 0 | 0 | 0 | 0 | 0 | 0 | 0 | 0 | 0 | 0 | 0 | 0 | 0 | 0 | 0 | 0 | 0 | 0 | 0 | 0 | 0 | 0
[10 empty] | 0 | 0 | 0 | 0 | 0 | 0 | 0 | 0 | 0 | 0 | 0 | 0 | 0 | 0 | 0 | 0 | 0 | 0 | 0 | 0 | 0 | 0 | 0 | 0 | 0 | 0 | 0 | 0
[10 empty] | 0 | 0 | 0 | 0 | 0 | 0 | 0 | 0 | 0 | 0 | 0 | 0 | 0 | 0 | 0 | 0 | 0 | 0 | 0 | 0 | 0 | 0 | 0 | 0 | 0 | 0 | 0 | 0
[10 empty] | 0 | 0 | 0 | 0 | 0 | 0 | 0 | 0 | 0 | 0 | 0 | 0 | 0 | 0 | 0 | 0 | 0 | 0 | 0 | 0 | 0 | 0 | 0 | 0 | 0 | 0 | 0 | 0
[10 empty] | 0 | 0 | 0 | 0 | 0 | 0 | 0 | 0 | 0 | 0 | 0 | 0 | 0 | 0 | 0 | 0 | 0 | 0 | 0 | 0 | 0 | 0 | 0 | 0 | 0 | 0 | 0 | 0
[10 empty] | 0 | 0 | 0 | 0 | 0 | 0 | 0 | 0 | 0 | 0 | 0 | 0 | 0 | 0 | 0 | 0 | 0 | 0 | 0 | 0 | 0 | 0 | 0 | 0 | 0 | 0 | 0 | 0
[10 empty] | 0 | 0 | 0 | 0 | 0 | 0 | 0 | 0 | 0 | 0 | 0 | 0 | 0 | 0 | 0 | 0 | 0 | 0 | 0 | 0 | 0 | 0 | 0 | 0 | 0 | 0 | 0 | 0
[10 empty] | 0 | 0 | 0 | 0 | 0 | 0 | 0 | 0 | 0 | 0 | 0 | 0 | 0 | 0 | 0 | 0 | 0 | 0 | 0 | 0 | 0 | 0 | 0 | 0 | 0 | 0 | 0 | 0
[10 empty] | 0 | 0 | 0 | 0 | 0 | 0 | 0 | 0 | 0 | 0 | 0 | 0 | 0 | 0 | 0 | 0 | 0 | 0 | 0 | 0 | 0 | 0 | 0 | 0 | 0 | 0 | 0 | 0
[10 empty] | 0 | 0 | 0 | 0 | 0 | 0 | 0 | 0 | 0 | 0 | 0 | 0 | 0 | 0 | 0 | 0 | 0 | 0 | 0 | 0 | 0 | 0 | 0 | 0 | 0 | 0 | 0 | 0
[10 empty] | 0 | 0 | 0 | 0 | 0 | 0 | 0 | 0 | 0 | 0 | 0 | 0 | 0 | 0 | 0 | 0 | 0 | 0 | 0 | 0 | 0 | 0 | 0 | 0 | 0 | 0 | 0 | 0
[10 empty] | 0 | 0 | 0 | 0 | 0 | 0 | 0 | 0 | 0 | 0 | 0 | 0 | 0 | 0 | 0 | 0 | 0 | 0 | 0 | 0 | 0 | 0 | 0 | 0 | 0 | 0 | 0 | 0
[10 empty] | 0 | 0 | 0 | 0 | 0 | 0 | 0 | 0 | 0 | 0 | 0 | 0 | 0 | 0 | 0 | 0 | 0 | 0 | 0 | 0 | 0 | 0 | 0 | 0 | 0 | 0 | 0 | 0
[10 empty] | 0 | 0 | 0 | 0 | 0 | 0 | 0 | 0 | 0 | 0 | 0 | 0 | 0 | 0 | 0 | 0 | 0 | 0 | 0 | 0 | 0 | 0 | 0 | 0 | 0 | 0 | 0 | 0
[10 empty] | 0 | 0 | 0 | 0 | 0 | 0 | 0 | 0 | 0 | 0 | 0 | 0 | 0 | 0 | 0 | 0 | 0 | 0 | 0 | 0 | 0 | 0 | 0 | 0 | 0 | 0 | 0 | 0
[10 empty] | 0 | 0 | 0 | 0 | 0 | 0 | 0 | 0 | 0 | 0 | 0 | 0 | 0 | 0 | 0 | 0 | 0 | 0 | 0 | 0 | 0 | 0 | 0 | 0 | 0 | 0 | 0 | 0
[10 empty] | 0 | 0 | 0 | 0 | 0 | 0 | 0 | 0 | 0 | 0 | 0 | 0 | 0 | 0 | 0 | 0 | 0 | 0 | 0 | 0 | 0 | 0 | 0 | 0 | 0 | 0 | 0 | 0
[10 empty] | 0 | 0 | 0 | 0 | 0 | 0 | 0 | 0 | 0 | 0 | 0 | 0 | 0 | 0 | 0 | 0 | 0 | 0 | 0 | 0 | 0 | 0 | 0 | 0 | 0 | 0 | 0 | 0
[10 empty] | 0 | 0 | 0 | 0 | 0 | 0 | 0 | 0 | 0 | 0 | 0 | 0 | 0 | 0 | 0 | 0 | 0 | 0 | 0 | 0 | 0 | 0 | 0 | 0 | 0 | 0 | 0 | 0
[10 empty] | 0 | 0 | 0 | 0 | 0 | 0 | 0 | 0 | 0 | 0 | 0 | 0 | 0 | 0 | 0 | 0 | 0 | 0 | 0 | 0 | 0 | 0 | 0 | 0 | 0 | 0 | 0 | 0
[10 empty] | 0 | 0 | 0 | 0 | 0 | 0 | 0 | 0 | 0 | 0 | 0 | 0 | 0 | 0 | 0 | 0 | 0 | 0 | 0 | 0 | 0 | 0 | 0 | 0 | 0 | 0 | 0 | 0
[10 empty] | 0 | 0 | 0 | 0 | 0 | 0 | 0 | 0 | 0 | 0 | 0 | 0 | 0 | 0 | 0 | 0 | 0 | 0 | 0 | 0 | 0 | 0 | 0 | 0 | 0 | 0 | 0 | 0
[10 empty] | 0 | 0 | 0 | 0 | 0 | 0 | 0 | 0 | 0 | 0 | 0 | 0 | 0 | 0 | 0 | 0 | 0 | 0 | 0 | 0 | 0 | 0 | 0 | 0 | 0 | 0 | 0 | 0
[10 empty] | 0 | 0 | 0 | 0 | 0 | 0 | 0 | 0 | 0 | 0 | 0 | 0 | 0 | 0 | 0 | 0 | 0 | 0 | 0 | 0 | 0 | 0 | 0 | 0 | 0 | 0 | 0 | 0
[10 empty] | 0 | 0 | 0 | 0 | 0 | 0 | 0 | 0 | 0 | 0 | 0 | 0 | 0 | 0 | 0 | 0 | 0 | 0 | 0 | 0 | 0 | 0 | 0 | 0 | 0 | 0 | 0 | 0
[10 empty] | 0 | 0 | 0 | 0 | 0 | 0 | 0 | 0 | 0 | 0 | 0 | 0 | 0 | 0 | 0 | 0 | 0 | 0 | 0 | 0 | 0 | 0 | 0 | 0 | 0 | 0 | 0 | 0
[10 empty] | 0 | 0 | 0 | 0 | 0 | 0 | 0 | 0 | 0 | 0 | 0 | 0 | 0 | 0 | 0 | 0 | 0 | 0 | 0 | 0 | 0 | 0 | 0 | 0 | 0 | 0 | 0 | 0
[10 empty] | 0 | 0 | 0 | 0 | 0 | 0 | 0 | 0 | 0 | 0 | 0 | 0 | 0 | 0 | 0 | 0 | 0 | 0 | 0 | 0 | 0 | 0 | 0 | 0 | 0 | 0 | 0 | 0
[10 empty] | 0 | 0 | 0 | 0 | 0 | 0 | 0 | 0 | 0 | 0 | 0 | 0 | 0 | 0 | 0 | 0 | 0 | 0 | 0 | 0 | 0 | 0 | 0 | 0 | 0 | 0 | 0 | 0
[10 empty] | 0 | 0 | 0 | 0 | 0 | 0 | 0 | 0 | 0 | 0 | 0 | 0 | 0 | 0 | 0 | 0 | 0 | 0 | 0 | 0 | 0 | 0 | 0 | 0 | 0 | 0 | 0 | 0
[10 empty] | 0 | 0 | 0 | 0 | 0 | 0 | 0 | 0 | 0 | 0 | 0 | 0 | 0 | 0 | 0 | 0 | 0 | 0 | 0 | 0 | 0 | 0 | 0 | 0 | 0 | 0 | 0 | 0
[10 empty] | 0 | 0 | 0 | 0 | 0 | 0 | 0 | 0 | 0 | 0 | 0 | 0 | 0 | 0 | 0 | 0 | 0 | 0 | 0 | 0 | 0 | 0 | 0 | 0 | 0 | 0 | 0 | 0
[10 empty] | 0 | 0 | 0 | 0 | 0 | 0 | 0 | 0 | 0 | 0 | 0 | 0 | 0 | 0 | 0 | 0 | 0 | 0 | 0 | 0 | 0 | 0 | 0 | 0 | 0 | 0 | 0 | 0
[10 empty] | 0 | 0 | 0 | 0 | 0 | 0 | 0 | 0 | 0 | 0 | 0 | 0 | 0 | 0 | 0 | 0 | 0 | 0 | 0 | 0 | 0 | 0 | 0 | 0 | 0 | 0 | 0 | 0
[10 empty] | 0 | 0 | 0 | 0 | 0 | 0 | 0 | 0 | 0 | 0 | 0 | 0 | 0 | 0 | 0 | 0 | 0 | 0 | 0 | 0 | 0 | 0 | 0 | 0 | 0 | 0 | 0 | 0
[10 empty] | 0 | 0 | 0 | 0 | 0 | 0 | 0 | 0 | 0 | 0 | 0 | 0 | 0 | 0 | 0 | 0 | 0 | 0 | 0 | 0 | 0 | 0 | 0 | 0 | 0 | 0 | 0 | 0
[10 empty] | 0 | 0 | 0 | 0 | 0 | 0 | 0 | 0 | 0 | 0 | 0 | 0 | 0 | 0 | 0 | 0 | 0 | 0 | 0 | 0 | 0 | 0 | 0 | 0 | 0 | 0 | 0 | 0
[10 empty] | 0 | 0 | 0 | 0 | 0 | 0 | 0 | 0 | 0 | 0 | 0 | 0 | 0 | 0 | 0 | 0 | 0 | 0 | 0 | 0 | 0 | 0 | 0 | 0 | 0 | 0 | 0 | 0
[10 empty] | 0 | 0 | 0 | 0 | 0 | 0 | 0 | 0 | 0 | 0 | 0 | 0 | 0 | 0 | 0 | 0 | 0 | 0 | 0 | 0 | 0 | 0 | 0 | 0 | 0 | 0 | 0 | 0
[10 empty] | 0 | 0 | 0 | 0 | 0 | 0 | 0 | 0 | 0 | 0 | 0 | 0 | 0 | 0 | 0 | 0 | 0 | 0 | 0 | 0 | 0 | 0 | 0 | 0 | 0 | 0 | 0 | 0
[10 empty] | 0 | 0 | 0 | 0 | 0 | 0 | 0 | 0 | 0 | 0 | 0 | 0 | 0 | 0 | 0 | 0 | 0 | 0 | 0 | 0 | 0 | 0 | 0 | 0 | 0 | 0 | 0 | 0
[10 empty] | 0 | 0 | 0 | 0 | 0 | 0 | 0 | 0 | 0 | 0 | 0 | 0 | 0 | 0 | 0 | 0 | 0 | 0 | 0 | 0 | 0 | 0 | 0 | 0 | 0 | 0 | 0 | 0
[10 empty] | 0 | 0 | 0 | 0 | 0 | 0 | 0 | 0 | 0 | 0 | 0 | 0 | 0 | 0 | 0 | 0 | 0 | 0 | 0 | 0 | 0 | 0 | 0 | 0 | 0 | 0 | 0 | 0
[10 empty] | 0 | 0 | 0 | 0 | 0 | 0 | 0 | 0 | 0 | 0 | 0 | 0 | 0 | 0 | 0 | 0 | 0 | 0 | 0 | 0 | 0 | 0 | 0 | 0 | 0 | 0 | 0 | 0
[10 empty] | 0 | 0 | 0 | 0 | 0 | 0 | 0 | 0 | 0 | 0 | 0 | 0 | 0 | 0 | 0 | 0 | 0 | 0 | 0 | 0 | 0 | 0 | 0 | 0 | 0 | 0 | 0 | 0
[10 empty] | 0 | 0 | 0 | 0 | 0 | 0 | 0 | 0 | 0 | 0 | 0 | 0 | 0 | 0 | 0 | 0 | 0 | 0 | 0 | 0 | 0 | 0 | 0 | 0 | 0 | 0 | 0 | 0
[10 empty] | 0 | 0 | 0 | 0 | 0 | 0 | 0 | 0 | 0 | 0 | 0 | 0 | 0 | 0 | 0 | 0 | 0 | 0 | 0 | 0 | 0 | 0 | 0 | 0 | 0 | 0 | 0 | 0
[10 empty] | 0 | 0 | 0 | 0 | 0 | 0 | 0 | 0 | 0 | 0 | 0 | 0 | 0 | 0 | 0 | 0 | 0 | 0 | 0 | 0 | 0 | 0 | 0 | 0 | 0 | 0 | 0 | 0
[10 empty] | 0 | 0 | 0 | 0 | 0 | 0 | 0 | 0 | 0 | 0 | 0 | 0 | 0 | 0 | 0 | 0 | 0 | 0 | 0 | 0 | 0 | 0 | 0 | 0 | 0 | 0 | 0 | 0
[10 empty] | 0 | 0 | 0 | 0 | 0 | 0 | 0 | 0 | 0 | 0 | 0 | 0 | 0 | 0 | 0 | 0 | 0 | 0 | 0 | 0 | 0 | 0 | 0 | 0 | 0 | 0 | 0 | 0
[10 empty] | 0 | 0 | 0 | 0 | 0 | 0 | 0 | 0 | 0 | 0 | 0 | 0 | 0 | 0 | 0 | 0 | 0 | 0 | 0 | 0 | 0 | 0 | 0 | 0 | 0 | 0 | 0 | 0
[10 empty] | 0 | 0 | 0 | 0 | 0 | 0 | 0 | 0 | 0 | 0 | 0 | 0 | 0 | 0 | 0 | 0 | 0 | 0 | 0 | 0 | 0 | 0 | 0 | 0 | 0 | 0 | 0 | 0
[10 empty] | 0 | 0 | 0 | 0 | 0 | 0 | 0 | 0 | 0 | 0 | 0 | 0 | 0 | 0 | 0 | 0 | 0 | 0 | 0 | 0 | 0 | 0 | 0 | 0 | 0 | 0 | 0 | 0
[10 empty] | 0 | 0 | 0 | 0 | 0 | 0 | 0 | 0 | 0 | 0 | 0 | 0 | 0 | 0 | 0 | 0 | 0 | 0 | 0 | 0 | 0 | 0 | 0 | 0 | 0 | 0 | 0 | 0
[10 empty] | 0 | 0 | 0 | 0 | 0 | 0 | 0 | 0 | 0 | 0 | 0 | 0 | 0 | 0 | 0 | 0 | 0 | 0 | 0 | 0 | 0 | 0 | 0 | 0 | 0 | 0 | 0 | 0
[10 empty] | 0 | 0 | 0 | 0 | 0 | 0 | 0 | 0 | 0 | 0 | 0 | 0 | 0 | 0 | 0 | 0 | 0 | 0 | 0 | 0 | 0 | 0 | 0 | 0 | 0 | 0 | 0 | 0
[10 empty] | 0 | 0 | 0 | 0 | 0 | 0 | 0 | 0 | 0 | 0 | 0 | 0 | 0 | 0 | 0 | 0 | 0 | 0 | 0 | 0 | 0 | 0 | 0 | 0 | 0 | 0 | 0 | 0
[10 empty] | 0 | 0 | 0 | 0 | 0 | 0 | 0 | 0 | 0 | 0 | 0 | 0 | 0 | 0 | 0 | 0 | 0 | 0 | 0 | 0 | 0 | 0 | 0 | 0 | 0 | 0 | 0 | 0
[10 empty] | 0 | 0 | 0 | 0 | 0 | 0 | 0 | 0 | 0 | 0 | 0 | 0 | 0 | 0 | 0 | 0 | 0 | 0 | 0 | 0 | 0 | 0 | 0 | 0 | 0 | 0 | 0 | 0
[10 empty] | 0 | 0 | 0 | 0 | 0 | 0 | 0 | 0 | 0 | 0 | 0 | 0 | 0 | 0 | 0 | 0 | 0 | 0 | 0 | 0 | 0 | 0 | 0 | 0 | 0 | 0 | 0 | 0
[10 empty] | 0 | 0 | 0 | 0 | 0 | 0 | 0 | 0 | 0 | 0 | 0 | 0 | 0 | 0 | 0 | 0 | 0 | 0 | 0 | 0 | 0 | 0 | 0 | 0 | 0 | 0 | 0 | 0
[10 empty] | 0 | 0 | 0 | 0 | 0 | 0 | 0 | 0 | 0 | 0 | 0 | 0 | 0 | 0 | 0 | 0 | 0 | 0 | 0 | 0 | 0 | 0 | 0 | 0 | 0 | 0 | 0 | 0
[10 empty] | 0 | 0 | 0 | 0 | 0 | 0 | 0 | 0 | 0 | 0 | 0 | 0 | 0 | 0 | 0 | 0 | 0 | 0 | 0 | 0 | 0 | 0 | 0 | 0 | 0 | 0 | 0 | 0
[10 empty] | 0 | 0 | 0 | 0 | 0 | 0 | 0 | 0 | 0 | 0 | 0 | 0 | 0 | 0 | 0 | 0 | 0 | 0 | 0 | 0 | 0 | 0 | 0 | 0 | 0 | 0 | 0 | 0
[10 empty] | 0 | 0 | 0 | 0 | 0 | 0 | 0 | 0 | 0 | 0 | 0 | 0 | 0 | 0 | 0 | 0 | 0 | 0 | 0 | 0 | 0 | 0 | 0 | 0 | 0 | 0 | 0 | 0
[10 empty] | 0 | 0 | 0 | 0 | 0 | 0 | 0 | 0 | 0 | 0 | 0 | 0 | 0 | 0 | 0 | 0 | 0 | 0 | 0 | 0 | 0 | 0 | 0 | 0 | 0 | 0 | 0 | 0
[10 empty] | 0 | 0 | 0 | 0 | 0 | 0 | 0 | 0 | 0 | 0 | 0 | 0 | 0 | 0 | 0 | 0 | 0 | 0 | 0 | 0 | 0 | 0 | 0 | 0 | 0 | 0 | 0 | 0
[10 empty] | 0 | 0 | 0 | 0 | 0 | 0 | 0 | 0 | 0 | 0 | 0 | 0 | 0 | 0 | 0 | 0 | 0 | 0 | 0 | 0 | 0 | 0 | 0 | 0 | 0 | 0 | 0 | 0
[10 empty] | 0 | 0 | 0 | 0 | 0 | 0 | 0 | 0 | 0 | 0 | 0 | 0 | 0 | 0 | 0 | 0 | 0 | 0 | 0 | 0 | 0 | 0 | 0 | 0 | 0 | 0 | 0 | 0
[10 empty] | 0 | 0 | 0 | 0 | 0 | 0 | 0 | 0 | 0 | 0 | 0 | 0 | 0 | 0 | 0 | 0 | 0 | 0 | 0 | 0 | 0 | 0 | 0 | 0 | 0 | 0 | 0 | 0
[10 empty] | 0 | 0 | 0 | 0 | 0 | 0 | 0 | 0 | 0 | 0 | 0 | 0 | 0 | 0 | 0 | 0 | 0 | 0 | 0 | 0 | 0 | 0 | 0 | 0 | 0 | 0 | 0 | 0
[10 empty] | 0 | 0 | 0 | 0 | 0 | 0 | 0 | 0 | 0 | 0 | 0 | 0 | 0 | 0 | 0 | 0 | 0 | 0 | 0 | 0 | 0 | 0 | 0 | 0 | 0 | 0 | 0 | 0
[10 empty] | 0 | 0 | 0 | 0 | 0 | 0 | 0 | 0 | 0 | 0 | 0 | 0 | 0 | 0 | 0 | 0 | 0 | 0 | 0 | 0 | 0 | 0 | 0 | 0 | 0 | 0 | 0 | 0
[10 empty] | 0 | 0 | 0 | 0 | 0 | 0 | 0 | 0 | 0 | 0 | 0 | 0 | 0 | 0 | 0 | 0 | 0 | 0 | 0 | 0 | 0 | 0 | 0 | 0 | 0 | 0 | 0 | 0
[10 empty] | 0 | 0 | 0 | 0 | 0 | 0 | 0 | 0 | 0 | 0 | 0 | 0 | 0 | 0 | 0 | 0 | 0 | 0 | 0 | 0 | 0 | 0 | 0 | 0 | 0 | 0 | 0 | 0
[10 empty] | 0 | 0 | 0 | 0 | 0 | 0 | 0 | 0 | 0 | 0 | 0 | 0 | 0 | 0 | 0 | 0 | 0 | 0 | 0 | 0 | 0 | 0 | 0 | 0 | 0 | 0 | 0 | 0
[10 empty] | 0 | 0 | 0 | 0 | 0 | 0 | 0 | 0 | 0 | 0 | 0 | 0 | 0 | 0 | 0 | 0 | 0 | 0 | 0 | 0 | 0 | 0 | 0 | 0 | 0 | 0 | 0 | 0
[10 empty] | 0 | 0 | 0 | 0 | 0 | 0 | 0 | 0 | 0 | 0 | 0 | 0 | 0 | 0 | 0 | 0 | 0 | 0 | 0 | 0 | 0 | 0 | 0 | 0 | 0 | 0 | 0 | 0
[10 empty] | 0 | 0 | 0 | 0 | 0 | 0 | 0 | 0 | 0 | 0 | 0 | 0 | 0 | 0 | 0 | 0 | 0 | 0 | 0 | 0 | 0 | 0 | 0 | 0 | 0 | 0 | 0 | 0
[10 empty] | 0 | 0 | 0 | 0 | 0 | 0 | 0 | 0 | 0 | 0 | 0 | 0 | 0 | 0 | 0 | 0 | 0 | 0 | 0 | 0 | 0 | 0 | 0 | 0 | 0 | 0 | 0 | 0
[10 empty] | 0 | 0 | 0 | 0 | 0 | 0 | 0 | 0 | 0 | 0 | 0 | 0 | 0 | 0 | 0 | 0 | 0 | 0 | 0 | 0 | 0 | 0 | 0 | 0 | 0 | 0 | 0 | 0
[10 empty] | 0 | 0 | 0 | 0 | 0 | 0 | 0 | 0 | 0 | 0 | 0 | 0 | 0 | 0 | 0 | 0 | 0 | 0 | 0 | 0 | 0 | 0 | 0 | 0 | 0 | 0 | 0 | 0
[10 empty] | 0 | 0 | 0 | 0 | 0 | 0 | 0 | 0 | 0 | 0 | 0 | 0 | 0 | 0 | 0 | 0 | 0 | 0 | 0 | 0 | 0 | 0 | 0 | 0 | 0 | 0 | 0 | 0
[10 empty] | 0 | 0 | 0 | 0 | 0 | 0 | 0 | 0 | 0 | 0 | 0 | 0 | 0 | 0 | 0 | 0 | 0 | 0 | 0 | 0 | 0 | 0 | 0 | 0 | 0 | 0 | 0 | 0
[10 empty] | 0 | 0 | 0 | 0 | 0 | 0 | 0 | 0 | 0 | 0 | 0 | 0 | 0 | 0 | 0 | 0 | 0 | 0 | 0 | 0 | 0 | 0 | 0 | 0 | 0 | 0 | 0 | 0
[10 empty] | 0 | 0 | 0 | 0 | 0 | 0 | 0 | 0 | 0 | 0 | 0 | 0 | 0 | 0 | 0 | 0 | 0 | 0 | 0 | 0 | 0 | 0 | 0 | 0 | 0 | 0 | 0 | 0
[10 empty] | 0 | 0 | 0 | 0 | 0 | 0 | 0 | 0 | 0 | 0 | 0 | 0 | 0 | 0 | 0 | 0 | 0 | 0 | 0 | 0 | 0 | 0 | 0 | 0 | 0 | 0 | 0 | 0
[10 empty] | 0 | 0 | 0 | 0 | 0 | 0 | 0 | 0 | 0 | 0 | 0 | 0 | 0 | 0 | 0 | 0 | 0 | 0 | 0 | 0 | 0 | 0 | 0 | 0 | 0 | 0 | 0 | 0
[10 empty] | 0 | 0 | 0 | 0 | 0 | 0 | 0 | 0 | 0 | 0 | 0 | 0 | 0 | 0 | 0 | 0 | 0 | 0 | 0 | 0 | 0 | 0 | 0 | 0 | 0 | 0 | 0 | 0
[10 empty] | 0 | 0 | 0 | 0 | 0 | 0 | 0 | 0 | 0 | 0 | 0 | 0 | 0 | 0 | 0 | 0 | 0 | 0 | 0 | 0 | 0 | 0 | 0 | 0 | 0 | 0 | 0 | 0
[10 empty] | 0 | 0 | 0 | 0 | 0 | 0 | 0 | 0 | 0 | 0 | 0 | 0 | 0 | 0 | 0 | 0 | 0 | 0 | 0 | 0 | 0 | 0 | 0 | 0 | 0 | 0 | 0 | 0
[10 empty] | 0 | 0 | 0 | 0 | 0 | 0 | 0 | 0 | 0 | 0 | 0 | 0 | 0 | 0 | 0 | 0 | 0 | 0 | 0 | 0 | 0 | 0 | 0 | 0 | 0 | 0 | 0 | 0
[10 empty] | 0 | 0 | 0 | 0 | 0 | 0 | 0 | 0 | 0 | 0 | 0 | 0 | 0 | 0 | 0 | 0 | 0 | 0 | 0 | 0 | 0 | 0 | 0 | 0 | 0 | 0 | 0 | 0
[10 empty] | 0 | 0 | 0 | 0 | 0 | 0 | 0 | 0 | 0 | 0 | 0 | 0 | 0 | 0 | 0 | 0 | 0 | 0 | 0 | 0 | 0 | 0 | 0 | 0 | 0 | 0 | 0 | 0
[10 empty] | 0 | 0 | 0 | 0 | 0 | 0 | 0 | 0 | 0 | 0 | 0 | 0 | 0 | 0 | 0 | 0 | 0 | 0 | 0 | 0 | 0 | 0 | 0 | 0 | 0 | 0 | 0 | 0
[10 empty] | 0 | 0 | 0 | 0 | 0 | 0 | 0 | 0 | 0 | 0 | 0 | 0 | 0 | 0 | 0 | 0 | 0 | 0 | 0 | 0 | 0 | 0 | 0 | 0 | 0 | 0 | 0 | 0
[10 empty] | 0 | 0 | 0 | 0 | 0 | 0 | 0 | 0 | 0 | 0 | 0 | 0 | 0 | 0 | 0 | 0 | 0 | 0 | 0 | 0 | 0 | 0 | 0 | 0 | 0 | 0 | 0 | 0
[10 empty] | 0 | 0 | 0 | 0 | 0 | 0 | 0 | 0 | 0 | 0 | 0 | 0 | 0 | 0 | 0 | 0 | 0 | 0 | 0 | 0 | 0 | 0 | 0 | 0 | 0 | 0 | 0 | 0
[10 empty] | 0 | 0 | 0 | 0 | 0 | 0 | 0 | 0 | 0 | 0 | 0 | 0 | 0 | 0 | 0 | 0 | 0 | 0 | 0 | 0 | 0 | 0 | 0 | 0 | 0 | 0 | 0 | 0
[10 empty] | 0 | 0 | 0 | 0 | 0 | 0 | 0 | 0 | 0 | 0 | 0 | 0 | 0 | 0 | 0 | 0 | 0 | 0 | 0 | 0 | 0 | 0 | 0 | 0 | 0 | 0 | 0 | 0
[10 empty] | 0 | 0 | 0 | 0 | 0 | 0 | 0 | 0 | 0 | 0 | 0 | 0 | 0 | 0 | 0 | 0 | 0 | 0 | 0 | 0 | 0 | 0 | 0 | 0 | 0 | 0 | 0 | 0
[10 empty] | 0 | 0 | 0 | 0 | 0 | 0 | 0 | 0 | 0 | 0 | 0 | 0 | 0 | 0 | 0 | 0 | 0 | 0 | 0 | 0 | 0 | 0 | 0 | 0 | 0 | 0 | 0 | 0
[10 empty] | 0 | 0 | 0 | 0 | 0 | 0 | 0 | 0 | 0 | 0 | 0 | 0 | 0 | 0 | 0 | 0 | 0 | 0 | 0 | 0 | 0 | 0 | 0 | 0 | 0 | 0 | 0 | 0
[10 empty] | 0 | 0 | 0 | 0 | 0 | 0 | 0 | 0 | 0 | 0 | 0 | 0 | 0 | 0 | 0 | 0 | 0 | 0 | 0 | 0 | 0 | 0 | 0 | 0 | 0 | 0 | 0 | 0
[10 empty] | 0 | 0 | 0 | 0 | 0 | 0 | 0 | 0 | 0 | 0 | 0 | 0 | 0 | 0 | 0 | 0 | 0 | 0 | 0 | 0 | 0 | 0 | 0 | 0 | 0 | 0 | 0 | 0
[10 empty] | 0 | 0 | 0 | 0 | 0 | 0 | 0 | 0 | 0 | 0 | 0 | 0 | 0 | 0 | 0 | 0 | 0 | 0 | 0 | 0 | 0 | 0 | 0 | 0 | 0 | 0 | 0 | 0
[10 empty] | 0 | 0 | 0 | 0 | 0 | 0 | 0 | 0 | 0 | 0 | 0 | 0 | 0 | 0 | 0 | 0 | 0 | 0 | 0 | 0 | 0 | 0 | 0 | 0 | 0 | 0 | 0 | 0
[10 empty] | 0 | 0 | 0 | 0 | 0 | 0 | 0 | 0 | 0 | 0 | 0 | 0 | 0 | 0 | 0 | 0 | 0 | 0 | 0 | 0 | 0 | 0 | 0 | 0 | 0 | 0 | 0 | 0
[10 empty] | 0 | 0 | 0 | 0 | 0 | 0 | 0 | 0 | 0 | 0 | 0 | 0 | 0 | 0 | 0 | 0 | 0 | 0 | 0 | 0 | 0 | 0 | 0 | 0 | 0 | 0 | 0 | 0
[10 empty] | 0 | 0 | 0 | 0 | 0 | 0 | 0 | 0 | 0 | 0 | 0 | 0 | 0 | 0 | 0 | 0 | 0 | 0 | 0 | 0 | 0 | 0 | 0 | 0 | 0 | 0 | 0 | 0
[10 empty] | 0 | 0 | 0 | 0 | 0 | 0 | 0 | 0 | 0 | 0 | 0 | 0 | 0 | 0 | 0 | 0 | 0 | 0 | 0 | 0 | 0 | 0 | 0 | 0 | 0 | 0 | 0 | 0
[10 empty] | 0 | 0 | 0 | 0 | 0 | 0 | 0 | 0 | 0 | 0 | 0 | 0 | 0 | 0 | 0 | 0 | 0 | 0 | 0 | 0 | 0 | 0 | 0 | 0 | 0 | 0 | 0 | 0
[10 empty] | 0 | 0 | 0 | 0 | 0 | 0 | 0 | 0 | 0 | 0 | 0 | 0 | 0 | 0 | 0 | 0 | 0 | 0 | 0 | 0 | 0 | 0 | 0 | 0 | 0 | 0 | 0 | 0
[10 empty] | 0 | 0 | 0 | 0 | 0 | 0 | 0 | 0 | 0 | 0 | 0 | 0 | 0 | 0 | 0 | 0 | 0 | 0 | 0 | 0 | 0 | 0 | 0 | 0 | 0 | 0 | 0 | 0
[10 empty] | 0 | 0 | 0 | 0 | 0 | 0 | 0 | 0 | 0 | 0 | 0 | 0 | 0 | 0 | 0 | 0 | 0 | 0 | 0 | 0 | 0 | 0 | 0 | 0 | 0 | 0 | 0 | 0
[10 empty] | 0 | 0 | 0 | 0 | 0 | 0 | 0 | 0 | 0 | 0 | 0 | 0 | 0 | 0 | 0 | 0 | 0 | 0 | 0 | 0 | 0 | 0 | 0 | 0 | 0 | 0 | 0 | 0
[10 empty] | 0 | 0 | 0 | 0 | 0 | 0 | 0 | 0 | 0 | 0 | 0 | 0 | 0 | 0 | 0 | 0 | 0 | 0 | 0 | 0 | 0 | 0 | 0 | 0 | 0 | 0 | 0 | 0
[10 empty] | 0 | 0 | 0 | 0 | 0 | 0 | 0 | 0 | 0 | 0 | 0 | 0 | 0 | 0 | 0 | 0 | 0 | 0 | 0 | 0 | 0 | 0 | 0 | 0 | 0 | 0 | 0 | 0
[10 empty] | 0 | 0 | 0 | 0 | 0 | 0 | 0 | 0 | 0 | 0 | 0 | 0 | 0 | 0 | 0 | 0 | 0 | 0 | 0 | 0 | 0 | 0 | 0 | 0 | 0 | 0 | 0 | 0
[10 empty] | 0 | 0 | 0 | 0 | 0 | 0 | 0 | 0 | 0 | 0 | 0 | 0 | 0 | 0 | 0 | 0 | 0 | 0 | 0 | 0 | 0 | 0 | 0 | 0 | 0 | 0 | 0 | 0
[10 empty] | 0 | 0 | 0 | 0 | 0 | 0 | 0 | 0 | 0 | 0 | 0 | 0 | 0 | 0 | 0 | 0 | 0 | 0 | 0 | 0 | 0 | 0 | 0 | 0 | 0 | 0 | 0 | 0
[10 empty] | 0 | 0 | 0 | 0 | 0 | 0 | 0 | 0 | 0 | 0 | 0 | 0 | 0 | 0 | 0 | 0 | 0 | 0 | 0 | 0 | 0 | 0 | 0 | 0 | 0 | 0 | 0 | 0
[10 empty] | 0 | 0 | 0 | 0 | 0 | 0 | 0 | 0 | 0 | 0 | 0 | 0 | 0 | 0 | 0 | 0 | 0 | 0 | 0 | 0 | 0 | 0 | 0 | 0 | 0 | 0 | 0 | 0
[10 empty] | 0 | 0 | 0 | 0 | 0 | 0 | 0 | 0 | 0 | 0 | 0 | 0 | 0 | 0 | 0 | 0 | 0 | 0 | 0 | 0 | 0 | 0 | 0 | 0 | 0 | 0 | 0 | 0
[10 empty] | 0 | 0 | 0 | 0 | 0 | 0 | 0 | 0 | 0 | 0 | 0 | 0 | 0 | 0 | 0 | 0 | 0 | 0 | 0 | 0 | 0 | 0 | 0 | 0 | 0 | 0 | 0 | 0
[10 empty] | 0 | 0 | 0 | 0 | 0 | 0 | 0 | 0 | 0 | 0 | 0 | 0 | 0 | 0 | 0 | 0 | 0 | 0 | 0 | 0 | 0 | 0 | 0 | 0 | 0 | 0 | 0 | 0
[10 empty] | 0 | 0 | 0 | 0 | 0 | 0 | 0 | 0 | 0 | 0 | 0 | 0 | 0 | 0 | 0 | 0 | 0 | 0 | 0 | 0 | 0 | 0 | 0 | 0 | 0 | 0 | 0 | 0
[10 empty] | 0 | 0 | 0 | 0 | 0 | 0 | 0 | 0 | 0 | 0 | 0 | 0 | 0 | 0 | 0 | 0 | 0 | 0 | 0 | 0 | 0 | 0 | 0 | 0 | 0 | 0 | 0 | 0
[10 empty] | 0 | 0 | 0 | 0 | 0 | 0 | 0 | 0 | 0 | 0 | 0 | 0 | 0 | 0 | 0 | 0 | 0 | 0 | 0 | 0 | 0 | 0 | 0 | 0 | 0 | 0 | 0 | 0
[10 empty] | 0 | 0 | 0 | 0 | 0 | 0 | 0 | 0 | 0 | 0 | 0 | 0 | 0 | 0 | 0 | 0 | 0 | 0 | 0 | 0 | 0 | 0 | 0 | 0 | 0 | 0 | 0 | 0
[10 empty] | 0 | 0 | 0 | 0 | 0 | 0 | 0 | 0 | 0 | 0 | 0 | 0 | 0 | 0 | 0 | 0 | 0 | 0 | 0 | 0 | 0 | 0 | 0 | 0 | 0 | 0 | 0 | 0
[10 empty] | 0 | 0 | 0 | 0 | 0 | 0 | 0 | 0 | 0 | 0 | 0 | 0 | 0 | 0 | 0 | 0 | 0 | 0 | 0 | 0 | 0 | 0 | 0 | 0 | 0 | 0 | 0 | 0
[10 empty] | 0 | 0 | 0 | 0 | 0 | 0 | 0 | 0 | 0 | 0 | 0 | 0 | 0 | 0 | 0 | 0 | 0 | 0 | 0 | 0 | 0 | 0 | 0 | 0 | 0 | 0 | 0 | 0
[10 empty] | 0 | 0 | 0 | 0 | 0 | 0 | 0 | 0 | 0 | 0 | 0 | 0 | 0 | 0 | 0 | 0 | 0 | 0 | 0 | 0 | 0 | 0 | 0 | 0 | 0 | 0 | 0 | 0
[10 empty] | 0 | 0 | 0 | 0 | 0 | 0 | 0 | 0 | 0 | 0 | 0 | 0 | 0 | 0 | 0 | 0 | 0 | 0 | 0 | 0 | 0 | 0 | 0 | 0 | 0 | 0 | 0 | 0
[10 empty] | 0 | 0 | 0 | 0 | 0 | 0 | 0 | 0 | 0 | 0 | 0 | 0 | 0 | 0 | 0 | 0 | 0 | 0 | 0 | 0 | 0 | 0 | 0 | 0 | 0 | 0 | 0 | 0
[10 empty] | 0 | 0 | 0 | 0 | 0 | 0 | 0 | 0 | 0 | 0 | 0 | 0 | 0 | 0 | 0 | 0 | 0 | 0 | 0 | 0 | 0 | 0 | 0 | 0 | 0 | 0 | 0 | 0
[10 empty] | 0 | 0 | 0 | 0 | 0 | 0 | 0 | 0 | 0 | 0 | 0 | 0 | 0 | 0 | 0 | 0 | 0 | 0 | 0 | 0 | 0 | 0 | 0 | 0 | 0 | 0 | 0 | 0
[10 empty] | 0 | 0 | 0 | 0 | 0 | 0 | 0 | 0 | 0 | 0 | 0 | 0 | 0 | 0 | 0 | 0 | 0 | 0 | 0 | 0 | 0 | 0 | 0 | 0 | 0 | 0 | 0 | 0
[10 empty] | 0 | 0 | 0 | 0 | 0 | 0 | 0 | 0 | 0 | 0 | 0 | 0 | 0 | 0 | 0 | 0 | 0 | 0 | 0 | 0 | 0 | 0 | 0 | 0 | 0 | 0 | 0 | 0
[10 empty] | 0 | 0 | 0 | 0 | 0 | 0 | 0 | 0 | 0 | 0 | 0 | 0 | 0 | 0 | 0 | 0 | 0 | 0 | 0 | 0 | 0 | 0 | 0 | 0 | 0 | 0 | 0 | 0
[10 empty] | 0 | 0 | 0 | 0 | 0 | 0 | 0 | 0 | 0 | 0 | 0 | 0 | 0 | 0 | 0 | 0 | 0 | 0 | 0 | 0 | 0 | 0 | 0 | 0 | 0 | 0 | 0 | 0
[10 empty] | 0 | 0 | 0 | 0 | 0 | 0 | 0 | 0 | 0 | 0 | 0 | 0 | 0 | 0 | 0 | 0 | 0 | 0 | 0 | 0 | 0 | 0 | 0 | 0 | 0 | 0 | 0 | 0
[10 empty] | 0 | 0 | 0 | 0 | 0 | 0 | 0 | 0 | 0 | 0 | 0 | 0 | 0 | 0 | 0 | 0 | 0 | 0 | 0 | 0 | 0 | 0 | 0 | 0 | 0 | 0 | 0 | 0
[10 empty] | 0 | 0 | 0 | 0 | 0 | 0 | 0 | 0 | 0 | 0 | 0 | 0 | 0 | 0 | 0 | 0 | 0 | 0 | 0 | 0 | 0 | 0 | 0 | 0 | 0 | 0 | 0 | 0
[10 empty] | 0 | 0 | 0 | 0 | 0 | 0 | 0 | 0 | 0 | 0 | 0 | 0 | 0 | 0 | 0 | 0 | 0 | 0 | 0 | 0 | 0 | 0 | 0 | 0 | 0 | 0 | 0 | 0
[10 empty] | 0 | 0 | 0 | 0 | 0 | 0 | 0 | 0 | 0 | 0 | 0 | 0 | 0 | 0 | 0 | 0 | 0 | 0 | 0 | 0 | 0 | 0 | 0 | 0 | 0 | 0 | 0 | 0
[10 empty] | 0 | 0 | 0 | 0 | 0 | 0 | 0 | 0 | 0 | 0 | 0 | 0 | 0 | 0 | 0 | 0 | 0 | 0 | 0 | 0 | 0 | 0 | 0 | 0 | 0 | 0 | 0 | 0
[10 empty] | 0 | 0 | 0 | 0 | 0 | 0 | 0 | 0 | 0 | 0 | 0 | 0 | 0 | 0 | 0 | 0 | 0 | 0 | 0 | 0 | 0 | 0 | 0 | 0 | 0 | 0 | 0 | 0
[10 empty] | 0 | 0 | 0 | 0 | 0 | 0 | 0 | 0 | 0 | 0 | 0 | 0 | 0 | 0 | 0 | 0 | 0 | 0 | 0 | 0 | 0 | 0 | 0 | 0 | 0 | 0 | 0 | 0
[10 empty] | 0 | 0 | 0 | 0 | 0 | 0 | 0 | 0 | 0 | 0 | 0 | 0 | 0 | 0 | 0 | 0 | 0 | 0 | 0 | 0 | 0 | 0 | 0 | 0 | 0 | 0 | 0 | 0
[10 empty] | 0 | 0 | 0 | 0 | 0 | 0 | 0 | 0 | 0 | 0 | 0 | 0 | 0 | 0 | 0 | 0 | 0 | 0 | 0 | 0 | 0 | 0 | 0 | 0 | 0 | 0 | 0 | 0
[10 empty] | 0 | 0 | 0 | 0 | 0 | 0 | 0 | 0 | 0 | 0 | 0 | 0 | 0 | 0 | 0 | 0 | 0 | 0 | 0 | 0 | 0 | 0 | 0 | 0 | 0 | 0 | 0 | 0
[10 empty] | 0 | 0 | 0 | 0 | 0 | 0 | 0 | 0 | 0 | 0 | 0 | 0 | 0 | 0 | 0 | 0 | 0 | 0 | 0 | 0 | 0 | 0 | 0 | 0 | 0 | 0 | 0 | 0
[10 empty] | 0 | 0 | 0 | 0 | 0 | 0 | 0 | 0 | 0 | 0 | 0 | 0 | 0 | 0 | 0 | 0 | 0 | 0 | 0 | 0 | 0 | 0 | 0 | 0 | 0 | 0 | 0 | 0
[10 empty] | 0 | 0 | 0 | 0 | 0 | 0 | 0 | 0 | 0 | 0 | 0 | 0 | 0 | 0 | 0 | 0 | 0 | 0 | 0 | 0 | 0 | 0 | 0 | 0 | 0 | 0 | 0 | 0
[10 empty] | 0 | 0 | 0 | 0 | 0 | 0 | 0 | 0 | 0 | 0 | 0 | 0 | 0 | 0 | 0 | 0 | 0 | 0 | 0 | 0 | 0 | 0 | 0 | 0 | 0 | 0 | 0 | 0
[10 empty] | 0 | 0 | 0 | 0 | 0 | 0 | 0 | 0 | 0 | 0 | 0 | 0 | 0 | 0 | 0 | 0 | 0 | 0 | 0 | 0 | 0 | 0 | 0 | 0 | 0 | 0 | 0 | 0
[10 empty] | 0 | 0 | 0 | 0 | 0 | 0 | 0 | 0 | 0 | 0 | 0 | 0 | 0 | 0 | 0 | 0 | 0 | 0 | 0 | 0 | 0 | 0 | 0 | 0 | 0 | 0 | 0 | 0
[10 empty] | 0 | 0 | 0 | 0 | 0 | 0 | 0 | 0 | 0 | 0 | 0 | 0 | 0 | 0 | 0 | 0 | 0 | 0 | 0 | 0 | 0 | 0 | 0 | 0 | 0 | 0 | 0 | 0
[10 empty] | 0 | 0 | 0 | 0 | 0 | 0 | 0 | 0 | 0 | 0 | 0 | 0 | 0 | 0 | 0 | 0 | 0 | 0 | 0 | 0 | 0 | 0 | 0 | 0 | 0 | 0 | 0 | 0
[10 empty] | 0 | 0 | 0 | 0 | 0 | 0 | 0 | 0 | 0 | 0 | 0 | 0 | 0 | 0 | 0 | 0 | 0 | 0 | 0 | 0 | 0 | 0 | 0 | 0 | 0 | 0 | 0 | 0
[10 empty] | 0 | 0 | 0 | 0 | 0 | 0 | 0 | 0 | 0 | 0 | 0 | 0 | 0 | 0 | 0 | 0 | 0 | 0 | 0 | 0 | 0 | 0 | 0 | 0 | 0 | 0 | 0 | 0
[10 empty] | 0 | 0 | 0 | 0 | 0 | 0 | 0 | 0 | 0 | 0 | 0 | 0 | 0 | 0 | 0 | 0 | 0 | 0 | 0 | 0 | 0 | 0 | 0 | 0 | 0 | 0 | 0 | 0
[10 empty] | 0 | 0 | 0 | 0 | 0 | 0 | 0 | 0 | 0 | 0 | 0 | 0 | 0 | 0 | 0 | 0 | 0 | 0 | 0 | 0 | 0 | 0 | 0 | 0 | 0 | 0 | 0 | 0
[10 empty] | 0 | 0 | 0 | 0 | 0 | 0 | 0 | 0 | 0 | 0 | 0 | 0 | 0 | 0 | 0 | 0 | 0 | 0 | 0 | 0 | 0 | 0 | 0 | 0 | 0 | 0 | 0 | 0
[10 empty] | 0 | 0 | 0 | 0 | 0 | 0 | 0 | 0 | 0 | 0 | 0 | 0 | 0 | 0 | 0 | 0 | 0 | 0 | 0 | 0 | 0 | 0 | 0 | 0 | 0 | 0 | 0 | 0
[10 empty] | 0 | 0 | 0 | 0 | 0 | 0 | 0 | 0 | 0 | 0 | 0 | 0 | 0 | 0 | 0 | 0 | 0 | 0 | 0 | 0 | 0 | 0 | 0 | 0 | 0 | 0 | 0 | 0
[10 empty] | 0 | 0 | 0 | 0 | 0 | 0 | 0 | 0 | 0 | 0 | 0 | 0 | 0 | 0 | 0 | 0 | 0 | 0 | 0 | 0 | 0 | 0 | 0 | 0 | 0 | 0 | 0 | 0
[10 empty] | 0 | 0 | 0 | 0 | 0 | 0 | 0 | 0 | 0 | 0 | 0 | 0 | 0 | 0 | 0 | 0 | 0 | 0 | 0 | 0 | 0 | 0 | 0 | 0 | 0 | 0 | 0 | 0
[10 empty] | 0 | 0 | 0 | 0 | 0 | 0 | 0 | 0 | 0 | 0 | 0 | 0 | 0 | 0 | 0 | 0 | 0 | 0 | 0 | 0 | 0 | 0 | 0 | 0 | 0 | 0 | 0 | 0
[10 empty] | 0 | 0 | 0 | 0 | 0 | 0 | 0 | 0 | 0 | 0 | 0 | 0 | 0 | 0 | 0 | 0 | 0 | 0 | 0 | 0 | 0 | 0 | 0 | 0 | 0 | 0 | 0 | 0
[10 empty] | 0 | 0 | 0 | 0 | 0 | 0 | 0 | 0 | 0 | 0 | 0 | 0 | 0 | 0 | 0 | 0 | 0 | 0 | 0 | 0 | 0 | 0 | 0 | 0 | 0 | 0 | 0 | 0
[10 empty] | 0 | 0 | 0 | 0 | 0 | 0 | 0 | 0 | 0 | 0 | 0 | 0 | 0 | 0 | 0 | 0 | 0 | 0 | 0 | 0 | 0 | 0 | 0 | 0 | 0 | 0 | 0 | 0
[10 empty] | 0 | 0 | 0 | 0 | 0 | 0 | 0 | 0 | 0 | 0 | 0 | 0 | 0 | 0 | 0 | 0 | 0 | 0 | 0 | 0 | 0 | 0 | 0 | 0 | 0 | 0 | 0 | 0
[10 empty] | 0 | 0 | 0 | 0 | 0 | 0 | 0 | 0 | 0 | 0 | 0 | 0 | 0 | 0 | 0 | 0 | 0 | 0 | 0 | 0 | 0 | 0 | 0 | 0 | 0 | 0 | 0 | 0
[10 empty] | 0 | 0 | 0 | 0 | 0 | 0 | 0 | 0 | 0 | 0 | 0 | 0 | 0 | 0 | 0 | 0 | 0 | 0 | 0 | 0 | 0 | 0 | 0 | 0 | 0 | 0 | 0 | 0
[10 empty] | 0 | 0 | 0 | 0 | 0 | 0 | 0 | 0 | 0 | 0 | 0 | 0 | 0 | 0 | 0 | 0 | 0 | 0 | 0 | 0 | 0 | 0 | 0 | 0 | 0 | 0 | 0 | 0
[10 empty] | 0 | 0 | 0 | 0 | 0 | 0 | 0 | 0 | 0 | 0 | 0 | 0 | 0 | 0 | 0 | 0 | 0 | 0 | 0 | 0 | 0 | 0 | 0 | 0 | 0 | 0 | 0 | 0
[10 empty] | 0 | 0 | 0 | 0 | 0 | 0 | 0 | 0 | 0 | 0 | 0 | 0 | 0 | 0 | 0 | 0 | 0 | 0 | 0 | 0 | 0 | 0 | 0 | 0 | 0 | 0 | 0 | 0
[10 empty] | 0 | 0 | 0 | 0 | 0 | 0 | 0 | 0 | 0 | 0 | 0 | 0 | 0 | 0 | 0 | 0 | 0 | 0 | 0 | 0 | 0 | 0 | 0 | 0 | 0 | 0 | 0 | 0
[10 empty] | 0 | 0 | 0 | 0 | 0 | 0 | 0 | 0 | 0 | 0 | 0 | 0 | 0 | 0 | 0 | 0 | 0 | 0 | 0 | 0 | 0 | 0 | 0 | 0 | 0 | 0 | 0 | 0
[10 empty] | 0 | 0 | 0 | 0 | 0 | 0 | 0 | 0 | 0 | 0 | 0 | 0 | 0 | 0 | 0 | 0 | 0 | 0 | 0 | 0 | 0 | 0 | 0 | 0 | 0 | 0 | 0 | 0
[10 empty] | 0 | 0 | 0 | 0 | 0 | 0 | 0 | 0 | 0 | 0 | 0 | 0 | 0 | 0 | 0 | 0 | 0 | 0 | 0 | 0 | 0 | 0 | 0 | 0 | 0 | 0 | 0 | 0
[10 empty] | 0 | 0 | 0 | 0 | 0 | 0 | 0 | 0 | 0 | 0 | 0 | 0 | 0 | 0 | 0 | 0 | 0 | 0 | 0 | 0 | 0 | 0 | 0 | 0 | 0 | 0 | 0 | 0
[10 empty] | 0 | 0 | 0 | 0 | 0 | 0 | 0 | 0 | 0 | 0 | 0 | 0 | 0 | 0 | 0 | 0 | 0 | 0 | 0 | 0 | 0 | 0 | 0 | 0 | 0 | 0 | 0 | 0
[10 empty] | 0 | 0 | 0 | 0 | 0 | 0 | 0 | 0 | 0 | 0 | 0 | 0 | 0 | 0 | 0 | 0 | 0 | 0 | 0 | 0 | 0 | 0 | 0 | 0 | 0 | 0 | 0 | 0
[10 empty] | 0 | 0 | 0 | 0 | 0 | 0 | 0 | 0 | 0 | 0 | 0 | 0 | 0 | 0 | 0 | 0 | 0 | 0 | 0 | 0 | 0 | 0 | 0 | 0 | 0 | 0 | 0 | 0
[10 empty] | 0 | 0 | 0 | 0 | 0 | 0 | 0 | 0 | 0 | 0 | 0 | 0 | 0 | 0 | 0 | 0 | 0 | 0 | 0 | 0 | 0 | 0 | 0 | 0 | 0 | 0 | 0 | 0
[10 empty] | 0 | 0 | 0 | 0 | 0 | 0 | 0 | 0 | 0 | 0 | 0 | 0 | 0 | 0 | 0 | 0 | 0 | 0 | 0 | 0 | 0 | 0 | 0 | 0 | 0 | 0 | 0 | 0
[10 empty] | 0 | 0 | 0 | 0 | 0 | 0 | 0 | 0 | 0 | 0 | 0 | 0 | 0 | 0 | 0 | 0 | 0 | 0 | 0 | 0 | 0 | 0 | 0 | 0 | 0 | 0 | 0 | 0
[10 empty] | 0 | 0 | 0 | 0 | 0 | 0 | 0 | 0 | 0 | 0 | 0 | 0 | 0 | 0 | 0 | 0 | 0 | 0 | 0 | 0 | 0 | 0 | 0 | 0 | 0 | 0 | 0 | 0
[10 empty] | 0 | 0 | 0 | 0 | 0 | 0 | 0 | 0 | 0 | 0 | 0 | 0 | 0 | 0 | 0 | 0 | 0 | 0 | 0 | 0 | 0 | 0 | 0 | 0 | 0 | 0 | 0 | 0
[10 empty] | 0 | 0 | 0 | 0 | 0 | 0 | 0 | 0 | 0 | 0 | 0 | 0 | 0 | 0 | 0 | 0 | 0 | 0 | 0 | 0 | 0 | 0 | 0 | 0 | 0 | 0 | 0 | 0
[10 empty] | 0 | 0 | 0 | 0 | 0 | 0 | 0 | 0 | 0 | 0 | 0 | 0 | 0 | 0 | 0 | 0 | 0 | 0 | 0 | 0 | 0 | 0 | 0 | 0 | 0 | 0 | 0 | 0
[10 empty] | 0 | 0 | 0 | 0 | 0 | 0 | 0 | 0 | 0 | 0 | 0 | 0 | 0 | 0 | 0 | 0 | 0 | 0 | 0 | 0 | 0 | 0 | 0 | 0 | 0 | 0 | 0 | 0
[10 empty] | 0 | 0 | 0 | 0 | 0 | 0 | 0 | 0 | 0 | 0 | 0 | 0 | 0 | 0 | 0 | 0 | 0 | 0 | 0 | 0 | 0 | 0 | 0 | 0 | 0 | 0 | 0 | 0
[10 empty] | 0 | 0 | 0 | 0 | 0 | 0 | 0 | 0 | 0 | 0 | 0 | 0 | 0 | 0 | 0 | 0 | 0 | 0 | 0 | 0 | 0 | 0 | 0 | 0 | 0 | 0 | 0 | 0
[10 empty] | 0 | 0 | 0 | 0 | 0 | 0 | 0 | 0 | 0 | 0 | 0 | 0 | 0 | 0 | 0 | 0 | 0 | 0 | 0 | 0 | 0 | 0 | 0 | 0 | 0 | 0 | 0 | 0
[10 empty] | 0 | 0 | 0 | 0 | 0 | 0 | 0 | 0 | 0 | 0 | 0 | 0 | 0 | 0 | 0 | 0 | 0 | 0 | 0 | 0 | 0 | 0 | 0 | 0 | 0 | 0 | 0 | 0
[10 empty] | 0 | 0 | 0 | 0 | 0 | 0 | 0 | 0 | 0 | 0 | 0 | 0 | 0 | 0 | 0 | 0 | 0 | 0 | 0 | 0 | 0 | 0 | 0 | 0 | 0 | 0 | 0 | 0
[10 empty] | 0 | 0 | 0 | 0 | 0 | 0 | 0 | 0 | 0 | 0 | 0 | 0 | 0 | 0 | 0 | 0 | 0 | 0 | 0 | 0 | 0 | 0 | 0 | 0 | 0 | 0 | 0 | 0
[10 empty] | 0 | 0 | 0 | 0 | 0 | 0 | 0 | 0 | 0 | 0 | 0 | 0 | 0 | 0 | 0 | 0 | 0 | 0 | 0 | 0 | 0 | 0 | 0 | 0 | 0 | 0 | 0 | 0
[10 empty] | 0 | 0 | 0 | 0 | 0 | 0 | 0 | 0 | 0 | 0 | 0 | 0 | 0 | 0 | 0 | 0 | 0 | 0 | 0 | 0 | 0 | 0 | 0 | 0 | 0 | 0 | 0 | 0
[10 empty] | 0 | 0 | 0 | 0 | 0 | 0 | 0 | 0 | 0 | 0 | 0 | 0 | 0 | 0 | 0 | 0 | 0 | 0 | 0 | 0 | 0 | 0 | 0 | 0 | 0 | 0 | 0 | 0
[10 empty] | 0 | 0 | 0 | 0 | 0 | 0 | 0 | 0 | 0 | 0 | 0 | 0 | 0 | 0 | 0 | 0 | 0 | 0 | 0 | 0 | 0 | 0 | 0 | 0 | 0 | 0 | 0 | 0
[10 empty] | 0 | 0 | 0 | 0 | 0 | 0 | 0 | 0 | 0 | 0 | 0 | 0 | 0 | 0 | 0 | 0 | 0 | 0 | 0 | 0 | 0 | 0 | 0 | 0 | 0 | 0 | 0 | 0
[10 empty] | 0 | 0 | 0 | 0 | 0 | 0 | 0 | 0 | 0 | 0 | 0 | 0 | 0 | 0 | 0 | 0 | 0 | 0 | 0 | 0 | 0 | 0 | 0 | 0 | 0 | 0 | 0 | 0
[10 empty] | 0 | 0 | 0 | 0 | 0 | 0 | 0 | 0 | 0 | 0 | 0 | 0 | 0 | 0 | 0 | 0 | 0 | 0 | 0 | 0 | 0 | 0 | 0 | 0 | 0 | 0 | 0 | 0
[10 empty] | 0 | 0 | 0 | 0 | 0 | 0 | 0 | 0 | 0 | 0 | 0 | 0 | 0 | 0 | 0 | 0 | 0 | 0 | 0 | 0 | 0 | 0 | 0 | 0 | 0 | 0 | 0 | 0
[10 empty] | 0 | 0 | 0 | 0 | 0 | 0 | 0 | 0 | 0 | 0 | 0 | 0 | 0 | 0 | 0 | 0 | 0 | 0 | 0 | 0 | 0 | 0 | 0 | 0 | 0 | 0 | 0 | 0
[10 empty] | 0 | 0 | 0 | 0 | 0 | 0 | 0 | 0 | 0 | 0 | 0 | 0 | 0 | 0 | 0 | 0 | 0 | 0 | 0 | 0 | 0 | 0 | 0 | 0 | 0 | 0 | 0 | 0
[10 empty] | 0 | 0 | 0 | 0 | 0 | 0 | 0 | 0 | 0 | 0 | 0 | 0 | 0 | 0 | 0 | 0 | 0 | 0 | 0 | 0 | 0 | 0 | 0 | 0 | 0 | 0 | 0 | 0
[10 empty] | 0 | 0 | 0 | 0 | 0 | 0 | 0 | 0 | 0 | 0 | 0 | 0 | 0 | 0 | 0 | 0 | 0 | 0 | 0 | 0 | 0 | 0 | 0 | 0 | 0 | 0 | 0 | 0
[10 empty] | 0 | 0 | 0 | 0 | 0 | 0 | 0 | 0 | 0 | 0 | 0 | 0 | 0 | 0 | 0 | 0 | 0 | 0 | 0 | 0 | 0 | 0 | 0 | 0 | 0 | 0 | 0 | 0
[10 empty] | 0 | 0 | 0 | 0 | 0 | 0 | 0 | 0 | 0 | 0 | 0 | 0 | 0 | 0 | 0 | 0 | 0 | 0 | 0 | 0 | 0 | 0 | 0 | 0 | 0 | 0 | 0 | 0
[10 empty] | 0 | 0 | 0 | 0 | 0 | 0 | 0 | 0 | 0 | 0 | 0 | 0 | 0 | 0 | 0 | 0 | 0 | 0 | 0 | 0 | 0 | 0 | 0 | 0 | 0 | 0 | 0 | 0
[10 empty] | 0 | 0 | 0 | 0 | 0 | 0 | 0 | 0 | 0 | 0 | 0 | 0 | 0 | 0 | 0 | 0 | 0 | 0 | 0 | 0 | 0 | 0 | 0 | 0 | 0 | 0 | 0 | 0
[10 empty] | 0 | 0 | 0 | 0 | 0 | 0 | 0 | 0 | 0 | 0 | 0 | 0 | 0 | 0 | 0 | 0 | 0 | 0 | 0 | 0 | 0 | 0 | 0 | 0 | 0 | 0 | 0 | 0
[10 empty] | 0 | 0 | 0 | 0 | 0 | 0 | 0 | 0 | 0 | 0 | 0 | 0 | 0 | 0 | 0 | 0 | 0 | 0 | 0 | 0 | 0 | 0 | 0 | 0 | 0 | 0 | 0 | 0
[10 empty] | 0 | 0 | 0 | 0 | 0 | 0 | 0 | 0 | 0 | 0 | 0 | 0 | 0 | 0 | 0 | 0 | 0 | 0 | 0 | 0 | 0 | 0 | 0 | 0 | 0 | 0 | 0 | 0
[10 empty] | 0 | 0 | 0 | 0 | 0 | 0 | 0 | 0 | 0 | 0 | 0 | 0 | 0 | 0 | 0 | 0 | 0 | 0 | 0 | 0 | 0 | 0 | 0 | 0 | 0 | 0 | 0 | 0
[10 empty] | 0 | 0 | 0 | 0 | 0 | 0 | 0 | 0 | 0 | 0 | 0 | 0 | 0 | 0 | 0 | 0 | 0 | 0 | 0 | 0 | 0 | 0 | 0 | 0 | 0 | 0 | 0 | 0
[10 empty] | 0 | 0 | 0 | 0 | 0 | 0 | 0 | 0 | 0 | 0 | 0 | 0 | 0 | 0 | 0 | 0 | 0 | 0 | 0 | 0 | 0 | 0 | 0 | 0 | 0 | 0 | 0 | 0
[10 empty] | 0 | 0 | 0 | 0 | 0 | 0 | 0 | 0 | 0 | 0 | 0 | 0 | 0 | 0 | 0 | 0 | 0 | 0 | 0 | 0 | 0 | 0 | 0 | 0 | 0 | 0 | 0 | 0
[10 empty] | 0 | 0 | 0 | 0 | 0 | 0 | 0 | 0 | 0 | 0 | 0 | 0 | 0 | 0 | 0 | 0 | 0 | 0 | 0 | 0 | 0 | 0 | 0 | 0 | 0 | 0 | 0 | 0
[10 empty] | 0 | 0 | 0 | 0 | 0 | 0 | 0 | 0 | 0 | 0 | 0 | 0 | 0 | 0 | 0 | 0 | 0 | 0 | 0 | 0 | 0 | 0 | 0 | 0 | 0 | 0 | 0 | 0
[10 empty] | 0 | 0 | 0 | 0 | 0 | 0 | 0 | 0 | 0 | 0 | 0 | 0 | 0 | 0 | 0 | 0 | 0 | 0 | 0 | 0 | 0 | 0 | 0 | 0 | 0 | 0 | 0 | 0
[10 empty] | 0 | 0 | 0 | 0 | 0 | 0 | 0 | 0 | 0 | 0 | 0 | 0 | 0 | 0 | 0 | 0 | 0 | 0 | 0 | 0 | 0 | 0 | 0 | 0 | 0 | 0 | 0 | 0
[10 empty] | 0 | 0 | 0 | 0 | 0 | 0 | 0 | 0 | 0 | 0 | 0 | 0 | 0 | 0 | 0 | 0 | 0 | 0 | 0 | 0 | 0 | 0 | 0 | 0 | 0 | 0 | 0 | 0
[10 empty] | 0 | 0 | 0 | 0 | 0 | 0 | 0 | 0 | 0 | 0 | 0 | 0 | 0 | 0 | 0 | 0 | 0 | 0 | 0 | 0 | 0 | 0 | 0 | 0 | 0 | 0 | 0 | 0
[10 empty] | 0 | 0 | 0 | 0 | 0 | 0 | 0 | 0 | 0 | 0 | 0 | 0 | 0 | 0 | 0 | 0 | 0 | 0 | 0 | 0 | 0 | 0 | 0 | 0 | 0 | 0 | 0 | 0
[10 empty] | 0 | 0 | 0 | 0 | 0 | 0 | 0 | 0 | 0 | 0 | 0 | 0 | 0 | 0 | 0 | 0 | 0 | 0 | 0 | 0 | 0 | 0 | 0 | 0 | 0 | 0 | 0 | 0
[10 empty] | 0 | 0 | 0 | 0 | 0 | 0 | 0 | 0 | 0 | 0 | 0 | 0 | 0 | 0 | 0 | 0 | 0 | 0 | 0 | 0 | 0 | 0 | 0 | 0 | 0 | 0 | 0 | 0
[10 empty] | 0 | 0 | 0 | 0 | 0 | 0 | 0 | 0 | 0 | 0 | 0 | 0 | 0 | 0 | 0 | 0 | 0 | 0 | 0 | 0 | 0 | 0 | 0 | 0 | 0 | 0 | 0 | 0
[10 empty] | 0 | 0 | 0 | 0 | 0 | 0 | 0 | 0 | 0 | 0 | 0 | 0 | 0 | 0 | 0 | 0 | 0 | 0 | 0 | 0 | 0 | 0 | 0 | 0 | 0 | 0 | 0 | 0
[10 empty] | 0 | 0 | 0 | 0 | 0 | 0 | 0 | 0 | 0 | 0 | 0 | 0 | 0 | 0 | 0 | 0 | 0 | 0 | 0 | 0 | 0 | 0 | 0 | 0 | 0 | 0 | 0 | 0
[10 empty] | 0 | 0 | 0 | 0 | 0 | 0 | 0 | 0 | 0 | 0 | 0 | 0 | 0 | 0 | 0 | 0 | 0 | 0 | 0 | 0 | 0 | 0 | 0 | 0 | 0 | 0 | 0 | 0
[10 empty] | 0 | 0 | 0 | 0 | 0 | 0 | 0 | 0 | 0 | 0 | 0 | 0 | 0 | 0 | 0 | 0 | 0 | 0 | 0 | 0 | 0 | 0 | 0 | 0 | 0 | 0 | 0 | 0
[10 empty] | 0 | 0 | 0 | 0 | 0 | 0 | 0 | 0 | 0 | 0 | 0 | 0 | 0 | 0 | 0 | 0 | 0 | 0 | 0 | 0 | 0 | 0 | 0 | 0 | 0 | 0 | 0 | 0
[10 empty] | 0 | 0 | 0 | 0 | 0 | 0 | 0 | 0 | 0 | 0 | 0 | 0 | 0 | 0 | 0 | 0 | 0 | 0 | 0 | 0 | 0 | 0 | 0 | 0 | 0 | 0 | 0 | 0
[10 empty] | 0 | 0 | 0 | 0 | 0 | 0 | 0 | 0 | 0 | 0 | 0 | 0 | 0 | 0 | 0 | 0 | 0 | 0 | 0 | 0 | 0 | 0 | 0 | 0 | 0 | 0 | 0 | 0
[10 empty] | 0 | 0 | 0 | 0 | 0 | 0 | 0 | 0 | 0 | 0 | 0 | 0 | 0 | 0 | 0 | 0 | 0 | 0 | 0 | 0 | 0 | 0 | 0 | 0 | 0 | 0 | 0 | 0
[10 empty] | 0 | 0 | 0 | 0 | 0 | 0 | 0 | 0 | 0 | 0 | 0 | 0 | 0 | 0 | 0 | 0 | 0 | 0 | 0 | 0 | 0 | 0 | 0 | 0 | 0 | 0 | 0 | 0
[10 empty] | 0 | 0 | 0 | 0 | 0 | 0 | 0 | 0 | 0 | 0 | 0 | 0 | 0 | 0 | 0 | 0 | 0 | 0 | 0 | 0 | 0 | 0 | 0 | 0 | 0 | 0 | 0 | 0
[10 empty] | 0 | 0 | 0 | 0 | 0 | 0 | 0 | 0 | 0 | 0 | 0 | 0 | 0 | 0 | 0 | 0 | 0 | 0 | 0 | 0 | 0 | 0 | 0 | 0 | 0 | 0 | 0 | 0
[10 empty] | 0 | 0 | 0 | 0 | 0 | 0 | 0 | 0 | 0 | 0 | 0 | 0 | 0 | 0 | 0 | 0 | 0 | 0 | 0 | 0 | 0 | 0 | 0 | 0 | 0 | 0 | 0 | 0
[10 empty] | 0 | 0 | 0 | 0 | 0 | 0 | 0 | 0 | 0 | 0 | 0 | 0 | 0 | 0 | 0 | 0 | 0 | 0 | 0 | 0 | 0 | 0 | 0 | 0 | 0 | 0 | 0 | 0
[10 empty] | 0 | 0 | 0 | 0 | 0 | 0 | 0 | 0 | 0 | 0 | 0 | 0 | 0 | 0 | 0 | 0 | 0 | 0 | 0 | 0 | 0 | 0 | 0 | 0 | 0 | 0 | 0 | 0
[10 empty] | 0 | 0 | 0 | 0 | 0 | 0 | 0 | 0 | 0 | 0 | 0 | 0 | 0 | 0 | 0 | 0 | 0 | 0 | 0 | 0 | 0 | 0 | 0 | 0 | 0 | 0 | 0 | 0
[10 empty] | 0 | 0 | 0 | 0 | 0 | 0 | 0 | 0 | 0 | 0 | 0 | 0 | 0 | 0 | 0 | 0 | 0 | 0 | 0 | 0 | 0 | 0 | 0 | 0 | 0 | 0 | 0 | 0
[10 empty] | 0 | 0 | 0 | 0 | 0 | 0 | 0 | 0 | 0 | 0 | 0 | 0 | 0 | 0 | 0 | 0 | 0 | 0 | 0 | 0 | 0 | 0 | 0 | 0 | 0 | 0 | 0 | 0
[10 empty] | 0 | 0 | 0 | 0 | 0 | 0 | 0 | 0 | 0 | 0 | 0 | 0 | 0 | 0 | 0 | 0 | 0 | 0 | 0 | 0 | 0 | 0 | 0 | 0 | 0 | 0 | 0 | 0
[10 empty] | 0 | 0 | 0 | 0 | 0 | 0 | 0 | 0 | 0 | 0 | 0 | 0 | 0 | 0 | 0 | 0 | 0 | 0 | 0 | 0 | 0 | 0 | 0 | 0 | 0 | 0 | 0 | 0
[10 empty] | 0 | 0 | 0 | 0 | 0 | 0 | 0 | 0 | 0 | 0 | 0 | 0 | 0 | 0 | 0 | 0 | 0 | 0 | 0 | 0 | 0 | 0 | 0 | 0 | 0 | 0 | 0 | 0
[10 empty] | 0 | 0 | 0 | 0 | 0 | 0 | 0 | 0 | 0 | 0 | 0 | 0 | 0 | 0 | 0 | 0 | 0 | 0 | 0 | 0 | 0 | 0 | 0 | 0 | 0 | 0 | 0 | 0
[10 empty] | 0 | 0 | 0 | 0 | 0 | 0 | 0 | 0 | 0 | 0 | 0 | 0 | 0 | 0 | 0 | 0 | 0 | 0 | 0 | 0 | 0 | 0 | 0 | 0 | 0 | 0 | 0 | 0
[10 empty] | 0 | 0 | 0 | 0 | 0 | 0 | 0 | 0 | 0 | 0 | 0 | 0 | 0 | 0 | 0 | 0 | 0 | 0 | 0 | 0 | 0 | 0 | 0 | 0 | 0 | 0 | 0 | 0
[10 empty] | 0 | 0 | 0 | 0 | 0 | 0 | 0 | 0 | 0 | 0 | 0 | 0 | 0 | 0 | 0 | 0 | 0 | 0 | 0 | 0 | 0 | 0 | 0 | 0 | 0 | 0 | 0 | 0
[10 empty] | 0 | 0 | 0 | 0 | 0 | 0 | 0 | 0 | 0 | 0 | 0 | 0 | 0 | 0 | 0 | 0 | 0 | 0 | 0 | 0 | 0 | 0 | 0 | 0 | 0 | 0 | 0 | 0
[10 empty] | 0 | 0 | 0 | 0 | 0 | 0 | 0 | 0 | 0 | 0 | 0 | 0 | 0 | 0 | 0 | 0 | 0 | 0 | 0 | 0 | 0 | 0 | 0 | 0 | 0 | 0 | 0 | 0
[10 empty] | 0 | 0 | 0 | 0 | 0 | 0 | 0 | 0 | 0 | 0 | 0 | 0 | 0 | 0 | 0 | 0 | 0 | 0 | 0 | 0 | 0 | 0 | 0 | 0 | 0 | 0 | 0 | 0
[10 empty] | 0 | 0 | 0 | 0 | 0 | 0 | 0 | 0 | 0 | 0 | 0 | 0 | 0 | 0 | 0 | 0 | 0 | 0 | 0 | 0 | 0 | 0 | 0 | 0 | 0 | 0 | 0 | 0
[10 empty] | 0 | 0 | 0 | 0 | 0 | 0 | 0 | 0 | 0 | 0 | 0 | 0 | 0 | 0 | 0 | 0 | 0 | 0 | 0 | 0 | 0 | 0 | 0 | 0 | 0 | 0 | 0 | 0
[10 empty] | 0 | 0 | 0 | 0 | 0 | 0 | 0 | 0 | 0 | 0 | 0 | 0 | 0 | 0 | 0 | 0 | 0 | 0 | 0 | 0 | 0 | 0 | 0 | 0 | 0 | 0 | 0 | 0
[10 empty] | 0 | 0 | 0 | 0 | 0 | 0 | 0 | 0 | 0 | 0 | 0 | 0 | 0 | 0 | 0 | 0 | 0 | 0 | 0 | 0 | 0 | 0 | 0 | 0 | 0 | 0 | 0 | 0
[10 empty] | 0 | 0 | 0 | 0 | 0 | 0 | 0 | 0 | 0 | 0 | 0 | 0 | 0 | 0 | 0 | 0 | 0 | 0 | 0 | 0 | 0 | 0 | 0 | 0 | 0 | 0 | 0 | 0
[10 empty] | 0 | 0 | 0 | 0 | 0 | 0 | 0 | 0 | 0 | 0 | 0 | 0 | 0 | 0 | 0 | 0 | 0 | 0 | 0 | 0 | 0 | 0 | 0 | 0 | 0 | 0 | 0 | 0
[10 empty] | 0 | 0 | 0 | 0 | 0 | 0 | 0 | 0 | 0 | 0 | 0 | 0 | 0 | 0 | 0 | 0 | 0 | 0 | 0 | 0 | 0 | 0 | 0 | 0 | 0 | 0 | 0 | 0
[10 empty] | 0 | 0 | 0 | 0 | 0 | 0 | 0 | 0 | 0 | 0 | 0 | 0 | 0 | 0 | 0 | 0 | 0 | 0 | 0 | 0 | 0 | 0 | 0 | 0 | 0 | 0 | 0 | 0
[10 empty] | 0 | 0 | 0 | 0 | 0 | 0 | 0 | 0 | 0 | 0 | 0 | 0 | 0 | 0 | 0 | 0 | 0 | 0 | 0 | 0 | 0 | 0 | 0 | 0 | 0 | 0 | 0 | 0
[10 empty] | 0 | 0 | 0 | 0 | 0 | 0 | 0 | 0 | 0 | 0 | 0 | 0 | 0 | 0 | 0 | 0 | 0 | 0 | 0 | 0 | 0 | 0 | 0 | 0 | 0 | 0 | 0 | 0
[10 empty] | 0 | 0 | 0 | 0 | 0 | 0 | 0 | 0 | 0 | 0 | 0 | 0 | 0 | 0 | 0 | 0 | 0 | 0 | 0 | 0 | 0 | 0 | 0 | 0 | 0 | 0 | 0 | 0
[10 empty] | 0 | 0 | 0 | 0 | 0 | 0 | 0 | 0 | 0 | 0 | 0 | 0 | 0 | 0 | 0 | 0 | 0 | 0 | 0 | 0 | 0 | 0 | 0 | 0 | 0 | 0 | 0 | 0
[10 empty] | 0 | 0 | 0 | 0 | 0 | 0 | 0 | 0 | 0 | 0 | 0 | 0 | 0 | 0 | 0 | 0 | 0 | 0 | 0 | 0 | 0 | 0 | 0 | 0 | 0 | 0 | 0 | 0
[10 empty] | 0 | 0 | 0 | 0 | 0 | 0 | 0 | 0 | 0 | 0 | 0 | 0 | 0 | 0 | 0 | 0 | 0 | 0 | 0 | 0 | 0 | 0 | 0 | 0 | 0 | 0 | 0 | 0
[10 empty] | 0 | 0 | 0 | 0 | 0 | 0 | 0 | 0 | 0 | 0 | 0 | 0 | 0 | 0 | 0 | 0 | 0 | 0 | 0 | 0 | 0 | 0 | 0 | 0 | 0 | 0 | 0 | 0
[10 empty] | 0 | 0 | 0 | 0 | 0 | 0 | 0 | 0 | 0 | 0 | 0 | 0 | 0 | 0 | 0 | 0 | 0 | 0 | 0 | 0 | 0 | 0 | 0 | 0 | 0 | 0 | 0 | 0
[10 empty] | 0 | 0 | 0 | 0 | 0 | 0 | 0 | 0 | 0 | 0 | 0 | 0 | 0 | 0 | 0 | 0 | 0 | 0 | 0 | 0 | 0 | 0 | 0 | 0 | 0 | 0 | 0 | 0
[10 empty] | 0 | 0 | 0 | 0 | 0 | 0 | 0 | 0 | 0 | 0 | 0 | 0 | 0 | 0 | 0 | 0 | 0 | 0 | 0 | 0 | 0 | 0 | 0 | 0 | 0 | 0 | 0 | 0
[10 empty] | 0 | 0 | 0 | 0 | 0 | 0 | 0 | 0 | 0 | 0 | 0 | 0 | 0 | 0 | 0 | 0 | 0 | 0 | 0 | 0 | 0 | 0 | 0 | 0 | 0 | 0 | 0 | 0
[10 empty] | 0 | 0 | 0 | 0 | 0 | 0 | 0 | 0 | 0 | 0 | 0 | 0 | 0 | 0 | 0 | 0 | 0 | 0 | 0 | 0 | 0 | 0 | 0 | 0 | 0 | 0 | 0 | 0
[10 empty] | 0 | 0 | 0 | 0 | 0 | 0 | 0 | 0 | 0 | 0 | 0 | 0 | 0 | 0 | 0 | 0 | 0 | 0 | 0 | 0 | 0 | 0 | 0 | 0 | 0 | 0 | 0 | 0
[10 empty] | 0 | 0 | 0 | 0 | 0 | 0 | 0 | 0 | 0 | 0 | 0 | 0 | 0 | 0 | 0 | 0 | 0 | 0 | 0 | 0 | 0 | 0 | 0 | 0 | 0 | 0 | 0 | 0
[10 empty] | 0 | 0 | 0 | 0 | 0 | 0 | 0 | 0 | 0 | 0 | 0 | 0 | 0 | 0 | 0 | 0 | 0 | 0 | 0 | 0 | 0 | 0 | 0 | 0 | 0 | 0 | 0 | 0
[10 empty] | 0 | 0 | 0 | 0 | 0 | 0 | 0 | 0 | 0 | 0 | 0 | 0 | 0 | 0 | 0 | 0 | 0 | 0 | 0 | 0 | 0 | 0 | 0 | 0 | 0 | 0 | 0 | 0
[10 empty] | 0 | 0 | 0 | 0 | 0 | 0 | 0 | 0 | 0 | 0 | 0 | 0 | 0 | 0 | 0 | 0 | 0 | 0 | 0 | 0 | 0 | 0 | 0 | 0 | 0 | 0 | 0 | 0
[10 empty] | 0 | 0 | 0 | 0 | 0 | 0 | 0 | 0 | 0 | 0 | 0 | 0 | 0 | 0 | 0 | 0 | 0 | 0 | 0 | 0 | 0 | 0 | 0 | 0 | 0 | 0 | 0 | 0
[10 empty] | 0 | 0 | 0 | 0 | 0 | 0 | 0 | 0 | 0 | 0 | 0 | 0 | 0 | 0 | 0 | 0 | 0 | 0 | 0 | 0 | 0 | 0 | 0 | 0 | 0 | 0 | 0 | 0
[10 empty] | 0 | 0 | 0 | 0 | 0 | 0 | 0 | 0 | 0 | 0 | 0 | 0 | 0 | 0 | 0 | 0 | 0 | 0 | 0 | 0 | 0 | 0 | 0 | 0 | 0 | 0 | 0 | 0
[10 empty] | 0 | 0 | 0 | 0 | 0 | 0 | 0 | 0 | 0 | 0 | 0 | 0 | 0 | 0 | 0 | 0 | 0 | 0 | 0 | 0 | 0 | 0 | 0 | 0 | 0 | 0 | 0 | 0
[10 empty] | 0 | 0 | 0 | 0 | 0 | 0 | 0 | 0 | 0 | 0 | 0 | 0 | 0 | 0 | 0 | 0 | 0 | 0 | 0 | 0 | 0 | 0 | 0 | 0 | 0 | 0 | 0 | 0
[10 empty] | 0 | 0 | 0 | 0 | 0 | 0 | 0 | 0 | 0 | 0 | 0 | 0 | 0 | 0 | 0 | 0 | 0 | 0 | 0 | 0 | 0 | 0 | 0 | 0 | 0 | 0 | 0 | 0
[10 empty] | 0 | 0 | 0 | 0 | 0 | 0 | 0 | 0 | 0 | 0 | 0 | 0 | 0 | 0 | 0 | 0 | 0 | 0 | 0 | 0 | 0 | 0 | 0 | 0 | 0 | 0 | 0 | 0
[10 empty] | 0 | 0 | 0 | 0 | 0 | 0 | 0 | 0 | 0 | 0 | 0 | 0 | 0 | 0 | 0 | 0 | 0 | 0 | 0 | 0 | 0 | 0 | 0 | 0 | 0 | 0 | 0 | 0
[10 empty] | 0 | 0 | 0 | 0 | 0 | 0 | 0 | 0 | 0 | 0 | 0 | 0 | 0 | 0 | 0 | 0 | 0 | 0 | 0 | 0 | 0 | 0 | 0 | 0 | 0 | 0 | 0 | 0
[10 empty] | 0 | 0 | 0 | 0 | 0 | 0 | 0 | 0 | 0 | 0 | 0 | 0 | 0 | 0 | 0 | 0 | 0 | 0 | 0 | 0 | 0 | 0 | 0 | 0 | 0 | 0 | 0 | 0
[10 empty] | 0 | 0 | 0 | 0 | 0 | 0 | 0 | 0 | 0 | 0 | 0 | 0 | 0 | 0 | 0 | 0 | 0 | 0 | 0 | 0 | 0 | 0 | 0 | 0 | 0 | 0 | 0 | 0
[10 empty] | 0 | 0 | 0 | 0 | 0 | 0 | 0 | 0 | 0 | 0 | 0 | 0 | 0 | 0 | 0 | 0 | 0 | 0 | 0 | 0 | 0 | 0 | 0 | 0 | 0 | 0 | 0 | 0
[10 empty] | 0 | 0 | 0 | 0 | 0 | 0 | 0 | 0 | 0 | 0 | 0 | 0 | 0 | 0 | 0 | 0 | 0 | 0 | 0 | 0 | 0 | 0 | 0 | 0 | 0 | 0 | 0 | 0
[10 empty] | 0 | 0 | 0 | 0 | 0 | 0 | 0 | 0 | 0 | 0 | 0 | 0 | 0 | 0 | 0 | 0 | 0 | 0 | 0 | 0 | 0 | 0 | 0 | 0 | 0 | 0 | 0 | 0
[10 empty] | 0 | 0 | 0 | 0 | 0 | 0 | 0 | 0 | 0 | 0 | 0 | 0 | 0 | 0 | 0 | 0 | 0 | 0 | 0 | 0 | 0 | 0 | 0 | 0 | 0 | 0 | 0 | 0
[10 empty] | 0 | 0 | 0 | 0 | 0 | 0 | 0 | 0 | 0 | 0 | 0 | 0 | 0 | 0 | 0 | 0 | 0 | 0 | 0 | 0 | 0 | 0 | 0 | 0 | 0 | 0 | 0 | 0
[10 empty] | 0 | 0 | 0 | 0 | 0 | 0 | 0 | 0 | 0 | 0 | 0 | 0 | 0 | 0 | 0 | 0 | 0 | 0 | 0 | 0 | 0 | 0 | 0 | 0 | 0 | 0 | 0 | 0
[10 empty] | 0 | 0 | 0 | 0 | 0 | 0 | 0 | 0 | 0 | 0 | 0 | 0 | 0 | 0 | 0 | 0 | 0 | 0 | 0 | 0 | 0 | 0 | 0 | 0 | 0 | 0 | 0 | 0
[10 empty] | 0 | 0 | 0 | 0 | 0 | 0 | 0 | 0 | 0 | 0 | 0 | 0 | 0 | 0 | 0 | 0 | 0 | 0 | 0 | 0 | 0 | 0 | 0 | 0 | 0 | 0 | 0 | 0
[10 empty] | 0 | 0 | 0 | 0 | 0 | 0 | 0 | 0 | 0 | 0 | 0 | 0 | 0 | 0 | 0 | 0 | 0 | 0 | 0 | 0 | 0 | 0 | 0 | 0 | 0 | 0 | 0 | 0
[10 empty] | 0 | 0 | 0 | 0 | 0 | 0 | 0 | 0 | 0 | 0 | 0 | 0 | 0 | 0 | 0 | 0 | 0 | 0 | 0 | 0 | 0 | 0 | 0 | 0 | 0 | 0 | 0 | 0
[10 empty] | 0 | 0 | 0 | 0 | 0 | 0 | 0 | 0 | 0 | 0 | 0 | 0 | 0 | 0 | 0 | 0 | 0 | 0 | 0 | 0 | 0 | 0 | 0 | 0 | 0 | 0 | 0 | 0
[10 empty] | 0 | 0 | 0 | 0 | 0 | 0 | 0 | 0 | 0 | 0 | 0 | 0 | 0 | 0 | 0 | 0 | 0 | 0 | 0 | 0 | 0 | 0 | 0 | 0 | 0 | 0 | 0 | 0
[10 empty] | 0 | 0 | 0 | 0 | 0 | 0 | 0 | 0 | 0 | 0 | 0 | 0 | 0 | 0 | 0 | 0 | 0 | 0 | 0 | 0 | 0 | 0 | 0 | 0 | 0 | 0 | 0 | 0
[10 empty] | 0 | 0 | 0 | 0 | 0 | 0 | 0 | 0 | 0 | 0 | 0 | 0 | 0 | 0 | 0 | 0 | 0 | 0 | 0 | 0 | 0 | 0 | 0 | 0 | 0 | 0 | 0 | 0
[10 empty] | 0 | 0 | 0 | 0 | 0 | 0 | 0 | 0 | 0 | 0 | 0 | 0 | 0 | 0 | 0 | 0 | 0 | 0 | 0 | 0 | 0 | 0 | 0 | 0 | 0 | 0 | 0 | 0
[10 empty] | 0 | 0 | 0 | 0 | 0 | 0 | 0 | 0 | 0 | 0 | 0 | 0 | 0 | 0 | 0 | 0 | 0 | 0 | 0 | 0 | 0 | 0 | 0 | 0 | 0 | 0 | 0 | 0
[10 empty] | 0 | 0 | 0 | 0 | 0 | 0 | 0 | 0 | 0 | 0 | 0 | 0 | 0 | 0 | 0 | 0 | 0 | 0 | 0 | 0 | 0 | 0 | 0 | 0 | 0 | 0 | 0 | 0
[10 empty] | 0 | 0 | 0 | 0 | 0 | 0 | 0 | 0 | 0 | 0 | 0 | 0 | 0 | 0 | 0 | 0 | 0 | 0 | 0 | 0 | 0 | 0 | 0 | 0 | 0 | 0 | 0 | 0
[10 empty] | 0 | 0 | 0 | 0 | 0 | 0 | 0 | 0 | 0 | 0 | 0 | 0 | 0 | 0 | 0 | 0 | 0 | 0 | 0 | 0 | 0 | 0 | 0 | 0 | 0 | 0 | 0 | 0
[10 empty] | 0 | 0 | 0 | 0 | 0 | 0 | 0 | 0 | 0 | 0 | 0 | 0 | 0 | 0 | 0 | 0 | 0 | 0 | 0 | 0 | 0 | 0 | 0 | 0 | 0 | 0 | 0 | 0
[10 empty] | 0 | 0 | 0 | 0 | 0 | 0 | 0 | 0 | 0 | 0 | 0 | 0 | 0 | 0 | 0 | 0 | 0 | 0 | 0 | 0 | 0 | 0 | 0 | 0 | 0 | 0 | 0 | 0
[10 empty] | 0 | 0 | 0 | 0 | 0 | 0 | 0 | 0 | 0 | 0 | 0 | 0 | 0 | 0 | 0 | 0 | 0 | 0 | 0 | 0 | 0 | 0 | 0 | 0 | 0 | 0 | 0 | 0
[10 empty] | 0 | 0 | 0 | 0 | 0 | 0 | 0 | 0 | 0 | 0 | 0 | 0 | 0 | 0 | 0 | 0 | 0 | 0 | 0 | 0 | 0 | 0 | 0 | 0 | 0 | 0 | 0 | 0
[10 empty] | 0 | 0 | 0 | 0 | 0 | 0 | 0 | 0 | 0 | 0 | 0 | 0 | 0 | 0 | 0 | 0 | 0 | 0 | 0 | 0 | 0 | 0 | 0 | 0 | 0 | 0 | 0 | 0
[10 empty] | 0 | 0 | 0 | 0 | 0 | 0 | 0 | 0 | 0 | 0 | 0 | 0 | 0 | 0 | 0 | 0 | 0 | 0 | 0 | 0 | 0 | 0 | 0 | 0 | 0 | 0 | 0 | 0
[10 empty] | 0 | 0 | 0 | 0 | 0 | 0 | 0 | 0 | 0 | 0 | 0 | 0 | 0 | 0 | 0 | 0 | 0 | 0 | 0 | 0 | 0 | 0 | 0 | 0 | 0 | 0 | 0 | 0
[10 empty] | 0 | 0 | 0 | 0 | 0 | 0 | 0 | 0 | 0 | 0 | 0 | 0 | 0 | 0 | 0 | 0 | 0 | 0 | 0 | 0 | 0 | 0 | 0 | 0 | 0 | 0 | 0 | 0
[10 empty] | 0 | 0 | 0 | 0 | 0 | 0 | 0 | 0 | 0 | 0 | 0 | 0 | 0 | 0 | 0 | 0 | 0 | 0 | 0 | 0 | 0 | 0 | 0 | 0 | 0 | 0 | 0 | 0
[10 empty] | 0 | 0 | 0 | 0 | 0 | 0 | 0 | 0 | 0 | 0 | 0 | 0 | 0 | 0 | 0 | 0 | 0 | 0 | 0 | 0 | 0 | 0 | 0 | 0 | 0 | 0 | 0 | 0
[10 empty] | 0 | 0 | 0 | 0 | 0 | 0 | 0 | 0 | 0 | 0 | 0 | 0 | 0 | 0 | 0 | 0 | 0 | 0 | 0 | 0 | 0 | 0 | 0 | 0 | 0 | 0 | 0 | 0
[10 empty] | 0 | 0 | 0 | 0 | 0 | 0 | 0 | 0 | 0 | 0 | 0 | 0 | 0 | 0 | 0 | 0 | 0 | 0 | 0 | 0 | 0 | 0 | 0 | 0 | 0 | 0 | 0 | 0
[10 empty] | 0 | 0 | 0 | 0 | 0 | 0 | 0 | 0 | 0 | 0 | 0 | 0 | 0 | 0 | 0 | 0 | 0 | 0 | 0 | 0 | 0 | 0 | 0 | 0 | 0 | 0 | 0 | 0
[10 empty] | 0 | 0 | 0 | 0 | 0 | 0 | 0 | 0 | 0 | 0 | 0 | 0 | 0 | 0 | 0 | 0 | 0 | 0 | 0 | 0 | 0 | 0 | 0 | 0 | 0 | 0 | 0 | 0
[10 empty] | 0 | 0 | 0 | 0 | 0 | 0 | 0 | 0 | 0 | 0 | 0 | 0 | 0 | 0 | 0 | 0 | 0 | 0 | 0 | 0 | 0 | 0 | 0 | 0 | 0 | 0 | 0 | 0
[10 empty] | 0 | 0 | 0 | 0 | 0 | 0 | 0 | 0 | 0 | 0 | 0 | 0 | 0 | 0 | 0 | 0 | 0 | 0 | 0 | 0 | 0 | 0 | 0 | 0 | 0 | 0 | 0 | 0
[10 empty] | 0 | 0 | 0 | 0 | 0 | 0 | 0 | 0 | 0 | 0 | 0 | 0 | 0 | 0 | 0 | 0 | 0 | 0 | 0 | 0 | 0 | 0 | 0 | 0 | 0 | 0 | 0 | 0
[10 empty] | 0 | 0 | 0 | 0 | 0 | 0 | 0 | 0 | 0 | 0 | 0 | 0 | 0 | 0 | 0 | 0 | 0 | 0 | 0 | 0 | 0 | 0 | 0 | 0 | 0 | 0 | 0 | 0
[10 empty] | 0 | 0 | 0 | 0 | 0 | 0 | 0 | 0 | 0 | 0 | 0 | 0 | 0 | 0 | 0 | 0 | 0 | 0 | 0 | 0 | 0 | 0 | 0 | 0 | 0 | 0 | 0 | 0
[10 empty] | 0 | 0 | 0 | 0 | 0 | 0 | 0 | 0 | 0 | 0 | 0 | 0 | 0 | 0 | 0 | 0 | 0 | 0 | 0 | 0 | 0 | 0 | 0 | 0 | 0 | 0 | 0 | 0
[10 empty] | 0 | 0 | 0 | 0 | 0 | 0 | 0 | 0 | 0 | 0 | 0 | 0 | 0 | 0 | 0 | 0 | 0 | 0 | 0 | 0 | 0 | 0 | 0 | 0 | 0 | 0 | 0 | 0
[10 empty] | 0 | 0 | 0 | 0 | 0 | 0 | 0 | 0 | 0 | 0 | 0 | 0 | 0 | 0 | 0 | 0 | 0 | 0 | 0 | 0 | 0 | 0 | 0 | 0 | 0 | 0 | 0 | 0
[10 empty] | 0 | 0 | 0 | 0 | 0 | 0 | 0 | 0 | 0 | 0 | 0 | 0 | 0 | 0 | 0 | 0 | 0 | 0 | 0 | 0 | 0 | 0 | 0 | 0 | 0 | 0 | 0 | 0
[10 empty] | 0 | 0 | 0 | 0 | 0 | 0 | 0 | 0 | 0 | 0 | 0 | 0 | 0 | 0 | 0 | 0 | 0 | 0 | 0 | 0 | 0 | 0 | 0 | 0 | 0 | 0 | 0 | 0
[10 empty] | 0 | 0 | 0 | 0 | 0 | 0 | 0 | 0 | 0 | 0 | 0 | 0 | 0 | 0 | 0 | 0 | 0 | 0 | 0 | 0 | 0 | 0 | 0 | 0 | 0 | 0 | 0 | 0
[10 empty] | 0 | 0 | 0 | 0 | 0 | 0 | 0 | 0 | 0 | 0 | 0 | 0 | 0 | 0 | 0 | 0 | 0 | 0 | 0 | 0 | 0 | 0 | 0 | 0 | 0 | 0 | 0 | 0
[10 empty] | 0 | 0 | 0 | 0 | 0 | 0 | 0 | 0 | 0 | 0 | 0 | 0 | 0 | 0 | 0 | 0 | 0 | 0 | 0 | 0 | 0 | 0 | 0 | 0 | 0 | 0 | 0 | 0
[10 empty] | 0 | 0 | 0 | 0 | 0 | 0 | 0 | 0 | 0 | 0 | 0 | 0 | 0 | 0 | 0 | 0 | 0 | 0 | 0 | 0 | 0 | 0 | 0 | 0 | 0 | 0 | 0 | 0
[10 empty] | 0 | 0 | 0 | 0 | 0 | 0 | 0 | 0 | 0 | 0 | 0 | 0 | 0 | 0 | 0 | 0 | 0 | 0 | 0 | 0 | 0 | 0 | 0 | 0 | 0 | 0 | 0 | 0
[10 empty] | 0 | 0 | 0 | 0 | 0 | 0 | 0 | 0 | 0 | 0 | 0 | 0 | 0 | 0 | 0 | 0 | 0 | 0 | 0 | 0 | 0 | 0 | 0 | 0 | 0 | 0 | 0 | 0
[10 empty] | 0 | 0 | 0 | 0 | 0 | 0 | 0 | 0 | 0 | 0 | 0 | 0 | 0 | 0 | 0 | 0 | 0 | 0 | 0 | 0 | 0 | 0 | 0 | 0 | 0 | 0 | 0 | 0
[10 empty] | 0 | 0 | 0 | 0 | 0 | 0 | 0 | 0 | 0 | 0 | 0 | 0 | 0 | 0 | 0 | 0 | 0 | 0 | 0 | 0 | 0 | 0 | 0 | 0 | 0 | 0 | 0 | 0
[10 empty] | 0 | 0 | 0 | 0 | 0 | 0 | 0 | 0 | 0 | 0 | 0 | 0 | 0 | 0 | 0 | 0 | 0 | 0 | 0 | 0 | 0 | 0 | 0 | 0 | 0 | 0 | 0 | 0
[10 empty] | 0 | 0 | 0 | 0 | 0 | 0 | 0 | 0 | 0 | 0 | 0 | 0 | 0 | 0 | 0 | 0 | 0 | 0 | 0 | 0 | 0 | 0 | 0 | 0 | 0 | 0 | 0 | 0
[10 empty] | 0 | 0 | 0 | 0 | 0 | 0 | 0 | 0 | 0 | 0 | 0 | 0 | 0 | 0 | 0 | 0 | 0 | 0 | 0 | 0 | 0 | 0 | 0 | 0 | 0 | 0 | 0 | 0
[10 empty] | 0 | 0 | 0 | 0 | 0 | 0 | 0 | 0 | 0 | 0 | 0 | 0 | 0 | 0 | 0 | 0 | 0 | 0 | 0 | 0 | 0 | 0 | 0 | 0 | 0 | 0 | 0 | 0
[10 empty] | 0 | 0 | 0 | 0 | 0 | 0 | 0 | 0 | 0 | 0 | 0 | 0 | 0 | 0 | 0 | 0 | 0 | 0 | 0 | 0 | 0 | 0 | 0 | 0 | 0 | 0 | 0 | 0
[10 empty] | 0 | 0 | 0 | 0 | 0 | 0 | 0 | 0 | 0 | 0 | 0 | 0 | 0 | 0 | 0 | 0 | 0 | 0 | 0 | 0 | 0 | 0 | 0 | 0 | 0 | 0 | 0 | 0
[10 empty] | 0 | 0 | 0 | 0 | 0 | 0 | 0 | 0 | 0 | 0 | 0 | 0 | 0 | 0 | 0 | 0 | 0 | 0 | 0 | 0 | 0 | 0 | 0 | 0 | 0 | 0 | 0 | 0
[10 empty] | 0 | 0 | 0 | 0 | 0 | 0 | 0 | 0 | 0 | 0 | 0 | 0 | 0 | 0 | 0 | 0 | 0 | 0 | 0 | 0 | 0 | 0 | 0 | 0 | 0 | 0 | 0 | 0
[10 empty] | 0 | 0 | 0 | 0 | 0 | 0 | 0 | 0 | 0 | 0 | 0 | 0 | 0 | 0 | 0 | 0 | 0 | 0 | 0 | 0 | 0 | 0 | 0 | 0 | 0 | 0 | 0 | 0
[10 empty] | 0 | 0 | 0 | 0 | 0 | 0 | 0 | 0 | 0 | 0 | 0 | 0 | 0 | 0 | 0 | 0 | 0 | 0 | 0 | 0 | 0 | 0 | 0 | 0 | 0 | 0 | 0 | 0
[10 empty] | 0 | 0 | 0 | 0 | 0 | 0 | 0 | 0 | 0 | 0 | 0 | 0 | 0 | 0 | 0 | 0 | 0 | 0 | 0 | 0 | 0 | 0 | 0 | 0 | 0 | 0 | 0 | 0
[10 empty] | 0 | 0 | 0 | 0 | 0 | 0 | 0 | 0 | 0 | 0 | 0 | 0 | 0 | 0 | 0 | 0 | 0 | 0 | 0 | 0 | 0 | 0 | 0 | 0 | 0 | 0 | 0 | 0
[10 empty] | 0 | 0 | 0 | 0 | 0 | 0 | 0 | 0 | 0 | 0 | 0 | 0 | 0 | 0 | 0 | 0 | 0 | 0 | 0 | 0 | 0 | 0 | 0 | 0 | 0 | 0 | 0 | 0
[10 empty] | 0 | 0 | 0 | 0 | 0 | 0 | 0 | 0 | 0 | 0 | 0 | 0 | 0 | 0 | 0 | 0 | 0 | 0 | 0 | 0 | 0 | 0 | 0 | 0 | 0 | 0 | 0 | 0
[10 empty] | 0 | 0 | 0 | 0 | 0 | 0 | 0 | 0 | 0 | 0 | 0 | 0 | 0 | 0 | 0 | 0 | 0 | 0 | 0 | 0 | 0 | 0 | 0 | 0 | 0 | 0 | 0 | 0
[10 empty] | 0 | 0 | 0 | 0 | 0 | 0 | 0 | 0 | 0 | 0 | 0 | 0 | 0 | 0 | 0 | 0 | 0 | 0 | 0 | 0 | 0 | 0 | 0 | 0 | 0 | 0 | 0 | 0
[10 empty] | 0 | 0 | 0 | 0 | 0 | 0 | 0 | 0 | 0 | 0 | 0 | 0 | 0 | 0 | 0 | 0 | 0 | 0 | 0 | 0 | 0 | 0 | 0 | 0 | 0 | 0 | 0 | 0
[10 empty] | 0 | 0 | 0 | 0 | 0 | 0 | 0 | 0 | 0 | 0 | 0 | 0 | 0 | 0 | 0 | 0 | 0 | 0 | 0 | 0 | 0 | 0 | 0 | 0 | 0 | 0 | 0 | 0
[10 empty] | 0 | 0 | 0 | 0 | 0 | 0 | 0 | 0 | 0 | 0 | 0 | 0 | 0 | 0 | 0 | 0 | 0 | 0 | 0 | 0 | 0 | 0 | 0 | 0 | 0 | 0 | 0 | 0
[10 empty] | 0 | 0 | 0 | 0 | 0 | 0 | 0 | 0 | 0 | 0 | 0 | 0 | 0 | 0 | 0 | 0 | 0 | 0 | 0 | 0 | 0 | 0 | 0 | 0 | 0 | 0 | 0 | 0
[10 empty] | 0 | 0 | 0 | 0 | 0 | 0 | 0 | 0 | 0 | 0 | 0 | 0 | 0 | 0 | 0 | 0 | 0 | 0 | 0 | 0 | 0 | 0 | 0 | 0 | 0 | 0 | 0 | 0
[10 empty] | 0 | 0 | 0 | 0 | 0 | 0 | 0 | 0 | 0 | 0 | 0 | 0 | 0 | 0 | 0 | 0 | 0 | 0 | 0 | 0 | 0 | 0 | 0 | 0 | 0 | 0 | 0 | 0
[10 empty] | 0 | 0 | 0 | 0 | 0 | 0 | 0 | 0 | 0 | 0 | 0 | 0 | 0 | 0 | 0 | 0 | 0 | 0 | 0 | 0 | 0 | 0 | 0 | 0 | 0 | 0 | 0 | 0
[10 empty] | 0 | 0 | 0 | 0 | 0 | 0 | 0 | 0 | 0 | 0 | 0 | 0 | 0 | 0 | 0 | 0 | 0 | 0 | 0 | 0 | 0 | 0 | 0 | 0 | 0 | 0 | 0 | 0
[10 empty] | 0 | 0 | 0 | 0 | 0 | 0 | 0 | 0 | 0 | 0 | 0 | 0 | 0 | 0 | 0 | 0 | 0 | 0 | 0 | 0 | 0 | 0 | 0 | 0 | 0 | 0 | 0 | 0
[10 empty] | 0 | 0 | 0 | 0 | 0 | 0 | 0 | 0 | 0 | 0 | 0 | 0 | 0 | 0 | 0 | 0 | 0 | 0 | 0 | 0 | 0 | 0 | 0 | 0 | 0 | 0 | 0 | 0
[10 empty] | 0 | 0 | 0 | 0 | 0 | 0 | 0 | 0 | 0 | 0 | 0 | 0 | 0 | 0 | 0 | 0 | 0 | 0 | 0 | 0 | 0 | 0 | 0 | 0 | 0 | 0 | 0 | 0
[10 empty] | 0 | 0 | 0 | 0 | 0 | 0 | 0 | 0 | 0 | 0 | 0 | 0 | 0 | 0 | 0 | 0 | 0 | 0 | 0 | 0 | 0 | 0 | 0 | 0 | 0 | 0 | 0 | 0
[10 empty] | 0 | 0 | 0 | 0 | 0 | 0 | 0 | 0 | 0 | 0 | 0 | 0 | 0 | 0 | 0 | 0 | 0 | 0 | 0 | 0 | 0 | 0 | 0 | 0 | 0 | 0 | 0 | 0
[10 empty] | 0 | 0 | 0 | 0 | 0 | 0 | 0 | 0 | 0 | 0 | 0 | 0 | 0 | 0 | 0 | 0 | 0 | 0 | 0 | 0 | 0 | 0 | 0 | 0 | 0 | 0 | 0 | 0
[10 empty] | 0 | 0 | 0 | 0 | 0 | 0 | 0 | 0 | 0 | 0 | 0 | 0 | 0 | 0 | 0 | 0 | 0 | 0 | 0 | 0 | 0 | 0 | 0 | 0 | 0 | 0 | 0 | 0
[10 empty] | 0 | 0 | 0 | 0 | 0 | 0 | 0 | 0 | 0 | 0 | 0 | 0 | 0 | 0 | 0 | 0 | 0 | 0 | 0 | 0 | 0 | 0 | 0 | 0 | 0 | 0 | 0 | 0
[10 empty] | 0 | 0 | 0 | 0 | 0 | 0 | 0 | 0 | 0 | 0 | 0 | 0 | 0 | 0 | 0 | 0 | 0 | 0 | 0 | 0 | 0 | 0 | 0 | 0 | 0 | 0 | 0 | 0
[10 empty] | 0 | 0 | 0 | 0 | 0 | 0 | 0 | 0 | 0 | 0 | 0 | 0 | 0 | 0 | 0 | 0 | 0 | 0 | 0 | 0 | 0 | 0 | 0 | 0 | 0 | 0 | 0 | 0
[10 empty] | 0 | 0 | 0 | 0 | 0 | 0 | 0 | 0 | 0 | 0 | 0 | 0 | 0 | 0 | 0 | 0 | 0 | 0 | 0 | 0 | 0 | 0 | 0 | 0 | 0 | 0 | 0 | 0
[10 empty] | 0 | 0 | 0 | 0 | 0 | 0 | 0 | 0 | 0 | 0 | 0 | 0 | 0 | 0 | 0 | 0 | 0 | 0 | 0 | 0 | 0 | 0 | 0 | 0 | 0 | 0 | 0 | 0
[10 empty] | 0 | 0 | 0 | 0 | 0 | 0 | 0 | 0 | 0 | 0 | 0 | 0 | 0 | 0 | 0 | 0 | 0 | 0 | 0 | 0 | 0 | 0 | 0 | 0 | 0 | 0 | 0 | 0
[10 empty] | 0 | 0 | 0 | 0 | 0 | 0 | 0 | 0 | 0 | 0 | 0 | 0 | 0 | 0 | 0 | 0 | 0 | 0 | 0 | 0 | 0 | 0 | 0 | 0 | 0 | 0 | 0 | 0
[10 empty] | 0 | 0 | 0 | 0 | 0 | 0 | 0 | 0 | 0 | 0 | 0 | 0 | 0 | 0 | 0 | 0 | 0 | 0 | 0 | 0 | 0 | 0 | 0 | 0 | 0 | 0 | 0 | 0
[10 empty] | 0 | 0 | 0 | 0 | 0 | 0 | 0 | 0 | 0 | 0 | 0 | 0 | 0 | 0 | 0 | 0 | 0 | 0 | 0 | 0 | 0 | 0 | 0 | 0 | 0 | 0 | 0 | 0
[10 empty] | 0 | 0 | 0 | 0 | 0 | 0 | 0 | 0 | 0 | 0 | 0 | 0 | 0 | 0 | 0 | 0 | 0 | 0 | 0 | 0 | 0 | 0 | 0 | 0 | 0 | 0 | 0 | 0
[10 empty] | 0 | 0 | 0 | 0 | 0 | 0 | 0 | 0 | 0 | 0 | 0 | 0 | 0 | 0 | 0 | 0 | 0 | 0 | 0 | 0 | 0 | 0 | 0 | 0 | 0 | 0 | 0 | 0
[10 empty] | 0 | 0 | 0 | 0 | 0 | 0 | 0 | 0 | 0 | 0 | 0 | 0 | 0 | 0 | 0 | 0 | 0 | 0 | 0 | 0 | 0 | 0 | 0 | 0 | 0 | 0 | 0 | 0
[10 empty] | 0 | 0 | 0 | 0 | 0 | 0 | 0 | 0 | 0 | 0 | 0 | 0 | 0 | 0 | 0 | 0 | 0 | 0 | 0 | 0 | 0 | 0 | 0 | 0 | 0 | 0 | 0 | 0
[10 empty] | 0 | 0 | 0 | 0 | 0 | 0 | 0 | 0 | 0 | 0 | 0 | 0 | 0 | 0 | 0 | 0 | 0 | 0 | 0 | 0 | 0 | 0 | 0 | 0 | 0 | 0 | 0 | 0
[10 empty] | 0 | 0 | 0 | 0 | 0 | 0 | 0 | 0 | 0 | 0 | 0 | 0 | 0 | 0 | 0 | 0 | 0 | 0 | 0 | 0 | 0 | 0 | 0 | 0 | 0 | 0 | 0 | 0
[10 empty] | 0 | 0 | 0 | 0 | 0 | 0 | 0 | 0 | 0 | 0 | 0 | 0 | 0 | 0 | 0 | 0 | 0 | 0 | 0 | 0 | 0 | 0 | 0 | 0 | 0 | 0 | 0 | 0
[10 empty] | 0 | 0 | 0 | 0 | 0 | 0 | 0 | 0 | 0 | 0 | 0 | 0 | 0 | 0 | 0 | 0 | 0 | 0 | 0 | 0 | 0 | 0 | 0 | 0 | 0 | 0 | 0 | 0
[10 empty] | 0 | 0 | 0 | 0 | 0 | 0 | 0 | 0 | 0 | 0 | 0 | 0 | 0 | 0 | 0 | 0 | 0 | 0 | 0 | 0 | 0 | 0 | 0 | 0 | 0 | 0 | 0 | 0
[10 empty] | 0 | 0 | 0 | 0 | 0 | 0 | 0 | 0 | 0 | 0 | 0 | 0 | 0 | 0 | 0 | 0 | 0 | 0 | 0 | 0 | 0 | 0 | 0 | 0 | 0 | 0 | 0 | 0
[10 empty] | 0 | 0 | 0 | 0 | 0 | 0 | 0 | 0 | 0 | 0 | 0 | 0 | 0 | 0 | 0 | 0 | 0 | 0 | 0 | 0 | 0 | 0 | 0 | 0 | 0 | 0 | 0 | 0
[10 empty] | 0 | 0 | 0 | 0 | 0 | 0 | 0 | 0 | 0 | 0 | 0 | 0 | 0 | 0 | 0 | 0 | 0 | 0 | 0 | 0 | 0 | 0 | 0 | 0 | 0 | 0 | 0 | 0
[10 empty] | 0 | 0 | 0 | 0 | 0 | 0 | 0 | 0 | 0 | 0 | 0 | 0 | 0 | 0 | 0 | 0 | 0 | 0 | 0 | 0 | 0 | 0 | 0 | 0 | 0 | 0 | 0 | 0
[10 empty] | 0 | 0 | 0 | 0 | 0 | 0 | 0 | 0 | 0 | 0 | 0 | 0 | 0 | 0 | 0 | 0 | 0 | 0 | 0 | 0 | 0 | 0 | 0 | 0 | 0 | 0 | 0 | 0
[10 empty] | 0 | 0 | 0 | 0 | 0 | 0 | 0 | 0 | 0 | 0 | 0 | 0 | 0 | 0 | 0 | 0 | 0 | 0 | 0 | 0 | 0 | 0 | 0 | 0 | 0 | 0 | 0 | 0
[10 empty] | 0 | 0 | 0 | 0 | 0 | 0 | 0 | 0 | 0 | 0 | 0 | 0 | 0 | 0 | 0 | 0 | 0 | 0 | 0 | 0 | 0 | 0 | 0 | 0 | 0 | 0 | 0 | 0
[10 empty] | 0 | 0 | 0 | 0 | 0 | 0 | 0 | 0 | 0 | 0 | 0 | 0 | 0 | 0 | 0 | 0 | 0 | 0 | 0 | 0 | 0 | 0 | 0 | 0 | 0 | 0 | 0 | 0
[10 empty] | 0 | 0 | 0 | 0 | 0 | 0 | 0 | 0 | 0 | 0 | 0 | 0 | 0 | 0 | 0 | 0 | 0 | 0 | 0 | 0 | 0 | 0 | 0 | 0 | 0 | 0 | 0 | 0
[10 empty] | 0 | 0 | 0 | 0 | 0 | 0 | 0 | 0 | 0 | 0 | 0 | 0 | 0 | 0 | 0 | 0 | 0 | 0 | 0 | 0 | 0 | 0 | 0 | 0 | 0 | 0 | 0 | 0
[10 empty] | 0 | 0 | 0 | 0 | 0 | 0 | 0 | 0 | 0 | 0 | 0 | 0 | 0 | 0 | 0 | 0 | 0 | 0 | 0 | 0 | 0 | 0 | 0 | 0 | 0 | 0 | 0 | 0
[10 empty] | 0 | 0 | 0 | 0 | 0 | 0 | 0 | 0 | 0 | 0 | 0 | 0 | 0 | 0 | 0 | 0 | 0 | 0 | 0 | 0 | 0 | 0 | 0 | 0 | 0 | 0 | 0 | 0
[10 empty] | 0 | 0 | 0 | 0 | 0 | 0 | 0 | 0 | 0 | 0 | 0 | 0 | 0 | 0 | 0 | 0 | 0 | 0 | 0 | 0 | 0 | 0 | 0 | 0 | 0 | 0 | 0 | 0
[10 empty] | 0 | 0 | 0 | 0 | 0 | 0 | 0 | 0 | 0 | 0 | 0 | 0 | 0 | 0 | 0 | 0 | 0 | 0 | 0 | 0 | 0 | 0 | 0 | 0 | 0 | 0 | 0 | 0
[10 empty] | 0 | 0 | 0 | 0 | 0 | 0 | 0 | 0 | 0 | 0 | 0 | 0 | 0 | 0 | 0 | 0 | 0 | 0 | 0 | 0 | 0 | 0 | 0 | 0 | 0 | 0 | 0 | 0
[10 empty] | 0 | 0 | 0 | 0 | 0 | 0 | 0 | 0 | 0 | 0 | 0 | 0 | 0 | 0 | 0 | 0 | 0 | 0 | 0 | 0 | 0 | 0 | 0 | 0 | 0 | 0 | 0 | 0
[10 empty] | 0 | 0 | 0 | 0 | 0 | 0 | 0 | 0 | 0 | 0 | 0 | 0 | 0 | 0 | 0 | 0 | 0 | 0 | 0 | 0 | 0 | 0 | 0 | 0 | 0 | 0 | 0 | 0
[10 empty] | 0 | 0 | 0 | 0 | 0 | 0 | 0 | 0 | 0 | 0 | 0 | 0 | 0 | 0 | 0 | 0 | 0 | 0 | 0 | 0 | 0 | 0 | 0 | 0 | 0 | 0 | 0 | 0
[10 empty] | 0 | 0 | 0 | 0 | 0 | 0 | 0 | 0 | 0 | 0 | 0 | 0 | 0 | 0 | 0 | 0 | 0 | 0 | 0 | 0 | 0 | 0 | 0 | 0 | 0 | 0 | 0 | 0
[10 empty] | 0 | 0 | 0 | 0 | 0 | 0 | 0 | 0 | 0 | 0 | 0 | 0 | 0 | 0 | 0 | 0 | 0 | 0 | 0 | 0 | 0 | 0 | 0 | 0 | 0 | 0 | 0 | 0
[10 empty] | 0 | 0 | 0 | 0 | 0 | 0 | 0 | 0 | 0 | 0 | 0 | 0 | 0 | 0 | 0 | 0 | 0 | 0 | 0 | 0 | 0 | 0 | 0 | 0 | 0 | 0 | 0 | 0
[10 empty] | 0 | 0 | 0 | 0 | 0 | 0 | 0 | 0 | 0 | 0 | 0 | 0 | 0 | 0 | 0 | 0 | 0 | 0 | 0 | 0 | 0 | 0 | 0 | 0 | 0 | 0 | 0 | 0
[10 empty] | 0 | 0 | 0 | 0 | 0 | 0 | 0 | 0 | 0 | 0 | 0 | 0 | 0 | 0 | 0 | 0 | 0 | 0 | 0 | 0 | 0 | 0 | 0 | 0 | 0 | 0 | 0 | 0
[10 empty] | 0 | 0 | 0 | 0 | 0 | 0 | 0 | 0 | 0 | 0 | 0 | 0 | 0 | 0 | 0 | 0 | 0 | 0 | 0 | 0 | 0 | 0 | 0 | 0 | 0 | 0 | 0 | 0
[10 empty] | 0 | 0 | 0 | 0 | 0 | 0 | 0 | 0 | 0 | 0 | 0 | 0 | 0 | 0 | 0 | 0 | 0 | 0 | 0 | 0 | 0 | 0 | 0 | 0 | 0 | 0 | 0 | 0
[10 empty] | 0 | 0 | 0 | 0 | 0 | 0 | 0 | 0 | 0 | 0 | 0 | 0 | 0 | 0 | 0 | 0 | 0 | 0 | 0 | 0 | 0 | 0 | 0 | 0 | 0 | 0 | 0 | 0
[10 empty] | 0 | 0 | 0 | 0 | 0 | 0 | 0 | 0 | 0 | 0 | 0 | 0 | 0 | 0 | 0 | 0 | 0 | 0 | 0 | 0 | 0 | 0 | 0 | 0 | 0 | 0 | 0 | 0
[10 empty] | 0 | 0 | 0 | 0 | 0 | 0 | 0 | 0 | 0 | 0 | 0 | 0 | 0 | 0 | 0 | 0 | 0 | 0 | 0 | 0 | 0 | 0 | 0 | 0 | 0 | 0 | 0 | 0
[10 empty] | 0 | 0 | 0 | 0 | 0 | 0 | 0 | 0 | 0 | 0 | 0 | 0 | 0 | 0 | 0 | 0 | 0 | 0 | 0 | 0 | 0 | 0 | 0 | 0 | 0 | 0 | 0 | 0
[10 empty] | 0 | 0 | 0 | 0 | 0 | 0 | 0 | 0 | 0 | 0 | 0 | 0 | 0 | 0 | 0 | 0 | 0 | 0 | 0 | 0 | 0 | 0 | 0 | 0 | 0 | 0 | 0 | 0
[10 empty] | 0 | 0 | 0 | 0 | 0 | 0 | 0 | 0 | 0 | 0 | 0 | 0 | 0 | 0 | 0 | 0 | 0 | 0 | 0 | 0 | 0 | 0 | 0 | 0 | 0 | 0 | 0 | 0
[10 empty] | 0 | 0 | 0 | 0 | 0 | 0 | 0 | 0 | 0 | 0 | 0 | 0 | 0 | 0 | 0 | 0 | 0 | 0 | 0 | 0 | 0 | 0 | 0 | 0 | 0 | 0 | 0 | 0
[10 empty] | 0 | 0 | 0 | 0 | 0 | 0 | 0 | 0 | 0 | 0 | 0 | 0 | 0 | 0 | 0 | 0 | 0 | 0 | 0 | 0 | 0 | 0 | 0 | 0 | 0 | 0 | 0 | 0
[10 empty] | 0 | 0 | 0 | 0 | 0 | 0 | 0 | 0 | 0 | 0 | 0 | 0 | 0 | 0 | 0 | 0 | 0 | 0 | 0 | 0 | 0 | 0 | 0 | 0 | 0 | 0 | 0 | 0
[10 empty] | 0 | 0 | 0 | 0 | 0 | 0 | 0 | 0 | 0 | 0 | 0 | 0 | 0 | 0 | 0 | 0 | 0 | 0 | 0 | 0 | 0 | 0 | 0 | 0 | 0 | 0 | 0 | 0
[10 empty] | 0 | 0 | 0 | 0 | 0 | 0 | 0 | 0 | 0 | 0 | 0 | 0 | 0 | 0 | 0 | 0 | 0 | 0 | 0 | 0 | 0 | 0 | 0 | 0 | 0 | 0 | 0 | 0
[10 empty] | 0 | 0 | 0 | 0 | 0 | 0 | 0 | 0 | 0 | 0 | 0 | 0 | 0 | 0 | 0 | 0 | 0 | 0 | 0 | 0 | 0 | 0 | 0 | 0 | 0 | 0 | 0 | 0
[10 empty] | 0 | 0 | 0 | 0 | 0 | 0 | 0 | 0 | 0 | 0 | 0 | 0 | 0 | 0 | 0 | 0 | 0 | 0 | 0 | 0 | 0 | 0 | 0 | 0 | 0 | 0 | 0 | 0
[10 empty] | 0 | 0 | 0 | 0 | 0 | 0 | 0 | 0 | 0 | 0 | 0 | 0 | 0 | 0 | 0 | 0 | 0 | 0 | 0 | 0 | 0 | 0 | 0 | 0 | 0 | 0 | 0 | 0
[10 empty] | 0 | 0 | 0 | 0 | 0 | 0 | 0 | 0 | 0 | 0 | 0 | 0 | 0 | 0 | 0 | 0 | 0 | 0 | 0 | 0 | 0 | 0 | 0 | 0 | 0 | 0 | 0 | 0
[10 empty] | 0 | 0 | 0 | 0 | 0 | 0 | 0 | 0 | 0 | 0 | 0 | 0 | 0 | 0 | 0 | 0 | 0 | 0 | 0 | 0 | 0 | 0 | 0 | 0 | 0 | 0 | 0 | 0
[10 empty] | 0 | 0 | 0 | 0 | 0 | 0 | 0 | 0 | 0 | 0 | 0 | 0 | 0 | 0 | 0 | 0 | 0 | 0 | 0 | 0 | 0 | 0 | 0 | 0 | 0 | 0 | 0 | 0
[10 empty] | 0 | 0 | 0 | 0 | 0 | 0 | 0 | 0 | 0 | 0 | 0 | 0 | 0 | 0 | 0 | 0 | 0 | 0 | 0 | 0 | 0 | 0 | 0 | 0 | 0 | 0 | 0 | 0
[10 empty] | 0 | 0 | 0 | 0 | 0 | 0 | 0 | 0 | 0 | 0 | 0 | 0 | 0 | 0 | 0 | 0 | 0 | 0 | 0 | 0 | 0 | 0 | 0 | 0 | 0 | 0 | 0 | 0
[10 empty] | 0 | 0 | 0 | 0 | 0 | 0 | 0 | 0 | 0 | 0 | 0 | 0 | 0 | 0 | 0 | 0 | 0 | 0 | 0 | 0 | 0 | 0 | 0 | 0 | 0 | 0 | 0 | 0
[10 empty] | 0 | 0 | 0 | 0 | 0 | 0 | 0 | 0 | 0 | 0 | 0 | 0 | 0 | 0 | 0 | 0 | 0 | 0 | 0 | 0 | 0 | 0 | 0 | 0 | 0 | 0 | 0 | 0
[10 empty] | 0 | 0 | 0 | 0 | 0 | 0 | 0 | 0 | 0 | 0 | 0 | 0 | 0 | 0 | 0 | 0 | 0 | 0 | 0 | 0 | 0 | 0 | 0 | 0 | 0 | 0 | 0 | 0
[10 empty] | 0 | 0 | 0 | 0 | 0 | 0 | 0 | 0 | 0 | 0 | 0 | 0 | 0 | 0 | 0 | 0 | 0 | 0 | 0 | 0 | 0 | 0 | 0 | 0 | 0 | 0 | 0 | 0
[10 empty] | 0 | 0 | 0 | 0 | 0 | 0 | 0 | 0 | 0 | 0 | 0 | 0 | 0 | 0 | 0 | 0 | 0 | 0 | 0 | 0 | 0 | 0 | 0 | 0 | 0 | 0 | 0 | 0
[10 empty] | 0 | 0 | 0 | 0 | 0 | 0 | 0 | 0 | 0 | 0 | 0 | 0 | 0 | 0 | 0 | 0 | 0 | 0 | 0 | 0 | 0 | 0 | 0 | 0 | 0 | 0 | 0 | 0
[10 empty] | 0 | 0 | 0 | 0 | 0 | 0 | 0 | 0 | 0 | 0 | 0 | 0 | 0 | 0 | 0 | 0 | 0 | 0 | 0 | 0 | 0 | 0 | 0 | 0 | 0 | 0 | 0 | 0
[10 empty] | 0 | 0 | 0 | 0 | 0 | 0 | 0 | 0 | 0 | 0 | 0 | 0 | 0 | 0 | 0 | 0 | 0 | 0 | 0 | 0 | 0 | 0 | 0 | 0 | 0 | 0 | 0 | 0
[10 empty] | 0 | 0 | 0 | 0 | 0 | 0 | 0 | 0 | 0 | 0 | 0 | 0 | 0 | 0 | 0 | 0 | 0 | 0 | 0 | 0 | 0 | 0 | 0 | 0 | 0 | 0 | 0 | 0
[10 empty] | 0 | 0 | 0 | 0 | 0 | 0 | 0 | 0 | 0 | 0 | 0 | 0 | 0 | 0 | 0 | 0 | 0 | 0 | 0 | 0 | 0 | 0 | 0 | 0 | 0 | 0 | 0 | 0
[10 empty] | 0 | 0 | 0 | 0 | 0 | 0 | 0 | 0 | 0 | 0 | 0 | 0 | 0 | 0 | 0 | 0 | 0 | 0 | 0 | 0 | 0 | 0 | 0 | 0 | 0 | 0 | 0 | 0
[10 empty] | 0 | 0 | 0 | 0 | 0 | 0 | 0 | 0 | 0 | 0 | 0 | 0 | 0 | 0 | 0 | 0 | 0 | 0 | 0 | 0 | 0 | 0 | 0 | 0 | 0 | 0 | 0 | 0
[10 empty] | 0 | 0 | 0 | 0 | 0 | 0 | 0 | 0 | 0 | 0 | 0 | 0 | 0 | 0 | 0 | 0 | 0 | 0 | 0 | 0 | 0 | 0 | 0 | 0 | 0 | 0 | 0 | 0
[10 empty] | 0 | 0 | 0 | 0 | 0 | 0 | 0 | 0 | 0 | 0 | 0 | 0 | 0 | 0 | 0 | 0 | 0 | 0 | 0 | 0 | 0 | 0 | 0 | 0 | 0 | 0 | 0 | 0
[10 empty] | 0 | 0 | 0 | 0 | 0 | 0 | 0 | 0 | 0 | 0 | 0 | 0 | 0 | 0 | 0 | 0 | 0 | 0 | 0 | 0 | 0 | 0 | 0 | 0 | 0 | 0 | 0 | 0
[10 empty] | 0 | 0 | 0 | 0 | 0 | 0 | 0 | 0 | 0 | 0 | 0 | 0 | 0 | 0 | 0 | 0 | 0 | 0 | 0 | 0 | 0 | 0 | 0 | 0 | 0 | 0 | 0 | 0
[10 empty] | 0 | 0 | 0 | 0 | 0 | 0 | 0 | 0 | 0 | 0 | 0 | 0 | 0 | 0 | 0 | 0 | 0 | 0 | 0 | 0 | 0 | 0 | 0 | 0 | 0 | 0 | 0 | 0
[10 empty] | 0 | 0 | 0 | 0 | 0 | 0 | 0 | 0 | 0 | 0 | 0 | 0 | 0 | 0 | 0 | 0 | 0 | 0 | 0 | 0 | 0 | 0 | 0 | 0 | 0 | 0 | 0 | 0
[10 empty] | 0 | 0 | 0 | 0 | 0 | 0 | 0 | 0 | 0 | 0 | 0 | 0 | 0 | 0 | 0 | 0 | 0 | 0 | 0 | 0 | 0 | 0 | 0 | 0 | 0 | 0 | 0 | 0
[10 empty] | 0 | 0 | 0 | 0 | 0 | 0 | 0 | 0 | 0 | 0 | 0 | 0 | 0 | 0 | 0 | 0 | 0 | 0 | 0 | 0 | 0 | 0 | 0 | 0 | 0 | 0 | 0 | 0
[10 empty] | 0 | 0 | 0 | 0 | 0 | 0 | 0 | 0 | 0 | 0 | 0 | 0 | 0 | 0 | 0 | 0 | 0 | 0 | 0 | 0 | 0 | 0 | 0 | 0 | 0 | 0 | 0 | 0
[10 empty] | 0 | 0 | 0 | 0 | 0 | 0 | 0 | 0 | 0 | 0 | 0 | 0 | 0 | 0 | 0 | 0 | 0 | 0 | 0 | 0 | 0 | 0 | 0 | 0 | 0 | 0 | 0 | 0
[10 empty] | 0 | 0 | 0 | 0 | 0 | 0 | 0 | 0 | 0 | 0 | 0 | 0 | 0 | 0 | 0 | 0 | 0 | 0 | 0 | 0 | 0 | 0 | 0 | 0 | 0 | 0 | 0 | 0
[10 empty] | 0 | 0 | 0 | 0 | 0 | 0 | 0 | 0 | 0 | 0 | 0 | 0 | 0 | 0 | 0 | 0 | 0 | 0 | 0 | 0 | 0 | 0 | 0 | 0 | 0 | 0 | 0 | 0
[10 empty] | 0 | 0 | 0 | 0 | 0 | 0 | 0 | 0 | 0 | 0 | 0 | 0 | 0 | 0 | 0 | 0 | 0 | 0 | 0 | 0 | 0 | 0 | 0 | 0 | 0 | 0 | 0 | 0
[10 empty] | 0 | 0 | 0 | 0 | 0 | 0 | 0 | 0 | 0 | 0 | 0 | 0 | 0 | 0 | 0 | 0 | 0 | 0 | 0 | 0 | 0 | 0 | 0 | 0 | 0 | 0 | 0 | 0
[10 empty] | 0 | 0 | 0 | 0 | 0 | 0 | 0 | 0 | 0 | 0 | 0 | 0 | 0 | 0 | 0 | 0 | 0 | 0 | 0 | 0 | 0 | 0 | 0 | 0 | 0 | 0 | 0 | 0
[10 empty] | 0 | 0 | 0 | 0 | 0 | 0 | 0 | 0 | 0 | 0 | 0 | 0 | 0 | 0 | 0 | 0 | 0 | 0 | 0 | 0 | 0 | 0 | 0 | 0 | 0 | 0 | 0 | 0
[10 empty] | 0 | 0 | 0 | 0 | 0 | 0 | 0 | 0 | 0 | 0 | 0 | 0 | 0 | 0 | 0 | 0 | 0 | 0 | 0 | 0 | 0 | 0 | 0 | 0 | 0 | 0 | 0 | 0
[10 empty] | 0 | 0 | 0 | 0 | 0 | 0 | 0 | 0 | 0 | 0 | 0 | 0 | 0 | 0 | 0 | 0 | 0 | 0 | 0 | 0 | 0 | 0 | 0 | 0 | 0 | 0 | 0 | 0
[10 empty] | 0 | 0 | 0 | 0 | 0 | 0 | 0 | 0 | 0 | 0 | 0 | 0 | 0 | 0 | 0 | 0 | 0 | 0 | 0 | 0 | 0 | 0 | 0 | 0 | 0 | 0 | 0 | 0
[10 empty] | 0 | 0 | 0 | 0 | 0 | 0 | 0 | 0 | 0 | 0 | 0 | 0 | 0 | 0 | 0 | 0 | 0 | 0 | 0 | 0 | 0 | 0 | 0 | 0 | 0 | 0 | 0 | 0
[10 empty] | 0 | 0 | 0 | 0 | 0 | 0 | 0 | 0 | 0 | 0 | 0 | 0 | 0 | 0 | 0 | 0 | 0 | 0 | 0 | 0 | 0 | 0 | 0 | 0 | 0 | 0 | 0 | 0
[10 empty] | 0 | 0 | 0 | 0 | 0 | 0 | 0 | 0 | 0 | 0 | 0 | 0 | 0 | 0 | 0 | 0 | 0 | 0 | 0 | 0 | 0 | 0 | 0 | 0 | 0 | 0 | 0 | 0
[10 empty] | 0 | 0 | 0 | 0 | 0 | 0 | 0 | 0 | 0 | 0 | 0 | 0 | 0 | 0 | 0 | 0 | 0 | 0 | 0 | 0 | 0 | 0 | 0 | 0 | 0 | 0 | 0 | 0
[10 empty] | 0 | 0 | 0 | 0 | 0 | 0 | 0 | 0 | 0 | 0 | 0 | 0 | 0 | 0 | 0 | 0 | 0 | 0 | 0 | 0 | 0 | 0 | 0 | 0 | 0 | 0 | 0 | 0
[10 empty] | 0 | 0 | 0 | 0 | 0 | 0 | 0 | 0 | 0 | 0 | 0 | 0 | 0 | 0 | 0 | 0 | 0 | 0 | 0 | 0 | 0 | 0 | 0 | 0 | 0 | 0 | 0 | 0
[10 empty] | 0 | 0 | 0 | 0 | 0 | 0 | 0 | 0 | 0 | 0 | 0 | 0 | 0 | 0 | 0 | 0 | 0 | 0 | 0 | 0 | 0 | 0 | 0 | 0 | 0 | 0 | 0 | 0
[10 empty] | 0 | 0 | 0 | 0 | 0 | 0 | 0 | 0 | 0 | 0 | 0 | 0 | 0 | 0 | 0 | 0 | 0 | 0 | 0 | 0 | 0 | 0 | 0 | 0 | 0 | 0 | 0 | 0
[10 empty] | 0 | 0 | 0 | 0 | 0 | 0 | 0 | 0 | 0 | 0 | 0 | 0 | 0 | 0 | 0 | 0 | 0 | 0 | 0 | 0 | 0 | 0 | 0 | 0 | 0 | 0 | 0 | 0
[10 empty] | 0 | 0 | 0 | 0 | 0 | 0 | 0 | 0 | 0 | 0 | 0 | 0 | 0 | 0 | 0 | 0 | 0 | 0 | 0 | 0 | 0 | 0 | 0 | 0 | 0 | 0 | 0 | 0
[10 empty] | 0 | 0 | 0 | 0 | 0 | 0 | 0 | 0 | 0 | 0 | 0 | 0 | 0 | 0 | 0 | 0 | 0 | 0 | 0 | 0 | 0 | 0 | 0 | 0 | 0 | 0 | 0 | 0
[10 empty] | 0 | 0 | 0 | 0 | 0 | 0 | 0 | 0 | 0 | 0 | 0 | 0 | 0 | 0 | 0 | 0 | 0 | 0 | 0 | 0 | 0 | 0 | 0 | 0 | 0 | 0 | 0 | 0
[10 empty] | 0 | 0 | 0 | 0 | 0 | 0 | 0 | 0 | 0 | 0 | 0 | 0 | 0 | 0 | 0 | 0 | 0 | 0 | 0 | 0 | 0 | 0 | 0 | 0 | 0 | 0 | 0 | 0
[10 empty] | 0 | 0 | 0 | 0 | 0 | 0 | 0 | 0 | 0 | 0 | 0 | 0 | 0 | 0 | 0 | 0 | 0 | 0 | 0 | 0 | 0 | 0 | 0 | 0 | 0 | 0 | 0 | 0
[10 empty] | 0 | 0 | 0 | 0 | 0 | 0 | 0 | 0 | 0 | 0 | 0 | 0 | 0 | 0 | 0 | 0 | 0 | 0 | 0 | 0 | 0 | 0 | 0 | 0 | 0 | 0 | 0 | 0
[10 empty] | 0 | 0 | 0 | 0 | 0 | 0 | 0 | 0 | 0 | 0 | 0 | 0 | 0 | 0 | 0 | 0 | 0 | 0 | 0 | 0 | 0 | 0 | 0 | 0 | 0 | 0 | 0 | 0
[10 empty] | 0 | 0 | 0 | 0 | 0 | 0 | 0 | 0 | 0 | 0 | 0 | 0 | 0 | 0 | 0 | 0 | 0 | 0 | 0 | 0 | 0 | 0 | 0 | 0 | 0 | 0 | 0 | 0
[10 empty] | 0 | 0 | 0 | 0 | 0 | 0 | 0 | 0 | 0 | 0 | 0 | 0 | 0 | 0 | 0 | 0 | 0 | 0 | 0 | 0 | 0 | 0 | 0 | 0 | 0 | 0 | 0 | 0
[10 empty] | 0 | 0 | 0 | 0 | 0 | 0 | 0 | 0 | 0 | 0 | 0 | 0 | 0 | 0 | 0 | 0 | 0 | 0 | 0 | 0 | 0 | 0 | 0 | 0 | 0 | 0 | 0 | 0
[10 empty] | 0 | 0 | 0 | 0 | 0 | 0 | 0 | 0 | 0 | 0 | 0 | 0 | 0 | 0 | 0 | 0 | 0 | 0 | 0 | 0 | 0 | 0 | 0 | 0 | 0 | 0 | 0 | 0
[10 empty] | 0 | 0 | 0 | 0 | 0 | 0 | 0 | 0 | 0 | 0 | 0 | 0 | 0 | 0 | 0 | 0 | 0 | 0 | 0 | 0 | 0 | 0 | 0 | 0 | 0 | 0 | 0 | 0
[10 empty] | 0 | 0 | 0 | 0 | 0 | 0 | 0 | 0 | 0 | 0 | 0 | 0 | 0 | 0 | 0 | 0 | 0 | 0 | 0 | 0 | 0 | 0 | 0 | 0 | 0 | 0 | 0 | 0
[10 empty] | 0 | 0 | 0 | 0 | 0 | 0 | 0 | 0 | 0 | 0 | 0 | 0 | 0 | 0 | 0 | 0 | 0 | 0 | 0 | 0 | 0 | 0 | 0 | 0 | 0 | 0 | 0 | 0
[10 empty] | 0 | 0 | 0 | 0 | 0 | 0 | 0 | 0 | 0 | 0 | 0 | 0 | 0 | 0 | 0 | 0 | 0 | 0 | 0 | 0 | 0 | 0 | 0 | 0 | 0 | 0 | 0 | 0
[10 empty] | 0 | 0 | 0 | 0 | 0 | 0 | 0 | 0 | 0 | 0 | 0 | 0 | 0 | 0 | 0 | 0 | 0 | 0 | 0 | 0 | 0 | 0 | 0 | 0 | 0 | 0 | 0 | 0
[10 empty] | 0 | 0 | 0 | 0 | 0 | 0 | 0 | 0 | 0 | 0 | 0 | 0 | 0 | 0 | 0 | 0 | 0 | 0 | 0 | 0 | 0 | 0 | 0 | 0 | 0 | 0 | 0 | 0
[10 empty] | 0 | 0 | 0 | 0 | 0 | 0 | 0 | 0 | 0 | 0 | 0 | 0 | 0 | 0 | 0 | 0 | 0 | 0 | 0 | 0 | 0 | 0 | 0 | 0 | 0 | 0 | 0 | 0
[10 empty] | 0 | 0 | 0 | 0 | 0 | 0 | 0 | 0 | 0 | 0 | 0 | 0 | 0 | 0 | 0 | 0 | 0 | 0 | 0 | 0 | 0 | 0 | 0 | 0 | 0 | 0 | 0 | 0
[10 empty] | 0 | 0 | 0 | 0 | 0 | 0 | 0 | 0 | 0 | 0 | 0 | 0 | 0 | 0 | 0 | 0 | 0 | 0 | 0 | 0 | 0 | 0 | 0 | 0 | 0 | 0 | 0 | 0
[10 empty] | 0 | 0 | 0 | 0 | 0 | 0 | 0 | 0 | 0 | 0 | 0 | 0 | 0 | 0 | 0 | 0 | 0 | 0 | 0 | 0 | 0 | 0 | 0 | 0 | 0 | 0 | 0 | 0
[10 empty] | 0 | 0 | 0 | 0 | 0 | 0 | 0 | 0 | 0 | 0 | 0 | 0 | 0 | 0 | 0 | 0 | 0 | 0 | 0 | 0 | 0 | 0 | 0 | 0 | 0 | 0 | 0 | 0
[10 empty] | 0 | 0 | 0 | 0 | 0 | 0 | 0 | 0 | 0 | 0 | 0 | 0 | 0 | 0 | 0 | 0 | 0 | 0 | 0 | 0 | 0 | 0 | 0 | 0 | 0 | 0 | 0 | 0
[10 empty] | 0 | 0 | 0 | 0 | 0 | 0 | 0 | 0 | 0 | 0 | 0 | 0 | 0 | 0 | 0 | 0 | 0 | 0 | 0 | 0 | 0 | 0 | 0 | 0 | 0 | 0 | 0 | 0
[10 empty] | 0 | 0 | 0 | 0 | 0 | 0 | 0 | 0 | 0 | 0 | 0 | 0 | 0 | 0 | 0 | 0 | 0 | 0 | 0 | 0 | 0 | 0 | 0 | 0 | 0 | 0 | 0 | 0
[10 empty] | 0 | 0 | 0 | 0 | 0 | 0 | 0 | 0 | 0 | 0 | 0 | 0 | 0 | 0 | 0 | 0 | 0 | 0 | 0 | 0 | 0 | 0 | 0 | 0 | 0 | 0 | 0 | 0
[10 empty] | 0 | 0 | 0 | 0 | 0 | 0 | 0 | 0 | 0 | 0 | 0 | 0 | 0 | 0 | 0 | 0 | 0 | 0 | 0 | 0 | 0 | 0 | 0 | 0 | 0 | 0 | 0 | 0
[10 empty] | 0 | 0 | 0 | 0 | 0 | 0 | 0 | 0 | 0 | 0 | 0 | 0 | 0 | 0 | 0 | 0 | 0 | 0 | 0 | 0 | 0 | 0 | 0 | 0 | 0 | 0 | 0 | 0
[10 empty] | 0 | 0 | 0 | 0 | 0 | 0 | 0 | 0 | 0 | 0 | 0 | 0 | 0 | 0 | 0 | 0 | 0 | 0 | 0 | 0 | 0 | 0 | 0 | 0 | 0 | 0 | 0 | 0
[10 empty] | 0 | 0 | 0 | 0 | 0 | 0 | 0 | 0 | 0 | 0 | 0 | 0 | 0 | 0 | 0 | 0 | 0 | 0 | 0 | 0 | 0 | 0 | 0 | 0 | 0 | 0 | 0 | 0
[10 empty] | 0 | 0 | 0 | 0 | 0 | 0 | 0 | 0 | 0 | 0 | 0 | 0 | 0 | 0 | 0 | 0 | 0 | 0 | 0 | 0 | 0 | 0 | 0 | 0 | 0 | 0 | 0 | 0
[10 empty] | 0 | 0 | 0 | 0 | 0 | 0 | 0 | 0 | 0 | 0 | 0 | 0 | 0 | 0 | 0 | 0 | 0 | 0 | 0 | 0 | 0 | 0 | 0 | 0 | 0 | 0 | 0 | 0
[10 empty] | 0 | 0 | 0 | 0 | 0 | 0 | 0 | 0 | 0 | 0 | 0 | 0 | 0 | 0 | 0 | 0 | 0 | 0 | 0 | 0 | 0 | 0 | 0 | 0 | 0 | 0 | 0 | 0
[10 empty] | 0 | 0 | 0 | 0 | 0 | 0 | 0 | 0 | 0 | 0 | 0 | 0 | 0 | 0 | 0 | 0 | 0 | 0 | 0 | 0 | 0 | 0 | 0 | 0 | 0 | 0 | 0 | 0
[10 empty] | 0 | 0 | 0 | 0 | 0 | 0 | 0 | 0 | 0 | 0 | 0 | 0 | 0 | 0 | 0 | 0 | 0 | 0 | 0 | 0 | 0 | 0 | 0 | 0 | 0 | 0 | 0 | 0
[10 empty] | 0 | 0 | 0 | 0 | 0 | 0 | 0 | 0 | 0 | 0 | 0 | 0 | 0 | 0 | 0 | 0 | 0 | 0 | 0 | 0 | 0 | 0 | 0 | 0 | 0 | 0 | 0 | 0
[10 empty] | 0 | 0 | 0 | 0 | 0 | 0 | 0 | 0 | 0 | 0 | 0 | 0 | 0 | 0 | 0 | 0 | 0 | 0 | 0 | 0 | 0 | 0 | 0 | 0 | 0 | 0 | 0 | 0
[10 empty] | 0 | 0 | 0 | 0 | 0 | 0 | 0 | 0 | 0 | 0 | 0 | 0 | 0 | 0 | 0 | 0 | 0 | 0 | 0 | 0 | 0 | 0 | 0 | 0 | 0 | 0 | 0 | 0
[10 empty] | 0 | 0 | 0 | 0 | 0 | 0 | 0 | 0 | 0 | 0 | 0 | 0 | 0 | 0 | 0 | 0 | 0 | 0 | 0 | 0 | 0 | 0 | 0 | 0 | 0 | 0 | 0 | 0
[10 empty] | 0 | 0 | 0 | 0 | 0 | 0 | 0 | 0 | 0 | 0 | 0 | 0 | 0 | 0 | 0 | 0 | 0 | 0 | 0 | 0 | 0 | 0 | 0 | 0 | 0 | 0 | 0 | 0
[10 empty] | 0 | 0 | 0 | 0 | 0 | 0 | 0 | 0 | 0 | 0 | 0 | 0 | 0 | 0 | 0 | 0 | 0 | 0 | 0 | 0 | 0 | 0 | 0 | 0 | 0 | 0 | 0 | 0
[10 empty] | 0 | 0 | 0 | 0 | 0 | 0 | 0 | 0 | 0 | 0 | 0 | 0 | 0 | 0 | 0 | 0 | 0 | 0 | 0 | 0 | 0 | 0 | 0 | 0 | 0 | 0 | 0 | 0
[10 empty] | 0 | 0 | 0 | 0 | 0 | 0 | 0 | 0 | 0 | 0 | 0 | 0 | 0 | 0 | 0 | 0 | 0 | 0 | 0 | 0 | 0 | 0 | 0 | 0 | 0 | 0 | 0 | 0
[10 empty] | 0 | 0 | 0 | 0 | 0 | 0 | 0 | 0 | 0 | 0 | 0 | 0 | 0 | 0 | 0 | 0 | 0 | 0 | 0 | 0 | 0 | 0 | 0 | 0 | 0 | 0 | 0 | 0
[10 empty] | 0 | 0 | 0 | 0 | 0 | 0 | 0 | 0 | 0 | 0 | 0 | 0 | 0 | 0 | 0 | 0 | 0 | 0 | 0 | 0 | 0 | 0 | 0 | 0 | 0 | 0 | 0 | 0
[10 empty] | 0 | 0 | 0 | 0 | 0 | 0 | 0 | 0 | 0 | 0 | 0 | 0 | 0 | 0 | 0 | 0 | 0 | 0 | 0 | 0 | 0 | 0 | 0 | 0 | 0 | 0 | 0 | 0
[10 empty] | 0 | 0 | 0 | 0 | 0 | 0 | 0 | 0 | 0 | 0 | 0 | 0 | 0 | 0 | 0 | 0 | 0 | 0 | 0 | 0 | 0 | 0 | 0 | 0 | 0 | 0 | 0 | 0
[10 empty] | 0 | 0 | 0 | 0 | 0 | 0 | 0 | 0 | 0 | 0 | 0 | 0 | 0 | 0 | 0 | 0 | 0 | 0 | 0 | 0 | 0 | 0 | 0 | 0 | 0 | 0 | 0 | 0
[10 empty] | 0 | 0 | 0 | 0 | 0 | 0 | 0 | 0 | 0 | 0 | 0 | 0 | 0 | 0 | 0 | 0 | 0 | 0 | 0 | 0 | 0 | 0 | 0 | 0 | 0 | 0 | 0 | 0
[10 empty] | 0 | 0 | 0 | 0 | 0 | 0 | 0 | 0 | 0 | 0 | 0 | 0 | 0 | 0 | 0 | 0 | 0 | 0 | 0 | 0 | 0 | 0 | 0 | 0 | 0 | 0 | 0 | 0
[10 empty] | 0 | 0 | 0 | 0 | 0 | 0 | 0 | 0 | 0 | 0 | 0 | 0 | 0 | 0 | 0 | 0 | 0 | 0 | 0 | 0 | 0 | 0 | 0 | 0 | 0 | 0 | 0 | 0
[10 empty] | 0 | 0 | 0 | 0 | 0 | 0 | 0 | 0 | 0 | 0 | 0 | 0 | 0 | 0 | 0 | 0 | 0 | 0 | 0 | 0 | 0 | 0 | 0 | 0 | 0 | 0 | 0 | 0
[10 empty] | 0 | 0 | 0 | 0 | 0 | 0 | 0 | 0 | 0 | 0 | 0 | 0 | 0 | 0 | 0 | 0 | 0 | 0 | 0 | 0 | 0 | 0 | 0 | 0 | 0 | 0 | 0 | 0
[10 empty] | 0 | 0 | 0 | 0 | 0 | 0 | 0 | 0 | 0 | 0 | 0 | 0 | 0 | 0 | 0 | 0 | 0 | 0 | 0 | 0 | 0 | 0 | 0 | 0 | 0 | 0 | 0 | 0
[10 empty] | 0 | 0 | 0 | 0 | 0 | 0 | 0 | 0 | 0 | 0 | 0 | 0 | 0 | 0 | 0 | 0 | 0 | 0 | 0 | 0 | 0 | 0 | 0 | 0 | 0 | 0 | 0 | 0
[10 empty] | 0 | 0 | 0 | 0 | 0 | 0 | 0 | 0 | 0 | 0 | 0 | 0 | 0 | 0 | 0 | 0 | 0 | 0 | 0 | 0 | 0 | 0 | 0 | 0 | 0 | 0 | 0 | 0
[10 empty] | 0 | 0 | 0 | 0 | 0 | 0 | 0 | 0 | 0 | 0 | 0 | 0 | 0 | 0 | 0 | 0 | 0 | 0 | 0 | 0 | 0 | 0 | 0 | 0 | 0 | 0 | 0 | 0
[10 empty] | 0 | 0 | 0 | 0 | 0 | 0 | 0 | 0 | 0 | 0 | 0 | 0 | 0 | 0 | 0 | 0 | 0 | 0 | 0 | 0 | 0 | 0 | 0 | 0 | 0 | 0 | 0 | 0
[10 empty] | 0 | 0 | 0 | 0 | 0 | 0 | 0 | 0 | 0 | 0 | 0 | 0 | 0 | 0 | 0 | 0 | 0 | 0 | 0 | 0 | 0 | 0 | 0 | 0 | 0 | 0 | 0 | 0
[10 empty] | 0 | 0 | 0 | 0 | 0 | 0 | 0 | 0 | 0 | 0 | 0 | 0 | 0 | 0 | 0 | 0 | 0 | 0 | 0 | 0 | 0 | 0 | 0 | 0 | 0 | 0 | 0 | 0
[10 empty] | 0 | 0 | 0 | 0 | 0 | 0 | 0 | 0 | 0 | 0 | 0 | 0 | 0 | 0 | 0 | 0 | 0 | 0 | 0 | 0 | 0 | 0 | 0 | 0 | 0 | 0 | 0 | 0
[10 empty] | 0 | 0 | 0 | 0 | 0 | 0 | 0 | 0 | 0 | 0 | 0 | 0 | 0 | 0 | 0 | 0 | 0 | 0 | 0 | 0 | 0 | 0 | 0 | 0 | 0 | 0 | 0 | 0
[10 empty] | 0 | 0 | 0 | 0 | 0 | 0 | 0 | 0 | 0 | 0 | 0 | 0 | 0 | 0 | 0 | 0 | 0 | 0 | 0 | 0 | 0 | 0 | 0 | 0 | 0 | 0 | 0 | 0
[10 empty] | 0 | 0 | 0 | 0 | 0 | 0 | 0 | 0 | 0 | 0 | 0 | 0 | 0 | 0 | 0 | 0 | 0 | 0 | 0 | 0 | 0 | 0 | 0 | 0 | 0 | 0 | 0 | 0
[10 empty] | 0 | 0 | 0 | 0 | 0 | 0 | 0 | 0 | 0 | 0 | 0 | 0 | 0 | 0 | 0 | 0 | 0 | 0 | 0 | 0 | 0 | 0 | 0 | 0 | 0 | 0 | 0 | 0
[10 empty] | 0 | 0 | 0 | 0 | 0 | 0 | 0 | 0 | 0 | 0 | 0 | 0 | 0 | 0 | 0 | 0 | 0 | 0 | 0 | 0 | 0 | 0 | 0 | 0 | 0 | 0 | 0 | 0
[10 empty] | 0 | 0 | 0 | 0 | 0 | 0 | 0 | 0 | 0 | 0 | 0 | 0 | 0 | 0 | 0 | 0 | 0 | 0 | 0 | 0 | 0 | 0 | 0 | 0 | 0 | 0 | 0 | 0
[10 empty] | 0 | 0 | 0 | 0 | 0 | 0 | 0 | 0 | 0 | 0 | 0 | 0 | 0 | 0 | 0 | 0 | 0 | 0 | 0 | 0 | 0 | 0 | 0 | 0 | 0 | 0 | 0 | 0
[10 empty] | 0 | 0 | 0 | 0 | 0 | 0 | 0 | 0 | 0 | 0 | 0 | 0 | 0 | 0 | 0 | 0 | 0 | 0 | 0 | 0 | 0 | 0 | 0 | 0 | 0 | 0 | 0 | 0
[10 empty] | 0 | 0 | 0 | 0 | 0 | 0 | 0 | 0 | 0 | 0 | 0 | 0 | 0 | 0 | 0 | 0 | 0 | 0 | 0 | 0 | 0 | 0 | 0 | 0 | 0 | 0 | 0 | 0
[10 empty] | 0 | 0 | 0 | 0 | 0 | 0 | 0 | 0 | 0 | 0 | 0 | 0 | 0 | 0 | 0 | 0 | 0 | 0 | 0 | 0 | 0 | 0 | 0 | 0 | 0 | 0 | 0 | 0
[10 empty] | 0 | 0 | 0 | 0 | 0 | 0 | 0 | 0 | 0 | 0 | 0 | 0 | 0 | 0 | 0 | 0 | 0 | 0 | 0 | 0 | 0 | 0 | 0 | 0 | 0 | 0 | 0 | 0
[10 empty] | 0 | 0 | 0 | 0 | 0 | 0 | 0 | 0 | 0 | 0 | 0 | 0 | 0 | 0 | 0 | 0 | 0 | 0 | 0 | 0 | 0 | 0 | 0 | 0 | 0 | 0 | 0 | 0
[10 empty] | 0 | 0 | 0 | 0 | 0 | 0 | 0 | 0 | 0 | 0 | 0 | 0 | 0 | 0 | 0 | 0 | 0 | 0 | 0 | 0 | 0 | 0 | 0 | 0 | 0 | 0 | 0 | 0
[10 empty] | 0 | 0 | 0 | 0 | 0 | 0 | 0 | 0 | 0 | 0 | 0 | 0 | 0 | 0 | 0 | 0 | 0 | 0 | 0 | 0 | 0 | 0 | 0 | 0 | 0 | 0 | 0 | 0
[10 empty] | 0 | 0 | 0 | 0 | 0 | 0 | 0 | 0 | 0 | 0 | 0 | 0 | 0 | 0 | 0 | 0 | 0 | 0 | 0 | 0 | 0 | 0 | 0 | 0 | 0 | 0 | 0 | 0
[10 empty] | 0 | 0 | 0 | 0 | 0 | 0 | 0 | 0 | 0 | 0 | 0 | 0 | 0 | 0 | 0 | 0 | 0 | 0 | 0 | 0 | 0 | 0 | 0 | 0 | 0 | 0 | 0 | 0
[10 empty] | 0 | 0 | 0 | 0 | 0 | 0 | 0 | 0 | 0 | 0 | 0 | 0 | 0 | 0 | 0 | 0 | 0 | 0 | 0 | 0 | 0 | 0 | 0 | 0 | 0 | 0 | 0 | 0
[10 empty] | 0 | 0 | 0 | 0 | 0 | 0 | 0 | 0 | 0 | 0 | 0 | 0 | 0 | 0 | 0 | 0 | 0 | 0 | 0 | 0 | 0 | 0 | 0 | 0 | 0 | 0 | 0 | 0
[10 empty] | 0 | 0 | 0 | 0 | 0 | 0 | 0 | 0 | 0 | 0 | 0 | 0 | 0 | 0 | 0 | 0 | 0 | 0 | 0 | 0 | 0 | 0 | 0 | 0 | 0 | 0 | 0 | 0
[10 empty] | 0 | 0 | 0 | 0 | 0 | 0 | 0 | 0 | 0 | 0 | 0 | 0 | 0 | 0 | 0 | 0 | 0 | 0 | 0 | 0 | 0 | 0 | 0 | 0 | 0 | 0 | 0 | 0
[10 empty] | 0 | 0 | 0 | 0 | 0 | 0 | 0 | 0 | 0 | 0 | 0 | 0 | 0 | 0 | 0 | 0 | 0 | 0 | 0 | 0 | 0 | 0 | 0 | 0 | 0 | 0 | 0 | 0
[10 empty] | 0 | 0 | 0 | 0 | 0 | 0 | 0 | 0 | 0 | 0 | 0 | 0 | 0 | 0 | 0 | 0 | 0 | 0 | 0 | 0 | 0 | 0 | 0 | 0 | 0 | 0 | 0 | 0
[10 empty] | 0 | 0 | 0 | 0 | 0 | 0 | 0 | 0 | 0 | 0 | 0 | 0 | 0 | 0 | 0 | 0 | 0 | 0 | 0 | 0 | 0 | 0 | 0 | 0 | 0 | 0 | 0 | 0
[10 empty] | 0 | 0 | 0 | 0 | 0 | 0 | 0 | 0 | 0 | 0 | 0 | 0 | 0 | 0 | 0 | 0 | 0 | 0 | 0 | 0 | 0 | 0 | 0 | 0 | 0 | 0 | 0 | 0
[10 empty] | 0 | 0 | 0 | 0 | 0 | 0 | 0 | 0 | 0 | 0 | 0 | 0 | 0 | 0 | 0 | 0 | 0 | 0 | 0 | 0 | 0 | 0 | 0 | 0 | 0 | 0 | 0 | 0
[10 empty] | 0 | 0 | 0 | 0 | 0 | 0 | 0 | 0 | 0 | 0 | 0 | 0 | 0 | 0 | 0 | 0 | 0 | 0 | 0 | 0 | 0 | 0 | 0 | 0 | 0 | 0 | 0 | 0
[10 empty] | 0 | 0 | 0 | 0 | 0 | 0 | 0 | 0 | 0 | 0 | 0 | 0 | 0 | 0 | 0 | 0 | 0 | 0 | 0 | 0 | 0 | 0 | 0 | 0 | 0 | 0 | 0 | 0
[10 empty] | 0 | 0 | 0 | 0 | 0 | 0 | 0 | 0 | 0 | 0 | 0 | 0 | 0 | 0 | 0 | 0 | 0 | 0 | 0 | 0 | 0 | 0 | 0 | 0 | 0 | 0 | 0 | 0
[10 empty] | 0 | 0 | 0 | 0 | 0 | 0 | 0 | 0 | 0 | 0 | 0 | 0 | 0 | 0 | 0 | 0 | 0 | 0 | 0 | 0 | 0 | 0 | 0 | 0 | 0 | 0 | 0 | 0
[10 empty] | 0 | 0 | 0 | 0 | 0 | 0 | 0 | 0 | 0 | 0 | 0 | 0 | 0 | 0 | 0 | 0 | 0 | 0 | 0 | 0 | 0 | 0 | 0 | 0 | 0 | 0 | 0 | 0
[10 empty] | 0 | 0 | 0 | 0 | 0 | 0 | 0 | 0 | 0 | 0 | 0 | 0 | 0 | 0 | 0 | 0 | 0 | 0 | 0 | 0 | 0 | 0 | 0 | 0 | 0 | 0 | 0 | 0
[10 empty] | 0 | 0 | 0 | 0 | 0 | 0 | 0 | 0 | 0 | 0 | 0 | 0 | 0 | 0 | 0 | 0 | 0 | 0 | 0 | 0 | 0 | 0 | 0 | 0 | 0 | 0 | 0 | 0
[10 empty] | 0 | 0 | 0 | 0 | 0 | 0 | 0 | 0 | 0 | 0 | 0 | 0 | 0 | 0 | 0 | 0 | 0 | 0 | 0 | 0 | 0 | 0 | 0 | 0 | 0 | 0 | 0 | 0
[10 empty] | 0 | 0 | 0 | 0 | 0 | 0 | 0 | 0 | 0 | 0 | 0 | 0 | 0 | 0 | 0 | 0 | 0 | 0 | 0 | 0 | 0 | 0 | 0 | 0 | 0 | 0 | 0 | 0
[10 empty] | 0 | 0 | 0 | 0 | 0 | 0 | 0 | 0 | 0 | 0 | 0 | 0 | 0 | 0 | 0 | 0 | 0 | 0 | 0 | 0 | 0 | 0 | 0 | 0 | 0 | 0 | 0 | 0
[10 empty] | 0 | 0 | 0 | 0 | 0 | 0 | 0 | 0 | 0 | 0 | 0 | 0 | 0 | 0 | 0 | 0 | 0 | 0 | 0 | 0 | 0 | 0 | 0 | 0 | 0 | 0 | 0 | 0
[10 empty] | 0 | 0 | 0 | 0 | 0 | 0 | 0 | 0 | 0 | 0 | 0 | 0 | 0 | 0 | 0 | 0 | 0 | 0 | 0 | 0 | 0 | 0 | 0 | 0 | 0 | 0 | 0 | 0
[10 empty] | 0 | 0 | 0 | 0 | 0 | 0 | 0 | 0 | 0 | 0 | 0 | 0 | 0 | 0 | 0 | 0 | 0 | 0 | 0 | 0 | 0 | 0 | 0 | 0 | 0 | 0 | 0 | 0
[10 empty] | 0 | 0 | 0 | 0 | 0 | 0 | 0 | 0 | 0 | 0 | 0 | 0 | 0 | 0 | 0 | 0 | 0 | 0 | 0 | 0 | 0 | 0 | 0 | 0 | 0 | 0 | 0 | 0
[10 empty] | 0 | 0 | 0 | 0 | 0 | 0 | 0 | 0 | 0 | 0 | 0 | 0 | 0 | 0 | 0 | 0 | 0 | 0 | 0 | 0 | 0 | 0 | 0 | 0 | 0 | 0 | 0 | 0
[10 empty] | 0 | 0 | 0 | 0 | 0 | 0 | 0 | 0 | 0 | 0 | 0 | 0 | 0 | 0 | 0 | 0 | 0 | 0 | 0 | 0 | 0 | 0 | 0 | 0 | 0 | 0 | 0 | 0
[10 empty] | 0 | 0 | 0 | 0 | 0 | 0 | 0 | 0 | 0 | 0 | 0 | 0 | 0 | 0 | 0 | 0 | 0 | 0 | 0 | 0 | 0 | 0 | 0 | 0 | 0 | 0 | 0 | 0
[10 empty] | 0 | 0 | 0 | 0 | 0 | 0 | 0 | 0 | 0 | 0 | 0 | 0 | 0 | 0 | 0 | 0 | 0 | 0 | 0 | 0 | 0 | 0 | 0 | 0 | 0 | 0 | 0 | 0
[10 empty] | 0 | 0 | 0 | 0 | 0 | 0 | 0 | 0 | 0 | 0 | 0 | 0 | 0 | 0 | 0 | 0 | 0 | 0 | 0 | 0 | 0 | 0 | 0 | 0 | 0 | 0 | 0 | 0
[10 empty] | 0 | 0 | 0 | 0 | 0 | 0 | 0 | 0 | 0 | 0 | 0 | 0 | 0 | 0 | 0 | 0 | 0 | 0 | 0 | 0 | 0 | 0 | 0 | 0 | 0 | 0 | 0 | 0
[10 empty] | 0 | 0 | 0 | 0 | 0 | 0 | 0 | 0 | 0 | 0 | 0 | 0 | 0 | 0 | 0 | 0 | 0 | 0 | 0 | 0 | 0 | 0 | 0 | 0 | 0 | 0 | 0 | 0
[10 empty] | 0 | 0 | 0 | 0 | 0 | 0 | 0 | 0 | 0 | 0 | 0 | 0 | 0 | 0 | 0 | 0 | 0 | 0 | 0 | 0 | 0 | 0 | 0 | 0 | 0 | 0 | 0 | 0
[10 empty] | 0 | 0 | 0 | 0 | 0 | 0 | 0 | 0 | 0 | 0 | 0 | 0 | 0 | 0 | 0 | 0 | 0 | 0 | 0 | 0 | 0 | 0 | 0 | 0 | 0 | 0 | 0 | 0
[10 empty] | 0 | 0 | 0 | 0 | 0 | 0 | 0 | 0 | 0 | 0 | 0 | 0 | 0 | 0 | 0 | 0 | 0 | 0 | 0 | 0 | 0 | 0 | 0 | 0 | 0 | 0 | 0 | 0
[10 empty] | 0 | 0 | 0 | 0 | 0 | 0 | 0 | 0 | 0 | 0 | 0 | 0 | 0 | 0 | 0 | 0 | 0 | 0 | 0 | 0 | 0 | 0 | 0 | 0 | 0 | 0 | 0 | 0
[10 empty] | 0 | 0 | 0 | 0 | 0 | 0 | 0 | 0 | 0 | 0 | 0 | 0 | 0 | 0 | 0 | 0 | 0 | 0 | 0 | 0 | 0 | 0 | 0 | 0 | 0 | 0 | 0 | 0
[10 empty] | 0 | 0 | 0 | 0 | 0 | 0 | 0 | 0 | 0 | 0 | 0 | 0 | 0 | 0 | 0 | 0 | 0 | 0 | 0 | 0 | 0 | 0 | 0 | 0 | 0 | 0 | 0 | 0
[10 empty] | 0 | 0 | 0 | 0 | 0 | 0 | 0 | 0 | 0 | 0 | 0 | 0 | 0 | 0 | 0 | 0 | 0 | 0 | 0 | 0 | 0 | 0 | 0 | 0 | 0 | 0 | 0 | 0
[10 empty] | 0 | 0 | 0 | 0 | 0 | 0 | 0 | 0 | 0 | 0 | 0 | 0 | 0 | 0 | 0 | 0 | 0 | 0 | 0 | 0 | 0 | 0 | 0 | 0 | 0 | 0 | 0 | 0
[10 empty] | 0 | 0 | 0 | 0 | 0 | 0 | 0 | 0 | 0 | 0 | 0 | 0 | 0 | 0 | 0 | 0 | 0 | 0 | 0 | 0 | 0 | 0 | 0 | 0 | 0 | 0 | 0 | 0
[10 empty] | 0 | 0 | 0 | 0 | 0 | 0 | 0 | 0 | 0 | 0 | 0 | 0 | 0 | 0 | 0 | 0 | 0 | 0 | 0 | 0 | 0 | 0 | 0 | 0 | 0 | 0 | 0 | 0
[10 empty] | 0 | 0 | 0 | 0 | 0 | 0 | 0 | 0 | 0 | 0 | 0 | 0 | 0 | 0 | 0 | 0 | 0 | 0 | 0 | 0 | 0 | 0 | 0 | 0 | 0 | 0 | 0 | 0
[10 empty] | 0 | 0 | 0 | 0 | 0 | 0 | 0 | 0 | 0 | 0 | 0 | 0 | 0 | 0 | 0 | 0 | 0 | 0 | 0 | 0 | 0 | 0 | 0 | 0 | 0 | 0 | 0 | 0
[10 empty] | 0 | 0 | 0 | 0 | 0 | 0 | 0 | 0 | 0 | 0 | 0 | 0 | 0 | 0 | 0 | 0 | 0 | 0 | 0 | 0 | 0 | 0 | 0 | 0 | 0 | 0 | 0 | 0
[10 empty] | 0 | 0 | 0 | 0 | 0 | 0 | 0 | 0 | 0 | 0 | 0 | 0 | 0 | 0 | 0 | 0 | 0 | 0 | 0 | 0 | 0 | 0 | 0 | 0 | 0 | 0 | 0 | 0
[10 empty] | 0 | 0 | 0 | 0 | 0 | 0 | 0 | 0 | 0 | 0 | 0 | 0 | 0 | 0 | 0 | 0 | 0 | 0 | 0 | 0 | 0 | 0 | 0 | 0 | 0 | 0 | 0 | 0
[10 empty] | 0 | 0 | 0 | 0 | 0 | 0 | 0 | 0 | 0 | 0 | 0 | 0 | 0 | 0 | 0 | 0 | 0 | 0 | 0 | 0 | 0 | 0 | 0 | 0 | 0 | 0 | 0 | 0
[10 empty] | 0 | 0 | 0 | 0 | 0 | 0 | 0 | 0 | 0 | 0 | 0 | 0 | 0 | 0 | 0 | 0 | 0 | 0 | 0 | 0 | 0 | 0 | 0 | 0 | 0 | 0 | 0 | 0
[10 empty] | 0 | 0 | 0 | 0 | 0 | 0 | 0 | 0 | 0 | 0 | 0 | 0 | 0 | 0 | 0 | 0 | 0 | 0 | 0 | 0 | 0 | 0 | 0 | 0 | 0 | 0 | 0 | 0
[10 empty] | 0 | 0 | 0 | 0 | 0 | 0 | 0 | 0 | 0 | 0 | 0 | 0 | 0 | 0 | 0 | 0 | 0 | 0 | 0 | 0 | 0 | 0 | 0 | 0 | 0 | 0 | 0 | 0
[10 empty] | 0 | 0 | 0 | 0 | 0 | 0 | 0 | 0 | 0 | 0 | 0 | 0 | 0 | 0 | 0 | 0 | 0 | 0 | 0 | 0 | 0 | 0 | 0 | 0 | 0 | 0 | 0 | 0
[10 empty] | 0 | 0 | 0 | 0 | 0 | 0 | 0 | 0 | 0 | 0 | 0 | 0 | 0 | 0 | 0 | 0 | 0 | 0 | 0 | 0 | 0 | 0 | 0 | 0 | 0 | 0 | 0 | 0
[10 empty] | 0 | 0 | 0 | 0 | 0 | 0 | 0 | 0 | 0 | 0 | 0 | 0 | 0 | 0 | 0 | 0 | 0 | 0 | 0 | 0 | 0 | 0 | 0 | 0 | 0 | 0 | 0 | 0
[10 empty] | 0 | 0 | 0 | 0 | 0 | 0 | 0 | 0 | 0 | 0 | 0 | 0 | 0 | 0 | 0 | 0 | 0 | 0 | 0 | 0 | 0 | 0 | 0 | 0 | 0 | 0 | 0 | 0
[10 empty] | 0 | 0 | 0 | 0 | 0 | 0 | 0 | 0 | 0 | 0 | 0 | 0 | 0 | 0 | 0 | 0 | 0 | 0 | 0 | 0 | 0 | 0 | 0 | 0 | 0 | 0 | 0 | 0
[10 empty] | 0 | 0 | 0 | 0 | 0 | 0 | 0 | 0 | 0 | 0 | 0 | 0 | 0 | 0 | 0 | 0 | 0 | 0 | 0 | 0 | 0 | 0 | 0 | 0 | 0 | 0 | 0 | 0
[10 empty] | 0 | 0 | 0 | 0 | 0 | 0 | 0 | 0 | 0 | 0 | 0 | 0 | 0 | 0 | 0 | 0 | 0 | 0 | 0 | 0 | 0 | 0 | 0 | 0 | 0 | 0 | 0 | 0
[10 empty] | 0 | 0 | 0 | 0 | 0 | 0 | 0 | 0 | 0 | 0 | 0 | 0 | 0 | 0 | 0 | 0 | 0 | 0 | 0 | 0 | 0 | 0 | 0 | 0 | 0 | 0 | 0 | 0
[10 empty] | 0 | 0 | 0 | 0 | 0 | 0 | 0 | 0 | 0 | 0 | 0 | 0 | 0 | 0 | 0 | 0 | 0 | 0 | 0 | 0 | 0 | 0 | 0 | 0 | 0 | 0 | 0 | 0
[10 empty] | 0 | 0 | 0 | 0 | 0 | 0 | 0 | 0 | 0 | 0 | 0 | 0 | 0 | 0 | 0 | 0 | 0 | 0 | 0 | 0 | 0 | 0 | 0 | 0 | 0 | 0 | 0 | 0
[10 empty] | 0 | 0 | 0 | 0 | 0 | 0 | 0 | 0 | 0 | 0 | 0 | 0 | 0 | 0 | 0 | 0 | 0 | 0 | 0 | 0 | 0 | 0 | 0 | 0 | 0 | 0 | 0 | 0
[10 empty] | 0 | 0 | 0 | 0 | 0 | 0 | 0 | 0 | 0 | 0 | 0 | 0 | 0 | 0 | 0 | 0 | 0 | 0 | 0 | 0 | 0 | 0 | 0 | 0 | 0 | 0 | 0 | 0
[10 empty] | 0 | 0 | 0 | 0 | 0 | 0 | 0 | 0 | 0 | 0 | 0 | 0 | 0 | 0 | 0 | 0 | 0 | 0 | 0 | 0 | 0 | 0 | 0 | 0 | 0 | 0 | 0 | 0
[10 empty] | 0 | 0 | 0 | 0 | 0 | 0 | 0 | 0 | 0 | 0 | 0 | 0 | 0 | 0 | 0 | 0 | 0 | 0 | 0 | 0 | 0 | 0 | 0 | 0 | 0 | 0 | 0 | 0
[10 empty] | 0 | 0 | 0 | 0 | 0 | 0 | 0 | 0 | 0 | 0 | 0 | 0 | 0 | 0 | 0 | 0 | 0 | 0 | 0 | 0 | 0 | 0 | 0 | 0 | 0 | 0 | 0 | 0
[10 empty] | 0 | 0 | 0 | 0 | 0 | 0 | 0 | 0 | 0 | 0 | 0 | 0 | 0 | 0 | 0 | 0 | 0 | 0 | 0 | 0 | 0 | 0 | 0 | 0 | 0 | 0 | 0 | 0
[10 empty] | 0 | 0 | 0 | 0 | 0 | 0 | 0 | 0 | 0 | 0 | 0 | 0 | 0 | 0 | 0 | 0 | 0 | 0 | 0 | 0 | 0 | 0 | 0 | 0 | 0 | 0 | 0 | 0
[10 empty] | 0 | 0 | 0 | 0 | 0 | 0 | 0 | 0 | 0 | 0 | 0 | 0 | 0 | 0 | 0 | 0 | 0 | 0 | 0 | 0 | 0 | 0 | 0 | 0 | 0 | 0 | 0 | 0
[10 empty] | 0 | 0 | 0 | 0 | 0 | 0 | 0 | 0 | 0 | 0 | 0 | 0 | 0 | 0 | 0 | 0 | 0 | 0 | 0 | 0 | 0 | 0 | 0 | 0 | 0 | 0 | 0 | 0
[10 empty] | 0 | 0 | 0 | 0 | 0 | 0 | 0 | 0 | 0 | 0 | 0 | 0 | 0 | 0 | 0 | 0 | 0 | 0 | 0 | 0 | 0 | 0 | 0 | 0 | 0 | 0 | 0 | 0
[10 empty] | 0 | 0 | 0 | 0 | 0 | 0 | 0 | 0 | 0 | 0 | 0 | 0 | 0 | 0 | 0 | 0 | 0 | 0 | 0 | 0 | 0 | 0 | 0 | 0 | 0 | 0 | 0 | 0
[10 empty] | 0 | 0 | 0 | 0 | 0 | 0 | 0 | 0 | 0 | 0 | 0 | 0 | 0 | 0 | 0 | 0 | 0 | 0 | 0 | 0 | 0 | 0 | 0 | 0 | 0 | 0 | 0 | 0
[10 empty] | 0 | 0 | 0 | 0 | 0 | 0 | 0 | 0 | 0 | 0 | 0 | 0 | 0 | 0 | 0 | 0 | 0 | 0 | 0 | 0 | 0 | 0 | 0 | 0 | 0 | 0 | 0 | 0
[10 empty] | 0 | 0 | 0 | 0 | 0 | 0 | 0 | 0 | 0 | 0 | 0 | 0 | 0 | 0 | 0 | 0 | 0 | 0 | 0 | 0 | 0 | 0 | 0 | 0 | 0 | 0 | 0 | 0
[10 empty] | 0 | 0 | 0 | 0 | 0 | 0 | 0 | 0 | 0 | 0 | 0 | 0 | 0 | 0 | 0 | 0 | 0 | 0 | 0 | 0 | 0 | 0 | 0 | 0 | 0 | 0 | 0 | 0
[10 empty] | 0 | 0 | 0 | 0 | 0 | 0 | 0 | 0 | 0 | 0 | 0 | 0 | 0 | 0 | 0 | 0 | 0 | 0 | 0 | 0 | 0 | 0 | 0 | 0 | 0 | 0 | 0 | 0
[10 empty] | 0 | 0 | 0 | 0 | 0 | 0 | 0 | 0 | 0 | 0 | 0 | 0 | 0 | 0 | 0 | 0 | 0 | 0 | 0 | 0 | 0 | 0 | 0 | 0 | 0 | 0 | 0 | 0
[10 empty] | 0 | 0 | 0 | 0 | 0 | 0 | 0 | 0 | 0 | 0 | 0 | 0 | 0 | 0 | 0 | 0 | 0 | 0 | 0 | 0 | 0 | 0 | 0 | 0 | 0 | 0 | 0 | 0
[10 empty] | 0 | 0 | 0 | 0 | 0 | 0 | 0 | 0 | 0 | 0 | 0 | 0 | 0 | 0 | 0 | 0 | 0 | 0 | 0 | 0 | 0 | 0 | 0 | 0 | 0 | 0 | 0 | 0
[10 empty] | 0 | 0 | 0 | 0 | 0 | 0 | 0 | 0 | 0 | 0 | 0 | 0 | 0 | 0 | 0 | 0 | 0 | 0 | 0 | 0 | 0 | 0 | 0 | 0 | 0 | 0 | 0 | 0
[10 empty] | 0 | 0 | 0 | 0 | 0 | 0 | 0 | 0 | 0 | 0 | 0 | 0 | 0 | 0 | 0 | 0 | 0 | 0 | 0 | 0 | 0 | 0 | 0 | 0 | 0 | 0 | 0 | 0
[10 empty] | 0 | 0 | 0 | 0 | 0 | 0 | 0 | 0 | 0 | 0 | 0 | 0 | 0 | 0 | 0 | 0 | 0 | 0 | 0 | 0 | 0 | 0 | 0 | 0 | 0 | 0 | 0 | 0
[10 empty] | 0 | 0 | 0 | 0 | 0 | 0 | 0 | 0 | 0 | 0 | 0 | 0 | 0 | 0 | 0 | 0 | 0 | 0 | 0 | 0 | 0 | 0 | 0 | 0 | 0 | 0 | 0 | 0
[10 empty] | 0 | 0 | 0 | 0 | 0 | 0 | 0 | 0 | 0 | 0 | 0 | 0 | 0 | 0 | 0 | 0 | 0 | 0 | 0 | 0 | 0 | 0 | 0 | 0 | 0 | 0 | 0 | 0
[10 empty] | 0 | 0 | 0 | 0 | 0 | 0 | 0 | 0 | 0 | 0 | 0 | 0 | 0 | 0 | 0 | 0 | 0 | 0 | 0 | 0 | 0 | 0 | 0 | 0 | 0 | 0 | 0 | 0
[10 empty] | 0 | 0 | 0 | 0 | 0 | 0 | 0 | 0 | 0 | 0 | 0 | 0 | 0 | 0 | 0 | 0 | 0 | 0 | 0 | 0 | 0 | 0 | 0 | 0 | 0 | 0 | 0 | 0
[10 empty] | 0 | 0 | 0 | 0 | 0 | 0 | 0 | 0 | 0 | 0 | 0 | 0 | 0 | 0 | 0 | 0 | 0 | 0 | 0 | 0 | 0 | 0 | 0 | 0 | 0 | 0 | 0 | 0
[10 empty] | 0 | 0 | 0 | 0 | 0 | 0 | 0 | 0 | 0 | 0 | 0 | 0 | 0 | 0 | 0 | 0 | 0 | 0 | 0 | 0 | 0 | 0 | 0 | 0 | 0 | 0 | 0 | 0
[10 empty] | 0 | 0 | 0 | 0 | 0 | 0 | 0 | 0 | 0 | 0 | 0 | 0 | 0 | 0 | 0 | 0 | 0 | 0 | 0 | 0 | 0 | 0 | 0 | 0 | 0 | 0 | 0 | 0
[10 empty] | 0 | 0 | 0 | 0 | 0 | 0 | 0 | 0 | 0 | 0 | 0 | 0 | 0 | 0 | 0 | 0 | 0 | 0 | 0 | 0 | 0 | 0 | 0 | 0 | 0 | 0 | 0 | 0
[10 empty] | 0 | 0 | 0 | 0 | 0 | 0 | 0 | 0 | 0 | 0 | 0 | 0 | 0 | 0 | 0 | 0 | 0 | 0 | 0 | 0 | 0 | 0 | 0 | 0 | 0 | 0 | 0 | 0
[10 empty] | 0 | 0 | 0 | 0 | 0 | 0 | 0 | 0 | 0 | 0 | 0 | 0 | 0 | 0 | 0 | 0 | 0 | 0 | 0 | 0 | 0 | 0 | 0 | 0 | 0 | 0 | 0 | 0
[10 empty] | 0 | 0 | 0 | 0 | 0 | 0 | 0 | 0 | 0 | 0 | 0 | 0 | 0 | 0 | 0 | 0 | 0 | 0 | 0 | 0 | 0 | 0 | 0 | 0 | 0 | 0 | 0 | 0
[10 empty] | 0 | 0 | 0 | 0 | 0 | 0 | 0 | 0 | 0 | 0 | 0 | 0 | 0 | 0 | 0 | 0 | 0 | 0 | 0 | 0 | 0 | 0 | 0 | 0 | 0 | 0 | 0 | 0
[10 empty] | 0 | 0 | 0 | 0 | 0 | 0 | 0 | 0 | 0 | 0 | 0 | 0 | 0 | 0 | 0 | 0 | 0 | 0 | 0 | 0 | 0 | 0 | 0 | 0 | 0 | 0 | 0 | 0
[10 empty] | 0 | 0 | 0 | 0 | 0 | 0 | 0 | 0 | 0 | 0 | 0 | 0 | 0 | 0 | 0 | 0 | 0 | 0 | 0 | 0 | 0 | 0 | 0 | 0 | 0 | 0 | 0 | 0
[10 empty] | 0 | 0 | 0 | 0 | 0 | 0 | 0 | 0 | 0 | 0 | 0 | 0 | 0 | 0 | 0 | 0 | 0 | 0 | 0 | 0 | 0 | 0 | 0 | 0 | 0 | 0 | 0 | 0
[10 empty] | 0 | 0 | 0 | 0 | 0 | 0 | 0 | 0 | 0 | 0 | 0 | 0 | 0 | 0 | 0 | 0 | 0 | 0 | 0 | 0 | 0 | 0 | 0 | 0 | 0 | 0 | 0 | 0
[10 empty] | 0 | 0 | 0 | 0 | 0 | 0 | 0 | 0 | 0 | 0 | 0 | 0 | 0 | 0 | 0 | 0 | 0 | 0 | 0 | 0 | 0 | 0 | 0 | 0 | 0 | 0 | 0 | 0
[10 empty] | 0 | 0 | 0 | 0 | 0 | 0 | 0 | 0 | 0 | 0 | 0 | 0 | 0 | 0 | 0 | 0 | 0 | 0 | 0 | 0 | 0 | 0 | 0 | 0 | 0 | 0 | 0 | 0
[10 empty] | 0 | 0 | 0 | 0 | 0 | 0 | 0 | 0 | 0 | 0 | 0 | 0 | 0 | 0 | 0 | 0 | 0 | 0 | 0 | 0 | 0 | 0 | 0 | 0 | 0 | 0 | 0 | 0
[10 empty] | 0 | 0 | 0 | 0 | 0 | 0 | 0 | 0 | 0 | 0 | 0 | 0 | 0 | 0 | 0 | 0 | 0 | 0 | 0 | 0 | 0 | 0 | 0 | 0 | 0 | 0 | 0 | 0
[10 empty] | 0 | 0 | 0 | 0 | 0 | 0 | 0 | 0 | 0 | 0 | 0 | 0 | 0 | 0 | 0 | 0 | 0 | 0 | 0 | 0 | 0 | 0 | 0 | 0 | 0 | 0 | 0 | 0
[10 empty] | 0 | 0 | 0 | 0 | 0 | 0 | 0 | 0 | 0 | 0 | 0 | 0 | 0 | 0 | 0 | 0 | 0 | 0 | 0 | 0 | 0 | 0 | 0 | 0 | 0 | 0 | 0 | 0
[10 empty] | 0 | 0 | 0 | 0 | 0 | 0 | 0 | 0 | 0 | 0 | 0 | 0 | 0 | 0 | 0 | 0 | 0 | 0 | 0 | 0 | 0 | 0 | 0 | 0 | 0 | 0 | 0 | 0
[10 empty] | 0 | 0 | 0 | 0 | 0 | 0 | 0 | 0 | 0 | 0 | 0 | 0 | 0 | 0 | 0 | 0 | 0 | 0 | 0 | 0 | 0 | 0 | 0 | 0 | 0 | 0 | 0 | 0
[10 empty] | 0 | 0 | 0 | 0 | 0 | 0 | 0 | 0 | 0 | 0 | 0 | 0 | 0 | 0 | 0 | 0 | 0 | 0 | 0 | 0 | 0 | 0 | 0 | 0 | 0 | 0 | 0 | 0
[10 empty] | 0 | 0 | 0 | 0 | 0 | 0 | 0 | 0 | 0 | 0 | 0 | 0 | 0 | 0 | 0 | 0 | 0 | 0 | 0 | 0 | 0 | 0 | 0 | 0 | 0 | 0 | 0 | 0
[10 empty] | 0 | 0 | 0 | 0 | 0 | 0 | 0 | 0 | 0 | 0 | 0 | 0 | 0 | 0 | 0 | 0 | 0 | 0 | 0 | 0 | 0 | 0 | 0 | 0 | 0 | 0 | 0 | 0
[10 empty] | 0 | 0 | 0 | 0 | 0 | 0 | 0 | 0 | 0 | 0 | 0 | 0 | 0 | 0 | 0 | 0 | 0 | 0 | 0 | 0 | 0 | 0 | 0 | 0 | 0 | 0 | 0 | 0
[10 empty] | 0 | 0 | 0 | 0 | 0 | 0 | 0 | 0 | 0 | 0 | 0 | 0 | 0 | 0 | 0 | 0 | 0 | 0 | 0 | 0 | 0 | 0 | 0 | 0 | 0 | 0 | 0 | 0
[10 empty] | 0 | 0 | 0 | 0 | 0 | 0 | 0 | 0 | 0 | 0 | 0 | 0 | 0 | 0 | 0 | 0 | 0 | 0 | 0 | 0 | 0 | 0 | 0 | 0 | 0 | 0 | 0 | 0
[10 empty] | 0 | 0 | 0 | 0 | 0 | 0 | 0 | 0 | 0 | 0 | 0 | 0 | 0 | 0 | 0 | 0 | 0 | 0 | 0 | 0 | 0 | 0 | 0 | 0 | 0 | 0 | 0 | 0
[10 empty] | 0 | 0 | 0 | 0 | 0 | 0 | 0 | 0 | 0 | 0 | 0 | 0 | 0 | 0 | 0 | 0 | 0 | 0 | 0 | 0 | 0 | 0 | 0 | 0 | 0 | 0 | 0 | 0
[10 empty] | 0 | 0 | 0 | 0 | 0 | 0 | 0 | 0 | 0 | 0 | 0 | 0 | 0 | 0 | 0 | 0 | 0 | 0 | 0 | 0 | 0 | 0 | 0 | 0 | 0 | 0 | 0 | 0
[10 empty] | 0 | 0 | 0 | 0 | 0 | 0 | 0 | 0 | 0 | 0 | 0 | 0 | 0 | 0 | 0 | 0 | 0 | 0 | 0 | 0 | 0 | 0 | 0 | 0 | 0 | 0 | 0 | 0
[10 empty] | 0 | 0 | 0 | 0 | 0 | 0 | 0 | 0 | 0 | 0 | 0 | 0 | 0 | 0 | 0 | 0 | 0 | 0 | 0 | 0 | 0 | 0 | 0 | 0 | 0 | 0 | 0 | 0
[10 empty] | 0 | 0 | 0 | 0 | 0 | 0 | 0 | 0 | 0 | 0 | 0 | 0 | 0 | 0 | 0 | 0 | 0 | 0 | 0 | 0 | 0 | 0 | 0 | 0 | 0 | 0 | 0 | 0
[10 empty] | 0 | 0 | 0 | 0 | 0 | 0 | 0 | 0 | 0 | 0 | 0 | 0 | 0 | 0 | 0 | 0 | 0 | 0 | 0 | 0 | 0 | 0 | 0 | 0 | 0 | 0 | 0 | 0
[10 empty] | 0 | 0 | 0 | 0 | 0 | 0 | 0 | 0 | 0 | 0 | 0 | 0 | 0 | 0 | 0 | 0 | 0 | 0 | 0 | 0 | 0 | 0 | 0 | 0 | 0 | 0 | 0 | 0
[10 empty] | 0 | 0 | 0 | 0 | 0 | 0 | 0 | 0 | 0 | 0 | 0 | 0 | 0 | 0 | 0 | 0 | 0 | 0 | 0 | 0 | 0 | 0 | 0 | 0 | 0 | 0 | 0 | 0
[10 empty] | 0 | 0 | 0 | 0 | 0 | 0 | 0 | 0 | 0 | 0 | 0 | 0 | 0 | 0 | 0 | 0 | 0 | 0 | 0 | 0 | 0 | 0 | 0 | 0 | 0 | 0 | 0 | 0
[10 empty] | 0 | 0 | 0 | 0 | 0 | 0 | 0 | 0 | 0 | 0 | 0 | 0 | 0 | 0 | 0 | 0 | 0 | 0 | 0 | 0 | 0 | 0 | 0 | 0 | 0 | 0 | 0 | 0
[10 empty] | 0 | 0 | 0 | 0 | 0 | 0 | 0 | 0 | 0 | 0 | 0 | 0 | 0 | 0 | 0 | 0 | 0 | 0 | 0 | 0 | 0 | 0 | 0 | 0 | 0 | 0 | 0 | 0
[10 empty] | 0 | 0 | 0 | 0 | 0 | 0 | 0 | 0 | 0 | 0 | 0 | 0 | 0 | 0 | 0 | 0 | 0 | 0 | 0 | 0 | 0 | 0 | 0 | 0 | 0 | 0 | 0 | 0
[10 empty] | 0 | 0 | 0 | 0 | 0 | 0 | 0 | 0 | 0 | 0 | 0 | 0 | 0 | 0 | 0 | 0 | 0 | 0 | 0 | 0 | 0 | 0 | 0 | 0 | 0 | 0 | 0 | 0
[10 empty] | 0 | 0 | 0 | 0 | 0 | 0 | 0 | 0 | 0 | 0 | 0 | 0 | 0 | 0 | 0 | 0 | 0 | 0 | 0 | 0 | 0 | 0 | 0 | 0 | 0 | 0 | 0 | 0
[10 empty] | 0 | 0 | 0 | 0 | 0 | 0 | 0 | 0 | 0 | 0 | 0 | 0 | 0 | 0 | 0 | 0 | 0 | 0 | 0 | 0 | 0 | 0 | 0 | 0 | 0 | 0 | 0 | 0
[10 empty] | 0 | 0 | 0 | 0 | 0 | 0 | 0 | 0 | 0 | 0 | 0 | 0 | 0 | 0 | 0 | 0 | 0 | 0 | 0 | 0 | 0 | 0 | 0 | 0 | 0 | 0 | 0 | 0
[10 empty] | 0 | 0 | 0 | 0 | 0 | 0 | 0 | 0 | 0 | 0 | 0 | 0 | 0 | 0 | 0 | 0 | 0 | 0 | 0 | 0 | 0 | 0 | 0 | 0 | 0 | 0 | 0 | 0
[10 empty] | 0 | 0 | 0 | 0 | 0 | 0 | 0 | 0 | 0 | 0 | 0 | 0 | 0 | 0 | 0 | 0 | 0 | 0 | 0 | 0 | 0 | 0 | 0 | 0 | 0 | 0 | 0 | 0
[10 empty] | 0 | 0 | 0 | 0 | 0 | 0 | 0 | 0 | 0 | 0 | 0 | 0 | 0 | 0 | 0 | 0 | 0 | 0 | 0 | 0 | 0 | 0 | 0 | 0 | 0 | 0 | 0 | 0
[10 empty] | 0 | 0 | 0 | 0 | 0 | 0 | 0 | 0 | 0 | 0 | 0 | 0 | 0 | 0 | 0 | 0 | 0 | 0 | 0 | 0 | 0 | 0 | 0 | 0 | 0 | 0 | 0 | 0
[10 empty] | 0 | 0 | 0 | 0 | 0 | 0 | 0 | 0 | 0 | 0 | 0 | 0 | 0 | 0 | 0 | 0 | 0 | 0 | 0 | 0 | 0 | 0 | 0 | 0 | 0 | 0 | 0 | 0
[10 empty] | 0 | 0 | 0 | 0 | 0 | 0 | 0 | 0 | 0 | 0 | 0 | 0 | 0 | 0 | 0 | 0 | 0 | 0 | 0 | 0 | 0 | 0 | 0 | 0 | 0 | 0 | 0 | 0
[10 empty] | 0 | 0 | 0 | 0 | 0 | 0 | 0 | 0 | 0 | 0 | 0 | 0 | 0 | 0 | 0 | 0 | 0 | 0 | 0 | 0 | 0 | 0 | 0 | 0 | 0 | 0 | 0 | 0
[10 empty] | 0 | 0 | 0 | 0 | 0 | 0 | 0 | 0 | 0 | 0 | 0 | 0 | 0 | 0 | 0 | 0 | 0 | 0 | 0 | 0 | 0 | 0 | 0 | 0 | 0 | 0 | 0 | 0
[10 empty] | 0 | 0 | 0 | 0 | 0 | 0 | 0 | 0 | 0 | 0 | 0 | 0 | 0 | 0 | 0 | 0 | 0 | 0 | 0 | 0 | 0 | 0 | 0 | 0 | 0 | 0 | 0 | 0
[10 empty] | 0 | 0 | 0 | 0 | 0 | 0 | 0 | 0 | 0 | 0 | 0 | 0 | 0 | 0 | 0 | 0 | 0 | 0 | 0 | 0 | 0 | 0 | 0 | 0 | 0 | 0 | 0 | 0
[10 empty] | 0 | 0 | 0 | 0 | 0 | 0 | 0 | 0 | 0 | 0 | 0 | 0 | 0 | 0 | 0 | 0 | 0 | 0 | 0 | 0 | 0 | 0 | 0 | 0 | 0 | 0 | 0 | 0
[10 empty] | 0 | 0 | 0 | 0 | 0 | 0 | 0 | 0 | 0 | 0 | 0 | 0 | 0 | 0 | 0 | 0 | 0 | 0 | 0 | 0 | 0 | 0 | 0 | 0 | 0 | 0 | 0 | 0
[10 empty] | 0 | 0 | 0 | 0 | 0 | 0 | 0 | 0 | 0 | 0 | 0 | 0 | 0 | 0 | 0 | 0 | 0 | 0 | 0 | 0 | 0 | 0 | 0 | 0 | 0 | 0 | 0 | 0
[10 empty] | 0 | 0 | 0 | 0 | 0 | 0 | 0 | 0 | 0 | 0 | 0 | 0 | 0 | 0 | 0 | 0 | 0 | 0 | 0 | 0 | 0 | 0 | 0 | 0 | 0 | 0 | 0 | 0
[10 empty] | 0 | 0 | 0 | 0 | 0 | 0 | 0 | 0 | 0 | 0 | 0 | 0 | 0 | 0 | 0 | 0 | 0 | 0 | 0 | 0 | 0 | 0 | 0 | 0 | 0 | 0 | 0 | 0
[10 empty] | 0 | 0 | 0 | 0 | 0 | 0 | 0 | 0 | 0 | 0 | 0 | 0 | 0 | 0 | 0 | 0 | 0 | 0 | 0 | 0 | 0 | 0 | 0 | 0 | 0 | 0 | 0 | 0
[10 empty] | 0 | 0 | 0 | 0 | 0 | 0 | 0 | 0 | 0 | 0 | 0 | 0 | 0 | 0 | 0 | 0 | 0 | 0 | 0 | 0 | 0 | 0 | 0 | 0 | 0 | 0 | 0 | 0
[10 empty] | 0 | 0 | 0 | 0 | 0 | 0 | 0 | 0 | 0 | 0 | 0 | 0 | 0 | 0 | 0 | 0 | 0 | 0 | 0 | 0 | 0 | 0 | 0 | 0 | 0 | 0 | 0 | 0
[10 empty] | 0 | 0 | 0 | 0 | 0 | 0 | 0 | 0 | 0 | 0 | 0 | 0 | 0 | 0 | 0 | 0 | 0 | 0 | 0 | 0 | 0 | 0 | 0 | 0 | 0 | 0 | 0 | 0
[10 empty] | 0 | 0 | 0 | 0 | 0 | 0 | 0 | 0 | 0 | 0 | 0 | 0 | 0 | 0 | 0 | 0 | 0 | 0 | 0 | 0 | 0 | 0 | 0 | 0 | 0 | 0 | 0 | 0
[10 empty] | 0 | 0 | 0 | 0 | 0 | 0 | 0 | 0 | 0 | 0 | 0 | 0 | 0 | 0 | 0 | 0 | 0 | 0 | 0 | 0 | 0 | 0 | 0 | 0 | 0 | 0 | 0 | 0
[10 empty] | 0 | 0 | 0 | 0 | 0 | 0 | 0 | 0 | 0 | 0 | 0 | 0 | 0 | 0 | 0 | 0 | 0 | 0 | 0 | 0 | 0 | 0 | 0 | 0 | 0 | 0 | 0 | 0
[10 empty] | 0 | 0 | 0 | 0 | 0 | 0 | 0 | 0 | 0 | 0 | 0 | 0 | 0 | 0 | 0 | 0 | 0 | 0 | 0 | 0 | 0 | 0 | 0 | 0 | 0 | 0 | 0 | 0
[10 empty] | 0 | 0 | 0 | 0 | 0 | 0 | 0 | 0 | 0 | 0 | 0 | 0 | 0 | 0 | 0 | 0 | 0 | 0 | 0 | 0 | 0 | 0 | 0 | 0 | 0 | 0 | 0 | 0
[10 empty] | 0 | 0 | 0 | 0 | 0 | 0 | 0 | 0 | 0 | 0 | 0 | 0 | 0 | 0 | 0 | 0 | 0 | 0 | 0 | 0 | 0 | 0 | 0 | 0 | 0 | 0 | 0 | 0
[10 empty] | 0 | 0 | 0 | 0 | 0 | 0 | 0 | 0 | 0 | 0 | 0 | 0 | 0 | 0 | 0 | 0 | 0 | 0 | 0 | 0 | 0 | 0 | 0 | 0 | 0 | 0 | 0 | 0
[10 empty] | 0 | 0 | 0 | 0 | 0 | 0 | 0 | 0 | 0 | 0 | 0 | 0 | 0 | 0 | 0 | 0 | 0 | 0 | 0 | 0 | 0 | 0 | 0 | 0 | 0 | 0 | 0 | 0
[10 empty] | 0 | 0 | 0 | 0 | 0 | 0 | 0 | 0 | 0 | 0 | 0 | 0 | 0 | 0 | 0 | 0 | 0 | 0 | 0 | 0 | 0 | 0 | 0 | 0 | 0 | 0 | 0 | 0
[10 empty] | 0 | 0 | 0 | 0 | 0 | 0 | 0 | 0 | 0 | 0 | 0 | 0 | 0 | 0 | 0 | 0 | 0 | 0 | 0 | 0 | 0 | 0 | 0 | 0 | 0 | 0 | 0 | 0
[10 empty] | 0 | 0 | 0 | 0 | 0 | 0 | 0 | 0 | 0 | 0 | 0 | 0 | 0 | 0 | 0 | 0 | 0 | 0 | 0 | 0 | 0 | 0 | 0 | 0 | 0 | 0 | 0 | 0
[10 empty] | 0 | 0 | 0 | 0 | 0 | 0 | 0 | 0 | 0 | 0 | 0 | 0 | 0 | 0 | 0 | 0 | 0 | 0 | 0 | 0 | 0 | 0 | 0 | 0 | 0 | 0 | 0 | 0
[10 empty] | 0 | 0 | 0 | 0 | 0 | 0 | 0 | 0 | 0 | 0 | 0 | 0 | 0 | 0 | 0 | 0 | 0 | 0 | 0 | 0 | 0 | 0 | 0 | 0 | 0 | 0 | 0 | 0
[10 empty] | 0 | 0 | 0 | 0 | 0 | 0 | 0 | 0 | 0 | 0 | 0 | 0 | 0 | 0 | 0 | 0 | 0 | 0 | 0 | 0 | 0 | 0 | 0 | 0 | 0 | 0 | 0 | 0
[10 empty] | 0 | 0 | 0 | 0 | 0 | 0 | 0 | 0 | 0 | 0 | 0 | 0 | 0 | 0 | 0 | 0 | 0 | 0 | 0 | 0 | 0 | 0 | 0 | 0 | 0 | 0 | 0 | 0
[10 empty] | 0 | 0 | 0 | 0 | 0 | 0 | 0 | 0 | 0 | 0 | 0 | 0 | 0 | 0 | 0 | 0 | 0 | 0 | 0 | 0 | 0 | 0 | 0 | 0 | 0 | 0 | 0 | 0
[10 empty] | 0 | 0 | 0 | 0 | 0 | 0 | 0 | 0 | 0 | 0 | 0 | 0 | 0 | 0 | 0 | 0 | 0 | 0 | 0 | 0 | 0 | 0 | 0 | 0 | 0 | 0 | 0 | 0
[10 empty] | 0 | 0 | 0 | 0 | 0 | 0 | 0 | 0 | 0 | 0 | 0 | 0 | 0 | 0 | 0 | 0 | 0 | 0 | 0 | 0 | 0 | 0 | 0 | 0 | 0 | 0 | 0 | 0
[10 empty] | 0 | 0 | 0 | 0 | 0 | 0 | 0 | 0 | 0 | 0 | 0 | 0 | 0 | 0 | 0 | 0 | 0 | 0 | 0 | 0 | 0 | 0 | 0 | 0 | 0 | 0 | 0 | 0
[10 empty] | 0 | 0 | 0 | 0 | 0 | 0 | 0 | 0 | 0 | 0 | 0 | 0 | 0 | 0 | 0 | 0 | 0 | 0 | 0 | 0 | 0 | 0 | 0 | 0 | 0 | 0 | 0 | 0
[10 empty] | 0 | 0 | 0 | 0 | 0 | 0 | 0 | 0 | 0 | 0 | 0 | 0 | 0 | 0 | 0 | 0 | 0 | 0 | 0 | 0 | 0 | 0 | 0 | 0 | 0 | 0 | 0 | 0
[10 empty] | 0 | 0 | 0 | 0 | 0 | 0 | 0 | 0 | 0 | 0 | 0 | 0 | 0 | 0 | 0 | 0 | 0 | 0 | 0 | 0 | 0 | 0 | 0 | 0 | 0 | 0 | 0 | 0
[10 empty] | 0 | 0 | 0 | 0 | 0 | 0 | 0 | 0 | 0 | 0 | 0 | 0 | 0 | 0 | 0 | 0 | 0 | 0 | 0 | 0 | 0 | 0 | 0 | 0 | 0 | 0 | 0 | 0
[10 empty] | 0 | 0 | 0 | 0 | 0 | 0 | 0 | 0 | 0 | 0 | 0 | 0 | 0 | 0 | 0 | 0 | 0 | 0 | 0 | 0 | 0 | 0 | 0 | 0 | 0 | 0 | 0 | 0
[10 empty] | 0 | 0 | 0 | 0 | 0 | 0 | 0 | 0 | 0 | 0 | 0 | 0 | 0 | 0 | 0 | 0 | 0 | 0 | 0 | 0 | 0 | 0 | 0 | 0 | 0 | 0 | 0 | 0
[10 empty] | 0 | 0 | 0 | 0 | 0 | 0 | 0 | 0 | 0 | 0 | 0 | 0 | 0 | 0 | 0 | 0 | 0 | 0 | 0 | 0 | 0 | 0 | 0 | 0 | 0 | 0 | 0 | 0
[10 empty] | 0 | 0 | 0 | 0 | 0 | 0 | 0 | 0 | 0 | 0 | 0 | 0 | 0 | 0 | 0 | 0 | 0 | 0 | 0 | 0 | 0 | 0 | 0 | 0 | 0 | 0 | 0 | 0
[10 empty] | 0 | 0 | 0 | 0 | 0 | 0 | 0 | 0 | 0 | 0 | 0 | 0 | 0 | 0 | 0 | 0 | 0 | 0 | 0 | 0 | 0 | 0 | 0 | 0 | 0 | 0 | 0 | 0
[10 empty] | 0 | 0 | 0 | 0 | 0 | 0 | 0 | 0 | 0 | 0 | 0 | 0 | 0 | 0 | 0 | 0 | 0 | 0 | 0 | 0 | 0 | 0 | 0 | 0 | 0 | 0 | 0 | 0
[10 empty] | 0 | 0 | 0 | 0 | 0 | 0 | 0 | 0 | 0 | 0 | 0 | 0 | 0 | 0 | 0 | 0 | 0 | 0 | 0 | 0 | 0 | 0 | 0 | 0 | 0 | 0 | 0 | 0
[10 empty] | 0 | 0 | 0 | 0 | 0 | 0 | 0 | 0 | 0 | 0 | 0 | 0 | 0 | 0 | 0 | 0 | 0 | 0 | 0 | 0 | 0 | 0 | 0 | 0 | 0 | 0 | 0 | 0
[10 empty] | 0 | 0 | 0 | 0 | 0 | 0 | 0 | 0 | 0 | 0 | 0 | 0 | 0 | 0 | 0 | 0 | 0 | 0 | 0 | 0 | 0 | 0 | 0 | 0 | 0 | 0 | 0 | 0
[10 empty] | 0 | 0 | 0 | 0 | 0 | 0 | 0 | 0 | 0 | 0 | 0 | 0 | 0 | 0 | 0 | 0 | 0 | 0 | 0 | 0 | 0 | 0 | 0 | 0 | 0 | 0 | 0 | 0
[10 empty] | 0 | 0 | 0 | 0 | 0 | 0 | 0 | 0 | 0 | 0 | 0 | 0 | 0 | 0 | 0 | 0 | 0 | 0 | 0 | 0 | 0 | 0 | 0 | 0 | 0 | 0 | 0 | 0
[10 empty] | 0 | 0 | 0 | 0 | 0 | 0 | 0 | 0 | 0 | 0 | 0 | 0 | 0 | 0 | 0 | 0 | 0 | 0 | 0 | 0 | 0 | 0 | 0 | 0 | 0 | 0 | 0 | 0
[10 empty] | 0 | 0 | 0 | 0 | 0 | 0 | 0 | 0 | 0 | 0 | 0 | 0 | 0 | 0 | 0 | 0 | 0 | 0 | 0 | 0 | 0 | 0 | 0 | 0 | 0 | 0 | 0 | 0
[10 empty] | 0 | 0 | 0 | 0 | 0 | 0 | 0 | 0 | 0 | 0 | 0 | 0 | 0 | 0 | 0 | 0 | 0 | 0 | 0 | 0 | 0 | 0 | 0 | 0 | 0 | 0 | 0 | 0
[10 empty] | 0 | 0 | 0 | 0 | 0 | 0 | 0 | 0 | 0 | 0 | 0 | 0 | 0 | 0 | 0 | 0 | 0 | 0 | 0 | 0 | 0 | 0 | 0 | 0 | 0 | 0 | 0 | 0
[10 empty] | 0 | 0 | 0 | 0 | 0 | 0 | 0 | 0 | 0 | 0 | 0 | 0 | 0 | 0 | 0 | 0 | 0 | 0 | 0 | 0 | 0 | 0 | 0 | 0 | 0 | 0 | 0 | 0
[10 empty] | 0 | 0 | 0 | 0 | 0 | 0 | 0 | 0 | 0 | 0 | 0 | 0 | 0 | 0 | 0 | 0 | 0 | 0 | 0 | 0 | 0 | 0 | 0 | 0 | 0 | 0 | 0 | 0
[10 empty] | 0 | 0 | 0 | 0 | 0 | 0 | 0 | 0 | 0 | 0 | 0 | 0 | 0 | 0 | 0 | 0 | 0 | 0 | 0 | 0 | 0 | 0 | 0 | 0 | 0 | 0 | 0 | 0
[10 empty] | 0 | 0 | 0 | 0 | 0 | 0 | 0 | 0 | 0 | 0 | 0 | 0 | 0 | 0 | 0 | 0 | 0 | 0 | 0 | 0 | 0 | 0 | 0 | 0 | 0 | 0 | 0 | 0
[10 empty] | 0 | 0 | 0 | 0 | 0 | 0 | 0 | 0 | 0 | 0 | 0 | 0 | 0 | 0 | 0 | 0 | 0 | 0 | 0 | 0 | 0 | 0 | 0 | 0 | 0 | 0 | 0 | 0
[10 empty] | 0 | 0 | 0 | 0 | 0 | 0 | 0 | 0 | 0 | 0 | 0 | 0 | 0 | 0 | 0 | 0 | 0 | 0 | 0 | 0 | 0 | 0 | 0 | 0 | 0 | 0 | 0 | 0
[10 empty] | 0 | 0 | 0 | 0 | 0 | 0 | 0 | 0 | 0 | 0 | 0 | 0 | 0 | 0 | 0 | 0 | 0 | 0 | 0 | 0 | 0 | 0 | 0 | 0 | 0 | 0 | 0 | 0
[10 empty] | 0 | 0 | 0 | 0 | 0 | 0 | 0 | 0 | 0 | 0 | 0 | 0 | 0 | 0 | 0 | 0 | 0 | 0 | 0 | 0 | 0 | 0 | 0 | 0 | 0 | 0 | 0 | 0
[10 empty] | 0 | 0 | 0 | 0 | 0 | 0 | 0 | 0 | 0 | 0 | 0 | 0 | 0 | 0 | 0 | 0 | 0 | 0 | 0 | 0 | 0 | 0 | 0 | 0 | 0 | 0 | 0 | 0
[10 empty] | 0 | 0 | 0 | 0 | 0 | 0 | 0 | 0 | 0 | 0 | 0 | 0 | 0 | 0 | 0 | 0 | 0 | 0 | 0 | 0 | 0 | 0 | 0 | 0 | 0 | 0 | 0 | 0
[10 empty] | 0 | 0 | 0 | 0 | 0 | 0 | 0 | 0 | 0 | 0 | 0 | 0 | 0 | 0 | 0 | 0 | 0 | 0 | 0 | 0 | 0 | 0 | 0 | 0 | 0 | 0 | 0 | 0
[10 empty] | 0 | 0 | 0 | 0 | 0 | 0 | 0 | 0 | 0 | 0 | 0 | 0 | 0 | 0 | 0 | 0 | 0 | 0 | 0 | 0 | 0 | 0 | 0 | 0 | 0 | 0 | 0 | 0
[10 empty] | 0 | 0 | 0 | 0 | 0 | 0 | 0 | 0 | 0 | 0 | 0 | 0 | 0 | 0 | 0 | 0 | 0 | 0 | 0 | 0 | 0 | 0 | 0 | 0 | 0 | 0 | 0 | 0
[10 empty] | 0 | 0 | 0 | 0 | 0 | 0 | 0 | 0 | 0 | 0 | 0 | 0 | 0 | 0 | 0 | 0 | 0 | 0 | 0 | 0 | 0 | 0 | 0 | 0 | 0 | 0 | 0 | 0
[10 empty] | 0 | 0 | 0 | 0 | 0 | 0 | 0 | 0 | 0 | 0 | 0 | 0 | 0 | 0 | 0 | 0 | 0 | 0 | 0 | 0 | 0 | 0 | 0 | 0 | 0 | 0 | 0 | 0
[10 empty] | 0 | 0 | 0 | 0 | 0 | 0 | 0 | 0 | 0 | 0 | 0 | 0 | 0 | 0 | 0 | 0 | 0 | 0 | 0 | 0 | 0 | 0 | 0 | 0 | 0 | 0 | 0 | 0
[10 empty] | 0 | 0 | 0 | 0 | 0 | 0 | 0 | 0 | 0 | 0 | 0 | 0 | 0 | 0 | 0 | 0 | 0 | 0 | 0 | 0 | 0 | 0 | 0 | 0 | 0 | 0 | 0 | 0
[10 empty] | 0 | 0 | 0 | 0 | 0 | 0 | 0 | 0 | 0 | 0 | 0 | 0 | 0 | 0 | 0 | 0 | 0 | 0 | 0 | 0 | 0 | 0 | 0 | 0 | 0 | 0 | 0 | 0
[10 empty] | 0 | 0 | 0 | 0 | 0 | 0 | 0 | 0 | 0 | 0 | 0 | 0 | 0 | 0 | 0 | 0 | 0 | 0 | 0 | 0 | 0 | 0 | 0 | 0 | 0 | 0 | 0 | 0
[10 empty] | 0 | 0 | 0 | 0 | 0 | 0 | 0 | 0 | 0 | 0 | 0 | 0 | 0 | 0 | 0 | 0 | 0 | 0 | 0 | 0 | 0 | 0 | 0 | 0 | 0 | 0 | 0 | 0
[10 empty] | 0 | 0 | 0 | 0 | 0 | 0 | 0 | 0 | 0 | 0 | 0 | 0 | 0 | 0 | 0 | 0 | 0 | 0 | 0 | 0 | 0 | 0 | 0 | 0 | 0 | 0 | 0 | 0
[10 empty] | 0 | 0 | 0 | 0 | 0 | 0 | 0 | 0 | 0 | 0 | 0 | 0 | 0 | 0 | 0 | 0 | 0 | 0 | 0 | 0 | 0 | 0 | 0 | 0 | 0 | 0 | 0 | 0
[10 empty] | 0 | 0 | 0 | 0 | 0 | 0 | 0 | 0 | 0 | 0 | 0 | 0 | 0 | 0 | 0 | 0 | 0 | 0 | 0 | 0 | 0 | 0 | 0 | 0 | 0 | 0 | 0 | 0
[10 empty] | 0 | 0 | 0 | 0 | 0 | 0 | 0 | 0 | 0 | 0 | 0 | 0 | 0 | 0 | 0 | 0 | 0 | 0 | 0 | 0 | 0 | 0 | 0 | 0 | 0 | 0 | 0 | 0
[10 empty] | 0 | 0 | 0 | 0 | 0 | 0 | 0 | 0 | 0 | 0 | 0 | 0 | 0 | 0 | 0 | 0 | 0 | 0 | 0 | 0 | 0 | 0 | 0 | 0 | 0 | 0 | 0 | 0
[10 empty] | 0 | 0 | 0 | 0 | 0 | 0 | 0 | 0 | 0 | 0 | 0 | 0 | 0 | 0 | 0 | 0 | 0 | 0 | 0 | 0 | 0 | 0 | 0 | 0 | 0 | 0 | 0 | 0
[10 empty] | 0 | 0 | 0 | 0 | 0 | 0 | 0 | 0 | 0 | 0 | 0 | 0 | 0 | 0 | 0 | 0 | 0 | 0 | 0 | 0 | 0 | 0 | 0 | 0 | 0 | 0 | 0 | 0
[10 empty] | 0 | 0 | 0 | 0 | 0 | 0 | 0 | 0 | 0 | 0 | 0 | 0 | 0 | 0 | 0 | 0 | 0 | 0 | 0 | 0 | 0 | 0 | 0 | 0 | 0 | 0 | 0 | 0
[10 empty] | 0 | 0 | 0 | 0 | 0 | 0 | 0 | 0 | 0 | 0 | 0 | 0 | 0 | 0 | 0 | 0 | 0 | 0 | 0 | 0 | 0 | 0 | 0 | 0 | 0 | 0 | 0 | 0
[10 empty] | 0 | 0 | 0 | 0 | 0 | 0 | 0 | 0 | 0 | 0 | 0 | 0 | 0 | 0 | 0 | 0 | 0 | 0 | 0 | 0 | 0 | 0 | 0 | 0 | 0 | 0 | 0 | 0
[10 empty] | 0 | 0 | 0 | 0 | 0 | 0 | 0 | 0 | 0 | 0 | 0 | 0 | 0 | 0 | 0 | 0 | 0 | 0 | 0 | 0 | 0 | 0 | 0 | 0 | 0 | 0 | 0 | 0
[10 empty] | 0 | 0 | 0 | 0 | 0 | 0 | 0 | 0 | 0 | 0 | 0 | 0 | 0 | 0 | 0 | 0 | 0 | 0 | 0 | 0 | 0 | 0 | 0 | 0 | 0 | 0 | 0 | 0
[10 empty] | 0 | 0 | 0 | 0 | 0 | 0 | 0 | 0 | 0 | 0 | 0 | 0 | 0 | 0 | 0 | 0 | 0 | 0 | 0 | 0 | 0 | 0 | 0 | 0 | 0 | 0 | 0 | 0
[10 empty] | 0 | 0 | 0 | 0 | 0 | 0 | 0 | 0 | 0 | 0 | 0 | 0 | 0 | 0 | 0 | 0 | 0 | 0 | 0 | 0 | 0 | 0 | 0 | 0 | 0 | 0 | 0 | 0
[10 empty] | 0 | 0 | 0 | 0 | 0 | 0 | 0 | 0 | 0 | 0 | 0 | 0 | 0 | 0 | 0 | 0 | 0 | 0 | 0 | 0 | 0 | 0 | 0 | 0 | 0 | 0 | 0 | 0
[10 empty] | 0 | 0 | 0 | 0 | 0 | 0 | 0 | 0 | 0 | 0 | 0 | 0 | 0 | 0 | 0 | 0 | 0 | 0 | 0 | 0 | 0 | 0 | 0 | 0 | 0 | 0 | 0 | 0
[10 empty] | 0 | 0 | 0 | 0 | 0 | 0 | 0 | 0 | 0 | 0 | 0 | 0 | 0 | 0 | 0 | 0 | 0 | 0 | 0 | 0 | 0 | 0 | 0 | 0 | 0 | 0 | 0 | 0
[10 empty] | 0 | 0 | 0 | 0 | 0 | 0 | 0 | 0 | 0 | 0 | 0 | 0 | 0 | 0 | 0 | 0 | 0 | 0 | 0 | 0 | 0 | 0 | 0 | 0 | 0 | 0 | 0 | 0
[10 empty] | 0 | 0 | 0 | 0 | 0 | 0 | 0 | 0 | 0 | 0 | 0 | 0 | 0 | 0 | 0 | 0 | 0 | 0 | 0 | 0 | 0 | 0 | 0 | 0 | 0 | 0 | 0 | 0
[10 empty] | 0 | 0 | 0 | 0 | 0 | 0 | 0 | 0 | 0 | 0 | 0 | 0 | 0 | 0 | 0 | 0 | 0 | 0 | 0 | 0 | 0 | 0 | 0 | 0 | 0 | 0 | 0 | 0
[10 empty] | 0 | 0 | 0 | 0 | 0 | 0 | 0 | 0 | 0 | 0 | 0 | 0 | 0 | 0 | 0 | 0 | 0 | 0 | 0 | 0 | 0 | 0 | 0 | 0 | 0 | 0 | 0 | 0
[10 empty] | 0 | 0 | 0 | 0 | 0 | 0 | 0 | 0 | 0 | 0 | 0 | 0 | 0 | 0 | 0 | 0 | 0 | 0 | 0 | 0 | 0 | 0 | 0 | 0 | 0 | 0 | 0 | 0
[10 empty] | 0 | 0 | 0 | 0 | 0 | 0 | 0 | 0 | 0 | 0 | 0 | 0 | 0 | 0 | 0 | 0 | 0 | 0 | 0 | 0 | 0 | 0 | 0 | 0 | 0 | 0 | 0 | 0
[10 empty] | 0 | 0 | 0 | 0 | 0 | 0 | 0 | 0 | 0 | 0 | 0 | 0 | 0 | 0 | 0 | 0 | 0 | 0 | 0 | 0 | 0 | 0 | 0 | 0 | 0 | 0 | 0 | 0
[10 empty] | 0 | 0 | 0 | 0 | 0 | 0 | 0 | 0 | 0 | 0 | 0 | 0 | 0 | 0 | 0 | 0 | 0 | 0 | 0 | 0 | 0 | 0 | 0 | 0 | 0 | 0 | 0 | 0
[10 empty] | 0 | 0 | 0 | 0 | 0 | 0 | 0 | 0 | 0 | 0 | 0 | 0 | 0 | 0 | 0 | 0 | 0 | 0 | 0 | 0 | 0 | 0 | 0 | 0 | 0 | 0 | 0 | 0
[10 empty] | 0 | 0 | 0 | 0 | 0 | 0 | 0 | 0 | 0 | 0 | 0 | 0 | 0 | 0 | 0 | 0 | 0 | 0 | 0 | 0 | 0 | 0 | 0 | 0 | 0 | 0 | 0 | 0
[10 empty] | 0 | 0 | 0 | 0 | 0 | 0 | 0 | 0 | 0 | 0 | 0 | 0 | 0 | 0 | 0 | 0 | 0 | 0 | 0 | 0 | 0 | 0 | 0 | 0 | 0 | 0 | 0 | 0
[10 empty] | 0 | 0 | 0 | 0 | 0 | 0 | 0 | 0 | 0 | 0 | 0 | 0 | 0 | 0 | 0 | 0 | 0 | 0 | 0 | 0 | 0 | 0 | 0 | 0 | 0 | 0 | 0 | 0
[10 empty] | 0 | 0 | 0 | 0 | 0 | 0 | 0 | 0 | 0 | 0 | 0 | 0 | 0 | 0 | 0 | 0 | 0 | 0 | 0 | 0 | 0 | 0 | 0 | 0 | 0 | 0 | 0 | 0
[10 empty] | 0 | 0 | 0 | 0 | 0 | 0 | 0 | 0 | 0 | 0 | 0 | 0 | 0 | 0 | 0 | 0 | 0 | 0 | 0 | 0 | 0 | 0 | 0 | 0 | 0 | 0 | 0 | 0
[10 empty] | 0 | 0 | 0 | 0 | 0 | 0 | 0 | 0 | 0 | 0 | 0 | 0 | 0 | 0 | 0 | 0 | 0 | 0 | 0 | 0 | 0 | 0 | 0 | 0 | 0 | 0 | 0 | 0
[10 empty] | 0 | 0 | 0 | 0 | 0 | 0 | 0 | 0 | 0 | 0 | 0 | 0 | 0 | 0 | 0 | 0 | 0 | 0 | 0 | 0 | 0 | 0 | 0 | 0 | 0 | 0 | 0 | 0
[10 empty] | 0 | 0 | 0 | 0 | 0 | 0 | 0 | 0 | 0 | 0 | 0 | 0 | 0 | 0 | 0 | 0 | 0 | 0 | 0 | 0 | 0 | 0 | 0 | 0 | 0 | 0 | 0 | 0
[10 empty] | 0 | 0 | 0 | 0 | 0 | 0 | 0 | 0 | 0 | 0 | 0 | 0 | 0 | 0 | 0 | 0 | 0 | 0 | 0 | 0 | 0 | 0 | 0 | 0 | 0 | 0 | 0 | 0
[10 empty] | 0 | 0 | 0 | 0 | 0 | 0 | 0 | 0 | 0 | 0 | 0 | 0 | 0 | 0 | 0 | 0 | 0 | 0 | 0 | 0 | 0 | 0 | 0 | 0 | 0 | 0 | 0 | 0
[10 empty] | 0 | 0 | 0 | 0 | 0 | 0 | 0 | 0 | 0 | 0 | 0 | 0 | 0 | 0 | 0 | 0 | 0 | 0 | 0 | 0 | 0 | 0 | 0 | 0 | 0 | 0 | 0 | 0
[10 empty] | 0 | 0 | 0 | 0 | 0 | 0 | 0 | 0 | 0 | 0 | 0 | 0 | 0 | 0 | 0 | 0 | 0 | 0 | 0 | 0 | 0 | 0 | 0 | 0 | 0 | 0 | 0 | 0
[10 empty] | 0 | 0 | 0 | 0 | 0 | 0 | 0 | 0 | 0 | 0 | 0 | 0 | 0 | 0 | 0 | 0 | 0 | 0 | 0 | 0 | 0 | 0 | 0 | 0 | 0 | 0 | 0 | 0
[10 empty] | 0 | 0 | 0 | 0 | 0 | 0 | 0 | 0 | 0 | 0 | 0 | 0 | 0 | 0 | 0 | 0 | 0 | 0 | 0 | 0 | 0 | 0 | 0 | 0 | 0 | 0 | 0 | 0
[10 empty] | 0 | 0 | 0 | 0 | 0 | 0 | 0 | 0 | 0 | 0 | 0 | 0 | 0 | 0 | 0 | 0 | 0 | 0 | 0 | 0 | 0 | 0 | 0 | 0 | 0 | 0 | 0 | 0
[10 empty] | 0 | 0 | 0 | 0 | 0 | 0 | 0 | 0 | 0 | 0 | 0 | 0 | 0 | 0 | 0 | 0 | 0 | 0 | 0 | 0 | 0 | 0 | 0 | 0 | 0 | 0 | 0 | 0
[10 empty] | 0 | 0 | 0 | 0 | 0 | 0 | 0 | 0 | 0 | 0 | 0 | 0 | 0 | 0 | 0 | 0 | 0 | 0 | 0 | 0 | 0 | 0 | 0 | 0 | 0 | 0 | 0 | 0
[10 empty] | 0 | 0 | 0 | 0 | 0 | 0 | 0 | 0 | 0 | 0 | 0 | 0 | 0 | 0 | 0 | 0 | 0 | 0 | 0 | 0 | 0 | 0 | 0 | 0 | 0 | 0 | 0 | 0
[10 empty] | 0 | 0 | 0 | 0 | 0 | 0 | 0 | 0 | 0 | 0 | 0 | 0 | 0 | 0 | 0 | 0 | 0 | 0 | 0 | 0 | 0 | 0 | 0 | 0 | 0 | 0 | 0 | 0
[10 empty] | 0 | 0 | 0 | 0 | 0 | 0 | 0 | 0 | 0 | 0 | 0 | 0 | 0 | 0 | 0 | 0 | 0 | 0 | 0 | 0 | 0 | 0 | 0 | 0 | 0 | 0 | 0 | 0
[10 empty] | 0 | 0 | 0 | 0 | 0 | 0 | 0 | 0 | 0 | 0 | 0 | 0 | 0 | 0 | 0 | 0 | 0 | 0 | 0 | 0 | 0 | 0 | 0 | 0 | 0 | 0 | 0 | 0
[10 empty] | 0 | 0 | 0 | 0 | 0 | 0 | 0 | 0 | 0 | 0 | 0 | 0 | 0 | 0 | 0 | 0 | 0 | 0 | 0 | 0 | 0 | 0 | 0 | 0 | 0 | 0 | 0 | 0
[10 empty] | 0 | 0 | 0 | 0 | 0 | 0 | 0 | 0 | 0 | 0 | 0 | 0 | 0 | 0 | 0 | 0 | 0 | 0 | 0 | 0 | 0 | 0 | 0 | 0 | 0 | 0 | 0 | 0
[10 empty] | 0 | 0 | 0 | 0 | 0 | 0 | 0 | 0 | 0 | 0 | 0 | 0 | 0 | 0 | 0 | 0 | 0 | 0 | 0 | 0 | 0 | 0 | 0 | 0 | 0 | 0 | 0 | 0
[10 empty] | 0 | 0 | 0 | 0 | 0 | 0 | 0 | 0 | 0 | 0 | 0 | 0 | 0 | 0 | 0 | 0 | 0 | 0 | 0 | 0 | 0 | 0 | 0 | 0 | 0 | 0 | 0 | 0
[10 empty] | 0 | 0 | 0 | 0 | 0 | 0 | 0 | 0 | 0 | 0 | 0 | 0 | 0 | 0 | 0 | 0 | 0 | 0 | 0 | 0 | 0 | 0 | 0 | 0 | 0 | 0 | 0 | 0
[10 empty] | 0 | 0 | 0 | 0 | 0 | 0 | 0 | 0 | 0 | 0 | 0 | 0 | 0 | 0 | 0 | 0 | 0 | 0 | 0 | 0 | 0 | 0 | 0 | 0 | 0 | 0 | 0 | 0
[10 empty] | 0 | 0 | 0 | 0 | 0 | 0 | 0 | 0 | 0 | 0 | 0 | 0 | 0 | 0 | 0 | 0 | 0 | 0 | 0 | 0 | 0 | 0 | 0 | 0 | 0 | 0 | 0 | 0
[10 empty] | 0 | 0 | 0 | 0 | 0 | 0 | 0 | 0 | 0 | 0 | 0 | 0 | 0 | 0 | 0 | 0 | 0 | 0 | 0 | 0 | 0 | 0 | 0 | 0 | 0 | 0 | 0 | 0
[10 empty] | 0 | 0 | 0 | 0 | 0 | 0 | 0 | 0 | 0 | 0 | 0 | 0 | 0 | 0 | 0 | 0 | 0 | 0 | 0 | 0 | 0 | 0 | 0 | 0 | 0 | 0 | 0 | 0
[10 empty] | 0 | 0 | 0 | 0 | 0 | 0 | 0 | 0 | 0 | 0 | 0 | 0 | 0 | 0 | 0 | 0 | 0 | 0 | 0 | 0 | 0 | 0 | 0 | 0 | 0 | 0 | 0 | 0
[10 empty] | 0 | 0 | 0 | 0 | 0 | 0 | 0 | 0 | 0 | 0 | 0 | 0 | 0 | 0 | 0 | 0 | 0 | 0 | 0 | 0 | 0 | 0 | 0 | 0 | 0 | 0 | 0 | 0
[10 empty] | 0 | 0 | 0 | 0 | 0 | 0 | 0 | 0 | 0 | 0 | 0 | 0 | 0 | 0 | 0 | 0 | 0 | 0 | 0 | 0 | 0 | 0 | 0 | 0 | 0 | 0 | 0 | 0
[10 empty] | 0 | 0 | 0 | 0 | 0 | 0 | 0 | 0 | 0 | 0 | 0 | 0 | 0 | 0 | 0 | 0 | 0 | 0 | 0 | 0 | 0 | 0 | 0 | 0 | 0 | 0 | 0 | 0
[10 empty] | 0 | 0 | 0 | 0 | 0 | 0 | 0 | 0 | 0 | 0 | 0 | 0 | 0 | 0 | 0 | 0 | 0 | 0 | 0 | 0 | 0 | 0 | 0 | 0 | 0 | 0 | 0 | 0
[10 empty] | 0 | 0 | 0 | 0 | 0 | 0 | 0 | 0 | 0 | 0 | 0 | 0 | 0 | 0 | 0 | 0 | 0 | 0 | 0 | 0 | 0 | 0 | 0 | 0 | 0 | 0 | 0 | 0
[10 empty] | 0 | 0 | 0 | 0 | 0 | 0 | 0 | 0 | 0 | 0 | 0 | 0 | 0 | 0 | 0 | 0 | 0 | 0 | 0 | 0 | 0 | 0 | 0 | 0 | 0 | 0 | 0 | 0
[10 empty] | 0 | 0 | 0 | 0 | 0 | 0 | 0 | 0 | 0 | 0 | 0 | 0 | 0 | 0 | 0 | 0 | 0 | 0 | 0 | 0 | 0 | 0 | 0 | 0 | 0 | 0 | 0 | 0
[10 empty] | 0 | 0 | 0 | 0 | 0 | 0 | 0 | 0 | 0 | 0 | 0 | 0 | 0 | 0 | 0 | 0 | 0 | 0 | 0 | 0 | 0 | 0 | 0 | 0 | 0 | 0 | 0 | 0
[10 empty] | 0 | 0 | 0 | 0 | 0 | 0 | 0 | 0 | 0 | 0 | 0 | 0 | 0 | 0 | 0 | 0 | 0 | 0 | 0 | 0 | 0 | 0 | 0 | 0 | 0 | 0 | 0 | 0
[10 empty] | 0 | 0 | 0 | 0 | 0 | 0 | 0 | 0 | 0 | 0 | 0 | 0 | 0 | 0 | 0 | 0 | 0 | 0 | 0 | 0 | 0 | 0 | 0 | 0 | 0 | 0 | 0 | 0
[10 empty] | 0 | 0 | 0 | 0 | 0 | 0 | 0 | 0 | 0 | 0 | 0 | 0 | 0 | 0 | 0 | 0 | 0 | 0 | 0 | 0 | 0 | 0 | 0 | 0 | 0 | 0 | 0 | 0
[10 empty] | 0 | 0 | 0 | 0 | 0 | 0 | 0 | 0 | 0 | 0 | 0 | 0 | 0 | 0 | 0 | 0 | 0 | 0 | 0 | 0 | 0 | 0 | 0 | 0 | 0 | 0 | 0 | 0
[10 empty] | 0 | 0 | 0 | 0 | 0 | 0 | 0 | 0 | 0 | 0 | 0 | 0 | 0 | 0 | 0 | 0 | 0 | 0 | 0 | 0 | 0 | 0 | 0 | 0 | 0 | 0 | 0 | 0
[10 empty] | 0 | 0 | 0 | 0 | 0 | 0 | 0 | 0 | 0 | 0 | 0 | 0 | 0 | 0 | 0 | 0 | 0 | 0 | 0 | 0 | 0 | 0 | 0 | 0 | 0 | 0 | 0 | 0
[10 empty] | 0 | 0 | 0 | 0 | 0 | 0 | 0 | 0 | 0 | 0 | 0 | 0 | 0 | 0 | 0 | 0 | 0 | 0 | 0 | 0 | 0 | 0 | 0 | 0 | 0 | 0 | 0 | 0
[10 empty] | 0 | 0 | 0 | 0 | 0 | 0 | 0 | 0 | 0 | 0 | 0 | 0 | 0 | 0 | 0 | 0 | 0 | 0 | 0 | 0 | 0 | 0 | 0 | 0 | 0 | 0 | 0 | 0
[10 empty] | 0 | 0 | 0 | 0 | 0 | 0 | 0 | 0 | 0 | 0 | 0 | 0 | 0 | 0 | 0 | 0 | 0 | 0 | 0 | 0 | 0 | 0 | 0 | 0 | 0 | 0 | 0 | 0
[10 empty] | 0 | 0 | 0 | 0 | 0 | 0 | 0 | 0 | 0 | 0 | 0 | 0 | 0 | 0 | 0 | 0 | 0 | 0 | 0 | 0 | 0 | 0 | 0 | 0 | 0 | 0 | 0 | 0
[10 empty] | 0 | 0 | 0 | 0 | 0 | 0 | 0 | 0 | 0 | 0 | 0 | 0 | 0 | 0 | 0 | 0 | 0 | 0 | 0 | 0 | 0 | 0 | 0 | 0 | 0 | 0 | 0 | 0
[10 empty] | 0 | 0 | 0 | 0 | 0 | 0 | 0 | 0 | 0 | 0 | 0 | 0 | 0 | 0 | 0 | 0 | 0 | 0 | 0 | 0 | 0 | 0 | 0 | 0 | 0 | 0 | 0 | 0
[10 empty] | 0 | 0 | 0 | 0 | 0 | 0 | 0 | 0 | 0 | 0 | 0 | 0 | 0 | 0 | 0 | 0 | 0 | 0 | 0 | 0 | 0 | 0 | 0 | 0 | 0 | 0 | 0 | 0
[10 empty] | 0 | 0 | 0 | 0 | 0 | 0 | 0 | 0 | 0 | 0 | 0 | 0 | 0 | 0 | 0 | 0 | 0 | 0 | 0 | 0 | 0 | 0 | 0 | 0 | 0 | 0 | 0 | 0
[10 empty] | 0 | 0 | 0 | 0 | 0 | 0 | 0 | 0 | 0 | 0 | 0 | 0 | 0 | 0 | 0 | 0 | 0 | 0 | 0 | 0 | 0 | 0 | 0 | 0 | 0 | 0 | 0 | 0
[10 empty] | 0 | 0 | 0 | 0 | 0 | 0 | 0 | 0 | 0 | 0 | 0 | 0 | 0 | 0 | 0 | 0 | 0 | 0 | 0 | 0 | 0 | 0 | 0 | 0 | 0 | 0 | 0 | 0
[10 empty] | 0 | 0 | 0 | 0 | 0 | 0 | 0 | 0 | 0 | 0 | 0 | 0 | 0 | 0 | 0 | 0 | 0 | 0 | 0 | 0 | 0 | 0 | 0 | 0 | 0 | 0 | 0 | 0
[10 empty] | 0 | 0 | 0 | 0 | 0 | 0 | 0 | 0 | 0 | 0 | 0 | 0 | 0 | 0 | 0 | 0 | 0 | 0 | 0 | 0 | 0 | 0 | 0 | 0 | 0 | 0 | 0 | 0
[10 empty] | 0 | 0 | 0 | 0 | 0 | 0 | 0 | 0 | 0 | 0 | 0 | 0 | 0 | 0 | 0 | 0 | 0 | 0 | 0 | 0 | 0 | 0 | 0 | 0 | 0 | 0 | 0 | 0
[10 empty] | 0 | 0 | 0 | 0 | 0 | 0 | 0 | 0 | 0 | 0 | 0 | 0 | 0 | 0 | 0 | 0 | 0 | 0 | 0 | 0 | 0 | 0 | 0 | 0 | 0 | 0 | 0 | 0
[10 empty] | 0 | 0 | 0 | 0 | 0 | 0 | 0 | 0 | 0 | 0 | 0 | 0 | 0 | 0 | 0 | 0 | 0 | 0 | 0 | 0 | 0 | 0 | 0 | 0 | 0 | 0 | 0 | 0
[10 empty] | 0 | 0 | 0 | 0 | 0 | 0 | 0 | 0 | 0 | 0 | 0 | 0 | 0 | 0 | 0 | 0 | 0 | 0 | 0 | 0 | 0 | 0 | 0 | 0 | 0 | 0 | 0 | 0
[10 empty] | 0 | 0 | 0 | 0 | 0 | 0 | 0 | 0 | 0 | 0 | 0 | 0 | 0 | 0 | 0 | 0 | 0 | 0 | 0 | 0 | 0 | 0 | 0 | 0 | 0 | 0 | 0 | 0
[10 empty] | 0 | 0 | 0 | 0 | 0 | 0 | 0 | 0 | 0 | 0 | 0 | 0 | 0 | 0 | 0 | 0 | 0 | 0 | 0 | 0 | 0 | 0 | 0 | 0 | 0 | 0 | 0 | 0
[10 empty] | 0 | 0 | 0 | 0 | 0 | 0 | 0 | 0 | 0 | 0 | 0 | 0 | 0 | 0 | 0 | 0 | 0 | 0 | 0 | 0 | 0 | 0 | 0 | 0 | 0 | 0 | 0 | 0
[10 empty] | 0 | 0 | 0 | 0 | 0 | 0 | 0 | 0 | 0 | 0 | 0 | 0 | 0 | 0 | 0 | 0 | 0 | 0 | 0 | 0 | 0 | 0 | 0 | 0 | 0 | 0 | 0 | 0
[10 empty] | 0 | 0 | 0 | 0 | 0 | 0 | 0 | 0 | 0 | 0 | 0 | 0 | 0 | 0 | 0 | 0 | 0 | 0 | 0 | 0 | 0 | 0 | 0 | 0 | 0 | 0 | 0 | 0
[10 empty] | 0 | 0 | 0 | 0 | 0 | 0 | 0 | 0 | 0 | 0 | 0 | 0 | 0 | 0 | 0 | 0 | 0 | 0 | 0 | 0 | 0 | 0 | 0 | 0 | 0 | 0 | 0 | 0
[10 empty] | 0 | 0 | 0 | 0 | 0 | 0 | 0 | 0 | 0 | 0 | 0 | 0 | 0 | 0 | 0 | 0 | 0 | 0 | 0 | 0 | 0 | 0 | 0 | 0 | 0 | 0 | 0 | 0
[10 empty] | 0 | 0 | 0 | 0 | 0 | 0 | 0 | 0 | 0 | 0 | 0 | 0 | 0 | 0 | 0 | 0 | 0 | 0 | 0 | 0 | 0 | 0 | 0 | 0 | 0 | 0 | 0 | 0
[10 empty] | 0 | 0 | 0 | 0 | 0 | 0 | 0 | 0 | 0 | 0 | 0 | 0 | 0 | 0 | 0 | 0 | 0 | 0 | 0 | 0 | 0 | 0 | 0 | 0 | 0 | 0 | 0 | 0
[10 empty] | 0 | 0 | 0 | 0 | 0 | 0 | 0 | 0 | 0 | 0 | 0 | 0 | 0 | 0 | 0 | 0 | 0 | 0 | 0 | 0 | 0 | 0 | 0 | 0 | 0 | 0 | 0 | 0
[10 empty] | 0 | 0 | 0 | 0 | 0 | 0 | 0 | 0 | 0 | 0 | 0 | 0 | 0 | 0 | 0 | 0 | 0 | 0 | 0 | 0 | 0 | 0 | 0 | 0 | 0 | 0 | 0 | 0
[10 empty] | 0 | 0 | 0 | 0 | 0 | 0 | 0 | 0 | 0 | 0 | 0 | 0 | 0 | 0 | 0 | 0 | 0 | 0 | 0 | 0 | 0 | 0 | 0 | 0 | 0 | 0 | 0 | 0
[10 empty] | 0 | 0 | 0 | 0 | 0 | 0 | 0 | 0 | 0 | 0 | 0 | 0 | 0 | 0 | 0 | 0 | 0 | 0 | 0 | 0 | 0 | 0 | 0 | 0 | 0 | 0 | 0 | 0
[10 empty] | 0 | 0 | 0 | 0 | 0 | 0 | 0 | 0 | 0 | 0 | 0 | 0 | 0 | 0 | 0 | 0 | 0 | 0 | 0 | 0 | 0 | 0 | 0 | 0 | 0 | 0 | 0 | 0
[10 empty] | 0 | 0 | 0 | 0 | 0 | 0 | 0 | 0 | 0 | 0 | 0 | 0 | 0 | 0 | 0 | 0 | 0 | 0 | 0 | 0 | 0 | 0 | 0 | 0 | 0 | 0 | 0 | 0
[10 empty] | 0 | 0 | 0 | 0 | 0 | 0 | 0 | 0 | 0 | 0 | 0 | 0 | 0 | 0 | 0 | 0 | 0 | 0 | 0 | 0 | 0 | 0 | 0 | 0 | 0 | 0 | 0 | 0
[10 empty] | 0 | 0 | 0 | 0 | 0 | 0 | 0 | 0 | 0 | 0 | 0 | 0 | 0 | 0 | 0 | 0 | 0 | 0 | 0 | 0 | 0 | 0 | 0 | 0 | 0 | 0 | 0 | 0
[10 empty] | 0 | 0 | 0 | 0 | 0 | 0 | 0 | 0 | 0 | 0 | 0 | 0 | 0 | 0 | 0 | 0 | 0 | 0 | 0 | 0 | 0 | 0 | 0 | 0 | 0 | 0 | 0 | 0
[10 empty] | 0 | 0 | 0 | 0 | 0 | 0 | 0 | 0 | 0 | 0 | 0 | 0 | 0 | 0 | 0 | 0 | 0 | 0 | 0 | 0 | 0 | 0 | 0 | 0 | 0 | 0 | 0 | 0
[10 empty] | 0 | 0 | 0 | 0 | 0 | 0 | 0 | 0 | 0 | 0 | 0 | 0 | 0 | 0 | 0 | 0 | 0 | 0 | 0 | 0 | 0 | 0 | 0 | 0 | 0 | 0 | 0 | 0
[10 empty] | 0 | 0 | 0 | 0 | 0 | 0 | 0 | 0 | 0 | 0 | 0 | 0 | 0 | 0 | 0 | 0 | 0 | 0 | 0 | 0 | 0 | 0 | 0 | 0 | 0 | 0 | 0 | 0
[10 empty] | 0 | 0 | 0 | 0 | 0 | 0 | 0 | 0 | 0 | 0 | 0 | 0 | 0 | 0 | 0 | 0 | 0 | 0 | 0 | 0 | 0 | 0 | 0 | 0 | 0 | 0 | 0 | 0
[10 empty] | 0 | 0 | 0 | 0 | 0 | 0 | 0 | 0 | 0 | 0 | 0 | 0 | 0 | 0 | 0 | 0 | 0 | 0 | 0 | 0 | 0 | 0 | 0 | 0 | 0 | 0 | 0 | 0
[10 empty] | 0 | 0 | 0 | 0 | 0 | 0 | 0 | 0 | 0 | 0 | 0 | 0 | 0 | 0 | 0 | 0 | 0 | 0 | 0 | 0 | 0 | 0 | 0 | 0 | 0 | 0 | 0 | 0
[10 empty] | 0 | 0 | 0 | 0 | 0 | 0 | 0 | 0 | 0 | 0 | 0 | 0 | 0 | 0 | 0 | 0 | 0 | 0 | 0 | 0 | 0 | 0 | 0 | 0 | 0 | 0 | 0 | 0
[10 empty] | 0 | 0 | 0 | 0 | 0 | 0 | 0 | 0 | 0 | 0 | 0 | 0 | 0 | 0 | 0 | 0 | 0 | 0 | 0 | 0 | 0 | 0 | 0 | 0 | 0 | 0 | 0 | 0
[10 empty] | 0 | 0 | 0 | 0 | 0 | 0 | 0 | 0 | 0 | 0 | 0 | 0 | 0 | 0 | 0 | 0 | 0 | 0 | 0 | 0 | 0 | 0 | 0 | 0 | 0 | 0 | 0 | 0
[10 empty] | 0 | 0 | 0 | 0 | 0 | 0 | 0 | 0 | 0 | 0 | 0 | 0 | 0 | 0 | 0 | 0 | 0 | 0 | 0 | 0 | 0 | 0 | 0 | 0 | 0 | 0 | 0 | 0
[10 empty] | 0 | 0 | 0 | 0 | 0 | 0 | 0 | 0 | 0 | 0 | 0 | 0 | 0 | 0 | 0 | 0 | 0 | 0 | 0 | 0 | 0 | 0 | 0 | 0 | 0 | 0 | 0 | 0
[10 empty] | 0 | 0 | 0 | 0 | 0 | 0 | 0 | 0 | 0 | 0 | 0 | 0 | 0 | 0 | 0 | 0 | 0 | 0 | 0 | 0 | 0 | 0 | 0 | 0 | 0 | 0 | 0 | 0
[10 empty] | 0 | 0 | 0 | 0 | 0 | 0 | 0 | 0 | 0 | 0 | 0 | 0 | 0 | 0 | 0 | 0 | 0 | 0 | 0 | 0 | 0 | 0 | 0 | 0 | 0 | 0 | 0 | 0
[10 empty] | 0 | 0 | 0 | 0 | 0 | 0 | 0 | 0 | 0 | 0 | 0 | 0 | 0 | 0 | 0 | 0 | 0 | 0 | 0 | 0 | 0 | 0 | 0 | 0 | 0 | 0 | 0 | 0
[10 empty] | 0 | 0 | 0 | 0 | 0 | 0 | 0 | 0 | 0 | 0 | 0 | 0 | 0 | 0 | 0 | 0 | 0 | 0 | 0 | 0 | 0 | 0 | 0 | 0 | 0 | 0 | 0 | 0
[10 empty] | 0 | 0 | 0 | 0 | 0 | 0 | 0 | 0 | 0 | 0 | 0 | 0 | 0 | 0 | 0 | 0 | 0 | 0 | 0 | 0 | 0 | 0 | 0 | 0 | 0 | 0 | 0 | 0
[10 empty] | 0 | 0 | 0 | 0 | 0 | 0 | 0 | 0 | 0 | 0 | 0 | 0 | 0 | 0 | 0 | 0 | 0 | 0 | 0 | 0 | 0 | 0 | 0 | 0 | 0 | 0 | 0 | 0
[10 empty] | 0 | 0 | 0 | 0 | 0 | 0 | 0 | 0 | 0 | 0 | 0 | 0 | 0 | 0 | 0 | 0 | 0 | 0 | 0 | 0 | 0 | 0 | 0 | 0 | 0 | 0 | 0 | 0
[10 empty] | 0 | 0 | 0 | 0 | 0 | 0 | 0 | 0 | 0 | 0 | 0 | 0 | 0 | 0 | 0 | 0 | 0 | 0 | 0 | 0 | 0 | 0 | 0 | 0 | 0 | 0 | 0 | 0
[10 empty] | 0 | 0 | 0 | 0 | 0 | 0 | 0 | 0 | 0 | 0 | 0 | 0 | 0 | 0 | 0 | 0 | 0 | 0 | 0 | 0 | 0 | 0 | 0 | 0 | 0 | 0 | 0 | 0
[10 empty] | 0 | 0 | 0 | 0 | 0 | 0 | 0 | 0 | 0 | 0 | 0 | 0 | 0 | 0 | 0 | 0 | 0 | 0 | 0 | 0 | 0 | 0 | 0 | 0 | 0 | 0 | 0 | 0
[10 empty] | 0 | 0 | 0 | 0 | 0 | 0 | 0 | 0 | 0 | 0 | 0 | 0 | 0 | 0 | 0 | 0 | 0 | 0 | 0 | 0 | 0 | 0 | 0 | 0 | 0 | 0 | 0 | 0
[10 empty] | 0 | 0 | 0 | 0 | 0 | 0 | 0 | 0 | 0 | 0 | 0 | 0 | 0 | 0 | 0 | 0 | 0 | 0 | 0 | 0 | 0 | 0 | 0 | 0 | 0 | 0 | 0 | 0
[10 empty] | 0 | 0 | 0 | 0 | 0 | 0 | 0 | 0 | 0 | 0 | 0 | 0 | 0 | 0 | 0 | 0 | 0 | 0 | 0 | 0 | 0 | 0 | 0 | 0 | 0 | 0 | 0 | 0
[10 empty] | 0 | 0 | 0 | 0 | 0 | 0 | 0 | 0 | 0 | 0 | 0 | 0 | 0 | 0 | 0 | 0 | 0 | 0 | 0 | 0 | 0 | 0 | 0 | 0 | 0 | 0 | 0 | 0
[10 empty] | 0 | 0 | 0 | 0 | 0 | 0 | 0 | 0 | 0 | 0 | 0 | 0 | 0 | 0 | 0 | 0 | 0 | 0 | 0 | 0 | 0 | 0 | 0 | 0 | 0 | 0 | 0 | 0
[10 empty] | 0 | 0 | 0 | 0 | 0 | 0 | 0 | 0 | 0 | 0 | 0 | 0 | 0 | 0 | 0 | 0 | 0 | 0 | 0 | 0 | 0 | 0 | 0 | 0 | 0 | 0 | 0 | 0
[10 empty] | 0 | 0 | 0 | 0 | 0 | 0 | 0 | 0 | 0 | 0 | 0 | 0 | 0 | 0 | 0 | 0 | 0 | 0 | 0 | 0 | 0 | 0 | 0 | 0 | 0 | 0 | 0 | 0
[10 empty] | 0 | 0 | 0 | 0 | 0 | 0 | 0 | 0 | 0 | 0 | 0 | 0 | 0 | 0 | 0 | 0 | 0 | 0 | 0 | 0 | 0 | 0 | 0 | 0 | 0 | 0 | 0 | 0
[10 empty] | 0 | 0 | 0 | 0 | 0 | 0 | 0 | 0 | 0 | 0 | 0 | 0 | 0 | 0 | 0 | 0 | 0 | 0 | 0 | 0 | 0 | 0 | 0 | 0 | 0 | 0 | 0 | 0
[10 empty] | 0 | 0 | 0 | 0 | 0 | 0 | 0 | 0 | 0 | 0 | 0 | 0 | 0 | 0 | 0 | 0 | 0 | 0 | 0 | 0 | 0 | 0 | 0 | 0 | 0 | 0 | 0 | 0
[10 empty] | 0 | 0 | 0 | 0 | 0 | 0 | 0 | 0 | 0 | 0 | 0 | 0 | 0 | 0 | 0 | 0 | 0 | 0 | 0 | 0 | 0 | 0 | 0 | 0 | 0 | 0 | 0 | 0
[10 empty] | 0 | 0 | 0 | 0 | 0 | 0 | 0 | 0 | 0 | 0 | 0 | 0 | 0 | 0 | 0 | 0 | 0 | 0 | 0 | 0 | 0 | 0 | 0 | 0 | 0 | 0 | 0 | 0
[10 empty] | 0 | 0 | 0 | 0 | 0 | 0 | 0 | 0 | 0 | 0 | 0 | 0 | 0 | 0 | 0 | 0 | 0 | 0 | 0 | 0 | 0 | 0 | 0 | 0 | 0 | 0 | 0 | 0
[10 empty] | 0 | 0 | 0 | 0 | 0 | 0 | 0 | 0 | 0 | 0 | 0 | 0 | 0 | 0 | 0 | 0 | 0 | 0 | 0 | 0 | 0 | 0 | 0 | 0 | 0 | 0 | 0 | 0
[10 empty] | 0 | 0 | 0 | 0 | 0 | 0 | 0 | 0 | 0 | 0 | 0 | 0 | 0 | 0 | 0 | 0 | 0 | 0 | 0 | 0 | 0 | 0 | 0 | 0 | 0 | 0 | 0 | 0
[10 empty] | 0 | 0 | 0 | 0 | 0 | 0 | 0 | 0 | 0 | 0 | 0 | 0 | 0 | 0 | 0 | 0 | 0 | 0 | 0 | 0 | 0 | 0 | 0 | 0 | 0 | 0 | 0 | 0
[10 empty] | 0 | 0 | 0 | 0 | 0 | 0 | 0 | 0 | 0 | 0 | 0 | 0 | 0 | 0 | 0 | 0 | 0 | 0 | 0 | 0 | 0 | 0 | 0 | 0 | 0 | 0 | 0 | 0
[10 empty] | 0 | 0 | 0 | 0 | 0 | 0 | 0 | 0 | 0 | 0 | 0 | 0 | 0 | 0 | 0 | 0 | 0 | 0 | 0 | 0 | 0 | 0 | 0 | 0 | 0 | 0 | 0 | 0
[10 empty] | 0 | 0 | 0 | 0 | 0 | 0 | 0 | 0 | 0 | 0 | 0 | 0 | 0 | 0 | 0 | 0 | 0 | 0 | 0 | 0 | 0 | 0 | 0 | 0 | 0 | 0 | 0 | 0
[10 empty] | 0 | 0 | 0 | 0 | 0 | 0 | 0 | 0 | 0 | 0 | 0 | 0 | 0 | 0 | 0 | 0 | 0 | 0 | 0 | 0 | 0 | 0 | 0 | 0 | 0 | 0 | 0 | 0
[10 empty] | 0 | 0 | 0 | 0 | 0 | 0 | 0 | 0 | 0 | 0 | 0 | 0 | 0 | 0 | 0 | 0 | 0 | 0 | 0 | 0 | 0 | 0 | 0 | 0 | 0 | 0 | 0 | 0
[10 empty] | 0 | 0 | 0 | 0 | 0 | 0 | 0 | 0 | 0 | 0 | 0 | 0 | 0 | 0 | 0 | 0 | 0 | 0 | 0 | 0 | 0 | 0 | 0 | 0 | 0 | 0 | 0 | 0
[10 empty] | 0 | 0 | 0 | 0 | 0 | 0 | 0 | 0 | 0 | 0 | 0 | 0 | 0 | 0 | 0 | 0 | 0 | 0 | 0 | 0 | 0 | 0 | 0 | 0 | 0 | 0 | 0 | 0
[10 empty] | 0 | 0 | 0 | 0 | 0 | 0 | 0 | 0 | 0 | 0 | 0 | 0 | 0 | 0 | 0 | 0 | 0 | 0 | 0 | 0 | 0 | 0 | 0 | 0 | 0 | 0 | 0 | 0
[10 empty] | 0 | 0 | 0 | 0 | 0 | 0 | 0 | 0 | 0 | 0 | 0 | 0 | 0 | 0 | 0 | 0 | 0 | 0 | 0 | 0 | 0 | 0 | 0 | 0 | 0 | 0 | 0 | 0
[10 empty] | 0 | 0 | 0 | 0 | 0 | 0 | 0 | 0 | 0 | 0 | 0 | 0 | 0 | 0 | 0 | 0 | 0 | 0 | 0 | 0 | 0 | 0 | 0 | 0 | 0 | 0 | 0 | 0
[10 empty] | 0 | 0 | 0 | 0 | 0 | 0 | 0 | 0 | 0 | 0 | 0 | 0 | 0 | 0 | 0 | 0 | 0 | 0 | 0 | 0 | 0 | 0 | 0 | 0 | 0 | 0 | 0 | 0
[10 empty] | 0 | 0 | 0 | 0 | 0 | 0 | 0 | 0 | 0 | 0 | 0 | 0 | 0 | 0 | 0 | 0 | 0 | 0 | 0 | 0 | 0 | 0 | 0 | 0 | 0 | 0 | 0 | 0
[10 empty] | 0 | 0 | 0 | 0 | 0 | 0 | 0 | 0 | 0 | 0 | 0 | 0 | 0 | 0 | 0 | 0 | 0 | 0 | 0 | 0 | 0 | 0 | 0 | 0 | 0 | 0 | 0 | 0
[10 empty] | 0 | 0 | 0 | 0 | 0 | 0 | 0 | 0 | 0 | 0 | 0 | 0 | 0 | 0 | 0 | 0 | 0 | 0 | 0 | 0 | 0 | 0 | 0 | 0 | 0 | 0 | 0 | 0
[10 empty] | 0 | 0 | 0 | 0 | 0 | 0 | 0 | 0 | 0 | 0 | 0 | 0 | 0 | 0 | 0 | 0 | 0 | 0 | 0 | 0 | 0 | 0 | 0 | 0 | 0 | 0 | 0 | 0
[10 empty] | 0 | 0 | 0 | 0 | 0 | 0 | 0 | 0 | 0 | 0 | 0 | 0 | 0 | 0 | 0 | 0 | 0 | 0 | 0 | 0 | 0 | 0 | 0 | 0 | 0 | 0 | 0 | 0
[10 empty] | 0 | 0 | 0 | 0 | 0 | 0 | 0 | 0 | 0 | 0 | 0 | 0 | 0 | 0 | 0 | 0 | 0 | 0 | 0 | 0 | 0 | 0 | 0 | 0 | 0 | 0 | 0 | 0
[10 empty] | 0 | 0 | 0 | 0 | 0 | 0 | 0 | 0 | 0 | 0 | 0 | 0 | 0 | 0 | 0 | 0 | 0 | 0 | 0 | 0 | 0 | 0 | 0 | 0 | 0 | 0 | 0 | 0
[10 empty] | 0 | 0 | 0 | 0 | 0 | 0 | 0 | 0 | 0 | 0 | 0 | 0 | 0 | 0 | 0 | 0 | 0 | 0 | 0 | 0 | 0 | 0 | 0 | 0 | 0 | 0 | 0 | 0
[10 empty] | 0 | 0 | 0 | 0 | 0 | 0 | 0 | 0 | 0 | 0 | 0 | 0 | 0 | 0 | 0 | 0 | 0 | 0 | 0 | 0 | 0 | 0 | 0 | 0 | 0 | 0 | 0 | 0
[10 empty] | 0 | 0 | 0 | 0 | 0 | 0 | 0 | 0 | 0 | 0 | 0 | 0 | 0 | 0 | 0 | 0 | 0 | 0 | 0 | 0 | 0 | 0 | 0 | 0 | 0 | 0 | 0 | 0
[10 empty] | 0 | 0 | 0 | 0 | 0 | 0 | 0 | 0 | 0 | 0 | 0 | 0 | 0 | 0 | 0 | 0 | 0 | 0 | 0 | 0 | 0 | 0 | 0 | 0 | 0 | 0 | 0 | 0
[10 empty] | 0 | 0 | 0 | 0 | 0 | 0 | 0 | 0 | 0 | 0 | 0 | 0 | 0 | 0 | 0 | 0 | 0 | 0 | 0 | 0 | 0 | 0 | 0 | 0 | 0 | 0 | 0 | 0
[10 empty] | 0 | 0 | 0 | 0 | 0 | 0 | 0 | 0 | 0 | 0 | 0 | 0 | 0 | 0 | 0 | 0 | 0 | 0 | 0 | 0 | 0 | 0 | 0 | 0 | 0 | 0 | 0 | 0
[10 empty] | 0 | 0 | 0 | 0 | 0 | 0 | 0 | 0 | 0 | 0 | 0 | 0 | 0 | 0 | 0 | 0 | 0 | 0 | 0 | 0 | 0 | 0 | 0 | 0 | 0 | 0 | 0 | 0
[10 empty] | 0 | 0 | 0 | 0 | 0 | 0 | 0 | 0 | 0 | 0 | 0 | 0 | 0 | 0 | 0 | 0 | 0 | 0 | 0 | 0 | 0 | 0 | 0 | 0 | 0 | 0 | 0 | 0
[10 empty] | 0 | 0 | 0 | 0 | 0 | 0 | 0 | 0 | 0 | 0 | 0 | 0 | 0 | 0 | 0 | 0 | 0 | 0 | 0 | 0 | 0 | 0 | 0 | 0 | 0 | 0 | 0 | 0
[10 empty] | 0 | 0 | 0 | 0 | 0 | 0 | 0 | 0 | 0 | 0 | 0 | 0 | 0 | 0 | 0 | 0 | 0 | 0 | 0 | 0 | 0 | 0 | 0 | 0 | 0 | 0 | 0 | 0
[10 empty] | 0 | 0 | 0 | 0 | 0 | 0 | 0 | 0 | 0 | 0 | 0 | 0 | 0 | 0 | 0 | 0 | 0 | 0 | 0 | 0 | 0 | 0 | 0 | 0 | 0 | 0 | 0 | 0
[10 empty] | 0 | 0 | 0 | 0 | 0 | 0 | 0 | 0 | 0 | 0 | 0 | 0 | 0 | 0 | 0 | 0 | 0 | 0 | 0 | 0 | 0 | 0 | 0 | 0 | 0 | 0 | 0 | 0
[10 empty] | 0 | 0 | 0 | 0 | 0 | 0 | 0 | 0 | 0 | 0 | 0 | 0 | 0 | 0 | 0 | 0 | 0 | 0 | 0 | 0 | 0 | 0 | 0 | 0 | 0 | 0 | 0 | 0
[10 empty] | 0 | 0 | 0 | 0 | 0 | 0 | 0 | 0 | 0 | 0 | 0 | 0 | 0 | 0 | 0 | 0 | 0 | 0 | 0 | 0 | 0 | 0 | 0 | 0 | 0 | 0 | 0 | 0
[10 empty] | 0 | 0 | 0 | 0 | 0 | 0 | 0 | 0 | 0 | 0 | 0 | 0 | 0 | 0 | 0 | 0 | 0 | 0 | 0 | 0 | 0 | 0 | 0 | 0 | 0 | 0 | 0 | 0
[10 empty] | 0 | 0 | 0 | 0 | 0 | 0 | 0 | 0 | 0 | 0 | 0 | 0 | 0 | 0 | 0 | 0 | 0 | 0 | 0 | 0 | 0 | 0 | 0 | 0 | 0 | 0 | 0 | 0
[10 empty] | 0 | 0 | 0 | 0 | 0 | 0 | 0 | 0 | 0 | 0 | 0 | 0 | 0 | 0 | 0 | 0 | 0 | 0 | 0 | 0 | 0 | 0 | 0 | 0 | 0 | 0 | 0 | 0
[10 empty] | 0 | 0 | 0 | 0 | 0 | 0 | 0 | 0 | 0 | 0 | 0 | 0 | 0 | 0 | 0 | 0 | 0 | 0 | 0 | 0 | 0 | 0 | 0 | 0 | 0 | 0 | 0 | 0
[10 empty] | 0 | 0 | 0 | 0 | 0 | 0 | 0 | 0 | 0 | 0 | 0 | 0 | 0 | 0 | 0 | 0 | 0 | 0 | 0 | 0 | 0 | 0 | 0 | 0 | 0 | 0 | 0 | 0
[10 empty] | 0 | 0 | 0 | 0 | 0 | 0 | 0 | 0 | 0 | 0 | 0 | 0 | 0 | 0 | 0 | 0 | 0 | 0 | 0 | 0 | 0 | 0 | 0 | 0 | 0 | 0 | 0 | 0
[10 empty] | 0 | 0 | 0 | 0 | 0 | 0 | 0 | 0 | 0 | 0 | 0 | 0 | 0 | 0 | 0 | 0 | 0 | 0 | 0 | 0 | 0 | 0 | 0 | 0 | 0 | 0 | 0 | 0
[10 empty] | 0 | 0 | 0 | 0 | 0 | 0 | 0 | 0 | 0 | 0 | 0 | 0 | 0 | 0 | 0 | 0 | 0 | 0 | 0 | 0 | 0 | 0 | 0 | 0 | 0 | 0 | 0 | 0
[10 empty] | 0 | 0 | 0 | 0 | 0 | 0 | 0 | 0 | 0 | 0 | 0 | 0 | 0 | 0 | 0 | 0 | 0 | 0 | 0 | 0 | 0 | 0 | 0 | 0 | 0 | 0 | 0 | 0
[10 empty] | 0 | 0 | 0 | 0 | 0 | 0 | 0 | 0 | 0 | 0 | 0 | 0 | 0 | 0 | 0 | 0 | 0 | 0 | 0 | 0 | 0 | 0 | 0 | 0 | 0 | 0 | 0 | 0
[10 empty] | 0 | 0 | 0 | 0 | 0 | 0 | 0 | 0 | 0 | 0 | 0 | 0 | 0 | 0 | 0 | 0 | 0 | 0 | 0 | 0 | 0 | 0 | 0 | 0 | 0 | 0 | 0 | 0
[10 empty] | 0 | 0 | 0 | 0 | 0 | 0 | 0 | 0 | 0 | 0 | 0 | 0 | 0 | 0 | 0 | 0 | 0 | 0 | 0 | 0 | 0 | 0 | 0 | 0 | 0 | 0 | 0 | 0
[10 empty] | 0 | 0 | 0 | 0 | 0 | 0 | 0 | 0 | 0 | 0 | 0 | 0 | 0 | 0 | 0 | 0 | 0 | 0 | 0 | 0 | 0 | 0 | 0 | 0 | 0 | 0 | 0 | 0
[10 empty] | 0 | 0 | 0 | 0 | 0 | 0 | 0 | 0 | 0 | 0 | 0 | 0 | 0 | 0 | 0 | 0 | 0 | 0 | 0 | 0 | 0 | 0 | 0 | 0 | 0 | 0 | 0 | 0
[10 empty] | 0 | 0 | 0 | 0 | 0 | 0 | 0 | 0 | 0 | 0 | 0 | 0 | 0 | 0 | 0 | 0 | 0 | 0 | 0 | 0 | 0 | 0 | 0 | 0 | 0 | 0 | 0 | 0
[10 empty] | 0 | 0 | 0 | 0 | 0 | 0 | 0 | 0 | 0 | 0 | 0 | 0 | 0 | 0 | 0 | 0 | 0 | 0 | 0 | 0 | 0 | 0 | 0 | 0 | 0 | 0 | 0 | 0
[10 empty] | 0 | 0 | 0 | 0 | 0 | 0 | 0 | 0 | 0 | 0 | 0 | 0 | 0 | 0 | 0 | 0 | 0 | 0 | 0 | 0 | 0 | 0 | 0 | 0 | 0 | 0 | 0 | 0
[10 empty] | 0 | 0 | 0 | 0 | 0 | 0 | 0 | 0 | 0 | 0 | 0 | 0 | 0 | 0 | 0 | 0 | 0 | 0 | 0 | 0 | 0 | 0 | 0 | 0 | 0 | 0 | 0 | 0
[10 empty] | 0 | 0 | 0 | 0 | 0 | 0 | 0 | 0 | 0 | 0 | 0 | 0 | 0 | 0 | 0 | 0 | 0 | 0 | 0 | 0 | 0 | 0 | 0 | 0 | 0 | 0 | 0 | 0
[10 empty] | 0 | 0 | 0 | 0 | 0 | 0 | 0 | 0 | 0 | 0 | 0 | 0 | 0 | 0 | 0 | 0 | 0 | 0 | 0 | 0 | 0 | 0 | 0 | 0 | 0 | 0 | 0 | 0
[10 empty] | 0 | 0 | 0 | 0 | 0 | 0 | 0 | 0 | 0 | 0 | 0 | 0 | 0 | 0 | 0 | 0 | 0 | 0 | 0 | 0 | 0 | 0 | 0 | 0 | 0 | 0 | 0 | 0
[10 empty] | 0 | 0 | 0 | 0 | 0 | 0 | 0 | 0 | 0 | 0 | 0 | 0 | 0 | 0 | 0 | 0 | 0 | 0 | 0 | 0 | 0 | 0 | 0 | 0 | 0 | 0 | 0 | 0
[10 empty] | 0 | 0 | 0 | 0 | 0 | 0 | 0 | 0 | 0 | 0 | 0 | 0 | 0 | 0 | 0 | 0 | 0 | 0 | 0 | 0 | 0 | 0 | 0 | 0 | 0 | 0 | 0 | 0
[10 empty] | 0 | 0 | 0 | 0 | 0 | 0 | 0 | 0 | 0 | 0 | 0 | 0 | 0 | 0 | 0 | 0 | 0 | 0 | 0 | 0 | 0 | 0 | 0 | 0 | 0 | 0 | 0 | 0
[10 empty] | 0 | 0 | 0 | 0 | 0 | 0 | 0 | 0 | 0 | 0 | 0 | 0 | 0 | 0 | 0 | 0 | 0 | 0 | 0 | 0 | 0 | 0 | 0 | 0 | 0 | 0 | 0 | 0
[10 empty] | 0 | 0 | 0 | 0 | 0 | 0 | 0 | 0 | 0 | 0 | 0 | 0 | 0 | 0 | 0 | 0 | 0 | 0 | 0 | 0 | 0 | 0 | 0 | 0 | 0 | 0 | 0 | 0
[10 empty] | 0 | 0 | 0 | 0 | 0 | 0 | 0 | 0 | 0 | 0 | 0 | 0 | 0 | 0 | 0 | 0 | 0 | 0 | 0 | 0 | 0 | 0 | 0 | 0 | 0 | 0 | 0 | 0
[10 empty] | 0 | 0 | 0 | 0 | 0 | 0 | 0 | 0 | 0 | 0 | 0 | 0 | 0 | 0 | 0 | 0 | 0 | 0 | 0 | 0 | 0 | 0 | 0 | 0 | 0 | 0 | 0 | 0
[10 empty] | 0 | 0 | 0 | 0 | 0 | 0 | 0 | 0 | 0 | 0 | 0 | 0 | 0 | 0 | 0 | 0 | 0 | 0 | 0 | 0 | 0 | 0 | 0 | 0 | 0 | 0 | 0 | 0
[10 empty] | 0 | 0 | 0 | 0 | 0 | 0 | 0 | 0 | 0 | 0 | 0 | 0 | 0 | 0 | 0 | 0 | 0 | 0 | 0 | 0 | 0 | 0 | 0 | 0 | 0 | 0 | 0 | 0
[10 empty] | 0 | 0 | 0 | 0 | 0 | 0 | 0 | 0 | 0 | 0 | 0 | 0 | 0 | 0 | 0 | 0 | 0 | 0 | 0 | 0 | 0 | 0 | 0 | 0 | 0 | 0 | 0 | 0
[10 empty] | 0 | 0 | 0 | 0 | 0 | 0 | 0 | 0 | 0 | 0 | 0 | 0 | 0 | 0 | 0 | 0 | 0 | 0 | 0 | 0 | 0 | 0 | 0 | 0 | 0 | 0 | 0 | 0
[10 empty] | 0 | 0 | 0 | 0 | 0 | 0 | 0 | 0 | 0 | 0 | 0 | 0 | 0 | 0 | 0 | 0 | 0 | 0 | 0 | 0 | 0 | 0 | 0 | 0 | 0 | 0 | 0 | 0
[10 empty] | 0 | 0 | 0 | 0 | 0 | 0 | 0 | 0 | 0 | 0 | 0 | 0 | 0 | 0 | 0 | 0 | 0 | 0 | 0 | 0 | 0 | 0 | 0 | 0 | 0 | 0 | 0 | 0
[10 empty] | 0 | 0 | 0 | 0 | 0 | 0 | 0 | 0 | 0 | 0 | 0 | 0 | 0 | 0 | 0 | 0 | 0 | 0 | 0 | 0 | 0 | 0 | 0 | 0 | 0 | 0 | 0 | 0
[10 empty] | 0 | 0 | 0 | 0 | 0 | 0 | 0 | 0 | 0 | 0 | 0 | 0 | 0 | 0 | 0 | 0 | 0 | 0 | 0 | 0 | 0 | 0 | 0 | 0 | 0 | 0 | 0 | 0
[10 empty] | 0 | 0 | 0 | 0 | 0 | 0 | 0 | 0 | 0 | 0 | 0 | 0 | 0 | 0 | 0 | 0 | 0 | 0 | 0 | 0 | 0 | 0 | 0 | 0 | 0 | 0 | 0 | 0
[10 empty] | 0 | 0 | 0 | 0 | 0 | 0 | 0 | 0 | 0 | 0 | 0 | 0 | 0 | 0 | 0 | 0 | 0 | 0 | 0 | 0 | 0 | 0 | 0 | 0 | 0 | 0 | 0 | 0
[10 empty] | 0 | 0 | 0 | 0 | 0 | 0 | 0 | 0 | 0 | 0 | 0 | 0 | 0 | 0 | 0 | 0 | 0 | 0 | 0 | 0 | 0 | 0 | 0 | 0 | 0 | 0 | 0 | 0
[10 empty] | 0 | 0 | 0 | 0 | 0 | 0 | 0 | 0 | 0 | 0 | 0 | 0 | 0 | 0 | 0 | 0 | 0 | 0 | 0 | 0 | 0 | 0 | 0 | 0 | 0 | 0 | 0 | 0
[10 empty] | 0 | 0 | 0 | 0 | 0 | 0 | 0 | 0 | 0 | 0 | 0 | 0 | 0 | 0 | 0 | 0 | 0 | 0 | 0 | 0 | 0 | 0 | 0 | 0 | 0 | 0 | 0 | 0
[10 empty] | 0 | 0 | 0 | 0 | 0 | 0 | 0 | 0 | 0 | 0 | 0 | 0 | 0 | 0 | 0 | 0 | 0 | 0 | 0 | 0 | 0 | 0 | 0 | 0 | 0 | 0 | 0 | 0
[10 empty] | 0 | 0 | 0 | 0 | 0 | 0 | 0 | 0 | 0 | 0 | 0 | 0 | 0 | 0 | 0 | 0 | 0 | 0 | 0 | 0 | 0 | 0 | 0 | 0 | 0 | 0 | 0 | 0
[10 empty] | 0 | 0 | 0 | 0 | 0 | 0 | 0 | 0 | 0 | 0 | 0 | 0 | 0 | 0 | 0 | 0 | 0 | 0 | 0 | 0 | 0 | 0 | 0 | 0 | 0 | 0 | 0 | 0
[10 empty] | 0 | 0 | 0 | 0 | 0 | 0 | 0 | 0 | 0 | 0 | 0 | 0 | 0 | 0 | 0 | 0 | 0 | 0 | 0 | 0 | 0 | 0 | 0 | 0 | 0 | 0 | 0 | 0
[10 empty] | 0 | 0 | 0 | 0 | 0 | 0 | 0 | 0 | 0 | 0 | 0 | 0 | 0 | 0 | 0 | 0 | 0 | 0 | 0 | 0 | 0 | 0 | 0 | 0 | 0 | 0 | 0 | 0
[10 empty] | 0 | 0 | 0 | 0 | 0 | 0 | 0 | 0 | 0 | 0 | 0 | 0 | 0 | 0 | 0 | 0 | 0 | 0 | 0 | 0 | 0 | 0 | 0 | 0 | 0 | 0 | 0 | 0
[10 empty] | 0 | 0 | 0 | 0 | 0 | 0 | 0 | 0 | 0 | 0 | 0 | 0 | 0 | 0 | 0 | 0 | 0 | 0 | 0 | 0 | 0 | 0 | 0 | 0 | 0 | 0 | 0 | 0
[10 empty] | 0 | 0 | 0 | 0 | 0 | 0 | 0 | 0 | 0 | 0 | 0 | 0 | 0 | 0 | 0 | 0 | 0 | 0 | 0 | 0 | 0 | 0 | 0 | 0 | 0 | 0 | 0 | 0
[10 empty] | 0 | 0 | 0 | 0 | 0 | 0 | 0 | 0 | 0 | 0 | 0 | 0 | 0 | 0 | 0 | 0 | 0 | 0 | 0 | 0 | 0 | 0 | 0 | 0 | 0 | 0 | 0 | 0
[10 empty] | 0 | 0 | 0 | 0 | 0 | 0 | 0 | 0 | 0 | 0 | 0 | 0 | 0 | 0 | 0 | 0 | 0 | 0 | 0 | 0 | 0 | 0 | 0 | 0 | 0 | 0 | 0 | 0
[10 empty] | 0 | 0 | 0 | 0 | 0 | 0 | 0 | 0 | 0 | 0 | 0 | 0 | 0 | 0 | 0 | 0 | 0 | 0 | 0 | 0 | 0 | 0 | 0 | 0 | 0 | 0 | 0 | 0
[10 empty] | 0 | 0 | 0 | 0 | 0 | 0 | 0 | 0 | 0 | 0 | 0 | 0 | 0 | 0 | 0 | 0 | 0 | 0 | 0 | 0 | 0 | 0 | 0 | 0 | 0 | 0 | 0 | 0
[10 empty] | 0 | 0 | 0 | 0 | 0 | 0 | 0 | 0 | 0 | 0 | 0 | 0 | 0 | 0 | 0 | 0 | 0 | 0 | 0 | 0 | 0 | 0 | 0 | 0 | 0 | 0 | 0 | 0
[10 empty] | 0 | 0 | 0 | 0 | 0 | 0 | 0 | 0 | 0 | 0 | 0 | 0 | 0 | 0 | 0 | 0 | 0 | 0 | 0 | 0 | 0 | 0 | 0 | 0 | 0 | 0 | 0 | 0
[10 empty] | 0 | 0 | 0 | 0 | 0 | 0 | 0 | 0 | 0 | 0 | 0 | 0 | 0 | 0 | 0 | 0 | 0 | 0 | 0 | 0 | 0 | 0 | 0 | 0 | 0 | 0 | 0 | 0
[10 empty] | 0 | 0 | 0 | 0 | 0 | 0 | 0 | 0 | 0 | 0 | 0 | 0 | 0 | 0 | 0 | 0 | 0 | 0 | 0 | 0 | 0 | 0 | 0 | 0 | 0 | 0 | 0 | 0
[10 empty] | 0 | 0 | 0 | 0 | 0 | 0 | 0 | 0 | 0 | 0 | 0 | 0 | 0 | 0 | 0 | 0 | 0 | 0 | 0 | 0 | 0 | 0 | 0 | 0 | 0 | 0 | 0 | 0
[10 empty] | 0 | 0 | 0 | 0 | 0 | 0 | 0 | 0 | 0 | 0 | 0 | 0 | 0 | 0 | 0 | 0 | 0 | 0 | 0 | 0 | 0 | 0 | 0 | 0 | 0 | 0 | 0 | 0
[10 empty] | 0 | 0 | 0 | 0 | 0 | 0 | 0 | 0 | 0 | 0 | 0 | 0 | 0 | 0 | 0 | 0 | 0 | 0 | 0 | 0 | 0 | 0 | 0 | 0 | 0 | 0 | 0 | 0
[10 empty] | 0 | 0 | 0 | 0 | 0 | 0 | 0 | 0 | 0 | 0 | 0 | 0 | 0 | 0 | 0 | 0 | 0 | 0 | 0 | 0 | 0 | 0 | 0 | 0 | 0 | 0 | 0 | 0
[10 empty] | 0 | 0 | 0 | 0 | 0 | 0 | 0 | 0 | 0 | 0 | 0 | 0 | 0 | 0 | 0 | 0 | 0 | 0 | 0 | 0 | 0 | 0 | 0 | 0 | 0 | 0 | 0 | 0
[10 empty] | 0 | 0 | 0 | 0 | 0 | 0 | 0 | 0 | 0 | 0 | 0 | 0 | 0 | 0 | 0 | 0 | 0 | 0 | 0 | 0 | 0 | 0 | 0 | 0 | 0 | 0 | 0 | 0
[10 empty] | 0 | 0 | 0 | 0 | 0 | 0 | 0 | 0 | 0 | 0 | 0 | 0 | 0 | 0 | 0 | 0 | 0 | 0 | 0 | 0 | 0 | 0 | 0 | 0 | 0 | 0 | 0 | 0
[10 empty] | 0 | 0 | 0 | 0 | 0 | 0 | 0 | 0 | 0 | 0 | 0 | 0 | 0 | 0 | 0 | 0 | 0 | 0 | 0 | 0 | 0 | 0 | 0 | 0 | 0 | 0 | 0 | 0
[10 empty] | 0 | 0 | 0 | 0 | 0 | 0 | 0 | 0 | 0 | 0 | 0 | 0 | 0 | 0 | 0 | 0 | 0 | 0 | 0 | 0 | 0 | 0 | 0 | 0 | 0 | 0 | 0 | 0
[10 empty] | 0 | 0 | 0 | 0 | 0 | 0 | 0 | 0 | 0 | 0 | 0 | 0 | 0 | 0 | 0 | 0 | 0 | 0 | 0 | 0 | 0 | 0 | 0 | 0 | 0 | 0 | 0 | 0
[10 empty] | 0 | 0 | 0 | 0 | 0 | 0 | 0 | 0 | 0 | 0 | 0 | 0 | 0 | 0 | 0 | 0 | 0 | 0 | 0 | 0 | 0 | 0 | 0 | 0 | 0 | 0 | 0 | 0
[10 empty] | 0 | 0 | 0 | 0 | 0 | 0 | 0 | 0 | 0 | 0 | 0 | 0 | 0 | 0 | 0 | 0 | 0 | 0 | 0 | 0 | 0 | 0 | 0 | 0 | 0 | 0 | 0 | 0
[10 empty] | 0 | 0 | 0 | 0 | 0 | 0 | 0 | 0 | 0 | 0 | 0 | 0 | 0 | 0 | 0 | 0 | 0 | 0 | 0 | 0 | 0 | 0 | 0 | 0 | 0 | 0 | 0 | 0
[10 empty] | 0 | 0 | 0 | 0 | 0 | 0 | 0 | 0 | 0 | 0 | 0 | 0 | 0 | 0 | 0 | 0 | 0 | 0 | 0 | 0 | 0 | 0 | 0 | 0 | 0 | 0 | 0 | 0
[10 empty] | 0 | 0 | 0 | 0 | 0 | 0 | 0 | 0 | 0 | 0 | 0 | 0 | 0 | 0 | 0 | 0 | 0 | 0 | 0 | 0 | 0 | 0 | 0 | 0 | 0 | 0 | 0 | 0
[10 empty] | 0 | 0 | 0 | 0 | 0 | 0 | 0 | 0 | 0 | 0 | 0 | 0 | 0 | 0 | 0 | 0 | 0 | 0 | 0 | 0 | 0 | 0 | 0 | 0 | 0 | 0 | 0 | 0
[10 empty] | 0 | 0 | 0 | 0 | 0 | 0 | 0 | 0 | 0 | 0 | 0 | 0 | 0 | 0 | 0 | 0 | 0 | 0 | 0 | 0 | 0 | 0 | 0 | 0 | 0 | 0 | 0 | 0
[10 empty] | 0 | 0 | 0 | 0 | 0 | 0 | 0 | 0 | 0 | 0 | 0 | 0 | 0 | 0 | 0 | 0 | 0 | 0 | 0 | 0 | 0 | 0 | 0 | 0 | 0 | 0 | 0 | 0
[10 empty] | 0 | 0 | 0 | 0 | 0 | 0 | 0 | 0 | 0 | 0 | 0 | 0 | 0 | 0 | 0 | 0 | 0 | 0 | 0 | 0 | 0 | 0 | 0 | 0 | 0 | 0 | 0 | 0
[10 empty] | 0 | 0 | 0 | 0 | 0 | 0 | 0 | 0 | 0 | 0 | 0 | 0 | 0 | 0 | 0 | 0 | 0 | 0 | 0 | 0 | 0 | 0 | 0 | 0 | 0 | 0 | 0 | 0
[10 empty] | 0 | 0 | 0 | 0 | 0 | 0 | 0 | 0 | 0 | 0 | 0 | 0 | 0 | 0 | 0 | 0 | 0 | 0 | 0 | 0 | 0 | 0 | 0 | 0 | 0 | 0 | 0 | 0
[10 empty] | 0 | 0 | 0 | 0 | 0 | 0 | 0 | 0 | 0 | 0 | 0 | 0 | 0 | 0 | 0 | 0 | 0 | 0 | 0 | 0 | 0 | 0 | 0 | 0 | 0 | 0 | 0 | 0
[10 empty] | 0 | 0 | 0 | 0 | 0 | 0 | 0 | 0 | 0 | 0 | 0 | 0 | 0 | 0 | 0 | 0 | 0 | 0 | 0 | 0 | 0 | 0 | 0 | 0 | 0 | 0 | 0 | 0
[10 empty] | 0 | 0 | 0 | 0 | 0 | 0 | 0 | 0 | 0 | 0 | 0 | 0 | 0 | 0 | 0 | 0 | 0 | 0 | 0 | 0 | 0 | 0 | 0 | 0 | 0 | 0 | 0 | 0
[10 empty] | 0 | 0 | 0 | 0 | 0 | 0 | 0 | 0 | 0 | 0 | 0 | 0 | 0 | 0 | 0 | 0 | 0 | 0 | 0 | 0 | 0 | 0 | 0 | 0 | 0 | 0 | 0 | 0
[10 empty] | 0 | 0 | 0 | 0 | 0 | 0 | 0 | 0 | 0 | 0 | 0 | 0 | 0 | 0 | 0 | 0 | 0 | 0 | 0 | 0 | 0 | 0 | 0 | 0 | 0 | 0 | 0 | 0
[10 empty] | 0 | 0 | 0 | 0 | 0 | 0 | 0 | 0 | 0 | 0 | 0 | 0 | 0 | 0 | 0 | 0 | 0 | 0 | 0 | 0 | 0 | 0 | 0 | 0 | 0 | 0 | 0 | 0
[10 empty] | 0 | 0 | 0 | 0 | 0 | 0 | 0 | 0 | 0 | 0 | 0 | 0 | 0 | 0 | 0 | 0 | 0 | 0 | 0 | 0 | 0 | 0 | 0 | 0 | 0 | 0 | 0 | 0
[10 empty] | 0 | 0 | 0 | 0 | 0 | 0 | 0 | 0 | 0 | 0 | 0 | 0 | 0 | 0 | 0 | 0 | 0 | 0 | 0 | 0 | 0 | 0 | 0 | 0 | 0 | 0 | 0 | 0
[10 empty] | 0 | 0 | 0 | 0 | 0 | 0 | 0 | 0 | 0 | 0 | 0 | 0 | 0 | 0 | 0 | 0 | 0 | 0 | 0 | 0 | 0 | 0 | 0 | 0 | 0 | 0 | 0 | 0
[10 empty] | 0 | 0 | 0 | 0 | 0 | 0 | 0 | 0 | 0 | 0 | 0 | 0 | 0 | 0 | 0 | 0 | 0 | 0 | 0 | 0 | 0 | 0 | 0 | 0 | 0 | 0 | 0 | 0
[10 empty] | 0 | 0 | 0 | 0 | 0 | 0 | 0 | 0 | 0 | 0 | 0 | 0 | 0 | 0 | 0 | 0 | 0 | 0 | 0 | 0 | 0 | 0 | 0 | 0 | 0 | 0 | 0 | 0
[10 empty] | 0 | 0 | 0 | 0 | 0 | 0 | 0 | 0 | 0 | 0 | 0 | 0 | 0 | 0 | 0 | 0 | 0 | 0 | 0 | 0 | 0 | 0 | 0 | 0 | 0 | 0 | 0 | 0
[10 empty] | 0 | 0 | 0 | 0 | 0 | 0 | 0 | 0 | 0 | 0 | 0 | 0 | 0 | 0 | 0 | 0 | 0 | 0 | 0 | 0 | 0 | 0 | 0 | 0 | 0 | 0 | 0 | 0
[10 empty] | 0 | 0 | 0 | 0 | 0 | 0 | 0 | 0 | 0 | 0 | 0 | 0 | 0 | 0 | 0 | 0 | 0 | 0 | 0 | 0 | 0 | 0 | 0 | 0 | 0 | 0 | 0 | 0
[10 empty] | 0 | 0 | 0 | 0 | 0 | 0 | 0 | 0 | 0 | 0 | 0 | 0 | 0 | 0 | 0 | 0 | 0 | 0 | 0 | 0 | 0 | 0 | 0 | 0 | 0 | 0 | 0 | 0
[10 empty] | 0 | 0 | 0 | 0 | 0 | 0 | 0 | 0 | 0 | 0 | 0 | 0 | 0 | 0 | 0 | 0 | 0 | 0 | 0 | 0 | 0 | 0 | 0 | 0 | 0 | 0 | 0 | 0
[10 empty] | 0 | 0 | 0 | 0 | 0 | 0 | 0 | 0 | 0 | 0 | 0 | 0 | 0 | 0 | 0 | 0 | 0 | 0 | 0 | 0 | 0 | 0 | 0 | 0 | 0 | 0 | 0 | 0
[10 empty] | 0 | 0 | 0 | 0 | 0 | 0 | 0 | 0 | 0 | 0 | 0 | 0 | 0 | 0 | 0 | 0 | 0 | 0 | 0 | 0 | 0 | 0 | 0 | 0 | 0 | 0 | 0 | 0
[10 empty] | 0 | 0 | 0 | 0 | 0 | 0 | 0 | 0 | 0 | 0 | 0 | 0 | 0 | 0 | 0 | 0 | 0 | 0 | 0 | 0 | 0 | 0 | 0 | 0 | 0 | 0 | 0 | 0
[10 empty] | 0 | 0 | 0 | 0 | 0 | 0 | 0 | 0 | 0 | 0 | 0 | 0 | 0 | 0 | 0 | 0 | 0 | 0 | 0 | 0 | 0 | 0 | 0 | 0 | 0 | 0 | 0 | 0
[10 empty] | 0 | 0 | 0 | 0 | 0 | 0 | 0 | 0 | 0 | 0 | 0 | 0 | 0 | 0 | 0 | 0 | 0 | 0 | 0 | 0 | 0 | 0 | 0 | 0 | 0 | 0 | 0 | 0
[10 empty] | 0 | 0 | 0 | 0 | 0 | 0 | 0 | 0 | 0 | 0 | 0 | 0 | 0 | 0 | 0 | 0 | 0 | 0 | 0 | 0 | 0 | 0 | 0 | 0 | 0 | 0 | 0 | 0
[10 empty] | 0 | 0 | 0 | 0 | 0 | 0 | 0 | 0 | 0 | 0 | 0 | 0 | 0 | 0 | 0 | 0 | 0 | 0 | 0 | 0 | 0 | 0 | 0 | 0 | 0 | 0 | 0 | 0
[10 empty] | 0 | 0 | 0 | 0 | 0 | 0 | 0 | 0 | 0 | 0 | 0 | 0 | 0 | 0 | 0 | 0 | 0 | 0 | 0 | 0 | 0 | 0 | 0 | 0 | 0 | 0 | 0 | 0
[10 empty] | 0 | 0 | 0 | 0 | 0 | 0 | 0 | 0 | 0 | 0 | 0 | 0 | 0 | 0 | 0 | 0 | 0 | 0 | 0 | 0 | 0 | 0 | 0 | 0 | 0 | 0 | 0 | 0