## AEG Inputs
[6 empty] | 1 | 1 |  | Summer Events |  | Winter Events |  | Summer Levelized Costs ($/kW) | Winter Levelized Costs ($/kW) | Annual Summer MW @ Generation | [19 empty] | Annual Winter MW @ Generation | [19 empty] | 936.0943 | 881.3534 | 0 | Template Total Check (s/b = 0)
State | Sector | Program Category | Program Option | Plexos Summer Names | Plexos Winter Names | Max Energy/Day (GWh) | Max Energy/Year (GWh) | Check Summer vs Winter | Maximum Annual Hours | Maximum Event Length | Maximum Annual Hours | Maximum Event Length | Base | Base | 2023 | 2024 | 2025 | 2026 | 2027 | 2028 | 2029 | 2030 | 2031 | 2032 | 2033 | 2034 | 2035 | 2036 | 2037 | 2038 | 2039 | 2040 | 2041 | 2042 | 2023 | 2024 | 2025 | 2026 | 2027 | 2028 | 2029 | 2030 | 2031 | 2032 | 2033 | 2034 | 2035 | 2036 | 2037 | 2038 | 2039 | 2040 | 2041 | 2042 | Summer Total | Winter Total
CA | C&I | Curtailment | Third Party - Sustained | DRS.PX.NCA._.CI_.3 Party | DRW.PX.NCA._.CI_.3 Party | 0.004 | 0.02 |  | 20 | 4 | 20 | 4 | 30.6579 | 42.0413 | 0 | 0 | 0.3046 | 0.38725 | 0.17321 | 0.070316 | 0 | 0 | 0 | 0 | 0 | 0 | 0 | 0 | 0 | 0 | 0 | 0 | 0 | 0 | 0 | 0 | 0.22439 | 0.29124 | 0.11748 | 0.028979 | 0 | 0 | 0 | 0 | 0 | 0 | 0 | 0 | 0 | 0.010099 | 0 | 0.001564 | 0 | 0.0067163 | 0.93537 | 0.68048
ID | C&I | Curtailment | Third Party - Sustained | DRS.PX.GOE._.CI_.3 Party | DRW.PX.GOE._.CI_.3 Party | 0.004 | 0.02 |  | 20 | 4 | 20 | 4 | 40.0649 | 31.0415 | 0 | 0 | 0.55716 | 0.7671 | 0.31413 | 0.098003 | 0 | 0 | 0 | 0.029665 | 0 | 0 | 0 | 0 | 0.23562 | 0 | 0 | 0 | 0 | 0.11189 | 0 | 0 | 0.74691 | 0.92398 | 0.43589 | 0.14129 | 0 | 0 | 0 | 0 | 0 | 0.19517 | 0 | 0.0064514 | 0 | 0 | 0.037129 | 0.0018165 | 0.029365 | 0 | 2.1136 | 2.518
OR | C&I | Curtailment | Third Party - Sustained | DRS.PX.SOR._.CI_.3 Party | DRW.PX.SOR._.CI_.3 Party | 0.004 | 0.02 |  | 20 | 4 | 20 | 4 | 30.5072 | 36.3051 | 0 | 1.1752 | 5.6493 | 4.5585 | 0.69618 | 2.9086 | 3.1269 | 2.4826 | 0 | 1.782 | 0 | 0 | 0 | 0 | 0 | 0 | 0 | 0 | 0.068242 | 0.94125 | 0 | 13.2439 | 6.0263 | 3.9492 | 1.109 | 3.0803 | 3.4873 | 0.16244 | 0 | 1.1753 | 0 | 0 | 0 | 0 | 0 | 0 | 0 | 0 | 0 | 0.033003 | 23.3889 | 32.2667
UT | C&I | Curtailment | Third Party - Sustained | DRS.PX.UTN._.CI_.3 Party | DRW.PX.UTN._.CI_.3 Party | 0.004 | 0.02 |  | 20 | 4 | 20 | 4 | 40.0827 | 41.3005 | 0 | 45 | 5.2876 | 4.1225 | 0.22104 | 0 | 0 | 0 | 0 | 0 | 0 | 0 | 0 | 0 | 0 | 0 | 0 | 0 | 0 | 0 | 0 | 0 | 5.3023 | 3.6533 | 0.84854 | 0 | 0 | 0 | 0 | 0 | 0 | 0 | 0 | 0 | 0 | 0 | 0 | 0 | 0 | 0 | 54.6312 | 9.8042
WA | C&I | Curtailment | Third Party - Sustained | DRS.PX.YAK._.CI_.3 Party | DRW.PX.YAK._.CI_.3 Party | 0.004 | 0.02 |  | 20 | 4 | 20 | 4 | 27.5832 | 28.9875 | 0 | 2.6821 | 0 | 0 | 0 | 0 | 0 | 0 | 0 | 0 | 0 | 0 | 0 | 0 | 0 | 0 | 0 | 0 | 0.057824 | 0.22332 | 0 | 9.243 | 0 | 0 | 0 | 0 | 0 | 0 | 0 | 0 | 0 | 0 | 0 | 0 | 0 | 0 | 0 | 0 | 0 | 0 | 2.9632 | 9.243
WY | C&I | Curtailment | Third Party - Sustained | DRS.PX.WYC._.CI_.3 Party | DRW.PX.WYC._.CI_.3 Party | 0.004 | 0.02 |  | 20 | 4 | 20 | 4 | 40.593 | 40.5586 | 0 | 12 | 9.0824 | 12.2872 | 6.0045 | 2.7959 | 0.014553 | 0 | 0 | 0 | 0 | 0 | 0 | 0 | 0 | 0 | 0 | 0 | 0.088283 | 0.054612 | 0 | 0 | 8.7305 | 12.6156 | 6.0575 | 3.1345 | 0 | 0 | 0 | 0.1933 | 0 | 0.043272 | 0 | 0 | 0 | 0.35486 | 0 | 0.15066 | 0 | 0.37298 | 42.3275 | 31.6532
CA | Residential | DLC (Conventional) | EV DLC | DRS.PX.NCA._.RES.EV DLC | DRW.PX.NCA._.RES.EV DLC | 0.006 | 0.018 |  | 18 | 6 | 18 | 6 | 374.674 | 374.674 | 0 | 0 | 0.00035814 | 0.00039721 | 0.00059671 | 0.0014125 | 0.0022022 | 0.0033601 | 0.0049696 | 0.0072697 | 0.0095062 | 0.012071 | 0.014957 | 0.018088 | 0.02948 | 0.035684 | 0.041964 | 0.048473 | 0.0556 | 0.14667 | 0 | 0 | 0.00035814 | 0.00039721 | 0.00059671 | 0.0014125 | 0.0022022 | 0.0033601 | 0.0049696 | 0.0072697 | 0.0095062 | 0.012071 | 0.014957 | 0.018088 | 0.02948 | 0.035684 | 0.041964 | 0.048473 | 0.0556 | 0.14667 | 0.43306 | 0.43306
ID | Residential | DLC (Conventional) | EV DLC | DRS.PX.GOE._.RES.EV DLC | DRW.PX.GOE._.RES.EV DLC | 0.006 | 0.018 |  | 18 | 6 | 18 | 6 | 358.1018 | 358.1018 | 0 | 0 | 0.001499 | 0.0014247 | 0.0017829 | 0.0036682 | 0.0043938 | 0.005157 | 0.0059851 | 0.0068841 | 0.007837 | 0.0088314 | 0.0098604 | 0.010914 | 0.018862 | 0.021068 | 0.023399 | 0.025748 | 0.028264 | 0.066521 | 0 | 0 | 0.001499 | 0.0014247 | 0.0017829 | 0.0036682 | 0.0043938 | 0.005157 | 0.0059851 | 0.0068841 | 0.007837 | 0.0088314 | 0.0098604 | 0.010914 | 0.018862 | 0.021068 | 0.023399 | 0.025748 | 0.028264 | 0.066521 | 0.2521 | 0.2521
OR | Residential | DLC (Conventional) | EV DLC | DRS.PX.SOR._.RES.EV DLC | DRW.PX.SOR._.RES.EV DLC | 0.006 | 0.018 |  | 18 | 6 | 18 | 6 | 384.526 | 384.526 | 0 | 0.5 | 0.047308 | 0.054817 | 0.080433 | 0.20623 | 0.33295 | 0.51978 | 0.78237 | 1.1181 | 1.2944 | 1.6328 | 2.0185 | 2.4412 | 4.0188 | 4.8639 | 5.7327 | 5.9474 | 3.6013 | 7.7868 | 0 | 0 | 0.047308 | 0.054817 | 0.080433 | 0.20623 | 0.33295 | 0.51978 | 0.78237 | 1.1181 | 1.2944 | 1.6328 | 2.0185 | 2.4412 | 4.0188 | 4.8639 | 5.7327 | 5.9474 | 3.6013 | 7.7868 | 42.9799 | 42.4799
UT | Residential | DLC (Conventional) | EV DLC | DRS.PX.UTN._.RES.EV DLC | DRW.PX.UTN._.RES.EV DLC | 0.006 | 0.018 |  | 18 | 6 | 18 | 6 | 408.1797 | 408.1797 | 0 | 2 | 0.11185 | 0.14312 | 0.22012 | 0.51431 | 0.78129 | 1.149 | 1.63 | 2.1959 | 2.8658 | 3.6531 | 4.5607 | 5.5713 | 9.191 | 11.2393 | 9.4121 | 7.3156 | 7.5207 | 16.503 | 0 | 0 | 0.11185 | 0.14312 | 0.22012 | 0.51431 | 0.78129 | 1.149 | 1.63 | 2.1959 | 2.8658 | 3.6531 | 4.5607 | 5.5713 | 9.191 | 11.2393 | 9.4121 | 7.3156 | 7.5207 | 16.503 | 86.5783 | 84.5783
WA | Residential | DLC (Conventional) | EV DLC | DRS.PX.YAK._.RES.EV DLC | DRW.PX.YAK._.RES.EV DLC | 0.006 | 0.018 |  | 18 | 6 | 18 | 6 | 344.1284 | 344.1284 | 0 | 0.5 | 0.0024829 | 0.002725 | 0.0041406 | 0.0097593 | 0.015167 | 0.023013 | 0.033858 | 0.047288 | 0.064083 | 0.084796 | 0.10971 | 0.13844 | 0.22455 | 0.27586 | 0.32856 | 0.38371 | 0.44458 | 1.1884 | 0 | 0 | 0.0024829 | 0.002725 | 0.0041406 | 0.0097593 | 0.015167 | 0.023013 | 0.033858 | 0.047288 | 0.064083 | 0.084796 | 0.10971 | 0.13844 | 0.22455 | 0.27586 | 0.32856 | 0.38371 | 0.44458 | 1.1884 | 3.8811 | 3.3811
WY | Residential | DLC (Conventional) | EV DLC | DRS.PX.WYC._.RES.EV DLC | DRW.PX.WYC._.RES.EV DLC | 0.006 | 0.018 |  | 18 | 6 | 18 | 6 | 368.6725 | 368.6725 | 0 | 0 | 0.0022815 | 0.0023057 | 0.0031672 | 0.0069903 | 0.0082596 | 0.0095141 | 0.011073 | 0.012727 | 0.01445 | 0.016226 | 0.018038 | 0.019847 | 0.034187 | 0.037879 | 0.041671 | 0.045427 | 0.049373 | 0.11444 | 0 | 0 | 0.0022815 | 0.0023057 | 0.0031672 | 0.0069903 | 0.0082596 | 0.0095141 | 0.011073 | 0.012727 | 0.01445 | 0.016226 | 0.018038 | 0.019847 | 0.034187 | 0.037879 | 0.041671 | 0.045427 | 0.049373 | 0.11444 | 0.44785 | 0.44785
CA | C&I | DLC (Conventional) | HVAC DLC | DRS.PX.NCA._.CI_.HVAC - DLC | DRW.PX.NCA._.CI_.HVAC - DLC | 0.004 | 0.1 | X | 100 | 4 | 18 | 4 | 35.7615 | 189.7393 | 0 | 0 | 0.53335 | 0.66455 | 0.30835 | 0.14453 | 0 | 0 | 0 | 0 | 0 | 0 | 0 | 0 | 0 | 0 | 0 | 0 | 0 | 0 | 0 | 0 | 0.10186 | 0.1266 | 0.055157 | 0.022104 | 0 | 0 | 0 | 0 | 0 | 0 | 0 | 0 | 0 | 0.0025623 | 0 | 0.0007237 | 0 | 0.0012639 | 1.6508 | 0.31027
ID | C&I | DLC (Conventional) | HVAC DLC | DRS.PX.GOE._.CI_.HVAC - DLC | DRW.PX.GOE._.CI_.HVAC - DLC | 0.004 | 0.1 | X | 100 | 4 | 18 | 4 | 54.207 | 236.025 | 0 | 0 | 0.67879 | 0.92017 | 0.41819 | 0.18523 | 0 | 0 | 0 | 0.060574 | 0 | 0 | 0 | 0 | 0.28266 | 0 | 0 | 0 | 0.0018663 | 0.16583 | 0 | 0 | 0.16285 | 0.20251 | 0.095508 | 0.038172 | 0 | 0 | 0 | 0 | 0 | 0.037486 | 0 | 0.0047707 | 0 | 0 | 0.010718 | 0.0052531 | 0.010063 | 0 | 2.7133 | 0.56733
OR | C&I | DLC (Conventional) | HVAC DLC | DRS.PX.SOR._.CI_.HVAC - DLC | DRW.PX.SOR._.CI_.HVAC - DLC | 0.004 | 0.1 | X | 100 | 4 | 18 | 4 | 32.6803 | 177.3386 | 0 | 0 | 5.487 | 7.2118 | 3.5781 | 1.8507 | 0.12809 | 0.11039 | 0.05948 | 0.10693 | 0.06096 | 0.074335 | 0.074748 | 0.073891 | 0.07011 | 0.070941 | 0.066066 | 0.066795 | 0.066297 | 0.13601 | 0 | 0 | 1.0168 | 1.324 | 0.65783 | 0.33156 | 0.01287 | 0.013826 | 0.014668 | 0.01504 | 0.015405 | 0.01556 | 0.015675 | 0.015376 | 0.014763 | 0.014186 | 0.013691 | 0.0137 | 0.013038 | 0.024337 | 19.2927 | 3.5423
UT | C&I | DLC (Conventional) | HVAC DLC | DRS.PX.UTN._.CI_.HVAC - DLC | DRW.PX.UTN._.CI_.HVAC - DLC | 0.004 | 0.1 | X | 100 | 4 | 18 | 4 | 26.18 | 209.8726 | 0 | 6.2629 | 0.24413 | 0.30352 | 0.42903 | 0.36785 | 0.32568 | 0.31264 | 0.29246 | 0.2879 | 0.28466 | 0.28384 | 0.27957 | 0.28172 | 0.27518 | 0.27429 | 0.27085 | 0.27113 | 0.27036 | 0.536 | 0 | 0.53859 | 1.0836 | 2.1573 | 1.1358 | 0.59178 | 0.064853 | 0.065198 | 0.041445 | 0.0478 | 0.04427 | 0.046738 | 0.045161 | 0.045763 | 0.038745 | 0.05004 | 0.04542 | 0.049645 | 0.044263 | 0.093323 | 11.8537 | 6.2298
WA | C&I | DLC (Conventional) | HVAC DLC | DRS.PX.YAK._.CI_.HVAC - DLC | DRW.PX.YAK._.CI_.HVAC - DLC | 0.004 | 0.1 | X | 100 | 4 | 18 | 4 | 25.9144 | 161.5 | 0 | 0 | 1.5993 | 2.0957 | 1.0417 | 0.52768 | 0.020505 | 0.0185 | 0.018594 | 0.023847 | 0.026293 | 0.026568 | 0.026835 | 0.021915 | 0.023382 | 0.021328 | 0.014601 | 0.015873 | 0.023978 | 0.055565 | 0 | 0 | 0.25857 | 0.33634 | 0.16543 | 0.078244 | 0.0026955 | 0 | 0 | 0 | 0 | 0 | 0 | 0 | 0 | 0 | 0 | 0 | 0.00028018 | 0 | 5.6022 | 0.84156
WY | C&I | DLC (Conventional) | HVAC DLC | DRS.PX.WYC._.CI_.HVAC - DLC | DRW.PX.WYC._.CI_.HVAC - DLC | 0.004 | 0.1 | X | 100 | 4 | 18 | 4 | 61.769 | 262.127 | 0 | 0 | 1.3579 | 1.6563 | 0.77373 | 0.34264 | 0 | 0 | 0 | 0 | 0 | 0 | 0 | 0 | 0 | 0 | 0 | 0 | 0 | 0 | 0 | 0 | 0.31588 | 0.39585 | 0.1777 | 0.084041 | 0 | 0 | 0 | 0 | 0 | 0 | 0 | 0 | 0 | 0.0020819 | 0 | 0 | 0 | 0.0057623 | 4.1305 | 0.98132
CA | Residential | DLC (Conventional) | HVAC DLC | DRS.PX.NCA._.RES.HVAC - DLC | DRW.PX.NCA._.RES.HVAC - DLC | 0.006 | 0.1 | X | 100 | 6 | 18 | 6 | 282.0192 | 58.0656 | 0 | 0 | 0.16682 | 0.22667 | 0.11761 | 0.062786 | 0.0088177 | 0.021264 | 0.0079445 | 0.0089326 | 0.0075121 | 0.0088933 | 0.0096787 | 0.0090864 | 0.0086273 | 0.0083963 | 0.006784 | 0.0086701 | 0.0099984 | 0.021531 | 0 | 0 | 0.81154 | 1.0999 | 0.57052 | 0.30396 | 0.029763 | 0.029865 | 0.030122 | 0.03061 | 0.031486 | 0.034598 | 0.035435 | 0.03591 | 0.036079 | 0.03657 | 0.036899 | 0.037485 | 0.037995 | 0.077373 | 0.72002 | 3.3061
ID | Residential | DLC (Conventional) | HVAC DLC | DRS.PX.GOE._.RES.HVAC - DLC | DRW.PX.GOE._.RES.HVAC - DLC | 0.006 | 0.1 | X | 100 | 6 | 18 | 6 | 153.0576 | 130.5329 | 0 | 0 | 0.99927 | 1.4982 | 0.79823 | 0.46037 | 0 | 0.081631 | 0.098773 | 0.32049 | 0.11446 | 0 | 0.090866 | 0.091148 | 0.65682 | 0 | 0.10238 | 0 | 0.08136 | 0.46286 | 0 | 0 | 1.208 | 1.6639 | 0.98482 | 0.56922 | 0.1606 | 0.15977 | 0.13487 | 0.11129 | 0 | 0.60279 | 0.19559 | 0.26997 | 0.097086 | 0.11237 | 0.33704 | 0.26419 | 0.3151 | 0.16735 | 5.8568 | 7.354
OR | Residential | DLC (Conventional) | HVAC DLC | DRS.PX.SOR._.RES.HVAC - DLC | DRW.PX.SOR._.RES.HVAC - DLC | 0.006 | 0.1 | X | 100 | 6 | 18 | 6 | 238.6921 | 68.7677 | 0 | 0 | 4.6002 | 6.2647 | 3.2857 | 1.7815 | 0.22918 | 0.22099 | 0.25001 | 0.26569 | 0.29061 | 0.31743 | 0.32631 | 0.33155 | 0.3347 | 0.33793 | 0.34116 | 0.34514 | 0.34876 | 0.70925 | 0 | 0 | 16.0884 | 21.7479 | 11.2326 | 5.9424 | 0.55404 | 0.52042 | 0.61403 | 0.66112 | 0.73877 | 0.82182 | 0.84366 | 0.85302 | 0.85529 | 0.85774 | 0.86011 | 0.86486 | 0.86832 | 1.7495 | 20.5807 | 66.6739
UT | Residential | DLC (Conventional) | HVAC DLC | DRS.PX.UTN._.RES.HVAC - DLC | DRW.PX.UTN._.RES.HVAC - DLC | 0.006 | 0.1 | X | 100 | 6 | 18 | 6 | 39.1336 | 266.0401 | 0 | 12 | 0.95165 | 2.4946 | 2.4771 | 3.0467 | 3.4048 | 2.6271 | 4.3197 | 4.9168 | 5.1243 | 5.3953 | 5.7415 | 5.795 | 5.7633 | 6.1893 | 5.9278 | 5.9332 | 6.0147 | 13.3636 | 0 | 2.6894 | 5.8066 | 12.45 | 7.6938 | 5.0425 | 2.1365 | 2.2141 | 2.495 | 3.0391 | 3.2617 | 3.6544 | 3.9841 | 4.2578 | 4.3744 | 5.2552 | 5.3529 | 5.8088 | 5.9766 | 13.5888 | 101.4866 | 99.0818
WA | Residential | DLC (Conventional) | HVAC DLC | DRS.PX.YAK._.RES.HVAC - DLC | DRW.PX.YAK._.RES.HVAC - DLC | 0.006 | 0.1 | X | 100 | 6 | 18 | 6 | 228.9695 | 63.3658 | 0 | 0 | 1.2948 | 1.7572 | 0.91494 | 0.49028 | 0.054973 | 0.052798 | 0.060157 | 0.06343 | 0.068964 | 0.075332 | 0.076637 | 0.077273 | 0.077384 | 0.077703 | 0.077891 | 0.077729 | 0.077971 | 0.15819 | 0 | 0 | 4.7109 | 6.3501 | 3.2606 | 1.7084 | 0.13588 | 0.12715 | 0.15242 | 0.16292 | 0.1813 | 0.20239 | 0.2055 | 0.20624 | 0.20517 | 0.20479 | 0.20398 | 0.20344 | 0.20318 | 0.41028 | 5.5337 | 18.8346
WY | Residential | DLC (Conventional) | HVAC DLC | DRS.PX.WYC._.RES.HVAC - DLC | DRW.PX.WYC._.RES.HVAC - DLC | 0.006 | 0.1 | X | 100 | 6 | 18 | 6 | 154.8937 | 272.8327 | 0 | 0 | 1.2057 | 1.5391 | 0.80876 | 0.42951 | 0.045321 | 0 | 0.037011 | 0.057755 | 0.011525 | 0.019937 | 0.038084 | 0.034572 | 0.041629 | 0.032321 | 0.019207 | 0.032936 | 0.050117 | 0.06395 | 0 | 0 | 0.67135 | 0.89746 | 0.44584 | 0.23896 | 0 | 0 | 0 | 0.023868 | 0 | 0.0022421 | 0.00453 | 0 | 0 | 0.01823 | 0 | 0.0077025 | 0 | 0.017604 | 4.4675 | 2.3278
CA | Irrigation | DLC (Conventional) | Irrigation DLC | DRS.PX.NCA._.IRR.Irrigation DLC |  | 0.004 | 0.052 | X | 52 | 4 | 0 | 0 | 25.9628 | 0 | 0 | 0 | 0.39981 | 0.5342 | 0.26158 | 0.12565 | 0 | 0.028753 | 0 | 0 | 0 | 0 | 0 | 0 | 0 | 0 | 0 | 0 | 0.0014968 | 0.024817 | 0 | 0 | 0 | 0 | 0 | 0 | 0 | 0 | 0 | 0 | 0 | 0 | 0 | 0 | 0 | 0 | 0 | 0 | 0 | 0 | 1.3763 | 0
ID | Irrigation | DLC (Conventional) | Irrigation DLC | DRS.PX.GOE._.IRR.Irrigation DLC |  | 0.004 | 0.052 | X | 52 | 4 | 0 | 0 | 28.9601 | 0 | 0 | 0 | 0 | 8.0019 | 0 | 0 | 0 | 0 | 0 | 8.8915 | 0 | 0 | 0 | 0.12093 | 19.991 | 0 | 0 | 0 | 0 | 9.2765 | 0 | 0 | 0 | 0 | 0 | 0 | 0 | 0 | 0 | 0 | 0 | 0 | 0 | 0 | 0 | 0 | 0 | 0 | 0 | 0 | 46.2818 | 0
OR | Irrigation | DLC (Conventional) | Irrigation DLC | DRS.PX.SOR._.IRR.Irrigation DLC |  | 0.004 | 0.052 | X | 52 | 4 | 0 | 0 | 23.5809 | 0 | 0 | 0 | 5.6234 | 6.7181 | 0.6137 | 0 | 0 | 0 | 0 | 0 | 0 | 0 | 0 | 0 | 0 | 0 | 0 | 0 | 0 | 0 | 0 | 0 | 0 | 0 | 0 | 0 | 0 | 0 | 0 | 0 | 0 | 0 | 0 | 0 | 0 | 0 | 0 | 0 | 0 | 0 | 12.9552 | 0
UT | Irrigation | DLC (Conventional) | Irrigation DLC | DRS.PX.UTN._.IRR.Irrigation DLC |  | 0.004 | 0.052 | X | 52 | 4 | 0 | 0 | 30.1808 | 0 | 0 | 5 | 3.6129 | 2.8251 | 0.20224 | 0 | 0 | 0 | 0 | 0 | 0 | 0 | 0 | 0 | 0 | 0 | 0 | 0 | 0 | 0 | 0 | 0 | 0 | 0 | 0 | 0 | 0 | 0 | 0 | 0 | 0 | 0 | 0 | 0 | 0 | 0 | 0 | 0 | 0 | 0 | 11.6403 | 0
WA | Irrigation | DLC (Conventional) | Irrigation DLC | DRS.PX.YAK._.IRR.Irrigation DLC |  | 0.004 | 0.052 | X | 52 | 4 | 0 | 0 | 21.7142 | 0 | 0 | 0 | 2.6827 | 4.0024 | 1.319 | 0.67024 | 0 | 0.1109 | 0.038284 | 0.050228 | 0 | 0.098811 | 0.051121 | 0.011604 | 0.015196 | 0.056849 | 0 | 0 | 0 | 0.19937 | 0 | 0 | 0 | 0 | 0 | 0 | 0 | 0 | 0 | 0 | 0 | 0 | 0 | 0 | 0 | 0 | 0 | 0 | 0 | 0 | 9.3067 | 0
WY | Irrigation | DLC (Conventional) | Irrigation DLC | DRS.PX.WYC._.IRR.Irrigation DLC |  | 0.004 | 0.052 | X | 52 | 4 | 0 | 0 | 31.6008 | 0 | 0 | 0 | 0.70712 | 0.89087 | 0.44 | 0.20999 | 0 | 0 | 0 | 0 | 0 | 0 | 0 | 0 | 0 | 0.00016338 | 0 | 0 | 0 | 0.0047052 | 0 | 0 | 0 | 0 | 0 | 0 | 0 | 0 | 0 | 0 | 0 | 0 | 0 | 0 | 0 | 0 | 0 | 0 | 0 | 0 | 2.2529 | 0
CA | Residential | DLC (Conventional) | Pool Pump DLC | DRS.PX.NCA._.RES.Pool Pump - DLC | DRW.PX.NCA._.RES.Pool Pump - DLC | 0.006 | 0.018 |  | 18 | 6 | 18 | 6 | 726.2281 | 1914.6014 | 0 | 0 | 0.0051639 | 0.0069119 | 0.0034876 | 0.0017732 | 4.5753e-05 | 4.765e-05 | 4.7903e-05 | 4.5545e-05 | 4.532e-05 | 4.2817e-05 | 4.0264e-05 | 4.0029e-05 | 3.8405e-05 | 3.8629e-05 | 3.7898e-05 | 3.857e-05 | 3.8746e-05 | 7.7018e-05 | 0 | 0 | 0.0019587 | 0.0026217 | 0.0013229 | 0.00067259 | 1.7354e-05 | 1.8074e-05 | 1.817e-05 | 1.7276e-05 | 1.719e-05 | 1.6241e-05 | 1.5272e-05 | 1.5183e-05 | 1.4567e-05 | 1.4652e-05 | 1.4375e-05 | 1.463e-05 | 1.4697e-05 | 2.9214e-05 | 0.017961 | 0.0068128
ID | Residential | DLC (Conventional) | Pool Pump DLC | DRS.PX.GOE._.RES.Pool Pump - DLC | DRW.PX.GOE._.RES.Pool Pump - DLC | 0.006 | 0.018 |  | 18 | 6 | 18 | 6 | 792.437 | 2089.1521 | 0 | 0 | 0.0076142 | 0.01047 | 0.0055602 | 0.0030518 | 0.00042156 | 0.00041603 | 0.00040807 | 0.00040531 | 0.00040634 | 0.00039859 | 0.00037852 | 0.00037767 | 0.00037737 | 0.0003804 | 0.00038199 | 0.00037944 | 0.0003724 | 0.00073711 | 0 | 0 | 0.0028881 | 0.0039712 | 0.002109 | 0.0011576 | 0.0001599 | 0.0001578 | 0.00015479 | 0.00015374 | 0.00015413 | 0.00015119 | 0.00014358 | 0.00014325 | 0.00014314 | 0.00014429 | 0.00014489 | 0.00014393 | 0.00014126 | 0.00027959 | 0.032537 | 0.012341
OR | Residential | DLC (Conventional) | Pool Pump DLC | DRS.PX.SOR._.RES.Pool Pump - DLC | DRW.PX.SOR._.RES.Pool Pump - DLC | 0.006 | 0.018 |  | 18 | 6 | 18 | 6 | 735.903 | 1940.1078 | 0 | 0 | 0.073083 | 0.09912 | 0.051319 | 0.027185 | 0.0023346 | 0.0022832 | 0.0022746 | 0.0022959 | 0.0023244 | 0.0023355 | 0.0023478 | 0.0023406 | 0.002319 | 0.0022978 | 0.0022764 | 0.0022652 | 0.0022481 | 0.0044523 | 0 | 0 | 0.027721 | 0.037597 | 0.019466 | 0.010312 | 0.00088554 | 0.00086605 | 0.00086277 | 0.00087087 | 0.00088167 | 0.00088589 | 0.00089054 | 0.00088781 | 0.00087962 | 0.00087156 | 0.00086348 | 0.00085921 | 0.00085272 | 0.0016888 | 0.2851 | 0.10814
UT | Residential | DLC (Conventional) | Pool Pump DLC | DRS.PX.UTN._.RES.Pool Pump - DLC | DRW.PX.UTN._.RES.Pool Pump - DLC | 0.006 | 0.018 |  | 18 | 6 | 18 | 6 | 814.6703 | 2147.7671 | 0 | 0 | 0.088248 | 0.12197 | 0.065572 | 0.036728 | 0.0060228 | 0.005969 | 0.0058972 | 0.0058561 | 0.005829 | 0.0057749 | 0.0057051 | 0.0056571 | 0.0056012 | 0.0055454 | 0.0054922 | 0.0054393 | 0.0053887 | 0.010612 | 0 | 0 | 0.033473 | 0.046266 | 0.024872 | 0.013931 | 0.0022845 | 0.0022641 | 0.0022369 | 0.0022213 | 0.002211 | 0.0021905 | 0.002164 | 0.0021458 | 0.0021246 | 0.0021034 | 0.0020832 | 0.0020632 | 0.002044 | 0.0040254 | 0.39731 | 0.1507
WA | Residential | DLC (Conventional) | Pool Pump DLC | DRS.PX.YAK._.RES.Pool Pump - DLC | DRW.PX.YAK._.RES.Pool Pump - DLC | 0.006 | 0.018 |  | 18 | 6 | 18 | 6 | 671.0611 | 1769.1611 | 0 | 0 | 0.023218 | 0.031514 | 0.016348 | 0.0086835 | 0.00078421 | 0.00077771 | 0.00077101 | 0.00076456 | 0.00075565 | 0.00074824 | 0.00074074 | 0.00073318 | 0.00072226 | 0.0007147 | 0.00070516 | 0.00069699 | 0.00069022 | 0.0013825 | 0 | 0 | 0.0088067 | 0.011954 | 0.006201 | 0.0032938 | 0.00029746 | 0.000295 | 0.00029245 | 0.00029001 | 0.00028663 | 0.00028382 | 0.00028097 | 0.0002781 | 0.00027396 | 0.00027109 | 0.00026747 | 0.00026438 | 0.00026181 | 0.00052438 | 0.09075 | 0.034423
WY | Residential | DLC (Conventional) | Pool Pump DLC | DRS.PX.WYC._.RES.Pool Pump - DLC | DRW.PX.WYC._.RES.Pool Pump - DLC | 0.006 | 0.018 |  | 18 | 6 | 18 | 6 | 777.1782 | 2048.9242 | 0 | 0 | 0.0026651 | 0.0035861 | 0.0018283 | 0.00094574 | 4.8898e-05 | 4.8968e-05 | 4.9011e-05 | 4.675e-05 | 4.6355e-05 | 4.5694e-05 | 4.541e-05 | 4.5078e-05 | 4.4605e-05 | 4.4354e-05 | 4.4247e-05 | 4.4068e-05 | 4.3732e-05 | 8.7264e-05 | 0 | 0 | 0.0010109 | 0.0013602 | 0.00069349 | 0.00035873 | 1.8548e-05 | 1.8574e-05 | 1.859e-05 | 1.7733e-05 | 1.7583e-05 | 1.7332e-05 | 1.7225e-05 | 1.7099e-05 | 1.6919e-05 | 1.6824e-05 | 1.6783e-05 | 1.6716e-05 | 1.6588e-05 | 3.31e-05 | 0.0097097 | 0.003683
CA | C&I | DLC (Conventional) | Water Heater DLC | DRS.PX.NCA._.CI_.Water Heater - DLC | DRW.PX.NCA._.CI_.Water Heater - DLC | 0.004 | 0.1 |  | 100 | 4 | 100 | 4 | 178.0854 | 120.2271 | 0 | 0 | 0.11577 | 0.15241 | 0.073697 | 0.033626 | 0 | 0 | 0 | 0 | 0 | 0 | 0 | 0 | 0 | 0 | 0 | 0 | 0 | 0 | 0 | 0 | 0.17159 | 0.22578 | 0.10902 | 0.049527 | 0 | 0 | 0 | 0 | 0 | 0 | 0 | 0 | 0 | 0 | 0 | 0 | 0 | 0 | 0.37551 | 0.55592
ID | C&I | DLC (Conventional) | Water Heater DLC | DRS.PX.GOE._.CI_.Water Heater - DLC | DRW.PX.GOE._.CI_.Water Heater - DLC | 0.004 | 0.1 |  | 100 | 4 | 100 | 4 | 209.7641 | 141.7063 | 0 | 0 | 0.10553 | 0.1376 | 0.068492 | 0.034595 | 0.0013478 | 0.0011202 | 0.0006291 | 0.0002423 | 0.00020257 | 0 | 0 | 0 | 0 | 0 | 0 | 0 | 0 | 0 | 0 | 0 | 0.15633 | 0.20369 | 0.10124 | 0.050957 | 0.0017172 | 0.0013766 | 0.00061887 | 0 | 0 | 0 | 0 | 0 | 0 | 0 | 0 | 0 | 0 | 0 | 0.34976 | 0.51593
OR | C&I | DLC (Conventional) | Water Heater DLC | DRS.PX.SOR._.CI_.Water Heater - DLC | DRW.PX.SOR._.CI_.Water Heater - DLC | 0.004 | 0.1 |  | 100 | 4 | 100 | 4 | 162.3019 | 109.4492 | 0 | 0 | 0.92195 | 1.0708 | 0.36126 | 0.026945 | 0 | 0 | 0 | 0 | 0 | 0 | 0 | 0 | 0 | 0 | 0 | 0 | 0 | 0 | 0 | 0 | 1.3672 | 1.5879 | 0.53572 | 0.039956 | 0 | 0 | 0 | 0 | 0 | 0 | 0 | 0 | 0 | 0 | 0 | 0 | 0 | 0 | 2.381 | 3.5308
UT | C&I | DLC (Conventional) | Water Heater DLC | DRS.PX.UTN._.CI_.Water Heater - DLC | DRW.PX.UTN._.CI_.Water Heater - DLC | 0.004 | 0.1 |  | 100 | 4 | 100 | 4 | 215.7406 | 145.7194 | 0 | 0 | 0.99434 | 1.3397 | 0.68256 | 0.34598 | 0.0065353 | 0.0045221 | 0.00089831 | 0 | 0 | 0 | 0 | 0 | 0 | 0 | 0 | 0 | 0 | 0 | 0 | 0 | 1.4731 | 1.9835 | 1.0092 | 0.50981 | 0.0070044 | 0.0039603 | 0 | 0 | 0 | 0 | 0 | 0 | 0 | 0 | 0 | 0 | 0 | 0 | 3.3745 | 4.9866
WA | C&I | DLC (Conventional) | Water Heater DLC | DRS.PX.YAK._.CI_.Water Heater - DLC | DRW.PX.YAK._.CI_.Water Heater - DLC | 0.004 | 0.1 |  | 100 | 4 | 100 | 4 | 147.2519 | 99.3051 | 0 | 0 | 0.21126 | 0.24581 | 0.083197 | 0.0065017 | 0 | 0 | 0 | 0 | 0 | 0 | 0 | 0 | 0 | 0 | 0 | 0 | 0 | 0 | 0 | 0 | 0.31326 | 0.36449 | 0.12337 | 0.0096407 | 0 | 0 | 0 | 0 | 0 | 0 | 0 | 0 | 0 | 0 | 0 | 0 | 0 | 0 | 0.54676 | 0.81075
WY | C&I | DLC (Conventional) | Water Heater DLC | DRS.PX.WYC._.CI_.Water Heater - DLC | DRW.PX.WYC._.CI_.Water Heater - DLC | 0.004 | 0.1 |  | 100 | 4 | 100 | 4 | 204.2136 | 137.9102 | 0 | 0 | 0.24328 | 0.31153 | 0.14894 | 0.070215 | 0 | 0 | 0 | 0 | 0 | 0 | 0 | 0 | 0 | 0 | 0 | 0 | 0 | 0 | 0 | 0 | 0.36044 | 0.46132 | 0.22027 | 0.10349 | 0 | 0 | 0 | 0 | 0 | 0 | 0 | 0 | 0 | 0 | 0 | 0 | 0 | 0 | 0.77396 | 1.1455
CA | Residential | DLC (Conventional) | Water Heater DLC | DRS.PX.NCA._.RES.Water Heater - DLC | DRW.PX.NCA._.RES.Water Heater - DLC | 0.006 | 0.1 |  | 100 | 6 | 100 | 6 | 153.4164 | 102.7717 | 0 | 0 | 1.0214 | 1.3802 | 0.70951 | 0.37118 | 0.024657 | 0.023954 | 0.023029 | 0.022523 | 0.02211 | 0.021395 | 0.020744 | 0.020628 | 0.020272 | 0.020341 | 0.020252 | 0.020483 | 0.020642 | 0.041642 | 0 | 0 | 1.5247 | 2.0604 | 1.0591 | 0.5541 | 0.036806 | 0.035757 | 0.034375 | 0.033619 | 0.033003 | 0.031936 | 0.030965 | 0.030792 | 0.03026 | 0.030364 | 0.030231 | 0.030576 | 0.030814 | 0.062162 | 3.8049 | 5.6799
ID | Residential | DLC (Conventional) | Water Heater DLC | DRS.PX.GOE._.RES.Water Heater - DLC | DRW.PX.GOE._.RES.Water Heater - DLC | 0.006 | 0.1 |  | 100 | 6 | 100 | 6 | 172.7399 | 115.4761 | 0 | 0 | 1.0699 | 1.5135 | 0.8494 | 0.50499 | 0.1248 | 0.12565 | 0.12612 | 0.12737 | 0.12923 | 0.13078 | 0.13041 | 0.13321 | 0.13619 | 0.13984 | 0.14243 | 0.13689 | 0.13867 | 0.28515 | 0 | 0 | 1.6005 | 2.264 | 1.2706 | 0.75541 | 0.18668 | 0.18796 | 0.18866 | 0.19052 | 0.19331 | 0.19563 | 0.19508 | 0.19926 | 0.20373 | 0.20918 | 0.21306 | 0.20476 | 0.20741 | 0.4265 | 5.9446 | 8.8923
OR | Residential | DLC (Conventional) | Water Heater DLC | DRS.PX.SOR._.RES.Water Heater - DLC | DRW.PX.SOR._.RES.Water Heater - DLC | 0.006 | 0.1 |  | 100 | 6 | 100 | 6 | 137.8186 | 92.1784 | 0 | 0.0029537 | 6.0374 | 11.4792 | 4.2816 | 0.77366 | 0 | 0 | 0 | 0 | 0 | 0 | 0 | 0 | 0 | 0 | 0 | 0 | 0 | 0 | 0 | 0.038119 | 9.0258 | 17.1628 | 6.4015 | 1.1567 | 0 | 0 | 0 | 0 | 0 | 0 | 0 | 0 | 0 | 0 | 0 | 0 | 0 | 0 | 22.5748 | 33.7849
UT | Residential | DLC (Conventional) | Water Heater DLC | DRS.PX.UTN._.RES.Water Heater - DLC | DRW.PX.UTN._.RES.Water Heater - DLC | 0.006 | 0.1 |  | 100 | 6 | 100 | 6 | 181.5479 | 121.3326 | 0 | 0 | 4.6201 | 6.9456 | 4.3737 | 3.0287 | 1.3299 | 1.4067 | 1.4868 | 1.5737 | 1.6668 | 1.7675 | 1.8729 | 1.9864 | 2.1056 | 2.2317 | 2.365 | 2.5059 | 2.6548 | 5.7881 | 0 | 0 | 6.913 | 10.3926 | 6.5443 | 4.5318 | 1.9898 | 2.1048 | 2.2246 | 2.3546 | 2.494 | 2.6447 | 2.8025 | 2.9722 | 3.1506 | 3.3392 | 3.5387 | 3.7495 | 3.9723 | 8.6606 | 49.7098 | 74.3799
WA | Residential | DLC (Conventional) | Water Heater DLC | DRS.PX.YAK._.RES.Water Heater - DLC | DRW.PX.YAK._.RES.Water Heater - DLC | 0.006 | 0.1 |  | 100 | 6 | 100 | 6 | 121.889 | 81.5346 | 0 | 0.024502 | 0.73782 | 2.9628 | 1.1051 | 0.19968 | 0 | 0 | 0 | 0 | 0 | 0 | 0 | 0 | 0 | 0 | 0 | 0 | 0 | 0 | 0 | 0 | 1.103 | 4.4291 | 1.652 | 0.29851 | 0 | 0 | 0 | 0 | 0 | 0 | 0 | 0 | 0 | 0 | 0 | 0 | 0 | 0 | 5.0298 | 7.4826
WY | Residential | DLC (Conventional) | Water Heater DLC | DRS.PX.WYC._.RES.Water Heater - DLC | DRW.PX.WYC._.RES.Water Heater - DLC | 0.006 | 0.1 |  | 100 | 6 | 100 | 6 | 165.3753 | 110.5286 | 0 | 0 | 1.3744 | 1.8351 | 0.91897 | 0.45957 | 0 | 0 | 0 | 0 | 0 | 0 | 0 | 0 | 0 | 0 | 0 | 0 | 0 | 0 | 0 | 0 | 2.0564 | 2.7457 | 1.375 | 0.68762 | 0 | 0 | 0 | 0 | 0 | 0 | 0 | 0 | 0 | 0 | 0 | 0 | 0 | 0 | 4.5881 | 6.8648
CA | Residential | DLC (Smart / Interactive) | DLC of Smart Home | DRS.PX.NCA._.RES.Home Energy Mgmt Sys | DRW.PX.NCA._.RES.Home Energy Mgmt Sys | 0.006 | 0.02 |  | 20 | 6 | 20 | 6 | 707.5802 | 358.2828 | 0 | 0 | 0.001507 | 0.0025398 | 0.0021015 | 0.0019912 | 0.001768 | 0.001926 | 0.0019489 | 0.0018108 | 0.0015246 | 0.0011895 | 0.00076647 | 0.00041544 | 0.00016345 | 2.8222e-05 | 0 | 0 | 0 | 0 | 0 | 0 | 0.0029763 | 0.0050159 | 0.0041503 | 0.0039326 | 0.0034917 | 0.0038036 | 0.0038489 | 0.0035763 | 0.0030109 | 0.0023491 | 0.0015137 | 0.00082047 | 0.0003228 | 5.5737e-05 | 0 | 0 | 0 | 0 | 0.019681 | 0.038868
ID | Residential | DLC (Smart / Interactive) | DLC of Smart Home | DRS.PX.GOE._.RES.Home Energy Mgmt Sys | DRW.PX.GOE._.RES.Home Energy Mgmt Sys | 0.006 | 0.02 |  | 20 | 6 | 20 | 6 | 791.182 | 400.6146 | 0 | 0 | 0.003101 | 0.0053542 | 0.0045126 | 0.0043026 | 0.0037971 | 0.0041615 | 0.0042752 | 0.00402 | 0.0034373 | 0.0026626 | 0.0016671 | 0.00085945 | 0.00027057 | 0 | 0 | 0 | 0 | 0 | 0 | 0 | 0.0061243 | 0.010574 | 0.008912 | 0.0084973 | 0.007499 | 0.0082186 | 0.0084432 | 0.0079392 | 0.0067884 | 0.0052585 | 0.0032923 | 0.0016973 | 0.00053436 | 0 | 0 | 0 | 0 | 0 | 0.042421 | 0.083779
OR | Residential | DLC (Smart / Interactive) | DLC of Smart Home | DRS.PX.SOR._.RES.Home Energy Mgmt Sys | DRW.PX.SOR._.RES.Home Energy Mgmt Sys | 0.006 | 0.02 |  | 20 | 6 | 20 | 6 | 709.6622 | 359.337 | 0 | 0 | 0.021634 | 0.036373 | 0.029342 | 0.026858 | 0.023477 | 0.024934 | 0.024928 | 0.0226 | 0.018528 | 0.01384 | 0.0082048 | 0.003664 | 0.00048913 | 0 | 0 | 0 | 0 | 0 | 0 | 0 | 0.042725 | 0.071834 | 0.057947 | 0.053043 | 0.046366 | 0.049242 | 0.049232 | 0.044633 | 0.036591 | 0.027332 | 0.016204 | 0.0072362 | 0.000966 | 0 | 0 | 0 | 0 | 0 | 0.25487 | 0.50335
UT | Residential | DLC (Smart / Interactive) | DLC of Smart Home | DRS.PX.UTN._.RES.Home Energy Mgmt Sys | DRW.PX.UTN._.RES.Home Energy Mgmt Sys | 0.006 | 0.02 |  | 20 | 6 | 20 | 6 | 819.8517 | 415.1314 | 0 | 0 | 0.034307 | 0.064755 | 0.057699 | 0.055355 | 0.046557 | 0.050619 | 0.051901 | 0.048431 | 0.041157 | 0.031574 | 0.01937 | 0.0093402 | 0.0018446 | 0 | 0 | 0 | 0 | 0 | 0 | 0 | 0.067753 | 0.12789 | 0.11395 | 0.10932 | 0.091946 | 0.099969 | 0.1025 | 0.095648 | 0.081282 | 0.062357 | 0.038255 | 0.018446 | 0.0036429 | 0 | 0 | 0 | 0 | 0 | 0.51291 | 1.013
WA | Residential | DLC (Smart / Interactive) | DLC of Smart Home | DRS.PX.YAK._.RES.Home Energy Mgmt Sys | DRW.PX.YAK._.RES.Home Energy Mgmt Sys | 0.006 | 0.02 |  | 20 | 6 | 20 | 6 | 637.4249 | 322.7597 | 0 | 0 | 0.0044469 | 0.0069153 | 0.0051457 | 0.0045136 | 0.0040989 | 0.004279 | 0.0041968 | 0.0036939 | 0.0028989 | 0.0020651 | 0.0010808 | 0.0003081 | 0 | 0 | 0 | 0 | 0 | 0 | 0 | 0 | 0.0087823 | 0.013657 | 0.010162 | 0.008914 | 0.0080951 | 0.0084506 | 0.0082884 | 0.0072951 | 0.0057252 | 0.0040784 | 0.0021345 | 0.00060847 | 0 | 0 | 0 | 0 | 0 | 0 | 0.043643 | 0.086192
WY | Residential | DLC (Smart / Interactive) | DLC of Smart Home | DRS.PX.WYC._.RES.Home Energy Mgmt Sys | DRW.PX.WYC._.RES.Home Energy Mgmt Sys | 0.006 | 0.02 |  | 20 | 6 | 20 | 6 | 786.9525 | 398.4729 | 0 | 0 | 0.0050896 | 0.0091793 | 0.0079782 | 0.0076571 | 0.0065765 | 0.0071939 | 0.0073837 | 0.0069514 | 0.0059883 | 0.0046923 | 0.0030978 | 0.0017774 | 0.00082232 | 0.00030807 | 0 | 0 | 0 | 0 | 0 | 0 | 0.010052 | 0.018128 | 0.015756 | 0.015122 | 0.012988 | 0.014207 | 0.014582 | 0.013728 | 0.011826 | 0.0092669 | 0.0061178 | 0.0035103 | 0.001624 | 0.00060841 | 0 | 0 | 0 | 0 | 0.074696 | 0.14752
CA | C&I | DLC (Smart / Interactive) | GIWH DLC | DRS.PX.NCA._.CI_.Grid Interactive Water Htr | DRW.PX.NCA._.CI_.Grid Interactive Water Htr | 0.004 | 0.1 |  | 100 | 4 | 100 | 4 | 105.4042 | 71.2729 | 0 | 0 | 0.00011748 | 0.00024849 | 0.00043917 | 0.00075486 | 0.0010774 | 0.0016677 | 0.0021831 | 0.0025744 | 0.0031904 | 0.0015278 | 0.0014322 | 0.0013685 | 0.0011664 | 0.0011441 | 0.0011006 | 0.0010741 | 0.0010487 | 0.0020008 | 0 | 0 | 0.00017348 | 0.00036726 | 0.0006496 | 0.0011181 | 0.0015981 | 0.002475 | 0.0032425 | 0.0038299 | 0.0047513 | 0.002287 | 0.0021526 | 0.0020612 | 0.001783 | 0.0017483 | 0.0016854 | 0.0016457 | 0.0016081 | 0.0030766 | 0.024116 | 0.036253
ID | C&I | DLC (Smart / Interactive) | GIWH DLC | DRS.PX.GOE._.CI_.Grid Interactive Water Htr | DRW.PX.GOE._.CI_.Grid Interactive Water Htr | 0.004 | 0.1 |  | 100 | 4 | 100 | 4 | 162.7332 | 109.7144 | 0 | 0 | 7.9327e-05 | 0.00017139 | 0.00031355 | 0.00055725 | 0.0008295 | 0.0013156 | 0.0017633 | 0.0022658 | 0.0030381 | 0.0017566 | 0.0017477 | 0.0017449 | 0.0017043 | 0.0016911 | 0.001667 | 0.0016599 | 0.0015596 | 0.0031225 | 0 | 0 | 0.00011745 | 0.00025408 | 0.0004652 | 0.00082771 | 0.0012333 | 0.0019571 | 0.0026254 | 0.0033765 | 0.0045295 | 0.0026269 | 0.0026191 | 0.0026185 | 0.0025665 | 0.0025512 | 0.0025213 | 0.0025136 | 0.0023794 | 0.0047657 | 0.026987 | 0.040549
OR | C&I | DLC (Smart / Interactive) | GIWH DLC | DRS.PX.SOR._.CI_.Grid Interactive Water Htr | DRW.PX.SOR._.CI_.Grid Interactive Water Htr | 0.004 | 0.1 |  | 100 | 4 | 100 | 4 | 91.8809 | 61.9987 | 0 | 0 | 0.29026 | 0.6294 | 0.5778 | 0.50926 | 0.33657 | 0.33381 | 0.32931 | 0.32394 | 0.31845 | 0.26218 | 0.21103 | 0.17339 | 0.1311 | 0.10323 | 0.080781 | 0.064577 | 0.033815 | 0.040854 | 0 | 0 | 0.42956 | 0.93244 | 0.85701 | 0.75722 | 0.50222 | 0.4982 | 0.49196 | 0.48446 | 0.47647 | 0.39351 | 0.31868 | 0.2629 | 0.20152 | 0.16031 | 0.12697 | 0.10258 | 0.058881 | 0.076484 | 4.7498 | 7.1314
UT | C&I | DLC (Smart / Interactive) | GIWH DLC | DRS.PX.UTN._.CI_.Grid Interactive Water Htr | DRW.PX.UTN._.CI_.Grid Interactive Water Htr | 0.004 | 0.1 |  | 100 | 4 | 100 | 4 | 167.0534 | 112.6388 | 0 | 0 | 0.00073009 | 0.0016171 | 0.0029847 | 0.0053218 | 0.0078799 | 0.012506 | 0.016794 | 0.021607 | 0.028954 | 0.016747 | 0.016579 | 0.016506 | 0.016056 | 0.01582 | 0.015534 | 0.015379 | 0.014322 | 0.02857 | 0 | 0 | 0.0010809 | 0.002397 | 0.0044275 | 0.0079036 | 0.011715 | 0.018602 | 0.025002 | 0.032194 | 0.043162 | 0.025042 | 0.02485 | 0.024777 | 0.024185 | 0.023878 | 0.0235 | 0.023299 | 0.021876 | 0.043676 | 0.25391 | 0.38157
WA | C&I | DLC (Smart / Interactive) | GIWH DLC | DRS.PX.YAK._.CI_.Grid Interactive Water Htr | DRW.PX.YAK._.CI_.Grid Interactive Water Htr | 0.004 | 0.1 |  | 100 | 4 | 100 | 4 | 83.1971 | 56.1425 | 0 | 0 | 0.066726 | 0.1448 | 0.13289 | 0.11731 | 0.077562 | 0.076532 | 0.075446 | 0.074846 | 0.074141 | 0.061198 | 0.049759 | 0.041288 | 0.031164 | 0.024586 | 0.018872 | 0.014722 | 0.0075489 | 0.01027 | 0 | 0 | 0.098735 | 0.2145 | 0.19712 | 0.17444 | 0.11574 | 0.11423 | 0.11272 | 0.11195 | 0.11094 | 0.091859 | 0.075118 | 0.06257 | 0.047863 | 0.038146 | 0.029666 | 0.023421 | 0.013238 | 0.018952 | 1.0997 | 1.6512
WY | C&I | DLC (Smart / Interactive) | GIWH DLC | DRS.PX.WYC._.CI_.Grid Interactive Water Htr | DRW.PX.WYC._.CI_.Grid Interactive Water Htr | 0.004 | 0.1 |  | 100 | 4 | 100 | 4 | 159.6351 | 107.7136 | 0 | 0 | 0.00015506 | 0.00033793 | 0.0006217 | 0.0011094 | 0.0016563 | 0.0026333 | 0.0035421 | 0.0045622 | 0.0061137 | 0.00351 | 0.0034347 | 0.003378 | 0.0032375 | 0.0031465 | 0.0030458 | 0.0029745 | 0.0027335 | 0.0052823 | 0 | 0 | 0.00022942 | 0.00050054 | 0.00092157 | 0.0016465 | 0.0024609 | 0.0039146 | 0.0052703 | 0.0067937 | 0.0091085 | 0.005245 | 0.0051443 | 0.0050666 | 0.0048741 | 0.0047479 | 0.0046075 | 0.0045065 | 0.0041767 | 0.0080911 | 0.051474 | 0.077306
CA | Residential | DLC (Smart / Interactive) | GIWH DLC | DRS.PX.NCA._.RES.Grid Interactive Water Htr | DRW.PX.NCA._.RES.Grid Interactive Water Htr | 0.006 | 0.1 |  | 100 | 6 | 100 | 6 | 89.8244 | 61.6386 | 0 | 0 | 0.00057971 | 0.0013448 | 0.0025633 | 0.0047281 | 0.0072436 | 0.01179 | 0.016355 | 0.02089 | 0.027545 | 0.016731 | 0.017365 | 0.017932 | 0.018409 | 0.018846 | 0.01922 | 0.019573 | 0.019887 | 0.040604 | 0 | 0 | 0.00084476 | 0.0019597 | 0.0037355 | 0.0068903 | 0.010556 | 0.017182 | 0.023836 | 0.030445 | 0.040144 | 0.024385 | 0.02531 | 0.026138 | 0.026833 | 0.027471 | 0.028017 | 0.028532 | 0.02899 | 0.05919 | 0.28161 | 0.41046
ID | Residential | DLC (Smart / Interactive) | GIWH DLC | DRS.PX.GOE._.RES.Grid Interactive Water Htr | DRW.PX.GOE._.RES.Grid Interactive Water Htr | 0.006 | 0.1 |  | 100 | 6 | 100 | 6 | 126.4996 | 87.0458 | 0 | 0 | 0.00085896 | 0.0020014 | 0.0038162 | 0.007034 | 0.010784 | 0.017553 | 0.024343 | 0.032361 | 0.044523 | 0.0286 | 0.02991 | 0.031265 | 0.032597 | 0.033962 | 0.035271 | 0.036015 | 0.037235 | 0.07845 | 0 | 0 | 0.0012483 | 0.0029085 | 0.0055458 | 0.010222 | 0.015672 | 0.025508 | 0.035377 | 0.047029 | 0.064703 | 0.041563 | 0.043467 | 0.045436 | 0.047372 | 0.049356 | 0.051259 | 0.052341 | 0.054114 | 0.11401 | 0.48658 | 0.70714
OR | Residential | DLC (Smart / Interactive) | GIWH DLC | DRS.PX.SOR._.RES.Grid Interactive Water Htr | DRW.PX.SOR._.RES.Grid Interactive Water Htr | 0.006 | 0.1 |  | 100 | 6 | 100 | 6 | 72.7633 | 50.0304 | 0 | 0.57471 | 1.9075 | 6.2982 | 6.1166 | 5.7967 | 4.274 | 4.4122 | 4.541 | 4.6585 | 4.7624 | 4.2375 | 3.7903 | 3.404 | 3.0706 | 2.7856 | 2.5364 | 2.2818 | 2.1021 | 3.7639 | 0 | 0.47217 | 2.7742 | 9.16 | 8.8959 | 8.4306 | 6.2161 | 6.4171 | 6.6043 | 6.7752 | 6.9264 | 6.1629 | 5.5125 | 4.9508 | 4.4658 | 4.0513 | 3.6889 | 3.3189 | 3.0575 | 5.4748 | 71.314 | 103.3553
UT | Residential | DLC (Smart / Interactive) | GIWH DLC | DRS.PX.UTN._.RES.Grid Interactive Water Htr | DRW.PX.UTN._.RES.Grid Interactive Water Htr | 0.006 | 0.1 |  | 100 | 6 | 100 | 6 | 129.3091 | 89.0139 | 0 | 0 | 0.0052425 | 0.012256 | 0.023606 | 0.044024 | 0.068371 | 0.11269 | 0.15883 | 0.21473 | 0.30003 | 0.20717 | 0.22828 | 0.25086 | 0.27504 | 0.30107 | 0.32919 | 0.3596 | 0.39254 | 0.89493 | 0 | 0 | 0.0076157 | 0.017805 | 0.034292 | 0.063952 | 0.099322 | 0.16371 | 0.23073 | 0.31193 | 0.43584 | 0.30096 | 0.33163 | 0.36443 | 0.39955 | 0.43736 | 0.47821 | 0.52239 | 0.57024 | 1.3 | 4.1785 | 6.07
WA | Residential | DLC (Smart / Interactive) | GIWH DLC | DRS.PX.YAK._.RES.Grid Interactive Water Htr | DRW.PX.YAK._.RES.Grid Interactive Water Htr | 0.006 | 0.1 |  | 100 | 6 | 100 | 6 | 88.0492 | 59.1152 | 0 | 0.15139 | 0.35489 | 1.3898 | 1.3685 | 1.3093 | 0.97716 | 1.011 | 1.0407 | 1.0646 | 1.0847 | 0.9447 | 0.82439 | 0.72156 | 0.63309 | 0.55753 | 0.49256 | 0.43695 | 0.38939 | 0.66447 | 0 | 0 | 0.52925 | 2.071 | 2.0358 | 1.9448 | 1.4487 | 1.4979 | 1.5409 | 1.5756 | 1.6047 | 1.4009 | 1.2258 | 1.0761 | 0.94713 | 0.8371 | 0.74239 | 0.66135 | 0.59205 | 1.0181 | 15.4167 | 22.7495
WY | Residential | DLC (Smart / Interactive) | GIWH DLC | DRS.PX.WYC._.RES.Grid Interactive Water Htr | DRW.PX.WYC._.RES.Grid Interactive Water Htr | 0.006 | 0.1 |  | 100 | 6 | 100 | 6 | 124.7332 | 85.8612 | 0 | 0 | 0.00073193 | 0.001728 | 0.0033245 | 0.0061578 | 0.0094544 | 0.015372 | 0.021272 | 0.028132 | 0.038441 | 0.023524 | 0.023629 | 0.023598 | 0.023463 | 0.023265 | 0.023025 | 0.022756 | 0.022467 | 0.04409 | 0 | 0 | 0.0010633 | 0.0025103 | 0.0048297 | 0.0089457 | 0.013735 | 0.022332 | 0.030903 | 0.04087 | 0.055846 | 0.034175 | 0.034327 | 0.034283 | 0.034087 | 0.033799 | 0.033451 | 0.033059 | 0.03264 | 0.064053 | 0.35443 | 0.51491
CA | C&I | DLC (Smart / Interactive) | Smart Thermostats | DRS.PX.NCA._.CI_.Smart Thermostats | DRW.PX.NCA._.CI_.Smart Thermostats | 0.004 | 0.06 |  | 60 | 4 | 60 | 4 | 21.0009 | 21.0761 | 0 | 0 | 0.10481 | 0.15045 | 0.089191 | 0.057813 | 0.019188 | 0.015334 | 0.012255 | 0.0097937 | 0.0078264 | 0.0062552 | 0.0045023 | 0.0035887 | 0.0028596 | 0.0022824 | 0.0018208 | 8.7001e-06 | 4.6429e-06 | 0 | 0 | 0 | 0.10474 | 0.15034 | 0.088854 | 0.054834 | 0.016378 | 0.013698 | 0.006584 | 0.010606 | 0 | 0.001937 | 0 | 0.0038584 | 0 | 0.0071137 | 0 | 0.0017358 | 0 | 0.0026618 | 0.48799 | 0.46334
ID | C&I | DLC (Smart / Interactive) | Smart Thermostats | DRS.PX.GOE._.CI_.Smart Thermostats | DRW.PX.GOE._.CI_.Smart Thermostats | 0.004 | 0.06 |  | 60 | 4 | 60 | 4 | 32.2645 | 31.493 | 0 | 0 | 0.10702 | 0.1485 | 0.085179 | 0.053675 | 0.0023263 | 0.0025888 | 0 | 0.013505 | 0 | 0 | 0 | 0 | 0.035465 | 0 | 0 | 0 | 0 | 0.015903 | 0 | 0 | 0.10939 | 0.15127 | 0.087946 | 0.057701 | 0.019431 | 0.013979 | 0.0062841 | 0 | 0 | 0.031073 | 0 | 0.003067 | 0 | 0 | 0.0057533 | 0 | 0.0033816 | 0 | 0.46416 | 0.48928
OR | C&I | DLC (Smart / Interactive) | Smart Thermostats | DRS.PX.SOR._.CI_.Smart Thermostats | DRW.PX.SOR._.CI_.Smart Thermostats | 0.004 | 0.06 |  | 60 | 4 | 60 | 4 | 21.3918 | 21.3918 | 0 | 0 | 0.86316 | 1.2643 | 0.77294 | 0.50678 | 0.15256 | 0.12497 | 0.10032 | 0.077176 | 0.059316 | 0.043356 | 0.033912 | 0.026447 | 0.022008 | 0.017811 | 0.012756 | 0.00023312 | 0.00031203 | 0 | 0 | 0 | 0.86316 | 1.2643 | 0.77294 | 0.50678 | 0.15256 | 0.12497 | 0.10032 | 0.077176 | 0.059316 | 0.043356 | 0.033912 | 0.026447 | 0.022008 | 0.017811 | 0.012756 | 0.00023312 | 0.00031203 | 0 | 4.0783 | 4.0783
UT | C&I | DLC (Smart / Interactive) | Smart Thermostats | DRS.PX.UTN._.CI_.Smart Thermostats | DRW.PX.UTN._.CI_.Smart Thermostats | 0.004 | 0.06 |  | 60 | 4 | 60 | 4 | 32.5461 | 32.5461 | 0 | 0 | 0.96739 | 1.4166 | 0.87562 | 0.5812 | 0.18228 | 0.1476 | 0.11962 | 0.0968 | 0.078317 | 0.058739 | 0.048263 | 0.039477 | 0.032165 | 0.026114 | 0.017794 | 0 | 0 | 0 | 0 | 0 | 0.96739 | 1.4166 | 0.87562 | 0.5812 | 0.18228 | 0.1476 | 0.11962 | 0.0968 | 0.078317 | 0.058739 | 0.048263 | 0.039477 | 0.032165 | 0.026114 | 0.017794 | 0 | 0 | 0 | 4.688 | 4.688
WA | C&I | DLC (Smart / Interactive) | Smart Thermostats | DRS.PX.YAK._.CI_.Smart Thermostats | DRW.PX.YAK._.CI_.Smart Thermostats | 0.004 | 0.06 |  | 60 | 4 | 60 | 4 | 19.3857 | 19.3857 | 0 | 0 | 0.1928 | 0.28353 | 0.17361 | 0.11417 | 0.034574 | 0.027795 | 0.022348 | 0.017919 | 0.0143 | 0.010598 | 0.00866 | 0.0070392 | 0.0057617 | 0.0046535 | 0.0030448 | 0 | 6.3056e-05 | 0.00017106 | 0 | 0 | 0.1928 | 0.28353 | 0.17361 | 0.11417 | 0.034574 | 0.027795 | 0.022348 | 0.017984 | 0.014479 | 0.010744 | 0.0087994 | 0.0070718 | 0.00099294 | 0 | 0 | 0 | 0 | 0 | 0.92103 | 0.90889
WY | C&I | DLC (Smart / Interactive) | Smart Thermostats | DRS.PX.WYC._.CI_.Smart Thermostats | DRW.PX.WYC._.CI_.Smart Thermostats | 0.004 | 0.06 |  | 60 | 4 | 60 | 4 | 34.3234 | 32.2076 | 0 | 0 | 0.25054 | 0.33251 | 0.18607 | 0.11408 | 0.028822 | 0.0062824 | 0.011875 | 0.010047 | 0.0011705 | 0 | 0 | 0 | 0 | 0 | 0 | 0 | 0 | 0 | 0 | 0 | 0.26196 | 0.35906 | 0.19864 | 0.12587 | 0.023426 | 0.013993 | 0.0068815 | 0.015478 | 0.0018801 | 0.0013547 | 0 | 0 | 0 | 0.0041509 | 0 | 0 | 0 | 0.002921 | 0.9414 | 1.0156
CA | Residential | DLC (Smart / Interactive) | Smart Thermostats | DRS.PX.NCA._.RES.Smart Thermostats | DRW.PX.NCA._.RES.Smart Thermostats | 0.006 | 0.06 |  | 60 | 6 | 60 | 6 | 12.394 | 14.5141 | 0 | 0 | 0.067898 | 0.12413 | 0.10532 | 0.097389 | 0.075715 | 0.083597 | 0.085954 | 0.081523 | 0.070525 | 0.015936 | 0.0014139 | 0.00016219 | 1.9984e-15 | 0 | 1.9984e-15 | 0 | 1.9984e-15 | 0 | 0 | 0 | 0.05798 | 0.10599 | 0.089934 | 0.083163 | 0.064655 | 0.071386 | 0.073399 | 0.069615 | 0.060224 | 0.013608 | 0.0012074 | 0.0001385 | 0 | 0 | 0 | 0 | 1.9984e-15 | 9.992e-16 | 0.80955 | 0.69131
ID | Residential | DLC (Smart / Interactive) | Smart Thermostats | DRS.PX.GOE._.RES.Smart Thermostats | DRW.PX.GOE._.RES.Smart Thermostats | 0.006 | 0.06 |  | 60 | 6 | 60 | 6 | 17.2927 | 20.2507 | 0 | 0 | 0.27182 | 0.47632 | 0.39721 | 0.37151 | 0.30261 | 0.33991 | 0.24017 | 0.19817 | 0.11962 | 0.024423 | 0.0022519 | 0 | 0 | 0 | 0 | 0 | 0 | 0 | 0 | 0 | 0.23211 | 0.40674 | 0.33919 | 0.31724 | 0.25841 | 0.29026 | 0.20509 | 0.16922 | 0.10215 | 0.020855 | 0.001923 | 0 | 0 | 0 | 0 | 0 | 0 | 0 | 2.744 | 2.3432
OR | Residential | DLC (Smart / Interactive) | Smart Thermostats | DRS.PX.SOR._.RES.Smart Thermostats | DRW.PX.SOR._.RES.Smart Thermostats | 0.006 | 0.06 |  | 60 | 6 | 60 | 6 | 12.4581 | 14.5891 | 0 | 0.12006 | 1.7976 | 5.3598 | 4.5934 | 4.3005 | 3.4096 | 3.7976 | 2.5875 | 2.0915 | 1.2048 | 0.21155 | 0.054986 | 0.0060711 | 0.0073023 | 0.0073844 | 0.0081627 | 0.0095873 | 0.009893 | 0.014109 | 0 | 0.95646 | 1.535 | 4.5769 | 3.9225 | 3.6724 | 2.9116 | 3.2429 | 2.2096 | 1.786 | 1.0288 | 0.18065 | 0.046954 | 0.0051843 | 0.0062356 | 0.0063058 | 0.0069704 | 0.0081869 | 0.0084479 | 0.012048 | 29.5915 | 26.1231
UT | Residential | DLC (Smart / Interactive) | Smart Thermostats | DRS.PX.UTN._.RES.Smart Thermostats | DRW.PX.UTN._.RES.Smart Thermostats | 0.006 | 0.06 |  | 60 | 6 | 60 | 6 | 17.8556 | 20.9099 | 0 | 0 | 5.4851 | 10.1364 | 8.7978 | 8.3603 | 6.783 | 7.6379 | 5.4561 | 4.5243 | 2.7566 | 0.58789 | 0.022286 | 0 | 0 | 0 | 0 | 0 | 0 | 0 | 0 | 0 | 4.6839 | 8.6558 | 7.5127 | 7.1391 | 5.7923 | 6.5222 | 4.6591 | 3.8634 | 2.3539 | 0.50202 | 0.019031 | 0 | 0 | 0 | 0 | 0 | 0 | 0 | 60.5476 | 51.7036
WA | Residential | DLC (Smart / Interactive) | Smart Thermostats | DRS.PX.YAK._.RES.Smart Thermostats | DRW.PX.YAK._.RES.Smart Thermostats | 0.006 | 0.06 |  | 60 | 6 | 60 | 6 | 11.1265 | 13.0297 | 0 | 0.023625 | 0.11008 | 1.1145 | 0.97133 | 0.91025 | 0.7228 | 0.80604 | 0.55025 | 0.44473 | 0.25586 | 0.044731 | 0.010719 | 0 | 1.954e-14 | 0 | 0 | 1.0658e-14 | 0 | 3.0198e-14 | 0 | 0.44714 | 0.094001 | 0.95172 | 0.82945 | 0.77729 | 0.61722 | 0.6883 | 0.46987 | 0.37977 | 0.21849 | 0.038197 | 0.0091534 | 0 | 0 | 9.77e-15 | 9.77e-15 | 0 | 0 | 9.77e-15 | 5.9649 | 5.5206
WY | Residential | DLC (Smart / Interactive) | Smart Thermostats | DRS.PX.WYC._.RES.Smart Thermostats | DRW.PX.WYC._.RES.Smart Thermostats | 0.006 | 0.06 |  | 60 | 6 | 60 | 6 | 17.0959 | 20.0202 | 0 | 0 | 0.38191 | 0.67261 | 0.55935 | 0.5182 | 0.41394 | 0.46087 | 0.31184 | 0.25111 | 0.14264 | 0.014169 | 0.0022873 | 0 | 0 | 0 | 0 | 0 | 0 | 0 | 0 | 0 | 0.32612 | 0.57437 | 0.47765 | 0.44251 | 0.35348 | 0.39355 | 0.26629 | 0.21443 | 0.1218 | 0.012099 | 0.0019532 | 0 | 0 | 0 | 0 | 0 | 0 | 0 | 3.7289 | 3.1843
CA | C&I | Energy Storage | Battery DLC | DRS.PX.NCA._.CI_.Battery DLC | DRW.PX.NCA._.CI_.Battery DLC | 0.004 | 0.035 | X | 35 | 4 | 30 | 4 | 33.1387 | 38.7123 | 0 | 0 | 0.0033108 | 0.0055315 | 0.0037572 | 0.0034563 | 0.0024852 | 0.0028682 | 0.0025356 | 0.0024189 | 0.0022732 | 0.0025193 | 0.002484 | 0.0025371 | 0.002433 | 0.00246 | 0.0024826 | 0.0027705 | 0.0028532 | 0.0056307 | 0 | 0 | 0.0028574 | 0.0048331 | 0.0031397 | 0.0026845 | 0.0018911 | 0.0020556 | 0.0018977 | 0.0022317 | 0.0014267 | 0.002072 | 0.0019219 | 0.0023154 | 0.0015902 | 0.0026738 | 0.0014877 | 0.0024454 | 0.0022493 | 0.0047935 | 0.054807 | 0.044567
ID | C&I | Energy Storage | Battery DLC | DRS.PX.GOE._.CI_.Battery DLC | DRW.PX.GOE._.CI_.Battery DLC | 0.004 | 0.035 | X | 35 | 4 | 30 | 4 | 35.6153 | 34.0051 | 0 | 0 | 0.029569 | 0.060462 | 0.024666 | 0.011798 | 0.0048731 | 0.008139 | 0.0087769 | 0.019207 | 0.00037803 | 0 | 0.0021948 | 0.0036061 | 0.040745 | 0 | 0.0050649 | 0 | 0.0058677 | 0.033283 | 0 | 0 | 0.032846 | 0.058948 | 0.025733 | 0.010512 | 0.010749 | 0.0093641 | 0.0078307 | 0.0035989 | 0 | 0.030697 | 0.0039849 | 0.0095845 | 0 | 0 | 0.012608 | 0.0086373 | 0.012159 | 9.6584e-05 | 0.25863 | 0.23735
OR | C&I | Energy Storage | Battery DLC | DRS.PX.SOR._.CI_.Battery DLC | DRW.PX.SOR._.CI_.Battery DLC | 0.004 | 0.035 | X | 35 | 4 | 30 | 4 | 31.164 | 32.2315 | 0 | 0 | 0.039933 | 0.060904 | 0.036399 | 0.033059 | 0.022185 | 0.019775 | 0.010213 | 0.019939 | 0.0087866 | 0.012194 | 0.012677 | 0.013506 | 0.014011 | 0.015792 | 0.015925 | 0.016966 | 0.018795 | 0.045235 | 0 | 0 | 0.038276 | 0.058414 | 0.036098 | 0.033562 | 0.023968 | 0.013198 | 0.0084091 | 0.017847 | 0.0087582 | 0.010525 | 0.010937 | 0.01137 | 0.013154 | 0.013427 | 0.013113 | 0.014958 | 0.015983 | 0.036088 | 0.4163 | 0.37808
UT | C&I | Energy Storage | Battery DLC | DRS.PX.UTN._.CI_.Battery DLC | DRW.PX.UTN._.CI_.Battery DLC | 0.004 | 0.035 | X | 35 | 4 | 30 | 4 | 32.9621 | 39.265 | 0 | 5 | 0.017265 | 0.021424 | 0.023698 | 0.02278 | 0.024767 | 0.024971 | 0.01859 | 0.019684 | 0.019301 | 0.018763 | 0.0191 | 0.02088 | 0.021229 | 0.022898 | 0.024115 | 0.026202 | 0.028069 | 0.061428 | 0 | 0 | 0.014405 | 0.018551 | 0.021994 | 0.020117 | 0.022257 | 0.0239 | 0.016971 | 0.019465 | 0.019094 | 0.019207 | 0.019856 | 0.021216 | 0.020965 | 0.025005 | 0.025483 | 0.02808 | 0.028428 | 0.063838 | 5.4352 | 0.42883
WA | C&I | Energy Storage | Battery DLC | DRS.PX.YAK._.CI_.Battery DLC | DRW.PX.YAK._.CI_.Battery DLC | 0.004 | 0.035 | X | 35 | 4 | 30 | 4 | 29.7512 | 29.2622 | 0 | 0 | 0.00265 | 0.0038125 | 0.0024466 | 0.0020339 | 0.0015968 | 0.0015732 | 0.0022366 | 0.0023393 | 0.0024073 | 0.0021384 | 0.001948 | 0.0018861 | 0.0018562 | 0.0017908 | 0.0016189 | 0.001575 | 0.0016903 | 0.0036937 | 0 | 0 | 0.0027422 | 0.0038908 | 0.0024396 | 0.0018851 | 0.0015998 | 0.001436 | 0.0020598 | 0.0020761 | 0.0021623 | 0.0018617 | 0.0016432 | 0.0016152 | 0.0015229 | 0.0014176 | 0.0013852 | 0.0013644 | 0.0013938 | 0.0027977 | 0.039294 | 0.035293
WY | C&I | Energy Storage | Battery DLC | DRS.PX.WYC._.CI_.Battery DLC | DRW.PX.WYC._.CI_.Battery DLC | 0.004 | 0.035 | X | 35 | 4 | 30 | 4 | 42.6313 | 40.6063 | 0 | 0 | 0.00055237 | 0.0012745 | 0.0012101 | 0.0014744 | 0.0014995 | 0.0014499 | 0.0019739 | 0.0019671 | 0.0024428 | 0.0023048 | 0.0017288 | 0.0017233 | 0.0017162 | 0.001696 | 0.0016784 | 0.0017134 | 0.0017729 | 0.0034742 | 0 | 0 | 0.00057077 | 0.0013484 | 0.0012656 | 0.0015607 | 0.0015369 | 0.0015624 | 0.0020265 | 0.0021031 | 0.0025683 | 0.0024419 | 0.0018098 | 0.0016738 | 0.0016702 | 0.0018923 | 0.0017299 | 0.0018343 | 0.0015703 | 0.00358 | 0.031652 | 0.032745
CA | Residential | Energy Storage | Battery DLC | DRS.PX.NCA._.RES.Battery DLC | DRW.PX.NCA._.RES.Battery DLC | 0.006 | 0.035 | X | 35 | 6 | 30 | 6 | 35.2938 | 31.5596 | 0 | 0 | 0.010845 | 0.01995 | 0.015667 | 0.015388 | 0.012955 | 0.01345 | 0.012457 | 0.018476 | 0.017493 | 0.018545 | 0.019562 | 0.020329 | 0.021029 | 0.021872 | 0.022217 | 0.023875 | 0.025542 | 0.055546 | 0 | 0 | 0.01214 | 0.02292 | 0.017276 | 0.015692 | 0.013085 | 0.012397 | 0.011675 | 0.020958 | 0.014544 | 0.01862 | 0.018443 | 0.021375 | 0.016742 | 0.026606 | 0.015939 | 0.024172 | 0.023342 | 0.053747 | 0.3652 | 0.35967
ID | Residential | Energy Storage | Battery DLC | DRS.PX.GOE._.RES.Battery DLC | DRW.PX.GOE._.RES.Battery DLC | 0.006 | 0.035 | X | 35 | 6 | 30 | 6 | 34.8996 | 25.148 | 0 | 2 | 0 | 0.039107 | 0 | 6.267e-05 | 0 | 0 | 0.0015549 | 0.052576 | 0.0032067 | 0 | 0.11225 | 0.11777 | 0.28861 | 0.057446 | 0.14733 | 0.086188 | 0.14957 | 0.45117 | 0 | 0.40733 | 0 | 0 | 0.008696 | 0 | 0 | 0 | 0 | 0 | 0 | 0.14773 | 0.14591 | 0.1748 | 0.12392 | 0.13088 | 0.21906 | 0.20042 | 0.22963 | 0.2753 | 3.5068 | 2.0637
OR | Residential | Energy Storage | Battery DLC | DRS.PX.SOR._.RES.Battery DLC | DRW.PX.SOR._.RES.Battery DLC | 0.006 | 0.035 | X | 35 | 6 | 30 | 6 | 34.0638 | 27.513 | 0 | 0 | 0.15226 | 0.20432 | 0.11336 | 0.071813 | 0.048099 | 0.11108 | 0.12567 | 0.13753 | 0.11867 | 0.13075 | 0.14186 | 0.15214 | 0.16619 | 0.17741 | 0.18974 | 0.20596 | 0.22544 | 0.5278 | 0 | 0 | 0.18926 | 0.25126 | 0.14147 | 0.090726 | 0.059764 | 0.096239 | 0.13007 | 0.14022 | 0.12404 | 0.12609 | 0.13523 | 0.14126 | 0.16512 | 0.16665 | 0.17199 | 0.19069 | 0.17693 | 0.45704 | 3.0001 | 2.954
UT | Residential | Energy Storage | Battery DLC | DRS.PX.UTN._.RES.Battery DLC | DRW.PX.UTN._.RES.Battery DLC | 0.006 | 0.035 | X | 35 | 6 | 30 | 6 | 32.6392 | 52.9936 | 0 | 7 | 0.50381 | 0.65702 | 0.79209 | 1.0277 | 1.3358 | 1.4146 | 2.0672 | 2.6272 | 3.042 | 3.4122 | 3.8527 | 4.346 | 4.8162 | 5.402 | 5.8493 | 6.3641 | 6.9254 | 16.0923 | 0 | 0 | 0.33016 | 0.46432 | 0.60435 | 0.69137 | 0.90973 | 1.0289 | 1.3686 | 1.822 | 2.1 | 2.3934 | 2.7218 | 3.0369 | 3.2957 | 3.9464 | 4.2326 | 4.7162 | 5.0502 | 11.8364 | 77.5276 | 50.5489
WA | Residential | Energy Storage | Battery DLC | DRS.PX.YAK._.RES.Battery DLC | DRW.PX.YAK._.RES.Battery DLC | 0.006 | 0.035 | X | 35 | 6 | 30 | 6 | 28.7406 | 28.3215 | 0 | 0 | 0.023235 | 0.032885 | 0.020557 | 0.016555 | 0.012853 | 0.01851 | 0.020083 | 0.025093 | 0.027493 | 0.030493 | 0.033423 | 0.035557 | 0.039752 | 0.042311 | 0.043694 | 0.046162 | 0.048663 | 0.1041 | 0 | 0 | 0.024407 | 0.033613 | 0.020001 | 0.013758 | 0.012571 | 0.01577 | 0.016586 | 0.019867 | 0.022202 | 0.023959 | 0.025528 | 0.027396 | 0.029412 | 0.030038 | 0.033265 | 0.03548 | 0.035393 | 0.068039 | 0.62142 | 0.48729
WY | Residential | Energy Storage | Battery DLC | DRS.PX.WYC._.RES.Battery DLC | DRW.PX.WYC._.RES.Battery DLC | 0.006 | 0.035 | X | 35 | 6 | 30 | 6 | 42.1414 | 37.5219 | 0 | 1 | 0.028114 | 0.043527 | 0.039923 | 0.031302 | 0.027466 | 0.027789 | 0.033972 | 0.056163 | 0.045747 | 0.045468 | 0.043953 | 0.043434 | 0.043952 | 0.042568 | 0.040467 | 0.041952 | 0.04445 | 0.083017 | 0 | 0 | 0.030347 | 0.049931 | 0.044913 | 0.036671 | 0.029483 | 0.034458 | 0.036597 | 0.065766 | 0.052344 | 0.052487 | 0.049421 | 0.042572 | 0.043387 | 0.052511 | 0.043742 | 0.048316 | 0.037535 | 0.089896 | 1.7633 | 0.84038
[14 empty] | Summer | Annual Summer MW @ Generation 2023: 0; Annual Summer MW @ Generation 2024: 103.0174; Annual Summer MW @ Generation 2025: 84.9545; Annual Summer MW @ Generation 2026: 132.817; Annual Summer MW @ Generation 2027: 66.3289; Annual Summer MW @ Generation 2028: 48.3712; Annual Summer MW @ Generation 2029: 29.4809; Annual Summer MW @ Generation 2030: 30.5459; Annual Summer MW @ Generation 2031: 27.4272; Annual Summer MW @ Generation 2032: 39.3228; Annual Summer MW @ Generation 2033: 26.8394; Annual Summer MW @ Generation 2034: 24.1916; Annual Summer MW @ Generation 2035: 25.1458; Annual Summer MW @ Generation 2036: 26.7434; Annual Summer MW @ Generation 2037: 53.3682; Annual Summer MW @ Generation 2038: 35.6604; Annual Summer MW @ Generation 2039: 34.8877; Annual Summer MW @ Generation 2040: 33.2743; Annual Summer MW @ Generation 2041: 32.197; Annual Summer MW @ Generation 2042: 81.5207
[14 empty] | Winter | Annual Summer MW @ Generation 2023: 0; Annual Summer MW @ Generation 2024: 28.0361; Annual Summer MW @ Generation 2025: 93.6629; Annual Summer MW @ Generation 2026: 146.8934; Annual Summer MW @ Generation 2027: 84.3583; Annual Summer MW @ Generation 2028: 57.2543; Annual Summer MW @ Generation 2029: 30.0767; Annual Summer MW @ Generation 2030: 29.097; Annual Summer MW @ Generation 2031: 27.4446; Annual Summer MW @ Generation 2032: 29.844; Annual Summer MW @ Generation 2033: 27.5613; Annual Summer MW @ Generation 2034: 26.2801; Annual Summer MW @ Generation 2035: 26.0704; Annual Summer MW @ Generation 2036: 27.5676; Annual Summer MW @ Generation 2037: 32.5116; Annual Summer MW @ Generation 2038: 37.1019; Annual Summer MW @ Generation 2039: 36.2906; Annual Summer MW @ Generation 2040: 35.2217; Annual Summer MW @ Generation 2041: 33.4766; Annual Summer MW @ Generation 2042: 72.6044
DRS.PX.GOE._.CI_.3 Party
TRUE
[14 empty] | Changes from 3.2.23 | Annual Winter MW @ Generation 2023: Total
[14 empty] | Summer | Annual Summer MW @ Generation 2023: -28.9115; Annual Summer MW @ Generation 2024: 33.739; Annual Summer MW @ Generation 2025: -47.8625; Annual Summer MW @ Generation 2026: 66.4881; Annual Summer MW @ Generation 2027: 17.9577; Annual Summer MW @ Generation 2028: 18.8902; Annual Summer MW @ Generation 2029: -1.065; Annual Summer MW @ Generation 2030: 3.1187; Annual Summer MW @ Generation 2031: -11.8956; Annual Summer MW @ Generation 2032: 12.4834; Annual Summer MW @ Generation 2033: 2.6478; Annual Summer MW @ Generation 2034: -0.95417; Annual Summer MW @ Generation 2035: -1.5976; Annual Summer MW @ Generation 2036: -26.6248; Annual Summer MW @ Generation 2037: 17.7077; Annual Summer MW @ Generation 2038: 0.7727; Annual Summer MW @ Generation 2039: 1.6134; Annual Summer MW @ Generation 2040: 1.0773; Annual Summer MW @ Generation 2041: -1.9143; Annual Summer MW @ Generation 2042: 34.1113; Annual Winter MW @ Generation 2023: 89.782
[14 empty] | Winter | Annual Summer MW @ Generation 2023: -47.4238; Annual Summer MW @ Generation 2024: -46.2392; Annual Summer MW @ Generation 2025: -53.2305; Annual Summer MW @ Generation 2026: 62.5351; Annual Summer MW @ Generation 2027: 27.104; Annual Summer MW @ Generation 2028: 27.1776; Annual Summer MW @ Generation 2029: 0.97976; Annual Summer MW @ Generation 2030: 1.6524; Annual Summer MW @ Generation 2031: -2.3995; Annual Summer MW @ Generation 2032: 2.2827; Annual Summer MW @ Generation 2033: 1.2812; Annual Summer MW @ Generation 2034: 0.20972; Annual Summer MW @ Generation 2035: -1.4972; Annual Summer MW @ Generation 2036: -4.9441; Annual Summer MW @ Generation 2037: -4.5903; Annual Summer MW @ Generation 2038: 0.81137; Annual Summer MW @ Generation 2039: 1.0688; Annual Summer MW @ Generation 2040: 1.7451; Annual Summer MW @ Generation 2041: -0.87477; Annual Summer MW @ Generation 2042: 34.3514; Annual Winter MW @ Generation 2023: -8.5265e-14

## TBL_PlexosNaming
Sector | Program Category | Program Option | Sector Abv | Plexos Name Desc |  | State | Summer Plexos Prefix | Winter Plexos Prefix | Winter Names
C&I | Curtailment | Third Party - Sustained | CI_. | 3 Party |  | CA | DRS.PX.NCA._. | DRW.PX.NCA._. | Row Labels | Location (3)
Residential | DLC (Conventional) | EV DLC | RES. | EV DLC |  | ID | DRS.PX.GOE._. | DRW.PX.GOE._. | DRW.PX.GOE._.CI_.3 Party | Region | State | Zone | Abbreviations
C&I | DLC (Conventional) | HVAC DLC | CI_. | HVAC - DLC |  | OR | DRS.PX.SOR._. | DRW.PX.SOR._. | DRW.PX.GOE._.CI_.Battery DLC | 4 Corners |  | East | 4CR
Residential | DLC (Conventional) | HVAC DLC | RES. | HVAC - DLC |  | UT | DRS.PX.UTN._. | DRW.PX.UTN._. | DRW.PX.GOE._.CI_.Grid Interactive Water Htr | Clover | UT | East | CLV
Irrigation | DLC (Conventional) | Irrigation DLC | IRR. | Irrigation DLC |  | WA | DRS.PX.YAK._. | DRW.PX.YAK._. | DRW.PX.GOE._.CI_.HVAC - DLC | Colorado | CO | East | COL
Residential | DLC (Conventional) | Pool Pump DLC | RES. | Pool Pump - DLC |  | WY | DRS.PX.WYC._. | DRW.PX.WYC._. | DRW.PX.GOE._.CI_.Smart Thermostats | Goshen | ID | East | GOE
C&I | DLC (Conventional) | Water Heater DLC | CI_. | Water Heater - DLC |  |  |  |  | DRW.PX.GOE._.CI_.Water Heater - DLC | Mead |  | East | MED
Residential | DLC (Conventional) | Water Heater DLC | RES. | Water Heater - DLC |  |  |  |  | DRW.PX.GOE._.RES.Battery DLC | Mona |  | East | MNA
Residential | DLC (Smart / Interactive) | DLC of Smart Home | RES. | Home Energy Mgmt Sys |  |  |  |  | DRW.PX.GOE._.RES.EV DLC | Palo Verde |  | East | PLV
C&I | DLC (Smart / Interactive) | GIWH DLC | CI_. | Grid Interactive Water Htr |  |  |  |  | DRW.PX.GOE._.RES.Grid Interactive Water Htr | Utah North | UT | East | UTN
Residential | DLC (Smart / Interactive) | GIWH DLC | RES. | Grid Interactive Water Htr |  |  |  |  | DRW.PX.GOE._.RES.Home Energy Mgmt Sys | Utah North - ID | UT | East | UID
C&I | DLC (Smart / Interactive) | Smart Thermostats | CI_. | Smart Thermostats |  |  |  |  | DRW.PX.GOE._.RES.HVAC - DLC | Utah North - WY | UT | East | UWY
Residential | DLC (Smart / Interactive) | Smart Thermostats | RES. | Smart Thermostats |  |  |  |  | DRW.PX.GOE._.RES.Pool Pump - DLC | Utah South | UT | East | UTS
C&I | Energy Storage | Battery DLC | CI_. | Battery DLC |  |  |  |  | DRW.PX.GOE._.RES.Smart Thermostats | Wyoming Central | WY | East | WYC
Residential | Energy Storage | Battery DLC | RES. | Battery DLC |  |  |  |  | DRW.PX.GOE._.RES.Water Heater - DLC | Wyoming East | WY | East | WYE
[9 empty] | DRW.PX.NCA._.CI_.3 Party | Wyoming North | WY | East | WYN
[9 empty] | DRW.PX.NCA._.CI_.Battery DLC | BorahPop |  | West | BOR
|  |  | Remove | CI_.Pool Pump - DLC | Done 12/8/22 |  |  |  | DRW.PX.NCA._.CI_.Grid Interactive Water Htr | BPA NITS - OR | OR | West | BPA
|  |  | Add | RES.Smart Thermostats |  |  |  |  | DRW.PX.NCA._.CI_.HVAC - DLC | BPA NITS - WA | WA | West | BWA
[9 empty] | DRW.PX.NCA._.CI_.Smart Thermostats | Bridger | WY | West | BDG
[9 empty] | DRW.PX.NCA._.CI_.Water Heater - DLC | California-Oregon Border | OR | West | COB
[9 empty] | DRW.PX.NCA._.RES.Battery DLC | Central OR | OR | West | COR
C&I | Curtailment | Third Party - Sustained | CI_. | 3 Party |  |  |  |  | DRW.PX.NCA._.RES.EV DLC | Chehalis | WA | West | CHE
Residential | DLC (Conventional) | EV DLC | RES. | EV DLC |  |  |  |  | DRW.PX.NCA._.RES.Grid Interactive Water Htr | Hemingway |  | West | HEM
C&I | DLC (Conventional) | HVAC DLC | CI_. | HVAC - DLC |  |  |  |  | DRW.PX.NCA._.RES.Home Energy Mgmt Sys | Hermiston | OR | West | HRM
Residential | DLC (Conventional) | HVAC DLC | RES. | HVAC - DLC |  |  |  |  | DRW.PX.NCA._.RES.HVAC - DLC | Mid-C |  | West | MDC
Irrigation | DLC (Conventional) | Irrigation DLC | IRR. | Irrigation DLC |  |  |  |  | DRW.PX.NCA._.RES.Pool Pump - DLC | Midpoint |  | West | MDP
Residential | DLC (Conventional) | Pool Pump DLC | RES. | Pool Pump - DLC |  |  |  |  | DRW.PX.NCA._.RES.Smart Thermostats | Montana | MT | West | MTA
C&I | DLC (Conventional) | Water Heater DLC | CI_. | Water Heater - DLC |  |  |  |  | DRW.PX.NCA._.RES.Water Heater - DLC | Nevada-Oregon Border | OR | West | NOB
Residential | DLC (Conventional) | Water Heater DLC | RES. | Water Heater - DLC |  |  |  |  | DRW.PX.SOR._.CI_.3 Party | Portland North Coast | OR | West | PNC
Residential | DLC (Smart / Interactive) | DLC of Smart Home | RES. | Home Energy Mgmt Sys |  |  |  |  | DRW.PX.SOR._.CI_.Battery DLC | Southern OR | OR | West | SOR
C&I | DLC (Smart / Interactive) | GIWH DLC | CI_. | Grid Interactive Water Htr |  |  |  |  | DRW.PX.SOR._.CI_.Grid Interactive Water Htr | Southern OR - CA | CA | West | NCA
Residential | DLC (Smart / Interactive) | GIWH DLC | RES. | Grid Interactive Water Htr |  |  |  |  | DRW.PX.SOR._.CI_.HVAC - DLC | Trona |  | West | TRO
C&I | DLC (Smart / Interactive) | Smart Thermostats | CI_. | Smart Thermostats |  |  |  |  | DRW.PX.SOR._.CI_.Smart Thermostats | Walla Walla - OR | OR | West | WOR
Residential | DLC (Smart / Interactive) | Smart Thermostats | RES. | Smart Thermostats |  |  |  |  | DRW.PX.SOR._.CI_.Water Heater - DLC | Walla Walla - WA | WA | West | WWA
C&I | Energy Storage | Battery DLC | CI_. | Battery DLC |  |  |  |  | DRW.PX.SOR._.RES.Battery DLC | Willamette Valley | OR | West | WMV
Residential | Energy Storage | Battery DLC | RES. | Battery DLC |  |  |  |  | DRW.PX.SOR._.RES.EV DLC | Yakima | WA | West | YAK
DRW.PX.SOR._.RES.Grid Interactive Water Htr
DRW.PX.SOR._.RES.Home Energy Mgmt Sys
DRW.PX.SOR._.RES.HVAC - DLC
DRW.PX.SOR._.RES.Pool Pump - DLC
DRW.PX.SOR._.RES.Smart Thermostats
DRW.PX.SOR._.RES.Water Heater - DLC
DRW.PX.UTN._.CI_.3 Party
DRW.PX.UTN._.CI_.Battery DLC
DRW.PX.UTN._.CI_.Grid Interactive Water Htr
DRW.PX.UTN._.CI_.HVAC - DLC
DRW.PX.UTN._.CI_.Smart Thermostats
DRW.PX.UTN._.CI_.Water Heater - DLC
DRW.PX.UTN._.RES.Battery DLC
DRW.PX.UTN._.RES.EV DLC
DRW.PX.UTN._.RES.Grid Interactive Water Htr
DRW.PX.UTN._.RES.Home Energy Mgmt Sys
DRW.PX.UTN._.RES.HVAC - DLC
DRW.PX.UTN._.RES.Pool Pump - DLC
DRW.PX.UTN._.RES.Smart Thermostats
DRW.PX.UTN._.RES.Water Heater - DLC
DRW.PX.WYC._.CI_.3 Party
DRW.PX.WYC._.CI_.Battery DLC
DRW.PX.WYC._.CI_.Grid Interactive Water Htr
DRW.PX.WYC._.CI_.HVAC - DLC
DRW.PX.WYC._.CI_.Smart Thermostats
DRW.PX.WYC._.CI_.Water Heater - DLC
DRW.PX.WYC._.RES.Battery DLC
DRW.PX.WYC._.RES.EV DLC
DRW.PX.WYC._.RES.Grid Interactive Water Htr
DRW.PX.WYC._.RES.Home Energy Mgmt Sys
DRW.PX.WYC._.RES.HVAC - DLC
DRW.PX.WYC._.RES.Pool Pump - DLC
DRW.PX.WYC._.RES.Smart Thermostats
DRW.PX.WYC._.RES.Water Heater - DLC
DRW.PX.YAK._.CI_.3 Party
DRW.PX.YAK._.CI_.Battery DLC
DRW.PX.YAK._.CI_.Grid Interactive Water Htr
DRW.PX.YAK._.CI_.HVAC - DLC
DRW.PX.YAK._.CI_.Smart Thermostats
DRW.PX.YAK._.CI_.Water Heater - DLC
DRW.PX.YAK._.RES.Battery DLC
DRW.PX.YAK._.RES.EV DLC
DRW.PX.YAK._.RES.Grid Interactive Water Htr
DRW.PX.YAK._.RES.Home Energy Mgmt Sys
DRW.PX.YAK._.RES.HVAC - DLC
DRW.PX.YAK._.RES.Pool Pump - DLC
DRW.PX.YAK._.RES.Smart Thermostats
DRW.PX.YAK._.RES.Water Heater - DLC
Grand Total

## Project Start Date
[17 empty] | 2024-01-01 |  | -7880808
Collection | Parent Object | Child Object | Property | Value | Data File | Units | Band | Date From | Date To | Timeslice | Action | Expression | Scenario | Memo |  | Date Format
Generators | System | DRS.PX.NCA._.CI_.3 Party | Project Start Date | 45292 |  | - | 1 |  |  |  | = |  |  | H:\2023 IRP Update\_Document\DATA DISC\2023 IRP Update Data Disk April 1 (Public)\Chapters, Appendicies, and Input Assumptions\Input Assumptions\DSM\_PC_DSM-DR-IRP2023 Update Plexos Inputs Summer & Winter update.xlsx] |  | 2024-01-01 |  | NO CHANGE FOR 23IRP UPDATE
Generators | System | DRS.PX.GOE._.CI_.3 Party | Project Start Date | 45292 |  | - | 1 |  |  |  | = |  |  | H:\2023 IRP Update\_Document\DATA DISC\2023 IRP Update Data Disk April 1 (Public)\Chapters, Appendicies, and Input Assumptions\Input Assumptions\DSM\_PC_DSM-DR-IRP2023 Update Plexos Inputs Summer & Winter update.xlsx] |  | 2024-01-01
Generators | System | DRS.PX.SOR._.CI_.3 Party | Project Start Date | 45292 |  | - | 1 |  |  |  | = |  |  | H:\2023 IRP Update\_Document\DATA DISC\2023 IRP Update Data Disk April 1 (Public)\Chapters, Appendicies, and Input Assumptions\Input Assumptions\DSM\_PC_DSM-DR-IRP2023 Update Plexos Inputs Summer & Winter update.xlsx] |  | 2024-01-01
Generators | System | DRS.PX.UTN._.CI_.3 Party | Project Start Date | 45292 |  | - | 1 |  |  |  | = |  |  | H:\2023 IRP Update\_Document\DATA DISC\2023 IRP Update Data Disk April 1 (Public)\Chapters, Appendicies, and Input Assumptions\Input Assumptions\DSM\_PC_DSM-DR-IRP2023 Update Plexos Inputs Summer & Winter update.xlsx] |  | 2024-01-01
Generators | System | DRS.PX.YAK._.CI_.3 Party | Project Start Date | 45292 |  | - | 1 |  |  |  | = |  |  | H:\2023 IRP Update\_Document\DATA DISC\2023 IRP Update Data Disk April 1 (Public)\Chapters, Appendicies, and Input Assumptions\Input Assumptions\DSM\_PC_DSM-DR-IRP2023 Update Plexos Inputs Summer & Winter update.xlsx] |  | 2024-01-01
Generators | System | DRS.PX.WYC._.CI_.3 Party | Project Start Date | 45292 |  | - | 1 |  |  |  | = |  |  | H:\2023 IRP Update\_Document\DATA DISC\2023 IRP Update Data Disk April 1 (Public)\Chapters, Appendicies, and Input Assumptions\Input Assumptions\DSM\_PC_DSM-DR-IRP2023 Update Plexos Inputs Summer & Winter update.xlsx] |  | 2024-01-01
Generators | System | DRS.PX.NCA._.RES.EV DLC | Project Start Date | 45292 |  | - | 1 |  |  |  | = |  |  | H:\2023 IRP Update\_Document\DATA DISC\2023 IRP Update Data Disk April 1 (Public)\Chapters, Appendicies, and Input Assumptions\Input Assumptions\DSM\_PC_DSM-DR-IRP2023 Update Plexos Inputs Summer & Winter update.xlsx] |  | 2024-01-01
Generators | System | DRS.PX.GOE._.RES.EV DLC | Project Start Date | 45292 |  | - | 1 |  |  |  | = |  |  | H:\2023 IRP Update\_Document\DATA DISC\2023 IRP Update Data Disk April 1 (Public)\Chapters, Appendicies, and Input Assumptions\Input Assumptions\DSM\_PC_DSM-DR-IRP2023 Update Plexos Inputs Summer & Winter update.xlsx] |  | 2024-01-01
Generators | System | DRS.PX.SOR._.RES.EV DLC | Project Start Date | 45292 |  | - | 1 |  |  |  | = |  |  | H:\2023 IRP Update\_Document\DATA DISC\2023 IRP Update Data Disk April 1 (Public)\Chapters, Appendicies, and Input Assumptions\Input Assumptions\DSM\_PC_DSM-DR-IRP2023 Update Plexos Inputs Summer & Winter update.xlsx] |  | 2024-01-01
Generators | System | DRS.PX.UTN._.RES.EV DLC | Project Start Date | 45292 |  | - | 1 |  |  |  | = |  |  | H:\2023 IRP Update\_Document\DATA DISC\2023 IRP Update Data Disk April 1 (Public)\Chapters, Appendicies, and Input Assumptions\Input Assumptions\DSM\_PC_DSM-DR-IRP2023 Update Plexos Inputs Summer & Winter update.xlsx] |  | 2024-01-01
Generators | System | DRS.PX.YAK._.RES.EV DLC | Project Start Date | 45292 |  | - | 1 |  |  |  | = |  |  | H:\2023 IRP Update\_Document\DATA DISC\2023 IRP Update Data Disk April 1 (Public)\Chapters, Appendicies, and Input Assumptions\Input Assumptions\DSM\_PC_DSM-DR-IRP2023 Update Plexos Inputs Summer & Winter update.xlsx] |  | 2024-01-01
Generators | System | DRS.PX.WYC._.RES.EV DLC | Project Start Date | 45292 |  | - | 1 |  |  |  | = |  |  | H:\2023 IRP Update\_Document\DATA DISC\2023 IRP Update Data Disk April 1 (Public)\Chapters, Appendicies, and Input Assumptions\Input Assumptions\DSM\_PC_DSM-DR-IRP2023 Update Plexos Inputs Summer & Winter update.xlsx] |  | 2024-01-01
Generators | System | DRS.PX.NCA._.CI_.HVAC - DLC | Project Start Date | 45292 |  | - | 1 |  |  |  | = |  |  | H:\2023 IRP Update\_Document\DATA DISC\2023 IRP Update Data Disk April 1 (Public)\Chapters, Appendicies, and Input Assumptions\Input Assumptions\DSM\_PC_DSM-DR-IRP2023 Update Plexos Inputs Summer & Winter update.xlsx] |  | 2024-01-01
Generators | System | DRS.PX.GOE._.CI_.HVAC - DLC | Project Start Date | 45292 |  | - | 1 |  |  |  | = |  |  | H:\2023 IRP Update\_Document\DATA DISC\2023 IRP Update Data Disk April 1 (Public)\Chapters, Appendicies, and Input Assumptions\Input Assumptions\DSM\_PC_DSM-DR-IRP2023 Update Plexos Inputs Summer & Winter update.xlsx] |  | 2024-01-01
Generators | System | DRS.PX.SOR._.CI_.HVAC - DLC | Project Start Date | 45292 |  | - | 1 |  |  |  | = |  |  | H:\2023 IRP Update\_Document\DATA DISC\2023 IRP Update Data Disk April 1 (Public)\Chapters, Appendicies, and Input Assumptions\Input Assumptions\DSM\_PC_DSM-DR-IRP2023 Update Plexos Inputs Summer & Winter update.xlsx] |  | 2024-01-01
Generators | System | DRS.PX.UTN._.CI_.HVAC - DLC | Project Start Date | 45292 |  | - | 1 |  |  |  | = |  |  | H:\2023 IRP Update\_Document\DATA DISC\2023 IRP Update Data Disk April 1 (Public)\Chapters, Appendicies, and Input Assumptions\Input Assumptions\DSM\_PC_DSM-DR-IRP2023 Update Plexos Inputs Summer & Winter update.xlsx] |  | 2024-01-01
Generators | System | DRS.PX.YAK._.CI_.HVAC - DLC | Project Start Date | 45292 |  | - | 1 |  |  |  | = |  |  | H:\2023 IRP Update\_Document\DATA DISC\2023 IRP Update Data Disk April 1 (Public)\Chapters, Appendicies, and Input Assumptions\Input Assumptions\DSM\_PC_DSM-DR-IRP2023 Update Plexos Inputs Summer & Winter update.xlsx] |  | 2024-01-01
Generators | System | DRS.PX.WYC._.CI_.HVAC - DLC | Project Start Date | 45292 |  | - | 1 |  |  |  | = |  |  | H:\2023 IRP Update\_Document\DATA DISC\2023 IRP Update Data Disk April 1 (Public)\Chapters, Appendicies, and Input Assumptions\Input Assumptions\DSM\_PC_DSM-DR-IRP2023 Update Plexos Inputs Summer & Winter update.xlsx] |  | 2024-01-01
Generators | System | DRS.PX.NCA._.RES.HVAC - DLC | Project Start Date | 45292 |  | - | 1 |  |  |  | = |  |  | H:\2023 IRP Update\_Document\DATA DISC\2023 IRP Update Data Disk April 1 (Public)\Chapters, Appendicies, and Input Assumptions\Input Assumptions\DSM\_PC_DSM-DR-IRP2023 Update Plexos Inputs Summer & Winter update.xlsx] |  | 2024-01-01
Generators | System | DRS.PX.GOE._.RES.HVAC - DLC | Project Start Date | 45292 |  | - | 1 |  |  |  | = |  |  | H:\2023 IRP Update\_Document\DATA DISC\2023 IRP Update Data Disk April 1 (Public)\Chapters, Appendicies, and Input Assumptions\Input Assumptions\DSM\_PC_DSM-DR-IRP2023 Update Plexos Inputs Summer & Winter update.xlsx] |  | 2024-01-01
Generators | System | DRS.PX.SOR._.RES.HVAC - DLC | Project Start Date | 45292 |  | - | 1 |  |  |  | = |  |  | H:\2023 IRP Update\_Document\DATA DISC\2023 IRP Update Data Disk April 1 (Public)\Chapters, Appendicies, and Input Assumptions\Input Assumptions\DSM\_PC_DSM-DR-IRP2023 Update Plexos Inputs Summer & Winter update.xlsx] |  | 2024-01-01
Generators | System | DRS.PX.UTN._.RES.HVAC - DLC | Project Start Date | 45292 |  | - | 1 |  |  |  | = |  |  | H:\2023 IRP Update\_Document\DATA DISC\2023 IRP Update Data Disk April 1 (Public)\Chapters, Appendicies, and Input Assumptions\Input Assumptions\DSM\_PC_DSM-DR-IRP2023 Update Plexos Inputs Summer & Winter update.xlsx] |  | 2024-01-01
Generators | System | DRS.PX.YAK._.RES.HVAC - DLC | Project Start Date | 45292 |  | - | 1 |  |  |  | = |  |  | H:\2023 IRP Update\_Document\DATA DISC\2023 IRP Update Data Disk April 1 (Public)\Chapters, Appendicies, and Input Assumptions\Input Assumptions\DSM\_PC_DSM-DR-IRP2023 Update Plexos Inputs Summer & Winter update.xlsx] |  | 2024-01-01
Generators | System | DRS.PX.WYC._.RES.HVAC - DLC | Project Start Date | 45292 |  | - | 1 |  |  |  | = |  |  | H:\2023 IRP Update\_Document\DATA DISC\2023 IRP Update Data Disk April 1 (Public)\Chapters, Appendicies, and Input Assumptions\Input Assumptions\DSM\_PC_DSM-DR-IRP2023 Update Plexos Inputs Summer & Winter update.xlsx] |  | 2024-01-01
Generators | System | DRS.PX.NCA._.IRR.Irrigation DLC | Project Start Date | 45292 |  | - | 1 |  |  |  | = |  |  | H:\2023 IRP Update\_Document\DATA DISC\2023 IRP Update Data Disk April 1 (Public)\Chapters, Appendicies, and Input Assumptions\Input Assumptions\DSM\_PC_DSM-DR-IRP2023 Update Plexos Inputs Summer & Winter update.xlsx] |  | 2024-01-01
Generators | System | DRS.PX.GOE._.IRR.Irrigation DLC | Project Start Date | 45292 |  | - | 1 |  |  |  | = |  |  | H:\2023 IRP Update\_Document\DATA DISC\2023 IRP Update Data Disk April 1 (Public)\Chapters, Appendicies, and Input Assumptions\Input Assumptions\DSM\_PC_DSM-DR-IRP2023 Update Plexos Inputs Summer & Winter update.xlsx] |  | 2024-01-01
Generators | System | DRS.PX.SOR._.IRR.Irrigation DLC | Project Start Date | 45292 |  | - | 1 |  |  |  | = |  |  | H:\2023 IRP Update\_Document\DATA DISC\2023 IRP Update Data Disk April 1 (Public)\Chapters, Appendicies, and Input Assumptions\Input Assumptions\DSM\_PC_DSM-DR-IRP2023 Update Plexos Inputs Summer & Winter update.xlsx] |  | 2024-01-01
Generators | System | DRS.PX.UTN._.IRR.Irrigation DLC | Project Start Date | 45292 |  | - | 1 |  |  |  | = |  |  | H:\2023 IRP Update\_Document\DATA DISC\2023 IRP Update Data Disk April 1 (Public)\Chapters, Appendicies, and Input Assumptions\Input Assumptions\DSM\_PC_DSM-DR-IRP2023 Update Plexos Inputs Summer & Winter update.xlsx] |  | 2024-01-01
Generators | System | DRS.PX.YAK._.IRR.Irrigation DLC | Project Start Date | 45292 |  | - | 1 |  |  |  | = |  |  | H:\2023 IRP Update\_Document\DATA DISC\2023 IRP Update Data Disk April 1 (Public)\Chapters, Appendicies, and Input Assumptions\Input Assumptions\DSM\_PC_DSM-DR-IRP2023 Update Plexos Inputs Summer & Winter update.xlsx] |  | 2024-01-01
Generators | System | DRS.PX.WYC._.IRR.Irrigation DLC | Project Start Date | 45292 |  | - | 1 |  |  |  | = |  |  | H:\2023 IRP Update\_Document\DATA DISC\2023 IRP Update Data Disk April 1 (Public)\Chapters, Appendicies, and Input Assumptions\Input Assumptions\DSM\_PC_DSM-DR-IRP2023 Update Plexos Inputs Summer & Winter update.xlsx] |  | 2024-01-01
Generators | System | DRS.PX.NCA._.RES.Pool Pump - DLC | Project Start Date | 45292 |  | - | 1 |  |  |  | = |  |  | H:\2023 IRP Update\_Document\DATA DISC\2023 IRP Update Data Disk April 1 (Public)\Chapters, Appendicies, and Input Assumptions\Input Assumptions\DSM\_PC_DSM-DR-IRP2023 Update Plexos Inputs Summer & Winter update.xlsx] |  | 2024-01-01
Generators | System | DRS.PX.GOE._.RES.Pool Pump - DLC | Project Start Date | 45292 |  | - | 1 |  |  |  | = |  |  | H:\2023 IRP Update\_Document\DATA DISC\2023 IRP Update Data Disk April 1 (Public)\Chapters, Appendicies, and Input Assumptions\Input Assumptions\DSM\_PC_DSM-DR-IRP2023 Update Plexos Inputs Summer & Winter update.xlsx] |  | 2024-01-01
Generators | System | DRS.PX.SOR._.RES.Pool Pump - DLC | Project Start Date | 45292 |  | - | 1 |  |  |  | = |  |  | H:\2023 IRP Update\_Document\DATA DISC\2023 IRP Update Data Disk April 1 (Public)\Chapters, Appendicies, and Input Assumptions\Input Assumptions\DSM\_PC_DSM-DR-IRP2023 Update Plexos Inputs Summer & Winter update.xlsx] |  | 2024-01-01
Generators | System | DRS.PX.UTN._.RES.Pool Pump - DLC | Project Start Date | 45292 |  | - | 1 |  |  |  | = |  |  | H:\2023 IRP Update\_Document\DATA DISC\2023 IRP Update Data Disk April 1 (Public)\Chapters, Appendicies, and Input Assumptions\Input Assumptions\DSM\_PC_DSM-DR-IRP2023 Update Plexos Inputs Summer & Winter update.xlsx] |  | 2024-01-01
Generators | System | DRS.PX.YAK._.RES.Pool Pump - DLC | Project Start Date | 45292 |  | - | 1 |  |  |  | = |  |  | H:\2023 IRP Update\_Document\DATA DISC\2023 IRP Update Data Disk April 1 (Public)\Chapters, Appendicies, and Input Assumptions\Input Assumptions\DSM\_PC_DSM-DR-IRP2023 Update Plexos Inputs Summer & Winter update.xlsx] |  | 2024-01-01
Generators | System | DRS.PX.WYC._.RES.Pool Pump - DLC | Project Start Date | 45292 |  | - | 1 |  |  |  | = |  |  | H:\2023 IRP Update\_Document\DATA DISC\2023 IRP Update Data Disk April 1 (Public)\Chapters, Appendicies, and Input Assumptions\Input Assumptions\DSM\_PC_DSM-DR-IRP2023 Update Plexos Inputs Summer & Winter update.xlsx] |  | 2024-01-01
Generators | System | DRS.PX.NCA._.CI_.Water Heater - DLC | Project Start Date | 45292 |  | - | 1 |  |  |  | = |  |  | H:\2023 IRP Update\_Document\DATA DISC\2023 IRP Update Data Disk April 1 (Public)\Chapters, Appendicies, and Input Assumptions\Input Assumptions\DSM\_PC_DSM-DR-IRP2023 Update Plexos Inputs Summer & Winter update.xlsx] |  | 2024-01-01
Generators | System | DRS.PX.GOE._.CI_.Water Heater - DLC | Project Start Date | 45292 |  | - | 1 |  |  |  | = |  |  | H:\2023 IRP Update\_Document\DATA DISC\2023 IRP Update Data Disk April 1 (Public)\Chapters, Appendicies, and Input Assumptions\Input Assumptions\DSM\_PC_DSM-DR-IRP2023 Update Plexos Inputs Summer & Winter update.xlsx] |  | 2024-01-01
Generators | System | DRS.PX.SOR._.CI_.Water Heater - DLC | Project Start Date | 45292 |  | - | 1 |  |  |  | = |  |  | H:\2023 IRP Update\_Document\DATA DISC\2023 IRP Update Data Disk April 1 (Public)\Chapters, Appendicies, and Input Assumptions\Input Assumptions\DSM\_PC_DSM-DR-IRP2023 Update Plexos Inputs Summer & Winter update.xlsx] |  | 2024-01-01
Generators | System | DRS.PX.UTN._.CI_.Water Heater - DLC | Project Start Date | 45292 |  | - | 1 |  |  |  | = |  |  | H:\2023 IRP Update\_Document\DATA DISC\2023 IRP Update Data Disk April 1 (Public)\Chapters, Appendicies, and Input Assumptions\Input Assumptions\DSM\_PC_DSM-DR-IRP2023 Update Plexos Inputs Summer & Winter update.xlsx] |  | 2024-01-01
Generators | System | DRS.PX.YAK._.CI_.Water Heater - DLC | Project Start Date | 45292 |  | - | 1 |  |  |  | = |  |  | H:\2023 IRP Update\_Document\DATA DISC\2023 IRP Update Data Disk April 1 (Public)\Chapters, Appendicies, and Input Assumptions\Input Assumptions\DSM\_PC_DSM-DR-IRP2023 Update Plexos Inputs Summer & Winter update.xlsx] |  | 2024-01-01
Generators | System | DRS.PX.WYC._.CI_.Water Heater - DLC | Project Start Date | 45292 |  | - | 1 |  |  |  | = |  |  | H:\2023 IRP Update\_Document\DATA DISC\2023 IRP Update Data Disk April 1 (Public)\Chapters, Appendicies, and Input Assumptions\Input Assumptions\DSM\_PC_DSM-DR-IRP2023 Update Plexos Inputs Summer & Winter update.xlsx] |  | 2024-01-01
Generators | System | DRS.PX.NCA._.RES.Water Heater - DLC | Project Start Date | 45292 |  | - | 1 |  |  |  | = |  |  | H:\2023 IRP Update\_Document\DATA DISC\2023 IRP Update Data Disk April 1 (Public)\Chapters, Appendicies, and Input Assumptions\Input Assumptions\DSM\_PC_DSM-DR-IRP2023 Update Plexos Inputs Summer & Winter update.xlsx] |  | 2024-01-01
Generators | System | DRS.PX.GOE._.RES.Water Heater - DLC | Project Start Date | 45292 |  | - | 1 |  |  |  | = |  |  | H:\2023 IRP Update\_Document\DATA DISC\2023 IRP Update Data Disk April 1 (Public)\Chapters, Appendicies, and Input Assumptions\Input Assumptions\DSM\_PC_DSM-DR-IRP2023 Update Plexos Inputs Summer & Winter update.xlsx] |  | 2024-01-01
Generators | System | DRS.PX.SOR._.RES.Water Heater - DLC | Project Start Date | 45292 |  | - | 1 |  |  |  | = |  |  | H:\2023 IRP Update\_Document\DATA DISC\2023 IRP Update Data Disk April 1 (Public)\Chapters, Appendicies, and Input Assumptions\Input Assumptions\DSM\_PC_DSM-DR-IRP2023 Update Plexos Inputs Summer & Winter update.xlsx] |  | 2024-01-01
Generators | System | DRS.PX.UTN._.RES.Water Heater - DLC | Project Start Date | 45292 |  | - | 1 |  |  |  | = |  |  | H:\2023 IRP Update\_Document\DATA DISC\2023 IRP Update Data Disk April 1 (Public)\Chapters, Appendicies, and Input Assumptions\Input Assumptions\DSM\_PC_DSM-DR-IRP2023 Update Plexos Inputs Summer & Winter update.xlsx] |  | 2024-01-01
Generators | System | DRS.PX.YAK._.RES.Water Heater - DLC | Project Start Date | 45292 |  | - | 1 |  |  |  | = |  |  | H:\2023 IRP Update\_Document\DATA DISC\2023 IRP Update Data Disk April 1 (Public)\Chapters, Appendicies, and Input Assumptions\Input Assumptions\DSM\_PC_DSM-DR-IRP2023 Update Plexos Inputs Summer & Winter update.xlsx] |  | 2024-01-01
Generators | System | DRS.PX.WYC._.RES.Water Heater - DLC | Project Start Date | 45292 |  | - | 1 |  |  |  | = |  |  | H:\2023 IRP Update\_Document\DATA DISC\2023 IRP Update Data Disk April 1 (Public)\Chapters, Appendicies, and Input Assumptions\Input Assumptions\DSM\_PC_DSM-DR-IRP2023 Update Plexos Inputs Summer & Winter update.xlsx] |  | 2024-01-01
Generators | System | DRS.PX.NCA._.RES.Home Energy Mgmt Sys | Project Start Date | 45292 |  | - | 1 |  |  |  | = |  |  | H:\2023 IRP Update\_Document\DATA DISC\2023 IRP Update Data Disk April 1 (Public)\Chapters, Appendicies, and Input Assumptions\Input Assumptions\DSM\_PC_DSM-DR-IRP2023 Update Plexos Inputs Summer & Winter update.xlsx] |  | 2024-01-01
Generators | System | DRS.PX.GOE._.RES.Home Energy Mgmt Sys | Project Start Date | 45292 |  | - | 1 |  |  |  | = |  |  | H:\2023 IRP Update\_Document\DATA DISC\2023 IRP Update Data Disk April 1 (Public)\Chapters, Appendicies, and Input Assumptions\Input Assumptions\DSM\_PC_DSM-DR-IRP2023 Update Plexos Inputs Summer & Winter update.xlsx] |  | 2024-01-01
Generators | System | DRS.PX.SOR._.RES.Home Energy Mgmt Sys | Project Start Date | 45292 |  | - | 1 |  |  |  | = |  |  | H:\2023 IRP Update\_Document\DATA DISC\2023 IRP Update Data Disk April 1 (Public)\Chapters, Appendicies, and Input Assumptions\Input Assumptions\DSM\_PC_DSM-DR-IRP2023 Update Plexos Inputs Summer & Winter update.xlsx] |  | 2024-01-01
Generators | System | DRS.PX.UTN._.RES.Home Energy Mgmt Sys | Project Start Date | 45292 |  | - | 1 |  |  |  | = |  |  | H:\2023 IRP Update\_Document\DATA DISC\2023 IRP Update Data Disk April 1 (Public)\Chapters, Appendicies, and Input Assumptions\Input Assumptions\DSM\_PC_DSM-DR-IRP2023 Update Plexos Inputs Summer & Winter update.xlsx] |  | 2024-01-01
Generators | System | DRS.PX.YAK._.RES.Home Energy Mgmt Sys | Project Start Date | 45292 |  | - | 1 |  |  |  | = |  |  | H:\2023 IRP Update\_Document\DATA DISC\2023 IRP Update Data Disk April 1 (Public)\Chapters, Appendicies, and Input Assumptions\Input Assumptions\DSM\_PC_DSM-DR-IRP2023 Update Plexos Inputs Summer & Winter update.xlsx] |  | 2024-01-01
Generators | System | DRS.PX.WYC._.RES.Home Energy Mgmt Sys | Project Start Date | 45292 |  | - | 1 |  |  |  | = |  |  | H:\2023 IRP Update\_Document\DATA DISC\2023 IRP Update Data Disk April 1 (Public)\Chapters, Appendicies, and Input Assumptions\Input Assumptions\DSM\_PC_DSM-DR-IRP2023 Update Plexos Inputs Summer & Winter update.xlsx] |  | 2024-01-01
Generators | System | DRS.PX.NCA._.CI_.Grid Interactive Water Htr | Project Start Date | 45292 |  | - | 1 |  |  |  | = |  |  | H:\2023 IRP Update\_Document\DATA DISC\2023 IRP Update Data Disk April 1 (Public)\Chapters, Appendicies, and Input Assumptions\Input Assumptions\DSM\_PC_DSM-DR-IRP2023 Update Plexos Inputs Summer & Winter update.xlsx] |  | 2024-01-01
Generators | System | DRS.PX.GOE._.CI_.Grid Interactive Water Htr | Project Start Date | 45292 |  | - | 1 |  |  |  | = |  |  | H:\2023 IRP Update\_Document\DATA DISC\2023 IRP Update Data Disk April 1 (Public)\Chapters, Appendicies, and Input Assumptions\Input Assumptions\DSM\_PC_DSM-DR-IRP2023 Update Plexos Inputs Summer & Winter update.xlsx] |  | 2024-01-01
Generators | System | DRS.PX.SOR._.CI_.Grid Interactive Water Htr | Project Start Date | 45292 |  | - | 1 |  |  |  | = |  |  | H:\2023 IRP Update\_Document\DATA DISC\2023 IRP Update Data Disk April 1 (Public)\Chapters, Appendicies, and Input Assumptions\Input Assumptions\DSM\_PC_DSM-DR-IRP2023 Update Plexos Inputs Summer & Winter update.xlsx] |  | 2024-01-01
Generators | System | DRS.PX.UTN._.CI_.Grid Interactive Water Htr | Project Start Date | 45292 |  | - | 1 |  |  |  | = |  |  | H:\2023 IRP Update\_Document\DATA DISC\2023 IRP Update Data Disk April 1 (Public)\Chapters, Appendicies, and Input Assumptions\Input Assumptions\DSM\_PC_DSM-DR-IRP2023 Update Plexos Inputs Summer & Winter update.xlsx] |  | 2024-01-01
Generators | System | DRS.PX.YAK._.CI_.Grid Interactive Water Htr | Project Start Date | 45292 |  | - | 1 |  |  |  | = |  |  | H:\2023 IRP Update\_Document\DATA DISC\2023 IRP Update Data Disk April 1 (Public)\Chapters, Appendicies, and Input Assumptions\Input Assumptions\DSM\_PC_DSM-DR-IRP2023 Update Plexos Inputs Summer & Winter update.xlsx] |  | 2024-01-01
Generators | System | DRS.PX.WYC._.CI_.Grid Interactive Water Htr | Project Start Date | 45292 |  | - | 1 |  |  |  | = |  |  | H:\2023 IRP Update\_Document\DATA DISC\2023 IRP Update Data Disk April 1 (Public)\Chapters, Appendicies, and Input Assumptions\Input Assumptions\DSM\_PC_DSM-DR-IRP2023 Update Plexos Inputs Summer & Winter update.xlsx] |  | 2024-01-01
Generators | System | DRS.PX.NCA._.RES.Grid Interactive Water Htr | Project Start Date | 45292 |  | - | 1 |  |  |  | = |  |  | H:\2023 IRP Update\_Document\DATA DISC\2023 IRP Update Data Disk April 1 (Public)\Chapters, Appendicies, and Input Assumptions\Input Assumptions\DSM\_PC_DSM-DR-IRP2023 Update Plexos Inputs Summer & Winter update.xlsx] |  | 2024-01-01
Generators | System | DRS.PX.GOE._.RES.Grid Interactive Water Htr | Project Start Date | 45292 |  | - | 1 |  |  |  | = |  |  | H:\2023 IRP Update\_Document\DATA DISC\2023 IRP Update Data Disk April 1 (Public)\Chapters, Appendicies, and Input Assumptions\Input Assumptions\DSM\_PC_DSM-DR-IRP2023 Update Plexos Inputs Summer & Winter update.xlsx] |  | 2024-01-01
Generators | System | DRS.PX.SOR._.RES.Grid Interactive Water Htr | Project Start Date | 45292 |  | - | 1 |  |  |  | = |  |  | H:\2023 IRP Update\_Document\DATA DISC\2023 IRP Update Data Disk April 1 (Public)\Chapters, Appendicies, and Input Assumptions\Input Assumptions\DSM\_PC_DSM-DR-IRP2023 Update Plexos Inputs Summer & Winter update.xlsx] |  | 2024-01-01
Generators | System | DRS.PX.UTN._.RES.Grid Interactive Water Htr | Project Start Date | 45292 |  | - | 1 |  |  |  | = |  |  | H:\2023 IRP Update\_Document\DATA DISC\2023 IRP Update Data Disk April 1 (Public)\Chapters, Appendicies, and Input Assumptions\Input Assumptions\DSM\_PC_DSM-DR-IRP2023 Update Plexos Inputs Summer & Winter update.xlsx] |  | 2024-01-01
Generators | System | DRS.PX.YAK._.RES.Grid Interactive Water Htr | Project Start Date | 45292 |  | - | 1 |  |  |  | = |  |  | H:\2023 IRP Update\_Document\DATA DISC\2023 IRP Update Data Disk April 1 (Public)\Chapters, Appendicies, and Input Assumptions\Input Assumptions\DSM\_PC_DSM-DR-IRP2023 Update Plexos Inputs Summer & Winter update.xlsx] |  | 2024-01-01
Generators | System | DRS.PX.WYC._.RES.Grid Interactive Water Htr | Project Start Date | 45292 |  | - | 1 |  |  |  | = |  |  | H:\2023 IRP Update\_Document\DATA DISC\2023 IRP Update Data Disk April 1 (Public)\Chapters, Appendicies, and Input Assumptions\Input Assumptions\DSM\_PC_DSM-DR-IRP2023 Update Plexos Inputs Summer & Winter update.xlsx] |  | 2024-01-01
Generators | System | DRS.PX.NCA._.CI_.Smart Thermostats | Project Start Date | 45292 |  | - | 1 |  |  |  | = |  |  | H:\2023 IRP Update\_Document\DATA DISC\2023 IRP Update Data Disk April 1 (Public)\Chapters, Appendicies, and Input Assumptions\Input Assumptions\DSM\_PC_DSM-DR-IRP2023 Update Plexos Inputs Summer & Winter update.xlsx] |  | 2024-01-01
Generators | System | DRS.PX.GOE._.CI_.Smart Thermostats | Project Start Date | 45292 |  | - | 1 |  |  |  | = |  |  | H:\2023 IRP Update\_Document\DATA DISC\2023 IRP Update Data Disk April 1 (Public)\Chapters, Appendicies, and Input Assumptions\Input Assumptions\DSM\_PC_DSM-DR-IRP2023 Update Plexos Inputs Summer & Winter update.xlsx] |  | 2024-01-01
Generators | System | DRS.PX.SOR._.CI_.Smart Thermostats | Project Start Date | 45292 |  | - | 1 |  |  |  | = |  |  | H:\2023 IRP Update\_Document\DATA DISC\2023 IRP Update Data Disk April 1 (Public)\Chapters, Appendicies, and Input Assumptions\Input Assumptions\DSM\_PC_DSM-DR-IRP2023 Update Plexos Inputs Summer & Winter update.xlsx] |  | 2024-01-01
Generators | System | DRS.PX.UTN._.CI_.Smart Thermostats | Project Start Date | 45292 |  | - | 1 |  |  |  | = |  |  | H:\2023 IRP Update\_Document\DATA DISC\2023 IRP Update Data Disk April 1 (Public)\Chapters, Appendicies, and Input Assumptions\Input Assumptions\DSM\_PC_DSM-DR-IRP2023 Update Plexos Inputs Summer & Winter update.xlsx] |  | 2024-01-01
Generators | System | DRS.PX.YAK._.CI_.Smart Thermostats | Project Start Date | 45292 |  | - | 1 |  |  |  | = |  |  | H:\2023 IRP Update\_Document\DATA DISC\2023 IRP Update Data Disk April 1 (Public)\Chapters, Appendicies, and Input Assumptions\Input Assumptions\DSM\_PC_DSM-DR-IRP2023 Update Plexos Inputs Summer & Winter update.xlsx] |  | 2024-01-01
Generators | System | DRS.PX.WYC._.CI_.Smart Thermostats | Project Start Date | 45292 |  | - | 1 |  |  |  | = |  |  | H:\2023 IRP Update\_Document\DATA DISC\2023 IRP Update Data Disk April 1 (Public)\Chapters, Appendicies, and Input Assumptions\Input Assumptions\DSM\_PC_DSM-DR-IRP2023 Update Plexos Inputs Summer & Winter update.xlsx] |  | 2024-01-01
Generators | System | DRS.PX.NCA._.RES.Smart Thermostats | Project Start Date | 45292 |  | - | 1 |  |  |  | = |  |  | H:\2023 IRP Update\_Document\DATA DISC\2023 IRP Update Data Disk April 1 (Public)\Chapters, Appendicies, and Input Assumptions\Input Assumptions\DSM\_PC_DSM-DR-IRP2023 Update Plexos Inputs Summer & Winter update.xlsx] |  | 2024-01-01
Generators | System | DRS.PX.GOE._.RES.Smart Thermostats | Project Start Date | 45292 |  | - | 1 |  |  |  | = |  |  | H:\2023 IRP Update\_Document\DATA DISC\2023 IRP Update Data Disk April 1 (Public)\Chapters, Appendicies, and Input Assumptions\Input Assumptions\DSM\_PC_DSM-DR-IRP2023 Update Plexos Inputs Summer & Winter update.xlsx] |  | 2024-01-01
Generators | System | DRS.PX.SOR._.RES.Smart Thermostats | Project Start Date | 45292 |  | - | 1 |  |  |  | = |  |  | H:\2023 IRP Update\_Document\DATA DISC\2023 IRP Update Data Disk April 1 (Public)\Chapters, Appendicies, and Input Assumptions\Input Assumptions\DSM\_PC_DSM-DR-IRP2023 Update Plexos Inputs Summer & Winter update.xlsx] |  | 2024-01-01
Generators | System | DRS.PX.UTN._.RES.Smart Thermostats | Project Start Date | 45292 |  | - | 1 |  |  |  | = |  |  | H:\2023 IRP Update\_Document\DATA DISC\2023 IRP Update Data Disk April 1 (Public)\Chapters, Appendicies, and Input Assumptions\Input Assumptions\DSM\_PC_DSM-DR-IRP2023 Update Plexos Inputs Summer & Winter update.xlsx] |  | 2024-01-01
Generators | System | DRS.PX.YAK._.RES.Smart Thermostats | Project Start Date | 45292 |  | - | 1 |  |  |  | = |  |  | H:\2023 IRP Update\_Document\DATA DISC\2023 IRP Update Data Disk April 1 (Public)\Chapters, Appendicies, and Input Assumptions\Input Assumptions\DSM\_PC_DSM-DR-IRP2023 Update Plexos Inputs Summer & Winter update.xlsx] |  | 2024-01-01
Generators | System | DRS.PX.WYC._.RES.Smart Thermostats | Project Start Date | 45292 |  | - | 1 |  |  |  | = |  |  | H:\2023 IRP Update\_Document\DATA DISC\2023 IRP Update Data Disk April 1 (Public)\Chapters, Appendicies, and Input Assumptions\Input Assumptions\DSM\_PC_DSM-DR-IRP2023 Update Plexos Inputs Summer & Winter update.xlsx] |  | 2024-01-01
Generators | System | DRS.PX.NCA._.CI_.Battery DLC | Project Start Date | 45292 |  | - | 1 |  |  |  | = |  |  | H:\2023 IRP Update\_Document\DATA DISC\2023 IRP Update Data Disk April 1 (Public)\Chapters, Appendicies, and Input Assumptions\Input Assumptions\DSM\_PC_DSM-DR-IRP2023 Update Plexos Inputs Summer & Winter update.xlsx] |  | 2024-01-01
Generators | System | DRS.PX.GOE._.CI_.Battery DLC | Project Start Date | 45292 |  | - | 1 |  |  |  | = |  |  | H:\2023 IRP Update\_Document\DATA DISC\2023 IRP Update Data Disk April 1 (Public)\Chapters, Appendicies, and Input Assumptions\Input Assumptions\DSM\_PC_DSM-DR-IRP2023 Update Plexos Inputs Summer & Winter update.xlsx] |  | 2024-01-01
Generators | System | DRS.PX.SOR._.CI_.Battery DLC | Project Start Date | 45292 |  | - | 1 |  |  |  | = |  |  | H:\2023 IRP Update\_Document\DATA DISC\2023 IRP Update Data Disk April 1 (Public)\Chapters, Appendicies, and Input Assumptions\Input Assumptions\DSM\_PC_DSM-DR-IRP2023 Update Plexos Inputs Summer & Winter update.xlsx] |  | 2024-01-01
Generators | System | DRS.PX.UTN._.CI_.Battery DLC | Project Start Date | 45292 |  | - | 1 |  |  |  | = |  |  | H:\2023 IRP Update\_Document\DATA DISC\2023 IRP Update Data Disk April 1 (Public)\Chapters, Appendicies, and Input Assumptions\Input Assumptions\DSM\_PC_DSM-DR-IRP2023 Update Plexos Inputs Summer & Winter update.xlsx] |  | 2024-01-01
Generators | System | DRS.PX.YAK._.CI_.Battery DLC | Project Start Date | 45292 |  | - | 1 |  |  |  | = |  |  | H:\2023 IRP Update\_Document\DATA DISC\2023 IRP Update Data Disk April 1 (Public)\Chapters, Appendicies, and Input Assumptions\Input Assumptions\DSM\_PC_DSM-DR-IRP2023 Update Plexos Inputs Summer & Winter update.xlsx] |  | 2024-01-01
Generators | System | DRS.PX.WYC._.CI_.Battery DLC | Project Start Date | 45292 |  | - | 1 |  |  |  | = |  |  | H:\2023 IRP Update\_Document\DATA DISC\2023 IRP Update Data Disk April 1 (Public)\Chapters, Appendicies, and Input Assumptions\Input Assumptions\DSM\_PC_DSM-DR-IRP2023 Update Plexos Inputs Summer & Winter update.xlsx] |  | 2024-01-01
Generators | System | DRS.PX.NCA._.RES.Battery DLC | Project Start Date | 45292 |  | - | 1 |  |  |  | = |  |  | H:\2023 IRP Update\_Document\DATA DISC\2023 IRP Update Data Disk April 1 (Public)\Chapters, Appendicies, and Input Assumptions\Input Assumptions\DSM\_PC_DSM-DR-IRP2023 Update Plexos Inputs Summer & Winter update.xlsx] |  | 2024-01-01
Generators | System | DRS.PX.GOE._.RES.Battery DLC | Project Start Date | 45292 |  | - | 1 |  |  |  | = |  |  | H:\2023 IRP Update\_Document\DATA DISC\2023 IRP Update Data Disk April 1 (Public)\Chapters, Appendicies, and Input Assumptions\Input Assumptions\DSM\_PC_DSM-DR-IRP2023 Update Plexos Inputs Summer & Winter update.xlsx] |  | 2024-01-01
Generators | System | DRS.PX.SOR._.RES.Battery DLC | Project Start Date | 45292 |  | - | 1 |  |  |  | = |  |  | H:\2023 IRP Update\_Document\DATA DISC\2023 IRP Update Data Disk April 1 (Public)\Chapters, Appendicies, and Input Assumptions\Input Assumptions\DSM\_PC_DSM-DR-IRP2023 Update Plexos Inputs Summer & Winter update.xlsx] |  | 2024-01-01
Generators | System | DRS.PX.UTN._.RES.Battery DLC | Project Start Date | 45292 |  | - | 1 |  |  |  | = |  |  | H:\2023 IRP Update\_Document\DATA DISC\2023 IRP Update Data Disk April 1 (Public)\Chapters, Appendicies, and Input Assumptions\Input Assumptions\DSM\_PC_DSM-DR-IRP2023 Update Plexos Inputs Summer & Winter update.xlsx] |  | 2024-01-01
Generators | System | DRS.PX.YAK._.RES.Battery DLC | Project Start Date | 45292 |  | - | 1 |  |  |  | = |  |  | H:\2023 IRP Update\_Document\DATA DISC\2023 IRP Update Data Disk April 1 (Public)\Chapters, Appendicies, and Input Assumptions\Input Assumptions\DSM\_PC_DSM-DR-IRP2023 Update Plexos Inputs Summer & Winter update.xlsx] |  | 2024-01-01
Generators | System | DRS.PX.WYC._.RES.Battery DLC | Project Start Date | 45292 |  | - | 1 |  |  |  | = |  |  | H:\2023 IRP Update\_Document\DATA DISC\2023 IRP Update Data Disk April 1 (Public)\Chapters, Appendicies, and Input Assumptions\Input Assumptions\DSM\_PC_DSM-DR-IRP2023 Update Plexos Inputs Summer & Winter update.xlsx] |  | 2024-01-01
Generators | System | DRW.PX.GOE._.CI_.3 Party | Project Start Date | 45292 |  | - | 1 |  |  |  | = |  |  | H:\2023 IRP Update\_Document\DATA DISC\2023 IRP Update Data Disk April 1 (Public)\Chapters, Appendicies, and Input Assumptions\Input Assumptions\DSM\_PC_DSM-DR-IRP2023 Update Plexos Inputs Summer & Winter update.xlsx] |  | 2024-01-01
Generators | System | DRW.PX.GOE._.CI_.Battery DLC | Project Start Date | 45292 |  | - | 1 |  |  |  | = |  |  | H:\2023 IRP Update\_Document\DATA DISC\2023 IRP Update Data Disk April 1 (Public)\Chapters, Appendicies, and Input Assumptions\Input Assumptions\DSM\_PC_DSM-DR-IRP2023 Update Plexos Inputs Summer & Winter update.xlsx] |  | 2024-01-01
Generators | System | DRW.PX.GOE._.CI_.Grid Interactive Water Htr | Project Start Date | 45292 |  | - | 1 |  |  |  | = |  |  | H:\2023 IRP Update\_Document\DATA DISC\2023 IRP Update Data Disk April 1 (Public)\Chapters, Appendicies, and Input Assumptions\Input Assumptions\DSM\_PC_DSM-DR-IRP2023 Update Plexos Inputs Summer & Winter update.xlsx] |  | 2024-01-01
Generators | System | DRW.PX.GOE._.CI_.HVAC - DLC | Project Start Date | 45292 |  | - | 1 |  |  |  | = |  |  | H:\2023 IRP Update\_Document\DATA DISC\2023 IRP Update Data Disk April 1 (Public)\Chapters, Appendicies, and Input Assumptions\Input Assumptions\DSM\_PC_DSM-DR-IRP2023 Update Plexos Inputs Summer & Winter update.xlsx] |  | 2024-01-01
Generators | System | DRW.PX.GOE._.CI_.Smart Thermostats | Project Start Date | 45292 |  | - | 1 |  |  |  | = |  |  | H:\2023 IRP Update\_Document\DATA DISC\2023 IRP Update Data Disk April 1 (Public)\Chapters, Appendicies, and Input Assumptions\Input Assumptions\DSM\_PC_DSM-DR-IRP2023 Update Plexos Inputs Summer & Winter update.xlsx] |  | 2024-01-01
Generators | System | DRW.PX.GOE._.CI_.Water Heater - DLC | Project Start Date | 45292 |  | - | 1 |  |  |  | = |  |  | H:\2023 IRP Update\_Document\DATA DISC\2023 IRP Update Data Disk April 1 (Public)\Chapters, Appendicies, and Input Assumptions\Input Assumptions\DSM\_PC_DSM-DR-IRP2023 Update Plexos Inputs Summer & Winter update.xlsx] |  | 2024-01-01
Generators | System | DRW.PX.GOE._.RES.Battery DLC | Project Start Date | 45292 |  | - | 1 |  |  |  | = |  |  | H:\2023 IRP Update\_Document\DATA DISC\2023 IRP Update Data Disk April 1 (Public)\Chapters, Appendicies, and Input Assumptions\Input Assumptions\DSM\_PC_DSM-DR-IRP2023 Update Plexos Inputs Summer & Winter update.xlsx] |  | 2024-01-01
Generators | System | DRW.PX.GOE._.RES.EV DLC | Project Start Date | 45292 |  | - | 1 |  |  |  | = |  |  | H:\2023 IRP Update\_Document\DATA DISC\2023 IRP Update Data Disk April 1 (Public)\Chapters, Appendicies, and Input Assumptions\Input Assumptions\DSM\_PC_DSM-DR-IRP2023 Update Plexos Inputs Summer & Winter update.xlsx] |  | 2024-01-01
Generators | System | DRW.PX.GOE._.RES.Grid Interactive Water Htr | Project Start Date | 45292 |  | - | 1 |  |  |  | = |  |  | H:\2023 IRP Update\_Document\DATA DISC\2023 IRP Update Data Disk April 1 (Public)\Chapters, Appendicies, and Input Assumptions\Input Assumptions\DSM\_PC_DSM-DR-IRP2023 Update Plexos Inputs Summer & Winter update.xlsx] |  | 2024-01-01
Generators | System | DRW.PX.GOE._.RES.Home Energy Mgmt Sys | Project Start Date | 45292 |  | - | 1 |  |  |  | = |  |  | H:\2023 IRP Update\_Document\DATA DISC\2023 IRP Update Data Disk April 1 (Public)\Chapters, Appendicies, and Input Assumptions\Input Assumptions\DSM\_PC_DSM-DR-IRP2023 Update Plexos Inputs Summer & Winter update.xlsx] |  | 2024-01-01
Generators | System | DRW.PX.GOE._.RES.HVAC - DLC | Project Start Date | 45292 |  | - | 1 |  |  |  | = |  |  | H:\2023 IRP Update\_Document\DATA DISC\2023 IRP Update Data Disk April 1 (Public)\Chapters, Appendicies, and Input Assumptions\Input Assumptions\DSM\_PC_DSM-DR-IRP2023 Update Plexos Inputs Summer & Winter update.xlsx] |  | 2024-01-01
Generators | System | DRW.PX.GOE._.RES.Pool Pump - DLC | Project Start Date | 45292 |  | - | 1 |  |  |  | = |  |  | H:\2023 IRP Update\_Document\DATA DISC\2023 IRP Update Data Disk April 1 (Public)\Chapters, Appendicies, and Input Assumptions\Input Assumptions\DSM\_PC_DSM-DR-IRP2023 Update Plexos Inputs Summer & Winter update.xlsx] |  | 2024-01-01
Generators | System | DRW.PX.GOE._.RES.Smart Thermostats | Project Start Date | 45292 |  | - | 1 |  |  |  | = |  |  | H:\2023 IRP Update\_Document\DATA DISC\2023 IRP Update Data Disk April 1 (Public)\Chapters, Appendicies, and Input Assumptions\Input Assumptions\DSM\_PC_DSM-DR-IRP2023 Update Plexos Inputs Summer & Winter update.xlsx] |  | 2024-01-01
Generators | System | DRW.PX.GOE._.RES.Water Heater - DLC | Project Start Date | 45292 |  | - | 1 |  |  |  | = |  |  | H:\2023 IRP Update\_Document\DATA DISC\2023 IRP Update Data Disk April 1 (Public)\Chapters, Appendicies, and Input Assumptions\Input Assumptions\DSM\_PC_DSM-DR-IRP2023 Update Plexos Inputs Summer & Winter update.xlsx] |  | 2024-01-01
Generators | System | DRW.PX.NCA._.CI_.3 Party | Project Start Date | 45292 |  | - | 1 |  |  |  | = |  |  | H:\2023 IRP Update\_Document\DATA DISC\2023 IRP Update Data Disk April 1 (Public)\Chapters, Appendicies, and Input Assumptions\Input Assumptions\DSM\_PC_DSM-DR-IRP2023 Update Plexos Inputs Summer & Winter update.xlsx] |  | 2024-01-01
Generators | System | DRW.PX.NCA._.CI_.Battery DLC | Project Start Date | 45292 |  | - | 1 |  |  |  | = |  |  | H:\2023 IRP Update\_Document\DATA DISC\2023 IRP Update Data Disk April 1 (Public)\Chapters, Appendicies, and Input Assumptions\Input Assumptions\DSM\_PC_DSM-DR-IRP2023 Update Plexos Inputs Summer & Winter update.xlsx] |  | 2024-01-01
Generators | System | DRW.PX.NCA._.CI_.Grid Interactive Water Htr | Project Start Date | 45292 |  | - | 1 |  |  |  | = |  |  | H:\2023 IRP Update\_Document\DATA DISC\2023 IRP Update Data Disk April 1 (Public)\Chapters, Appendicies, and Input Assumptions\Input Assumptions\DSM\_PC_DSM-DR-IRP2023 Update Plexos Inputs Summer & Winter update.xlsx] |  | 2024-01-01
Generators | System | DRW.PX.NCA._.CI_.HVAC - DLC | Project Start Date | 45292 |  | - | 1 |  |  |  | = |  |  | H:\2023 IRP Update\_Document\DATA DISC\2023 IRP Update Data Disk April 1 (Public)\Chapters, Appendicies, and Input Assumptions\Input Assumptions\DSM\_PC_DSM-DR-IRP2023 Update Plexos Inputs Summer & Winter update.xlsx] |  | 2024-01-01
Generators | System | DRW.PX.NCA._.CI_.Smart Thermostats | Project Start Date | 45292 |  | - | 1 |  |  |  | = |  |  | H:\2023 IRP Update\_Document\DATA DISC\2023 IRP Update Data Disk April 1 (Public)\Chapters, Appendicies, and Input Assumptions\Input Assumptions\DSM\_PC_DSM-DR-IRP2023 Update Plexos Inputs Summer & Winter update.xlsx] |  | 2024-01-01
Generators | System | DRW.PX.NCA._.CI_.Water Heater - DLC | Project Start Date | 45292 |  | - | 1 |  |  |  | = |  |  | H:\2023 IRP Update\_Document\DATA DISC\2023 IRP Update Data Disk April 1 (Public)\Chapters, Appendicies, and Input Assumptions\Input Assumptions\DSM\_PC_DSM-DR-IRP2023 Update Plexos Inputs Summer & Winter update.xlsx] |  | 2024-01-01
Generators | System | DRW.PX.NCA._.RES.Battery DLC | Project Start Date | 45292 |  | - | 1 |  |  |  | = |  |  | H:\2023 IRP Update\_Document\DATA DISC\2023 IRP Update Data Disk April 1 (Public)\Chapters, Appendicies, and Input Assumptions\Input Assumptions\DSM\_PC_DSM-DR-IRP2023 Update Plexos Inputs Summer & Winter update.xlsx] |  | 2024-01-01
Generators | System | DRW.PX.NCA._.RES.EV DLC | Project Start Date | 45292 |  | - | 1 |  |  |  | = |  |  | H:\2023 IRP Update\_Document\DATA DISC\2023 IRP Update Data Disk April 1 (Public)\Chapters, Appendicies, and Input Assumptions\Input Assumptions\DSM\_PC_DSM-DR-IRP2023 Update Plexos Inputs Summer & Winter update.xlsx] |  | 2024-01-01
Generators | System | DRW.PX.NCA._.RES.Grid Interactive Water Htr | Project Start Date | 45292 |  | - | 1 |  |  |  | = |  |  | H:\2023 IRP Update\_Document\DATA DISC\2023 IRP Update Data Disk April 1 (Public)\Chapters, Appendicies, and Input Assumptions\Input Assumptions\DSM\_PC_DSM-DR-IRP2023 Update Plexos Inputs Summer & Winter update.xlsx] |  | 2024-01-01
Generators | System | DRW.PX.NCA._.RES.Home Energy Mgmt Sys | Project Start Date | 45292 |  | - | 1 |  |  |  | = |  |  | H:\2023 IRP Update\_Document\DATA DISC\2023 IRP Update Data Disk April 1 (Public)\Chapters, Appendicies, and Input Assumptions\Input Assumptions\DSM\_PC_DSM-DR-IRP2023 Update Plexos Inputs Summer & Winter update.xlsx] |  | 2024-01-01
Generators | System | DRW.PX.NCA._.RES.HVAC - DLC | Project Start Date | 45292 |  | - | 1 |  |  |  | = |  |  | H:\2023 IRP Update\_Document\DATA DISC\2023 IRP Update Data Disk April 1 (Public)\Chapters, Appendicies, and Input Assumptions\Input Assumptions\DSM\_PC_DSM-DR-IRP2023 Update Plexos Inputs Summer & Winter update.xlsx] |  | 2024-01-01
Generators | System | DRW.PX.NCA._.RES.Pool Pump - DLC | Project Start Date | 45292 |  | - | 1 |  |  |  | = |  |  | H:\2023 IRP Update\_Document\DATA DISC\2023 IRP Update Data Disk April 1 (Public)\Chapters, Appendicies, and Input Assumptions\Input Assumptions\DSM\_PC_DSM-DR-IRP2023 Update Plexos Inputs Summer & Winter update.xlsx] |  | 2024-01-01
Generators | System | DRW.PX.NCA._.RES.Smart Thermostats | Project Start Date | 45292 |  | - | 1 |  |  |  | = |  |  | H:\2023 IRP Update\_Document\DATA DISC\2023 IRP Update Data Disk April 1 (Public)\Chapters, Appendicies, and Input Assumptions\Input Assumptions\DSM\_PC_DSM-DR-IRP2023 Update Plexos Inputs Summer & Winter update.xlsx] |  | 2024-01-01
Generators | System | DRW.PX.NCA._.RES.Water Heater - DLC | Project Start Date | 45292 |  | - | 1 |  |  |  | = |  |  | H:\2023 IRP Update\_Document\DATA DISC\2023 IRP Update Data Disk April 1 (Public)\Chapters, Appendicies, and Input Assumptions\Input Assumptions\DSM\_PC_DSM-DR-IRP2023 Update Plexos Inputs Summer & Winter update.xlsx] |  | 2024-01-01
Generators | System | DRW.PX.SOR._.CI_.3 Party | Project Start Date | 45292 |  | - | 1 |  |  |  | = |  |  | H:\2023 IRP Update\_Document\DATA DISC\2023 IRP Update Data Disk April 1 (Public)\Chapters, Appendicies, and Input Assumptions\Input Assumptions\DSM\_PC_DSM-DR-IRP2023 Update Plexos Inputs Summer & Winter update.xlsx] |  | 2024-01-01
Generators | System | DRW.PX.SOR._.CI_.Battery DLC | Project Start Date | 45292 |  | - | 1 |  |  |  | = |  |  | H:\2023 IRP Update\_Document\DATA DISC\2023 IRP Update Data Disk April 1 (Public)\Chapters, Appendicies, and Input Assumptions\Input Assumptions\DSM\_PC_DSM-DR-IRP2023 Update Plexos Inputs Summer & Winter update.xlsx] |  | 2024-01-01
Generators | System | DRW.PX.SOR._.CI_.Grid Interactive Water Htr | Project Start Date | 45292 |  | - | 1 |  |  |  | = |  |  | H:\2023 IRP Update\_Document\DATA DISC\2023 IRP Update Data Disk April 1 (Public)\Chapters, Appendicies, and Input Assumptions\Input Assumptions\DSM\_PC_DSM-DR-IRP2023 Update Plexos Inputs Summer & Winter update.xlsx] |  | 2024-01-01
Generators | System | DRW.PX.SOR._.CI_.HVAC - DLC | Project Start Date | 45292 |  | - | 1 |  |  |  | = |  |  | H:\2023 IRP Update\_Document\DATA DISC\2023 IRP Update Data Disk April 1 (Public)\Chapters, Appendicies, and Input Assumptions\Input Assumptions\DSM\_PC_DSM-DR-IRP2023 Update Plexos Inputs Summer & Winter update.xlsx] |  | 2024-01-01
Generators | System | DRW.PX.SOR._.CI_.Smart Thermostats | Project Start Date | 45292 |  | - | 1 |  |  |  | = |  |  | H:\2023 IRP Update\_Document\DATA DISC\2023 IRP Update Data Disk April 1 (Public)\Chapters, Appendicies, and Input Assumptions\Input Assumptions\DSM\_PC_DSM-DR-IRP2023 Update Plexos Inputs Summer & Winter update.xlsx] |  | 2024-01-01
Generators | System | DRW.PX.SOR._.CI_.Water Heater - DLC | Project Start Date | 45292 |  | - | 1 |  |  |  | = |  |  | H:\2023 IRP Update\_Document\DATA DISC\2023 IRP Update Data Disk April 1 (Public)\Chapters, Appendicies, and Input Assumptions\Input Assumptions\DSM\_PC_DSM-DR-IRP2023 Update Plexos Inputs Summer & Winter update.xlsx] |  | 2024-01-01
Generators | System | DRW.PX.SOR._.RES.Battery DLC | Project Start Date | 45292 |  | - | 1 |  |  |  | = |  |  | H:\2023 IRP Update\_Document\DATA DISC\2023 IRP Update Data Disk April 1 (Public)\Chapters, Appendicies, and Input Assumptions\Input Assumptions\DSM\_PC_DSM-DR-IRP2023 Update Plexos Inputs Summer & Winter update.xlsx] |  | 2024-01-01
Generators | System | DRW.PX.SOR._.RES.EV DLC | Project Start Date | 45292 |  | - | 1 |  |  |  | = |  |  | H:\2023 IRP Update\_Document\DATA DISC\2023 IRP Update Data Disk April 1 (Public)\Chapters, Appendicies, and Input Assumptions\Input Assumptions\DSM\_PC_DSM-DR-IRP2023 Update Plexos Inputs Summer & Winter update.xlsx] |  | 2024-01-01
Generators | System | DRW.PX.SOR._.RES.Grid Interactive Water Htr | Project Start Date | 45292 |  | - | 1 |  |  |  | = |  |  | H:\2023 IRP Update\_Document\DATA DISC\2023 IRP Update Data Disk April 1 (Public)\Chapters, Appendicies, and Input Assumptions\Input Assumptions\DSM\_PC_DSM-DR-IRP2023 Update Plexos Inputs Summer & Winter update.xlsx] |  | 2024-01-01
Generators | System | DRW.PX.SOR._.RES.Home Energy Mgmt Sys | Project Start Date | 45292 |  | - | 1 |  |  |  | = |  |  | H:\2023 IRP Update\_Document\DATA DISC\2023 IRP Update Data Disk April 1 (Public)\Chapters, Appendicies, and Input Assumptions\Input Assumptions\DSM\_PC_DSM-DR-IRP2023 Update Plexos Inputs Summer & Winter update.xlsx] |  | 2024-01-01
Generators | System | DRW.PX.SOR._.RES.HVAC - DLC | Project Start Date | 45292 |  | - | 1 |  |  |  | = |  |  | H:\2023 IRP Update\_Document\DATA DISC\2023 IRP Update Data Disk April 1 (Public)\Chapters, Appendicies, and Input Assumptions\Input Assumptions\DSM\_PC_DSM-DR-IRP2023 Update Plexos Inputs Summer & Winter update.xlsx] |  | 2024-01-01
Generators | System | DRW.PX.SOR._.RES.Pool Pump - DLC | Project Start Date | 45292 |  | - | 1 |  |  |  | = |  |  | H:\2023 IRP Update\_Document\DATA DISC\2023 IRP Update Data Disk April 1 (Public)\Chapters, Appendicies, and Input Assumptions\Input Assumptions\DSM\_PC_DSM-DR-IRP2023 Update Plexos Inputs Summer & Winter update.xlsx] |  | 2024-01-01
Generators | System | DRW.PX.SOR._.RES.Smart Thermostats | Project Start Date | 45292 |  | - | 1 |  |  |  | = |  |  | H:\2023 IRP Update\_Document\DATA DISC\2023 IRP Update Data Disk April 1 (Public)\Chapters, Appendicies, and Input Assumptions\Input Assumptions\DSM\_PC_DSM-DR-IRP2023 Update Plexos Inputs Summer & Winter update.xlsx] |  | 2024-01-01
Generators | System | DRW.PX.SOR._.RES.Water Heater - DLC | Project Start Date | 45292 |  | - | 1 |  |  |  | = |  |  | H:\2023 IRP Update\_Document\DATA DISC\2023 IRP Update Data Disk April 1 (Public)\Chapters, Appendicies, and Input Assumptions\Input Assumptions\DSM\_PC_DSM-DR-IRP2023 Update Plexos Inputs Summer & Winter update.xlsx] |  | 2024-01-01
Generators | System | DRW.PX.UTN._.CI_.3 Party | Project Start Date | 45292 |  | - | 1 |  |  |  | = |  |  | H:\2023 IRP Update\_Document\DATA DISC\2023 IRP Update Data Disk April 1 (Public)\Chapters, Appendicies, and Input Assumptions\Input Assumptions\DSM\_PC_DSM-DR-IRP2023 Update Plexos Inputs Summer & Winter update.xlsx] |  | 2024-01-01
Generators | System | DRW.PX.UTN._.CI_.Battery DLC | Project Start Date | 45292 |  | - | 1 |  |  |  | = |  |  | H:\2023 IRP Update\_Document\DATA DISC\2023 IRP Update Data Disk April 1 (Public)\Chapters, Appendicies, and Input Assumptions\Input Assumptions\DSM\_PC_DSM-DR-IRP2023 Update Plexos Inputs Summer & Winter update.xlsx] |  | 2024-01-01
Generators | System | DRW.PX.UTN._.CI_.Grid Interactive Water Htr | Project Start Date | 45292 |  | - | 1 |  |  |  | = |  |  | H:\2023 IRP Update\_Document\DATA DISC\2023 IRP Update Data Disk April 1 (Public)\Chapters, Appendicies, and Input Assumptions\Input Assumptions\DSM\_PC_DSM-DR-IRP2023 Update Plexos Inputs Summer & Winter update.xlsx] |  | 2024-01-01
Generators | System | DRW.PX.UTN._.CI_.HVAC - DLC | Project Start Date | 45292 |  | - | 1 |  |  |  | = |  |  | H:\2023 IRP Update\_Document\DATA DISC\2023 IRP Update Data Disk April 1 (Public)\Chapters, Appendicies, and Input Assumptions\Input Assumptions\DSM\_PC_DSM-DR-IRP2023 Update Plexos Inputs Summer & Winter update.xlsx] |  | 2024-01-01
Generators | System | DRW.PX.UTN._.CI_.Smart Thermostats | Project Start Date | 45292 |  | - | 1 |  |  |  | = |  |  | H:\2023 IRP Update\_Document\DATA DISC\2023 IRP Update Data Disk April 1 (Public)\Chapters, Appendicies, and Input Assumptions\Input Assumptions\DSM\_PC_DSM-DR-IRP2023 Update Plexos Inputs Summer & Winter update.xlsx] |  | 2024-01-01
Generators | System | DRW.PX.UTN._.CI_.Water Heater - DLC | Project Start Date | 45292 |  | - | 1 |  |  |  | = |  |  | H:\2023 IRP Update\_Document\DATA DISC\2023 IRP Update Data Disk April 1 (Public)\Chapters, Appendicies, and Input Assumptions\Input Assumptions\DSM\_PC_DSM-DR-IRP2023 Update Plexos Inputs Summer & Winter update.xlsx] |  | 2024-01-01
Generators | System | DRW.PX.UTN._.RES.Battery DLC | Project Start Date | 45292 |  | - | 1 |  |  |  | = |  |  | H:\2023 IRP Update\_Document\DATA DISC\2023 IRP Update Data Disk April 1 (Public)\Chapters, Appendicies, and Input Assumptions\Input Assumptions\DSM\_PC_DSM-DR-IRP2023 Update Plexos Inputs Summer & Winter update.xlsx] |  | 2024-01-01
Generators | System | DRW.PX.UTN._.RES.EV DLC | Project Start Date | 45292 |  | - | 1 |  |  |  | = |  |  | H:\2023 IRP Update\_Document\DATA DISC\2023 IRP Update Data Disk April 1 (Public)\Chapters, Appendicies, and Input Assumptions\Input Assumptions\DSM\_PC_DSM-DR-IRP2023 Update Plexos Inputs Summer & Winter update.xlsx] |  | 2024-01-01
Generators | System | DRW.PX.UTN._.RES.Grid Interactive Water Htr | Project Start Date | 45292 |  | - | 1 |  |  |  | = |  |  | H:\2023 IRP Update\_Document\DATA DISC\2023 IRP Update Data Disk April 1 (Public)\Chapters, Appendicies, and Input Assumptions\Input Assumptions\DSM\_PC_DSM-DR-IRP2023 Update Plexos Inputs Summer & Winter update.xlsx] |  | 2024-01-01
Generators | System | DRW.PX.UTN._.RES.Home Energy Mgmt Sys | Project Start Date | 45292 |  | - | 1 |  |  |  | = |  |  | H:\2023 IRP Update\_Document\DATA DISC\2023 IRP Update Data Disk April 1 (Public)\Chapters, Appendicies, and Input Assumptions\Input Assumptions\DSM\_PC_DSM-DR-IRP2023 Update Plexos Inputs Summer & Winter update.xlsx] |  | 2024-01-01
Generators | System | DRW.PX.UTN._.RES.HVAC - DLC | Project Start Date | 45292 |  | - | 1 |  |  |  | = |  |  | H:\2023 IRP Update\_Document\DATA DISC\2023 IRP Update Data Disk April 1 (Public)\Chapters, Appendicies, and Input Assumptions\Input Assumptions\DSM\_PC_DSM-DR-IRP2023 Update Plexos Inputs Summer & Winter update.xlsx] |  | 2024-01-01
Generators | System | DRW.PX.UTN._.RES.Pool Pump - DLC | Project Start Date | 45292 |  | - | 1 |  |  |  | = |  |  | H:\2023 IRP Update\_Document\DATA DISC\2023 IRP Update Data Disk April 1 (Public)\Chapters, Appendicies, and Input Assumptions\Input Assumptions\DSM\_PC_DSM-DR-IRP2023 Update Plexos Inputs Summer & Winter update.xlsx] |  | 2024-01-01
Generators | System | DRW.PX.UTN._.RES.Smart Thermostats | Project Start Date | 45292 |  | - | 1 |  |  |  | = |  |  | H:\2023 IRP Update\_Document\DATA DISC\2023 IRP Update Data Disk April 1 (Public)\Chapters, Appendicies, and Input Assumptions\Input Assumptions\DSM\_PC_DSM-DR-IRP2023 Update Plexos Inputs Summer & Winter update.xlsx] |  | 2024-01-01
Generators | System | DRW.PX.UTN._.RES.Water Heater - DLC | Project Start Date | 45292 |  | - | 1 |  |  |  | = |  |  | H:\2023 IRP Update\_Document\DATA DISC\2023 IRP Update Data Disk April 1 (Public)\Chapters, Appendicies, and Input Assumptions\Input Assumptions\DSM\_PC_DSM-DR-IRP2023 Update Plexos Inputs Summer & Winter update.xlsx] |  | 2024-01-01
Generators | System | DRW.PX.WYC._.CI_.3 Party | Project Start Date | 45292 |  | - | 1 |  |  |  | = |  |  | H:\2023 IRP Update\_Document\DATA DISC\2023 IRP Update Data Disk April 1 (Public)\Chapters, Appendicies, and Input Assumptions\Input Assumptions\DSM\_PC_DSM-DR-IRP2023 Update Plexos Inputs Summer & Winter update.xlsx] |  | 2024-01-01
Generators | System | DRW.PX.WYC._.CI_.Battery DLC | Project Start Date | 45292 |  | - | 1 |  |  |  | = |  |  | H:\2023 IRP Update\_Document\DATA DISC\2023 IRP Update Data Disk April 1 (Public)\Chapters, Appendicies, and Input Assumptions\Input Assumptions\DSM\_PC_DSM-DR-IRP2023 Update Plexos Inputs Summer & Winter update.xlsx] |  | 2024-01-01
Generators | System | DRW.PX.WYC._.CI_.Grid Interactive Water Htr | Project Start Date | 45292 |  | - | 1 |  |  |  | = |  |  | H:\2023 IRP Update\_Document\DATA DISC\2023 IRP Update Data Disk April 1 (Public)\Chapters, Appendicies, and Input Assumptions\Input Assumptions\DSM\_PC_DSM-DR-IRP2023 Update Plexos Inputs Summer & Winter update.xlsx] |  | 2024-01-01
Generators | System | DRW.PX.WYC._.CI_.HVAC - DLC | Project Start Date | 45292 |  | - | 1 |  |  |  | = |  |  | H:\2023 IRP Update\_Document\DATA DISC\2023 IRP Update Data Disk April 1 (Public)\Chapters, Appendicies, and Input Assumptions\Input Assumptions\DSM\_PC_DSM-DR-IRP2023 Update Plexos Inputs Summer & Winter update.xlsx] |  | 2024-01-01
Generators | System | DRW.PX.WYC._.CI_.Smart Thermostats | Project Start Date | 45292 |  | - | 1 |  |  |  | = |  |  | H:\2023 IRP Update\_Document\DATA DISC\2023 IRP Update Data Disk April 1 (Public)\Chapters, Appendicies, and Input Assumptions\Input Assumptions\DSM\_PC_DSM-DR-IRP2023 Update Plexos Inputs Summer & Winter update.xlsx] |  | 2024-01-01
Generators | System | DRW.PX.WYC._.CI_.Water Heater - DLC | Project Start Date | 45292 |  | - | 1 |  |  |  | = |  |  | H:\2023 IRP Update\_Document\DATA DISC\2023 IRP Update Data Disk April 1 (Public)\Chapters, Appendicies, and Input Assumptions\Input Assumptions\DSM\_PC_DSM-DR-IRP2023 Update Plexos Inputs Summer & Winter update.xlsx] |  | 2024-01-01
Generators | System | DRW.PX.WYC._.RES.Battery DLC | Project Start Date | 45292 |  | - | 1 |  |  |  | = |  |  | H:\2023 IRP Update\_Document\DATA DISC\2023 IRP Update Data Disk April 1 (Public)\Chapters, Appendicies, and Input Assumptions\Input Assumptions\DSM\_PC_DSM-DR-IRP2023 Update Plexos Inputs Summer & Winter update.xlsx] |  | 2024-01-01
Generators | System | DRW.PX.WYC._.RES.EV DLC | Project Start Date | 45292 |  | - | 1 |  |  |  | = |  |  | H:\2023 IRP Update\_Document\DATA DISC\2023 IRP Update Data Disk April 1 (Public)\Chapters, Appendicies, and Input Assumptions\Input Assumptions\DSM\_PC_DSM-DR-IRP2023 Update Plexos Inputs Summer & Winter update.xlsx] |  | 2024-01-01
Generators | System | DRW.PX.WYC._.RES.Grid Interactive Water Htr | Project Start Date | 45292 |  | - | 1 |  |  |  | = |  |  | H:\2023 IRP Update\_Document\DATA DISC\2023 IRP Update Data Disk April 1 (Public)\Chapters, Appendicies, and Input Assumptions\Input Assumptions\DSM\_PC_DSM-DR-IRP2023 Update Plexos Inputs Summer & Winter update.xlsx] |  | 2024-01-01
Generators | System | DRW.PX.WYC._.RES.Home Energy Mgmt Sys | Project Start Date | 45292 |  | - | 1 |  |  |  | = |  |  | H:\2023 IRP Update\_Document\DATA DISC\2023 IRP Update Data Disk April 1 (Public)\Chapters, Appendicies, and Input Assumptions\Input Assumptions\DSM\_PC_DSM-DR-IRP2023 Update Plexos Inputs Summer & Winter update.xlsx] |  | 2024-01-01
Generators | System | DRW.PX.WYC._.RES.HVAC - DLC | Project Start Date | 45292 |  | - | 1 |  |  |  | = |  |  | H:\2023 IRP Update\_Document\DATA DISC\2023 IRP Update Data Disk April 1 (Public)\Chapters, Appendicies, and Input Assumptions\Input Assumptions\DSM\_PC_DSM-DR-IRP2023 Update Plexos Inputs Summer & Winter update.xlsx] |  | 2024-01-01
Generators | System | DRW.PX.WYC._.RES.Pool Pump - DLC | Project Start Date | 45292 |  | - | 1 |  |  |  | = |  |  | H:\2023 IRP Update\_Document\DATA DISC\2023 IRP Update Data Disk April 1 (Public)\Chapters, Appendicies, and Input Assumptions\Input Assumptions\DSM\_PC_DSM-DR-IRP2023 Update Plexos Inputs Summer & Winter update.xlsx] |  | 2024-01-01
Generators | System | DRW.PX.WYC._.RES.Smart Thermostats | Project Start Date | 45292 |  | - | 1 |  |  |  | = |  |  | H:\2023 IRP Update\_Document\DATA DISC\2023 IRP Update Data Disk April 1 (Public)\Chapters, Appendicies, and Input Assumptions\Input Assumptions\DSM\_PC_DSM-DR-IRP2023 Update Plexos Inputs Summer & Winter update.xlsx] |  | 2024-01-01
Generators | System | DRW.PX.WYC._.RES.Water Heater - DLC | Project Start Date | 45292 |  | - | 1 |  |  |  | = |  |  | H:\2023 IRP Update\_Document\DATA DISC\2023 IRP Update Data Disk April 1 (Public)\Chapters, Appendicies, and Input Assumptions\Input Assumptions\DSM\_PC_DSM-DR-IRP2023 Update Plexos Inputs Summer & Winter update.xlsx] |  | 2024-01-01
Generators | System | DRW.PX.YAK._.CI_.3 Party | Project Start Date | 45292 |  | - | 1 |  |  |  | = |  |  | H:\2023 IRP Update\_Document\DATA DISC\2023 IRP Update Data Disk April 1 (Public)\Chapters, Appendicies, and Input Assumptions\Input Assumptions\DSM\_PC_DSM-DR-IRP2023 Update Plexos Inputs Summer & Winter update.xlsx] |  | 2024-01-01
Generators | System | DRW.PX.YAK._.CI_.Battery DLC | Project Start Date | 45292 |  | - | 1 |  |  |  | = |  |  | H:\2023 IRP Update\_Document\DATA DISC\2023 IRP Update Data Disk April 1 (Public)\Chapters, Appendicies, and Input Assumptions\Input Assumptions\DSM\_PC_DSM-DR-IRP2023 Update Plexos Inputs Summer & Winter update.xlsx] |  | 2024-01-01
Generators | System | DRW.PX.YAK._.CI_.Grid Interactive Water Htr | Project Start Date | 45292 |  | - | 1 |  |  |  | = |  |  | H:\2023 IRP Update\_Document\DATA DISC\2023 IRP Update Data Disk April 1 (Public)\Chapters, Appendicies, and Input Assumptions\Input Assumptions\DSM\_PC_DSM-DR-IRP2023 Update Plexos Inputs Summer & Winter update.xlsx] |  | 2024-01-01
Generators | System | DRW.PX.YAK._.CI_.HVAC - DLC | Project Start Date | 45292 |  | - | 1 |  |  |  | = |  |  | H:\2023 IRP Update\_Document\DATA DISC\2023 IRP Update Data Disk April 1 (Public)\Chapters, Appendicies, and Input Assumptions\Input Assumptions\DSM\_PC_DSM-DR-IRP2023 Update Plexos Inputs Summer & Winter update.xlsx] |  | 2024-01-01
Generators | System | DRW.PX.YAK._.CI_.Smart Thermostats | Project Start Date | 45292 |  | - | 1 |  |  |  | = |  |  | H:\2023 IRP Update\_Document\DATA DISC\2023 IRP Update Data Disk April 1 (Public)\Chapters, Appendicies, and Input Assumptions\Input Assumptions\DSM\_PC_DSM-DR-IRP2023 Update Plexos Inputs Summer & Winter update.xlsx] |  | 2024-01-01
Generators | System | DRW.PX.YAK._.CI_.Water Heater - DLC | Project Start Date | 45292 |  | - | 1 |  |  |  | = |  |  | H:\2023 IRP Update\_Document\DATA DISC\2023 IRP Update Data Disk April 1 (Public)\Chapters, Appendicies, and Input Assumptions\Input Assumptions\DSM\_PC_DSM-DR-IRP2023 Update Plexos Inputs Summer & Winter update.xlsx] |  | 2024-01-01
Generators | System | DRW.PX.YAK._.RES.Battery DLC | Project Start Date | 45292 |  | - | 1 |  |  |  | = |  |  | H:\2023 IRP Update\_Document\DATA DISC\2023 IRP Update Data Disk April 1 (Public)\Chapters, Appendicies, and Input Assumptions\Input Assumptions\DSM\_PC_DSM-DR-IRP2023 Update Plexos Inputs Summer & Winter update.xlsx] |  | 2024-01-01
Generators | System | DRW.PX.YAK._.RES.EV DLC | Project Start Date | 45292 |  | - | 1 |  |  |  | = |  |  | H:\2023 IRP Update\_Document\DATA DISC\2023 IRP Update Data Disk April 1 (Public)\Chapters, Appendicies, and Input Assumptions\Input Assumptions\DSM\_PC_DSM-DR-IRP2023 Update Plexos Inputs Summer & Winter update.xlsx] |  | 2024-01-01
Generators | System | DRW.PX.YAK._.RES.Grid Interactive Water Htr | Project Start Date | 45292 |  | - | 1 |  |  |  | = |  |  | H:\2023 IRP Update\_Document\DATA DISC\2023 IRP Update Data Disk April 1 (Public)\Chapters, Appendicies, and Input Assumptions\Input Assumptions\DSM\_PC_DSM-DR-IRP2023 Update Plexos Inputs Summer & Winter update.xlsx] |  | 2024-01-01
Generators | System | DRW.PX.YAK._.RES.Home Energy Mgmt Sys | Project Start Date | 45292 |  | - | 1 |  |  |  | = |  |  | H:\2023 IRP Update\_Document\DATA DISC\2023 IRP Update Data Disk April 1 (Public)\Chapters, Appendicies, and Input Assumptions\Input Assumptions\DSM\_PC_DSM-DR-IRP2023 Update Plexos Inputs Summer & Winter update.xlsx] |  | 2024-01-01
Generators | System | DRW.PX.YAK._.RES.HVAC - DLC | Project Start Date | 45292 |  | - | 1 |  |  |  | = |  |  | H:\2023 IRP Update\_Document\DATA DISC\2023 IRP Update Data Disk April 1 (Public)\Chapters, Appendicies, and Input Assumptions\Input Assumptions\DSM\_PC_DSM-DR-IRP2023 Update Plexos Inputs Summer & Winter update.xlsx] |  | 2024-01-01
Generators | System | DRW.PX.YAK._.RES.Pool Pump - DLC | Project Start Date | 45292 |  | - | 1 |  |  |  | = |  |  | H:\2023 IRP Update\_Document\DATA DISC\2023 IRP Update Data Disk April 1 (Public)\Chapters, Appendicies, and Input Assumptions\Input Assumptions\DSM\_PC_DSM-DR-IRP2023 Update Plexos Inputs Summer & Winter update.xlsx] |  | 2024-01-01
Generators | System | DRW.PX.YAK._.RES.Smart Thermostats | Project Start Date | 45292 |  | - | 1 |  |  |  | = |  |  | H:\2023 IRP Update\_Document\DATA DISC\2023 IRP Update Data Disk April 1 (Public)\Chapters, Appendicies, and Input Assumptions\Input Assumptions\DSM\_PC_DSM-DR-IRP2023 Update Plexos Inputs Summer & Winter update.xlsx] |  | 2024-01-01
Generators | System | DRW.PX.YAK._.RES.Water Heater - DLC | Project Start Date | 45292 |  | - | 1 |  |  |  | = |  |  | H:\2023 IRP Update\_Document\DATA DISC\2023 IRP Update Data Disk April 1 (Public)\Chapters, Appendicies, and Input Assumptions\Input Assumptions\DSM\_PC_DSM-DR-IRP2023 Update Plexos Inputs Summer & Winter update.xlsx] |  | 2024-01-01
Collection | Parent Object | Child Object | Property | Value | Data File | Units | Band | Date From | Date To | Timeslice | Action | Expression | Scenario | Memo | Category
Generators | System | DRS.PX.GOE._.CI_.3 Party | Project Start Date | 2024-01-01 |  | - | 1 |  |  |  | = |  |  |  | New DSM DR
Formulas:
Date Format = [Value]

## FOM
|  |  | Delta Check | -0.05 | [9 empty] | NO CHANGE FOR 23IRP UPDATE |  | -10923.69
Collection | Parent Object | Child Object | Property | Value | Data File | Units | Band | Date From | Date To | Timeslice | Action | Expression | Scenario | Memo | Collection | Parent Object | Child Object | Property | Value | Data File | Units | Band | Date From | Date To | Timeslice | Action | Expression | Scenario | Memo | Category
Generators | System | DRS.PX.NCA._.CI_.3 Party | FO&M Charge | 30.66 |  | $/kW/yr | 1 |  |  |  | = |  |  | H:\2023 IRP Update\_Document\DATA DISC\2023 IRP Update Data Disk April 1 (Public)\Chapters, Appendicies, and Input Assumptions\Input Assumptions\DSM\_PC_DSM-DR-IRP2023 Update Plexos Inputs Summer & Winter update.xlsx] | Generators | System | DRS.PX.GOE._.CI_.3 Party | FO&M Charge | 1423.91 |  | $/kW/yr | 1 |  |  |  | = |  |  |  | New DSM DR Summer
Generators | System | DRS.PX.GOE._.CI_.3 Party | FO&M Charge | 40.06 |  | $/kW/yr | 1 |  |  |  | = |  |  | H:\2023 IRP Update\_Document\DATA DISC\2023 IRP Update Data Disk April 1 (Public)\Chapters, Appendicies, and Input Assumptions\Input Assumptions\DSM\_PC_DSM-DR-IRP2023 Update Plexos Inputs Summer & Winter update.xlsx] | Generators | System | DRS.PX.GOE._.CI_.Battery DLC | FO&M Charge | 61.2 |  | $/kW/yr | 1 |  |  |  | = |  |  |  | New DSM DR Summer
Generators | System | DRS.PX.SOR._.CI_.3 Party | FO&M Charge | 30.51 |  | $/kW/yr | 1 |  |  |  | = |  |  | H:\2023 IRP Update\_Document\DATA DISC\2023 IRP Update Data Disk April 1 (Public)\Chapters, Appendicies, and Input Assumptions\Input Assumptions\DSM\_PC_DSM-DR-IRP2023 Update Plexos Inputs Summer & Winter update.xlsx] | Generators | System | DRS.PX.GOE._.CI_.Grid Interactive Water Htr | FO&M Charge | 1613.98 |  | $/kW/yr | 1 |  |  |  | = |  |  |  | New DSM DR Summer
Generators | System | DRS.PX.UTN._.CI_.3 Party | FO&M Charge | 40.08 |  | $/kW/yr | 1 |  |  |  | = |  |  | H:\2023 IRP Update\_Document\DATA DISC\2023 IRP Update Data Disk April 1 (Public)\Chapters, Appendicies, and Input Assumptions\Input Assumptions\DSM\_PC_DSM-DR-IRP2023 Update Plexos Inputs Summer & Winter update.xlsx] | Generators | System | DRS.PX.GOE._.CI_.HVAC - DLC | FO&M Charge | 1575.21 |  | $/kW/yr | 1 |  |  |  | = |  |  |  | New DSM DR Summer
Generators | System | DRS.PX.YAK._.CI_.3 Party | FO&M Charge | 27.58 |  | $/kW/yr | 1 |  |  |  | = |  |  | H:\2023 IRP Update\_Document\DATA DISC\2023 IRP Update Data Disk April 1 (Public)\Chapters, Appendicies, and Input Assumptions\Input Assumptions\DSM\_PC_DSM-DR-IRP2023 Update Plexos Inputs Summer & Winter update.xlsx] | Generators | System | DRS.PX.GOE._.CI_.Pool Pump - DLC | FO&M Charge | 1561.87 |  | $/kW/yr | 1 |  |  |  | = |  |  |  | New DSM DR Summer
Generators | System | DRS.PX.WYC._.CI_.3 Party | FO&M Charge | 40.59 |  | $/kW/yr | 1 |  |  |  | = |  |  | H:\2023 IRP Update\_Document\DATA DISC\2023 IRP Update Data Disk April 1 (Public)\Chapters, Appendicies, and Input Assumptions\Input Assumptions\DSM\_PC_DSM-DR-IRP2023 Update Plexos Inputs Summer & Winter update.xlsx] | Generators | System | DRS.PX.GOE._.CI_.Smart Thermostats | FO&M Charge | 201.45 |  | $/kW/yr | 1 |  |  |  | = |  |  |  | New DSM DR Summer
Generators | System | DRS.PX.NCA._.RES.EV DLC | FO&M Charge | 374.67 |  | $/kW/yr | 1 |  |  |  | = |  |  | H:\2023 IRP Update\_Document\DATA DISC\2023 IRP Update Data Disk April 1 (Public)\Chapters, Appendicies, and Input Assumptions\Input Assumptions\DSM\_PC_DSM-DR-IRP2023 Update Plexos Inputs Summer & Winter update.xlsx] | Generators | System | DRS.PX.GOE._.CI_.Water Heater - DLC | FO&M Charge | 781.75 |  | $/kW/yr | 1 |  |  |  | = |  |  |  | New DSM DR Summer
Generators | System | DRS.PX.GOE._.RES.EV DLC | FO&M Charge | 358.1 |  | $/kW/yr | 1 |  |  |  | = |  |  | H:\2023 IRP Update\_Document\DATA DISC\2023 IRP Update Data Disk April 1 (Public)\Chapters, Appendicies, and Input Assumptions\Input Assumptions\DSM\_PC_DSM-DR-IRP2023 Update Plexos Inputs Summer & Winter update.xlsx] | Generators | System | DRS.PX.GOE._.IRR.Irrigation DLC | FO&M Charge | 65.21 |  | $/kW/yr | 1 |  |  |  | = |  |  |  | New DSM DR Summer
Generators | System | DRS.PX.SOR._.RES.EV DLC | FO&M Charge | 384.53 |  | $/kW/yr | 1 |  |  |  | = |  |  | H:\2023 IRP Update\_Document\DATA DISC\2023 IRP Update Data Disk April 1 (Public)\Chapters, Appendicies, and Input Assumptions\Input Assumptions\DSM\_PC_DSM-DR-IRP2023 Update Plexos Inputs Summer & Winter update.xlsx] | Generators | System | DRS.PX.GOE._.RES.Battery DLC | FO&M Charge | 62.25 |  | $/kW/yr | 1 |  |  |  | = |  |  |  | New DSM DR Summer
Generators | System | DRS.PX.UTN._.RES.EV DLC | FO&M Charge | 408.18 |  | $/kW/yr | 1 |  |  |  | = |  |  | H:\2023 IRP Update\_Document\DATA DISC\2023 IRP Update Data Disk April 1 (Public)\Chapters, Appendicies, and Input Assumptions\Input Assumptions\DSM\_PC_DSM-DR-IRP2023 Update Plexos Inputs Summer & Winter update.xlsx] | Generators | System | DRS.PX.GOE._.RES.EV DLC | FO&M Charge | 144.47 |  | $/kW/yr | 1 |  |  |  | = |  |  |  | New DSM DR Summer
Generators | System | DRS.PX.YAK._.RES.EV DLC | FO&M Charge | 344.13 |  | $/kW/yr | 1 |  |  |  | = |  |  | H:\2023 IRP Update\_Document\DATA DISC\2023 IRP Update Data Disk April 1 (Public)\Chapters, Appendicies, and Input Assumptions\Input Assumptions\DSM\_PC_DSM-DR-IRP2023 Update Plexos Inputs Summer & Winter update.xlsx] | Generators | System | DRS.PX.GOE._.RES.Grid Interactive Water Htr | FO&M Charge | 259.88 |  | $/kW/yr | 1 |  |  |  | = |  |  |  | New DSM DR Summer
Generators | System | DRS.PX.WYC._.RES.EV DLC | FO&M Charge | 368.67 |  | $/kW/yr | 1 |  |  |  | = |  |  | H:\2023 IRP Update\_Document\DATA DISC\2023 IRP Update Data Disk April 1 (Public)\Chapters, Appendicies, and Input Assumptions\Input Assumptions\DSM\_PC_DSM-DR-IRP2023 Update Plexos Inputs Summer & Winter update.xlsx] | Generators | System | DRS.PX.GOE._.RES.Home Energy Mgmt Sys | FO&M Charge | 978.22 |  | $/kW/yr | 1 |  |  |  | = |  |  |  | New DSM DR Summer
Generators | System | DRS.PX.NCA._.CI_.HVAC - DLC | FO&M Charge | 35.76 |  | $/kW/yr | 1 |  |  |  | = |  |  | H:\2023 IRP Update\_Document\DATA DISC\2023 IRP Update Data Disk April 1 (Public)\Chapters, Appendicies, and Input Assumptions\Input Assumptions\DSM\_PC_DSM-DR-IRP2023 Update Plexos Inputs Summer & Winter update.xlsx] | Generators | System | DRS.PX.GOE._.RES.HVAC - DLC | FO&M Charge | 206.55 |  | $/kW/yr | 1 |  |  |  | = |  |  |  | New DSM DR Summer
Generators | System | DRS.PX.GOE._.CI_.HVAC - DLC | FO&M Charge | 54.21 |  | $/kW/yr | 1 |  |  |  | = |  |  | H:\2023 IRP Update\_Document\DATA DISC\2023 IRP Update Data Disk April 1 (Public)\Chapters, Appendicies, and Input Assumptions\Input Assumptions\DSM\_PC_DSM-DR-IRP2023 Update Plexos Inputs Summer & Winter update.xlsx] | Generators | System | DRS.PX.GOE._.RES.Pool Pump - DLC | FO&M Charge | 554.22 |  | $/kW/yr | 1 |  |  |  | = |  |  |  | New DSM DR Summer
Generators | System | DRS.PX.SOR._.CI_.HVAC - DLC | FO&M Charge | 32.68 |  | $/kW/yr | 1 |  |  |  | = |  |  | H:\2023 IRP Update\_Document\DATA DISC\2023 IRP Update Data Disk April 1 (Public)\Chapters, Appendicies, and Input Assumptions\Input Assumptions\DSM\_PC_DSM-DR-IRP2023 Update Plexos Inputs Summer & Winter update.xlsx] | Generators | System | DRS.PX.GOE._.RES.Water Heater - DLC | FO&M Charge | 127.23 |  | $/kW/yr | 1 |  |  |  | = |  |  |  | New DSM DR Summer
Generators | System | DRS.PX.UTN._.CI_.HVAC - DLC | FO&M Charge | 26.18 |  | $/kW/yr | 1 |  |  |  | = |  |  | H:\2023 IRP Update\_Document\DATA DISC\2023 IRP Update Data Disk April 1 (Public)\Chapters, Appendicies, and Input Assumptions\Input Assumptions\DSM\_PC_DSM-DR-IRP2023 Update Plexos Inputs Summer & Winter update.xlsx] | Generators | System | DRS.PX.NCA._.CI_.3 Party | FO&M Charge | 1108.36 |  | $/kW/yr | 1 |  |  |  | = |  |  |  | New DSM DR Summer
Generators | System | DRS.PX.YAK._.CI_.HVAC - DLC | FO&M Charge | 25.91 |  | $/kW/yr | 1 |  |  |  | = |  |  | H:\2023 IRP Update\_Document\DATA DISC\2023 IRP Update Data Disk April 1 (Public)\Chapters, Appendicies, and Input Assumptions\Input Assumptions\DSM\_PC_DSM-DR-IRP2023 Update Plexos Inputs Summer & Winter update.xlsx] | Generators | System | DRS.PX.NCA._.CI_.Battery DLC | FO&M Charge | 48.5 |  | $/kW/yr | 1 |  |  |  | = |  |  |  | New DSM DR Summer
Generators | System | DRS.PX.WYC._.CI_.HVAC - DLC | FO&M Charge | 61.77 |  | $/kW/yr | 1 |  |  |  | = |  |  | H:\2023 IRP Update\_Document\DATA DISC\2023 IRP Update Data Disk April 1 (Public)\Chapters, Appendicies, and Input Assumptions\Input Assumptions\DSM\_PC_DSM-DR-IRP2023 Update Plexos Inputs Summer & Winter update.xlsx] | Generators | System | DRS.PX.NCA._.CI_.Grid Interactive Water Htr | FO&M Charge | 316.03 |  | $/kW/yr | 1 |  |  |  | = |  |  |  | New DSM DR Summer
Generators | System | DRS.PX.NCA._.RES.HVAC - DLC | FO&M Charge | 282.02 |  | $/kW/yr | 1 |  |  |  | = |  |  | H:\2023 IRP Update\_Document\DATA DISC\2023 IRP Update Data Disk April 1 (Public)\Chapters, Appendicies, and Input Assumptions\Input Assumptions\DSM\_PC_DSM-DR-IRP2023 Update Plexos Inputs Summer & Winter update.xlsx] | Generators | System | DRS.PX.NCA._.CI_.HVAC - DLC | FO&M Charge | 395.15 |  | $/kW/yr | 1 |  |  |  | = |  |  |  | New DSM DR Summer
Generators | System | DRS.PX.GOE._.RES.HVAC - DLC | FO&M Charge | 153.06 |  | $/kW/yr | 1 |  |  |  | = |  |  | H:\2023 IRP Update\_Document\DATA DISC\2023 IRP Update Data Disk April 1 (Public)\Chapters, Appendicies, and Input Assumptions\Input Assumptions\DSM\_PC_DSM-DR-IRP2023 Update Plexos Inputs Summer & Winter update.xlsx] | Generators | System | DRS.PX.NCA._.CI_.Pool Pump - DLC | FO&M Charge | 666.03 |  | $/kW/yr | 1 |  |  |  | = |  |  |  | New DSM DR Summer
Generators | System | DRS.PX.SOR._.RES.HVAC - DLC | FO&M Charge | 238.69 |  | $/kW/yr | 1 |  |  |  | = |  |  | H:\2023 IRP Update\_Document\DATA DISC\2023 IRP Update Data Disk April 1 (Public)\Chapters, Appendicies, and Input Assumptions\Input Assumptions\DSM\_PC_DSM-DR-IRP2023 Update Plexos Inputs Summer & Winter update.xlsx] | Generators | System | DRS.PX.NCA._.CI_.Smart Thermostats | FO&M Charge | 56.05 |  | $/kW/yr | 1 |  |  |  | = |  |  |  | New DSM DR Summer
Generators | System | DRS.PX.UTN._.RES.HVAC - DLC | FO&M Charge | 39.13 |  | $/kW/yr | 1 |  |  |  | = |  |  | H:\2023 IRP Update\_Document\DATA DISC\2023 IRP Update Data Disk April 1 (Public)\Chapters, Appendicies, and Input Assumptions\Input Assumptions\DSM\_PC_DSM-DR-IRP2023 Update Plexos Inputs Summer & Winter update.xlsx] | Generators | System | DRS.PX.NCA._.CI_.Water Heater - DLC | FO&M Charge | 123.18 |  | $/kW/yr | 1 |  |  |  | = |  |  |  | New DSM DR Summer
Generators | System | DRS.PX.YAK._.RES.HVAC - DLC | FO&M Charge | 228.97 |  | $/kW/yr | 1 |  |  |  | = |  |  | H:\2023 IRP Update\_Document\DATA DISC\2023 IRP Update Data Disk April 1 (Public)\Chapters, Appendicies, and Input Assumptions\Input Assumptions\DSM\_PC_DSM-DR-IRP2023 Update Plexos Inputs Summer & Winter update.xlsx] | Generators | System | DRS.PX.NCA._.IRR.Irrigation DLC | FO&M Charge | 49.62 |  | $/kW/yr | 1 |  |  |  | = |  |  |  | New DSM DR Summer
Generators | System | DRS.PX.WYC._.RES.HVAC - DLC | FO&M Charge | 154.89 |  | $/kW/yr | 1 |  |  |  | = |  |  | H:\2023 IRP Update\_Document\DATA DISC\2023 IRP Update Data Disk April 1 (Public)\Chapters, Appendicies, and Input Assumptions\Input Assumptions\DSM\_PC_DSM-DR-IRP2023 Update Plexos Inputs Summer & Winter update.xlsx] | Generators | System | DRS.PX.NCA._.RES.Battery DLC | FO&M Charge | 49.48 |  | $/kW/yr | 1 |  |  |  | = |  |  |  | New DSM DR Summer
Generators | System | DRS.PX.NCA._.IRR.Irrigation DLC | FO&M Charge | 25.96 |  | $/kW/yr | 1 |  |  |  | = |  |  | H:\2023 IRP Update\_Document\DATA DISC\2023 IRP Update Data Disk April 1 (Public)\Chapters, Appendicies, and Input Assumptions\Input Assumptions\DSM\_PC_DSM-DR-IRP2023 Update Plexos Inputs Summer & Winter update.xlsx] | Generators | System | DRS.PX.NCA._.RES.EV DLC | FO&M Charge | 134.76 |  | $/kW/yr | 1 |  |  |  | = |  |  |  | New DSM DR Summer
Generators | System | DRS.PX.GOE._.IRR.Irrigation DLC | FO&M Charge | 28.96 |  | $/kW/yr | 1 |  |  |  | = |  |  | H:\2023 IRP Update\_Document\DATA DISC\2023 IRP Update Data Disk April 1 (Public)\Chapters, Appendicies, and Input Assumptions\Input Assumptions\DSM\_PC_DSM-DR-IRP2023 Update Plexos Inputs Summer & Winter update.xlsx] | Generators | System | DRS.PX.NCA._.RES.Grid Interactive Water Htr | FO&M Charge | 178.86 |  | $/kW/yr | 1 |  |  |  | = |  |  |  | New DSM DR Summer
Generators | System | DRS.PX.SOR._.IRR.Irrigation DLC | FO&M Charge | 23.58 |  | $/kW/yr | 1 |  |  |  | = |  |  | H:\2023 IRP Update\_Document\DATA DISC\2023 IRP Update Data Disk April 1 (Public)\Chapters, Appendicies, and Input Assumptions\Input Assumptions\DSM\_PC_DSM-DR-IRP2023 Update Plexos Inputs Summer & Winter update.xlsx] | Generators | System | DRS.PX.NCA._.RES.Home Energy Mgmt Sys | FO&M Charge | 224.39 |  | $/kW/yr | 1 |  |  |  | = |  |  |  | New DSM DR Summer
Generators | System | DRS.PX.UTN._.IRR.Irrigation DLC | FO&M Charge | 30.18 |  | $/kW/yr | 1 |  |  |  | = |  |  | H:\2023 IRP Update\_Document\DATA DISC\2023 IRP Update Data Disk April 1 (Public)\Chapters, Appendicies, and Input Assumptions\Input Assumptions\DSM\_PC_DSM-DR-IRP2023 Update Plexos Inputs Summer & Winter update.xlsx] | Generators | System | DRS.PX.NCA._.RES.HVAC - DLC | FO&M Charge | 187.23 |  | $/kW/yr | 1 |  |  |  | = |  |  |  | New DSM DR Summer
Generators | System | DRS.PX.YAK._.IRR.Irrigation DLC | FO&M Charge | 21.71 |  | $/kW/yr | 1 |  |  |  | = |  |  | H:\2023 IRP Update\_Document\DATA DISC\2023 IRP Update Data Disk April 1 (Public)\Chapters, Appendicies, and Input Assumptions\Input Assumptions\DSM\_PC_DSM-DR-IRP2023 Update Plexos Inputs Summer & Winter update.xlsx] | Generators | System | DRS.PX.NCA._.RES.Pool Pump - DLC | FO&M Charge | 499.92 |  | $/kW/yr | 1 |  |  |  | = |  |  |  | New DSM DR Summer
Generators | System | DRS.PX.WYC._.IRR.Irrigation DLC | FO&M Charge | 31.6 |  | $/kW/yr | 1 |  |  |  | = |  |  | H:\2023 IRP Update\_Document\DATA DISC\2023 IRP Update Data Disk April 1 (Public)\Chapters, Appendicies, and Input Assumptions\Input Assumptions\DSM\_PC_DSM-DR-IRP2023 Update Plexos Inputs Summer & Winter update.xlsx] | Generators | System | DRS.PX.NCA._.RES.Smart Thermostats | FO&M Charge | 70.45 |  | $/kW/yr | 1 |  |  |  | = |  |  |  | New DSM DR Summer
Generators | System | DRS.PX.NCA._.RES.Pool Pump - DLC | FO&M Charge | 726.23 |  | $/kW/yr | 1 |  |  |  | = |  |  | H:\2023 IRP Update\_Document\DATA DISC\2023 IRP Update Data Disk April 1 (Public)\Chapters, Appendicies, and Input Assumptions\Input Assumptions\DSM\_PC_DSM-DR-IRP2023 Update Plexos Inputs Summer & Winter update.xlsx] | Generators | System | DRS.PX.NCA._.RES.Water Heater - DLC | FO&M Charge | 69.7 |  | $/kW/yr | 1 |  |  |  | = |  |  |  | New DSM DR Summer
Generators | System | DRS.PX.GOE._.RES.Pool Pump - DLC | FO&M Charge | 792.44 |  | $/kW/yr | 1 |  |  |  | = |  |  | H:\2023 IRP Update\_Document\DATA DISC\2023 IRP Update Data Disk April 1 (Public)\Chapters, Appendicies, and Input Assumptions\Input Assumptions\DSM\_PC_DSM-DR-IRP2023 Update Plexos Inputs Summer & Winter update.xlsx] | Generators | System | DRS.PX.SOR._.CI_.3 Party | FO&M Charge | 284.5 |  | $/kW/yr | 1 |  |  |  | = |  |  |  | New DSM DR Summer
Generators | System | DRS.PX.SOR._.RES.Pool Pump - DLC | FO&M Charge | 735.9 |  | $/kW/yr | 1 |  |  |  | = |  |  | H:\2023 IRP Update\_Document\DATA DISC\2023 IRP Update Data Disk April 1 (Public)\Chapters, Appendicies, and Input Assumptions\Input Assumptions\DSM\_PC_DSM-DR-IRP2023 Update Plexos Inputs Summer & Winter update.xlsx] | Generators | System | DRS.PX.SOR._.CI_.Battery DLC | FO&M Charge | 48.3 |  | $/kW/yr | 1 |  |  |  | = |  |  |  | New DSM DR Summer
Generators | System | DRS.PX.UTN._.RES.Pool Pump - DLC | FO&M Charge | 814.67 |  | $/kW/yr | 1 |  |  |  | = |  |  | H:\2023 IRP Update\_Document\DATA DISC\2023 IRP Update Data Disk April 1 (Public)\Chapters, Appendicies, and Input Assumptions\Input Assumptions\DSM\_PC_DSM-DR-IRP2023 Update Plexos Inputs Summer & Winter update.xlsx] | Generators | System | DRS.PX.SOR._.CI_.Grid Interactive Water Htr | FO&M Charge | 89.16 |  | $/kW/yr | 1 |  |  |  | = |  |  |  | New DSM DR Summer
Generators | System | DRS.PX.YAK._.RES.Pool Pump - DLC | FO&M Charge | 671.06 |  | $/kW/yr | 1 |  |  |  | = |  |  | H:\2023 IRP Update\_Document\DATA DISC\2023 IRP Update Data Disk April 1 (Public)\Chapters, Appendicies, and Input Assumptions\Input Assumptions\DSM\_PC_DSM-DR-IRP2023 Update Plexos Inputs Summer & Winter update.xlsx] | Generators | System | DRS.PX.SOR._.CI_.HVAC - DLC | FO&M Charge | 137.16 |  | $/kW/yr | 1 |  |  |  | = |  |  |  | New DSM DR Summer
Generators | System | DRS.PX.WYC._.RES.Pool Pump - DLC | FO&M Charge | 777.18 |  | $/kW/yr | 1 |  |  |  | = |  |  | H:\2023 IRP Update\_Document\DATA DISC\2023 IRP Update Data Disk April 1 (Public)\Chapters, Appendicies, and Input Assumptions\Input Assumptions\DSM\_PC_DSM-DR-IRP2023 Update Plexos Inputs Summer & Winter update.xlsx] | Generators | System | DRS.PX.SOR._.CI_.Pool Pump - DLC | FO&M Charge | 311.17 |  | $/kW/yr | 1 |  |  |  | = |  |  |  | New DSM DR Summer
Generators | System | DRS.PX.NCA._.CI_.Water Heater - DLC | FO&M Charge | 178.09 |  | $/kW/yr | 1 |  |  |  | = |  |  | H:\2023 IRP Update\_Document\DATA DISC\2023 IRP Update Data Disk April 1 (Public)\Chapters, Appendicies, and Input Assumptions\Input Assumptions\DSM\_PC_DSM-DR-IRP2023 Update Plexos Inputs Summer & Winter update.xlsx] | Generators | System | DRS.PX.SOR._.CI_.Smart Thermostats | FO&M Charge | 19.44 |  | $/kW/yr | 1 |  |  |  | = |  |  |  | New DSM DR Summer
Generators | System | DRS.PX.GOE._.CI_.Water Heater - DLC | FO&M Charge | 209.76 |  | $/kW/yr | 1 |  |  |  | = |  |  | H:\2023 IRP Update\_Document\DATA DISC\2023 IRP Update Data Disk April 1 (Public)\Chapters, Appendicies, and Input Assumptions\Input Assumptions\DSM\_PC_DSM-DR-IRP2023 Update Plexos Inputs Summer & Winter update.xlsx] | Generators | System | DRS.PX.SOR._.CI_.Water Heater - DLC | FO&M Charge | 40 |  | $/kW/yr | 1 |  |  |  | = |  |  |  | New DSM DR Summer
Generators | System | DRS.PX.SOR._.CI_.Water Heater - DLC | FO&M Charge | 162.3 |  | $/kW/yr | 1 |  |  |  | = |  |  | H:\2023 IRP Update\_Document\DATA DISC\2023 IRP Update Data Disk April 1 (Public)\Chapters, Appendicies, and Input Assumptions\Input Assumptions\DSM\_PC_DSM-DR-IRP2023 Update Plexos Inputs Summer & Winter update.xlsx] | Generators | System | DRS.PX.SOR._.IRR.Irrigation DLC | FO&M Charge | 57.26 |  | $/kW/yr | 1 |  |  |  | = |  |  |  | New DSM DR Summer
Generators | System | DRS.PX.UTN._.CI_.Water Heater - DLC | FO&M Charge | 215.74 |  | $/kW/yr | 1 |  |  |  | = |  |  | H:\2023 IRP Update\_Document\DATA DISC\2023 IRP Update Data Disk April 1 (Public)\Chapters, Appendicies, and Input Assumptions\Input Assumptions\DSM\_PC_DSM-DR-IRP2023 Update Plexos Inputs Summer & Winter update.xlsx] | Generators | System | DRS.PX.SOR._.RES.Battery DLC | FO&M Charge | 49.67 |  | $/kW/yr | 1 |  |  |  | = |  |  |  | New DSM DR Summer
Generators | System | DRS.PX.YAK._.CI_.Water Heater - DLC | FO&M Charge | 147.25 |  | $/kW/yr | 1 |  |  |  | = |  |  | H:\2023 IRP Update\_Document\DATA DISC\2023 IRP Update Data Disk April 1 (Public)\Chapters, Appendicies, and Input Assumptions\Input Assumptions\DSM\_PC_DSM-DR-IRP2023 Update Plexos Inputs Summer & Winter update.xlsx] | Generators | System | DRS.PX.SOR._.RES.EV DLC | FO&M Charge | 143.23 |  | $/kW/yr | 1 |  |  |  | = |  |  |  | New DSM DR Summer
Generators | System | DRS.PX.WYC._.CI_.Water Heater - DLC | FO&M Charge | 204.21 |  | $/kW/yr | 1 |  |  |  | = |  |  | H:\2023 IRP Update\_Document\DATA DISC\2023 IRP Update Data Disk April 1 (Public)\Chapters, Appendicies, and Input Assumptions\Input Assumptions\DSM\_PC_DSM-DR-IRP2023 Update Plexos Inputs Summer & Winter update.xlsx] | Generators | System | DRS.PX.SOR._.RES.Grid Interactive Water Htr | FO&M Charge | 138.81 |  | $/kW/yr | 1 |  |  |  | = |  |  |  | New DSM DR Summer
Generators | System | DRS.PX.NCA._.RES.Water Heater - DLC | FO&M Charge | 153.42 |  | $/kW/yr | 1 |  |  |  | = |  |  | H:\2023 IRP Update\_Document\DATA DISC\2023 IRP Update Data Disk April 1 (Public)\Chapters, Appendicies, and Input Assumptions\Input Assumptions\DSM\_PC_DSM-DR-IRP2023 Update Plexos Inputs Summer & Winter update.xlsx] | Generators | System | DRS.PX.SOR._.RES.Home Energy Mgmt Sys | FO&M Charge | 84.16 |  | $/kW/yr | 1 |  |  |  | = |  |  |  | New DSM DR Summer
Generators | System | DRS.PX.GOE._.RES.Water Heater - DLC | FO&M Charge | 172.74 |  | $/kW/yr | 1 |  |  |  | = |  |  | H:\2023 IRP Update\_Document\DATA DISC\2023 IRP Update Data Disk April 1 (Public)\Chapters, Appendicies, and Input Assumptions\Input Assumptions\DSM\_PC_DSM-DR-IRP2023 Update Plexos Inputs Summer & Winter update.xlsx] | Generators | System | DRS.PX.SOR._.RES.HVAC - DLC | FO&M Charge | 182.95 |  | $/kW/yr | 1 |  |  |  | = |  |  |  | New DSM DR Summer
Generators | System | DRS.PX.SOR._.RES.Water Heater - DLC | FO&M Charge | 137.82 |  | $/kW/yr | 1 |  |  |  | = |  |  | H:\2023 IRP Update\_Document\DATA DISC\2023 IRP Update Data Disk April 1 (Public)\Chapters, Appendicies, and Input Assumptions\Input Assumptions\DSM\_PC_DSM-DR-IRP2023 Update Plexos Inputs Summer & Winter update.xlsx] | Generators | System | DRS.PX.SOR._.RES.Pool Pump - DLC | FO&M Charge | 519.38 |  | $/kW/yr | 1 |  |  |  | = |  |  |  | New DSM DR Summer
Generators | System | DRS.PX.UTN._.RES.Water Heater - DLC | FO&M Charge | 181.55 |  | $/kW/yr | 1 |  |  |  | = |  |  | H:\2023 IRP Update\_Document\DATA DISC\2023 IRP Update Data Disk April 1 (Public)\Chapters, Appendicies, and Input Assumptions\Input Assumptions\DSM\_PC_DSM-DR-IRP2023 Update Plexos Inputs Summer & Winter update.xlsx] | Generators | System | DRS.PX.SOR._.RES.Smart Thermostats | FO&M Charge | 29.97 |  | $/kW/yr | 1 |  |  |  | = |  |  |  | New DSM DR Summer
Generators | System | DRS.PX.YAK._.RES.Water Heater - DLC | FO&M Charge | 121.89 |  | $/kW/yr | 1 |  |  |  | = |  |  | H:\2023 IRP Update\_Document\DATA DISC\2023 IRP Update Data Disk April 1 (Public)\Chapters, Appendicies, and Input Assumptions\Input Assumptions\DSM\_PC_DSM-DR-IRP2023 Update Plexos Inputs Summer & Winter update.xlsx] | Generators | System | DRS.PX.SOR._.RES.Water Heater - DLC | FO&M Charge | 60.63 |  | $/kW/yr | 1 |  |  |  | = |  |  |  | New DSM DR Summer
Generators | System | DRS.PX.WYC._.RES.Water Heater - DLC | FO&M Charge | 165.38 |  | $/kW/yr | 1 |  |  |  | = |  |  | H:\2023 IRP Update\_Document\DATA DISC\2023 IRP Update Data Disk April 1 (Public)\Chapters, Appendicies, and Input Assumptions\Input Assumptions\DSM\_PC_DSM-DR-IRP2023 Update Plexos Inputs Summer & Winter update.xlsx] | Generators | System | DRS.PX.UTN._.CI_.3 Party | FO&M Charge | 125.21 |  | $/kW/yr | 1 |  |  |  | = |  |  |  | New DSM DR Summer
Generators | System | DRS.PX.NCA._.RES.Home Energy Mgmt Sys | FO&M Charge | 707.58 |  | $/kW/yr | 1 |  |  |  | = |  |  | H:\2023 IRP Update\_Document\DATA DISC\2023 IRP Update Data Disk April 1 (Public)\Chapters, Appendicies, and Input Assumptions\Input Assumptions\DSM\_PC_DSM-DR-IRP2023 Update Plexos Inputs Summer & Winter update.xlsx] | Generators | System | DRS.PX.UTN._.CI_.Battery DLC | FO&M Charge | 60.91 |  | $/kW/yr | 1 |  |  |  | = |  |  |  | New DSM DR Summer
Generators | System | DRS.PX.GOE._.RES.Home Energy Mgmt Sys | FO&M Charge | 791.18 |  | $/kW/yr | 1 |  |  |  | = |  |  | H:\2023 IRP Update\_Document\DATA DISC\2023 IRP Update Data Disk April 1 (Public)\Chapters, Appendicies, and Input Assumptions\Input Assumptions\DSM\_PC_DSM-DR-IRP2023 Update Plexos Inputs Summer & Winter update.xlsx] | Generators | System | DRS.PX.UTN._.CI_.Grid Interactive Water Htr | FO&M Charge | 81.75 |  | $/kW/yr | 1 |  |  |  | = |  |  |  | New DSM DR Summer
Generators | System | DRS.PX.SOR._.RES.Home Energy Mgmt Sys | FO&M Charge | 709.66 |  | $/kW/yr | 1 |  |  |  | = |  |  | H:\2023 IRP Update\_Document\DATA DISC\2023 IRP Update Data Disk April 1 (Public)\Chapters, Appendicies, and Input Assumptions\Input Assumptions\DSM\_PC_DSM-DR-IRP2023 Update Plexos Inputs Summer & Winter update.xlsx] | Generators | System | DRS.PX.UTN._.CI_.HVAC - DLC | FO&M Charge | 81.39 |  | $/kW/yr | 1 |  |  |  | = |  |  |  | New DSM DR Summer
Generators | System | DRS.PX.UTN._.RES.Home Energy Mgmt Sys | FO&M Charge | 819.85 |  | $/kW/yr | 1 |  |  |  | = |  |  | H:\2023 IRP Update\_Document\DATA DISC\2023 IRP Update Data Disk April 1 (Public)\Chapters, Appendicies, and Input Assumptions\Input Assumptions\DSM\_PC_DSM-DR-IRP2023 Update Plexos Inputs Summer & Winter update.xlsx] | Generators | System | DRS.PX.UTN._.CI_.Pool Pump - DLC | FO&M Charge | 161.84 |  | $/kW/yr | 1 |  |  |  | = |  |  |  | New DSM DR Summer
Generators | System | DRS.PX.YAK._.RES.Home Energy Mgmt Sys | FO&M Charge | 637.42 |  | $/kW/yr | 1 |  |  |  | = |  |  | H:\2023 IRP Update\_Document\DATA DISC\2023 IRP Update Data Disk April 1 (Public)\Chapters, Appendicies, and Input Assumptions\Input Assumptions\DSM\_PC_DSM-DR-IRP2023 Update Plexos Inputs Summer & Winter update.xlsx] | Generators | System | DRS.PX.UTN._.CI_.Smart Thermostats | FO&M Charge | 18.2 |  | $/kW/yr | 1 |  |  |  | = |  |  |  | New DSM DR Summer
Generators | System | DRS.PX.WYC._.RES.Home Energy Mgmt Sys | FO&M Charge | 786.95 |  | $/kW/yr | 1 |  |  |  | = |  |  | H:\2023 IRP Update\_Document\DATA DISC\2023 IRP Update Data Disk April 1 (Public)\Chapters, Appendicies, and Input Assumptions\Input Assumptions\DSM\_PC_DSM-DR-IRP2023 Update Plexos Inputs Summer & Winter update.xlsx] | Generators | System | DRS.PX.UTN._.CI_.Water Heater - DLC | FO&M Charge | 40.41 |  | $/kW/yr | 1 |  |  |  | = |  |  |  | New DSM DR Summer
Generators | System | DRS.PX.NCA._.CI_.Grid Interactive Water Htr | FO&M Charge | 105.4 |  | $/kW/yr | 1 |  |  |  | = |  |  | H:\2023 IRP Update\_Document\DATA DISC\2023 IRP Update Data Disk April 1 (Public)\Chapters, Appendicies, and Input Assumptions\Input Assumptions\DSM\_PC_DSM-DR-IRP2023 Update Plexos Inputs Summer & Winter update.xlsx] | Generators | System | DRS.PX.UTN._.IRR.Irrigation DLC | FO&M Charge | 65.4 |  | $/kW/yr | 1 |  |  |  | = |  |  |  | New DSM DR Summer
Generators | System | DRS.PX.GOE._.CI_.Grid Interactive Water Htr | FO&M Charge | 162.73 |  | $/kW/yr | 1 |  |  |  | = |  |  | H:\2023 IRP Update\_Document\DATA DISC\2023 IRP Update Data Disk April 1 (Public)\Chapters, Appendicies, and Input Assumptions\Input Assumptions\DSM\_PC_DSM-DR-IRP2023 Update Plexos Inputs Summer & Winter update.xlsx] | Generators | System | DRS.PX.UTN._.RES.Battery DLC | FO&M Charge | 62.15 |  | $/kW/yr | 1 |  |  |  | = |  |  |  | New DSM DR Summer
Generators | System | DRS.PX.SOR._.CI_.Grid Interactive Water Htr | FO&M Charge | 91.88 |  | $/kW/yr | 1 |  |  |  | = |  |  | H:\2023 IRP Update\_Document\DATA DISC\2023 IRP Update Data Disk April 1 (Public)\Chapters, Appendicies, and Input Assumptions\Input Assumptions\DSM\_PC_DSM-DR-IRP2023 Update Plexos Inputs Summer & Winter update.xlsx] | Generators | System | DRS.PX.UTN._.RES.EV DLC | FO&M Charge | 162.11 |  | $/kW/yr | 1 |  |  |  | = |  |  |  | New DSM DR Summer
Generators | System | DRS.PX.UTN._.CI_.Grid Interactive Water Htr | FO&M Charge | 167.05 |  | $/kW/yr | 1 |  |  |  | = |  |  | H:\2023 IRP Update\_Document\DATA DISC\2023 IRP Update Data Disk April 1 (Public)\Chapters, Appendicies, and Input Assumptions\Input Assumptions\DSM\_PC_DSM-DR-IRP2023 Update Plexos Inputs Summer & Winter update.xlsx] | Generators | System | DRS.PX.UTN._.RES.Grid Interactive Water Htr | FO&M Charge | 293.2 |  | $/kW/yr | 1 |  |  |  | = |  |  |  | New DSM DR Summer
Generators | System | DRS.PX.YAK._.CI_.Grid Interactive Water Htr | FO&M Charge | 83.2 |  | $/kW/yr | 1 |  |  |  | = |  |  | H:\2023 IRP Update\_Document\DATA DISC\2023 IRP Update Data Disk April 1 (Public)\Chapters, Appendicies, and Input Assumptions\Input Assumptions\DSM\_PC_DSM-DR-IRP2023 Update Plexos Inputs Summer & Winter update.xlsx] | Generators | System | DRS.PX.UTN._.RES.Home Energy Mgmt Sys | FO&M Charge | 970.91 |  | $/kW/yr | 1 |  |  |  | = |  |  |  | New DSM DR Summer
Generators | System | DRS.PX.WYC._.CI_.Grid Interactive Water Htr | FO&M Charge | 159.64 |  | $/kW/yr | 1 |  |  |  | = |  |  | H:\2023 IRP Update\_Document\DATA DISC\2023 IRP Update Data Disk April 1 (Public)\Chapters, Appendicies, and Input Assumptions\Input Assumptions\DSM\_PC_DSM-DR-IRP2023 Update Plexos Inputs Summer & Winter update.xlsx] | Generators | System | DRS.PX.UTN._.RES.HVAC - DLC | FO&M Charge | 73.63 |  | $/kW/yr | 1 |  |  |  | = |  |  |  | New DSM DR Summer
Generators | System | DRS.PX.NCA._.RES.Grid Interactive Water Htr | FO&M Charge | 89.82 |  | $/kW/yr | 1 |  |  |  | = |  |  | H:\2023 IRP Update\_Document\DATA DISC\2023 IRP Update Data Disk April 1 (Public)\Chapters, Appendicies, and Input Assumptions\Input Assumptions\DSM\_PC_DSM-DR-IRP2023 Update Plexos Inputs Summer & Winter update.xlsx] | Generators | System | DRS.PX.UTN._.RES.Pool Pump - DLC | FO&M Charge | 588.57 |  | $/kW/yr | 1 |  |  |  | = |  |  |  | New DSM DR Summer
Generators | System | DRS.PX.GOE._.RES.Grid Interactive Water Htr | FO&M Charge | 126.5 |  | $/kW/yr | 1 |  |  |  | = |  |  | H:\2023 IRP Update\_Document\DATA DISC\2023 IRP Update Data Disk April 1 (Public)\Chapters, Appendicies, and Input Assumptions\Input Assumptions\DSM\_PC_DSM-DR-IRP2023 Update Plexos Inputs Summer & Winter update.xlsx] | Generators | System | DRS.PX.UTN._.RES.Water Heater - DLC | FO&M Charge | 144.86 |  | $/kW/yr | 1 |  |  |  | = |  |  |  | New DSM DR Summer
Generators | System | DRS.PX.SOR._.RES.Grid Interactive Water Htr | FO&M Charge | 72.76 |  | $/kW/yr | 1 |  |  |  | = |  |  | H:\2023 IRP Update\_Document\DATA DISC\2023 IRP Update Data Disk April 1 (Public)\Chapters, Appendicies, and Input Assumptions\Input Assumptions\DSM\_PC_DSM-DR-IRP2023 Update Plexos Inputs Summer & Winter update.xlsx] | Generators | System | DRS.PX.WYC._.CI_.3 Party | FO&M Charge | 259.23 |  | $/kW/yr | 1 |  |  |  | = |  |  |  | New DSM DR Summer
Generators | System | DRS.PX.UTN._.RES.Grid Interactive Water Htr | FO&M Charge | 129.31 |  | $/kW/yr | 1 |  |  |  | = |  |  | H:\2023 IRP Update\_Document\DATA DISC\2023 IRP Update Data Disk April 1 (Public)\Chapters, Appendicies, and Input Assumptions\Input Assumptions\DSM\_PC_DSM-DR-IRP2023 Update Plexos Inputs Summer & Winter update.xlsx] | Generators | System | DRS.PX.WYC._.CI_.Battery DLC | FO&M Charge | 61.18 |  | $/kW/yr | 1 |  |  |  | = |  |  |  | New DSM DR Summer
Generators | System | DRS.PX.YAK._.RES.Grid Interactive Water Htr | FO&M Charge | 88.05 |  | $/kW/yr | 1 |  |  |  | = |  |  | H:\2023 IRP Update\_Document\DATA DISC\2023 IRP Update Data Disk April 1 (Public)\Chapters, Appendicies, and Input Assumptions\Input Assumptions\DSM\_PC_DSM-DR-IRP2023 Update Plexos Inputs Summer & Winter update.xlsx] | Generators | System | DRS.PX.WYC._.CI_.Grid Interactive Water Htr | FO&M Charge | 601.12 |  | $/kW/yr | 1 |  |  |  | = |  |  |  | New DSM DR Summer
Generators | System | DRS.PX.WYC._.RES.Grid Interactive Water Htr | FO&M Charge | 124.73 |  | $/kW/yr | 1 |  |  |  | = |  |  | H:\2023 IRP Update\_Document\DATA DISC\2023 IRP Update Data Disk April 1 (Public)\Chapters, Appendicies, and Input Assumptions\Input Assumptions\DSM\_PC_DSM-DR-IRP2023 Update Plexos Inputs Summer & Winter update.xlsx] | Generators | System | DRS.PX.WYC._.CI_.HVAC - DLC | FO&M Charge | 518.08 |  | $/kW/yr | 1 |  |  |  | = |  |  |  | New DSM DR Summer
Generators | System | DRS.PX.NCA._.CI_.Smart Thermostats | FO&M Charge | 21 |  | $/kW/yr | 1 |  |  |  | = |  |  | H:\2023 IRP Update\_Document\DATA DISC\2023 IRP Update Data Disk April 1 (Public)\Chapters, Appendicies, and Input Assumptions\Input Assumptions\DSM\_PC_DSM-DR-IRP2023 Update Plexos Inputs Summer & Winter update.xlsx] | Generators | System | DRS.PX.WYC._.CI_.Pool Pump - DLC | FO&M Charge | 459.48 |  | $/kW/yr | 1 |  |  |  | = |  |  |  | New DSM DR Summer
Generators | System | DRS.PX.GOE._.CI_.Smart Thermostats | FO&M Charge | 32.26 |  | $/kW/yr | 1 |  |  |  | = |  |  | H:\2023 IRP Update\_Document\DATA DISC\2023 IRP Update Data Disk April 1 (Public)\Chapters, Appendicies, and Input Assumptions\Input Assumptions\DSM\_PC_DSM-DR-IRP2023 Update Plexos Inputs Summer & Winter update.xlsx] | Generators | System | DRS.PX.WYC._.CI_.Smart Thermostats | FO&M Charge | 89.32 |  | $/kW/yr | 1 |  |  |  | = |  |  |  | New DSM DR Summer
Generators | System | DRS.PX.SOR._.CI_.Smart Thermostats | FO&M Charge | 21.39 |  | $/kW/yr | 1 |  |  |  | = |  |  | H:\2023 IRP Update\_Document\DATA DISC\2023 IRP Update Data Disk April 1 (Public)\Chapters, Appendicies, and Input Assumptions\Input Assumptions\DSM\_PC_DSM-DR-IRP2023 Update Plexos Inputs Summer & Winter update.xlsx] | Generators | System | DRS.PX.WYC._.CI_.Water Heater - DLC | FO&M Charge | 295.13 |  | $/kW/yr | 1 |  |  |  | = |  |  |  | New DSM DR Summer
Generators | System | DRS.PX.UTN._.CI_.Smart Thermostats | FO&M Charge | 32.55 |  | $/kW/yr | 1 |  |  |  | = |  |  | H:\2023 IRP Update\_Document\DATA DISC\2023 IRP Update Data Disk April 1 (Public)\Chapters, Appendicies, and Input Assumptions\Input Assumptions\DSM\_PC_DSM-DR-IRP2023 Update Plexos Inputs Summer & Winter update.xlsx] | Generators | System | DRS.PX.WYC._.IRR.Irrigation DLC | FO&M Charge | 58.69 |  | $/kW/yr | 1 |  |  |  | = |  |  |  | New DSM DR Summer
Generators | System | DRS.PX.YAK._.CI_.Smart Thermostats | FO&M Charge | 19.39 |  | $/kW/yr | 1 |  |  |  | = |  |  | H:\2023 IRP Update\_Document\DATA DISC\2023 IRP Update Data Disk April 1 (Public)\Chapters, Appendicies, and Input Assumptions\Input Assumptions\DSM\_PC_DSM-DR-IRP2023 Update Plexos Inputs Summer & Winter update.xlsx] | Generators | System | DRS.PX.WYC._.RES.Battery DLC | FO&M Charge | 61.96 |  | $/kW/yr | 1 |  |  |  | = |  |  |  | New DSM DR Summer
Generators | System | DRS.PX.WYC._.CI_.Smart Thermostats | FO&M Charge | 34.32 |  | $/kW/yr | 1 |  |  |  | = |  |  | H:\2023 IRP Update\_Document\DATA DISC\2023 IRP Update Data Disk April 1 (Public)\Chapters, Appendicies, and Input Assumptions\Input Assumptions\DSM\_PC_DSM-DR-IRP2023 Update Plexos Inputs Summer & Winter update.xlsx] | Generators | System | DRS.PX.WYC._.RES.EV DLC | FO&M Charge | 143.18 |  | $/kW/yr | 1 |  |  |  | = |  |  |  | New DSM DR Summer
Generators | System | DRS.PX.NCA._.RES.Smart Thermostats | FO&M Charge | 12.39 |  | $/kW/yr | 1 |  |  |  | = |  |  | H:\2023 IRP Update\_Document\DATA DISC\2023 IRP Update Data Disk April 1 (Public)\Chapters, Appendicies, and Input Assumptions\Input Assumptions\DSM\_PC_DSM-DR-IRP2023 Update Plexos Inputs Summer & Winter update.xlsx] | Generators | System | DRS.PX.WYC._.RES.Grid Interactive Water Htr | FO&M Charge | 263.76 |  | $/kW/yr | 1 |  |  |  | = |  |  |  | New DSM DR Summer
Generators | System | DRS.PX.GOE._.RES.Smart Thermostats | FO&M Charge | 17.29 |  | $/kW/yr | 1 |  |  |  | = |  |  | H:\2023 IRP Update\_Document\DATA DISC\2023 IRP Update Data Disk April 1 (Public)\Chapters, Appendicies, and Input Assumptions\Input Assumptions\DSM\_PC_DSM-DR-IRP2023 Update Plexos Inputs Summer & Winter update.xlsx] | Generators | System | DRS.PX.WYC._.RES.Home Energy Mgmt Sys | FO&M Charge | 966.44 |  | $/kW/yr | 1 |  |  |  | = |  |  |  | New DSM DR Summer
Generators | System | DRS.PX.SOR._.RES.Smart Thermostats | FO&M Charge | 12.46 |  | $/kW/yr | 1 |  |  |  | = |  |  | H:\2023 IRP Update\_Document\DATA DISC\2023 IRP Update Data Disk April 1 (Public)\Chapters, Appendicies, and Input Assumptions\Input Assumptions\DSM\_PC_DSM-DR-IRP2023 Update Plexos Inputs Summer & Winter update.xlsx] | Generators | System | DRS.PX.WYC._.RES.HVAC - DLC | FO&M Charge | 226.45 |  | $/kW/yr | 1 |  |  |  | = |  |  |  | New DSM DR Summer
Generators | System | DRS.PX.UTN._.RES.Smart Thermostats | FO&M Charge | 17.86 |  | $/kW/yr | 1 |  |  |  | = |  |  | H:\2023 IRP Update\_Document\DATA DISC\2023 IRP Update Data Disk April 1 (Public)\Chapters, Appendicies, and Input Assumptions\Input Assumptions\DSM\_PC_DSM-DR-IRP2023 Update Plexos Inputs Summer & Winter update.xlsx] | Generators | System | DRS.PX.WYC._.RES.Pool Pump - DLC | FO&M Charge | 540.13 |  | $/kW/yr | 1 |  |  |  | = |  |  |  | New DSM DR Summer
Generators | System | DRS.PX.YAK._.RES.Smart Thermostats | FO&M Charge | 11.13 |  | $/kW/yr | 1 |  |  |  | = |  |  | H:\2023 IRP Update\_Document\DATA DISC\2023 IRP Update Data Disk April 1 (Public)\Chapters, Appendicies, and Input Assumptions\Input Assumptions\DSM\_PC_DSM-DR-IRP2023 Update Plexos Inputs Summer & Winter update.xlsx] | Generators | System | DRS.PX.WYC._.RES.Water Heater - DLC | FO&M Charge | 127.35 |  | $/kW/yr | 1 |  |  |  | = |  |  |  | New DSM DR Summer
Generators | System | DRS.PX.WYC._.RES.Smart Thermostats | FO&M Charge | 17.1 |  | $/kW/yr | 1 |  |  |  | = |  |  | H:\2023 IRP Update\_Document\DATA DISC\2023 IRP Update Data Disk April 1 (Public)\Chapters, Appendicies, and Input Assumptions\Input Assumptions\DSM\_PC_DSM-DR-IRP2023 Update Plexos Inputs Summer & Winter update.xlsx] | Generators | System | DRS.PX.YAK._.CI_.3 Party | FO&M Charge | 152.91 |  | $/kW/yr | 1 |  |  |  | = |  |  |  | New DSM DR Summer
Generators | System | DRS.PX.NCA._.CI_.Battery DLC | FO&M Charge | 33.14 |  | $/kW/yr | 1 |  |  |  | = |  |  | H:\2023 IRP Update\_Document\DATA DISC\2023 IRP Update Data Disk April 1 (Public)\Chapters, Appendicies, and Input Assumptions\Input Assumptions\DSM\_PC_DSM-DR-IRP2023 Update Plexos Inputs Summer & Winter update.xlsx] | Generators | System | DRS.PX.YAK._.CI_.Battery DLC | FO&M Charge | 48.25 |  | $/kW/yr | 1 |  |  |  | = |  |  |  | New DSM DR Summer
Generators | System | DRS.PX.GOE._.CI_.Battery DLC | FO&M Charge | 35.62 |  | $/kW/yr | 1 |  |  |  | = |  |  | H:\2023 IRP Update\_Document\DATA DISC\2023 IRP Update Data Disk April 1 (Public)\Chapters, Appendicies, and Input Assumptions\Input Assumptions\DSM\_PC_DSM-DR-IRP2023 Update Plexos Inputs Summer & Winter update.xlsx] | Generators | System | DRS.PX.YAK._.CI_.Grid Interactive Water Htr | FO&M Charge | 65.79 |  | $/kW/yr | 1 |  |  |  | = |  |  |  | New DSM DR Summer
Generators | System | DRS.PX.SOR._.CI_.Battery DLC | FO&M Charge | 31.16 |  | $/kW/yr | 1 |  |  |  | = |  |  | H:\2023 IRP Update\_Document\DATA DISC\2023 IRP Update Data Disk April 1 (Public)\Chapters, Appendicies, and Input Assumptions\Input Assumptions\DSM\_PC_DSM-DR-IRP2023 Update Plexos Inputs Summer & Winter update.xlsx] | Generators | System | DRS.PX.YAK._.CI_.HVAC - DLC | FO&M Charge | 98.91 |  | $/kW/yr | 1 |  |  |  | = |  |  |  | New DSM DR Summer
Generators | System | DRS.PX.UTN._.CI_.Battery DLC | FO&M Charge | 32.96 |  | $/kW/yr | 1 |  |  |  | = |  |  | H:\2023 IRP Update\_Document\DATA DISC\2023 IRP Update Data Disk April 1 (Public)\Chapters, Appendicies, and Input Assumptions\Input Assumptions\DSM\_PC_DSM-DR-IRP2023 Update Plexos Inputs Summer & Winter update.xlsx] | Generators | System | DRS.PX.YAK._.CI_.Pool Pump - DLC | FO&M Charge | 265.17 |  | $/kW/yr | 1 |  |  |  | = |  |  |  | New DSM DR Summer
Generators | System | DRS.PX.YAK._.CI_.Battery DLC | FO&M Charge | 29.75 |  | $/kW/yr | 1 |  |  |  | = |  |  | H:\2023 IRP Update\_Document\DATA DISC\2023 IRP Update Data Disk April 1 (Public)\Chapters, Appendicies, and Input Assumptions\Input Assumptions\DSM\_PC_DSM-DR-IRP2023 Update Plexos Inputs Summer & Winter update.xlsx] | Generators | System | DRS.PX.YAK._.CI_.Smart Thermostats | FO&M Charge | 12.57 |  | $/kW/yr | 1 |  |  |  | = |  |  |  | New DSM DR Summer
Generators | System | DRS.PX.WYC._.CI_.Battery DLC | FO&M Charge | 42.63 |  | $/kW/yr | 1 |  |  |  | = |  |  | H:\2023 IRP Update\_Document\DATA DISC\2023 IRP Update Data Disk April 1 (Public)\Chapters, Appendicies, and Input Assumptions\Input Assumptions\DSM\_PC_DSM-DR-IRP2023 Update Plexos Inputs Summer & Winter update.xlsx] | Generators | System | DRS.PX.YAK._.CI_.Water Heater - DLC | FO&M Charge | 29.54 |  | $/kW/yr | 1 |  |  |  | = |  |  |  | New DSM DR Summer
Generators | System | DRS.PX.NCA._.RES.Battery DLC | FO&M Charge | 35.29 |  | $/kW/yr | 1 |  |  |  | = |  |  | H:\2023 IRP Update\_Document\DATA DISC\2023 IRP Update Data Disk April 1 (Public)\Chapters, Appendicies, and Input Assumptions\Input Assumptions\DSM\_PC_DSM-DR-IRP2023 Update Plexos Inputs Summer & Winter update.xlsx] | Generators | System | DRS.PX.YAK._.IRR.Irrigation DLC | FO&M Charge | 41.17 |  | $/kW/yr | 1 |  |  |  | = |  |  |  | New DSM DR Summer
Generators | System | DRS.PX.GOE._.RES.Battery DLC | FO&M Charge | 34.9 |  | $/kW/yr | 1 |  |  |  | = |  |  | H:\2023 IRP Update\_Document\DATA DISC\2023 IRP Update Data Disk April 1 (Public)\Chapters, Appendicies, and Input Assumptions\Input Assumptions\DSM\_PC_DSM-DR-IRP2023 Update Plexos Inputs Summer & Winter update.xlsx] | Generators | System | DRS.PX.YAK._.RES.Battery DLC | FO&M Charge | 49.54 |  | $/kW/yr | 1 |  |  |  | = |  |  |  | New DSM DR Summer
Generators | System | DRS.PX.SOR._.RES.Battery DLC | FO&M Charge | 34.06 |  | $/kW/yr | 1 |  |  |  | = |  |  | H:\2023 IRP Update\_Document\DATA DISC\2023 IRP Update Data Disk April 1 (Public)\Chapters, Appendicies, and Input Assumptions\Input Assumptions\DSM\_PC_DSM-DR-IRP2023 Update Plexos Inputs Summer & Winter update.xlsx] | Generators | System | DRS.PX.YAK._.RES.EV DLC | FO&M Charge | 146.79 |  | $/kW/yr | 1 |  |  |  | = |  |  |  | New DSM DR Summer
Generators | System | DRS.PX.UTN._.RES.Battery DLC | FO&M Charge | 32.64 |  | $/kW/yr | 1 |  |  |  | = |  |  | H:\2023 IRP Update\_Document\DATA DISC\2023 IRP Update Data Disk April 1 (Public)\Chapters, Appendicies, and Input Assumptions\Input Assumptions\DSM\_PC_DSM-DR-IRP2023 Update Plexos Inputs Summer & Winter update.xlsx] | Generators | System | DRS.PX.YAK._.RES.Grid Interactive Water Htr | FO&M Charge | 139.22 |  | $/kW/yr | 1 |  |  |  | = |  |  |  | New DSM DR Summer
Generators | System | DRS.PX.YAK._.RES.Battery DLC | FO&M Charge | 28.74 |  | $/kW/yr | 1 |  |  |  | = |  |  | H:\2023 IRP Update\_Document\DATA DISC\2023 IRP Update Data Disk April 1 (Public)\Chapters, Appendicies, and Input Assumptions\Input Assumptions\DSM\_PC_DSM-DR-IRP2023 Update Plexos Inputs Summer & Winter update.xlsx] | Generators | System | DRS.PX.YAK._.RES.Home Energy Mgmt Sys | FO&M Charge | 73.52 |  | $/kW/yr | 1 |  |  |  | = |  |  |  | New DSM DR Summer
Generators | System | DRS.PX.WYC._.RES.Battery DLC | FO&M Charge | 42.14 |  | $/kW/yr | 1 |  |  |  | = |  |  | H:\2023 IRP Update\_Document\DATA DISC\2023 IRP Update Data Disk April 1 (Public)\Chapters, Appendicies, and Input Assumptions\Input Assumptions\DSM\_PC_DSM-DR-IRP2023 Update Plexos Inputs Summer & Winter update.xlsx] | Generators | System | DRS.PX.YAK._.RES.HVAC - DLC | FO&M Charge | 171.79 |  | $/kW/yr | 1 |  |  |  | = |  |  |  | New DSM DR Summer
Generators | System | DRW.PX.GOE._.CI_.3 Party | FO&M Charge | 31.04 |  | $/kW/yr | 1 |  |  |  | = |  |  | H:\2023 IRP Update\_Document\DATA DISC\2023 IRP Update Data Disk April 1 (Public)\Chapters, Appendicies, and Input Assumptions\Input Assumptions\DSM\_PC_DSM-DR-IRP2023 Update Plexos Inputs Summer & Winter update.xlsx] | Generators | System | DRS.PX.YAK._.RES.Pool Pump - DLC | FO&M Charge | 532.76 |  | $/kW/yr | 1 |  |  |  | = |  |  |  | New DSM DR Summer
Generators | System | DRW.PX.GOE._.CI_.Battery DLC | FO&M Charge | 34.01 |  | $/kW/yr | 1 |  |  |  | = |  |  | H:\2023 IRP Update\_Document\DATA DISC\2023 IRP Update Data Disk April 1 (Public)\Chapters, Appendicies, and Input Assumptions\Input Assumptions\DSM\_PC_DSM-DR-IRP2023 Update Plexos Inputs Summer & Winter update.xlsx] | Generators | System | DRS.PX.YAK._.RES.Smart Thermostats | FO&M Charge | 30.24 |  | $/kW/yr | 1 |  |  |  | = |  |  |  | New DSM DR Summer
Generators | System | DRW.PX.GOE._.CI_.Grid Interactive Water Htr | FO&M Charge | 109.71 |  | $/kW/yr | 1 |  |  |  | = |  |  | H:\2023 IRP Update\_Document\DATA DISC\2023 IRP Update Data Disk April 1 (Public)\Chapters, Appendicies, and Input Assumptions\Input Assumptions\DSM\_PC_DSM-DR-IRP2023 Update Plexos Inputs Summer & Winter update.xlsx] | Generators | System | DRS.PX.YAK._.RES.Water Heater - DLC | FO&M Charge | 60.8 |  | $/kW/yr | 1 |  |  |  | = |  |  |  | New DSM DR Summer
Generators | System | DRW.PX.GOE._.CI_.HVAC - DLC | FO&M Charge | 236.02 |  | $/kW/yr | 1 |  |  |  | = |  |  | H:\2023 IRP Update\_Document\DATA DISC\2023 IRP Update Data Disk April 1 (Public)\Chapters, Appendicies, and Input Assumptions\Input Assumptions\DSM\_PC_DSM-DR-IRP2023 Update Plexos Inputs Summer & Winter update.xlsx] | Generators | System | DRW.PX.GOE._.CI_.3 Party | FO&M Charge | 1423.91 |  | $/kW/yr | 1 |  |  |  | = |  |  |  | New DSM DR Winter
Generators | System | DRW.PX.GOE._.CI_.Smart Thermostats | FO&M Charge | 31.49 |  | $/kW/yr | 1 |  |  |  | = |  |  | H:\2023 IRP Update\_Document\DATA DISC\2023 IRP Update Data Disk April 1 (Public)\Chapters, Appendicies, and Input Assumptions\Input Assumptions\DSM\_PC_DSM-DR-IRP2023 Update Plexos Inputs Summer & Winter update.xlsx] | Generators | System | DRW.PX.GOE._.CI_.Battery DLC | FO&M Charge | 61.2 |  | $/kW/yr | 1 |  |  |  | = |  |  |  | New DSM DR Winter
Generators | System | DRW.PX.GOE._.CI_.Water Heater - DLC | FO&M Charge | 141.71 |  | $/kW/yr | 1 |  |  |  | = |  |  | H:\2023 IRP Update\_Document\DATA DISC\2023 IRP Update Data Disk April 1 (Public)\Chapters, Appendicies, and Input Assumptions\Input Assumptions\DSM\_PC_DSM-DR-IRP2023 Update Plexos Inputs Summer & Winter update.xlsx] | Generators | System | DRW.PX.GOE._.CI_.Grid Interactive Water Htr | FO&M Charge | 1613.98 |  | $/kW/yr | 1 |  |  |  | = |  |  |  | New DSM DR Winter
Generators | System | DRW.PX.GOE._.RES.Battery DLC | FO&M Charge | 25.15 |  | $/kW/yr | 1 |  |  |  | = |  |  | H:\2023 IRP Update\_Document\DATA DISC\2023 IRP Update Data Disk April 1 (Public)\Chapters, Appendicies, and Input Assumptions\Input Assumptions\DSM\_PC_DSM-DR-IRP2023 Update Plexos Inputs Summer & Winter update.xlsx] | Generators | System | DRW.PX.GOE._.CI_.HVAC - DLC | FO&M Charge | 1575.21 |  | $/kW/yr | 1 |  |  |  | = |  |  |  | New DSM DR Winter
Generators | System | DRW.PX.GOE._.RES.EV DLC | FO&M Charge | 358.1 |  | $/kW/yr | 1 |  |  |  | = |  |  | H:\2023 IRP Update\_Document\DATA DISC\2023 IRP Update Data Disk April 1 (Public)\Chapters, Appendicies, and Input Assumptions\Input Assumptions\DSM\_PC_DSM-DR-IRP2023 Update Plexos Inputs Summer & Winter update.xlsx] | Generators | System | DRW.PX.GOE._.CI_.Pool Pump - DLC | FO&M Charge | 1561.87 |  | $/kW/yr | 1 |  |  |  | = |  |  |  | New DSM DR Winter
Generators | System | DRW.PX.GOE._.RES.Grid Interactive Water Htr | FO&M Charge | 87.05 |  | $/kW/yr | 1 |  |  |  | = |  |  | H:\2023 IRP Update\_Document\DATA DISC\2023 IRP Update Data Disk April 1 (Public)\Chapters, Appendicies, and Input Assumptions\Input Assumptions\DSM\_PC_DSM-DR-IRP2023 Update Plexos Inputs Summer & Winter update.xlsx] | Generators | System | DRW.PX.GOE._.CI_.Smart Thermostats | FO&M Charge | 201.45 |  | $/kW/yr | 1 |  |  |  | = |  |  |  | New DSM DR Winter
Generators | System | DRW.PX.GOE._.RES.Home Energy Mgmt Sys | FO&M Charge | 400.61 |  | $/kW/yr | 1 |  |  |  | = |  |  | H:\2023 IRP Update\_Document\DATA DISC\2023 IRP Update Data Disk April 1 (Public)\Chapters, Appendicies, and Input Assumptions\Input Assumptions\DSM\_PC_DSM-DR-IRP2023 Update Plexos Inputs Summer & Winter update.xlsx] | Generators | System | DRW.PX.GOE._.CI_.Water Heater - DLC | FO&M Charge | 781.75 |  | $/kW/yr | 1 |  |  |  | = |  |  |  | New DSM DR Winter
Generators | System | DRW.PX.GOE._.RES.HVAC - DLC | FO&M Charge | 130.53 |  | $/kW/yr | 1 |  |  |  | = |  |  | H:\2023 IRP Update\_Document\DATA DISC\2023 IRP Update Data Disk April 1 (Public)\Chapters, Appendicies, and Input Assumptions\Input Assumptions\DSM\_PC_DSM-DR-IRP2023 Update Plexos Inputs Summer & Winter update.xlsx] | Generators | System | DRW.PX.GOE._.RES.Battery DLC | FO&M Charge | 62.25 |  | $/kW/yr | 1 |  |  |  | = |  |  |  | New DSM DR Winter
Generators | System | DRW.PX.GOE._.RES.Pool Pump - DLC | FO&M Charge | 2089.15 |  | $/kW/yr | 1 |  |  |  | = |  |  | H:\2023 IRP Update\_Document\DATA DISC\2023 IRP Update Data Disk April 1 (Public)\Chapters, Appendicies, and Input Assumptions\Input Assumptions\DSM\_PC_DSM-DR-IRP2023 Update Plexos Inputs Summer & Winter update.xlsx] | Generators | System | DRW.PX.GOE._.RES.EV DLC | FO&M Charge | 144.47 |  | $/kW/yr | 1 |  |  |  | = |  |  |  | New DSM DR Winter
Generators | System | DRW.PX.GOE._.RES.Smart Thermostats | FO&M Charge | 20.25 |  | $/kW/yr | 1 |  |  |  | = |  |  | H:\2023 IRP Update\_Document\DATA DISC\2023 IRP Update Data Disk April 1 (Public)\Chapters, Appendicies, and Input Assumptions\Input Assumptions\DSM\_PC_DSM-DR-IRP2023 Update Plexos Inputs Summer & Winter update.xlsx] | Generators | System | DRW.PX.GOE._.RES.Grid Interactive Water Htr | FO&M Charge | 259.88 |  | $/kW/yr | 1 |  |  |  | = |  |  |  | New DSM DR Winter
Generators | System | DRW.PX.GOE._.RES.Water Heater - DLC | FO&M Charge | 115.48 |  | $/kW/yr | 1 |  |  |  | = |  |  | H:\2023 IRP Update\_Document\DATA DISC\2023 IRP Update Data Disk April 1 (Public)\Chapters, Appendicies, and Input Assumptions\Input Assumptions\DSM\_PC_DSM-DR-IRP2023 Update Plexos Inputs Summer & Winter update.xlsx] | Generators | System | DRW.PX.GOE._.RES.Home Energy Mgmt Sys | FO&M Charge | 978.22 |  | $/kW/yr | 1 |  |  |  | = |  |  |  | New DSM DR Winter
Generators | System | DRW.PX.NCA._.CI_.3 Party | FO&M Charge | 42.04 |  | $/kW/yr | 1 |  |  |  | = |  |  | H:\2023 IRP Update\_Document\DATA DISC\2023 IRP Update Data Disk April 1 (Public)\Chapters, Appendicies, and Input Assumptions\Input Assumptions\DSM\_PC_DSM-DR-IRP2023 Update Plexos Inputs Summer & Winter update.xlsx] | Generators | System | DRW.PX.GOE._.RES.HVAC - DLC | FO&M Charge | 206.55 |  | $/kW/yr | 1 |  |  |  | = |  |  |  | New DSM DR Winter
Generators | System | DRW.PX.NCA._.CI_.Battery DLC | FO&M Charge | 38.71 |  | $/kW/yr | 1 |  |  |  | = |  |  | H:\2023 IRP Update\_Document\DATA DISC\2023 IRP Update Data Disk April 1 (Public)\Chapters, Appendicies, and Input Assumptions\Input Assumptions\DSM\_PC_DSM-DR-IRP2023 Update Plexos Inputs Summer & Winter update.xlsx] | Generators | System | DRW.PX.GOE._.RES.Pool Pump - DLC | FO&M Charge | 554.22 |  | $/kW/yr | 1 |  |  |  | = |  |  |  | New DSM DR Winter
Generators | System | DRW.PX.NCA._.CI_.Grid Interactive Water Htr | FO&M Charge | 71.27 |  | $/kW/yr | 1 |  |  |  | = |  |  | H:\2023 IRP Update\_Document\DATA DISC\2023 IRP Update Data Disk April 1 (Public)\Chapters, Appendicies, and Input Assumptions\Input Assumptions\DSM\_PC_DSM-DR-IRP2023 Update Plexos Inputs Summer & Winter update.xlsx] | Generators | System | DRW.PX.GOE._.RES.Water Heater - DLC | FO&M Charge | 127.23 |  | $/kW/yr | 1 |  |  |  | = |  |  |  | New DSM DR Winter
Generators | System | DRW.PX.NCA._.CI_.HVAC - DLC | FO&M Charge | 189.74 |  | $/kW/yr | 1 |  |  |  | = |  |  | H:\2023 IRP Update\_Document\DATA DISC\2023 IRP Update Data Disk April 1 (Public)\Chapters, Appendicies, and Input Assumptions\Input Assumptions\DSM\_PC_DSM-DR-IRP2023 Update Plexos Inputs Summer & Winter update.xlsx] | Generators | System | DRW.PX.NCA._.CI_.3 Party | FO&M Charge | 1108.36 |  | $/kW/yr | 1 |  |  |  | = |  |  |  | New DSM DR Winter
Generators | System | DRW.PX.NCA._.CI_.Smart Thermostats | FO&M Charge | 21.08 |  | $/kW/yr | 1 |  |  |  | = |  |  | H:\2023 IRP Update\_Document\DATA DISC\2023 IRP Update Data Disk April 1 (Public)\Chapters, Appendicies, and Input Assumptions\Input Assumptions\DSM\_PC_DSM-DR-IRP2023 Update Plexos Inputs Summer & Winter update.xlsx] | Generators | System | DRW.PX.NCA._.CI_.Battery DLC | FO&M Charge | 48.5 |  | $/kW/yr | 1 |  |  |  | = |  |  |  | New DSM DR Winter
Generators | System | DRW.PX.NCA._.CI_.Water Heater - DLC | FO&M Charge | 120.23 |  | $/kW/yr | 1 |  |  |  | = |  |  | H:\2023 IRP Update\_Document\DATA DISC\2023 IRP Update Data Disk April 1 (Public)\Chapters, Appendicies, and Input Assumptions\Input Assumptions\DSM\_PC_DSM-DR-IRP2023 Update Plexos Inputs Summer & Winter update.xlsx] | Generators | System | DRW.PX.NCA._.CI_.Grid Interactive Water Htr | FO&M Charge | 316.03 |  | $/kW/yr | 1 |  |  |  | = |  |  |  | New DSM DR Winter
Generators | System | DRW.PX.NCA._.RES.Battery DLC | FO&M Charge | 31.56 |  | $/kW/yr | 1 |  |  |  | = |  |  | H:\2023 IRP Update\_Document\DATA DISC\2023 IRP Update Data Disk April 1 (Public)\Chapters, Appendicies, and Input Assumptions\Input Assumptions\DSM\_PC_DSM-DR-IRP2023 Update Plexos Inputs Summer & Winter update.xlsx] | Generators | System | DRW.PX.NCA._.CI_.HVAC - DLC | FO&M Charge | 395.15 |  | $/kW/yr | 1 |  |  |  | = |  |  |  | New DSM DR Winter
Generators | System | DRW.PX.NCA._.RES.EV DLC | FO&M Charge | 374.67 |  | $/kW/yr | 1 |  |  |  | = |  |  | H:\2023 IRP Update\_Document\DATA DISC\2023 IRP Update Data Disk April 1 (Public)\Chapters, Appendicies, and Input Assumptions\Input Assumptions\DSM\_PC_DSM-DR-IRP2023 Update Plexos Inputs Summer & Winter update.xlsx] | Generators | System | DRW.PX.NCA._.CI_.Pool Pump - DLC | FO&M Charge | 666.03 |  | $/kW/yr | 1 |  |  |  | = |  |  |  | New DSM DR Winter
Generators | System | DRW.PX.NCA._.RES.Grid Interactive Water Htr | FO&M Charge | 61.64 |  | $/kW/yr | 1 |  |  |  | = |  |  | H:\2023 IRP Update\_Document\DATA DISC\2023 IRP Update Data Disk April 1 (Public)\Chapters, Appendicies, and Input Assumptions\Input Assumptions\DSM\_PC_DSM-DR-IRP2023 Update Plexos Inputs Summer & Winter update.xlsx] | Generators | System | DRW.PX.NCA._.CI_.Smart Thermostats | FO&M Charge | 56.05 |  | $/kW/yr | 1 |  |  |  | = |  |  |  | New DSM DR Winter
Generators | System | DRW.PX.NCA._.RES.Home Energy Mgmt Sys | FO&M Charge | 358.28 |  | $/kW/yr | 1 |  |  |  | = |  |  | H:\2023 IRP Update\_Document\DATA DISC\2023 IRP Update Data Disk April 1 (Public)\Chapters, Appendicies, and Input Assumptions\Input Assumptions\DSM\_PC_DSM-DR-IRP2023 Update Plexos Inputs Summer & Winter update.xlsx] | Generators | System | DRW.PX.NCA._.CI_.Water Heater - DLC | FO&M Charge | 123.18 |  | $/kW/yr | 1 |  |  |  | = |  |  |  | New DSM DR Winter
Generators | System | DRW.PX.NCA._.RES.HVAC - DLC | FO&M Charge | 58.07 |  | $/kW/yr | 1 |  |  |  | = |  |  | H:\2023 IRP Update\_Document\DATA DISC\2023 IRP Update Data Disk April 1 (Public)\Chapters, Appendicies, and Input Assumptions\Input Assumptions\DSM\_PC_DSM-DR-IRP2023 Update Plexos Inputs Summer & Winter update.xlsx] | Generators | System | DRW.PX.NCA._.RES.Battery DLC | FO&M Charge | 49.48 |  | $/kW/yr | 1 |  |  |  | = |  |  |  | New DSM DR Winter
Generators | System | DRW.PX.NCA._.RES.Pool Pump - DLC | FO&M Charge | 1914.6 |  | $/kW/yr | 1 |  |  |  | = |  |  | H:\2023 IRP Update\_Document\DATA DISC\2023 IRP Update Data Disk April 1 (Public)\Chapters, Appendicies, and Input Assumptions\Input Assumptions\DSM\_PC_DSM-DR-IRP2023 Update Plexos Inputs Summer & Winter update.xlsx] | Generators | System | DRW.PX.NCA._.RES.EV DLC | FO&M Charge | 134.76 |  | $/kW/yr | 1 |  |  |  | = |  |  |  | New DSM DR Winter
Generators | System | DRW.PX.NCA._.RES.Smart Thermostats | FO&M Charge | 14.51 |  | $/kW/yr | 1 |  |  |  | = |  |  | H:\2023 IRP Update\_Document\DATA DISC\2023 IRP Update Data Disk April 1 (Public)\Chapters, Appendicies, and Input Assumptions\Input Assumptions\DSM\_PC_DSM-DR-IRP2023 Update Plexos Inputs Summer & Winter update.xlsx] | Generators | System | DRW.PX.NCA._.RES.Grid Interactive Water Htr | FO&M Charge | 178.86 |  | $/kW/yr | 1 |  |  |  | = |  |  |  | New DSM DR Winter
Generators | System | DRW.PX.NCA._.RES.Water Heater - DLC | FO&M Charge | 102.77 |  | $/kW/yr | 1 |  |  |  | = |  |  | H:\2023 IRP Update\_Document\DATA DISC\2023 IRP Update Data Disk April 1 (Public)\Chapters, Appendicies, and Input Assumptions\Input Assumptions\DSM\_PC_DSM-DR-IRP2023 Update Plexos Inputs Summer & Winter update.xlsx] | Generators | System | DRW.PX.NCA._.RES.Home Energy Mgmt Sys | FO&M Charge | 224.39 |  | $/kW/yr | 1 |  |  |  | = |  |  |  | New DSM DR Winter
Generators | System | DRW.PX.SOR._.CI_.3 Party | FO&M Charge | 36.31 |  | $/kW/yr | 1 |  |  |  | = |  |  | H:\2023 IRP Update\_Document\DATA DISC\2023 IRP Update Data Disk April 1 (Public)\Chapters, Appendicies, and Input Assumptions\Input Assumptions\DSM\_PC_DSM-DR-IRP2023 Update Plexos Inputs Summer & Winter update.xlsx] | Generators | System | DRW.PX.NCA._.RES.HVAC - DLC | FO&M Charge | 187.23 |  | $/kW/yr | 1 |  |  |  | = |  |  |  | New DSM DR Winter
Generators | System | DRW.PX.SOR._.CI_.Battery DLC | FO&M Charge | 32.23 |  | $/kW/yr | 1 |  |  |  | = |  |  | H:\2023 IRP Update\_Document\DATA DISC\2023 IRP Update Data Disk April 1 (Public)\Chapters, Appendicies, and Input Assumptions\Input Assumptions\DSM\_PC_DSM-DR-IRP2023 Update Plexos Inputs Summer & Winter update.xlsx] | Generators | System | DRW.PX.NCA._.RES.Pool Pump - DLC | FO&M Charge | 499.92 |  | $/kW/yr | 1 |  |  |  | = |  |  |  | New DSM DR Winter
Generators | System | DRW.PX.SOR._.CI_.Grid Interactive Water Htr | FO&M Charge | 62 |  | $/kW/yr | 1 |  |  |  | = |  |  | H:\2023 IRP Update\_Document\DATA DISC\2023 IRP Update Data Disk April 1 (Public)\Chapters, Appendicies, and Input Assumptions\Input Assumptions\DSM\_PC_DSM-DR-IRP2023 Update Plexos Inputs Summer & Winter update.xlsx] | Generators | System | DRW.PX.NCA._.RES.Smart Thermostats | FO&M Charge | 70.45 |  | $/kW/yr | 1 |  |  |  | = |  |  |  | New DSM DR Winter
Generators | System | DRW.PX.SOR._.CI_.HVAC - DLC | FO&M Charge | 177.34 |  | $/kW/yr | 1 |  |  |  | = |  |  | H:\2023 IRP Update\_Document\DATA DISC\2023 IRP Update Data Disk April 1 (Public)\Chapters, Appendicies, and Input Assumptions\Input Assumptions\DSM\_PC_DSM-DR-IRP2023 Update Plexos Inputs Summer & Winter update.xlsx] | Generators | System | DRW.PX.NCA._.RES.Water Heater - DLC | FO&M Charge | 69.7 |  | $/kW/yr | 1 |  |  |  | = |  |  |  | New DSM DR Winter
Generators | System | DRW.PX.SOR._.CI_.Smart Thermostats | FO&M Charge | 21.39 |  | $/kW/yr | 1 |  |  |  | = |  |  | H:\2023 IRP Update\_Document\DATA DISC\2023 IRP Update Data Disk April 1 (Public)\Chapters, Appendicies, and Input Assumptions\Input Assumptions\DSM\_PC_DSM-DR-IRP2023 Update Plexos Inputs Summer & Winter update.xlsx] | Generators | System | DRW.PX.SOR._.CI_.3 Party | FO&M Charge | 284.5 |  | $/kW/yr | 1 |  |  |  | = |  |  |  | New DSM DR Winter
Generators | System | DRW.PX.SOR._.CI_.Water Heater - DLC | FO&M Charge | 109.45 |  | $/kW/yr | 1 |  |  |  | = |  |  | H:\2023 IRP Update\_Document\DATA DISC\2023 IRP Update Data Disk April 1 (Public)\Chapters, Appendicies, and Input Assumptions\Input Assumptions\DSM\_PC_DSM-DR-IRP2023 Update Plexos Inputs Summer & Winter update.xlsx] | Generators | System | DRW.PX.SOR._.CI_.Battery DLC | FO&M Charge | 48.3 |  | $/kW/yr | 1 |  |  |  | = |  |  |  | New DSM DR Winter
Generators | System | DRW.PX.SOR._.RES.Battery DLC | FO&M Charge | 27.51 |  | $/kW/yr | 1 |  |  |  | = |  |  | H:\2023 IRP Update\_Document\DATA DISC\2023 IRP Update Data Disk April 1 (Public)\Chapters, Appendicies, and Input Assumptions\Input Assumptions\DSM\_PC_DSM-DR-IRP2023 Update Plexos Inputs Summer & Winter update.xlsx] | Generators | System | DRW.PX.SOR._.CI_.Grid Interactive Water Htr | FO&M Charge | 89.16 |  | $/kW/yr | 1 |  |  |  | = |  |  |  | New DSM DR Winter
Generators | System | DRW.PX.SOR._.RES.EV DLC | FO&M Charge | 384.53 |  | $/kW/yr | 1 |  |  |  | = |  |  | H:\2023 IRP Update\_Document\DATA DISC\2023 IRP Update Data Disk April 1 (Public)\Chapters, Appendicies, and Input Assumptions\Input Assumptions\DSM\_PC_DSM-DR-IRP2023 Update Plexos Inputs Summer & Winter update.xlsx] | Generators | System | DRW.PX.SOR._.CI_.HVAC - DLC | FO&M Charge | 137.16 |  | $/kW/yr | 1 |  |  |  | = |  |  |  | New DSM DR Winter
Generators | System | DRW.PX.SOR._.RES.Grid Interactive Water Htr | FO&M Charge | 50.03 |  | $/kW/yr | 1 |  |  |  | = |  |  | H:\2023 IRP Update\_Document\DATA DISC\2023 IRP Update Data Disk April 1 (Public)\Chapters, Appendicies, and Input Assumptions\Input Assumptions\DSM\_PC_DSM-DR-IRP2023 Update Plexos Inputs Summer & Winter update.xlsx] | Generators | System | DRW.PX.SOR._.CI_.Pool Pump - DLC | FO&M Charge | 311.17 |  | $/kW/yr | 1 |  |  |  | = |  |  |  | New DSM DR Winter
Generators | System | DRW.PX.SOR._.RES.Home Energy Mgmt Sys | FO&M Charge | 359.34 |  | $/kW/yr | 1 |  |  |  | = |  |  | H:\2023 IRP Update\_Document\DATA DISC\2023 IRP Update Data Disk April 1 (Public)\Chapters, Appendicies, and Input Assumptions\Input Assumptions\DSM\_PC_DSM-DR-IRP2023 Update Plexos Inputs Summer & Winter update.xlsx] | Generators | System | DRW.PX.SOR._.CI_.Smart Thermostats | FO&M Charge | 19.44 |  | $/kW/yr | 1 |  |  |  | = |  |  |  | New DSM DR Winter
Generators | System | DRW.PX.SOR._.RES.HVAC - DLC | FO&M Charge | 68.77 |  | $/kW/yr | 1 |  |  |  | = |  |  | H:\2023 IRP Update\_Document\DATA DISC\2023 IRP Update Data Disk April 1 (Public)\Chapters, Appendicies, and Input Assumptions\Input Assumptions\DSM\_PC_DSM-DR-IRP2023 Update Plexos Inputs Summer & Winter update.xlsx] | Generators | System | DRW.PX.SOR._.CI_.Water Heater - DLC | FO&M Charge | 40 |  | $/kW/yr | 1 |  |  |  | = |  |  |  | New DSM DR Winter
Generators | System | DRW.PX.SOR._.RES.Pool Pump - DLC | FO&M Charge | 1940.11 |  | $/kW/yr | 1 |  |  |  | = |  |  | H:\2023 IRP Update\_Document\DATA DISC\2023 IRP Update Data Disk April 1 (Public)\Chapters, Appendicies, and Input Assumptions\Input Assumptions\DSM\_PC_DSM-DR-IRP2023 Update Plexos Inputs Summer & Winter update.xlsx] | Generators | System | DRW.PX.SOR._.RES.Battery DLC | FO&M Charge | 49.67 |  | $/kW/yr | 1 |  |  |  | = |  |  |  | New DSM DR Winter
Generators | System | DRW.PX.SOR._.RES.Smart Thermostats | FO&M Charge | 14.59 |  | $/kW/yr | 1 |  |  |  | = |  |  | H:\2023 IRP Update\_Document\DATA DISC\2023 IRP Update Data Disk April 1 (Public)\Chapters, Appendicies, and Input Assumptions\Input Assumptions\DSM\_PC_DSM-DR-IRP2023 Update Plexos Inputs Summer & Winter update.xlsx] | Generators | System | DRW.PX.SOR._.RES.EV DLC | FO&M Charge | 143.23 |  | $/kW/yr | 1 |  |  |  | = |  |  |  | New DSM DR Winter
Generators | System | DRW.PX.SOR._.RES.Water Heater - DLC | FO&M Charge | 92.18 |  | $/kW/yr | 1 |  |  |  | = |  |  | H:\2023 IRP Update\_Document\DATA DISC\2023 IRP Update Data Disk April 1 (Public)\Chapters, Appendicies, and Input Assumptions\Input Assumptions\DSM\_PC_DSM-DR-IRP2023 Update Plexos Inputs Summer & Winter update.xlsx] | Generators | System | DRW.PX.SOR._.RES.Grid Interactive Water Htr | FO&M Charge | 138.81 |  | $/kW/yr | 1 |  |  |  | = |  |  |  | New DSM DR Winter
Generators | System | DRW.PX.UTN._.CI_.3 Party | FO&M Charge | 41.3 |  | $/kW/yr | 1 |  |  |  | = |  |  | H:\2023 IRP Update\_Document\DATA DISC\2023 IRP Update Data Disk April 1 (Public)\Chapters, Appendicies, and Input Assumptions\Input Assumptions\DSM\_PC_DSM-DR-IRP2023 Update Plexos Inputs Summer & Winter update.xlsx] | Generators | System | DRW.PX.SOR._.RES.Home Energy Mgmt Sys | FO&M Charge | 84.16 |  | $/kW/yr | 1 |  |  |  | = |  |  |  | New DSM DR Winter
Generators | System | DRW.PX.UTN._.CI_.Battery DLC | FO&M Charge | 39.27 |  | $/kW/yr | 1 |  |  |  | = |  |  | H:\2023 IRP Update\_Document\DATA DISC\2023 IRP Update Data Disk April 1 (Public)\Chapters, Appendicies, and Input Assumptions\Input Assumptions\DSM\_PC_DSM-DR-IRP2023 Update Plexos Inputs Summer & Winter update.xlsx] | Generators | System | DRW.PX.SOR._.RES.HVAC - DLC | FO&M Charge | 182.95 |  | $/kW/yr | 1 |  |  |  | = |  |  |  | New DSM DR Winter
Generators | System | DRW.PX.UTN._.CI_.Grid Interactive Water Htr | FO&M Charge | 112.64 |  | $/kW/yr | 1 |  |  |  | = |  |  | H:\2023 IRP Update\_Document\DATA DISC\2023 IRP Update Data Disk April 1 (Public)\Chapters, Appendicies, and Input Assumptions\Input Assumptions\DSM\_PC_DSM-DR-IRP2023 Update Plexos Inputs Summer & Winter update.xlsx] | Generators | System | DRW.PX.SOR._.RES.Pool Pump - DLC | FO&M Charge | 519.38 |  | $/kW/yr | 1 |  |  |  | = |  |  |  | New DSM DR Winter
Generators | System | DRW.PX.UTN._.CI_.HVAC - DLC | FO&M Charge | 209.87 |  | $/kW/yr | 1 |  |  |  | = |  |  | H:\2023 IRP Update\_Document\DATA DISC\2023 IRP Update Data Disk April 1 (Public)\Chapters, Appendicies, and Input Assumptions\Input Assumptions\DSM\_PC_DSM-DR-IRP2023 Update Plexos Inputs Summer & Winter update.xlsx] | Generators | System | DRW.PX.SOR._.RES.Smart Thermostats | FO&M Charge | 29.97 |  | $/kW/yr | 1 |  |  |  | = |  |  |  | New DSM DR Winter
Generators | System | DRW.PX.UTN._.CI_.Smart Thermostats | FO&M Charge | 32.55 |  | $/kW/yr | 1 |  |  |  | = |  |  | H:\2023 IRP Update\_Document\DATA DISC\2023 IRP Update Data Disk April 1 (Public)\Chapters, Appendicies, and Input Assumptions\Input Assumptions\DSM\_PC_DSM-DR-IRP2023 Update Plexos Inputs Summer & Winter update.xlsx] | Generators | System | DRW.PX.SOR._.RES.Water Heater - DLC | FO&M Charge | 60.63 |  | $/kW/yr | 1 |  |  |  | = |  |  |  | New DSM DR Winter
Generators | System | DRW.PX.UTN._.CI_.Water Heater - DLC | FO&M Charge | 145.72 |  | $/kW/yr | 1 |  |  |  | = |  |  | H:\2023 IRP Update\_Document\DATA DISC\2023 IRP Update Data Disk April 1 (Public)\Chapters, Appendicies, and Input Assumptions\Input Assumptions\DSM\_PC_DSM-DR-IRP2023 Update Plexos Inputs Summer & Winter update.xlsx] | Generators | System | DRW.PX.UTN._.CI_.3 Party | FO&M Charge | 125.21 |  | $/kW/yr | 1 |  |  |  | = |  |  |  | New DSM DR Winter
Generators | System | DRW.PX.UTN._.RES.Battery DLC | FO&M Charge | 52.99 |  | $/kW/yr | 1 |  |  |  | = |  |  | H:\2023 IRP Update\_Document\DATA DISC\2023 IRP Update Data Disk April 1 (Public)\Chapters, Appendicies, and Input Assumptions\Input Assumptions\DSM\_PC_DSM-DR-IRP2023 Update Plexos Inputs Summer & Winter update.xlsx] | Generators | System | DRW.PX.UTN._.CI_.Battery DLC | FO&M Charge | 60.91 |  | $/kW/yr | 1 |  |  |  | = |  |  |  | New DSM DR Winter
Generators | System | DRW.PX.UTN._.RES.EV DLC | FO&M Charge | 408.18 |  | $/kW/yr | 1 |  |  |  | = |  |  | H:\2023 IRP Update\_Document\DATA DISC\2023 IRP Update Data Disk April 1 (Public)\Chapters, Appendicies, and Input Assumptions\Input Assumptions\DSM\_PC_DSM-DR-IRP2023 Update Plexos Inputs Summer & Winter update.xlsx] | Generators | System | DRW.PX.UTN._.CI_.Grid Interactive Water Htr | FO&M Charge | 81.75 |  | $/kW/yr | 1 |  |  |  | = |  |  |  | New DSM DR Winter
Generators | System | DRW.PX.UTN._.RES.Grid Interactive Water Htr | FO&M Charge | 89.01 |  | $/kW/yr | 1 |  |  |  | = |  |  | H:\2023 IRP Update\_Document\DATA DISC\2023 IRP Update Data Disk April 1 (Public)\Chapters, Appendicies, and Input Assumptions\Input Assumptions\DSM\_PC_DSM-DR-IRP2023 Update Plexos Inputs Summer & Winter update.xlsx] | Generators | System | DRW.PX.UTN._.CI_.HVAC - DLC | FO&M Charge | 81.39 |  | $/kW/yr | 1 |  |  |  | = |  |  |  | New DSM DR Winter
Generators | System | DRW.PX.UTN._.RES.Home Energy Mgmt Sys | FO&M Charge | 415.13 |  | $/kW/yr | 1 |  |  |  | = |  |  | H:\2023 IRP Update\_Document\DATA DISC\2023 IRP Update Data Disk April 1 (Public)\Chapters, Appendicies, and Input Assumptions\Input Assumptions\DSM\_PC_DSM-DR-IRP2023 Update Plexos Inputs Summer & Winter update.xlsx] | Generators | System | DRW.PX.UTN._.CI_.Pool Pump - DLC | FO&M Charge | 161.84 |  | $/kW/yr | 1 |  |  |  | = |  |  |  | New DSM DR Winter
Generators | System | DRW.PX.UTN._.RES.HVAC - DLC | FO&M Charge | 266.04 |  | $/kW/yr | 1 |  |  |  | = |  |  | H:\2023 IRP Update\_Document\DATA DISC\2023 IRP Update Data Disk April 1 (Public)\Chapters, Appendicies, and Input Assumptions\Input Assumptions\DSM\_PC_DSM-DR-IRP2023 Update Plexos Inputs Summer & Winter update.xlsx] | Generators | System | DRW.PX.UTN._.CI_.Smart Thermostats | FO&M Charge | 18.2 |  | $/kW/yr | 1 |  |  |  | = |  |  |  | New DSM DR Winter
Generators | System | DRW.PX.UTN._.RES.Pool Pump - DLC | FO&M Charge | 2147.77 |  | $/kW/yr | 1 |  |  |  | = |  |  | H:\2023 IRP Update\_Document\DATA DISC\2023 IRP Update Data Disk April 1 (Public)\Chapters, Appendicies, and Input Assumptions\Input Assumptions\DSM\_PC_DSM-DR-IRP2023 Update Plexos Inputs Summer & Winter update.xlsx] | Generators | System | DRW.PX.UTN._.CI_.Water Heater - DLC | FO&M Charge | 40.41 |  | $/kW/yr | 1 |  |  |  | = |  |  |  | New DSM DR Winter
Generators | System | DRW.PX.UTN._.RES.Smart Thermostats | FO&M Charge | 20.91 |  | $/kW/yr | 1 |  |  |  | = |  |  | H:\2023 IRP Update\_Document\DATA DISC\2023 IRP Update Data Disk April 1 (Public)\Chapters, Appendicies, and Input Assumptions\Input Assumptions\DSM\_PC_DSM-DR-IRP2023 Update Plexos Inputs Summer & Winter update.xlsx] | Generators | System | DRW.PX.UTN._.RES.Battery DLC | FO&M Charge | 62.15 |  | $/kW/yr | 1 |  |  |  | = |  |  |  | New DSM DR Winter
Generators | System | DRW.PX.UTN._.RES.Water Heater - DLC | FO&M Charge | 121.33 |  | $/kW/yr | 1 |  |  |  | = |  |  | H:\2023 IRP Update\_Document\DATA DISC\2023 IRP Update Data Disk April 1 (Public)\Chapters, Appendicies, and Input Assumptions\Input Assumptions\DSM\_PC_DSM-DR-IRP2023 Update Plexos Inputs Summer & Winter update.xlsx] | Generators | System | DRW.PX.UTN._.RES.EV DLC | FO&M Charge | 162.11 |  | $/kW/yr | 1 |  |  |  | = |  |  |  | New DSM DR Winter
Generators | System | DRW.PX.WYC._.CI_.3 Party | FO&M Charge | 40.56 |  | $/kW/yr | 1 |  |  |  | = |  |  | H:\2023 IRP Update\_Document\DATA DISC\2023 IRP Update Data Disk April 1 (Public)\Chapters, Appendicies, and Input Assumptions\Input Assumptions\DSM\_PC_DSM-DR-IRP2023 Update Plexos Inputs Summer & Winter update.xlsx] | Generators | System | DRW.PX.UTN._.RES.Grid Interactive Water Htr | FO&M Charge | 293.2 |  | $/kW/yr | 1 |  |  |  | = |  |  |  | New DSM DR Winter
Generators | System | DRW.PX.WYC._.CI_.Battery DLC | FO&M Charge | 40.61 |  | $/kW/yr | 1 |  |  |  | = |  |  | H:\2023 IRP Update\_Document\DATA DISC\2023 IRP Update Data Disk April 1 (Public)\Chapters, Appendicies, and Input Assumptions\Input Assumptions\DSM\_PC_DSM-DR-IRP2023 Update Plexos Inputs Summer & Winter update.xlsx] | Generators | System | DRW.PX.UTN._.RES.Home Energy Mgmt Sys | FO&M Charge | 970.91 |  | $/kW/yr | 1 |  |  |  | = |  |  |  | New DSM DR Winter
Generators | System | DRW.PX.WYC._.CI_.Grid Interactive Water Htr | FO&M Charge | 107.71 |  | $/kW/yr | 1 |  |  |  | = |  |  | H:\2023 IRP Update\_Document\DATA DISC\2023 IRP Update Data Disk April 1 (Public)\Chapters, Appendicies, and Input Assumptions\Input Assumptions\DSM\_PC_DSM-DR-IRP2023 Update Plexos Inputs Summer & Winter update.xlsx] | Generators | System | DRW.PX.UTN._.RES.HVAC - DLC | FO&M Charge | 73.63 |  | $/kW/yr | 1 |  |  |  | = |  |  |  | New DSM DR Winter
Generators | System | DRW.PX.WYC._.CI_.HVAC - DLC | FO&M Charge | 262.13 |  | $/kW/yr | 1 |  |  |  | = |  |  | H:\2023 IRP Update\_Document\DATA DISC\2023 IRP Update Data Disk April 1 (Public)\Chapters, Appendicies, and Input Assumptions\Input Assumptions\DSM\_PC_DSM-DR-IRP2023 Update Plexos Inputs Summer & Winter update.xlsx] | Generators | System | DRW.PX.UTN._.RES.Pool Pump - DLC | FO&M Charge | 588.57 |  | $/kW/yr | 1 |  |  |  | = |  |  |  | New DSM DR Winter
Generators | System | DRW.PX.WYC._.CI_.Smart Thermostats | FO&M Charge | 32.21 |  | $/kW/yr | 1 |  |  |  | = |  |  | H:\2023 IRP Update\_Document\DATA DISC\2023 IRP Update Data Disk April 1 (Public)\Chapters, Appendicies, and Input Assumptions\Input Assumptions\DSM\_PC_DSM-DR-IRP2023 Update Plexos Inputs Summer & Winter update.xlsx] | Generators | System | DRW.PX.UTN._.RES.Water Heater - DLC | FO&M Charge | 144.86 |  | $/kW/yr | 1 |  |  |  | = |  |  |  | New DSM DR Winter
Generators | System | DRW.PX.WYC._.CI_.Water Heater - DLC | FO&M Charge | 137.91 |  | $/kW/yr | 1 |  |  |  | = |  |  | H:\2023 IRP Update\_Document\DATA DISC\2023 IRP Update Data Disk April 1 (Public)\Chapters, Appendicies, and Input Assumptions\Input Assumptions\DSM\_PC_DSM-DR-IRP2023 Update Plexos Inputs Summer & Winter update.xlsx] | Generators | System | DRW.PX.WYC._.CI_.3 Party | FO&M Charge | 259.23 |  | $/kW/yr | 1 |  |  |  | = |  |  |  | New DSM DR Winter
Generators | System | DRW.PX.WYC._.RES.Battery DLC | FO&M Charge | 37.52 |  | $/kW/yr | 1 |  |  |  | = |  |  | H:\2023 IRP Update\_Document\DATA DISC\2023 IRP Update Data Disk April 1 (Public)\Chapters, Appendicies, and Input Assumptions\Input Assumptions\DSM\_PC_DSM-DR-IRP2023 Update Plexos Inputs Summer & Winter update.xlsx] | Generators | System | DRW.PX.WYC._.CI_.Battery DLC | FO&M Charge | 61.18 |  | $/kW/yr | 1 |  |  |  | = |  |  |  | New DSM DR Winter
Generators | System | DRW.PX.WYC._.RES.EV DLC | FO&M Charge | 368.67 |  | $/kW/yr | 1 |  |  |  | = |  |  | H:\2023 IRP Update\_Document\DATA DISC\2023 IRP Update Data Disk April 1 (Public)\Chapters, Appendicies, and Input Assumptions\Input Assumptions\DSM\_PC_DSM-DR-IRP2023 Update Plexos Inputs Summer & Winter update.xlsx] | Generators | System | DRW.PX.WYC._.CI_.Grid Interactive Water Htr | FO&M Charge | 601.12 |  | $/kW/yr | 1 |  |  |  | = |  |  |  | New DSM DR Winter
Generators | System | DRW.PX.WYC._.RES.Grid Interactive Water Htr | FO&M Charge | 85.86 |  | $/kW/yr | 1 |  |  |  | = |  |  | H:\2023 IRP Update\_Document\DATA DISC\2023 IRP Update Data Disk April 1 (Public)\Chapters, Appendicies, and Input Assumptions\Input Assumptions\DSM\_PC_DSM-DR-IRP2023 Update Plexos Inputs Summer & Winter update.xlsx] | Generators | System | DRW.PX.WYC._.CI_.HVAC - DLC | FO&M Charge | 518.08 |  | $/kW/yr | 1 |  |  |  | = |  |  |  | New DSM DR Winter
Generators | System | DRW.PX.WYC._.RES.Home Energy Mgmt Sys | FO&M Charge | 398.47 |  | $/kW/yr | 1 |  |  |  | = |  |  | H:\2023 IRP Update\_Document\DATA DISC\2023 IRP Update Data Disk April 1 (Public)\Chapters, Appendicies, and Input Assumptions\Input Assumptions\DSM\_PC_DSM-DR-IRP2023 Update Plexos Inputs Summer & Winter update.xlsx] | Generators | System | DRW.PX.WYC._.CI_.Pool Pump - DLC | FO&M Charge | 459.48 |  | $/kW/yr | 1 |  |  |  | = |  |  |  | New DSM DR Winter
Generators | System | DRW.PX.WYC._.RES.HVAC - DLC | FO&M Charge | 272.83 |  | $/kW/yr | 1 |  |  |  | = |  |  | H:\2023 IRP Update\_Document\DATA DISC\2023 IRP Update Data Disk April 1 (Public)\Chapters, Appendicies, and Input Assumptions\Input Assumptions\DSM\_PC_DSM-DR-IRP2023 Update Plexos Inputs Summer & Winter update.xlsx] | Generators | System | DRW.PX.WYC._.CI_.Smart Thermostats | FO&M Charge | 89.32 |  | $/kW/yr | 1 |  |  |  | = |  |  |  | New DSM DR Winter
Generators | System | DRW.PX.WYC._.RES.Pool Pump - DLC | FO&M Charge | 2048.92 |  | $/kW/yr | 1 |  |  |  | = |  |  | H:\2023 IRP Update\_Document\DATA DISC\2023 IRP Update Data Disk April 1 (Public)\Chapters, Appendicies, and Input Assumptions\Input Assumptions\DSM\_PC_DSM-DR-IRP2023 Update Plexos Inputs Summer & Winter update.xlsx] | Generators | System | DRW.PX.WYC._.CI_.Water Heater - DLC | FO&M Charge | 295.13 |  | $/kW/yr | 1 |  |  |  | = |  |  |  | New DSM DR Winter
Generators | System | DRW.PX.WYC._.RES.Smart Thermostats | FO&M Charge | 20.02 |  | $/kW/yr | 1 |  |  |  | = |  |  | H:\2023 IRP Update\_Document\DATA DISC\2023 IRP Update Data Disk April 1 (Public)\Chapters, Appendicies, and Input Assumptions\Input Assumptions\DSM\_PC_DSM-DR-IRP2023 Update Plexos Inputs Summer & Winter update.xlsx] | Generators | System | DRW.PX.WYC._.RES.Battery DLC | FO&M Charge | 61.96 |  | $/kW/yr | 1 |  |  |  | = |  |  |  | New DSM DR Winter
Generators | System | DRW.PX.WYC._.RES.Water Heater - DLC | FO&M Charge | 110.53 |  | $/kW/yr | 1 |  |  |  | = |  |  | H:\2023 IRP Update\_Document\DATA DISC\2023 IRP Update Data Disk April 1 (Public)\Chapters, Appendicies, and Input Assumptions\Input Assumptions\DSM\_PC_DSM-DR-IRP2023 Update Plexos Inputs Summer & Winter update.xlsx] | Generators | System | DRW.PX.WYC._.RES.EV DLC | FO&M Charge | 143.18 |  | $/kW/yr | 1 |  |  |  | = |  |  |  | New DSM DR Winter
Generators | System | DRW.PX.YAK._.CI_.3 Party | FO&M Charge | 28.99 |  | $/kW/yr | 1 |  |  |  | = |  |  | H:\2023 IRP Update\_Document\DATA DISC\2023 IRP Update Data Disk April 1 (Public)\Chapters, Appendicies, and Input Assumptions\Input Assumptions\DSM\_PC_DSM-DR-IRP2023 Update Plexos Inputs Summer & Winter update.xlsx] | Generators | System | DRW.PX.WYC._.RES.Grid Interactive Water Htr | FO&M Charge | 263.76 |  | $/kW/yr | 1 |  |  |  | = |  |  |  | New DSM DR Winter
Generators | System | DRW.PX.YAK._.CI_.Battery DLC | FO&M Charge | 29.26 |  | $/kW/yr | 1 |  |  |  | = |  |  | H:\2023 IRP Update\_Document\DATA DISC\2023 IRP Update Data Disk April 1 (Public)\Chapters, Appendicies, and Input Assumptions\Input Assumptions\DSM\_PC_DSM-DR-IRP2023 Update Plexos Inputs Summer & Winter update.xlsx] | Generators | System | DRW.PX.WYC._.RES.Home Energy Mgmt Sys | FO&M Charge | 966.44 |  | $/kW/yr | 1 |  |  |  | = |  |  |  | New DSM DR Winter
Generators | System | DRW.PX.YAK._.CI_.Grid Interactive Water Htr | FO&M Charge | 56.14 |  | $/kW/yr | 1 |  |  |  | = |  |  | H:\2023 IRP Update\_Document\DATA DISC\2023 IRP Update Data Disk April 1 (Public)\Chapters, Appendicies, and Input Assumptions\Input Assumptions\DSM\_PC_DSM-DR-IRP2023 Update Plexos Inputs Summer & Winter update.xlsx] | Generators | System | DRW.PX.WYC._.RES.HVAC - DLC | FO&M Charge | 226.45 |  | $/kW/yr | 1 |  |  |  | = |  |  |  | New DSM DR Winter
Generators | System | DRW.PX.YAK._.CI_.HVAC - DLC | FO&M Charge | 161.5 |  | $/kW/yr | 1 |  |  |  | = |  |  | H:\2023 IRP Update\_Document\DATA DISC\2023 IRP Update Data Disk April 1 (Public)\Chapters, Appendicies, and Input Assumptions\Input Assumptions\DSM\_PC_DSM-DR-IRP2023 Update Plexos Inputs Summer & Winter update.xlsx] | Generators | System | DRW.PX.WYC._.RES.Pool Pump - DLC | FO&M Charge | 540.13 |  | $/kW/yr | 1 |  |  |  | = |  |  |  | New DSM DR Winter
Generators | System | DRW.PX.YAK._.CI_.Smart Thermostats | FO&M Charge | 19.39 |  | $/kW/yr | 1 |  |  |  | = |  |  | H:\2023 IRP Update\_Document\DATA DISC\2023 IRP Update Data Disk April 1 (Public)\Chapters, Appendicies, and Input Assumptions\Input Assumptions\DSM\_PC_DSM-DR-IRP2023 Update Plexos Inputs Summer & Winter update.xlsx] | Generators | System | DRW.PX.WYC._.RES.Water Heater - DLC | FO&M Charge | 127.35 |  | $/kW/yr | 1 |  |  |  | = |  |  |  | New DSM DR Winter
Generators | System | DRW.PX.YAK._.CI_.Water Heater - DLC | FO&M Charge | 99.31 |  | $/kW/yr | 1 |  |  |  | = |  |  | H:\2023 IRP Update\_Document\DATA DISC\2023 IRP Update Data Disk April 1 (Public)\Chapters, Appendicies, and Input Assumptions\Input Assumptions\DSM\_PC_DSM-DR-IRP2023 Update Plexos Inputs Summer & Winter update.xlsx] | Generators | System | DRW.PX.YAK._.CI_.3 Party | FO&M Charge | 152.91 |  | $/kW/yr | 1 |  |  |  | = |  |  |  | New DSM DR Winter
Generators | System | DRW.PX.YAK._.RES.Battery DLC | FO&M Charge | 28.32 |  | $/kW/yr | 1 |  |  |  | = |  |  | H:\2023 IRP Update\_Document\DATA DISC\2023 IRP Update Data Disk April 1 (Public)\Chapters, Appendicies, and Input Assumptions\Input Assumptions\DSM\_PC_DSM-DR-IRP2023 Update Plexos Inputs Summer & Winter update.xlsx] | Generators | System | DRW.PX.YAK._.CI_.Battery DLC | FO&M Charge | 48.25 |  | $/kW/yr | 1 |  |  |  | = |  |  |  | New DSM DR Winter
Generators | System | DRW.PX.YAK._.RES.EV DLC | FO&M Charge | 344.13 |  | $/kW/yr | 1 |  |  |  | = |  |  | H:\2023 IRP Update\_Document\DATA DISC\2023 IRP Update Data Disk April 1 (Public)\Chapters, Appendicies, and Input Assumptions\Input Assumptions\DSM\_PC_DSM-DR-IRP2023 Update Plexos Inputs Summer & Winter update.xlsx] | Generators | System | DRW.PX.YAK._.CI_.Grid Interactive Water Htr | FO&M Charge | 65.79 |  | $/kW/yr | 1 |  |  |  | = |  |  |  | New DSM DR Winter
Generators | System | DRW.PX.YAK._.RES.Grid Interactive Water Htr | FO&M Charge | 59.12 |  | $/kW/yr | 1 |  |  |  | = |  |  | H:\2023 IRP Update\_Document\DATA DISC\2023 IRP Update Data Disk April 1 (Public)\Chapters, Appendicies, and Input Assumptions\Input Assumptions\DSM\_PC_DSM-DR-IRP2023 Update Plexos Inputs Summer & Winter update.xlsx] | Generators | System | DRW.PX.YAK._.CI_.HVAC - DLC | FO&M Charge | 98.91 |  | $/kW/yr | 1 |  |  |  | = |  |  |  | New DSM DR Winter
Generators | System | DRW.PX.YAK._.RES.Home Energy Mgmt Sys | FO&M Charge | 322.76 |  | $/kW/yr | 1 |  |  |  | = |  |  | H:\2023 IRP Update\_Document\DATA DISC\2023 IRP Update Data Disk April 1 (Public)\Chapters, Appendicies, and Input Assumptions\Input Assumptions\DSM\_PC_DSM-DR-IRP2023 Update Plexos Inputs Summer & Winter update.xlsx] | Generators | System | DRW.PX.YAK._.CI_.Pool Pump - DLC | FO&M Charge | 265.17 |  | $/kW/yr | 1 |  |  |  | = |  |  |  | New DSM DR Winter
Generators | System | DRW.PX.YAK._.RES.HVAC - DLC | FO&M Charge | 63.37 |  | $/kW/yr | 1 |  |  |  | = |  |  | H:\2023 IRP Update\_Document\DATA DISC\2023 IRP Update Data Disk April 1 (Public)\Chapters, Appendicies, and Input Assumptions\Input Assumptions\DSM\_PC_DSM-DR-IRP2023 Update Plexos Inputs Summer & Winter update.xlsx] | Generators | System | DRW.PX.YAK._.CI_.Smart Thermostats | FO&M Charge | 12.57 |  | $/kW/yr | 1 |  |  |  | = |  |  |  | New DSM DR Winter
Generators | System | DRW.PX.YAK._.RES.Pool Pump - DLC | FO&M Charge | 1769.16 |  | $/kW/yr | 1 |  |  |  | = |  |  | H:\2023 IRP Update\_Document\DATA DISC\2023 IRP Update Data Disk April 1 (Public)\Chapters, Appendicies, and Input Assumptions\Input Assumptions\DSM\_PC_DSM-DR-IRP2023 Update Plexos Inputs Summer & Winter update.xlsx] | Generators | System | DRW.PX.YAK._.CI_.Water Heater - DLC | FO&M Charge | 29.54 |  | $/kW/yr | 1 |  |  |  | = |  |  |  | New DSM DR Winter
Generators | System | DRW.PX.YAK._.RES.Smart Thermostats | FO&M Charge | 13.03 |  | $/kW/yr | 1 |  |  |  | = |  |  | H:\2023 IRP Update\_Document\DATA DISC\2023 IRP Update Data Disk April 1 (Public)\Chapters, Appendicies, and Input Assumptions\Input Assumptions\DSM\_PC_DSM-DR-IRP2023 Update Plexos Inputs Summer & Winter update.xlsx] | Generators | System | DRW.PX.YAK._.RES.Battery DLC | FO&M Charge | 49.54 |  | $/kW/yr | 1 |  |  |  | = |  |  |  | New DSM DR Winter
Generators | System | DRW.PX.YAK._.RES.Water Heater - DLC | FO&M Charge | 81.53 |  | $/kW/yr | 1 |  |  |  | = |  |  | H:\2023 IRP Update\_Document\DATA DISC\2023 IRP Update Data Disk April 1 (Public)\Chapters, Appendicies, and Input Assumptions\Input Assumptions\DSM\_PC_DSM-DR-IRP2023 Update Plexos Inputs Summer & Winter update.xlsx] | Generators | System | DRW.PX.YAK._.RES.EV DLC | FO&M Charge | 146.79 |  | $/kW/yr | 1 |  |  |  | = |  |  |  | New DSM DR Winter

## UoS
|  |  |  | Not updated yet for 23 IRP |  |  |  | NO CHANGE FOR 23IRP UPDATE | [15 empty] | -719.2
Collection | Parent Object | Child Object | Property | Value | Data File | Units | Band | Date From | Date To | Timeslice | Action | Expression | Scenario | Memo | State | Table 6.8 – State-specific Transmission and Distribution Credits |  |  |  | Collection | Parent Object | Child Object | Property | Value | Data File | Units | Band | Date From | Date To | Timeslice | Action | Expression | Scenario | Memo | Category
Generators | System | DRS.PX.NCA._.CI_.3 Party | UoS Charge | -13.47 |  | $/kW/yr | 1 |  |  |  | = |  |  | H:\2023 IRP Update\_Document\DATA DISC\2023 IRP Update Data Disk April 1 (Public)\Chapters, Appendicies, and Input Assumptions\Input Assumptions\DSM\_PC_DSM-DR-IRP2023 Update Plexos Inputs Summer & Winter update.xlsx] | CA |  |  |  |  | Generators | System | DRS.PX.GOE._.CI_.3 Party | UoS Charge | -23.06 |  | $/MWh | 1 |  |  |  | = |  |  |  | New DSM DR Summer
Generators | System | DRS.PX.GOE._.CI_.3 Party | UoS Charge | -17.66 |  | $/kW/yr | 1 |  |  |  | = |  |  | H:\2023 IRP Update\_Document\DATA DISC\2023 IRP Update Data Disk April 1 (Public)\Chapters, Appendicies, and Input Assumptions\Input Assumptions\DSM\_PC_DSM-DR-IRP2023 Update Plexos Inputs Summer & Winter update.xlsx] | ID | State | Transmission Deferral Value ($/KW-year) | Distribution Deferral Value ($/KW-year) | Total | Generators | System | DRS.PX.GOE._.CI_.Battery DLC | UoS Charge | -23.06 |  | $/MWh | 1 |  |  |  | = |  |  |  | New DSM DR Summer
Generators | System | DRS.PX.SOR._.CI_.3 Party | UoS Charge | -15.55 |  | $/kW/yr | 1 |  |  |  | = |  |  | H:\2023 IRP Update\_Document\DATA DISC\2023 IRP Update Data Disk April 1 (Public)\Chapters, Appendicies, and Input Assumptions\Input Assumptions\DSM\_PC_DSM-DR-IRP2023 Update Plexos Inputs Summer & Winter update.xlsx] | OR | CA | 5.0905 | 8.3831 | 13.4736 | Generators | System | DRS.PX.GOE._.CI_.Grid Interactive Water Htr | UoS Charge | -23.06 |  | $/MWh | 1 |  |  |  | = |  |  |  | New DSM DR Summer
Generators | System | DRS.PX.UTN._.CI_.3 Party | UoS Charge | -17.99 |  | $/kW/yr | 1 |  |  |  | = |  |  | H:\2023 IRP Update\_Document\DATA DISC\2023 IRP Update Data Disk April 1 (Public)\Chapters, Appendicies, and Input Assumptions\Input Assumptions\DSM\_PC_DSM-DR-IRP2023 Update Plexos Inputs Summer & Winter update.xlsx] | UT | OR | 5.0905 | 10.463 | 15.5535 | Generators | System | DRS.PX.GOE._.CI_.HVAC - DLC | UoS Charge | -23.06 |  | $/MWh | 1 |  |  |  | = |  |  |  | New DSM DR Summer
Generators | System | DRS.PX.YAK._.CI_.3 Party | UoS Charge | -15.78 |  | $/kW/yr | 1 |  |  |  | = |  |  | H:\2023 IRP Update\_Document\DATA DISC\2023 IRP Update Data Disk April 1 (Public)\Chapters, Appendicies, and Input Assumptions\Input Assumptions\DSM\_PC_DSM-DR-IRP2023 Update Plexos Inputs Summer & Winter update.xlsx] | WA | WA | 5.0905 | 10.6917 | 15.7822 | Generators | System | DRS.PX.GOE._.CI_.Pool Pump - DLC | UoS Charge | -23.06 |  | $/MWh | 1 |  |  |  | = |  |  |  | New DSM DR Summer
Generators | System | DRS.PX.WYC._.CI_.3 Party | UoS Charge | -10.85 |  | $/kW/yr | 1 |  |  |  | = |  |  | H:\2023 IRP Update\_Document\DATA DISC\2023 IRP Update Data Disk April 1 (Public)\Chapters, Appendicies, and Input Assumptions\Input Assumptions\DSM\_PC_DSM-DR-IRP2023 Update Plexos Inputs Summer & Winter update.xlsx] | WY | ID | 5.0905 | 12.5716 | 17.6621 | Generators | System | DRS.PX.GOE._.CI_.Smart Thermostats | UoS Charge | -23.06 |  | $/MWh | 1 |  |  |  | = |  |  |  | New DSM DR Summer
Generators | System | DRS.PX.NCA._.RES.EV DLC | UoS Charge | -13.47 |  | $/kW/yr | 1 |  |  |  | = |  |  | H:\2023 IRP Update\_Document\DATA DISC\2023 IRP Update Data Disk April 1 (Public)\Chapters, Appendicies, and Input Assumptions\Input Assumptions\DSM\_PC_DSM-DR-IRP2023 Update Plexos Inputs Summer & Winter update.xlsx] | CA | UT | 5.0905 | 12.9016 | 17.9921 | Generators | System | DRS.PX.GOE._.CI_.Water Heater - DLC | UoS Charge | -23.06 |  | $/MWh | 1 |  |  |  | = |  |  |  | New DSM DR Summer
Generators | System | DRS.PX.GOE._.RES.EV DLC | UoS Charge | -17.66 |  | $/kW/yr | 1 |  |  |  | = |  |  | H:\2023 IRP Update\_Document\DATA DISC\2023 IRP Update Data Disk April 1 (Public)\Chapters, Appendicies, and Input Assumptions\Input Assumptions\DSM\_PC_DSM-DR-IRP2023 Update Plexos Inputs Summer & Winter update.xlsx] | ID | WY | 5.0905 | 5.7639 | 10.8544 | Generators | System | DRS.PX.GOE._.IRR.Irrigation DLC | UoS Charge | -23.06 |  | $/MWh | 1 |  |  |  | = |  |  |  | New DSM DR Summer
Generators | System | DRS.PX.SOR._.RES.EV DLC | UoS Charge | -15.55 |  | $/kW/yr | 1 |  |  |  | = |  |  | H:\2023 IRP Update\_Document\DATA DISC\2023 IRP Update Data Disk April 1 (Public)\Chapters, Appendicies, and Input Assumptions\Input Assumptions\DSM\_PC_DSM-DR-IRP2023 Update Plexos Inputs Summer & Winter update.xlsx] | OR |  |  |  |  | Generators | System | DRS.PX.GOE._.RES.Battery DLC | UoS Charge | -23.06 |  | $/MWh | 1 |  |  |  | = |  |  |  | New DSM DR Summer
Generators | System | DRS.PX.UTN._.RES.EV DLC | UoS Charge | -17.99 |  | $/kW/yr | 1 |  |  |  | = |  |  | H:\2023 IRP Update\_Document\DATA DISC\2023 IRP Update Data Disk April 1 (Public)\Chapters, Appendicies, and Input Assumptions\Input Assumptions\DSM\_PC_DSM-DR-IRP2023 Update Plexos Inputs Summer & Winter update.xlsx] | UT |  |  |  |  | Generators | System | DRS.PX.GOE._.RES.EV DLC | UoS Charge | -23.06 |  | $/MWh | 1 |  |  |  | = |  |  |  | New DSM DR Summer
Generators | System | DRS.PX.YAK._.RES.EV DLC | UoS Charge | -15.78 |  | $/kW/yr | 1 |  |  |  | = |  |  | H:\2023 IRP Update\_Document\DATA DISC\2023 IRP Update Data Disk April 1 (Public)\Chapters, Appendicies, and Input Assumptions\Input Assumptions\DSM\_PC_DSM-DR-IRP2023 Update Plexos Inputs Summer & Winter update.xlsx] | WA |  |  |  |  | Generators | System | DRS.PX.GOE._.RES.Grid Interactive Water Htr | UoS Charge | -23.06 |  | $/MWh | 1 |  |  |  | = |  |  |  | New DSM DR Summer
Generators | System | DRS.PX.WYC._.RES.EV DLC | UoS Charge | -10.85 |  | $/kW/yr | 1 |  |  |  | = |  |  | H:\2023 IRP Update\_Document\DATA DISC\2023 IRP Update Data Disk April 1 (Public)\Chapters, Appendicies, and Input Assumptions\Input Assumptions\DSM\_PC_DSM-DR-IRP2023 Update Plexos Inputs Summer & Winter update.xlsx] | WY |  |  |  |  | Generators | System | DRS.PX.GOE._.RES.Home Energy Mgmt Sys | UoS Charge | -23.06 |  | $/MWh | 1 |  |  |  | = |  |  |  | New DSM DR Summer
Generators | System | DRS.PX.NCA._.CI_.HVAC - DLC | UoS Charge | -13.47 |  | $/kW/yr | 1 |  |  |  | = |  |  | H:\2023 IRP Update\_Document\DATA DISC\2023 IRP Update Data Disk April 1 (Public)\Chapters, Appendicies, and Input Assumptions\Input Assumptions\DSM\_PC_DSM-DR-IRP2023 Update Plexos Inputs Summer & Winter update.xlsx] | CA |  |  |  |  | Generators | System | DRS.PX.GOE._.RES.HVAC - DLC | UoS Charge | -23.06 |  | $/MWh | 1 |  |  |  | = |  |  |  | New DSM DR Summer
Generators | System | DRS.PX.GOE._.CI_.HVAC - DLC | UoS Charge | -17.66 |  | $/kW/yr | 1 |  |  |  | = |  |  | H:\2023 IRP Update\_Document\DATA DISC\2023 IRP Update Data Disk April 1 (Public)\Chapters, Appendicies, and Input Assumptions\Input Assumptions\DSM\_PC_DSM-DR-IRP2023 Update Plexos Inputs Summer & Winter update.xlsx] | ID |  |  |  |  | Generators | System | DRS.PX.GOE._.RES.Pool Pump - DLC | UoS Charge | -23.06 |  | $/MWh | 1 |  |  |  | = |  |  |  | New DSM DR Summer
Generators | System | DRS.PX.SOR._.CI_.HVAC - DLC | UoS Charge | -15.55 |  | $/kW/yr | 1 |  |  |  | = |  |  | H:\2023 IRP Update\_Document\DATA DISC\2023 IRP Update Data Disk April 1 (Public)\Chapters, Appendicies, and Input Assumptions\Input Assumptions\DSM\_PC_DSM-DR-IRP2023 Update Plexos Inputs Summer & Winter update.xlsx] | OR |  |  |  |  | Generators | System | DRS.PX.GOE._.RES.Water Heater - DLC | UoS Charge | -23.06 |  | $/MWh | 1 |  |  |  | = |  |  |  | New DSM DR Summer
Generators | System | DRS.PX.UTN._.CI_.HVAC - DLC | UoS Charge | -17.99 |  | $/kW/yr | 1 |  |  |  | = |  |  | H:\2023 IRP Update\_Document\DATA DISC\2023 IRP Update Data Disk April 1 (Public)\Chapters, Appendicies, and Input Assumptions\Input Assumptions\DSM\_PC_DSM-DR-IRP2023 Update Plexos Inputs Summer & Winter update.xlsx] | UT |  |  |  |  | Generators | System | DRS.PX.NCA._.CI_.3 Party | UoS Charge | -17.4 |  | $/MWh | 1 |  |  |  | = |  |  |  | New DSM DR Summer
Generators | System | DRS.PX.YAK._.CI_.HVAC - DLC | UoS Charge | -15.78 |  | $/kW/yr | 1 |  |  |  | = |  |  | H:\2023 IRP Update\_Document\DATA DISC\2023 IRP Update Data Disk April 1 (Public)\Chapters, Appendicies, and Input Assumptions\Input Assumptions\DSM\_PC_DSM-DR-IRP2023 Update Plexos Inputs Summer & Winter update.xlsx] | WA |  |  |  |  | Generators | System | DRS.PX.NCA._.CI_.Battery DLC | UoS Charge | -17.4 |  | $/MWh | 1 |  |  |  | = |  |  |  | New DSM DR Summer
Generators | System | DRS.PX.WYC._.CI_.HVAC - DLC | UoS Charge | -10.85 |  | $/kW/yr | 1 |  |  |  | = |  |  | H:\2023 IRP Update\_Document\DATA DISC\2023 IRP Update Data Disk April 1 (Public)\Chapters, Appendicies, and Input Assumptions\Input Assumptions\DSM\_PC_DSM-DR-IRP2023 Update Plexos Inputs Summer & Winter update.xlsx] | WY |  |  |  |  | Generators | System | DRS.PX.NCA._.CI_.Grid Interactive Water Htr | UoS Charge | -17.4 |  | $/MWh | 1 |  |  |  | = |  |  |  | New DSM DR Summer
Generators | System | DRS.PX.NCA._.RES.HVAC - DLC | UoS Charge | -13.47 |  | $/kW/yr | 1 |  |  |  | = |  |  | H:\2023 IRP Update\_Document\DATA DISC\2023 IRP Update Data Disk April 1 (Public)\Chapters, Appendicies, and Input Assumptions\Input Assumptions\DSM\_PC_DSM-DR-IRP2023 Update Plexos Inputs Summer & Winter update.xlsx] | CA |  |  |  |  | Generators | System | DRS.PX.NCA._.CI_.HVAC - DLC | UoS Charge | -17.4 |  | $/MWh | 1 |  |  |  | = |  |  |  | New DSM DR Summer
Generators | System | DRS.PX.GOE._.RES.HVAC - DLC | UoS Charge | -17.66 |  | $/kW/yr | 1 |  |  |  | = |  |  | H:\2023 IRP Update\_Document\DATA DISC\2023 IRP Update Data Disk April 1 (Public)\Chapters, Appendicies, and Input Assumptions\Input Assumptions\DSM\_PC_DSM-DR-IRP2023 Update Plexos Inputs Summer & Winter update.xlsx] | ID |  |  |  |  | Generators | System | DRS.PX.NCA._.CI_.Pool Pump - DLC | UoS Charge | -17.4 |  | $/MWh | 1 |  |  |  | = |  |  |  | New DSM DR Summer
Generators | System | DRS.PX.SOR._.RES.HVAC - DLC | UoS Charge | -15.55 |  | $/kW/yr | 1 |  |  |  | = |  |  | H:\2023 IRP Update\_Document\DATA DISC\2023 IRP Update Data Disk April 1 (Public)\Chapters, Appendicies, and Input Assumptions\Input Assumptions\DSM\_PC_DSM-DR-IRP2023 Update Plexos Inputs Summer & Winter update.xlsx] | OR |  |  |  |  | Generators | System | DRS.PX.NCA._.CI_.Smart Thermostats | UoS Charge | -17.4 |  | $/MWh | 1 |  |  |  | = |  |  |  | New DSM DR Summer
Generators | System | DRS.PX.UTN._.RES.HVAC - DLC | UoS Charge | -17.99 |  | $/kW/yr | 1 |  |  |  | = |  |  | H:\2023 IRP Update\_Document\DATA DISC\2023 IRP Update Data Disk April 1 (Public)\Chapters, Appendicies, and Input Assumptions\Input Assumptions\DSM\_PC_DSM-DR-IRP2023 Update Plexos Inputs Summer & Winter update.xlsx] | UT |  |  |  |  | Generators | System | DRS.PX.NCA._.CI_.Water Heater - DLC | UoS Charge | -17.4 |  | $/MWh | 1 |  |  |  | = |  |  |  | New DSM DR Summer
Generators | System | DRS.PX.YAK._.RES.HVAC - DLC | UoS Charge | -15.78 |  | $/kW/yr | 1 |  |  |  | = |  |  | H:\2023 IRP Update\_Document\DATA DISC\2023 IRP Update Data Disk April 1 (Public)\Chapters, Appendicies, and Input Assumptions\Input Assumptions\DSM\_PC_DSM-DR-IRP2023 Update Plexos Inputs Summer & Winter update.xlsx] | WA |  |  |  |  | Generators | System | DRS.PX.NCA._.IRR.Irrigation DLC | UoS Charge | -17.4 |  | $/MWh | 1 |  |  |  | = |  |  |  | New DSM DR Summer
Generators | System | DRS.PX.WYC._.RES.HVAC - DLC | UoS Charge | -10.85 |  | $/kW/yr | 1 |  |  |  | = |  |  | H:\2023 IRP Update\_Document\DATA DISC\2023 IRP Update Data Disk April 1 (Public)\Chapters, Appendicies, and Input Assumptions\Input Assumptions\DSM\_PC_DSM-DR-IRP2023 Update Plexos Inputs Summer & Winter update.xlsx] | WY |  |  |  |  | Generators | System | DRS.PX.NCA._.RES.Battery DLC | UoS Charge | -17.4 |  | $/MWh | 1 |  |  |  | = |  |  |  | New DSM DR Summer
Generators | System | DRS.PX.NCA._.IRR.Irrigation DLC | UoS Charge | -13.47 |  | $/kW/yr | 1 |  |  |  | = |  |  | H:\2023 IRP Update\_Document\DATA DISC\2023 IRP Update Data Disk April 1 (Public)\Chapters, Appendicies, and Input Assumptions\Input Assumptions\DSM\_PC_DSM-DR-IRP2023 Update Plexos Inputs Summer & Winter update.xlsx] | CA |  |  |  |  | Generators | System | DRS.PX.NCA._.RES.EV DLC | UoS Charge | -17.4 |  | $/MWh | 1 |  |  |  | = |  |  |  | New DSM DR Summer
Generators | System | DRS.PX.GOE._.IRR.Irrigation DLC | UoS Charge | -17.66 |  | $/kW/yr | 1 |  |  |  | = |  |  | H:\2023 IRP Update\_Document\DATA DISC\2023 IRP Update Data Disk April 1 (Public)\Chapters, Appendicies, and Input Assumptions\Input Assumptions\DSM\_PC_DSM-DR-IRP2023 Update Plexos Inputs Summer & Winter update.xlsx] | ID |  |  |  |  | Generators | System | DRS.PX.NCA._.RES.Grid Interactive Water Htr | UoS Charge | -17.4 |  | $/MWh | 1 |  |  |  | = |  |  |  | New DSM DR Summer
Generators | System | DRS.PX.SOR._.IRR.Irrigation DLC | UoS Charge | -15.55 |  | $/kW/yr | 1 |  |  |  | = |  |  | H:\2023 IRP Update\_Document\DATA DISC\2023 IRP Update Data Disk April 1 (Public)\Chapters, Appendicies, and Input Assumptions\Input Assumptions\DSM\_PC_DSM-DR-IRP2023 Update Plexos Inputs Summer & Winter update.xlsx] | OR |  |  |  |  | Generators | System | DRS.PX.NCA._.RES.Home Energy Mgmt Sys | UoS Charge | -17.4 |  | $/MWh | 1 |  |  |  | = |  |  |  | New DSM DR Summer
Generators | System | DRS.PX.UTN._.IRR.Irrigation DLC | UoS Charge | -17.99 |  | $/kW/yr | 1 |  |  |  | = |  |  | H:\2023 IRP Update\_Document\DATA DISC\2023 IRP Update Data Disk April 1 (Public)\Chapters, Appendicies, and Input Assumptions\Input Assumptions\DSM\_PC_DSM-DR-IRP2023 Update Plexos Inputs Summer & Winter update.xlsx] | UT |  |  |  |  | Generators | System | DRS.PX.NCA._.RES.HVAC - DLC | UoS Charge | -17.4 |  | $/MWh | 1 |  |  |  | = |  |  |  | New DSM DR Summer
Generators | System | DRS.PX.YAK._.IRR.Irrigation DLC | UoS Charge | -15.78 |  | $/kW/yr | 1 |  |  |  | = |  |  | H:\2023 IRP Update\_Document\DATA DISC\2023 IRP Update Data Disk April 1 (Public)\Chapters, Appendicies, and Input Assumptions\Input Assumptions\DSM\_PC_DSM-DR-IRP2023 Update Plexos Inputs Summer & Winter update.xlsx] | WA |  |  |  |  | Generators | System | DRS.PX.NCA._.RES.Pool Pump - DLC | UoS Charge | -17.4 |  | $/MWh | 1 |  |  |  | = |  |  |  | New DSM DR Summer
Generators | System | DRS.PX.WYC._.IRR.Irrigation DLC | UoS Charge | -10.85 |  | $/kW/yr | 1 |  |  |  | = |  |  | H:\2023 IRP Update\_Document\DATA DISC\2023 IRP Update Data Disk April 1 (Public)\Chapters, Appendicies, and Input Assumptions\Input Assumptions\DSM\_PC_DSM-DR-IRP2023 Update Plexos Inputs Summer & Winter update.xlsx] | WY |  |  |  |  | Generators | System | DRS.PX.NCA._.RES.Smart Thermostats | UoS Charge | -17.4 |  | $/MWh | 1 |  |  |  | = |  |  |  | New DSM DR Summer
Generators | System | DRS.PX.NCA._.RES.Pool Pump - DLC | UoS Charge | -13.47 |  | $/kW/yr | 1 |  |  |  | = |  |  | H:\2023 IRP Update\_Document\DATA DISC\2023 IRP Update Data Disk April 1 (Public)\Chapters, Appendicies, and Input Assumptions\Input Assumptions\DSM\_PC_DSM-DR-IRP2023 Update Plexos Inputs Summer & Winter update.xlsx] | CA |  |  |  |  | Generators | System | DRS.PX.NCA._.RES.Water Heater - DLC | UoS Charge | -17.4 |  | $/MWh | 1 |  |  |  | = |  |  |  | New DSM DR Summer
Generators | System | DRS.PX.GOE._.RES.Pool Pump - DLC | UoS Charge | -17.66 |  | $/kW/yr | 1 |  |  |  | = |  |  | H:\2023 IRP Update\_Document\DATA DISC\2023 IRP Update Data Disk April 1 (Public)\Chapters, Appendicies, and Input Assumptions\Input Assumptions\DSM\_PC_DSM-DR-IRP2023 Update Plexos Inputs Summer & Winter update.xlsx] | ID |  |  |  |  | Generators | System | DRS.PX.SOR._.CI_.3 Party | UoS Charge | -19.72 |  | $/MWh | 1 |  |  |  | = |  |  |  | New DSM DR Summer
Generators | System | DRS.PX.SOR._.RES.Pool Pump - DLC | UoS Charge | -15.55 |  | $/kW/yr | 1 |  |  |  | = |  |  | H:\2023 IRP Update\_Document\DATA DISC\2023 IRP Update Data Disk April 1 (Public)\Chapters, Appendicies, and Input Assumptions\Input Assumptions\DSM\_PC_DSM-DR-IRP2023 Update Plexos Inputs Summer & Winter update.xlsx] | OR |  |  |  |  | Generators | System | DRS.PX.SOR._.CI_.Battery DLC | UoS Charge | -19.72 |  | $/MWh | 1 |  |  |  | = |  |  |  | New DSM DR Summer
Generators | System | DRS.PX.UTN._.RES.Pool Pump - DLC | UoS Charge | -17.99 |  | $/kW/yr | 1 |  |  |  | = |  |  | H:\2023 IRP Update\_Document\DATA DISC\2023 IRP Update Data Disk April 1 (Public)\Chapters, Appendicies, and Input Assumptions\Input Assumptions\DSM\_PC_DSM-DR-IRP2023 Update Plexos Inputs Summer & Winter update.xlsx] | UT |  |  |  |  | Generators | System | DRS.PX.SOR._.CI_.Grid Interactive Water Htr | UoS Charge | -19.72 |  | $/MWh | 1 |  |  |  | = |  |  |  | New DSM DR Summer
Generators | System | DRS.PX.YAK._.RES.Pool Pump - DLC | UoS Charge | -15.78 |  | $/kW/yr | 1 |  |  |  | = |  |  | H:\2023 IRP Update\_Document\DATA DISC\2023 IRP Update Data Disk April 1 (Public)\Chapters, Appendicies, and Input Assumptions\Input Assumptions\DSM\_PC_DSM-DR-IRP2023 Update Plexos Inputs Summer & Winter update.xlsx] | WA |  |  |  |  | Generators | System | DRS.PX.SOR._.CI_.HVAC - DLC | UoS Charge | -19.72 |  | $/MWh | 1 |  |  |  | = |  |  |  | New DSM DR Summer
Generators | System | DRS.PX.WYC._.RES.Pool Pump - DLC | UoS Charge | -10.85 |  | $/kW/yr | 1 |  |  |  | = |  |  | H:\2023 IRP Update\_Document\DATA DISC\2023 IRP Update Data Disk April 1 (Public)\Chapters, Appendicies, and Input Assumptions\Input Assumptions\DSM\_PC_DSM-DR-IRP2023 Update Plexos Inputs Summer & Winter update.xlsx] | WY |  |  |  |  | Generators | System | DRS.PX.SOR._.CI_.Pool Pump - DLC | UoS Charge | -19.72 |  | $/MWh | 1 |  |  |  | = |  |  |  | New DSM DR Summer
Generators | System | DRS.PX.NCA._.CI_.Water Heater - DLC | UoS Charge | -13.47 |  | $/kW/yr | 1 |  |  |  | = |  |  | H:\2023 IRP Update\_Document\DATA DISC\2023 IRP Update Data Disk April 1 (Public)\Chapters, Appendicies, and Input Assumptions\Input Assumptions\DSM\_PC_DSM-DR-IRP2023 Update Plexos Inputs Summer & Winter update.xlsx] | CA |  |  |  |  | Generators | System | DRS.PX.SOR._.CI_.Smart Thermostats | UoS Charge | -19.72 |  | $/MWh | 1 |  |  |  | = |  |  |  | New DSM DR Summer
Generators | System | DRS.PX.GOE._.CI_.Water Heater - DLC | UoS Charge | -17.66 |  | $/kW/yr | 1 |  |  |  | = |  |  | H:\2023 IRP Update\_Document\DATA DISC\2023 IRP Update Data Disk April 1 (Public)\Chapters, Appendicies, and Input Assumptions\Input Assumptions\DSM\_PC_DSM-DR-IRP2023 Update Plexos Inputs Summer & Winter update.xlsx] | ID |  |  |  |  | Generators | System | DRS.PX.SOR._.CI_.Water Heater - DLC | UoS Charge | -19.72 |  | $/MWh | 1 |  |  |  | = |  |  |  | New DSM DR Summer
Generators | System | DRS.PX.SOR._.CI_.Water Heater - DLC | UoS Charge | -15.55 |  | $/kW/yr | 1 |  |  |  | = |  |  | H:\2023 IRP Update\_Document\DATA DISC\2023 IRP Update Data Disk April 1 (Public)\Chapters, Appendicies, and Input Assumptions\Input Assumptions\DSM\_PC_DSM-DR-IRP2023 Update Plexos Inputs Summer & Winter update.xlsx] | OR |  |  |  |  | Generators | System | DRS.PX.SOR._.IRR.Irrigation DLC | UoS Charge | -19.72 |  | $/MWh | 1 |  |  |  | = |  |  |  | New DSM DR Summer
Generators | System | DRS.PX.UTN._.CI_.Water Heater - DLC | UoS Charge | -17.99 |  | $/kW/yr | 1 |  |  |  | = |  |  | H:\2023 IRP Update\_Document\DATA DISC\2023 IRP Update Data Disk April 1 (Public)\Chapters, Appendicies, and Input Assumptions\Input Assumptions\DSM\_PC_DSM-DR-IRP2023 Update Plexos Inputs Summer & Winter update.xlsx] | UT |  |  |  |  | Generators | System | DRS.PX.SOR._.RES.Battery DLC | UoS Charge | -19.72 |  | $/MWh | 1 |  |  |  | = |  |  |  | New DSM DR Summer
Generators | System | DRS.PX.YAK._.CI_.Water Heater - DLC | UoS Charge | -15.78 |  | $/kW/yr | 1 |  |  |  | = |  |  | H:\2023 IRP Update\_Document\DATA DISC\2023 IRP Update Data Disk April 1 (Public)\Chapters, Appendicies, and Input Assumptions\Input Assumptions\DSM\_PC_DSM-DR-IRP2023 Update Plexos Inputs Summer & Winter update.xlsx] | WA |  |  |  |  | Generators | System | DRS.PX.SOR._.RES.EV DLC | UoS Charge | -19.72 |  | $/MWh | 1 |  |  |  | = |  |  |  | New DSM DR Summer
Generators | System | DRS.PX.WYC._.CI_.Water Heater - DLC | UoS Charge | -10.85 |  | $/kW/yr | 1 |  |  |  | = |  |  | H:\2023 IRP Update\_Document\DATA DISC\2023 IRP Update Data Disk April 1 (Public)\Chapters, Appendicies, and Input Assumptions\Input Assumptions\DSM\_PC_DSM-DR-IRP2023 Update Plexos Inputs Summer & Winter update.xlsx] | WY |  |  |  |  | Generators | System | DRS.PX.SOR._.RES.Grid Interactive Water Htr | UoS Charge | -19.72 |  | $/MWh | 1 |  |  |  | = |  |  |  | New DSM DR Summer
Generators | System | DRS.PX.NCA._.RES.Water Heater - DLC | UoS Charge | -13.47 |  | $/kW/yr | 1 |  |  |  | = |  |  | H:\2023 IRP Update\_Document\DATA DISC\2023 IRP Update Data Disk April 1 (Public)\Chapters, Appendicies, and Input Assumptions\Input Assumptions\DSM\_PC_DSM-DR-IRP2023 Update Plexos Inputs Summer & Winter update.xlsx] | CA |  |  |  |  | Generators | System | DRS.PX.SOR._.RES.Home Energy Mgmt Sys | UoS Charge | -19.72 |  | $/MWh | 1 |  |  |  | = |  |  |  | New DSM DR Summer
Generators | System | DRS.PX.GOE._.RES.Water Heater - DLC | UoS Charge | -17.66 |  | $/kW/yr | 1 |  |  |  | = |  |  | H:\2023 IRP Update\_Document\DATA DISC\2023 IRP Update Data Disk April 1 (Public)\Chapters, Appendicies, and Input Assumptions\Input Assumptions\DSM\_PC_DSM-DR-IRP2023 Update Plexos Inputs Summer & Winter update.xlsx] | ID |  |  |  |  | Generators | System | DRS.PX.SOR._.RES.HVAC - DLC | UoS Charge | -19.72 |  | $/MWh | 1 |  |  |  | = |  |  |  | New DSM DR Summer
Generators | System | DRS.PX.SOR._.RES.Water Heater - DLC | UoS Charge | -15.55 |  | $/kW/yr | 1 |  |  |  | = |  |  | H:\2023 IRP Update\_Document\DATA DISC\2023 IRP Update Data Disk April 1 (Public)\Chapters, Appendicies, and Input Assumptions\Input Assumptions\DSM\_PC_DSM-DR-IRP2023 Update Plexos Inputs Summer & Winter update.xlsx] | OR |  |  |  |  | Generators | System | DRS.PX.SOR._.RES.Pool Pump - DLC | UoS Charge | -19.72 |  | $/MWh | 1 |  |  |  | = |  |  |  | New DSM DR Summer
Generators | System | DRS.PX.UTN._.RES.Water Heater - DLC | UoS Charge | -17.99 |  | $/kW/yr | 1 |  |  |  | = |  |  | H:\2023 IRP Update\_Document\DATA DISC\2023 IRP Update Data Disk April 1 (Public)\Chapters, Appendicies, and Input Assumptions\Input Assumptions\DSM\_PC_DSM-DR-IRP2023 Update Plexos Inputs Summer & Winter update.xlsx] | UT |  |  |  |  | Generators | System | DRS.PX.SOR._.RES.Smart Thermostats | UoS Charge | -19.72 |  | $/MWh | 1 |  |  |  | = |  |  |  | New DSM DR Summer
Generators | System | DRS.PX.YAK._.RES.Water Heater - DLC | UoS Charge | -15.78 |  | $/kW/yr | 1 |  |  |  | = |  |  | H:\2023 IRP Update\_Document\DATA DISC\2023 IRP Update Data Disk April 1 (Public)\Chapters, Appendicies, and Input Assumptions\Input Assumptions\DSM\_PC_DSM-DR-IRP2023 Update Plexos Inputs Summer & Winter update.xlsx] | WA |  |  |  |  | Generators | System | DRS.PX.SOR._.RES.Water Heater - DLC | UoS Charge | -19.72 |  | $/MWh | 1 |  |  |  | = |  |  |  | New DSM DR Summer
Generators | System | DRS.PX.WYC._.RES.Water Heater - DLC | UoS Charge | -10.85 |  | $/kW/yr | 1 |  |  |  | = |  |  | H:\2023 IRP Update\_Document\DATA DISC\2023 IRP Update Data Disk April 1 (Public)\Chapters, Appendicies, and Input Assumptions\Input Assumptions\DSM\_PC_DSM-DR-IRP2023 Update Plexos Inputs Summer & Winter update.xlsx] | WY |  |  |  |  | Generators | System | DRS.PX.UTN._.CI_.3 Party | UoS Charge | -19.54 |  | $/MWh | 1 |  |  |  | = |  |  |  | New DSM DR Summer
Generators | System | DRS.PX.NCA._.RES.Home Energy Mgmt Sys | UoS Charge | -13.47 |  | $/kW/yr | 1 |  |  |  | = |  |  | H:\2023 IRP Update\_Document\DATA DISC\2023 IRP Update Data Disk April 1 (Public)\Chapters, Appendicies, and Input Assumptions\Input Assumptions\DSM\_PC_DSM-DR-IRP2023 Update Plexos Inputs Summer & Winter update.xlsx] | CA |  |  |  |  | Generators | System | DRS.PX.UTN._.CI_.Battery DLC | UoS Charge | -19.54 |  | $/MWh | 1 |  |  |  | = |  |  |  | New DSM DR Summer
Generators | System | DRS.PX.GOE._.RES.Home Energy Mgmt Sys | UoS Charge | -17.66 |  | $/kW/yr | 1 |  |  |  | = |  |  | H:\2023 IRP Update\_Document\DATA DISC\2023 IRP Update Data Disk April 1 (Public)\Chapters, Appendicies, and Input Assumptions\Input Assumptions\DSM\_PC_DSM-DR-IRP2023 Update Plexos Inputs Summer & Winter update.xlsx] | ID |  |  |  |  | Generators | System | DRS.PX.UTN._.CI_.Grid Interactive Water Htr | UoS Charge | -19.54 |  | $/MWh | 1 |  |  |  | = |  |  |  | New DSM DR Summer
Generators | System | DRS.PX.SOR._.RES.Home Energy Mgmt Sys | UoS Charge | -15.55 |  | $/kW/yr | 1 |  |  |  | = |  |  | H:\2023 IRP Update\_Document\DATA DISC\2023 IRP Update Data Disk April 1 (Public)\Chapters, Appendicies, and Input Assumptions\Input Assumptions\DSM\_PC_DSM-DR-IRP2023 Update Plexos Inputs Summer & Winter update.xlsx] | OR |  |  |  |  | Generators | System | DRS.PX.UTN._.CI_.HVAC - DLC | UoS Charge | -19.54 |  | $/MWh | 1 |  |  |  | = |  |  |  | New DSM DR Summer
Generators | System | DRS.PX.UTN._.RES.Home Energy Mgmt Sys | UoS Charge | -17.99 |  | $/kW/yr | 1 |  |  |  | = |  |  | H:\2023 IRP Update\_Document\DATA DISC\2023 IRP Update Data Disk April 1 (Public)\Chapters, Appendicies, and Input Assumptions\Input Assumptions\DSM\_PC_DSM-DR-IRP2023 Update Plexos Inputs Summer & Winter update.xlsx] | UT |  |  |  |  | Generators | System | DRS.PX.UTN._.CI_.Pool Pump - DLC | UoS Charge | -19.54 |  | $/MWh | 1 |  |  |  | = |  |  |  | New DSM DR Summer
Generators | System | DRS.PX.YAK._.RES.Home Energy Mgmt Sys | UoS Charge | -15.78 |  | $/kW/yr | 1 |  |  |  | = |  |  | H:\2023 IRP Update\_Document\DATA DISC\2023 IRP Update Data Disk April 1 (Public)\Chapters, Appendicies, and Input Assumptions\Input Assumptions\DSM\_PC_DSM-DR-IRP2023 Update Plexos Inputs Summer & Winter update.xlsx] | WA |  |  |  |  | Generators | System | DRS.PX.UTN._.CI_.Smart Thermostats | UoS Charge | -19.54 |  | $/MWh | 1 |  |  |  | = |  |  |  | New DSM DR Summer
Generators | System | DRS.PX.WYC._.RES.Home Energy Mgmt Sys | UoS Charge | -10.85 |  | $/kW/yr | 1 |  |  |  | = |  |  | H:\2023 IRP Update\_Document\DATA DISC\2023 IRP Update Data Disk April 1 (Public)\Chapters, Appendicies, and Input Assumptions\Input Assumptions\DSM\_PC_DSM-DR-IRP2023 Update Plexos Inputs Summer & Winter update.xlsx] | WY |  |  |  |  | Generators | System | DRS.PX.UTN._.CI_.Water Heater - DLC | UoS Charge | -19.54 |  | $/MWh | 1 |  |  |  | = |  |  |  | New DSM DR Summer
Generators | System | DRS.PX.NCA._.CI_.Grid Interactive Water Htr | UoS Charge | -13.47 |  | $/kW/yr | 1 |  |  |  | = |  |  | H:\2023 IRP Update\_Document\DATA DISC\2023 IRP Update Data Disk April 1 (Public)\Chapters, Appendicies, and Input Assumptions\Input Assumptions\DSM\_PC_DSM-DR-IRP2023 Update Plexos Inputs Summer & Winter update.xlsx] | CA |  |  |  |  | Generators | System | DRS.PX.UTN._.IRR.Irrigation DLC | UoS Charge | -19.54 |  | $/MWh | 1 |  |  |  | = |  |  |  | New DSM DR Summer
Generators | System | DRS.PX.GOE._.CI_.Grid Interactive Water Htr | UoS Charge | -17.66 |  | $/kW/yr | 1 |  |  |  | = |  |  | H:\2023 IRP Update\_Document\DATA DISC\2023 IRP Update Data Disk April 1 (Public)\Chapters, Appendicies, and Input Assumptions\Input Assumptions\DSM\_PC_DSM-DR-IRP2023 Update Plexos Inputs Summer & Winter update.xlsx] | ID |  |  |  |  | Generators | System | DRS.PX.UTN._.RES.Battery DLC | UoS Charge | -19.54 |  | $/MWh | 1 |  |  |  | = |  |  |  | New DSM DR Summer
Generators | System | DRS.PX.SOR._.CI_.Grid Interactive Water Htr | UoS Charge | -15.55 |  | $/kW/yr | 1 |  |  |  | = |  |  | H:\2023 IRP Update\_Document\DATA DISC\2023 IRP Update Data Disk April 1 (Public)\Chapters, Appendicies, and Input Assumptions\Input Assumptions\DSM\_PC_DSM-DR-IRP2023 Update Plexos Inputs Summer & Winter update.xlsx] | OR |  |  |  |  | Generators | System | DRS.PX.UTN._.RES.EV DLC | UoS Charge | -19.54 |  | $/MWh | 1 |  |  |  | = |  |  |  | New DSM DR Summer
Generators | System | DRS.PX.UTN._.CI_.Grid Interactive Water Htr | UoS Charge | -17.99 |  | $/kW/yr | 1 |  |  |  | = |  |  | H:\2023 IRP Update\_Document\DATA DISC\2023 IRP Update Data Disk April 1 (Public)\Chapters, Appendicies, and Input Assumptions\Input Assumptions\DSM\_PC_DSM-DR-IRP2023 Update Plexos Inputs Summer & Winter update.xlsx] | UT |  |  |  |  | Generators | System | DRS.PX.UTN._.RES.Grid Interactive Water Htr | UoS Charge | -19.54 |  | $/MWh | 1 |  |  |  | = |  |  |  | New DSM DR Summer
Generators | System | DRS.PX.YAK._.CI_.Grid Interactive Water Htr | UoS Charge | -15.78 |  | $/kW/yr | 1 |  |  |  | = |  |  | H:\2023 IRP Update\_Document\DATA DISC\2023 IRP Update Data Disk April 1 (Public)\Chapters, Appendicies, and Input Assumptions\Input Assumptions\DSM\_PC_DSM-DR-IRP2023 Update Plexos Inputs Summer & Winter update.xlsx] | WA |  |  |  |  | Generators | System | DRS.PX.UTN._.RES.Home Energy Mgmt Sys | UoS Charge | -19.54 |  | $/MWh | 1 |  |  |  | = |  |  |  | New DSM DR Summer
Generators | System | DRS.PX.WYC._.CI_.Grid Interactive Water Htr | UoS Charge | -10.85 |  | $/kW/yr | 1 |  |  |  | = |  |  | H:\2023 IRP Update\_Document\DATA DISC\2023 IRP Update Data Disk April 1 (Public)\Chapters, Appendicies, and Input Assumptions\Input Assumptions\DSM\_PC_DSM-DR-IRP2023 Update Plexos Inputs Summer & Winter update.xlsx] | WY |  |  |  |  | Generators | System | DRS.PX.UTN._.RES.HVAC - DLC | UoS Charge | -19.54 |  | $/MWh | 1 |  |  |  | = |  |  |  | New DSM DR Summer
Generators | System | DRS.PX.NCA._.RES.Grid Interactive Water Htr | UoS Charge | -13.47 |  | $/kW/yr | 1 |  |  |  | = |  |  | H:\2023 IRP Update\_Document\DATA DISC\2023 IRP Update Data Disk April 1 (Public)\Chapters, Appendicies, and Input Assumptions\Input Assumptions\DSM\_PC_DSM-DR-IRP2023 Update Plexos Inputs Summer & Winter update.xlsx] | CA |  |  |  |  | Generators | System | DRS.PX.UTN._.RES.Pool Pump - DLC | UoS Charge | -19.54 |  | $/MWh | 1 |  |  |  | = |  |  |  | New DSM DR Summer
Generators | System | DRS.PX.GOE._.RES.Grid Interactive Water Htr | UoS Charge | -17.66 |  | $/kW/yr | 1 |  |  |  | = |  |  | H:\2023 IRP Update\_Document\DATA DISC\2023 IRP Update Data Disk April 1 (Public)\Chapters, Appendicies, and Input Assumptions\Input Assumptions\DSM\_PC_DSM-DR-IRP2023 Update Plexos Inputs Summer & Winter update.xlsx] | ID |  |  |  |  | Generators | System | DRS.PX.UTN._.RES.Water Heater - DLC | UoS Charge | -19.54 |  | $/MWh | 1 |  |  |  | = |  |  |  | New DSM DR Summer
Generators | System | DRS.PX.SOR._.RES.Grid Interactive Water Htr | UoS Charge | -15.55 |  | $/kW/yr | 1 |  |  |  | = |  |  | H:\2023 IRP Update\_Document\DATA DISC\2023 IRP Update Data Disk April 1 (Public)\Chapters, Appendicies, and Input Assumptions\Input Assumptions\DSM\_PC_DSM-DR-IRP2023 Update Plexos Inputs Summer & Winter update.xlsx] | OR |  |  |  |  | Generators | System | DRS.PX.WYC._.CI_.3 Party | UoS Charge | -13.82 |  | $/MWh | 1 |  |  |  | = |  |  |  | New DSM DR Summer
Generators | System | DRS.PX.UTN._.RES.Grid Interactive Water Htr | UoS Charge | -17.99 |  | $/kW/yr | 1 |  |  |  | = |  |  | H:\2023 IRP Update\_Document\DATA DISC\2023 IRP Update Data Disk April 1 (Public)\Chapters, Appendicies, and Input Assumptions\Input Assumptions\DSM\_PC_DSM-DR-IRP2023 Update Plexos Inputs Summer & Winter update.xlsx] | UT |  |  |  |  | Generators | System | DRS.PX.WYC._.CI_.Battery DLC | UoS Charge | -13.82 |  | $/MWh | 1 |  |  |  | = |  |  |  | New DSM DR Summer
Generators | System | DRS.PX.YAK._.RES.Grid Interactive Water Htr | UoS Charge | -15.78 |  | $/kW/yr | 1 |  |  |  | = |  |  | H:\2023 IRP Update\_Document\DATA DISC\2023 IRP Update Data Disk April 1 (Public)\Chapters, Appendicies, and Input Assumptions\Input Assumptions\DSM\_PC_DSM-DR-IRP2023 Update Plexos Inputs Summer & Winter update.xlsx] | WA |  |  |  |  | Generators | System | DRS.PX.WYC._.CI_.Grid Interactive Water Htr | UoS Charge | -13.82 |  | $/MWh | 1 |  |  |  | = |  |  |  | New DSM DR Summer
Generators | System | DRS.PX.WYC._.RES.Grid Interactive Water Htr | UoS Charge | -10.85 |  | $/kW/yr | 1 |  |  |  | = |  |  | H:\2023 IRP Update\_Document\DATA DISC\2023 IRP Update Data Disk April 1 (Public)\Chapters, Appendicies, and Input Assumptions\Input Assumptions\DSM\_PC_DSM-DR-IRP2023 Update Plexos Inputs Summer & Winter update.xlsx] | WY |  |  |  |  | Generators | System | DRS.PX.WYC._.CI_.HVAC - DLC | UoS Charge | -13.82 |  | $/MWh | 1 |  |  |  | = |  |  |  | New DSM DR Summer
Generators | System | DRS.PX.NCA._.CI_.Smart Thermostats | UoS Charge | -13.47 |  | $/kW/yr | 1 |  |  |  | = |  |  | H:\2023 IRP Update\_Document\DATA DISC\2023 IRP Update Data Disk April 1 (Public)\Chapters, Appendicies, and Input Assumptions\Input Assumptions\DSM\_PC_DSM-DR-IRP2023 Update Plexos Inputs Summer & Winter update.xlsx] | CA |  |  |  |  | Generators | System | DRS.PX.WYC._.CI_.Pool Pump - DLC | UoS Charge | -13.82 |  | $/MWh | 1 |  |  |  | = |  |  |  | New DSM DR Summer
Generators | System | DRS.PX.GOE._.CI_.Smart Thermostats | UoS Charge | -17.66 |  | $/kW/yr | 1 |  |  |  | = |  |  | H:\2023 IRP Update\_Document\DATA DISC\2023 IRP Update Data Disk April 1 (Public)\Chapters, Appendicies, and Input Assumptions\Input Assumptions\DSM\_PC_DSM-DR-IRP2023 Update Plexos Inputs Summer & Winter update.xlsx] | ID |  |  |  |  | Generators | System | DRS.PX.WYC._.CI_.Smart Thermostats | UoS Charge | -13.82 |  | $/MWh | 1 |  |  |  | = |  |  |  | New DSM DR Summer
Generators | System | DRS.PX.SOR._.CI_.Smart Thermostats | UoS Charge | -15.55 |  | $/kW/yr | 1 |  |  |  | = |  |  | H:\2023 IRP Update\_Document\DATA DISC\2023 IRP Update Data Disk April 1 (Public)\Chapters, Appendicies, and Input Assumptions\Input Assumptions\DSM\_PC_DSM-DR-IRP2023 Update Plexos Inputs Summer & Winter update.xlsx] | OR |  |  |  |  | Generators | System | DRS.PX.WYC._.CI_.Water Heater - DLC | UoS Charge | -13.82 |  | $/MWh | 1 |  |  |  | = |  |  |  | New DSM DR Summer
Generators | System | DRS.PX.UTN._.CI_.Smart Thermostats | UoS Charge | -17.99 |  | $/kW/yr | 1 |  |  |  | = |  |  | H:\2023 IRP Update\_Document\DATA DISC\2023 IRP Update Data Disk April 1 (Public)\Chapters, Appendicies, and Input Assumptions\Input Assumptions\DSM\_PC_DSM-DR-IRP2023 Update Plexos Inputs Summer & Winter update.xlsx] | UT |  |  |  |  | Generators | System | DRS.PX.WYC._.IRR.Irrigation DLC | UoS Charge | -13.82 |  | $/MWh | 1 |  |  |  | = |  |  |  | New DSM DR Summer
Generators | System | DRS.PX.YAK._.CI_.Smart Thermostats | UoS Charge | -15.78 |  | $/kW/yr | 1 |  |  |  | = |  |  | H:\2023 IRP Update\_Document\DATA DISC\2023 IRP Update Data Disk April 1 (Public)\Chapters, Appendicies, and Input Assumptions\Input Assumptions\DSM\_PC_DSM-DR-IRP2023 Update Plexos Inputs Summer & Winter update.xlsx] | WA |  |  |  |  | Generators | System | DRS.PX.WYC._.RES.Battery DLC | UoS Charge | -13.82 |  | $/MWh | 1 |  |  |  | = |  |  |  | New DSM DR Summer
Generators | System | DRS.PX.WYC._.CI_.Smart Thermostats | UoS Charge | -10.85 |  | $/kW/yr | 1 |  |  |  | = |  |  | H:\2023 IRP Update\_Document\DATA DISC\2023 IRP Update Data Disk April 1 (Public)\Chapters, Appendicies, and Input Assumptions\Input Assumptions\DSM\_PC_DSM-DR-IRP2023 Update Plexos Inputs Summer & Winter update.xlsx] | WY |  |  |  |  | Generators | System | DRS.PX.WYC._.RES.EV DLC | UoS Charge | -13.82 |  | $/MWh | 1 |  |  |  | = |  |  |  | New DSM DR Summer
Generators | System | DRS.PX.NCA._.RES.Smart Thermostats | UoS Charge | -13.47 |  | $/kW/yr | 1 |  |  |  | = |  |  | H:\2023 IRP Update\_Document\DATA DISC\2023 IRP Update Data Disk April 1 (Public)\Chapters, Appendicies, and Input Assumptions\Input Assumptions\DSM\_PC_DSM-DR-IRP2023 Update Plexos Inputs Summer & Winter update.xlsx] | CA |  |  |  |  | Generators | System | DRS.PX.WYC._.RES.Grid Interactive Water Htr | UoS Charge | -13.82 |  | $/MWh | 1 |  |  |  | = |  |  |  | New DSM DR Summer
Generators | System | DRS.PX.GOE._.RES.Smart Thermostats | UoS Charge | -17.66 |  | $/kW/yr | 1 |  |  |  | = |  |  | H:\2023 IRP Update\_Document\DATA DISC\2023 IRP Update Data Disk April 1 (Public)\Chapters, Appendicies, and Input Assumptions\Input Assumptions\DSM\_PC_DSM-DR-IRP2023 Update Plexos Inputs Summer & Winter update.xlsx] | ID |  |  |  |  | Generators | System | DRS.PX.WYC._.RES.Home Energy Mgmt Sys | UoS Charge | -13.82 |  | $/MWh | 1 |  |  |  | = |  |  |  | New DSM DR Summer
Generators | System | DRS.PX.SOR._.RES.Smart Thermostats | UoS Charge | -15.55 |  | $/kW/yr | 1 |  |  |  | = |  |  | H:\2023 IRP Update\_Document\DATA DISC\2023 IRP Update Data Disk April 1 (Public)\Chapters, Appendicies, and Input Assumptions\Input Assumptions\DSM\_PC_DSM-DR-IRP2023 Update Plexos Inputs Summer & Winter update.xlsx] | OR |  |  |  |  | Generators | System | DRS.PX.WYC._.RES.HVAC - DLC | UoS Charge | -13.82 |  | $/MWh | 1 |  |  |  | = |  |  |  | New DSM DR Summer
Generators | System | DRS.PX.UTN._.RES.Smart Thermostats | UoS Charge | -17.99 |  | $/kW/yr | 1 |  |  |  | = |  |  | H:\2023 IRP Update\_Document\DATA DISC\2023 IRP Update Data Disk April 1 (Public)\Chapters, Appendicies, and Input Assumptions\Input Assumptions\DSM\_PC_DSM-DR-IRP2023 Update Plexos Inputs Summer & Winter update.xlsx] | UT |  |  |  |  | Generators | System | DRS.PX.WYC._.RES.Pool Pump - DLC | UoS Charge | -13.82 |  | $/MWh | 1 |  |  |  | = |  |  |  | New DSM DR Summer
Generators | System | DRS.PX.YAK._.RES.Smart Thermostats | UoS Charge | -15.78 |  | $/kW/yr | 1 |  |  |  | = |  |  | H:\2023 IRP Update\_Document\DATA DISC\2023 IRP Update Data Disk April 1 (Public)\Chapters, Appendicies, and Input Assumptions\Input Assumptions\DSM\_PC_DSM-DR-IRP2023 Update Plexos Inputs Summer & Winter update.xlsx] | WA |  |  |  |  | Generators | System | DRS.PX.WYC._.RES.Water Heater - DLC | UoS Charge | -13.82 |  | $/MWh | 1 |  |  |  | = |  |  |  | New DSM DR Summer
Generators | System | DRS.PX.WYC._.RES.Smart Thermostats | UoS Charge | -10.85 |  | $/kW/yr | 1 |  |  |  | = |  |  | H:\2023 IRP Update\_Document\DATA DISC\2023 IRP Update Data Disk April 1 (Public)\Chapters, Appendicies, and Input Assumptions\Input Assumptions\DSM\_PC_DSM-DR-IRP2023 Update Plexos Inputs Summer & Winter update.xlsx] | WY |  |  |  |  | Generators | System | DRS.PX.YAK._.CI_.3 Party | UoS Charge | -23.2 |  | $/MWh | 1 |  |  |  | = |  |  |  | New DSM DR Summer
Generators | System | DRS.PX.NCA._.CI_.Battery DLC | UoS Charge | -13.47 |  | $/kW/yr | 1 |  |  |  | = |  |  | H:\2023 IRP Update\_Document\DATA DISC\2023 IRP Update Data Disk April 1 (Public)\Chapters, Appendicies, and Input Assumptions\Input Assumptions\DSM\_PC_DSM-DR-IRP2023 Update Plexos Inputs Summer & Winter update.xlsx] | CA |  |  |  |  | Generators | System | DRS.PX.YAK._.CI_.Battery DLC | UoS Charge | -23.2 |  | $/MWh | 1 |  |  |  | = |  |  |  | New DSM DR Summer
Generators | System | DRS.PX.GOE._.CI_.Battery DLC | UoS Charge | -17.66 |  | $/kW/yr | 1 |  |  |  | = |  |  | H:\2023 IRP Update\_Document\DATA DISC\2023 IRP Update Data Disk April 1 (Public)\Chapters, Appendicies, and Input Assumptions\Input Assumptions\DSM\_PC_DSM-DR-IRP2023 Update Plexos Inputs Summer & Winter update.xlsx] | ID |  |  |  |  | Generators | System | DRS.PX.YAK._.CI_.Grid Interactive Water Htr | UoS Charge | -23.2 |  | $/MWh | 1 |  |  |  | = |  |  |  | New DSM DR Summer
Generators | System | DRS.PX.SOR._.CI_.Battery DLC | UoS Charge | -15.55 |  | $/kW/yr | 1 |  |  |  | = |  |  | H:\2023 IRP Update\_Document\DATA DISC\2023 IRP Update Data Disk April 1 (Public)\Chapters, Appendicies, and Input Assumptions\Input Assumptions\DSM\_PC_DSM-DR-IRP2023 Update Plexos Inputs Summer & Winter update.xlsx] | OR |  |  |  |  | Generators | System | DRS.PX.YAK._.CI_.HVAC - DLC | UoS Charge | -23.2 |  | $/MWh | 1 |  |  |  | = |  |  |  | New DSM DR Summer
Generators | System | DRS.PX.UTN._.CI_.Battery DLC | UoS Charge | -17.99 |  | $/kW/yr | 1 |  |  |  | = |  |  | H:\2023 IRP Update\_Document\DATA DISC\2023 IRP Update Data Disk April 1 (Public)\Chapters, Appendicies, and Input Assumptions\Input Assumptions\DSM\_PC_DSM-DR-IRP2023 Update Plexos Inputs Summer & Winter update.xlsx] | UT |  |  |  |  | Generators | System | DRS.PX.YAK._.CI_.Pool Pump - DLC | UoS Charge | -23.2 |  | $/MWh | 1 |  |  |  | = |  |  |  | New DSM DR Summer
Generators | System | DRS.PX.YAK._.CI_.Battery DLC | UoS Charge | -15.78 |  | $/kW/yr | 1 |  |  |  | = |  |  | H:\2023 IRP Update\_Document\DATA DISC\2023 IRP Update Data Disk April 1 (Public)\Chapters, Appendicies, and Input Assumptions\Input Assumptions\DSM\_PC_DSM-DR-IRP2023 Update Plexos Inputs Summer & Winter update.xlsx] | WA |  |  |  |  | Generators | System | DRS.PX.YAK._.CI_.Smart Thermostats | UoS Charge | -23.2 |  | $/MWh | 1 |  |  |  | = |  |  |  | New DSM DR Summer
Generators | System | DRS.PX.WYC._.CI_.Battery DLC | UoS Charge | -10.85 |  | $/kW/yr | 1 |  |  |  | = |  |  | H:\2023 IRP Update\_Document\DATA DISC\2023 IRP Update Data Disk April 1 (Public)\Chapters, Appendicies, and Input Assumptions\Input Assumptions\DSM\_PC_DSM-DR-IRP2023 Update Plexos Inputs Summer & Winter update.xlsx] | WY |  |  |  |  | Generators | System | DRS.PX.YAK._.CI_.Water Heater - DLC | UoS Charge | -23.2 |  | $/MWh | 1 |  |  |  | = |  |  |  | New DSM DR Summer
Generators | System | DRS.PX.NCA._.RES.Battery DLC | UoS Charge | -13.47 |  | $/kW/yr | 1 |  |  |  | = |  |  | H:\2023 IRP Update\_Document\DATA DISC\2023 IRP Update Data Disk April 1 (Public)\Chapters, Appendicies, and Input Assumptions\Input Assumptions\DSM\_PC_DSM-DR-IRP2023 Update Plexos Inputs Summer & Winter update.xlsx] | CA |  |  |  |  | Generators | System | DRS.PX.YAK._.IRR.Irrigation DLC | UoS Charge | -23.2 |  | $/MWh | 1 |  |  |  | = |  |  |  | New DSM DR Summer
Generators | System | DRS.PX.GOE._.RES.Battery DLC | UoS Charge | -17.66 |  | $/kW/yr | 1 |  |  |  | = |  |  | H:\2023 IRP Update\_Document\DATA DISC\2023 IRP Update Data Disk April 1 (Public)\Chapters, Appendicies, and Input Assumptions\Input Assumptions\DSM\_PC_DSM-DR-IRP2023 Update Plexos Inputs Summer & Winter update.xlsx] | ID |  |  |  |  | Generators | System | DRS.PX.YAK._.RES.Battery DLC | UoS Charge | -23.2 |  | $/MWh | 1 |  |  |  | = |  |  |  | New DSM DR Summer
Generators | System | DRS.PX.SOR._.RES.Battery DLC | UoS Charge | -15.55 |  | $/kW/yr | 1 |  |  |  | = |  |  | H:\2023 IRP Update\_Document\DATA DISC\2023 IRP Update Data Disk April 1 (Public)\Chapters, Appendicies, and Input Assumptions\Input Assumptions\DSM\_PC_DSM-DR-IRP2023 Update Plexos Inputs Summer & Winter update.xlsx] | OR |  |  |  |  | Generators | System | DRS.PX.YAK._.RES.EV DLC | UoS Charge | -23.2 |  | $/MWh | 1 |  |  |  | = |  |  |  | New DSM DR Summer
Generators | System | DRS.PX.UTN._.RES.Battery DLC | UoS Charge | -17.99 |  | $/kW/yr | 1 |  |  |  | = |  |  | H:\2023 IRP Update\_Document\DATA DISC\2023 IRP Update Data Disk April 1 (Public)\Chapters, Appendicies, and Input Assumptions\Input Assumptions\DSM\_PC_DSM-DR-IRP2023 Update Plexos Inputs Summer & Winter update.xlsx] | UT |  |  |  |  | Generators | System | DRS.PX.YAK._.RES.Grid Interactive Water Htr | UoS Charge | -23.2 |  | $/MWh | 1 |  |  |  | = |  |  |  | New DSM DR Summer
Generators | System | DRS.PX.YAK._.RES.Battery DLC | UoS Charge | -15.78 |  | $/kW/yr | 1 |  |  |  | = |  |  | H:\2023 IRP Update\_Document\DATA DISC\2023 IRP Update Data Disk April 1 (Public)\Chapters, Appendicies, and Input Assumptions\Input Assumptions\DSM\_PC_DSM-DR-IRP2023 Update Plexos Inputs Summer & Winter update.xlsx] | WA |  |  |  |  | Generators | System | DRS.PX.YAK._.RES.Home Energy Mgmt Sys | UoS Charge | -23.2 |  | $/MWh | 1 |  |  |  | = |  |  |  | New DSM DR Summer
Generators | System | DRS.PX.WYC._.RES.Battery DLC | UoS Charge | -10.85 |  | $/kW/yr | 1 |  |  |  | = |  |  | H:\2023 IRP Update\_Document\DATA DISC\2023 IRP Update Data Disk April 1 (Public)\Chapters, Appendicies, and Input Assumptions\Input Assumptions\DSM\_PC_DSM-DR-IRP2023 Update Plexos Inputs Summer & Winter update.xlsx] | WY |  |  |  |  | Generators | System | DRS.PX.YAK._.RES.HVAC - DLC | UoS Charge | -23.2 |  | $/MWh | 1 |  |  |  | = |  |  |  | New DSM DR Summer
Generators | System | DRW.PX.GOE._.CI_.3 Party | UoS Charge | -17.66 |  | $/kW/yr | 1 |  |  |  | = |  |  | H:\2023 IRP Update\_Document\DATA DISC\2023 IRP Update Data Disk April 1 (Public)\Chapters, Appendicies, and Input Assumptions\Input Assumptions\DSM\_PC_DSM-DR-IRP2023 Update Plexos Inputs Summer & Winter update.xlsx] | ID |  |  |  |  | Generators | System | DRS.PX.YAK._.RES.Pool Pump - DLC | UoS Charge | -23.2 |  | $/MWh | 1 |  |  |  | = |  |  |  | New DSM DR Summer
Generators | System | DRW.PX.GOE._.CI_.Battery DLC | UoS Charge | -17.66 |  | $/kW/yr | 1 |  |  |  | = |  |  | H:\2023 IRP Update\_Document\DATA DISC\2023 IRP Update Data Disk April 1 (Public)\Chapters, Appendicies, and Input Assumptions\Input Assumptions\DSM\_PC_DSM-DR-IRP2023 Update Plexos Inputs Summer & Winter update.xlsx] | ID |  |  |  |  | Generators | System | DRS.PX.YAK._.RES.Smart Thermostats | UoS Charge | -23.2 |  | $/MWh | 1 |  |  |  | = |  |  |  | New DSM DR Summer
Generators | System | DRW.PX.GOE._.CI_.Grid Interactive Water Htr | UoS Charge | -17.66 |  | $/kW/yr | 1 |  |  |  | = |  |  | H:\2023 IRP Update\_Document\DATA DISC\2023 IRP Update Data Disk April 1 (Public)\Chapters, Appendicies, and Input Assumptions\Input Assumptions\DSM\_PC_DSM-DR-IRP2023 Update Plexos Inputs Summer & Winter update.xlsx] | ID |  |  |  |  | Generators | System | DRS.PX.YAK._.RES.Water Heater - DLC | UoS Charge | -23.2 |  | $/MWh | 1 |  |  |  | = |  |  |  | New DSM DR Summer
Generators | System | DRW.PX.GOE._.CI_.HVAC - DLC | UoS Charge | -17.66 |  | $/kW/yr | 1 |  |  |  | = |  |  | H:\2023 IRP Update\_Document\DATA DISC\2023 IRP Update Data Disk April 1 (Public)\Chapters, Appendicies, and Input Assumptions\Input Assumptions\DSM\_PC_DSM-DR-IRP2023 Update Plexos Inputs Summer & Winter update.xlsx] | ID |  |  |  |  | Generators | System | DRW.PX.GOE._.CI_.3 Party | UoS Charge | -23.06 |  | $/MWh | 1 |  |  |  | = |  |  |  | New DSM DR Winter
Generators | System | DRW.PX.GOE._.CI_.Smart Thermostats | UoS Charge | -17.66 |  | $/kW/yr | 1 |  |  |  | = |  |  | H:\2023 IRP Update\_Document\DATA DISC\2023 IRP Update Data Disk April 1 (Public)\Chapters, Appendicies, and Input Assumptions\Input Assumptions\DSM\_PC_DSM-DR-IRP2023 Update Plexos Inputs Summer & Winter update.xlsx] | ID |  |  |  |  | Generators | System | DRW.PX.GOE._.CI_.Battery DLC | UoS Charge | -23.06 |  | $/MWh | 1 |  |  |  | = |  |  |  | New DSM DR Winter
Generators | System | DRW.PX.GOE._.CI_.Water Heater - DLC | UoS Charge | -17.66 |  | $/kW/yr | 1 |  |  |  | = |  |  | H:\2023 IRP Update\_Document\DATA DISC\2023 IRP Update Data Disk April 1 (Public)\Chapters, Appendicies, and Input Assumptions\Input Assumptions\DSM\_PC_DSM-DR-IRP2023 Update Plexos Inputs Summer & Winter update.xlsx] | ID |  |  |  |  | Generators | System | DRW.PX.GOE._.CI_.Grid Interactive Water Htr | UoS Charge | -23.06 |  | $/MWh | 1 |  |  |  | = |  |  |  | New DSM DR Winter
Generators | System | DRW.PX.GOE._.RES.Battery DLC | UoS Charge | -17.66 |  | $/kW/yr | 1 |  |  |  | = |  |  | H:\2023 IRP Update\_Document\DATA DISC\2023 IRP Update Data Disk April 1 (Public)\Chapters, Appendicies, and Input Assumptions\Input Assumptions\DSM\_PC_DSM-DR-IRP2023 Update Plexos Inputs Summer & Winter update.xlsx] | ID |  |  |  |  | Generators | System | DRW.PX.GOE._.CI_.HVAC - DLC | UoS Charge | -23.06 |  | $/MWh | 1 |  |  |  | = |  |  |  | New DSM DR Winter
Generators | System | DRW.PX.GOE._.RES.EV DLC | UoS Charge | -17.66 |  | $/kW/yr | 1 |  |  |  | = |  |  | H:\2023 IRP Update\_Document\DATA DISC\2023 IRP Update Data Disk April 1 (Public)\Chapters, Appendicies, and Input Assumptions\Input Assumptions\DSM\_PC_DSM-DR-IRP2023 Update Plexos Inputs Summer & Winter update.xlsx] | ID |  |  |  |  | Generators | System | DRW.PX.GOE._.CI_.Pool Pump - DLC | UoS Charge | -23.06 |  | $/MWh | 1 |  |  |  | = |  |  |  | New DSM DR Winter
Generators | System | DRW.PX.GOE._.RES.Grid Interactive Water Htr | UoS Charge | -17.66 |  | $/kW/yr | 1 |  |  |  | = |  |  | H:\2023 IRP Update\_Document\DATA DISC\2023 IRP Update Data Disk April 1 (Public)\Chapters, Appendicies, and Input Assumptions\Input Assumptions\DSM\_PC_DSM-DR-IRP2023 Update Plexos Inputs Summer & Winter update.xlsx] | ID |  |  |  |  | Generators | System | DRW.PX.GOE._.CI_.Smart Thermostats | UoS Charge | -23.06 |  | $/MWh | 1 |  |  |  | = |  |  |  | New DSM DR Winter
Generators | System | DRW.PX.GOE._.RES.Home Energy Mgmt Sys | UoS Charge | -17.66 |  | $/kW/yr | 1 |  |  |  | = |  |  | H:\2023 IRP Update\_Document\DATA DISC\2023 IRP Update Data Disk April 1 (Public)\Chapters, Appendicies, and Input Assumptions\Input Assumptions\DSM\_PC_DSM-DR-IRP2023 Update Plexos Inputs Summer & Winter update.xlsx] | ID |  |  |  |  | Generators | System | DRW.PX.GOE._.CI_.Water Heater - DLC | UoS Charge | -23.06 |  | $/MWh | 1 |  |  |  | = |  |  |  | New DSM DR Winter
Generators | System | DRW.PX.GOE._.RES.HVAC - DLC | UoS Charge | -17.66 |  | $/kW/yr | 1 |  |  |  | = |  |  | H:\2023 IRP Update\_Document\DATA DISC\2023 IRP Update Data Disk April 1 (Public)\Chapters, Appendicies, and Input Assumptions\Input Assumptions\DSM\_PC_DSM-DR-IRP2023 Update Plexos Inputs Summer & Winter update.xlsx] | ID |  |  |  |  | Generators | System | DRW.PX.GOE._.RES.Battery DLC | UoS Charge | -23.06 |  | $/MWh | 1 |  |  |  | = |  |  |  | New DSM DR Winter
Generators | System | DRW.PX.GOE._.RES.Pool Pump - DLC | UoS Charge | -17.66 |  | $/kW/yr | 1 |  |  |  | = |  |  | H:\2023 IRP Update\_Document\DATA DISC\2023 IRP Update Data Disk April 1 (Public)\Chapters, Appendicies, and Input Assumptions\Input Assumptions\DSM\_PC_DSM-DR-IRP2023 Update Plexos Inputs Summer & Winter update.xlsx] | ID |  |  |  |  | Generators | System | DRW.PX.GOE._.RES.EV DLC | UoS Charge | -23.06 |  | $/MWh | 1 |  |  |  | = |  |  |  | New DSM DR Winter
Generators | System | DRW.PX.GOE._.RES.Smart Thermostats | UoS Charge | -17.66 |  | $/kW/yr | 1 |  |  |  | = |  |  | H:\2023 IRP Update\_Document\DATA DISC\2023 IRP Update Data Disk April 1 (Public)\Chapters, Appendicies, and Input Assumptions\Input Assumptions\DSM\_PC_DSM-DR-IRP2023 Update Plexos Inputs Summer & Winter update.xlsx] | ID |  |  |  |  | Generators | System | DRW.PX.GOE._.RES.Grid Interactive Water Htr | UoS Charge | -23.06 |  | $/MWh | 1 |  |  |  | = |  |  |  | New DSM DR Winter
Generators | System | DRW.PX.GOE._.RES.Water Heater - DLC | UoS Charge | -17.66 |  | $/kW/yr | 1 |  |  |  | = |  |  | H:\2023 IRP Update\_Document\DATA DISC\2023 IRP Update Data Disk April 1 (Public)\Chapters, Appendicies, and Input Assumptions\Input Assumptions\DSM\_PC_DSM-DR-IRP2023 Update Plexos Inputs Summer & Winter update.xlsx] | ID |  |  |  |  | Generators | System | DRW.PX.GOE._.RES.Home Energy Mgmt Sys | UoS Charge | -23.06 |  | $/MWh | 1 |  |  |  | = |  |  |  | New DSM DR Winter
Generators | System | DRW.PX.NCA._.CI_.3 Party | UoS Charge | -13.47 |  | $/kW/yr | 1 |  |  |  | = |  |  | H:\2023 IRP Update\_Document\DATA DISC\2023 IRP Update Data Disk April 1 (Public)\Chapters, Appendicies, and Input Assumptions\Input Assumptions\DSM\_PC_DSM-DR-IRP2023 Update Plexos Inputs Summer & Winter update.xlsx] | CA |  |  |  |  | Generators | System | DRW.PX.GOE._.RES.HVAC - DLC | UoS Charge | -23.06 |  | $/MWh | 1 |  |  |  | = |  |  |  | New DSM DR Winter
Generators | System | DRW.PX.NCA._.CI_.Battery DLC | UoS Charge | -13.47 |  | $/kW/yr | 1 |  |  |  | = |  |  | H:\2023 IRP Update\_Document\DATA DISC\2023 IRP Update Data Disk April 1 (Public)\Chapters, Appendicies, and Input Assumptions\Input Assumptions\DSM\_PC_DSM-DR-IRP2023 Update Plexos Inputs Summer & Winter update.xlsx] | CA |  |  |  |  | Generators | System | DRW.PX.GOE._.RES.Pool Pump - DLC | UoS Charge | -23.06 |  | $/MWh | 1 |  |  |  | = |  |  |  | New DSM DR Winter
Generators | System | DRW.PX.NCA._.CI_.Grid Interactive Water Htr | UoS Charge | -13.47 |  | $/kW/yr | 1 |  |  |  | = |  |  | H:\2023 IRP Update\_Document\DATA DISC\2023 IRP Update Data Disk April 1 (Public)\Chapters, Appendicies, and Input Assumptions\Input Assumptions\DSM\_PC_DSM-DR-IRP2023 Update Plexos Inputs Summer & Winter update.xlsx] | CA |  |  |  |  | Generators | System | DRW.PX.GOE._.RES.Water Heater - DLC | UoS Charge | -23.06 |  | $/MWh | 1 |  |  |  | = |  |  |  | New DSM DR Winter
Generators | System | DRW.PX.NCA._.CI_.HVAC - DLC | UoS Charge | -13.47 |  | $/kW/yr | 1 |  |  |  | = |  |  | H:\2023 IRP Update\_Document\DATA DISC\2023 IRP Update Data Disk April 1 (Public)\Chapters, Appendicies, and Input Assumptions\Input Assumptions\DSM\_PC_DSM-DR-IRP2023 Update Plexos Inputs Summer & Winter update.xlsx] | CA |  |  |  |  | Generators | System | DRW.PX.NCA._.CI_.3 Party | UoS Charge | -17.4 |  | $/MWh | 1 |  |  |  | = |  |  |  | New DSM DR Winter
Generators | System | DRW.PX.NCA._.CI_.Smart Thermostats | UoS Charge | -13.47 |  | $/kW/yr | 1 |  |  |  | = |  |  | H:\2023 IRP Update\_Document\DATA DISC\2023 IRP Update Data Disk April 1 (Public)\Chapters, Appendicies, and Input Assumptions\Input Assumptions\DSM\_PC_DSM-DR-IRP2023 Update Plexos Inputs Summer & Winter update.xlsx] | CA |  |  |  |  | Generators | System | DRW.PX.NCA._.CI_.Battery DLC | UoS Charge | -17.4 |  | $/MWh | 1 |  |  |  | = |  |  |  | New DSM DR Winter
Generators | System | DRW.PX.NCA._.CI_.Water Heater - DLC | UoS Charge | -13.47 |  | $/kW/yr | 1 |  |  |  | = |  |  | H:\2023 IRP Update\_Document\DATA DISC\2023 IRP Update Data Disk April 1 (Public)\Chapters, Appendicies, and Input Assumptions\Input Assumptions\DSM\_PC_DSM-DR-IRP2023 Update Plexos Inputs Summer & Winter update.xlsx] | CA |  |  |  |  | Generators | System | DRW.PX.NCA._.CI_.Grid Interactive Water Htr | UoS Charge | -17.4 |  | $/MWh | 1 |  |  |  | = |  |  |  | New DSM DR Winter
Generators | System | DRW.PX.NCA._.RES.Battery DLC | UoS Charge | -13.47 |  | $/kW/yr | 1 |  |  |  | = |  |  | H:\2023 IRP Update\_Document\DATA DISC\2023 IRP Update Data Disk April 1 (Public)\Chapters, Appendicies, and Input Assumptions\Input Assumptions\DSM\_PC_DSM-DR-IRP2023 Update Plexos Inputs Summer & Winter update.xlsx] | CA |  |  |  |  | Generators | System | DRW.PX.NCA._.CI_.HVAC - DLC | UoS Charge | -17.4 |  | $/MWh | 1 |  |  |  | = |  |  |  | New DSM DR Winter
Generators | System | DRW.PX.NCA._.RES.EV DLC | UoS Charge | -13.47 |  | $/kW/yr | 1 |  |  |  | = |  |  | H:\2023 IRP Update\_Document\DATA DISC\2023 IRP Update Data Disk April 1 (Public)\Chapters, Appendicies, and Input Assumptions\Input Assumptions\DSM\_PC_DSM-DR-IRP2023 Update Plexos Inputs Summer & Winter update.xlsx] | CA |  |  |  |  | Generators | System | DRW.PX.NCA._.CI_.Pool Pump - DLC | UoS Charge | -17.4 |  | $/MWh | 1 |  |  |  | = |  |  |  | New DSM DR Winter
Generators | System | DRW.PX.NCA._.RES.Grid Interactive Water Htr | UoS Charge | -13.47 |  | $/kW/yr | 1 |  |  |  | = |  |  | H:\2023 IRP Update\_Document\DATA DISC\2023 IRP Update Data Disk April 1 (Public)\Chapters, Appendicies, and Input Assumptions\Input Assumptions\DSM\_PC_DSM-DR-IRP2023 Update Plexos Inputs Summer & Winter update.xlsx] | CA |  |  |  |  | Generators | System | DRW.PX.NCA._.CI_.Smart Thermostats | UoS Charge | -17.4 |  | $/MWh | 1 |  |  |  | = |  |  |  | New DSM DR Winter
Generators | System | DRW.PX.NCA._.RES.Home Energy Mgmt Sys | UoS Charge | -13.47 |  | $/kW/yr | 1 |  |  |  | = |  |  | H:\2023 IRP Update\_Document\DATA DISC\2023 IRP Update Data Disk April 1 (Public)\Chapters, Appendicies, and Input Assumptions\Input Assumptions\DSM\_PC_DSM-DR-IRP2023 Update Plexos Inputs Summer & Winter update.xlsx] | CA |  |  |  |  | Generators | System | DRW.PX.NCA._.CI_.Water Heater - DLC | UoS Charge | -17.4 |  | $/MWh | 1 |  |  |  | = |  |  |  | New DSM DR Winter
Generators | System | DRW.PX.NCA._.RES.HVAC - DLC | UoS Charge | -13.47 |  | $/kW/yr | 1 |  |  |  | = |  |  | H:\2023 IRP Update\_Document\DATA DISC\2023 IRP Update Data Disk April 1 (Public)\Chapters, Appendicies, and Input Assumptions\Input Assumptions\DSM\_PC_DSM-DR-IRP2023 Update Plexos Inputs Summer & Winter update.xlsx] | CA |  |  |  |  | Generators | System | DRW.PX.NCA._.RES.Battery DLC | UoS Charge | -17.4 |  | $/MWh | 1 |  |  |  | = |  |  |  | New DSM DR Winter
Generators | System | DRW.PX.NCA._.RES.Pool Pump - DLC | UoS Charge | -13.47 |  | $/kW/yr | 1 |  |  |  | = |  |  | H:\2023 IRP Update\_Document\DATA DISC\2023 IRP Update Data Disk April 1 (Public)\Chapters, Appendicies, and Input Assumptions\Input Assumptions\DSM\_PC_DSM-DR-IRP2023 Update Plexos Inputs Summer & Winter update.xlsx] | CA |  |  |  |  | Generators | System | DRW.PX.NCA._.RES.EV DLC | UoS Charge | -17.4 |  | $/MWh | 1 |  |  |  | = |  |  |  | New DSM DR Winter
Generators | System | DRW.PX.NCA._.RES.Smart Thermostats | UoS Charge | -13.47 |  | $/kW/yr | 1 |  |  |  | = |  |  | H:\2023 IRP Update\_Document\DATA DISC\2023 IRP Update Data Disk April 1 (Public)\Chapters, Appendicies, and Input Assumptions\Input Assumptions\DSM\_PC_DSM-DR-IRP2023 Update Plexos Inputs Summer & Winter update.xlsx] | CA |  |  |  |  | Generators | System | DRW.PX.NCA._.RES.Grid Interactive Water Htr | UoS Charge | -17.4 |  | $/MWh | 1 |  |  |  | = |  |  |  | New DSM DR Winter
Generators | System | DRW.PX.NCA._.RES.Water Heater - DLC | UoS Charge | -13.47 |  | $/kW/yr | 1 |  |  |  | = |  |  | H:\2023 IRP Update\_Document\DATA DISC\2023 IRP Update Data Disk April 1 (Public)\Chapters, Appendicies, and Input Assumptions\Input Assumptions\DSM\_PC_DSM-DR-IRP2023 Update Plexos Inputs Summer & Winter update.xlsx] | CA |  |  |  |  | Generators | System | DRW.PX.NCA._.RES.Home Energy Mgmt Sys | UoS Charge | -17.4 |  | $/MWh | 1 |  |  |  | = |  |  |  | New DSM DR Winter
Generators | System | DRW.PX.SOR._.CI_.3 Party | UoS Charge | -15.55 |  | $/kW/yr | 1 |  |  |  | = |  |  | H:\2023 IRP Update\_Document\DATA DISC\2023 IRP Update Data Disk April 1 (Public)\Chapters, Appendicies, and Input Assumptions\Input Assumptions\DSM\_PC_DSM-DR-IRP2023 Update Plexos Inputs Summer & Winter update.xlsx] | OR |  |  |  |  | Generators | System | DRW.PX.NCA._.RES.HVAC - DLC | UoS Charge | -17.4 |  | $/MWh | 1 |  |  |  | = |  |  |  | New DSM DR Winter
Generators | System | DRW.PX.SOR._.CI_.Battery DLC | UoS Charge | -15.55 |  | $/kW/yr | 1 |  |  |  | = |  |  | H:\2023 IRP Update\_Document\DATA DISC\2023 IRP Update Data Disk April 1 (Public)\Chapters, Appendicies, and Input Assumptions\Input Assumptions\DSM\_PC_DSM-DR-IRP2023 Update Plexos Inputs Summer & Winter update.xlsx] | OR |  |  |  |  | Generators | System | DRW.PX.NCA._.RES.Pool Pump - DLC | UoS Charge | -17.4 |  | $/MWh | 1 |  |  |  | = |  |  |  | New DSM DR Winter
Generators | System | DRW.PX.SOR._.CI_.Grid Interactive Water Htr | UoS Charge | -15.55 |  | $/kW/yr | 1 |  |  |  | = |  |  | H:\2023 IRP Update\_Document\DATA DISC\2023 IRP Update Data Disk April 1 (Public)\Chapters, Appendicies, and Input Assumptions\Input Assumptions\DSM\_PC_DSM-DR-IRP2023 Update Plexos Inputs Summer & Winter update.xlsx] | OR |  |  |  |  | Generators | System | DRW.PX.NCA._.RES.Smart Thermostats | UoS Charge | -17.4 |  | $/MWh | 1 |  |  |  | = |  |  |  | New DSM DR Winter
Generators | System | DRW.PX.SOR._.CI_.HVAC - DLC | UoS Charge | -15.55 |  | $/kW/yr | 1 |  |  |  | = |  |  | H:\2023 IRP Update\_Document\DATA DISC\2023 IRP Update Data Disk April 1 (Public)\Chapters, Appendicies, and Input Assumptions\Input Assumptions\DSM\_PC_DSM-DR-IRP2023 Update Plexos Inputs Summer & Winter update.xlsx] | OR |  |  |  |  | Generators | System | DRW.PX.NCA._.RES.Water Heater - DLC | UoS Charge | -17.4 |  | $/MWh | 1 |  |  |  | = |  |  |  | New DSM DR Winter
Generators | System | DRW.PX.SOR._.CI_.Smart Thermostats | UoS Charge | -15.55 |  | $/kW/yr | 1 |  |  |  | = |  |  | H:\2023 IRP Update\_Document\DATA DISC\2023 IRP Update Data Disk April 1 (Public)\Chapters, Appendicies, and Input Assumptions\Input Assumptions\DSM\_PC_DSM-DR-IRP2023 Update Plexos Inputs Summer & Winter update.xlsx] | OR |  |  |  |  | Generators | System | DRW.PX.SOR._.CI_.3 Party | UoS Charge | -19.72 |  | $/MWh | 1 |  |  |  | = |  |  |  | New DSM DR Winter
Generators | System | DRW.PX.SOR._.CI_.Water Heater - DLC | UoS Charge | -15.55 |  | $/kW/yr | 1 |  |  |  | = |  |  | H:\2023 IRP Update\_Document\DATA DISC\2023 IRP Update Data Disk April 1 (Public)\Chapters, Appendicies, and Input Assumptions\Input Assumptions\DSM\_PC_DSM-DR-IRP2023 Update Plexos Inputs Summer & Winter update.xlsx] | OR |  |  |  |  | Generators | System | DRW.PX.SOR._.CI_.Battery DLC | UoS Charge | -19.72 |  | $/MWh | 1 |  |  |  | = |  |  |  | New DSM DR Winter
Generators | System | DRW.PX.SOR._.RES.Battery DLC | UoS Charge | -15.55 |  | $/kW/yr | 1 |  |  |  | = |  |  | H:\2023 IRP Update\_Document\DATA DISC\2023 IRP Update Data Disk April 1 (Public)\Chapters, Appendicies, and Input Assumptions\Input Assumptions\DSM\_PC_DSM-DR-IRP2023 Update Plexos Inputs Summer & Winter update.xlsx] | OR |  |  |  |  | Generators | System | DRW.PX.SOR._.CI_.Grid Interactive Water Htr | UoS Charge | -19.72 |  | $/MWh | 1 |  |  |  | = |  |  |  | New DSM DR Winter
Generators | System | DRW.PX.SOR._.RES.EV DLC | UoS Charge | -15.55 |  | $/kW/yr | 1 |  |  |  | = |  |  | H:\2023 IRP Update\_Document\DATA DISC\2023 IRP Update Data Disk April 1 (Public)\Chapters, Appendicies, and Input Assumptions\Input Assumptions\DSM\_PC_DSM-DR-IRP2023 Update Plexos Inputs Summer & Winter update.xlsx] | OR |  |  |  |  | Generators | System | DRW.PX.SOR._.CI_.HVAC - DLC | UoS Charge | -19.72 |  | $/MWh | 1 |  |  |  | = |  |  |  | New DSM DR Winter
Generators | System | DRW.PX.SOR._.RES.Grid Interactive Water Htr | UoS Charge | -15.55 |  | $/kW/yr | 1 |  |  |  | = |  |  | H:\2023 IRP Update\_Document\DATA DISC\2023 IRP Update Data Disk April 1 (Public)\Chapters, Appendicies, and Input Assumptions\Input Assumptions\DSM\_PC_DSM-DR-IRP2023 Update Plexos Inputs Summer & Winter update.xlsx] | OR |  |  |  |  | Generators | System | DRW.PX.SOR._.CI_.Pool Pump - DLC | UoS Charge | -19.72 |  | $/MWh | 1 |  |  |  | = |  |  |  | New DSM DR Winter
Generators | System | DRW.PX.SOR._.RES.Home Energy Mgmt Sys | UoS Charge | -15.55 |  | $/kW/yr | 1 |  |  |  | = |  |  | H:\2023 IRP Update\_Document\DATA DISC\2023 IRP Update Data Disk April 1 (Public)\Chapters, Appendicies, and Input Assumptions\Input Assumptions\DSM\_PC_DSM-DR-IRP2023 Update Plexos Inputs Summer & Winter update.xlsx] | OR |  |  |  |  | Generators | System | DRW.PX.SOR._.CI_.Smart Thermostats | UoS Charge | -19.72 |  | $/MWh | 1 |  |  |  | = |  |  |  | New DSM DR Winter
Generators | System | DRW.PX.SOR._.RES.HVAC - DLC | UoS Charge | -15.55 |  | $/kW/yr | 1 |  |  |  | = |  |  | H:\2023 IRP Update\_Document\DATA DISC\2023 IRP Update Data Disk April 1 (Public)\Chapters, Appendicies, and Input Assumptions\Input Assumptions\DSM\_PC_DSM-DR-IRP2023 Update Plexos Inputs Summer & Winter update.xlsx] | OR |  |  |  |  | Generators | System | DRW.PX.SOR._.CI_.Water Heater - DLC | UoS Charge | -19.72 |  | $/MWh | 1 |  |  |  | = |  |  |  | New DSM DR Winter
Generators | System | DRW.PX.SOR._.RES.Pool Pump - DLC | UoS Charge | -15.55 |  | $/kW/yr | 1 |  |  |  | = |  |  | H:\2023 IRP Update\_Document\DATA DISC\2023 IRP Update Data Disk April 1 (Public)\Chapters, Appendicies, and Input Assumptions\Input Assumptions\DSM\_PC_DSM-DR-IRP2023 Update Plexos Inputs Summer & Winter update.xlsx] | OR |  |  |  |  | Generators | System | DRW.PX.SOR._.RES.Battery DLC | UoS Charge | -19.72 |  | $/MWh | 1 |  |  |  | = |  |  |  | New DSM DR Winter
Generators | System | DRW.PX.SOR._.RES.Smart Thermostats | UoS Charge | -15.55 |  | $/kW/yr | 1 |  |  |  | = |  |  | H:\2023 IRP Update\_Document\DATA DISC\2023 IRP Update Data Disk April 1 (Public)\Chapters, Appendicies, and Input Assumptions\Input Assumptions\DSM\_PC_DSM-DR-IRP2023 Update Plexos Inputs Summer & Winter update.xlsx] | OR |  |  |  |  | Generators | System | DRW.PX.SOR._.RES.EV DLC | UoS Charge | -19.72 |  | $/MWh | 1 |  |  |  | = |  |  |  | New DSM DR Winter
Generators | System | DRW.PX.SOR._.RES.Water Heater - DLC | UoS Charge | -15.55 |  | $/kW/yr | 1 |  |  |  | = |  |  | H:\2023 IRP Update\_Document\DATA DISC\2023 IRP Update Data Disk April 1 (Public)\Chapters, Appendicies, and Input Assumptions\Input Assumptions\DSM\_PC_DSM-DR-IRP2023 Update Plexos Inputs Summer & Winter update.xlsx] | OR |  |  |  |  | Generators | System | DRW.PX.SOR._.RES.Grid Interactive Water Htr | UoS Charge | -19.72 |  | $/MWh | 1 |  |  |  | = |  |  |  | New DSM DR Winter
Generators | System | DRW.PX.UTN._.CI_.3 Party | UoS Charge | -17.99 |  | $/kW/yr | 1 |  |  |  | = |  |  | H:\2023 IRP Update\_Document\DATA DISC\2023 IRP Update Data Disk April 1 (Public)\Chapters, Appendicies, and Input Assumptions\Input Assumptions\DSM\_PC_DSM-DR-IRP2023 Update Plexos Inputs Summer & Winter update.xlsx] | UT |  |  |  |  | Generators | System | DRW.PX.SOR._.RES.Home Energy Mgmt Sys | UoS Charge | -19.72 |  | $/MWh | 1 |  |  |  | = |  |  |  | New DSM DR Winter
Generators | System | DRW.PX.UTN._.CI_.Battery DLC | UoS Charge | -17.99 |  | $/kW/yr | 1 |  |  |  | = |  |  | H:\2023 IRP Update\_Document\DATA DISC\2023 IRP Update Data Disk April 1 (Public)\Chapters, Appendicies, and Input Assumptions\Input Assumptions\DSM\_PC_DSM-DR-IRP2023 Update Plexos Inputs Summer & Winter update.xlsx] | UT |  |  |  |  | Generators | System | DRW.PX.SOR._.RES.HVAC - DLC | UoS Charge | -19.72 |  | $/MWh | 1 |  |  |  | = |  |  |  | New DSM DR Winter
Generators | System | DRW.PX.UTN._.CI_.Grid Interactive Water Htr | UoS Charge | -17.99 |  | $/kW/yr | 1 |  |  |  | = |  |  | H:\2023 IRP Update\_Document\DATA DISC\2023 IRP Update Data Disk April 1 (Public)\Chapters, Appendicies, and Input Assumptions\Input Assumptions\DSM\_PC_DSM-DR-IRP2023 Update Plexos Inputs Summer & Winter update.xlsx] | UT |  |  |  |  | Generators | System | DRW.PX.SOR._.RES.Pool Pump - DLC | UoS Charge | -19.72 |  | $/MWh | 1 |  |  |  | = |  |  |  | New DSM DR Winter
Generators | System | DRW.PX.UTN._.CI_.HVAC - DLC | UoS Charge | -17.99 |  | $/kW/yr | 1 |  |  |  | = |  |  | H:\2023 IRP Update\_Document\DATA DISC\2023 IRP Update Data Disk April 1 (Public)\Chapters, Appendicies, and Input Assumptions\Input Assumptions\DSM\_PC_DSM-DR-IRP2023 Update Plexos Inputs Summer & Winter update.xlsx] | UT |  |  |  |  | Generators | System | DRW.PX.SOR._.RES.Smart Thermostats | UoS Charge | -19.72 |  | $/MWh | 1 |  |  |  | = |  |  |  | New DSM DR Winter
Generators | System | DRW.PX.UTN._.CI_.Smart Thermostats | UoS Charge | -17.99 |  | $/kW/yr | 1 |  |  |  | = |  |  | H:\2023 IRP Update\_Document\DATA DISC\2023 IRP Update Data Disk April 1 (Public)\Chapters, Appendicies, and Input Assumptions\Input Assumptions\DSM\_PC_DSM-DR-IRP2023 Update Plexos Inputs Summer & Winter update.xlsx] | UT |  |  |  |  | Generators | System | DRW.PX.SOR._.RES.Water Heater - DLC | UoS Charge | -19.72 |  | $/MWh | 1 |  |  |  | = |  |  |  | New DSM DR Winter
Generators | System | DRW.PX.UTN._.CI_.Water Heater - DLC | UoS Charge | -17.99 |  | $/kW/yr | 1 |  |  |  | = |  |  | H:\2023 IRP Update\_Document\DATA DISC\2023 IRP Update Data Disk April 1 (Public)\Chapters, Appendicies, and Input Assumptions\Input Assumptions\DSM\_PC_DSM-DR-IRP2023 Update Plexos Inputs Summer & Winter update.xlsx] | UT |  |  |  |  | Generators | System | DRW.PX.UTN._.CI_.3 Party | UoS Charge | -19.54 |  | $/MWh | 1 |  |  |  | = |  |  |  | New DSM DR Winter
Generators | System | DRW.PX.UTN._.RES.Battery DLC | UoS Charge | -17.99 |  | $/kW/yr | 1 |  |  |  | = |  |  | H:\2023 IRP Update\_Document\DATA DISC\2023 IRP Update Data Disk April 1 (Public)\Chapters, Appendicies, and Input Assumptions\Input Assumptions\DSM\_PC_DSM-DR-IRP2023 Update Plexos Inputs Summer & Winter update.xlsx] | UT |  |  |  |  | Generators | System | DRW.PX.UTN._.CI_.Battery DLC | UoS Charge | -19.54 |  | $/MWh | 1 |  |  |  | = |  |  |  | New DSM DR Winter
Generators | System | DRW.PX.UTN._.RES.EV DLC | UoS Charge | -17.99 |  | $/kW/yr | 1 |  |  |  | = |  |  | H:\2023 IRP Update\_Document\DATA DISC\2023 IRP Update Data Disk April 1 (Public)\Chapters, Appendicies, and Input Assumptions\Input Assumptions\DSM\_PC_DSM-DR-IRP2023 Update Plexos Inputs Summer & Winter update.xlsx] | UT |  |  |  |  | Generators | System | DRW.PX.UTN._.CI_.Grid Interactive Water Htr | UoS Charge | -19.54 |  | $/MWh | 1 |  |  |  | = |  |  |  | New DSM DR Winter
Generators | System | DRW.PX.UTN._.RES.Grid Interactive Water Htr | UoS Charge | -17.99 |  | $/kW/yr | 1 |  |  |  | = |  |  | H:\2023 IRP Update\_Document\DATA DISC\2023 IRP Update Data Disk April 1 (Public)\Chapters, Appendicies, and Input Assumptions\Input Assumptions\DSM\_PC_DSM-DR-IRP2023 Update Plexos Inputs Summer & Winter update.xlsx] | UT |  |  |  |  | Generators | System | DRW.PX.UTN._.CI_.HVAC - DLC | UoS Charge | -19.54 |  | $/MWh | 1 |  |  |  | = |  |  |  | New DSM DR Winter
Generators | System | DRW.PX.UTN._.RES.Home Energy Mgmt Sys | UoS Charge | -17.99 |  | $/kW/yr | 1 |  |  |  | = |  |  | H:\2023 IRP Update\_Document\DATA DISC\2023 IRP Update Data Disk April 1 (Public)\Chapters, Appendicies, and Input Assumptions\Input Assumptions\DSM\_PC_DSM-DR-IRP2023 Update Plexos Inputs Summer & Winter update.xlsx] | UT |  |  |  |  | Generators | System | DRW.PX.UTN._.CI_.Pool Pump - DLC | UoS Charge | -19.54 |  | $/MWh | 1 |  |  |  | = |  |  |  | New DSM DR Winter
Generators | System | DRW.PX.UTN._.RES.HVAC - DLC | UoS Charge | -17.99 |  | $/kW/yr | 1 |  |  |  | = |  |  | H:\2023 IRP Update\_Document\DATA DISC\2023 IRP Update Data Disk April 1 (Public)\Chapters, Appendicies, and Input Assumptions\Input Assumptions\DSM\_PC_DSM-DR-IRP2023 Update Plexos Inputs Summer & Winter update.xlsx] | UT |  |  |  |  | Generators | System | DRW.PX.UTN._.CI_.Smart Thermostats | UoS Charge | -19.54 |  | $/MWh | 1 |  |  |  | = |  |  |  | New DSM DR Winter
Generators | System | DRW.PX.UTN._.RES.Pool Pump - DLC | UoS Charge | -17.99 |  | $/kW/yr | 1 |  |  |  | = |  |  | H:\2023 IRP Update\_Document\DATA DISC\2023 IRP Update Data Disk April 1 (Public)\Chapters, Appendicies, and Input Assumptions\Input Assumptions\DSM\_PC_DSM-DR-IRP2023 Update Plexos Inputs Summer & Winter update.xlsx] | UT |  |  |  |  | Generators | System | DRW.PX.UTN._.CI_.Water Heater - DLC | UoS Charge | -19.54 |  | $/MWh | 1 |  |  |  | = |  |  |  | New DSM DR Winter
Generators | System | DRW.PX.UTN._.RES.Smart Thermostats | UoS Charge | -17.99 |  | $/kW/yr | 1 |  |  |  | = |  |  | H:\2023 IRP Update\_Document\DATA DISC\2023 IRP Update Data Disk April 1 (Public)\Chapters, Appendicies, and Input Assumptions\Input Assumptions\DSM\_PC_DSM-DR-IRP2023 Update Plexos Inputs Summer & Winter update.xlsx] | UT |  |  |  |  | Generators | System | DRW.PX.UTN._.RES.Battery DLC | UoS Charge | -19.54 |  | $/MWh | 1 |  |  |  | = |  |  |  | New DSM DR Winter
Generators | System | DRW.PX.UTN._.RES.Water Heater - DLC | UoS Charge | -17.99 |  | $/kW/yr | 1 |  |  |  | = |  |  | H:\2023 IRP Update\_Document\DATA DISC\2023 IRP Update Data Disk April 1 (Public)\Chapters, Appendicies, and Input Assumptions\Input Assumptions\DSM\_PC_DSM-DR-IRP2023 Update Plexos Inputs Summer & Winter update.xlsx] | UT |  |  |  |  | Generators | System | DRW.PX.UTN._.RES.EV DLC | UoS Charge | -19.54 |  | $/MWh | 1 |  |  |  | = |  |  |  | New DSM DR Winter
Generators | System | DRW.PX.WYC._.CI_.3 Party | UoS Charge | -10.85 |  | $/kW/yr | 1 |  |  |  | = |  |  | H:\2023 IRP Update\_Document\DATA DISC\2023 IRP Update Data Disk April 1 (Public)\Chapters, Appendicies, and Input Assumptions\Input Assumptions\DSM\_PC_DSM-DR-IRP2023 Update Plexos Inputs Summer & Winter update.xlsx] | WY |  |  |  |  | Generators | System | DRW.PX.UTN._.RES.Grid Interactive Water Htr | UoS Charge | -19.54 |  | $/MWh | 1 |  |  |  | = |  |  |  | New DSM DR Winter
Generators | System | DRW.PX.WYC._.CI_.Battery DLC | UoS Charge | -10.85 |  | $/kW/yr | 1 |  |  |  | = |  |  | H:\2023 IRP Update\_Document\DATA DISC\2023 IRP Update Data Disk April 1 (Public)\Chapters, Appendicies, and Input Assumptions\Input Assumptions\DSM\_PC_DSM-DR-IRP2023 Update Plexos Inputs Summer & Winter update.xlsx] | WY |  |  |  |  | Generators | System | DRW.PX.UTN._.RES.Home Energy Mgmt Sys | UoS Charge | -19.54 |  | $/MWh | 1 |  |  |  | = |  |  |  | New DSM DR Winter
Generators | System | DRW.PX.WYC._.CI_.Grid Interactive Water Htr | UoS Charge | -10.85 |  | $/kW/yr | 1 |  |  |  | = |  |  | H:\2023 IRP Update\_Document\DATA DISC\2023 IRP Update Data Disk April 1 (Public)\Chapters, Appendicies, and Input Assumptions\Input Assumptions\DSM\_PC_DSM-DR-IRP2023 Update Plexos Inputs Summer & Winter update.xlsx] | WY |  |  |  |  | Generators | System | DRW.PX.UTN._.RES.HVAC - DLC | UoS Charge | -19.54 |  | $/MWh | 1 |  |  |  | = |  |  |  | New DSM DR Winter
Generators | System | DRW.PX.WYC._.CI_.HVAC - DLC | UoS Charge | -10.85 |  | $/kW/yr | 1 |  |  |  | = |  |  | H:\2023 IRP Update\_Document\DATA DISC\2023 IRP Update Data Disk April 1 (Public)\Chapters, Appendicies, and Input Assumptions\Input Assumptions\DSM\_PC_DSM-DR-IRP2023 Update Plexos Inputs Summer & Winter update.xlsx] | WY |  |  |  |  | Generators | System | DRW.PX.UTN._.RES.Pool Pump - DLC | UoS Charge | -19.54 |  | $/MWh | 1 |  |  |  | = |  |  |  | New DSM DR Winter
Generators | System | DRW.PX.WYC._.CI_.Smart Thermostats | UoS Charge | -10.85 |  | $/kW/yr | 1 |  |  |  | = |  |  | H:\2023 IRP Update\_Document\DATA DISC\2023 IRP Update Data Disk April 1 (Public)\Chapters, Appendicies, and Input Assumptions\Input Assumptions\DSM\_PC_DSM-DR-IRP2023 Update Plexos Inputs Summer & Winter update.xlsx] | WY |  |  |  |  | Generators | System | DRW.PX.UTN._.RES.Water Heater - DLC | UoS Charge | -19.54 |  | $/MWh | 1 |  |  |  | = |  |  |  | New DSM DR Winter
Generators | System | DRW.PX.WYC._.CI_.Water Heater - DLC | UoS Charge | -10.85 |  | $/kW/yr | 1 |  |  |  | = |  |  | H:\2023 IRP Update\_Document\DATA DISC\2023 IRP Update Data Disk April 1 (Public)\Chapters, Appendicies, and Input Assumptions\Input Assumptions\DSM\_PC_DSM-DR-IRP2023 Update Plexos Inputs Summer & Winter update.xlsx] | WY |  |  |  |  | Generators | System | DRW.PX.WYC._.CI_.3 Party | UoS Charge | -13.82 |  | $/MWh | 1 |  |  |  | = |  |  |  | New DSM DR Winter
Generators | System | DRW.PX.WYC._.RES.Battery DLC | UoS Charge | -10.85 |  | $/kW/yr | 1 |  |  |  | = |  |  | H:\2023 IRP Update\_Document\DATA DISC\2023 IRP Update Data Disk April 1 (Public)\Chapters, Appendicies, and Input Assumptions\Input Assumptions\DSM\_PC_DSM-DR-IRP2023 Update Plexos Inputs Summer & Winter update.xlsx] | WY |  |  |  |  | Generators | System | DRW.PX.WYC._.CI_.Battery DLC | UoS Charge | -13.82 |  | $/MWh | 1 |  |  |  | = |  |  |  | New DSM DR Winter
Generators | System | DRW.PX.WYC._.RES.EV DLC | UoS Charge | -10.85 |  | $/kW/yr | 1 |  |  |  | = |  |  | H:\2023 IRP Update\_Document\DATA DISC\2023 IRP Update Data Disk April 1 (Public)\Chapters, Appendicies, and Input Assumptions\Input Assumptions\DSM\_PC_DSM-DR-IRP2023 Update Plexos Inputs Summer & Winter update.xlsx] | WY |  |  |  |  | Generators | System | DRW.PX.WYC._.CI_.Grid Interactive Water Htr | UoS Charge | -13.82 |  | $/MWh | 1 |  |  |  | = |  |  |  | New DSM DR Winter
Generators | System | DRW.PX.WYC._.RES.Grid Interactive Water Htr | UoS Charge | -10.85 |  | $/kW/yr | 1 |  |  |  | = |  |  | H:\2023 IRP Update\_Document\DATA DISC\2023 IRP Update Data Disk April 1 (Public)\Chapters, Appendicies, and Input Assumptions\Input Assumptions\DSM\_PC_DSM-DR-IRP2023 Update Plexos Inputs Summer & Winter update.xlsx] | WY |  |  |  |  | Generators | System | DRW.PX.WYC._.CI_.HVAC - DLC | UoS Charge | -13.82 |  | $/MWh | 1 |  |  |  | = |  |  |  | New DSM DR Winter
Generators | System | DRW.PX.WYC._.RES.Home Energy Mgmt Sys | UoS Charge | -10.85 |  | $/kW/yr | 1 |  |  |  | = |  |  | H:\2023 IRP Update\_Document\DATA DISC\2023 IRP Update Data Disk April 1 (Public)\Chapters, Appendicies, and Input Assumptions\Input Assumptions\DSM\_PC_DSM-DR-IRP2023 Update Plexos Inputs Summer & Winter update.xlsx] | WY |  |  |  |  | Generators | System | DRW.PX.WYC._.CI_.Pool Pump - DLC | UoS Charge | -13.82 |  | $/MWh | 1 |  |  |  | = |  |  |  | New DSM DR Winter
Generators | System | DRW.PX.WYC._.RES.HVAC - DLC | UoS Charge | -10.85 |  | $/kW/yr | 1 |  |  |  | = |  |  | H:\2023 IRP Update\_Document\DATA DISC\2023 IRP Update Data Disk April 1 (Public)\Chapters, Appendicies, and Input Assumptions\Input Assumptions\DSM\_PC_DSM-DR-IRP2023 Update Plexos Inputs Summer & Winter update.xlsx] | WY |  |  |  |  | Generators | System | DRW.PX.WYC._.CI_.Smart Thermostats | UoS Charge | -13.82 |  | $/MWh | 1 |  |  |  | = |  |  |  | New DSM DR Winter
Generators | System | DRW.PX.WYC._.RES.Pool Pump - DLC | UoS Charge | -10.85 |  | $/kW/yr | 1 |  |  |  | = |  |  | H:\2023 IRP Update\_Document\DATA DISC\2023 IRP Update Data Disk April 1 (Public)\Chapters, Appendicies, and Input Assumptions\Input Assumptions\DSM\_PC_DSM-DR-IRP2023 Update Plexos Inputs Summer & Winter update.xlsx] | WY |  |  |  |  | Generators | System | DRW.PX.WYC._.CI_.Water Heater - DLC | UoS Charge | -13.82 |  | $/MWh | 1 |  |  |  | = |  |  |  | New DSM DR Winter
Generators | System | DRW.PX.WYC._.RES.Smart Thermostats | UoS Charge | -10.85 |  | $/kW/yr | 1 |  |  |  | = |  |  | H:\2023 IRP Update\_Document\DATA DISC\2023 IRP Update Data Disk April 1 (Public)\Chapters, Appendicies, and Input Assumptions\Input Assumptions\DSM\_PC_DSM-DR-IRP2023 Update Plexos Inputs Summer & Winter update.xlsx] | WY |  |  |  |  | Generators | System | DRW.PX.WYC._.RES.Battery DLC | UoS Charge | -13.82 |  | $/MWh | 1 |  |  |  | = |  |  |  | New DSM DR Winter
Generators | System | DRW.PX.WYC._.RES.Water Heater - DLC | UoS Charge | -10.85 |  | $/kW/yr | 1 |  |  |  | = |  |  | H:\2023 IRP Update\_Document\DATA DISC\2023 IRP Update Data Disk April 1 (Public)\Chapters, Appendicies, and Input Assumptions\Input Assumptions\DSM\_PC_DSM-DR-IRP2023 Update Plexos Inputs Summer & Winter update.xlsx] | WY |  |  |  |  | Generators | System | DRW.PX.WYC._.RES.EV DLC | UoS Charge | -13.82 |  | $/MWh | 1 |  |  |  | = |  |  |  | New DSM DR Winter
Generators | System | DRW.PX.YAK._.CI_.3 Party | UoS Charge | -15.78 |  | $/kW/yr | 1 |  |  |  | = |  |  | H:\2023 IRP Update\_Document\DATA DISC\2023 IRP Update Data Disk April 1 (Public)\Chapters, Appendicies, and Input Assumptions\Input Assumptions\DSM\_PC_DSM-DR-IRP2023 Update Plexos Inputs Summer & Winter update.xlsx] | WA |  |  |  |  | Generators | System | DRW.PX.WYC._.RES.Grid Interactive Water Htr | UoS Charge | -13.82 |  | $/MWh | 1 |  |  |  | = |  |  |  | New DSM DR Winter
Generators | System | DRW.PX.YAK._.CI_.Battery DLC | UoS Charge | -15.78 |  | $/kW/yr | 1 |  |  |  | = |  |  | H:\2023 IRP Update\_Document\DATA DISC\2023 IRP Update Data Disk April 1 (Public)\Chapters, Appendicies, and Input Assumptions\Input Assumptions\DSM\_PC_DSM-DR-IRP2023 Update Plexos Inputs Summer & Winter update.xlsx] | WA |  |  |  |  | Generators | System | DRW.PX.WYC._.RES.Home Energy Mgmt Sys | UoS Charge | -13.82 |  | $/MWh | 1 |  |  |  | = |  |  |  | New DSM DR Winter
Generators | System | DRW.PX.YAK._.CI_.Grid Interactive Water Htr | UoS Charge | -15.78 |  | $/kW/yr | 1 |  |  |  | = |  |  | H:\2023 IRP Update\_Document\DATA DISC\2023 IRP Update Data Disk April 1 (Public)\Chapters, Appendicies, and Input Assumptions\Input Assumptions\DSM\_PC_DSM-DR-IRP2023 Update Plexos Inputs Summer & Winter update.xlsx] | WA |  |  |  |  | Generators | System | DRW.PX.WYC._.RES.HVAC - DLC | UoS Charge | -13.82 |  | $/MWh | 1 |  |  |  | = |  |  |  | New DSM DR Winter
Generators | System | DRW.PX.YAK._.CI_.HVAC - DLC | UoS Charge | -15.78 |  | $/kW/yr | 1 |  |  |  | = |  |  | H:\2023 IRP Update\_Document\DATA DISC\2023 IRP Update Data Disk April 1 (Public)\Chapters, Appendicies, and Input Assumptions\Input Assumptions\DSM\_PC_DSM-DR-IRP2023 Update Plexos Inputs Summer & Winter update.xlsx] | WA |  |  |  |  | Generators | System | DRW.PX.WYC._.RES.Pool Pump - DLC | UoS Charge | -13.82 |  | $/MWh | 1 |  |  |  | = |  |  |  | New DSM DR Winter
Generators | System | DRW.PX.YAK._.CI_.Smart Thermostats | UoS Charge | -15.78 |  | $/kW/yr | 1 |  |  |  | = |  |  | H:\2023 IRP Update\_Document\DATA DISC\2023 IRP Update Data Disk April 1 (Public)\Chapters, Appendicies, and Input Assumptions\Input Assumptions\DSM\_PC_DSM-DR-IRP2023 Update Plexos Inputs Summer & Winter update.xlsx] | WA |  |  |  |  | Generators | System | DRW.PX.WYC._.RES.Water Heater - DLC | UoS Charge | -13.82 |  | $/MWh | 1 |  |  |  | = |  |  |  | New DSM DR Winter
Generators | System | DRW.PX.YAK._.CI_.Water Heater - DLC | UoS Charge | -15.78 |  | $/kW/yr | 1 |  |  |  | = |  |  | H:\2023 IRP Update\_Document\DATA DISC\2023 IRP Update Data Disk April 1 (Public)\Chapters, Appendicies, and Input Assumptions\Input Assumptions\DSM\_PC_DSM-DR-IRP2023 Update Plexos Inputs Summer & Winter update.xlsx] | WA |  |  |  |  | Generators | System | DRW.PX.YAK._.CI_.3 Party | UoS Charge | -23.2 |  | $/MWh | 1 |  |  |  | = |  |  |  | New DSM DR Winter
Generators | System | DRW.PX.YAK._.RES.Battery DLC | UoS Charge | -15.78 |  | $/kW/yr | 1 |  |  |  | = |  |  | H:\2023 IRP Update\_Document\DATA DISC\2023 IRP Update Data Disk April 1 (Public)\Chapters, Appendicies, and Input Assumptions\Input Assumptions\DSM\_PC_DSM-DR-IRP2023 Update Plexos Inputs Summer & Winter update.xlsx] | WA |  |  |  |  | Generators | System | DRW.PX.YAK._.CI_.Battery DLC | UoS Charge | -23.2 |  | $/MWh | 1 |  |  |  | = |  |  |  | New DSM DR Winter
Generators | System | DRW.PX.YAK._.RES.EV DLC | UoS Charge | -15.78 |  | $/kW/yr | 1 |  |  |  | = |  |  | H:\2023 IRP Update\_Document\DATA DISC\2023 IRP Update Data Disk April 1 (Public)\Chapters, Appendicies, and Input Assumptions\Input Assumptions\DSM\_PC_DSM-DR-IRP2023 Update Plexos Inputs Summer & Winter update.xlsx] | WA |  |  |  |  | Generators | System | DRW.PX.YAK._.CI_.Grid Interactive Water Htr | UoS Charge | -23.2 |  | $/MWh | 1 |  |  |  | = |  |  |  | New DSM DR Winter
Generators | System | DRW.PX.YAK._.RES.Grid Interactive Water Htr | UoS Charge | -15.78 |  | $/kW/yr | 1 |  |  |  | = |  |  | H:\2023 IRP Update\_Document\DATA DISC\2023 IRP Update Data Disk April 1 (Public)\Chapters, Appendicies, and Input Assumptions\Input Assumptions\DSM\_PC_DSM-DR-IRP2023 Update Plexos Inputs Summer & Winter update.xlsx] | WA |  |  |  |  | Generators | System | DRW.PX.YAK._.CI_.HVAC - DLC | UoS Charge | -23.2 |  | $/MWh | 1 |  |  |  | = |  |  |  | New DSM DR Winter
Generators | System | DRW.PX.YAK._.RES.Home Energy Mgmt Sys | UoS Charge | -15.78 |  | $/kW/yr | 1 |  |  |  | = |  |  | H:\2023 IRP Update\_Document\DATA DISC\2023 IRP Update Data Disk April 1 (Public)\Chapters, Appendicies, and Input Assumptions\Input Assumptions\DSM\_PC_DSM-DR-IRP2023 Update Plexos Inputs Summer & Winter update.xlsx] | WA |  |  |  |  | Generators | System | DRW.PX.YAK._.CI_.Pool Pump - DLC | UoS Charge | -23.2 |  | $/MWh | 1 |  |  |  | = |  |  |  | New DSM DR Winter
Generators | System | DRW.PX.YAK._.RES.HVAC - DLC | UoS Charge | -15.78 |  | $/kW/yr | 1 |  |  |  | = |  |  | H:\2023 IRP Update\_Document\DATA DISC\2023 IRP Update Data Disk April 1 (Public)\Chapters, Appendicies, and Input Assumptions\Input Assumptions\DSM\_PC_DSM-DR-IRP2023 Update Plexos Inputs Summer & Winter update.xlsx] | WA |  |  |  |  | Generators | System | DRW.PX.YAK._.CI_.Smart Thermostats | UoS Charge | -23.2 |  | $/MWh | 1 |  |  |  | = |  |  |  | New DSM DR Winter
Generators | System | DRW.PX.YAK._.RES.Pool Pump - DLC | UoS Charge | -15.78 |  | $/kW/yr | 1 |  |  |  | = |  |  | H:\2023 IRP Update\_Document\DATA DISC\2023 IRP Update Data Disk April 1 (Public)\Chapters, Appendicies, and Input Assumptions\Input Assumptions\DSM\_PC_DSM-DR-IRP2023 Update Plexos Inputs Summer & Winter update.xlsx] | WA |  |  |  |  | Generators | System | DRW.PX.YAK._.CI_.Water Heater - DLC | UoS Charge | -23.2 |  | $/MWh | 1 |  |  |  | = |  |  |  | New DSM DR Winter
Generators | System | DRW.PX.YAK._.RES.Smart Thermostats | UoS Charge | -15.78 |  | $/kW/yr | 1 |  |  |  | = |  |  | H:\2023 IRP Update\_Document\DATA DISC\2023 IRP Update Data Disk April 1 (Public)\Chapters, Appendicies, and Input Assumptions\Input Assumptions\DSM\_PC_DSM-DR-IRP2023 Update Plexos Inputs Summer & Winter update.xlsx] | WA |  |  |  |  | Generators | System | DRW.PX.YAK._.RES.Battery DLC | UoS Charge | -23.2 |  | $/MWh | 1 |  |  |  | = |  |  |  | New DSM DR Winter
Generators | System | DRW.PX.YAK._.RES.Water Heater - DLC | UoS Charge | -15.78 |  | $/kW/yr | 1 |  |  |  | = |  |  | H:\2023 IRP Update\_Document\DATA DISC\2023 IRP Update Data Disk April 1 (Public)\Chapters, Appendicies, and Input Assumptions\Input Assumptions\DSM\_PC_DSM-DR-IRP2023 Update Plexos Inputs Summer & Winter update.xlsx] | WA |  |  |  |  | Generators | System | DRW.PX.YAK._.RES.EV DLC | UoS Charge | -23.2 |  | $/MWh | 1 |  |  |  | = |  |  |  | New DSM DR Winter

## Units Built Data file
Year | DRS.PX.NCA._.CI_.3 Party | DRS.PX.GOE._.CI_.3 Party | DRS.PX.SOR._.CI_.3 Party | DRS.PX.UTN._.CI_.3 Party | DRS.PX.YAK._.CI_.3 Party | DRS.PX.WYC._.CI_.3 Party | DRS.PX.NCA._.RES.EV DLC | DRS.PX.GOE._.RES.EV DLC | DRS.PX.SOR._.RES.EV DLC | DRS.PX.UTN._.RES.EV DLC | DRS.PX.YAK._.RES.EV DLC | DRS.PX.WYC._.RES.EV DLC | DRS.PX.NCA._.CI_.HVAC - DLC | DRS.PX.GOE._.CI_.HVAC - DLC | DRS.PX.SOR._.CI_.HVAC - DLC | DRS.PX.UTN._.CI_.HVAC - DLC | DRS.PX.YAK._.CI_.HVAC - DLC | DRS.PX.WYC._.CI_.HVAC - DLC | DRS.PX.NCA._.RES.HVAC - DLC | DRS.PX.GOE._.RES.HVAC - DLC | DRS.PX.SOR._.RES.HVAC - DLC | DRS.PX.UTN._.RES.HVAC - DLC | DRS.PX.YAK._.RES.HVAC - DLC | DRS.PX.WYC._.RES.HVAC - DLC | DRS.PX.NCA._.IRR.Irrigation DLC | DRS.PX.GOE._.IRR.Irrigation DLC | DRS.PX.SOR._.IRR.Irrigation DLC | DRS.PX.UTN._.IRR.Irrigation DLC | DRS.PX.YAK._.IRR.Irrigation DLC | DRS.PX.WYC._.IRR.Irrigation DLC | DRS.PX.NCA._.RES.Pool Pump - DLC | DRS.PX.GOE._.RES.Pool Pump - DLC | DRS.PX.SOR._.RES.Pool Pump - DLC | DRS.PX.UTN._.RES.Pool Pump - DLC | DRS.PX.YAK._.RES.Pool Pump - DLC | DRS.PX.WYC._.RES.Pool Pump - DLC | DRS.PX.NCA._.CI_.Water Heater - DLC | DRS.PX.GOE._.CI_.Water Heater - DLC | DRS.PX.SOR._.CI_.Water Heater - DLC | DRS.PX.UTN._.CI_.Water Heater - DLC | DRS.PX.YAK._.CI_.Water Heater - DLC | DRS.PX.WYC._.CI_.Water Heater - DLC | DRS.PX.NCA._.RES.Water Heater - DLC | DRS.PX.GOE._.RES.Water Heater - DLC | DRS.PX.SOR._.RES.Water Heater - DLC | DRS.PX.UTN._.RES.Water Heater - DLC | DRS.PX.YAK._.RES.Water Heater - DLC | DRS.PX.WYC._.RES.Water Heater - DLC | DRS.PX.NCA._.RES.Home Energy Mgmt Sys | DRS.PX.GOE._.RES.Home Energy Mgmt Sys | DRS.PX.SOR._.RES.Home Energy Mgmt Sys | DRS.PX.UTN._.RES.Home Energy Mgmt Sys | DRS.PX.YAK._.RES.Home Energy Mgmt Sys | DRS.PX.WYC._.RES.Home Energy Mgmt Sys | DRS.PX.NCA._.CI_.Grid Interactive Water Htr | DRS.PX.GOE._.CI_.Grid Interactive Water Htr | DRS.PX.SOR._.CI_.Grid Interactive Water Htr | DRS.PX.UTN._.CI_.Grid Interactive Water Htr | DRS.PX.YAK._.CI_.Grid Interactive Water Htr | DRS.PX.WYC._.CI_.Grid Interactive Water Htr | DRS.PX.NCA._.RES.Grid Interactive Water Htr | DRS.PX.GOE._.RES.Grid Interactive Water Htr | DRS.PX.SOR._.RES.Grid Interactive Water Htr | DRS.PX.UTN._.RES.Grid Interactive Water Htr | DRS.PX.YAK._.RES.Grid Interactive Water Htr | DRS.PX.WYC._.RES.Grid Interactive Water Htr | DRS.PX.NCA._.CI_.Smart Thermostats | DRS.PX.GOE._.CI_.Smart Thermostats | DRS.PX.SOR._.CI_.Smart Thermostats | DRS.PX.UTN._.CI_.Smart Thermostats | DRS.PX.YAK._.CI_.Smart Thermostats | DRS.PX.WYC._.CI_.Smart Thermostats | DRS.PX.NCA._.RES.Smart Thermostats | DRS.PX.GOE._.RES.Smart Thermostats | DRS.PX.SOR._.RES.Smart Thermostats | DRS.PX.UTN._.RES.Smart Thermostats | DRS.PX.YAK._.RES.Smart Thermostats | DRS.PX.WYC._.RES.Smart Thermostats | DRS.PX.NCA._.CI_.Battery DLC | DRS.PX.GOE._.CI_.Battery DLC | DRS.PX.SOR._.CI_.Battery DLC | DRS.PX.UTN._.CI_.Battery DLC | DRS.PX.YAK._.CI_.Battery DLC | DRS.PX.WYC._.CI_.Battery DLC | DRS.PX.NCA._.RES.Battery DLC | DRS.PX.GOE._.RES.Battery DLC | DRS.PX.SOR._.RES.Battery DLC | DRS.PX.UTN._.RES.Battery DLC | DRS.PX.YAK._.RES.Battery DLC | DRS.PX.WYC._.RES.Battery DLC | DRW.PX.GOE._.CI_.3 Party | DRW.PX.GOE._.CI_.Battery DLC | DRW.PX.GOE._.CI_.Grid Interactive Water Htr | DRW.PX.GOE._.CI_.HVAC - DLC | DRW.PX.GOE._.CI_.Smart Thermostats | DRW.PX.GOE._.CI_.Water Heater - DLC | DRW.PX.GOE._.RES.Battery DLC | DRW.PX.GOE._.RES.EV DLC | DRW.PX.GOE._.RES.Grid Interactive Water Htr | DRW.PX.GOE._.RES.Home Energy Mgmt Sys | DRW.PX.GOE._.RES.HVAC - DLC | DRW.PX.GOE._.RES.Pool Pump - DLC | DRW.PX.GOE._.RES.Smart Thermostats | DRW.PX.GOE._.RES.Water Heater - DLC | DRW.PX.NCA._.CI_.3 Party | DRW.PX.NCA._.CI_.Battery DLC | DRW.PX.NCA._.CI_.Grid Interactive Water Htr | DRW.PX.NCA._.CI_.HVAC - DLC | DRW.PX.NCA._.CI_.Smart Thermostats | DRW.PX.NCA._.CI_.Water Heater - DLC | DRW.PX.NCA._.RES.Battery DLC | DRW.PX.NCA._.RES.EV DLC | DRW.PX.NCA._.RES.Grid Interactive Water Htr | DRW.PX.NCA._.RES.Home Energy Mgmt Sys | DRW.PX.NCA._.RES.HVAC - DLC | DRW.PX.NCA._.RES.Pool Pump - DLC | DRW.PX.NCA._.RES.Smart Thermostats | DRW.PX.NCA._.RES.Water Heater - DLC | DRW.PX.SOR._.CI_.3 Party | DRW.PX.SOR._.CI_.Battery DLC | DRW.PX.SOR._.CI_.Grid Interactive Water Htr | DRW.PX.SOR._.CI_.HVAC - DLC | DRW.PX.SOR._.CI_.Smart Thermostats | DRW.PX.SOR._.CI_.Water Heater - DLC | DRW.PX.SOR._.RES.Battery DLC | DRW.PX.SOR._.RES.EV DLC | DRW.PX.SOR._.RES.Grid Interactive Water Htr | DRW.PX.SOR._.RES.Home Energy Mgmt Sys | DRW.PX.SOR._.RES.HVAC - DLC | DRW.PX.SOR._.RES.Pool Pump - DLC | DRW.PX.SOR._.RES.Smart Thermostats | DRW.PX.SOR._.RES.Water Heater - DLC | DRW.PX.UTN._.CI_.3 Party | DRW.PX.UTN._.CI_.Battery DLC | DRW.PX.UTN._.CI_.Grid Interactive Water Htr | DRW.PX.UTN._.CI_.HVAC - DLC | DRW.PX.UTN._.CI_.Smart Thermostats | DRW.PX.UTN._.CI_.Water Heater - DLC | DRW.PX.UTN._.RES.Battery DLC | DRW.PX.UTN._.RES.EV DLC | DRW.PX.UTN._.RES.Grid Interactive Water Htr | DRW.PX.UTN._.RES.Home Energy Mgmt Sys | DRW.PX.UTN._.RES.HVAC - DLC | DRW.PX.UTN._.RES.Pool Pump - DLC | DRW.PX.UTN._.RES.Smart Thermostats | DRW.PX.UTN._.RES.Water Heater - DLC | DRW.PX.WYC._.CI_.3 Party | DRW.PX.WYC._.CI_.Battery DLC | DRW.PX.WYC._.CI_.Grid Interactive Water Htr | DRW.PX.WYC._.CI_.HVAC - DLC | DRW.PX.WYC._.CI_.Smart Thermostats | DRW.PX.WYC._.CI_.Water Heater - DLC | DRW.PX.WYC._.RES.Battery DLC | DRW.PX.WYC._.RES.EV DLC | DRW.PX.WYC._.RES.Grid Interactive Water Htr | DRW.PX.WYC._.RES.Home Energy Mgmt Sys | DRW.PX.WYC._.RES.HVAC - DLC | DRW.PX.WYC._.RES.Pool Pump - DLC | DRW.PX.WYC._.RES.Smart Thermostats | DRW.PX.WYC._.RES.Water Heater - DLC | DRW.PX.YAK._.CI_.3 Party | DRW.PX.YAK._.CI_.Battery DLC | DRW.PX.YAK._.CI_.Grid Interactive Water Htr | DRW.PX.YAK._.CI_.HVAC - DLC | DRW.PX.YAK._.CI_.Smart Thermostats | DRW.PX.YAK._.CI_.Water Heater - DLC | DRW.PX.YAK._.RES.Battery DLC | DRW.PX.YAK._.RES.EV DLC | DRW.PX.YAK._.RES.Grid Interactive Water Htr | DRW.PX.YAK._.RES.Home Energy Mgmt Sys | DRW.PX.YAK._.RES.HVAC - DLC | DRW.PX.YAK._.RES.Pool Pump - DLC | DRW.PX.YAK._.RES.Smart Thermostats | DRW.PX.YAK._.RES.Water Heater - DLC
2023 | 0 | 0 | 0 | 0 | 0 | 0 | 0 | 0 | 0 | 0 | 0 | 0 | 0 | 0 | 0 | 0 | 0 | 0 | 0 | 0 | 0 | 0 | 0 | 0 | 0 | 0 | 0 | 0 | 0 | 0 | 0 | 0 | 0 | 0 | 0 | 0 | 0 | 0 | 0 | 0 | 0 | 0 | 0 | 0 | 0 | 0 | 0 | 0 | 0 | 0 | 0 | 0 | 0 | 0 | 0 | 0 | 0 | 0 | 0 | 0 | 0 | 0 | 0 | 0 | 0 | 0 | 0 | 0 | 0 | 0 | 0 | 0 | 0 | 0 | 0 | 0 | 0 | 0 | 0 | 0 | 0 | 0 | 0 | 0 | 0 | 0 | 0 | 0 | 0 | 0 | 0 | 0 | 0 | 0 | 0 | 0 | 0 | 0 | 0 | 0 | 0 | 0 | 0 | 0 | 0 | 0 | 0 | 0 | 0 | 0 | 0 | 0 | 0 | 0 | 0 | 0 | 0 | 0 | 0 | 0 | 0 | 0 | 0 | 0 | 0 | 0 | 0 | 0 | 0 | 0 | 0 | 0 | 0 | 0 | 0 | 0 | 0 | 0 | 0 | 0 | 0 | 0 | 0 | 0 | 0 | 0 | 0 | 0 | 0 | 0 | 0 | 0 | 0 | 0 | 0 | 0 | 0 | 0 | 0 | 0 | 0 | 0 | 0 | 0 | 0 | 0 | 0 | 0 | 0 | 0 | 0 | 0 | 0 | 0
2024 | 0 | 0 | 1.1752 | 45 | 2.6821 | 12 | 0 | 0 | 0.5 | 2 | 0.5 | 0 | 0 | 0 | 0 | 6.2629 | 0 | 0 | 0 | 0 | 0 | 12 | 0 | 0 | 0 | 0 | 0 | 5 | 0 | 0 | 0 | 0 | 0 | 0 | 0 | 0 | 0 | 0 | 0 | 0 | 0 | 0 | 0 | 0 | 0.0029537 | 0 | 0.024502 | 0 | 0 | 0 | 0 | 0 | 0 | 0 | 0 | 0 | 0 | 0 | 0 | 0 | 0 | 0 | 0.57471 | 0 | 0.15139 | 0 | 0 | 0 | 0 | 0 | 0 | 0 | 0 | 0 | 0.12006 | 0 | 0.023625 | 0 | 0 | 0 | 0 | 5 | 0 | 0 | 0 | 2 | 0 | 7 | 0 | 1 | 0 | 0 | 0 | 0 | 0 | 0 | 0.40733 | 0 | 0 | 0 | 0 | 0 | 0 | 0 | 0 | 0 | 0 | 0 | 0 | 0 | 0 | 0 | 0 | 0 | 0 | 0 | 0 | 0 | 13.2439 | 0 | 0 | 0 | 0 | 0 | 0 | 0 | 0.47217 | 0 | 0 | 0 | 0.95646 | 0.038119 | 0 | 0 | 0 | 0.53859 | 0 | 0 | 0 | 0 | 0 | 0 | 2.6894 | 0 | 0 | 0 | 0 | 0 | 0 | 0 | 0 | 0 | 0 | 0 | 0 | 0 | 0 | 0 | 0 | 0 | 9.243 | 0 | 0 | 0 | 0 | 0 | 0 | 0 | 0 | 0 | 0 | 0 | 0.44714 | 0
2025 | 0.3046 | 0.55716 | 6.8245 | 50.2876 | 2.6821 | 21.0824 | 0.00035814 | 0.001499 | 0.54731 | 2.1118 | 0.50248 | 0.0022815 | 0.53335 | 0.67879 | 5.487 | 6.507 | 1.5993 | 1.3579 | 0.16682 | 0.99927 | 4.6002 | 12.9517 | 1.2948 | 1.2057 | 0.39981 | 0 | 5.6234 | 8.6129 | 2.6827 | 0.70712 | 0.0051639 | 0.0076142 | 0.073083 | 0.088248 | 0.023218 | 0.0026651 | 0.11577 | 0.10553 | 0.92195 | 0.99434 | 0.21126 | 0.24328 | 1.0214 | 1.0699 | 6.0403 | 4.6201 | 0.76232 | 1.3744 | 0.001507 | 0.003101 | 0.021634 | 0.034307 | 0.0044469 | 0.0050896 | 0.00011748 | 7.9327e-05 | 0.29026 | 0.00073009 | 0.066726 | 0.00015506 | 0.00057971 | 0.00085896 | 2.4822 | 0.0052425 | 0.50628 | 0.00073193 | 0.10481 | 0.10702 | 0.86316 | 0.96739 | 0.1928 | 0.25054 | 0.067898 | 0.27182 | 1.9177 | 5.4851 | 0.13371 | 0.38191 | 0.0033108 | 0.029569 | 0.039933 | 5.0173 | 0.00265 | 0.00055237 | 0.010845 | 2 | 0.15226 | 7.5038 | 0.023235 | 1.0281 | 0.74691 | 0.032846 | 0.00011745 | 0.16285 | 0.10939 | 0.15633 | 0.40733 | 0.001499 | 0.0012483 | 0.0061243 | 1.208 | 0.0028881 | 0.23211 | 1.6005 | 0.22439 | 0.0028574 | 0.00017348 | 0.10186 | 0.10474 | 0.17159 | 0.01214 | 0.00035814 | 0.00084476 | 0.0029763 | 0.81154 | 0.0019587 | 0.05798 | 1.5247 | 19.2701 | 0.038276 | 0.42956 | 1.0168 | 0.86316 | 1.3672 | 0.18926 | 0.047308 | 3.2463 | 0.042725 | 16.0884 | 0.027721 | 2.4915 | 9.0639 | 5.3023 | 0.014405 | 0.0010809 | 1.6222 | 0.96739 | 1.4731 | 0.33016 | 0.11185 | 0.0076157 | 0.067753 | 8.496 | 0.033473 | 4.6839 | 6.913 | 8.7305 | 0.00057077 | 0.00022942 | 0.31588 | 0.26196 | 0.36044 | 0.030347 | 0.0022815 | 0.0010633 | 0.010052 | 0.67135 | 0.0010109 | 0.32612 | 2.0564 | 9.243 | 0.0027422 | 0.098735 | 0.25857 | 0.1928 | 0.31326 | 0.024407 | 0.0024829 | 0.52925 | 0.0087823 | 4.7109 | 0.0088067 | 0.54114 | 1.103
2026 | 0.69185 | 1.3243 | 11.383 | 54.4102 | 2.6821 | 33.3696 | 0.00075535 | 0.0029237 | 0.60212 | 2.255 | 0.50521 | 0.0045872 | 1.1979 | 1.599 | 12.6988 | 6.8106 | 3.695 | 3.0142 | 0.39349 | 2.4974 | 10.8648 | 15.4462 | 3.052 | 2.7448 | 0.93401 | 8.0019 | 12.3415 | 11.4381 | 6.6851 | 1.598 | 0.012076 | 0.018084 | 0.1722 | 0.21022 | 0.054732 | 0.0062512 | 0.26819 | 0.24313 | 1.9928 | 2.334 | 0.45706 | 0.55481 | 2.4016 | 2.5834 | 17.5195 | 11.5657 | 3.7251 | 3.2095 | 0.0040468 | 0.0084552 | 0.058007 | 0.099062 | 0.011362 | 0.014269 | 0.00036597 | 0.00025071 | 0.91967 | 0.0023471 | 0.21153 | 0.00049299 | 0.0019245 | 0.0028603 | 8.7804 | 0.017499 | 1.8961 | 0.0024599 | 0.25526 | 0.25552 | 2.1275 | 2.384 | 0.47632 | 0.58305 | 0.19202 | 0.74813 | 7.2775 | 15.6215 | 1.2482 | 1.0545 | 0.0088424 | 0.090031 | 0.10084 | 5.0387 | 0.0064625 | 0.0018268 | 0.030795 | 2.0391 | 0.35658 | 8.1608 | 0.05612 | 1.0716 | 1.6709 | 0.091794 | 0.00037152 | 0.36536 | 0.26066 | 0.36002 | 0.40733 | 0.0029237 | 0.0041568 | 0.016698 | 2.8719 | 0.0068594 | 0.63885 | 3.8645 | 0.51564 | 0.0076904 | 0.00054074 | 0.22846 | 0.25507 | 0.39737 | 0.03506 | 0.00075535 | 0.0028044 | 0.0079922 | 1.9114 | 0.0045804 | 0.16397 | 3.585 | 23.2194 | 0.096689 | 1.362 | 2.3408 | 2.1275 | 2.9551 | 0.44052 | 0.10212 | 12.4063 | 0.11456 | 37.8363 | 0.065319 | 7.0684 | 26.2267 | 8.9557 | 0.032957 | 0.0034779 | 3.7795 | 2.384 | 3.4567 | 0.79448 | 0.25496 | 0.02542 | 0.19564 | 20.9461 | 0.079739 | 13.3397 | 17.3055 | 21.3461 | 0.0019192 | 0.00072996 | 0.71173 | 0.62102 | 0.82176 | 0.080278 | 0.0045872 | 0.0035736 | 0.02818 | 1.5688 | 0.0023711 | 0.90049 | 4.8022 | 9.243 | 0.006633 | 0.31323 | 0.59491 | 0.47632 | 0.67774 | 0.05802 | 0.0052079 | 2.6002 | 0.022439 | 11.0609 | 0.02076 | 1.4929 | 5.5321
2027 | 0.86505 | 1.6384 | 12.0792 | 54.6312 | 2.6821 | 39.3741 | 0.0013521 | 0.0047065 | 0.68256 | 2.4751 | 0.50935 | 0.0077544 | 1.5062 | 2.0172 | 16.2769 | 7.2396 | 4.7367 | 3.7879 | 0.5111 | 3.2957 | 14.1505 | 17.9233 | 3.967 | 3.5536 | 1.1956 | 8.0019 | 12.9552 | 11.6403 | 8.0041 | 2.038 | 0.015563 | 0.023644 | 0.22352 | 0.27579 | 0.07108 | 0.0080795 | 0.34188 | 0.31163 | 2.3541 | 3.0166 | 0.54026 | 0.70374 | 3.1111 | 3.4328 | 21.8012 | 15.9394 | 4.8301 | 4.1285 | 0.0061483 | 0.012968 | 0.087348 | 0.15676 | 0.016508 | 0.022247 | 0.00080514 | 0.00056427 | 1.4975 | 0.0053318 | 0.34442 | 0.0011147 | 0.0044878 | 0.0066765 | 14.897 | 0.041105 | 3.2646 | 0.0057845 | 0.34445 | 0.3407 | 2.9004 | 3.2596 | 0.64993 | 0.76912 | 0.29734 | 1.1453 | 11.8709 | 24.4193 | 2.2195 | 1.6139 | 0.0126 | 0.1147 | 0.13724 | 5.0624 | 0.0089092 | 0.0030369 | 0.046462 | 2.0391 | 0.46994 | 8.9529 | 0.076676 | 1.1116 | 2.1068 | 0.11753 | 0.00083672 | 0.46086 | 0.34861 | 0.46126 | 0.41602 | 0.0047065 | 0.0097026 | 0.02561 | 3.8567 | 0.0089684 | 0.97805 | 5.1352 | 0.63312 | 0.01083 | 0.0011903 | 0.28362 | 0.34393 | 0.50639 | 0.052335 | 0.0013521 | 0.0065399 | 0.012142 | 2.4819 | 0.0059033 | 0.25391 | 4.6442 | 24.3284 | 0.13279 | 2.219 | 2.9986 | 2.9004 | 3.4908 | 0.58199 | 0.18256 | 21.3022 | 0.17251 | 49.0689 | 0.084784 | 10.9909 | 32.6282 | 9.8042 | 0.054951 | 0.0079054 | 4.9154 | 3.2596 | 4.4658 | 1.3988 | 0.47508 | 0.059713 | 0.30959 | 28.6399 | 0.10461 | 20.8524 | 23.8498 | 27.4037 | 0.0031849 | 0.0016515 | 0.88943 | 0.81966 | 1.042 | 0.12519 | 0.0077544 | 0.0084033 | 0.043936 | 2.0147 | 0.0030646 | 1.3781 | 6.1772 | 9.243 | 0.0090726 | 0.51035 | 0.76034 | 0.64993 | 0.80111 | 0.07802 | 0.0093485 | 4.6361 | 0.032602 | 14.3215 | 0.026961 | 2.3223 | 7.1841
2028 | 0.93537 | 1.7364 | 14.9878 | 54.6312 | 2.6821 | 42.17 | 0.0027646 | 0.0083748 | 0.88878 | 2.9894 | 0.51911 | 0.014745 | 1.6508 | 2.2024 | 18.1276 | 7.6074 | 5.2644 | 4.1305 | 0.57389 | 3.756 | 15.932 | 20.9701 | 4.4572 | 3.9831 | 1.3212 | 8.0019 | 12.9552 | 11.6403 | 8.6743 | 2.248 | 0.017336 | 0.026696 | 0.25071 | 0.31252 | 0.079763 | 0.0090252 | 0.37551 | 0.34622 | 2.381 | 3.3626 | 0.54676 | 0.77396 | 3.4823 | 3.9378 | 22.5748 | 18.9681 | 5.0298 | 4.5881 | 0.0081396 | 0.01727 | 0.11421 | 0.21212 | 0.021021 | 0.029904 | 0.00156 | 0.0011215 | 2.0067 | 0.010654 | 0.46173 | 0.0022241 | 0.0092159 | 0.01371 | 20.6937 | 0.085129 | 4.5739 | 0.011942 | 0.40227 | 0.39437 | 3.4072 | 3.8408 | 0.7641 | 0.88321 | 0.39473 | 1.5168 | 16.1714 | 32.7796 | 3.1298 | 2.1321 | 0.016056 | 0.12649 | 0.1703 | 5.0852 | 0.010943 | 0.0045112 | 0.06185 | 2.0392 | 0.54175 | 9.9806 | 0.093232 | 1.1429 | 2.2481 | 0.12804 | 0.0016644 | 0.49904 | 0.40631 | 0.51221 | 0.41602 | 0.0083748 | 0.019925 | 0.034108 | 4.426 | 0.010126 | 1.2953 | 5.8906 | 0.6621 | 0.013515 | 0.0023084 | 0.30572 | 0.39876 | 0.55592 | 0.068027 | 0.0027646 | 0.01343 | 0.016075 | 2.7859 | 0.0065759 | 0.33707 | 5.1983 | 27.4087 | 0.16635 | 2.9762 | 3.3302 | 3.4072 | 3.5308 | 0.67271 | 0.38878 | 29.7328 | 0.22555 | 55.0113 | 0.095096 | 14.6632 | 33.7849 | 9.8042 | 0.075068 | 0.015809 | 5.5071 | 3.8408 | 4.9756 | 2.0902 | 0.98939 | 0.12367 | 0.41891 | 33.6823 | 0.11854 | 27.9916 | 28.3817 | 30.5381 | 0.0047456 | 0.003298 | 0.97347 | 0.94553 | 1.1455 | 0.16186 | 0.014745 | 0.017349 | 0.059059 | 2.2536 | 0.0034234 | 1.8207 | 6.8648 | 9.243 | 0.010958 | 0.68479 | 0.83859 | 0.7641 | 0.81075 | 0.091778 | 0.019108 | 6.5809 | 0.041516 | 16.0299 | 0.030255 | 3.0996 | 7.4826
2029 | 0.93537 | 1.7364 | 18.1147 | 54.6312 | 2.6821 | 42.1846 | 0.0049668 | 0.012769 | 1.2217 | 3.7707 | 0.53427 | 0.023004 | 1.6508 | 2.2024 | 18.2557 | 7.9331 | 5.2849 | 4.1305 | 0.5827 | 3.756 | 16.1612 | 24.3749 | 4.5122 | 4.0284 | 1.3212 | 8.0019 | 12.9552 | 11.6403 | 8.6743 | 2.248 | 0.017382 | 0.027117 | 0.25304 | 0.31854 | 0.080548 | 0.0090741 | 0.37551 | 0.34757 | 2.381 | 3.3691 | 0.54676 | 0.77396 | 3.5069 | 4.0626 | 22.5748 | 20.298 | 5.0298 | 4.5881 | 0.0099076 | 0.021068 | 0.13768 | 0.25867 | 0.02512 | 0.036481 | 0.0026374 | 0.001951 | 2.3433 | 0.018534 | 0.53929 | 0.0038803 | 0.016459 | 0.024495 | 24.9677 | 0.1535 | 5.551 | 0.021397 | 0.42145 | 0.3967 | 3.5597 | 4.0231 | 0.79867 | 0.91203 | 0.47044 | 1.8195 | 19.5811 | 39.5627 | 3.8526 | 2.546 | 0.018541 | 0.13137 | 0.19248 | 5.1099 | 0.01254 | 0.0060107 | 0.074805 | 2.0392 | 0.58985 | 11.3164 | 0.10608 | 1.1703 | 2.2481 | 0.13879 | 0.0028978 | 0.49904 | 0.42574 | 0.51393 | 0.41602 | 0.012769 | 0.035597 | 0.041607 | 4.5866 | 0.010286 | 1.5537 | 6.0773 | 0.6621 | 0.015406 | 0.0039065 | 0.30572 | 0.41514 | 0.55592 | 0.081111 | 0.0049668 | 0.023987 | 0.019567 | 2.8157 | 0.0065933 | 0.40173 | 5.2351 | 30.896 | 0.19032 | 3.4785 | 3.343 | 3.5597 | 3.5308 | 0.73248 | 0.72174 | 35.9489 | 0.27191 | 55.5653 | 0.095982 | 17.5748 | 33.7849 | 9.8042 | 0.097325 | 0.027524 | 5.572 | 4.0231 | 4.9826 | 2.9999 | 1.7707 | 0.22299 | 0.51086 | 35.8188 | 0.12083 | 33.7838 | 30.3715 | 30.5381 | 0.0062826 | 0.0057589 | 0.97347 | 0.96896 | 1.1455 | 0.19135 | 0.023004 | 0.031084 | 0.072047 | 2.2536 | 0.0034419 | 2.1741 | 6.8648 | 9.243 | 0.012558 | 0.80052 | 0.84128 | 0.79867 | 0.81075 | 0.10435 | 0.034274 | 8.0296 | 0.049611 | 16.1658 | 0.030553 | 3.7168 | 7.4826
2030 | 0.93537 | 1.7364 | 20.5973 | 54.6312 | 2.6821 | 42.1846 | 0.0083269 | 0.017926 | 1.7415 | 4.9197 | 0.55729 | 0.032518 | 1.6508 | 2.2024 | 18.3661 | 8.2458 | 5.3034 | 4.1305 | 0.60397 | 3.8377 | 16.3821 | 27.002 | 4.565 | 4.0284 | 1.35 | 8.0019 | 12.9552 | 11.6403 | 8.7852 | 2.248 | 0.01743 | 0.027533 | 0.25533 | 0.32451 | 0.081325 | 0.0091231 | 0.37551 | 0.34869 | 2.381 | 3.3736 | 0.54676 | 0.77396 | 3.5309 | 4.1883 | 22.5748 | 21.7047 | 5.0298 | 4.5881 | 0.011834 | 0.025229 | 0.16262 | 0.30929 | 0.029399 | 0.043675 | 0.0043052 | 0.0032666 | 2.6771 | 0.031039 | 0.61583 | 0.0065136 | 0.028249 | 0.042047 | 29.38 | 0.26619 | 6.5621 | 0.036769 | 0.43679 | 0.39928 | 3.6847 | 4.1707 | 0.82647 | 0.91831 | 0.55404 | 2.1594 | 23.3786 | 47.2005 | 4.6586 | 3.0069 | 0.021409 | 0.13951 | 0.21226 | 5.1349 | 0.014113 | 0.0074606 | 0.088255 | 2.0392 | 0.70092 | 12.731 | 0.12459 | 1.1981 | 2.2481 | 0.14815 | 0.0048549 | 0.49904 | 0.43972 | 0.51531 | 0.41602 | 0.017926 | 0.061106 | 0.049825 | 4.7463 | 0.010444 | 1.844 | 6.2652 | 0.6621 | 0.017461 | 0.0063815 | 0.30572 | 0.42884 | 0.55592 | 0.093508 | 0.0083269 | 0.041168 | 0.02337 | 2.8455 | 0.0066113 | 0.47311 | 5.2709 | 31.0584 | 0.20351 | 3.9767 | 3.3568 | 3.6847 | 3.5308 | 0.82871 | 1.2415 | 42.366 | 0.32116 | 56.0857 | 0.096848 | 20.8177 | 33.7849 | 9.8042 | 0.12123 | 0.046126 | 5.6372 | 4.1707 | 4.9866 | 4.0288 | 2.9197 | 0.38669 | 0.61083 | 38.0329 | 0.12309 | 40.3061 | 32.4763 | 30.5381 | 0.007845 | 0.0096734 | 0.97347 | 0.98295 | 1.1455 | 0.2258 | 0.032518 | 0.053415 | 0.086254 | 2.2536 | 0.0034605 | 2.5677 | 6.8648 | 9.243 | 0.013993 | 0.91475 | 0.84128 | 0.82647 | 0.81075 | 0.12012 | 0.057288 | 9.5274 | 0.058061 | 16.293 | 0.030847 | 4.4051 | 7.4826
2031 | 0.93537 | 1.7364 | 20.5973 | 54.6312 | 2.6821 | 42.1846 | 0.013296 | 0.023911 | 2.5239 | 6.5497 | 0.59115 | 0.043591 | 1.6508 | 2.2024 | 18.4256 | 8.5382 | 5.322 | 4.1305 | 0.61191 | 3.9364 | 16.6321 | 31.3217 | 4.6252 | 4.0654 | 1.35 | 8.0019 | 12.9552 | 11.6403 | 8.8235 | 2.248 | 0.017478 | 0.027942 | 0.2576 | 0.33041 | 0.082096 | 0.0091721 | 0.37551 | 0.34932 | 2.381 | 3.3745 | 0.54676 | 0.77396 | 3.5539 | 4.3144 | 22.5748 | 23.1914 | 5.0298 | 4.5881 | 0.013782 | 0.029504 | 0.18755 | 0.36119 | 0.033596 | 0.051058 | 0.0064883 | 0.00503 | 3.0064 | 0.047834 | 0.69127 | 0.010056 | 0.044605 | 0.066391 | 33.921 | 0.42502 | 7.6028 | 0.058041 | 0.44904 | 0.39928 | 3.785 | 4.2903 | 0.84882 | 0.93018 | 0.63999 | 2.3995 | 25.9662 | 52.6566 | 5.2089 | 3.3187 | 0.023945 | 0.14828 | 0.22247 | 5.1535 | 0.01635 | 0.0094345 | 0.10071 | 2.0407 | 0.82659 | 14.7982 | 0.14468 | 1.2321 | 2.2481 | 0.15598 | 0.0074803 | 0.49904 | 0.446 | 0.51593 | 0.41602 | 0.023911 | 0.096482 | 0.058269 | 4.8812 | 0.010599 | 2.049 | 6.4539 | 0.6621 | 0.019359 | 0.009624 | 0.30572 | 0.43542 | 0.55592 | 0.10518 | 0.013296 | 0.065004 | 0.027219 | 2.8757 | 0.0066295 | 0.54651 | 5.3052 | 31.0584 | 0.21192 | 4.4686 | 3.3715 | 3.785 | 3.5308 | 0.95878 | 2.0239 | 48.9703 | 0.37039 | 56.6998 | 0.09771 | 23.0273 | 33.7849 | 9.8042 | 0.1382 | 0.071128 | 5.6786 | 4.2903 | 4.9866 | 5.3974 | 4.5497 | 0.61742 | 0.71333 | 40.5279 | 0.12533 | 44.9652 | 34.701 | 30.5381 | 0.0098715 | 0.014944 | 0.97347 | 0.98983 | 1.1455 | 0.2624 | 0.043591 | 0.084318 | 0.10084 | 2.2536 | 0.0034791 | 2.834 | 6.8648 | 9.243 | 0.016053 | 1.0275 | 0.84128 | 0.84882 | 0.81075 | 0.13671 | 0.091146 | 11.0683 | 0.06635 | 16.4454 | 0.03114 | 4.875 | 7.4826
2032 | 0.93537 | 1.766 | 22.3794 | 54.6312 | 2.6821 | 42.1846 | 0.020566 | 0.030795 | 3.642 | 8.7456 | 0.63843 | 0.056318 | 1.6508 | 2.263 | 18.5325 | 8.8261 | 5.3458 | 4.1305 | 0.62085 | 4.2569 | 16.8978 | 36.2385 | 4.6886 | 4.1232 | 1.35 | 16.8934 | 12.9552 | 11.6403 | 8.8737 | 2.248 | 0.017523 | 0.028347 | 0.2599 | 0.33627 | 0.082861 | 0.0092188 | 0.37551 | 0.34956 | 2.381 | 3.3745 | 0.54676 | 0.77396 | 3.5764 | 4.4418 | 22.5748 | 24.7651 | 5.0298 | 4.5881 | 0.015593 | 0.033524 | 0.21015 | 0.40962 | 0.03729 | 0.05801 | 0.0090628 | 0.0072958 | 3.3304 | 0.06944 | 0.76612 | 0.014618 | 0.065495 | 0.098752 | 38.5795 | 0.63975 | 8.6674 | 0.086173 | 0.45884 | 0.41279 | 3.8622 | 4.3871 | 0.86674 | 0.94023 | 0.72152 | 2.5977 | 28.0577 | 57.1809 | 5.6536 | 3.5698 | 0.026364 | 0.16749 | 0.24241 | 5.1732 | 0.018689 | 0.011402 | 0.11919 | 2.0933 | 0.96412 | 17.4254 | 0.16977 | 1.2883 | 2.2481 | 0.15958 | 0.010857 | 0.49904 | 0.446 | 0.51593 | 0.41602 | 0.030795 | 0.14351 | 0.066208 | 4.9925 | 0.010752 | 2.2183 | 6.6444 | 0.6621 | 0.021591 | 0.013454 | 0.30572 | 0.44603 | 0.55592 | 0.12614 | 0.020566 | 0.095449 | 0.030796 | 2.9063 | 0.0066468 | 0.61613 | 5.3388 | 32.2337 | 0.22977 | 4.9531 | 3.3866 | 3.8622 | 3.5308 | 1.099 | 3.142 | 55.7455 | 0.41502 | 57.3609 | 0.098581 | 24.8133 | 33.7849 | 9.8042 | 0.15766 | 0.10332 | 5.7264 | 4.3871 | 4.9866 | 7.2194 | 6.7456 | 0.92936 | 0.80897 | 43.567 | 0.12755 | 48.8286 | 37.0556 | 30.7314 | 0.011975 | 0.021737 | 0.97347 | 1.0053 | 1.1455 | 0.32817 | 0.056318 | 0.12519 | 0.11456 | 2.2775 | 0.0034968 | 3.0484 | 6.8648 | 9.243 | 0.018129 | 1.1394 | 0.84128 | 0.8668 | 0.81075 | 0.15657 | 0.13843 | 12.6439 | 0.073645 | 16.6083 | 0.03143 | 5.2548 | 7.4826
2033 | 0.93537 | 1.766 | 22.3794 | 54.6312 | 2.6821 | 42.1846 | 0.030072 | 0.038632 | 4.9364 | 11.6115 | 0.70252 | 0.070768 | 1.6508 | 2.263 | 18.5935 | 9.1108 | 5.3721 | 4.1305 | 0.62836 | 4.3714 | 17.1885 | 41.3628 | 4.7576 | 4.1347 | 1.35 | 16.8934 | 12.9552 | 11.6403 | 8.8737 | 2.248 | 0.017569 | 0.028753 | 0.26222 | 0.3421 | 0.083616 | 0.0092652 | 0.37551 | 0.34976 | 2.381 | 3.3745 | 0.54676 | 0.77396 | 3.5985 | 4.571 | 22.5748 | 26.4319 | 5.0298 | 4.5881 | 0.017118 | 0.036962 | 0.22867 | 0.45078 | 0.040189 | 0.063998 | 0.012253 | 0.010334 | 3.6488 | 0.098394 | 0.84026 | 0.020732 | 0.093039 | 0.14328 | 43.3419 | 0.93978 | 9.7521 | 0.12461 | 0.46666 | 0.41279 | 3.9215 | 4.4654 | 0.88104 | 0.9414 | 0.79204 | 2.7173 | 29.2624 | 59.9374 | 5.9095 | 3.7125 | 0.028637 | 0.16787 | 0.25119 | 5.1925 | 0.021096 | 0.013844 | 0.13668 | 2.0965 | 1.0828 | 20.4674 | 0.19726 | 1.334 | 2.2481 | 0.15958 | 0.015386 | 0.49904 | 0.446 | 0.51593 | 0.41602 | 0.038632 | 0.20821 | 0.072996 | 4.9925 | 0.010906 | 2.3204 | 6.8377 | 0.6621 | 0.023018 | 0.018205 | 0.30572 | 0.44603 | 0.55592 | 0.14069 | 0.030072 | 0.13559 | 0.033806 | 2.9377 | 0.006664 | 0.67635 | 5.3718 | 32.2337 | 0.23853 | 5.4296 | 3.402 | 3.9215 | 3.5308 | 1.223 | 4.4364 | 62.6719 | 0.45161 | 58.0997 | 0.099463 | 25.8421 | 33.7849 | 9.8042 | 0.17676 | 0.14648 | 5.7707 | 4.4654 | 4.9866 | 9.3193 | 9.6115 | 1.3652 | 0.89026 | 46.8287 | 0.12976 | 51.1825 | 39.5496 | 30.7314 | 0.014543 | 0.030846 | 0.97347 | 1.0072 | 1.1455 | 0.38051 | 0.070768 | 0.18103 | 0.12639 | 2.2775 | 0.0035144 | 3.1702 | 6.8648 | 9.243 | 0.020292 | 1.2504 | 0.84128 | 0.88128 | 0.81075 | 0.17878 | 0.20252 | 14.2487 | 0.07937 | 16.7896 | 0.031717 | 5.4733 | 7.4826
2034 | 0.93537 | 1.766 | 22.3794 | 54.6312 | 2.6821 | 42.1846 | 0.042144 | 0.047463 | 6.5693 | 15.2646 | 0.78731 | 0.086995 | 1.6508 | 2.263 | 18.6678 | 9.3946 | 5.3987 | 4.1305 | 0.63725 | 4.3714 | 17.5059 | 46.7581 | 4.8329 | 4.1546 | 1.35 | 16.8934 | 12.9552 | 11.6403 | 8.9725 | 2.248 | 0.017611 | 0.029152 | 0.26456 | 0.34787 | 0.084365 | 0.0093109 | 0.37551 | 0.34976 | 2.381 | 3.3745 | 0.54676 | 0.77396 | 3.6199 | 4.7018 | 22.5748 | 28.1995 | 5.0298 | 4.5881 | 0.018307 | 0.039624 | 0.24251 | 0.48236 | 0.042254 | 0.06869 | 0.013781 | 0.012091 | 3.911 | 0.11514 | 0.90146 | 0.024242 | 0.10977 | 0.17188 | 47.5794 | 1.147 | 10.6968 | 0.14814 | 0.47292 | 0.41279 | 3.9649 | 4.5241 | 0.89164 | 0.9414 | 0.80798 | 2.7417 | 29.474 | 60.5253 | 5.9542 | 3.7266 | 0.031156 | 0.16787 | 0.26339 | 5.2112 | 0.023235 | 0.016149 | 0.15523 | 2.0965 | 1.2135 | 23.8796 | 0.22776 | 1.3795 | 2.4432 | 0.19028 | 0.018013 | 0.53652 | 0.47708 | 0.51593 | 0.56376 | 0.047463 | 0.24978 | 0.078255 | 5.5953 | 0.011058 | 2.3413 | 7.0333 | 0.6621 | 0.02509 | 0.020492 | 0.30572 | 0.44797 | 0.55592 | 0.15931 | 0.042144 | 0.15998 | 0.036156 | 2.9723 | 0.0066802 | 0.68996 | 5.4038 | 32.2337 | 0.24905 | 5.8231 | 3.4175 | 3.9649 | 3.5308 | 1.3491 | 6.0693 | 68.8349 | 0.47894 | 58.9215 | 0.10035 | 26.0227 | 33.7849 | 9.8042 | 0.19596 | 0.17153 | 5.8174 | 4.5241 | 4.9866 | 11.7127 | 13.2646 | 1.6662 | 0.95261 | 50.4831 | 0.13195 | 51.6845 | 42.1944 | 30.7747 | 0.016985 | 0.036091 | 0.97347 | 1.0085 | 1.1455 | 0.433 | 0.086995 | 0.21521 | 0.13566 | 2.2797 | 0.0035317 | 3.1823 | 6.8648 | 9.243 | 0.022153 | 1.3422 | 0.84128 | 0.89203 | 0.81075 | 0.20273 | 0.28731 | 15.6496 | 0.083449 | 16.992 | 0.032 | 5.5115 | 7.4826
2035 | 0.93537 | 1.766 | 22.3794 | 54.6312 | 2.6821 | 42.1846 | 0.057101 | 0.057324 | 8.5878 | 19.8254 | 0.89702 | 0.10503 | 1.6508 | 2.263 | 18.7426 | 9.6742 | 5.4255 | 4.1305 | 0.64693 | 4.4622 | 17.8322 | 52.4996 | 4.9095 | 4.1927 | 1.35 | 16.8934 | 12.9552 | 11.6403 | 9.0236 | 2.248 | 0.017652 | 0.02953 | 0.2669 | 0.35358 | 0.085105 | 0.0093563 | 0.37551 | 0.34976 | 2.381 | 3.3745 | 0.54676 | 0.77396 | 3.6407 | 4.8322 | 22.5748 | 30.0724 | 5.0298 | 4.5881 | 0.019074 | 0.041291 | 0.25072 | 0.50173 | 0.043335 | 0.071788 | 0.015213 | 0.013838 | 4.122 | 0.13172 | 0.95122 | 0.027676 | 0.12713 | 0.20179 | 51.3697 | 1.3752 | 11.5212 | 0.17177 | 0.47742 | 0.41279 | 3.9988 | 4.5724 | 0.9003 | 0.9414 | 0.80939 | 2.744 | 29.529 | 60.5476 | 5.9649 | 3.7289 | 0.03364 | 0.17006 | 0.27607 | 5.2303 | 0.025183 | 0.017878 | 0.17479 | 2.2088 | 1.3554 | 27.7323 | 0.26118 | 1.4234 | 2.4432 | 0.19426 | 0.020632 | 0.53652 | 0.47708 | 0.51593 | 0.70966 | 0.057324 | 0.29325 | 0.081547 | 5.7909 | 0.011201 | 2.3432 | 7.2284 | 0.6621 | 0.027011 | 0.022645 | 0.30572 | 0.44797 | 0.55592 | 0.17775 | 0.057101 | 0.18529 | 0.037669 | 3.0078 | 0.0066955 | 0.69117 | 5.4347 | 32.2337 | 0.25999 | 6.1417 | 3.4332 | 3.9988 | 3.5308 | 1.4844 | 8.0878 | 74.3474 | 0.49515 | 59.7651 | 0.10124 | 26.0697 | 33.7849 | 9.8042 | 0.21582 | 0.19638 | 5.8626 | 4.5724 | 4.9866 | 14.4345 | 17.8254 | 1.9978 | 0.99087 | 54.4672 | 0.13411 | 51.7036 | 44.9968 | 30.7747 | 0.018795 | 0.041235 | 0.97347 | 1.0085 | 1.1455 | 0.48242 | 0.10503 | 0.24954 | 0.14178 | 2.2843 | 0.0035489 | 3.1843 | 6.8648 | 9.243 | 0.023797 | 1.4173 | 0.84128 | 0.90082 | 0.81075 | 0.22826 | 0.39702 | 16.8753 | 0.085583 | 17.1975 | 0.032281 | 5.5206 | 7.4826
2036 | 0.93537 | 1.766 | 22.3794 | 54.6312 | 2.6821 | 42.1846 | 0.075189 | 0.068237 | 11.029 | 25.3966 | 1.0355 | 0.12488 | 1.6508 | 2.263 | 18.8165 | 9.9559 | 5.4474 | 4.1305 | 0.65602 | 4.5534 | 18.1637 | 58.2946 | 4.9868 | 4.2273 | 1.35 | 17.0143 | 12.9552 | 11.6403 | 9.0352 | 2.248 | 0.017692 | 0.029908 | 0.26924 | 0.35923 | 0.085839 | 0.0094014 | 0.37551 | 0.34976 | 2.381 | 3.3745 | 0.54676 | 0.77396 | 3.6613 | 4.9654 | 22.5748 | 32.0588 | 5.0298 | 4.5881 | 0.019489 | 0.042151 | 0.25438 | 0.51107 | 0.043643 | 0.073565 | 0.016582 | 0.015583 | 4.2954 | 0.14823 | 0.9925 | 0.031054 | 0.14507 | 0.23305 | 54.7737 | 1.6261 | 12.2427 | 0.19537 | 0.48101 | 0.41279 | 4.0252 | 4.6119 | 0.90733 | 0.9414 | 0.80955 | 2.744 | 29.535 | 60.5476 | 5.9649 | 3.7289 | 0.036177 | 0.17367 | 0.28957 | 5.2512 | 0.027069 | 0.019601 | 0.19512 | 2.3265 | 1.5076 | 32.0783 | 0.29674 | 1.4669 | 2.4497 | 0.20385 | 0.023251 | 0.54129 | 0.48014 | 0.51593 | 0.88446 | 0.068237 | 0.33868 | 0.083244 | 6.0608 | 0.011344 | 2.3432 | 7.4277 | 0.6621 | 0.029327 | 0.024706 | 0.30572 | 0.45182 | 0.55592 | 0.19912 | 0.075189 | 0.21143 | 0.03849 | 3.0437 | 0.0067107 | 0.69131 | 5.4655 | 32.2337 | 0.27136 | 6.4046 | 3.4486 | 4.0252 | 3.5308 | 1.6256 | 10.529 | 79.2982 | 0.50238 | 60.6181 | 0.10213 | 26.0749 | 33.7849 | 9.8042 | 0.23703 | 0.22115 | 5.9084 | 4.6119 | 4.9866 | 17.4714 | 23.3966 | 2.3622 | 1.0093 | 58.7251 | 0.13626 | 51.7036 | 47.969 | 30.7747 | 0.020468 | 0.046302 | 0.97347 | 1.0085 | 1.1455 | 0.52499 | 0.12488 | 0.28382 | 0.14529 | 2.2843 | 0.003566 | 3.1843 | 6.8648 | 9.243 | 0.025412 | 1.4799 | 0.84128 | 0.9079 | 0.81075 | 0.25566 | 0.53546 | 17.9514 | 0.086192 | 17.4037 | 0.032559 | 5.5206 | 7.4826
2037 | 0.93537 | 2.0017 | 22.3794 | 54.6312 | 2.6821 | 42.1846 | 0.10467 | 0.087099 | 15.0479 | 34.5876 | 1.26 | 0.15907 | 1.6508 | 2.5456 | 18.8866 | 10.2311 | 5.4708 | 4.1305 | 0.66464 | 5.2102 | 18.4984 | 64.0579 | 5.0642 | 4.2689 | 1.35 | 37.0054 | 12.9552 | 11.6403 | 9.0504 | 2.248 | 0.01773 | 0.030285 | 0.27156 | 0.36483 | 0.086561 | 0.009446 | 0.37551 | 0.34976 | 2.381 | 3.3745 | 0.54676 | 0.77396 | 3.6816 | 5.1016 | 22.5748 | 34.1644 | 5.0298 | 4.5881 | 0.019653 | 0.042421 | 0.25487 | 0.51291 | 0.043643 | 0.074388 | 0.017748 | 0.017287 | 4.4265 | 0.16428 | 1.0237 | 0.034292 | 0.16348 | 0.26565 | 57.8443 | 1.9011 | 12.8758 | 0.21883 | 0.48387 | 0.44825 | 4.0472 | 4.644 | 0.9131 | 0.9414 | 0.80955 | 2.744 | 29.5423 | 60.5476 | 5.9649 | 3.7289 | 0.03861 | 0.21441 | 0.30358 | 5.2725 | 0.028925 | 0.021317 | 0.21615 | 2.6151 | 1.6737 | 36.8946 | 0.33649 | 1.5108 | 2.4497 | 0.20385 | 0.025817 | 0.54129 | 0.48014 | 0.51593 | 1.0084 | 0.087099 | 0.38605 | 0.083779 | 6.1579 | 0.011488 | 2.3432 | 7.6314 | 0.6621 | 0.030917 | 0.026489 | 0.30572 | 0.45182 | 0.55592 | 0.21587 | 0.10467 | 0.23826 | 0.038812 | 3.0798 | 0.0067252 | 0.69131 | 5.4958 | 32.2337 | 0.28451 | 6.6062 | 3.4633 | 4.0472 | 3.5308 | 1.7907 | 14.5479 | 83.7639 | 0.50335 | 61.4734 | 0.10301 | 26.0811 | 33.7849 | 9.8042 | 0.258 | 0.24534 | 5.9471 | 4.644 | 4.9866 | 20.7671 | 32.5876 | 2.7618 | 1.013 | 63.0995 | 0.13839 | 51.7036 | 51.1196 | 30.7747 | 0.022139 | 0.051176 | 0.97347 | 1.0085 | 1.1455 | 0.56838 | 0.15907 | 0.31791 | 0.14691 | 2.2843 | 0.003583 | 3.1843 | 6.8648 | 9.243 | 0.026935 | 1.5278 | 0.84128 | 0.90889 | 0.81075 | 0.28507 | 0.76001 | 18.8985 | 0.086192 | 17.6089 | 0.032833 | 5.5206 | 7.4826
2038 | 0.93537 | 2.0017 | 22.3794 | 54.6312 | 2.6821 | 42.1846 | 0.14035 | 0.10817 | 19.9118 | 45.827 | 1.5359 | 0.19694 | 1.6508 | 2.5456 | 18.9575 | 10.5054 | 5.4922 | 4.1305 | 0.67304 | 5.2102 | 18.8364 | 70.2472 | 5.1419 | 4.3013 | 1.35 | 37.0054 | 12.9552 | 11.6403 | 9.1073 | 2.2481 | 0.017769 | 0.030666 | 0.27386 | 0.37038 | 0.087276 | 0.0094903 | 0.37551 | 0.34976 | 2.381 | 3.3745 | 0.54676 | 0.77396 | 3.7019 | 5.2414 | 22.5748 | 36.396 | 5.0298 | 4.5881 | 0.019681 | 0.042421 | 0.25487 | 0.51291 | 0.043643 | 0.074696 | 0.018892 | 0.018978 | 4.5297 | 0.1801 | 1.0483 | 0.037438 | 0.18232 | 0.29961 | 60.6298 | 2.2022 | 13.4334 | 0.24209 | 0.48615 | 0.44825 | 4.065 | 4.6702 | 0.91775 | 0.9414 | 0.80955 | 2.744 | 29.5497 | 60.5476 | 5.9649 | 3.7289 | 0.04107 | 0.21441 | 0.31937 | 5.2953 | 0.030716 | 0.023013 | 0.23802 | 2.6726 | 1.8511 | 42.2965 | 0.3788 | 1.5534 | 2.4497 | 0.20385 | 0.028369 | 0.54129 | 0.48014 | 0.51593 | 1.1393 | 0.10817 | 0.43541 | 0.083779 | 6.2703 | 0.011632 | 2.3432 | 7.8406 | 0.6722 | 0.033591 | 0.028237 | 0.30829 | 0.45894 | 0.55592 | 0.24247 | 0.14035 | 0.26573 | 0.038868 | 3.1163 | 0.0067399 | 0.69131 | 5.5262 | 32.2337 | 0.29794 | 6.7665 | 3.4775 | 4.065 | 3.5308 | 1.9574 | 19.4118 | 87.8152 | 0.50335 | 62.3312 | 0.10388 | 26.0874 | 33.7849 | 9.8042 | 0.28301 | 0.26922 | 5.9971 | 4.6702 | 4.9866 | 24.7135 | 43.827 | 3.1991 | 1.013 | 68.3546 | 0.14049 | 51.7036 | 54.4588 | 31.1295 | 0.024031 | 0.055924 | 0.97555 | 1.0127 | 1.1455 | 0.62089 | 0.19694 | 0.3517 | 0.14752 | 2.3025 | 0.0035998 | 3.1843 | 6.8648 | 9.243 | 0.028352 | 1.5659 | 0.84128 | 0.90889 | 0.81075 | 0.31511 | 1.0359 | 19.7356 | 0.086192 | 17.8137 | 0.033105 | 5.5206 | 7.4826
2039 | 0.93537 | 2.0017 | 22.3794 | 54.6312 | 2.6821 | 42.1846 | 0.18232 | 0.13157 | 25.6445 | 55.2391 | 1.8644 | 0.23862 | 1.6508 | 2.5456 | 19.0236 | 10.7762 | 5.5068 | 4.1305 | 0.67982 | 5.3126 | 19.1775 | 76.175 | 5.2198 | 4.3205 | 1.35 | 37.0054 | 12.9552 | 11.6403 | 9.1073 | 2.2481 | 0.017807 | 0.031048 | 0.27614 | 0.37587 | 0.087981 | 0.0095346 | 0.37551 | 0.34976 | 2.381 | 3.3745 | 0.54676 | 0.77396 | 3.7222 | 5.3839 | 22.5748 | 38.7611 | 5.0298 | 4.5881 | 0.019681 | 0.042421 | 0.25487 | 0.51291 | 0.043643 | 0.074696 | 0.019993 | 0.020645 | 4.6105 | 0.19563 | 1.0671 | 0.040484 | 0.20154 | 0.33488 | 63.1662 | 2.5314 | 13.9259 | 0.26512 | 0.48797 | 0.44825 | 4.0778 | 4.688 | 0.92079 | 0.9414 | 0.80955 | 2.744 | 29.5579 | 60.5476 | 5.9649 | 3.7289 | 0.043553 | 0.21948 | 0.3353 | 5.3195 | 0.032335 | 0.024692 | 0.26024 | 2.8199 | 2.0409 | 48.1459 | 0.4225 | 1.5938 | 2.4868 | 0.21646 | 0.03089 | 0.55201 | 0.4859 | 0.51593 | 1.3583 | 0.13157 | 0.48667 | 0.083779 | 6.6073 | 0.011777 | 2.3432 | 8.0537 | 0.6722 | 0.035079 | 0.029923 | 0.30829 | 0.45894 | 0.55592 | 0.25841 | 0.18232 | 0.29375 | 0.038868 | 3.1532 | 0.0067543 | 0.69131 | 5.5564 | 32.2337 | 0.31105 | 6.8934 | 3.4912 | 4.0778 | 3.5308 | 2.1294 | 25.1445 | 91.5041 | 0.50335 | 63.1913 | 0.10474 | 26.0944 | 33.7849 | 9.8042 | 0.30849 | 0.29272 | 6.0426 | 4.688 | 4.9866 | 28.946 | 53.2391 | 3.6773 | 1.013 | 73.7076 | 0.14257 | 51.7036 | 57.9975 | 31.1295 | 0.025761 | 0.060531 | 0.97555 | 1.0127 | 1.1455 | 0.66463 | 0.23862 | 0.38516 | 0.14752 | 2.3025 | 0.0036166 | 3.1843 | 6.8648 | 9.243 | 0.029738 | 1.5956 | 0.84128 | 0.90889 | 0.81075 | 0.34837 | 1.3644 | 20.478 | 0.086192 | 18.0177 | 0.033372 | 5.5206 | 7.4826
2040 | 0.93537 | 2.0017 | 22.3794 | 54.6312 | 2.6821 | 42.1846 | 0.23079 | 0.15731 | 31.5919 | 62.5547 | 2.2481 | 0.28404 | 1.6508 | 2.5456 | 19.0904 | 11.0474 | 5.5226 | 4.1305 | 0.68849 | 5.3126 | 19.5227 | 82.1082 | 5.2975 | 4.3534 | 1.35 | 37.0054 | 12.9552 | 11.6403 | 9.1073 | 2.2481 | 0.017845 | 0.031427 | 0.2784 | 0.38131 | 0.088678 | 0.0095787 | 0.37551 | 0.34976 | 2.381 | 3.3745 | 0.54676 | 0.77396 | 3.7427 | 5.5207 | 22.5748 | 41.2669 | 5.0298 | 4.5881 | 0.019681 | 0.042421 | 0.25487 | 0.51291 | 0.043643 | 0.074696 | 0.021067 | 0.022305 | 4.6751 | 0.21101 | 1.0818 | 0.043459 | 0.22112 | 0.3709 | 65.448 | 2.891 | 14.3629 | 0.28787 | 0.48798 | 0.44825 | 4.078 | 4.688 | 0.92079 | 0.9414 | 0.80955 | 2.744 | 29.5675 | 60.5476 | 5.9649 | 3.7289 | 0.046324 | 0.21948 | 0.35227 | 5.3457 | 0.03391 | 0.026405 | 0.28411 | 2.9061 | 2.2469 | 54.5099 | 0.46866 | 1.6358 | 2.4886 | 0.22509 | 0.033403 | 0.55726 | 0.4859 | 0.51593 | 1.5588 | 0.15731 | 0.53901 | 0.083779 | 6.8715 | 0.011921 | 2.3432 | 8.2584 | 0.67376 | 0.037524 | 0.031568 | 0.30901 | 0.46067 | 0.55592 | 0.28258 | 0.23079 | 0.32228 | 0.038868 | 3.1907 | 0.0067689 | 0.69131 | 5.587 | 32.2337 | 0.32601 | 6.996 | 3.5049 | 4.078 | 3.5308 | 2.3201 | 31.0919 | 94.823 | 0.50335 | 64.0561 | 0.1056 | 26.1026 | 33.7849 | 9.8042 | 0.33657 | 0.31602 | 6.0922 | 4.688 | 4.9866 | 33.6623 | 60.5547 | 4.1997 | 1.013 | 79.5164 | 0.14464 | 51.7036 | 61.747 | 31.2802 | 0.027595 | 0.065038 | 0.97555 | 1.0127 | 1.1455 | 0.71295 | 0.28404 | 0.41822 | 0.14752 | 2.3102 | 0.0036333 | 3.1843 | 6.8648 | 9.243 | 0.031102 | 1.619 | 0.84128 | 0.90889 | 0.81075 | 0.38385 | 1.7481 | 21.1394 | 0.086192 | 18.2211 | 0.033636 | 5.5206 | 7.4826
2041 | 0.93537 | 2.0017 | 22.4476 | 54.6312 | 2.7399 | 42.2728 | 0.28639 | 0.18558 | 35.1932 | 70.0754 | 2.6927 | 0.33342 | 1.6508 | 2.5475 | 19.1567 | 11.3177 | 5.5466 | 4.1305 | 0.69849 | 5.394 | 19.8714 | 88.1229 | 5.3755 | 4.4035 | 1.3515 | 37.0054 | 12.9552 | 11.6403 | 9.1073 | 2.2481 | 0.017884 | 0.0318 | 0.28065 | 0.3867 | 0.089368 | 0.0096224 | 0.37551 | 0.34976 | 2.381 | 3.3745 | 0.54676 | 0.77396 | 3.7633 | 5.6594 | 22.5748 | 43.9217 | 5.0298 | 4.5881 | 0.019681 | 0.042421 | 0.25487 | 0.51291 | 0.043643 | 0.074696 | 0.022115 | 0.023865 | 4.7089 | 0.22534 | 1.0894 | 0.046192 | 0.241 | 0.40813 | 67.5501 | 3.2835 | 14.7523 | 0.31034 | 0.48799 | 0.44825 | 4.0783 | 4.688 | 0.92086 | 0.9414 | 0.80955 | 2.744 | 29.5774 | 60.5476 | 5.9649 | 3.7289 | 0.049177 | 0.22535 | 0.37106 | 5.3737 | 0.0356 | 0.028178 | 0.30965 | 3.0557 | 2.4723 | 61.4353 | 0.51732 | 1.6802 | 2.518 | 0.23725 | 0.035783 | 0.56733 | 0.48928 | 0.51593 | 1.7884 | 0.18558 | 0.59312 | 0.083779 | 7.1866 | 0.012062 | 2.3432 | 8.4658 | 0.67376 | 0.039773 | 0.033177 | 0.30901 | 0.46067 | 0.55592 | 0.30593 | 0.28639 | 0.35127 | 0.038868 | 3.2287 | 0.0067836 | 0.69131 | 5.6178 | 32.2337 | 0.34199 | 7.0549 | 3.5179 | 4.0783 | 3.5308 | 2.497 | 34.6932 | 97.8805 | 0.50335 | 64.9245 | 0.10645 | 26.111 | 33.7849 | 9.8042 | 0.365 | 0.33789 | 6.1365 | 4.688 | 4.9866 | 38.7125 | 68.0754 | 4.77 | 1.013 | 85.493 | 0.14668 | 51.7036 | 65.7193 | 31.2802 | 0.029165 | 0.069215 | 0.97555 | 1.0127 | 1.1455 | 0.75048 | 0.33342 | 0.45086 | 0.14752 | 2.3102 | 0.0036499 | 3.1843 | 6.8648 | 9.243 | 0.032496 | 1.6322 | 0.84156 | 0.90889 | 0.81075 | 0.41925 | 2.1927 | 21.7314 | 0.086192 | 18.4243 | 0.033898 | 5.5206 | 7.4826
2042 | 0.93537 | 2.1136 | 23.3889 | 54.6312 | 2.9632 | 42.3275 | 0.43306 | 0.2521 | 42.9799 | 86.5783 | 3.8811 | 0.44785 | 1.6508 | 2.7133 | 19.2927 | 11.8537 | 5.6022 | 4.1305 | 0.72002 | 5.8568 | 20.5807 | 101.4866 | 5.5337 | 4.4675 | 1.3763 | 46.2818 | 12.9552 | 11.6403 | 9.3067 | 2.2529 | 0.017961 | 0.032537 | 0.2851 | 0.39731 | 0.09075 | 0.0097097 | 0.37551 | 0.34976 | 2.381 | 3.3745 | 0.54676 | 0.77396 | 3.8049 | 5.9446 | 22.5748 | 49.7098 | 5.0298 | 4.5881 | 0.019681 | 0.042421 | 0.25487 | 0.51291 | 0.043643 | 0.074696 | 0.024116 | 0.026987 | 4.7498 | 0.25391 | 1.0997 | 0.051474 | 0.28161 | 0.48658 | 71.314 | 4.1785 | 15.4167 | 0.35443 | 0.48799 | 0.46416 | 4.0783 | 4.688 | 0.92103 | 0.9414 | 0.80955 | 2.744 | 29.5915 | 60.5476 | 5.9649 | 3.7289 | 0.054807 | 0.25863 | 0.4163 | 5.4352 | 0.039294 | 0.031652 | 0.3652 | 3.5068 | 3.0001 | 77.5276 | 0.62142 | 1.7633 | 2.518 | 0.23735 | 0.040549 | 0.56733 | 0.48928 | 0.51593 | 2.0637 | 0.2521 | 0.70714 | 0.083779 | 7.354 | 0.012341 | 2.3432 | 8.8923 | 0.68048 | 0.044567 | 0.036253 | 0.31027 | 0.46334 | 0.55592 | 0.35967 | 0.43306 | 0.41046 | 0.038868 | 3.3061 | 0.0068128 | 0.69131 | 5.6799 | 32.2667 | 0.37808 | 7.1314 | 3.5423 | 4.0783 | 3.5308 | 2.954 | 42.4799 | 103.3553 | 0.50335 | 66.6739 | 0.10814 | 26.1231 | 33.7849 | 9.8042 | 0.42883 | 0.38157 | 6.2298 | 4.688 | 4.9866 | 50.5489 | 84.5783 | 6.07 | 1.013 | 99.0818 | 0.1507 | 51.7036 | 74.3799 | 31.6532 | 0.032745 | 0.077306 | 0.98132 | 1.0156 | 1.1455 | 0.84038 | 0.44785 | 0.51491 | 0.14752 | 2.3278 | 0.003683 | 3.1843 | 6.8648 | 9.243 | 0.035293 | 1.6512 | 0.84156 | 0.90889 | 0.81075 | 0.48729 | 3.3811 | 22.7495 | 0.086192 | 18.8346 | 0.034423 | 5.5206 | 7.4826
Year | DRS.PX.NCA._.CI_.3 Party | DRS.PX.GOE._.CI_.3 Party | DRS.PX.SOR._.CI_.3 Party | DRS.PX.UTN._.CI_.3 Party | DRS.PX.YAK._.CI_.3 Party | DRS.PX.WYC._.CI_.3 Party | DRS.PX.NCA._.RES.EV DLC | DRS.PX.GOE._.RES.EV DLC | DRS.PX.SOR._.RES.EV DLC | DRS.PX.UTN._.RES.EV DLC | DRS.PX.YAK._.RES.EV DLC | DRS.PX.WYC._.RES.EV DLC | DRS.PX.NCA._.CI_.HVAC - DLC | DRS.PX.GOE._.CI_.HVAC - DLC | DRS.PX.SOR._.CI_.HVAC - DLC | DRS.PX.UTN._.CI_.HVAC - DLC | DRS.PX.YAK._.CI_.HVAC - DLC | DRS.PX.WYC._.CI_.HVAC - DLC | DRS.PX.NCA._.RES.HVAC - DLC | DRS.PX.GOE._.RES.HVAC - DLC | DRS.PX.SOR._.RES.HVAC - DLC | DRS.PX.UTN._.RES.HVAC - DLC | DRS.PX.YAK._.RES.HVAC - DLC | DRS.PX.WYC._.RES.HVAC - DLC | DRS.PX.NCA._.IRR.Irrigation DLC | DRS.PX.GOE._.IRR.Irrigation DLC | DRS.PX.SOR._.IRR.Irrigation DLC | DRS.PX.UTN._.IRR.Irrigation DLC | DRS.PX.YAK._.IRR.Irrigation DLC | DRS.PX.WYC._.IRR.Irrigation DLC | DRS.PX.NCA._.RES.Pool Pump - DLC | DRS.PX.GOE._.RES.Pool Pump - DLC | DRS.PX.SOR._.RES.Pool Pump - DLC | DRS.PX.UTN._.RES.Pool Pump - DLC | DRS.PX.YAK._.RES.Pool Pump - DLC | DRS.PX.WYC._.RES.Pool Pump - DLC | DRS.PX.NCA._.CI_.Water Heater - DLC | DRS.PX.GOE._.CI_.Water Heater - DLC | DRS.PX.SOR._.CI_.Water Heater - DLC | DRS.PX.UTN._.CI_.Water Heater - DLC | DRS.PX.YAK._.CI_.Water Heater - DLC | DRS.PX.WYC._.CI_.Water Heater - DLC | DRS.PX.NCA._.RES.Water Heater - DLC | DRS.PX.GOE._.RES.Water Heater - DLC | DRS.PX.SOR._.RES.Water Heater - DLC | DRS.PX.UTN._.RES.Water Heater - DLC | DRS.PX.YAK._.RES.Water Heater - DLC | DRS.PX.WYC._.RES.Water Heater - DLC | DRS.PX.NCA._.RES.Home Energy Mgmt Sys | DRS.PX.GOE._.RES.Home Energy Mgmt Sys | DRS.PX.SOR._.RES.Home Energy Mgmt Sys | DRS.PX.UTN._.RES.Home Energy Mgmt Sys | DRS.PX.YAK._.RES.Home Energy Mgmt Sys | DRS.PX.WYC._.RES.Home Energy Mgmt Sys | DRS.PX.NCA._.CI_.Grid Interactive Water Htr | DRS.PX.GOE._.CI_.Grid Interactive Water Htr | DRS.PX.SOR._.CI_.Grid Interactive Water Htr | DRS.PX.UTN._.CI_.Grid Interactive Water Htr | DRS.PX.YAK._.CI_.Grid Interactive Water Htr | DRS.PX.WYC._.CI_.Grid Interactive Water Htr | DRS.PX.NCA._.RES.Grid Interactive Water Htr | DRS.PX.GOE._.RES.Grid Interactive Water Htr | DRS.PX.SOR._.RES.Grid Interactive Water Htr | DRS.PX.UTN._.RES.Grid Interactive Water Htr | DRS.PX.YAK._.RES.Grid Interactive Water Htr | DRS.PX.WYC._.RES.Grid Interactive Water Htr | DRS.PX.NCA._.CI_.Smart Thermostats | DRS.PX.GOE._.CI_.Smart Thermostats | DRS.PX.SOR._.CI_.Smart Thermostats | DRS.PX.UTN._.CI_.Smart Thermostats | DRS.PX.YAK._.CI_.Smart Thermostats | DRS.PX.WYC._.CI_.Smart Thermostats | DRS.PX.NCA._.RES.Smart Thermostats | DRS.PX.GOE._.RES.Smart Thermostats | DRS.PX.SOR._.RES.Smart Thermostats | DRS.PX.UTN._.RES.Smart Thermostats | DRS.PX.YAK._.RES.Smart Thermostats | DRS.PX.WYC._.RES.Smart Thermostats | DRS.PX.NCA._.CI_.Battery DLC | DRS.PX.GOE._.CI_.Battery DLC | DRS.PX.SOR._.CI_.Battery DLC | DRS.PX.UTN._.CI_.Battery DLC | DRS.PX.YAK._.CI_.Battery DLC | DRS.PX.WYC._.CI_.Battery DLC | DRS.PX.NCA._.RES.Battery DLC | DRS.PX.GOE._.RES.Battery DLC | DRS.PX.SOR._.RES.Battery DLC | DRS.PX.UTN._.RES.Battery DLC | DRS.PX.YAK._.RES.Battery DLC | DRS.PX.WYC._.RES.Battery DLC | DRW.PX.GOE._.CI_.3 Party | DRW.PX.GOE._.CI_.Battery DLC | DRW.PX.GOE._.CI_.Grid Interactive Water Htr | DRW.PX.GOE._.CI_.HVAC - DLC | DRW.PX.GOE._.CI_.Smart Thermostats | DRW.PX.GOE._.CI_.Water Heater - DLC | DRW.PX.GOE._.RES.Battery DLC | DRW.PX.GOE._.RES.EV DLC | DRW.PX.GOE._.RES.Grid Interactive Water Htr | DRW.PX.GOE._.RES.Home Energy Mgmt Sys | DRW.PX.GOE._.RES.HVAC - DLC | DRW.PX.GOE._.RES.Pool Pump - DLC | DRW.PX.GOE._.RES.Smart Thermostats | DRW.PX.GOE._.RES.Water Heater - DLC | DRW.PX.NCA._.CI_.3 Party | DRW.PX.NCA._.CI_.Battery DLC | DRW.PX.NCA._.CI_.Grid Interactive Water Htr | DRW.PX.NCA._.CI_.HVAC - DLC | DRW.PX.NCA._.CI_.Smart Thermostats | DRW.PX.NCA._.CI_.Water Heater - DLC | DRW.PX.NCA._.RES.Battery DLC | DRW.PX.NCA._.RES.EV DLC | DRW.PX.NCA._.RES.Grid Interactive Water Htr | DRW.PX.NCA._.RES.Home Energy Mgmt Sys | DRW.PX.NCA._.RES.HVAC - DLC | DRW.PX.NCA._.RES.Pool Pump - DLC | DRW.PX.NCA._.RES.Smart Thermostats | DRW.PX.NCA._.RES.Water Heater - DLC | DRW.PX.SOR._.CI_.3 Party | DRW.PX.SOR._.CI_.Battery DLC | DRW.PX.SOR._.CI_.Grid Interactive Water Htr | DRW.PX.SOR._.CI_.HVAC - DLC | DRW.PX.SOR._.CI_.Smart Thermostats | DRW.PX.SOR._.CI_.Water Heater - DLC | DRW.PX.SOR._.RES.Battery DLC | DRW.PX.SOR._.RES.EV DLC | DRW.PX.SOR._.RES.Grid Interactive Water Htr | DRW.PX.SOR._.RES.Home Energy Mgmt Sys | DRW.PX.SOR._.RES.HVAC - DLC | DRW.PX.SOR._.RES.Pool Pump - DLC | DRW.PX.SOR._.RES.Smart Thermostats | DRW.PX.SOR._.RES.Water Heater - DLC | DRW.PX.UTN._.CI_.3 Party | DRW.PX.UTN._.CI_.Battery DLC | DRW.PX.UTN._.CI_.Grid Interactive Water Htr | DRW.PX.UTN._.CI_.HVAC - DLC | DRW.PX.UTN._.CI_.Smart Thermostats | DRW.PX.UTN._.CI_.Water Heater - DLC | DRW.PX.UTN._.RES.Battery DLC | DRW.PX.UTN._.RES.EV DLC | DRW.PX.UTN._.RES.Grid Interactive Water Htr | DRW.PX.UTN._.RES.Home Energy Mgmt Sys | DRW.PX.UTN._.RES.HVAC - DLC | DRW.PX.UTN._.RES.Pool Pump - DLC | DRW.PX.UTN._.RES.Smart Thermostats | DRW.PX.UTN._.RES.Water Heater - DLC | DRW.PX.WYC._.CI_.3 Party | DRW.PX.WYC._.CI_.Battery DLC | DRW.PX.WYC._.CI_.Grid Interactive Water Htr | DRW.PX.WYC._.CI_.HVAC - DLC | DRW.PX.WYC._.CI_.Smart Thermostats | DRW.PX.WYC._.CI_.Water Heater - DLC | DRW.PX.WYC._.RES.Battery DLC | DRW.PX.WYC._.RES.EV DLC | DRW.PX.WYC._.RES.Grid Interactive Water Htr | DRW.PX.WYC._.RES.Home Energy Mgmt Sys | DRW.PX.WYC._.RES.HVAC - DLC | DRW.PX.WYC._.RES.Pool Pump - DLC | DRW.PX.WYC._.RES.Smart Thermostats | DRW.PX.WYC._.RES.Water Heater - DLC | DRW.PX.YAK._.CI_.3 Party | DRW.PX.YAK._.CI_.Battery DLC | DRW.PX.YAK._.CI_.Grid Interactive Water Htr | DRW.PX.YAK._.CI_.HVAC - DLC | DRW.PX.YAK._.CI_.Smart Thermostats | DRW.PX.YAK._.CI_.Water Heater - DLC | DRW.PX.YAK._.RES.Battery DLC | DRW.PX.YAK._.RES.EV DLC | DRW.PX.YAK._.RES.Grid Interactive Water Htr | DRW.PX.YAK._.RES.Home Energy Mgmt Sys | DRW.PX.YAK._.RES.HVAC - DLC | DRW.PX.YAK._.RES.Pool Pump - DLC | DRW.PX.YAK._.RES.Smart Thermostats | DRW.PX.YAK._.RES.Water Heater - DLC
2025 | 0.01 | 0.01 | 0.01 | 0.01 | 0.01 | 0.01 | 0.00035814 | 0.001499 | 0.01 | 0.01 | 0.01 | 0.0022815 | 0.01 | 0.01 | 0.01 | 0.01 | 0.01 | 0.01 | 0.01 | 0.01 | 0.01 | 0.01 | 0.01 | 0.01 | 0.01 | 0 | 0.01 | 0.01 | 0.01 | 0.01 | 0.0051639 | 0.0076142 | 0.01 | 0.01 | 0.01 | 0.0026651 | 0.01 | 0.01 | 0.01 | 0.01 | 0.01 | 0.01 | 0.01 | 0.01 | 0.01 | 0.01 | 0.01 | 0.01 | 0.001507 | 0.003101 | 0.01 | 0.01 | 0.0044469 | 0.0050896 | 0.00011748 | 7.9327e-05 | 0.01 | 0.00073009 | 0.01 | 0.00015506 | 0.00057971 | 0.00085896 | 0.01 | 0.0052425 | 0.01 | 0.00073193 | 0.01 | 0.01 | 0.01 | 0.01 | 0.01 | 0.01 | 0.01 | 0.01 | 0.01 | 0.01 | 0.01 | 0.01 | 0.0033108 | 0.01 | 0.01 | 0.01 | 0.00265 | 0.00055237 | 0.01 | 0.01 | 0.01 | 0.01 | 0.01 | 0.01 | 0.01 | 0.01 | 0.00011745 | 0.01 | 0.01 | 0.01 | 0.01 | 0.001499 | 0.0012483 | 0.0061243 | 0.01 | 0.0028881 | 0.01 | 0.01 | 0.01 | 0.0028574 | 0.00017348 | 0.01 | 0.01 | 0.01 | 0.01 | 0.00035814 | 0.00084476 | 0.0029763 | 0.01 | 0.0019587 | 0.01 | 0.01 | 0.01 | 0.01 | 0.01 | 0.01 | 0.01 | 0.01 | 0.01 | 0.01 | 0.01 | 0.01 | 0.01 | 0.01 | 0.01 | 0.01 | 0.01 | 0.01 | 0.0010809 | 0.01 | 0.01 | 0.01 | 0.01 | 0.01 | 0.0076157 | 0.01 | 0.01 | 0.01 | 0.01 | 0.01 | 0.01 | 0.00057077 | 0.00022942 | 0.01 | 0.01 | 0.01 | 0.01 | 0.0022815 | 0.0010633 | 0.01 | 0.01 | 0.0010109 | 0.01 | 0.01 | 0.01 | 0.0027422 | 0.01 | 0.01 | 0.01 | 0.01 | 0.01 | 0.0024829 | 0.01 | 0.0087823 | 0.01 | 0.0088067 | 0.01 | 0.01
MICRO Min Units
2025 |  | Child Object | Property | Value | Data File | Units | Band | Date From | Date To
0.3046 |  | DRS.PX.NCA._.CI_.3 Party | Min Units Built in Year | 0.01 |  | - | 1 | 2025-01-01 | 2025-12-31
0.55716 |  | DRS.PX.GOE._.CI_.3 Party | Min Units Built in Year | 0.01 |  | - | 1 | 2025-01-01 | 2025-12-31
6.8245 |  | DRS.PX.SOR._.CI_.3 Party | Min Units Built in Year | 0.01 |  | - | 1 | 2025-01-01 | 2025-12-31
50.2876 |  | DRS.PX.UTN._.CI_.3 Party | Min Units Built in Year | 0.01 |  | - | 1 | 2025-01-01 | 2025-12-31
2.6821 |  | DRS.PX.YAK._.CI_.3 Party | Min Units Built in Year | 0.01 |  | - | 1 | 2025-01-01 | 2025-12-31
21.0824 |  | DRS.PX.WYC._.CI_.3 Party | Min Units Built in Year | 0.01 |  | - | 1 | 2025-01-01 | 2025-12-31
0.00035814 |  | DRS.PX.NCA._.RES.EV DLC | Min Units Built in Year | 0.000358 |  | - | 1 | 2025-01-01 | 2025-12-31
0.001499 |  | DRS.PX.GOE._.RES.EV DLC | Min Units Built in Year | 0.001499 |  | - | 1 | 2025-01-01 | 2025-12-31
0.54731 |  | DRS.PX.SOR._.RES.EV DLC | Min Units Built in Year | 0.01 |  | - | 1 | 2025-01-01 | 2025-12-31
2.1118 |  | DRS.PX.UTN._.RES.EV DLC | Min Units Built in Year | 0.01 |  | - | 1 | 2025-01-01 | 2025-12-31
0.50248 |  | DRS.PX.YAK._.RES.EV DLC | Min Units Built in Year | 0.01 |  | - | 1 | 2025-01-01 | 2025-12-31
0.0022815 |  | DRS.PX.WYC._.RES.EV DLC | Min Units Built in Year | 0.002282 |  | - | 1 | 2025-01-01 | 2025-12-31
0.53335 |  | DRS.PX.NCA._.CI_.HVAC - DLC | Min Units Built in Year | 0.01 |  | - | 1 | 2025-01-01 | 2025-12-31
0.67879 |  | DRS.PX.GOE._.CI_.HVAC - DLC | Min Units Built in Year | 0.01 |  | - | 1 | 2025-01-01 | 2025-12-31
5.487 |  | DRS.PX.SOR._.CI_.HVAC - DLC | Min Units Built in Year | 0.01 |  | - | 1 | 2025-01-01 | 2025-12-31
6.507 |  | DRS.PX.UTN._.CI_.HVAC - DLC | Min Units Built in Year | 0.01 |  | - | 1 | 2025-01-01 | 2025-12-31
1.5993 |  | DRS.PX.YAK._.CI_.HVAC - DLC | Min Units Built in Year | 0.01 |  | - | 1 | 2025-01-01 | 2025-12-31
1.3579 |  | DRS.PX.WYC._.CI_.HVAC - DLC | Min Units Built in Year | 0.01 |  | - | 1 | 2025-01-01 | 2025-12-31
0.16682 |  | DRS.PX.NCA._.RES.HVAC - DLC | Min Units Built in Year | 0.01 |  | - | 1 | 2025-01-01 | 2025-12-31
0.99927 |  | DRS.PX.GOE._.RES.HVAC - DLC | Min Units Built in Year | 0.01 |  | - | 1 | 2025-01-01 | 2025-12-31
4.6002 |  | DRS.PX.SOR._.RES.HVAC - DLC | Min Units Built in Year | 0.01 |  | - | 1 | 2025-01-01 | 2025-12-31
12.9517 |  | DRS.PX.UTN._.RES.HVAC - DLC | Min Units Built in Year | 0.01 |  | - | 1 | 2025-01-01 | 2025-12-31
1.2948 |  | DRS.PX.YAK._.RES.HVAC - DLC | Min Units Built in Year | 0.01 |  | - | 1 | 2025-01-01 | 2025-12-31
1.2057 |  | DRS.PX.WYC._.RES.HVAC - DLC | Min Units Built in Year | 0.01 |  | - | 1 | 2025-01-01 | 2025-12-31
0.39981 |  | DRS.PX.NCA._.IRR.Irrigation DLC | Min Units Built in Year | 0.01 |  | - | 1 | 2025-01-01 | 2025-12-31
0 |  | DRS.PX.GOE._.IRR.Irrigation DLC | Min Units Built in Year | 0 |  | - | 1 | 2025-01-01 | 2025-12-31
5.6234 |  | DRS.PX.SOR._.IRR.Irrigation DLC | Min Units Built in Year | 0.01 |  | - | 1 | 2025-01-01 | 2025-12-31
8.6129 |  | DRS.PX.UTN._.IRR.Irrigation DLC | Min Units Built in Year | 0.01 |  | - | 1 | 2025-01-01 | 2025-12-31
2.6827 |  | DRS.PX.YAK._.IRR.Irrigation DLC | Min Units Built in Year | 0.01 |  | - | 1 | 2025-01-01 | 2025-12-31
0.70712 |  | DRS.PX.WYC._.IRR.Irrigation DLC | Min Units Built in Year | 0.01 |  | - | 1 | 2025-01-01 | 2025-12-31
0.0051639 |  | DRS.PX.NCA._.RES.Pool Pump - DLC | Min Units Built in Year | 0.005164 |  | - | 1 | 2025-01-01 | 2025-12-31
0.0076142 |  | DRS.PX.GOE._.RES.Pool Pump - DLC | Min Units Built in Year | 0.007614 |  | - | 1 | 2025-01-01 | 2025-12-31
0.073083 |  | DRS.PX.SOR._.RES.Pool Pump - DLC | Min Units Built in Year | 0.01 |  | - | 1 | 2025-01-01 | 2025-12-31
0.088248 |  | DRS.PX.UTN._.RES.Pool Pump - DLC | Min Units Built in Year | 0.01 |  | - | 1 | 2025-01-01 | 2025-12-31
0.023218 |  | DRS.PX.YAK._.RES.Pool Pump - DLC | Min Units Built in Year | 0.01 |  | - | 1 | 2025-01-01 | 2025-12-31
0.0026651 |  | DRS.PX.WYC._.RES.Pool Pump - DLC | Min Units Built in Year | 0.002665 |  | - | 1 | 2025-01-01 | 2025-12-31
0.11577 |  | DRS.PX.NCA._.CI_.Water Heater - DLC | Min Units Built in Year | 0.01 |  | - | 1 | 2025-01-01 | 2025-12-31
0.10553 |  | DRS.PX.GOE._.CI_.Water Heater - DLC | Min Units Built in Year | 0.01 |  | - | 1 | 2025-01-01 | 2025-12-31
0.92195 |  | DRS.PX.SOR._.CI_.Water Heater - DLC | Min Units Built in Year | 0.01 |  | - | 1 | 2025-01-01 | 2025-12-31
0.99434 |  | DRS.PX.UTN._.CI_.Water Heater - DLC | Min Units Built in Year | 0.01 |  | - | 1 | 2025-01-01 | 2025-12-31
0.21126 |  | DRS.PX.YAK._.CI_.Water Heater - DLC | Min Units Built in Year | 0.01 |  | - | 1 | 2025-01-01 | 2025-12-31
0.24328 |  | DRS.PX.WYC._.CI_.Water Heater - DLC | Min Units Built in Year | 0.01 |  | - | 1 | 2025-01-01 | 2025-12-31
1.0214 |  | DRS.PX.NCA._.RES.Water Heater - DLC | Min Units Built in Year | 0.01 |  | - | 1 | 2025-01-01 | 2025-12-31
1.0699 |  | DRS.PX.GOE._.RES.Water Heater - DLC | Min Units Built in Year | 0.01 |  | - | 1 | 2025-01-01 | 2025-12-31
6.0403 |  | DRS.PX.SOR._.RES.Water Heater - DLC | Min Units Built in Year | 0.01 |  | - | 1 | 2025-01-01 | 2025-12-31
4.6201 |  | DRS.PX.UTN._.RES.Water Heater - DLC | Min Units Built in Year | 0.01 |  | - | 1 | 2025-01-01 | 2025-12-31
0.76232 |  | DRS.PX.YAK._.RES.Water Heater - DLC | Min Units Built in Year | 0.01 |  | - | 1 | 2025-01-01 | 2025-12-31
1.3744 |  | DRS.PX.WYC._.RES.Water Heater - DLC | Min Units Built in Year | 0.01 |  | - | 1 | 2025-01-01 | 2025-12-31
0.001507 |  | DRS.PX.NCA._.RES.Home Energy Mgmt Sys | Min Units Built in Year | 0.001507 |  | - | 1 | 2025-01-01 | 2025-12-31
0.003101 |  | DRS.PX.GOE._.RES.Home Energy Mgmt Sys | Min Units Built in Year | 0.003101 |  | - | 1 | 2025-01-01 | 2025-12-31
0.021634 |  | DRS.PX.SOR._.RES.Home Energy Mgmt Sys | Min Units Built in Year | 0.01 |  | - | 1 | 2025-01-01 | 2025-12-31
0.034307 |  | DRS.PX.UTN._.RES.Home Energy Mgmt Sys | Min Units Built in Year | 0.01 |  | - | 1 | 2025-01-01 | 2025-12-31
0.0044469 |  | DRS.PX.YAK._.RES.Home Energy Mgmt Sys | Min Units Built in Year | 0.004447 |  | - | 1 | 2025-01-01 | 2025-12-31
0.0050896 |  | DRS.PX.WYC._.RES.Home Energy Mgmt Sys | Min Units Built in Year | 0.00509 |  | - | 1 | 2025-01-01 | 2025-12-31
0.00011748 |  | DRS.PX.NCA._.CI_.Grid Interactive Water Htr | Min Units Built in Year | 0.000117 |  | - | 1 | 2025-01-01 | 2025-12-31
7.9327e-05 |  | DRS.PX.GOE._.CI_.Grid Interactive Water Htr | Min Units Built in Year | 7.9e-05 |  | - | 1 | 2025-01-01 | 2025-12-31
0.29026 |  | DRS.PX.SOR._.CI_.Grid Interactive Water Htr | Min Units Built in Year | 0.01 |  | - | 1 | 2025-01-01 | 2025-12-31
0.00073009 |  | DRS.PX.UTN._.CI_.Grid Interactive Water Htr | Min Units Built in Year | 0.00073 |  | - | 1 | 2025-01-01 | 2025-12-31
0.066726 |  | DRS.PX.YAK._.CI_.Grid Interactive Water Htr | Min Units Built in Year | 0.01 |  | - | 1 | 2025-01-01 | 2025-12-31
0.00015506 |  | DRS.PX.WYC._.CI_.Grid Interactive Water Htr | Min Units Built in Year | 0.000155 |  | - | 1 | 2025-01-01 | 2025-12-31
0.00057971 |  | DRS.PX.NCA._.RES.Grid Interactive Water Htr | Min Units Built in Year | 0.00058 |  | - | 1 | 2025-01-01 | 2025-12-31
0.00085896 |  | DRS.PX.GOE._.RES.Grid Interactive Water Htr | Min Units Built in Year | 0.000859 |  | - | 1 | 2025-01-01 | 2025-12-31
2.4822 |  | DRS.PX.SOR._.RES.Grid Interactive Water Htr | Min Units Built in Year | 0.01 |  | - | 1 | 2025-01-01 | 2025-12-31
0.0052425 |  | DRS.PX.UTN._.RES.Grid Interactive Water Htr | Min Units Built in Year | 0.005242 |  | - | 1 | 2025-01-01 | 2025-12-31
0.50628 |  | DRS.PX.YAK._.RES.Grid Interactive Water Htr | Min Units Built in Year | 0.01 |  | - | 1 | 2025-01-01 | 2025-12-31
0.00073193 |  | DRS.PX.WYC._.RES.Grid Interactive Water Htr | Min Units Built in Year | 0.000732 |  | - | 1 | 2025-01-01 | 2025-12-31
0.10481 |  | DRS.PX.NCA._.CI_.Smart Thermostats | Min Units Built in Year | 0.01 |  | - | 1 | 2025-01-01 | 2025-12-31
0.10702 |  | DRS.PX.GOE._.CI_.Smart Thermostats | Min Units Built in Year | 0.01 |  | - | 1 | 2025-01-01 | 2025-12-31
0.86316 |  | DRS.PX.SOR._.CI_.Smart Thermostats | Min Units Built in Year | 0.01 |  | - | 1 | 2025-01-01 | 2025-12-31
0.96739 |  | DRS.PX.UTN._.CI_.Smart Thermostats | Min Units Built in Year | 0.01 |  | - | 1 | 2025-01-01 | 2025-12-31
0.1928 |  | DRS.PX.YAK._.CI_.Smart Thermostats | Min Units Built in Year | 0.01 |  | - | 1 | 2025-01-01 | 2025-12-31
0.25054 |  | DRS.PX.WYC._.CI_.Smart Thermostats | Min Units Built in Year | 0.01 |  | - | 1 | 2025-01-01 | 2025-12-31
0.067898 |  | DRS.PX.NCA._.RES.Smart Thermostats | Min Units Built in Year | 0.01 |  | - | 1 | 2025-01-01 | 2025-12-31
0.27182 |  | DRS.PX.GOE._.RES.Smart Thermostats | Min Units Built in Year | 0.01 |  | - | 1 | 2025-01-01 | 2025-12-31
1.9177 |  | DRS.PX.SOR._.RES.Smart Thermostats | Min Units Built in Year | 0.01 |  | - | 1 | 2025-01-01 | 2025-12-31
5.4851 |  | DRS.PX.UTN._.RES.Smart Thermostats | Min Units Built in Year | 0.01 |  | - | 1 | 2025-01-01 | 2025-12-31
0.13371 |  | DRS.PX.YAK._.RES.Smart Thermostats | Min Units Built in Year | 0.01 |  | - | 1 | 2025-01-01 | 2025-12-31
0.38191 |  | DRS.PX.WYC._.RES.Smart Thermostats | Min Units Built in Year | 0.01 |  | - | 1 | 2025-01-01 | 2025-12-31
0.0033108 |  | DRS.PX.NCA._.CI_.Battery DLC | Min Units Built in Year | 0.003311 |  | - | 1 | 2025-01-01 | 2025-12-31
0.029569 |  | DRS.PX.GOE._.CI_.Battery DLC | Min Units Built in Year | 0.01 |  | - | 1 | 2025-01-01 | 2025-12-31
0.039933 |  | DRS.PX.SOR._.CI_.Battery DLC | Min Units Built in Year | 0.01 |  | - | 1 | 2025-01-01 | 2025-12-31
5.0173 |  | DRS.PX.UTN._.CI_.Battery DLC | Min Units Built in Year | 0.01 |  | - | 1 | 2025-01-01 | 2025-12-31
0.00265 |  | DRS.PX.YAK._.CI_.Battery DLC | Min Units Built in Year | 0.00265 |  | - | 1 | 2025-01-01 | 2025-12-31
0.00055237 |  | DRS.PX.WYC._.CI_.Battery DLC | Min Units Built in Year | 0.000552 |  | - | 1 | 2025-01-01 | 2025-12-31
0.010845 |  | DRS.PX.NCA._.RES.Battery DLC | Min Units Built in Year | 0.01 |  | - | 1 | 2025-01-01 | 2025-12-31
2 |  | DRS.PX.GOE._.RES.Battery DLC | Min Units Built in Year | 0.01 |  | - | 1 | 2025-01-01 | 2025-12-31
0.15226 |  | DRS.PX.SOR._.RES.Battery DLC | Min Units Built in Year | 0.01 |  | - | 1 | 2025-01-01 | 2025-12-31
7.5038 |  | DRS.PX.UTN._.RES.Battery DLC | Min Units Built in Year | 0.01 |  | - | 1 | 2025-01-01 | 2025-12-31
0.023235 |  | DRS.PX.YAK._.RES.Battery DLC | Min Units Built in Year | 0.01 |  | - | 1 | 2025-01-01 | 2025-12-31
1.0281 |  | DRS.PX.WYC._.RES.Battery DLC | Min Units Built in Year | 0.01 |  | - | 1 | 2025-01-01 | 2025-12-31
0.74691 |  | DRW.PX.GOE._.CI_.3 Party | Min Units Built in Year | 0.01 |  | - | 1 | 2025-01-01 | 2025-12-31
0.032846 |  | DRW.PX.GOE._.CI_.Battery DLC | Min Units Built in Year | 0.01 |  | - | 1 | 2025-01-01 | 2025-12-31
0.00011745 |  | DRW.PX.GOE._.CI_.Grid Interactive Water Htr | Min Units Built in Year | 0.000117 |  | - | 1 | 2025-01-01 | 2025-12-31
0.16285 |  | DRW.PX.GOE._.CI_.HVAC - DLC | Min Units Built in Year | 0.01 |  | - | 1 | 2025-01-01 | 2025-12-31
0.10939 |  | DRW.PX.GOE._.CI_.Smart Thermostats | Min Units Built in Year | 0.01 |  | - | 1 | 2025-01-01 | 2025-12-31
0.15633 |  | DRW.PX.GOE._.CI_.Water Heater - DLC | Min Units Built in Year | 0.01 |  | - | 1 | 2025-01-01 | 2025-12-31
0.40733 |  | DRW.PX.GOE._.RES.Battery DLC | Min Units Built in Year | 0.01 |  | - | 1 | 2025-01-01 | 2025-12-31
0.001499 |  | DRW.PX.GOE._.RES.EV DLC | Min Units Built in Year | 0.001499 |  | - | 1 | 2025-01-01 | 2025-12-31
0.0012483 |  | DRW.PX.GOE._.RES.Grid Interactive Water Htr | Min Units Built in Year | 0.001248 |  | - | 1 | 2025-01-01 | 2025-12-31
0.0061243 |  | DRW.PX.GOE._.RES.Home Energy Mgmt Sys | Min Units Built in Year | 0.006124 |  | - | 1 | 2025-01-01 | 2025-12-31
1.208 |  | DRW.PX.GOE._.RES.HVAC - DLC | Min Units Built in Year | 0.01 |  | - | 1 | 2025-01-01 | 2025-12-31
0.0028881 |  | DRW.PX.GOE._.RES.Pool Pump - DLC | Min Units Built in Year | 0.002888 |  | - | 1 | 2025-01-01 | 2025-12-31
0.23211 |  | DRW.PX.GOE._.RES.Smart Thermostats | Min Units Built in Year | 0.01 |  | - | 1 | 2025-01-01 | 2025-12-31
1.6005 |  | DRW.PX.GOE._.RES.Water Heater - DLC | Min Units Built in Year | 0.01 |  | - | 1 | 2025-01-01 | 2025-12-31
0.22439 |  | DRW.PX.NCA._.CI_.3 Party | Min Units Built in Year | 0.01 |  | - | 1 | 2025-01-01 | 2025-12-31
0.0028574 |  | DRW.PX.NCA._.CI_.Battery DLC | Min Units Built in Year | 0.002857 |  | - | 1 | 2025-01-01 | 2025-12-31
0.00017348 |  | DRW.PX.NCA._.CI_.Grid Interactive Water Htr | Min Units Built in Year | 0.000173 |  | - | 1 | 2025-01-01 | 2025-12-31
0.10186 |  | DRW.PX.NCA._.CI_.HVAC - DLC | Min Units Built in Year | 0.01 |  | - | 1 | 2025-01-01 | 2025-12-31
0.10474 |  | DRW.PX.NCA._.CI_.Smart Thermostats | Min Units Built in Year | 0.01 |  | - | 1 | 2025-01-01 | 2025-12-31
0.17159 |  | DRW.PX.NCA._.CI_.Water Heater - DLC | Min Units Built in Year | 0.01 |  | - | 1 | 2025-01-01 | 2025-12-31
0.01214 |  | DRW.PX.NCA._.RES.Battery DLC | Min Units Built in Year | 0.01 |  | - | 1 | 2025-01-01 | 2025-12-31
0.00035814 |  | DRW.PX.NCA._.RES.EV DLC | Min Units Built in Year | 0.000358 |  | - | 1 | 2025-01-01 | 2025-12-31
0.00084476 |  | DRW.PX.NCA._.RES.Grid Interactive Water Htr | Min Units Built in Year | 0.000845 |  | - | 1 | 2025-01-01 | 2025-12-31
0.0029763 |  | DRW.PX.NCA._.RES.Home Energy Mgmt Sys | Min Units Built in Year | 0.002976 |  | - | 1 | 2025-01-01 | 2025-12-31
0.81154 |  | DRW.PX.NCA._.RES.HVAC - DLC | Min Units Built in Year | 0.01 |  | - | 1 | 2025-01-01 | 2025-12-31
0.0019587 |  | DRW.PX.NCA._.RES.Pool Pump - DLC | Min Units Built in Year | 0.001959 |  | - | 1 | 2025-01-01 | 2025-12-31
0.05798 |  | DRW.PX.NCA._.RES.Smart Thermostats | Min Units Built in Year | 0.01 |  | - | 1 | 2025-01-01 | 2025-12-31
1.5247 |  | DRW.PX.NCA._.RES.Water Heater - DLC | Min Units Built in Year | 0.01 |  | - | 1 | 2025-01-01 | 2025-12-31
19.2701 |  | DRW.PX.SOR._.CI_.3 Party | Min Units Built in Year | 0.01 |  | - | 1 | 2025-01-01 | 2025-12-31
0.038276 |  | DRW.PX.SOR._.CI_.Battery DLC | Min Units Built in Year | 0.01 |  | - | 1 | 2025-01-01 | 2025-12-31
0.42956 |  | DRW.PX.SOR._.CI_.Grid Interactive Water Htr | Min Units Built in Year | 0.01 |  | - | 1 | 2025-01-01 | 2025-12-31
1.0168 |  | DRW.PX.SOR._.CI_.HVAC - DLC | Min Units Built in Year | 0.01 |  | - | 1 | 2025-01-01 | 2025-12-31
0.86316 |  | DRW.PX.SOR._.CI_.Smart Thermostats | Min Units Built in Year | 0.01 |  | - | 1 | 2025-01-01 | 2025-12-31
1.3672 |  | DRW.PX.SOR._.CI_.Water Heater - DLC | Min Units Built in Year | 0.01 |  | - | 1 | 2025-01-01 | 2025-12-31
0.18926 |  | DRW.PX.SOR._.RES.Battery DLC | Min Units Built in Year | 0.01 |  | - | 1 | 2025-01-01 | 2025-12-31
0.047308 |  | DRW.PX.SOR._.RES.EV DLC | Min Units Built in Year | 0.01 |  | - | 1 | 2025-01-01 | 2025-12-31
3.2463 |  | DRW.PX.SOR._.RES.Grid Interactive Water Htr | Min Units Built in Year | 0.01 |  | - | 1 | 2025-01-01 | 2025-12-31
0.042725 |  | DRW.PX.SOR._.RES.Home Energy Mgmt Sys | Min Units Built in Year | 0.01 |  | - | 1 | 2025-01-01 | 2025-12-31
16.0884 |  | DRW.PX.SOR._.RES.HVAC - DLC | Min Units Built in Year | 0.01 |  | - | 1 | 2025-01-01 | 2025-12-31
0.027721 |  | DRW.PX.SOR._.RES.Pool Pump - DLC | Min Units Built in Year | 0.01 |  | - | 1 | 2025-01-01 | 2025-12-31
2.4915 |  | DRW.PX.SOR._.RES.Smart Thermostats | Min Units Built in Year | 0.01 |  | - | 1 | 2025-01-01 | 2025-12-31
9.0639 |  | DRW.PX.SOR._.RES.Water Heater - DLC | Min Units Built in Year | 0.01 |  | - | 1 | 2025-01-01 | 2025-12-31
5.3023 |  | DRW.PX.UTN._.CI_.3 Party | Min Units Built in Year | 0.01 |  | - | 1 | 2025-01-01 | 2025-12-31
0.014405 |  | DRW.PX.UTN._.CI_.Battery DLC | Min Units Built in Year | 0.01 |  | - | 1 | 2025-01-01 | 2025-12-31
0.0010809 |  | DRW.PX.UTN._.CI_.Grid Interactive Water Htr | Min Units Built in Year | 0.001081 |  | - | 1 | 2025-01-01 | 2025-12-31
1.6222 |  | DRW.PX.UTN._.CI_.HVAC - DLC | Min Units Built in Year | 0.01 |  | - | 1 | 2025-01-01 | 2025-12-31
0.96739 |  | DRW.PX.UTN._.CI_.Smart Thermostats | Min Units Built in Year | 0.01 |  | - | 1 | 2025-01-01 | 2025-12-31
1.4731 |  | DRW.PX.UTN._.CI_.Water Heater - DLC | Min Units Built in Year | 0.01 |  | - | 1 | 2025-01-01 | 2025-12-31
0.33016 |  | DRW.PX.UTN._.RES.Battery DLC | Min Units Built in Year | 0.01 |  | - | 1 | 2025-01-01 | 2025-12-31
0.11185 |  | DRW.PX.UTN._.RES.EV DLC | Min Units Built in Year | 0.01 |  | - | 1 | 2025-01-01 | 2025-12-31
0.0076157 |  | DRW.PX.UTN._.RES.Grid Interactive Water Htr | Min Units Built in Year | 0.007616 |  | - | 1 | 2025-01-01 | 2025-12-31
0.067753 |  | DRW.PX.UTN._.RES.Home Energy Mgmt Sys | Min Units Built in Year | 0.01 |  | - | 1 | 2025-01-01 | 2025-12-31
8.496 |  | DRW.PX.UTN._.RES.HVAC - DLC | Min Units Built in Year | 0.01 |  | - | 1 | 2025-01-01 | 2025-12-31
0.033473 |  | DRW.PX.UTN._.RES.Pool Pump - DLC | Min Units Built in Year | 0.01 |  | - | 1 | 2025-01-01 | 2025-12-31
4.6839 |  | DRW.PX.UTN._.RES.Smart Thermostats | Min Units Built in Year | 0.01 |  | - | 1 | 2025-01-01 | 2025-12-31
6.913 |  | DRW.PX.UTN._.RES.Water Heater - DLC | Min Units Built in Year | 0.01 |  | - | 1 | 2025-01-01 | 2025-12-31
8.7305 |  | DRW.PX.WYC._.CI_.3 Party | Min Units Built in Year | 0.01 |  | - | 1 | 2025-01-01 | 2025-12-31
0.00057077 |  | DRW.PX.WYC._.CI_.Battery DLC | Min Units Built in Year | 0.000571 |  | - | 1 | 2025-01-01 | 2025-12-31
0.00022942 |  | DRW.PX.WYC._.CI_.Grid Interactive Water Htr | Min Units Built in Year | 0.000229 |  | - | 1 | 2025-01-01 | 2025-12-31
0.31588 |  | DRW.PX.WYC._.CI_.HVAC - DLC | Min Units Built in Year | 0.01 |  | - | 1 | 2025-01-01 | 2025-12-31
0.26196 |  | DRW.PX.WYC._.CI_.Smart Thermostats | Min Units Built in Year | 0.01 |  | - | 1 | 2025-01-01 | 2025-12-31
0.36044 |  | DRW.PX.WYC._.CI_.Water Heater - DLC | Min Units Built in Year | 0.01 |  | - | 1 | 2025-01-01 | 2025-12-31
0.030347 |  | DRW.PX.WYC._.RES.Battery DLC | Min Units Built in Year | 0.01 |  | - | 1 | 2025-01-01 | 2025-12-31
0.0022815 |  | DRW.PX.WYC._.RES.EV DLC | Min Units Built in Year | 0.002282 |  | - | 1 | 2025-01-01 | 2025-12-31
0.0010633 |  | DRW.PX.WYC._.RES.Grid Interactive Water Htr | Min Units Built in Year | 0.001063 |  | - | 1 | 2025-01-01 | 2025-12-31
0.010052 |  | DRW.PX.WYC._.RES.Home Energy Mgmt Sys | Min Units Built in Year | 0.01 |  | - | 1 | 2025-01-01 | 2025-12-31
0.67135 |  | DRW.PX.WYC._.RES.HVAC - DLC | Min Units Built in Year | 0.01 |  | - | 1 | 2025-01-01 | 2025-12-31
0.0010109 |  | DRW.PX.WYC._.RES.Pool Pump - DLC | Min Units Built in Year | 0.001011 |  | - | 1 | 2025-01-01 | 2025-12-31
0.32612 |  | DRW.PX.WYC._.RES.Smart Thermostats | Min Units Built in Year | 0.01 |  | - | 1 | 2025-01-01 | 2025-12-31
2.0564 |  | DRW.PX.WYC._.RES.Water Heater - DLC | Min Units Built in Year | 0.01 |  | - | 1 | 2025-01-01 | 2025-12-31
9.243 |  | DRW.PX.YAK._.CI_.3 Party | Min Units Built in Year | 0.01 |  | - | 1 | 2025-01-01 | 2025-12-31
0.0027422 |  | DRW.PX.YAK._.CI_.Battery DLC | Min Units Built in Year | 0.002742 |  | - | 1 | 2025-01-01 | 2025-12-31
0.098735 |  | DRW.PX.YAK._.CI_.Grid Interactive Water Htr | Min Units Built in Year | 0.01 |  | - | 1 | 2025-01-01 | 2025-12-31
0.25857 |  | DRW.PX.YAK._.CI_.HVAC - DLC | Min Units Built in Year | 0.01 |  | - | 1 | 2025-01-01 | 2025-12-31
0.1928 |  | DRW.PX.YAK._.CI_.Smart Thermostats | Min Units Built in Year | 0.01 |  | - | 1 | 2025-01-01 | 2025-12-31
0.31326 |  | DRW.PX.YAK._.CI_.Water Heater - DLC | Min Units Built in Year | 0.01 |  | - | 1 | 2025-01-01 | 2025-12-31
0.024407 |  | DRW.PX.YAK._.RES.Battery DLC | Min Units Built in Year | 0.01 |  | - | 1 | 2025-01-01 | 2025-12-31
0.0024829 |  | DRW.PX.YAK._.RES.EV DLC | Min Units Built in Year | 0.002483 |  | - | 1 | 2025-01-01 | 2025-12-31
0.52925 |  | DRW.PX.YAK._.RES.Grid Interactive Water Htr | Min Units Built in Year | 0.01 |  | - | 1 | 2025-01-01 | 2025-12-31
0.0087823 |  | DRW.PX.YAK._.RES.Home Energy Mgmt Sys | Min Units Built in Year | 0.008782 |  | - | 1 | 2025-01-01 | 2025-12-31
4.7109 |  | DRW.PX.YAK._.RES.HVAC - DLC | Min Units Built in Year | 0.01 |  | - | 1 | 2025-01-01 | 2025-12-31
0.0088067 |  | DRW.PX.YAK._.RES.Pool Pump - DLC | Min Units Built in Year | 0.008807 |  | - | 1 | 2025-01-01 | 2025-12-31
0.54114 |  | DRW.PX.YAK._.RES.Smart Thermostats | Min Units Built in Year | 0.01 |  | - | 1 | 2025-01-01 | 2025-12-31
1.103 |  | DRW.PX.YAK._.RES.Water Heater - DLC | Min Units Built in Year | 0.01 |  | - | 1 | 2025-01-01 | 2025-12-31

## Max CF-YR%
-9660.8025
Collection | Parent Object | Child Object | Property | Value | Data File | Units | Band | Date From | Date To | Timeslice | Action | Expression | Scenario | Memo |  | Max Hrs | Capacity | Collection | Parent Object | Child Object | Property | Value | Data File | Units | Band | Date From | Date To | Timeslice | Action | Expression | Scenario | Memo | Category | Category
Generators | System | DRS.PX.NCA._.CI_.3 Party | Max Capacity Factor Year | 20 |  | % | 1 |  |  |  | ÷ | Total Hours in Year |  | H:\2023 IRP Update\_Document\DATA DISC\2023 IRP Update Data Disk April 1 (Public)\Chapters, Appendicies, and Input Assumptions\Input Assumptions\DSM\_PC_DSM-DR-IRP2023 Update Plexos Inputs Summer & Winter update.xlsx] |  | 20 | 1 | Constraint.Generators | DRS.PX.GOE._.CI_.3 Party-Cnst | DRS.PX.GOE._.CI_.3 Party | Installed Capacity Coefficient | -0.0022831 |  | MW | 1 |  |  |  | = |  |  |  | New DSM DR | New DSM DR Summer
Generators | System | DRS.PX.GOE._.CI_.3 Party | Max Capacity Factor Year | 20 |  | % | 1 |  |  |  | ÷ | Total Hours in Year |  | H:\2023 IRP Update\_Document\DATA DISC\2023 IRP Update Data Disk April 1 (Public)\Chapters, Appendicies, and Input Assumptions\Input Assumptions\DSM\_PC_DSM-DR-IRP2023 Update Plexos Inputs Summer & Winter update.xlsx] |  | 20 |  | Constraint.Generators | DRS.PX.GOE._.CI_.Battery DLC-Cnst | DRS.PX.GOE._.CI_.Battery DLC | Installed Capacity Coefficient | -0.010274 |  | MW | 1 |  |  |  | = |  |  |  | New DSM DR | New DSM DR Summer
Generators | System | DRS.PX.SOR._.CI_.3 Party | Max Capacity Factor Year | 20 |  | % | 1 |  |  |  | ÷ | Total Hours in Year |  | H:\2023 IRP Update\_Document\DATA DISC\2023 IRP Update Data Disk April 1 (Public)\Chapters, Appendicies, and Input Assumptions\Input Assumptions\DSM\_PC_DSM-DR-IRP2023 Update Plexos Inputs Summer & Winter update.xlsx] |  | 20 |  | Constraint.Generators | DRS.PX.GOE._.CI_.Grid Interactive Water Htr-Cnst | DRS.PX.GOE._.CI_.Grid Interactive Water Htr | Installed Capacity Coefficient | -0.0020548 |  | MW | 1 |  |  |  | = |  |  |  | New DSM DR | New DSM DR Summer
Generators | System | DRS.PX.UTN._.CI_.3 Party | Max Capacity Factor Year | 20 |  | % | 1 |  |  |  | ÷ | Total Hours in Year |  | H:\2023 IRP Update\_Document\DATA DISC\2023 IRP Update Data Disk April 1 (Public)\Chapters, Appendicies, and Input Assumptions\Input Assumptions\DSM\_PC_DSM-DR-IRP2023 Update Plexos Inputs Summer & Winter update.xlsx] |  | 20 |  | Constraint.Generators | DRS.PX.GOE._.CI_.HVAC - DLC-Cnst | DRS.PX.GOE._.CI_.HVAC - DLC | Installed Capacity Coefficient | -0.011416 |  | MW | 1 |  |  |  | = |  |  |  | New DSM DR | New DSM DR Summer
Generators | System | DRS.PX.YAK._.CI_.3 Party | Max Capacity Factor Year | 20 |  | % | 1 |  |  |  | ÷ | Total Hours in Year |  | H:\2023 IRP Update\_Document\DATA DISC\2023 IRP Update Data Disk April 1 (Public)\Chapters, Appendicies, and Input Assumptions\Input Assumptions\DSM\_PC_DSM-DR-IRP2023 Update Plexos Inputs Summer & Winter update.xlsx] |  | 20 |  | Constraint.Generators | DRS.PX.GOE._.CI_.Pool Pump - DLC-Cnst | DRS.PX.GOE._.CI_.Pool Pump - DLC | Installed Capacity Coefficient | -0.0020548 |  | MW | 1 |  |  |  | = |  |  |  | New DSM DR | New DSM DR Summer
Generators | System | DRS.PX.WYC._.CI_.3 Party | Max Capacity Factor Year | 20 |  | % | 1 |  |  |  | ÷ | Total Hours in Year |  | H:\2023 IRP Update\_Document\DATA DISC\2023 IRP Update Data Disk April 1 (Public)\Chapters, Appendicies, and Input Assumptions\Input Assumptions\DSM\_PC_DSM-DR-IRP2023 Update Plexos Inputs Summer & Winter update.xlsx] |  | 20 |  | Constraint.Generators | DRS.PX.GOE._.CI_.Smart Thermostats-Cnst | DRS.PX.GOE._.CI_.Smart Thermostats | Installed Capacity Coefficient | -0.0022831 |  | MW | 1 |  |  |  | = |  |  |  | New DSM DR | New DSM DR Summer
Generators | System | DRS.PX.NCA._.RES.EV DLC | Max Capacity Factor Year | 18 |  | % | 1 |  |  |  | ÷ | Total Hours in Year |  | H:\2023 IRP Update\_Document\DATA DISC\2023 IRP Update Data Disk April 1 (Public)\Chapters, Appendicies, and Input Assumptions\Input Assumptions\DSM\_PC_DSM-DR-IRP2023 Update Plexos Inputs Summer & Winter update.xlsx] |  | 18 |  | Constraint.Generators | DRS.PX.GOE._.CI_.Water Heater - DLC-Cnst | DRS.PX.GOE._.CI_.Water Heater - DLC | Installed Capacity Coefficient | -0.0020548 |  | MW | 1 |  |  |  | = |  |  |  | New DSM DR | New DSM DR Summer
Generators | System | DRS.PX.GOE._.RES.EV DLC | Max Capacity Factor Year | 18 |  | % | 1 |  |  |  | ÷ | Total Hours in Year |  | H:\2023 IRP Update\_Document\DATA DISC\2023 IRP Update Data Disk April 1 (Public)\Chapters, Appendicies, and Input Assumptions\Input Assumptions\DSM\_PC_DSM-DR-IRP2023 Update Plexos Inputs Summer & Winter update.xlsx] |  | 18 |  | Constraint.Generators | DRS.PX.GOE._.IRR.Irrigation DLC-Cnst | DRS.PX.GOE._.IRR.Irrigation DLC | Installed Capacity Coefficient | -0.0059361 |  | MW | 1 |  |  |  | = |  |  |  | New DSM DR | New DSM DR Summer
Generators | System | DRS.PX.SOR._.RES.EV DLC | Max Capacity Factor Year | 18 |  | % | 1 |  |  |  | ÷ | Total Hours in Year |  | H:\2023 IRP Update\_Document\DATA DISC\2023 IRP Update Data Disk April 1 (Public)\Chapters, Appendicies, and Input Assumptions\Input Assumptions\DSM\_PC_DSM-DR-IRP2023 Update Plexos Inputs Summer & Winter update.xlsx] |  | 18 |  | Constraint.Generators | DRS.PX.GOE._.RES.Battery DLC-Cnst | DRS.PX.GOE._.RES.Battery DLC | Installed Capacity Coefficient | -0.010274 |  | MW | 1 |  |  |  | = |  |  |  | New DSM DR | New DSM DR Summer
Generators | System | DRS.PX.UTN._.RES.EV DLC | Max Capacity Factor Year | 18 |  | % | 1 |  |  |  | ÷ | Total Hours in Year |  | H:\2023 IRP Update\_Document\DATA DISC\2023 IRP Update Data Disk April 1 (Public)\Chapters, Appendicies, and Input Assumptions\Input Assumptions\DSM\_PC_DSM-DR-IRP2023 Update Plexos Inputs Summer & Winter update.xlsx] |  | 18 |  | Constraint.Generators | DRS.PX.GOE._.RES.EV DLC-Cnst | DRS.PX.GOE._.RES.EV DLC | Installed Capacity Coefficient | -0.0020548 |  | MW | 1 |  |  |  | = |  |  |  | New DSM DR | New DSM DR Summer
Generators | System | DRS.PX.YAK._.RES.EV DLC | Max Capacity Factor Year | 18 |  | % | 1 |  |  |  | ÷ | Total Hours in Year |  | H:\2023 IRP Update\_Document\DATA DISC\2023 IRP Update Data Disk April 1 (Public)\Chapters, Appendicies, and Input Assumptions\Input Assumptions\DSM\_PC_DSM-DR-IRP2023 Update Plexos Inputs Summer & Winter update.xlsx] |  | 18 |  | Constraint.Generators | DRS.PX.GOE._.RES.Grid Interactive Water Htr-Cnst | DRS.PX.GOE._.RES.Grid Interactive Water Htr | Installed Capacity Coefficient | -0.0020548 |  | MW | 1 |  |  |  | = |  |  |  | New DSM DR | New DSM DR Summer
Generators | System | DRS.PX.WYC._.RES.EV DLC | Max Capacity Factor Year | 18 |  | % | 1 |  |  |  | ÷ | Total Hours in Year |  | H:\2023 IRP Update\_Document\DATA DISC\2023 IRP Update Data Disk April 1 (Public)\Chapters, Appendicies, and Input Assumptions\Input Assumptions\DSM\_PC_DSM-DR-IRP2023 Update Plexos Inputs Summer & Winter update.xlsx] |  | 18 |  | Constraint.Generators | DRS.PX.GOE._.RES.Home Energy Mgmt Sys-Cnst | DRS.PX.GOE._.RES.Home Energy Mgmt Sys | Installed Capacity Coefficient | -0.0022831 |  | MW | 1 |  |  |  | = |  |  |  | New DSM DR | New DSM DR Summer
Generators | System | DRS.PX.NCA._.CI_.HVAC - DLC | Max Capacity Factor Year | 100 |  | % | 1 |  |  |  | ÷ | Total Hours in Year |  | H:\2023 IRP Update\_Document\DATA DISC\2023 IRP Update Data Disk April 1 (Public)\Chapters, Appendicies, and Input Assumptions\Input Assumptions\DSM\_PC_DSM-DR-IRP2023 Update Plexos Inputs Summer & Winter update.xlsx] |  | 100 |  | Constraint.Generators | DRS.PX.GOE._.RES.HVAC - DLC-Cnst | DRS.PX.GOE._.RES.HVAC - DLC | Installed Capacity Coefficient | -0.011416 |  | MW | 1 |  |  |  | = |  |  |  | New DSM DR | New DSM DR Summer
Generators | System | DRS.PX.GOE._.CI_.HVAC - DLC | Max Capacity Factor Year | 100 |  | % | 1 |  |  |  | ÷ | Total Hours in Year |  | H:\2023 IRP Update\_Document\DATA DISC\2023 IRP Update Data Disk April 1 (Public)\Chapters, Appendicies, and Input Assumptions\Input Assumptions\DSM\_PC_DSM-DR-IRP2023 Update Plexos Inputs Summer & Winter update.xlsx] |  | 100 |  | Constraint.Generators | DRS.PX.GOE._.RES.Pool Pump - DLC-Cnst | DRS.PX.GOE._.RES.Pool Pump - DLC | Installed Capacity Coefficient | -0.0020548 |  | MW | 1 |  |  |  | = |  |  |  | New DSM DR | New DSM DR Summer
Generators | System | DRS.PX.SOR._.CI_.HVAC - DLC | Max Capacity Factor Year | 100 |  | % | 1 |  |  |  | ÷ | Total Hours in Year |  | H:\2023 IRP Update\_Document\DATA DISC\2023 IRP Update Data Disk April 1 (Public)\Chapters, Appendicies, and Input Assumptions\Input Assumptions\DSM\_PC_DSM-DR-IRP2023 Update Plexos Inputs Summer & Winter update.xlsx] |  | 100 |  | Constraint.Generators | DRS.PX.GOE._.RES.Water Heater - DLC-Cnst | DRS.PX.GOE._.RES.Water Heater - DLC | Installed Capacity Coefficient | -0.0020548 |  | MW | 1 |  |  |  | = |  |  |  | New DSM DR | New DSM DR Summer
Generators | System | DRS.PX.UTN._.CI_.HVAC - DLC | Max Capacity Factor Year | 100 |  | % | 1 |  |  |  | ÷ | Total Hours in Year |  | H:\2023 IRP Update\_Document\DATA DISC\2023 IRP Update Data Disk April 1 (Public)\Chapters, Appendicies, and Input Assumptions\Input Assumptions\DSM\_PC_DSM-DR-IRP2023 Update Plexos Inputs Summer & Winter update.xlsx] |  | 100 |  | Constraint.Generators | DRS.PX.NCA._.CI_.3 Party-Cnst | DRS.PX.NCA._.CI_.3 Party | Installed Capacity Coefficient | -0.0022831 |  | MW | 1 |  |  |  | = |  |  |  | New DSM DR | New DSM DR Summer
Generators | System | DRS.PX.YAK._.CI_.HVAC - DLC | Max Capacity Factor Year | 100 |  | % | 1 |  |  |  | ÷ | Total Hours in Year |  | H:\2023 IRP Update\_Document\DATA DISC\2023 IRP Update Data Disk April 1 (Public)\Chapters, Appendicies, and Input Assumptions\Input Assumptions\DSM\_PC_DSM-DR-IRP2023 Update Plexos Inputs Summer & Winter update.xlsx] |  | 100 |  | Constraint.Generators | DRS.PX.NCA._.CI_.Battery DLC-Cnst | DRS.PX.NCA._.CI_.Battery DLC | Installed Capacity Coefficient | -0.010274 |  | MW | 1 |  |  |  | = |  |  |  | New DSM DR | New DSM DR Summer
Generators | System | DRS.PX.WYC._.CI_.HVAC - DLC | Max Capacity Factor Year | 100 |  | % | 1 |  |  |  | ÷ | Total Hours in Year |  | H:\2023 IRP Update\_Document\DATA DISC\2023 IRP Update Data Disk April 1 (Public)\Chapters, Appendicies, and Input Assumptions\Input Assumptions\DSM\_PC_DSM-DR-IRP2023 Update Plexos Inputs Summer & Winter update.xlsx] |  | 100 |  | Constraint.Generators | DRS.PX.NCA._.CI_.Grid Interactive Water Htr-Cnst | DRS.PX.NCA._.CI_.Grid Interactive Water Htr | Installed Capacity Coefficient | -0.0020548 |  | MW | 1 |  |  |  | = |  |  |  | New DSM DR | New DSM DR Summer
Generators | System | DRS.PX.NCA._.RES.HVAC - DLC | Max Capacity Factor Year | 100 |  | % | 1 |  |  |  | ÷ | Total Hours in Year |  | H:\2023 IRP Update\_Document\DATA DISC\2023 IRP Update Data Disk April 1 (Public)\Chapters, Appendicies, and Input Assumptions\Input Assumptions\DSM\_PC_DSM-DR-IRP2023 Update Plexos Inputs Summer & Winter update.xlsx] |  | 100 |  | Constraint.Generators | DRS.PX.NCA._.CI_.HVAC - DLC-Cnst | DRS.PX.NCA._.CI_.HVAC - DLC | Installed Capacity Coefficient | -0.011416 |  | MW | 1 |  |  |  | = |  |  |  | New DSM DR | New DSM DR Summer
Generators | System | DRS.PX.GOE._.RES.HVAC - DLC | Max Capacity Factor Year | 100 |  | % | 1 |  |  |  | ÷ | Total Hours in Year |  | H:\2023 IRP Update\_Document\DATA DISC\2023 IRP Update Data Disk April 1 (Public)\Chapters, Appendicies, and Input Assumptions\Input Assumptions\DSM\_PC_DSM-DR-IRP2023 Update Plexos Inputs Summer & Winter update.xlsx] |  | 100 |  | Constraint.Generators | DRS.PX.NCA._.CI_.Pool Pump - DLC-Cnst | DRS.PX.NCA._.CI_.Pool Pump - DLC | Installed Capacity Coefficient | -0.0020548 |  | MW | 1 |  |  |  | = |  |  |  | New DSM DR | New DSM DR Summer
Generators | System | DRS.PX.SOR._.RES.HVAC - DLC | Max Capacity Factor Year | 100 |  | % | 1 |  |  |  | ÷ | Total Hours in Year |  | H:\2023 IRP Update\_Document\DATA DISC\2023 IRP Update Data Disk April 1 (Public)\Chapters, Appendicies, and Input Assumptions\Input Assumptions\DSM\_PC_DSM-DR-IRP2023 Update Plexos Inputs Summer & Winter update.xlsx] |  | 100 |  | Constraint.Generators | DRS.PX.NCA._.CI_.Smart Thermostats-Cnst | DRS.PX.NCA._.CI_.Smart Thermostats | Installed Capacity Coefficient | -0.0022831 |  | MW | 1 |  |  |  | = |  |  |  | New DSM DR | New DSM DR Summer
Generators | System | DRS.PX.UTN._.RES.HVAC - DLC | Max Capacity Factor Year | 100 |  | % | 1 |  |  |  | ÷ | Total Hours in Year |  | H:\2023 IRP Update\_Document\DATA DISC\2023 IRP Update Data Disk April 1 (Public)\Chapters, Appendicies, and Input Assumptions\Input Assumptions\DSM\_PC_DSM-DR-IRP2023 Update Plexos Inputs Summer & Winter update.xlsx] |  | 100 |  | Constraint.Generators | DRS.PX.NCA._.CI_.Water Heater - DLC-Cnst | DRS.PX.NCA._.CI_.Water Heater - DLC | Installed Capacity Coefficient | -0.0020548 |  | MW | 1 |  |  |  | = |  |  |  | New DSM DR | New DSM DR Summer
Generators | System | DRS.PX.YAK._.RES.HVAC - DLC | Max Capacity Factor Year | 100 |  | % | 1 |  |  |  | ÷ | Total Hours in Year |  | H:\2023 IRP Update\_Document\DATA DISC\2023 IRP Update Data Disk April 1 (Public)\Chapters, Appendicies, and Input Assumptions\Input Assumptions\DSM\_PC_DSM-DR-IRP2023 Update Plexos Inputs Summer & Winter update.xlsx] |  | 100 |  | Constraint.Generators | DRS.PX.NCA._.IRR.Irrigation DLC-Cnst | DRS.PX.NCA._.IRR.Irrigation DLC | Installed Capacity Coefficient | -0.0059361 |  | MW | 1 |  |  |  | = |  |  |  | New DSM DR | New DSM DR Summer
Generators | System | DRS.PX.WYC._.RES.HVAC - DLC | Max Capacity Factor Year | 100 |  | % | 1 |  |  |  | ÷ | Total Hours in Year |  | H:\2023 IRP Update\_Document\DATA DISC\2023 IRP Update Data Disk April 1 (Public)\Chapters, Appendicies, and Input Assumptions\Input Assumptions\DSM\_PC_DSM-DR-IRP2023 Update Plexos Inputs Summer & Winter update.xlsx] |  | 100 |  | Constraint.Generators | DRS.PX.NCA._.RES.Battery DLC-Cnst | DRS.PX.NCA._.RES.Battery DLC | Installed Capacity Coefficient | -0.010274 |  | MW | 1 |  |  |  | = |  |  |  | New DSM DR | New DSM DR Summer
Generators | System | DRS.PX.NCA._.IRR.Irrigation DLC | Max Capacity Factor Year | 52 |  | % | 1 |  |  |  | ÷ | Total Hours in Year |  | H:\2023 IRP Update\_Document\DATA DISC\2023 IRP Update Data Disk April 1 (Public)\Chapters, Appendicies, and Input Assumptions\Input Assumptions\DSM\_PC_DSM-DR-IRP2023 Update Plexos Inputs Summer & Winter update.xlsx] |  | 52 |  | Constraint.Generators | DRS.PX.NCA._.RES.EV DLC-Cnst | DRS.PX.NCA._.RES.EV DLC | Installed Capacity Coefficient | -0.0020548 |  | MW | 1 |  |  |  | = |  |  |  | New DSM DR | New DSM DR Summer
Generators | System | DRS.PX.GOE._.IRR.Irrigation DLC | Max Capacity Factor Year | 52 |  | % | 1 |  |  |  | ÷ | Total Hours in Year |  | H:\2023 IRP Update\_Document\DATA DISC\2023 IRP Update Data Disk April 1 (Public)\Chapters, Appendicies, and Input Assumptions\Input Assumptions\DSM\_PC_DSM-DR-IRP2023 Update Plexos Inputs Summer & Winter update.xlsx] |  | 52 |  | Constraint.Generators | DRS.PX.NCA._.RES.Grid Interactive Water Htr-Cnst | DRS.PX.NCA._.RES.Grid Interactive Water Htr | Installed Capacity Coefficient | -0.0020548 |  | MW | 1 |  |  |  | = |  |  |  | New DSM DR | New DSM DR Summer
Generators | System | DRS.PX.SOR._.IRR.Irrigation DLC | Max Capacity Factor Year | 52 |  | % | 1 |  |  |  | ÷ | Total Hours in Year |  | H:\2023 IRP Update\_Document\DATA DISC\2023 IRP Update Data Disk April 1 (Public)\Chapters, Appendicies, and Input Assumptions\Input Assumptions\DSM\_PC_DSM-DR-IRP2023 Update Plexos Inputs Summer & Winter update.xlsx] |  | 52 |  | Constraint.Generators | DRS.PX.NCA._.RES.Home Energy Mgmt Sys-Cnst | DRS.PX.NCA._.RES.Home Energy Mgmt Sys | Installed Capacity Coefficient | -0.0022831 |  | MW | 1 |  |  |  | = |  |  |  | New DSM DR | New DSM DR Summer
Generators | System | DRS.PX.UTN._.IRR.Irrigation DLC | Max Capacity Factor Year | 52 |  | % | 1 |  |  |  | ÷ | Total Hours in Year |  | H:\2023 IRP Update\_Document\DATA DISC\2023 IRP Update Data Disk April 1 (Public)\Chapters, Appendicies, and Input Assumptions\Input Assumptions\DSM\_PC_DSM-DR-IRP2023 Update Plexos Inputs Summer & Winter update.xlsx] |  | 52 |  | Constraint.Generators | DRS.PX.NCA._.RES.HVAC - DLC-Cnst | DRS.PX.NCA._.RES.HVAC - DLC | Installed Capacity Coefficient | -0.011416 |  | MW | 1 |  |  |  | = |  |  |  | New DSM DR | New DSM DR Summer
Generators | System | DRS.PX.YAK._.IRR.Irrigation DLC | Max Capacity Factor Year | 52 |  | % | 1 |  |  |  | ÷ | Total Hours in Year |  | H:\2023 IRP Update\_Document\DATA DISC\2023 IRP Update Data Disk April 1 (Public)\Chapters, Appendicies, and Input Assumptions\Input Assumptions\DSM\_PC_DSM-DR-IRP2023 Update Plexos Inputs Summer & Winter update.xlsx] |  | 52 |  | Constraint.Generators | DRS.PX.NCA._.RES.Pool Pump - DLC-Cnst | DRS.PX.NCA._.RES.Pool Pump - DLC | Installed Capacity Coefficient | -0.0020548 |  | MW | 1 |  |  |  | = |  |  |  | New DSM DR | New DSM DR Summer
Generators | System | DRS.PX.WYC._.IRR.Irrigation DLC | Max Capacity Factor Year | 52 |  | % | 1 |  |  |  | ÷ | Total Hours in Year |  | H:\2023 IRP Update\_Document\DATA DISC\2023 IRP Update Data Disk April 1 (Public)\Chapters, Appendicies, and Input Assumptions\Input Assumptions\DSM\_PC_DSM-DR-IRP2023 Update Plexos Inputs Summer & Winter update.xlsx] |  | 52 |  | Constraint.Generators | DRS.PX.NCA._.RES.Smart Thermostats-Cnst | DRS.PX.NCA._.RES.Smart Thermostats | Installed Capacity Coefficient | -0.0022831 |  | MW | 1 |  |  |  | = |  |  |  | New DSM DR | New DSM DR Summer
Generators | System | DRS.PX.NCA._.RES.Pool Pump - DLC | Max Capacity Factor Year | 18 |  | % | 1 |  |  |  | ÷ | Total Hours in Year |  | H:\2023 IRP Update\_Document\DATA DISC\2023 IRP Update Data Disk April 1 (Public)\Chapters, Appendicies, and Input Assumptions\Input Assumptions\DSM\_PC_DSM-DR-IRP2023 Update Plexos Inputs Summer & Winter update.xlsx] |  | 18 |  | Constraint.Generators | DRS.PX.NCA._.RES.Water Heater - DLC-Cnst | DRS.PX.NCA._.RES.Water Heater - DLC | Installed Capacity Coefficient | -0.0020548 |  | MW | 1 |  |  |  | = |  |  |  | New DSM DR | New DSM DR Summer
Generators | System | DRS.PX.GOE._.RES.Pool Pump - DLC | Max Capacity Factor Year | 18 |  | % | 1 |  |  |  | ÷ | Total Hours in Year |  | H:\2023 IRP Update\_Document\DATA DISC\2023 IRP Update Data Disk April 1 (Public)\Chapters, Appendicies, and Input Assumptions\Input Assumptions\DSM\_PC_DSM-DR-IRP2023 Update Plexos Inputs Summer & Winter update.xlsx] |  | 18 |  | Constraint.Generators | DRS.PX.SOR._.CI_.3 Party-Cnst | DRS.PX.SOR._.CI_.3 Party | Installed Capacity Coefficient | -0.0022831 |  | MW | 1 |  |  |  | = |  |  |  | New DSM DR | New DSM DR Summer
Generators | System | DRS.PX.SOR._.RES.Pool Pump - DLC | Max Capacity Factor Year | 18 |  | % | 1 |  |  |  | ÷ | Total Hours in Year |  | H:\2023 IRP Update\_Document\DATA DISC\2023 IRP Update Data Disk April 1 (Public)\Chapters, Appendicies, and Input Assumptions\Input Assumptions\DSM\_PC_DSM-DR-IRP2023 Update Plexos Inputs Summer & Winter update.xlsx] |  | 18 |  | Constraint.Generators | DRS.PX.SOR._.CI_.Battery DLC-Cnst | DRS.PX.SOR._.CI_.Battery DLC | Installed Capacity Coefficient | -0.010274 |  | MW | 1 |  |  |  | = |  |  |  | New DSM DR | New DSM DR Summer
Generators | System | DRS.PX.UTN._.RES.Pool Pump - DLC | Max Capacity Factor Year | 18 |  | % | 1 |  |  |  | ÷ | Total Hours in Year |  | H:\2023 IRP Update\_Document\DATA DISC\2023 IRP Update Data Disk April 1 (Public)\Chapters, Appendicies, and Input Assumptions\Input Assumptions\DSM\_PC_DSM-DR-IRP2023 Update Plexos Inputs Summer & Winter update.xlsx] |  | 18 |  | Constraint.Generators | DRS.PX.SOR._.CI_.Grid Interactive Water Htr-Cnst | DRS.PX.SOR._.CI_.Grid Interactive Water Htr | Installed Capacity Coefficient | -0.0020548 |  | MW | 1 |  |  |  | = |  |  |  | New DSM DR | New DSM DR Summer
Generators | System | DRS.PX.YAK._.RES.Pool Pump - DLC | Max Capacity Factor Year | 18 |  | % | 1 |  |  |  | ÷ | Total Hours in Year |  | H:\2023 IRP Update\_Document\DATA DISC\2023 IRP Update Data Disk April 1 (Public)\Chapters, Appendicies, and Input Assumptions\Input Assumptions\DSM\_PC_DSM-DR-IRP2023 Update Plexos Inputs Summer & Winter update.xlsx] |  | 18 |  | Constraint.Generators | DRS.PX.SOR._.CI_.HVAC - DLC-Cnst | DRS.PX.SOR._.CI_.HVAC - DLC | Installed Capacity Coefficient | -0.011416 |  | MW | 1 |  |  |  | = |  |  |  | New DSM DR | New DSM DR Summer
Generators | System | DRS.PX.WYC._.RES.Pool Pump - DLC | Max Capacity Factor Year | 18 |  | % | 1 |  |  |  | ÷ | Total Hours in Year |  | H:\2023 IRP Update\_Document\DATA DISC\2023 IRP Update Data Disk April 1 (Public)\Chapters, Appendicies, and Input Assumptions\Input Assumptions\DSM\_PC_DSM-DR-IRP2023 Update Plexos Inputs Summer & Winter update.xlsx] |  | 18 |  | Constraint.Generators | DRS.PX.SOR._.CI_.Pool Pump - DLC-Cnst | DRS.PX.SOR._.CI_.Pool Pump - DLC | Installed Capacity Coefficient | -0.0020548 |  | MW | 1 |  |  |  | = |  |  |  | New DSM DR | New DSM DR Summer
Generators | System | DRS.PX.NCA._.CI_.Water Heater - DLC | Max Capacity Factor Year | 100 |  | % | 1 |  |  |  | ÷ | Total Hours in Year |  | H:\2023 IRP Update\_Document\DATA DISC\2023 IRP Update Data Disk April 1 (Public)\Chapters, Appendicies, and Input Assumptions\Input Assumptions\DSM\_PC_DSM-DR-IRP2023 Update Plexos Inputs Summer & Winter update.xlsx] |  | 100 |  | Constraint.Generators | DRS.PX.SOR._.CI_.Smart Thermostats-Cnst | DRS.PX.SOR._.CI_.Smart Thermostats | Installed Capacity Coefficient | -0.0022831 |  | MW | 1 |  |  |  | = |  |  |  | New DSM DR | New DSM DR Summer
Generators | System | DRS.PX.GOE._.CI_.Water Heater - DLC | Max Capacity Factor Year | 100 |  | % | 1 |  |  |  | ÷ | Total Hours in Year |  | H:\2023 IRP Update\_Document\DATA DISC\2023 IRP Update Data Disk April 1 (Public)\Chapters, Appendicies, and Input Assumptions\Input Assumptions\DSM\_PC_DSM-DR-IRP2023 Update Plexos Inputs Summer & Winter update.xlsx] |  | 100 |  | Constraint.Generators | DRS.PX.SOR._.CI_.Water Heater - DLC-Cnst | DRS.PX.SOR._.CI_.Water Heater - DLC | Installed Capacity Coefficient | -0.0020548 |  | MW | 1 |  |  |  | = |  |  |  | New DSM DR | New DSM DR Summer
Generators | System | DRS.PX.SOR._.CI_.Water Heater - DLC | Max Capacity Factor Year | 100 |  | % | 1 |  |  |  | ÷ | Total Hours in Year |  | H:\2023 IRP Update\_Document\DATA DISC\2023 IRP Update Data Disk April 1 (Public)\Chapters, Appendicies, and Input Assumptions\Input Assumptions\DSM\_PC_DSM-DR-IRP2023 Update Plexos Inputs Summer & Winter update.xlsx] |  | 100 |  | Constraint.Generators | DRS.PX.SOR._.IRR.Irrigation DLC-Cnst | DRS.PX.SOR._.IRR.Irrigation DLC | Installed Capacity Coefficient | -0.0059361 |  | MW | 1 |  |  |  | = |  |  |  | New DSM DR | New DSM DR Summer
Generators | System | DRS.PX.UTN._.CI_.Water Heater - DLC | Max Capacity Factor Year | 100 |  | % | 1 |  |  |  | ÷ | Total Hours in Year |  | H:\2023 IRP Update\_Document\DATA DISC\2023 IRP Update Data Disk April 1 (Public)\Chapters, Appendicies, and Input Assumptions\Input Assumptions\DSM\_PC_DSM-DR-IRP2023 Update Plexos Inputs Summer & Winter update.xlsx] |  | 100 |  | Constraint.Generators | DRS.PX.SOR._.RES.Battery DLC-Cnst | DRS.PX.SOR._.RES.Battery DLC | Installed Capacity Coefficient | -0.010274 |  | MW | 1 |  |  |  | = |  |  |  | New DSM DR | New DSM DR Summer
Generators | System | DRS.PX.YAK._.CI_.Water Heater - DLC | Max Capacity Factor Year | 100 |  | % | 1 |  |  |  | ÷ | Total Hours in Year |  | H:\2023 IRP Update\_Document\DATA DISC\2023 IRP Update Data Disk April 1 (Public)\Chapters, Appendicies, and Input Assumptions\Input Assumptions\DSM\_PC_DSM-DR-IRP2023 Update Plexos Inputs Summer & Winter update.xlsx] |  | 100 |  | Constraint.Generators | DRS.PX.SOR._.RES.EV DLC-Cnst | DRS.PX.SOR._.RES.EV DLC | Installed Capacity Coefficient | -0.0020548 |  | MW | 1 |  |  |  | = |  |  |  | New DSM DR | New DSM DR Summer
Generators | System | DRS.PX.WYC._.CI_.Water Heater - DLC | Max Capacity Factor Year | 100 |  | % | 1 |  |  |  | ÷ | Total Hours in Year |  | H:\2023 IRP Update\_Document\DATA DISC\2023 IRP Update Data Disk April 1 (Public)\Chapters, Appendicies, and Input Assumptions\Input Assumptions\DSM\_PC_DSM-DR-IRP2023 Update Plexos Inputs Summer & Winter update.xlsx] |  | 100 |  | Constraint.Generators | DRS.PX.SOR._.RES.Grid Interactive Water Htr-Cnst | DRS.PX.SOR._.RES.Grid Interactive Water Htr | Installed Capacity Coefficient | -0.0020548 |  | MW | 1 |  |  |  | = |  |  |  | New DSM DR | New DSM DR Summer
Generators | System | DRS.PX.NCA._.RES.Water Heater - DLC | Max Capacity Factor Year | 100 |  | % | 1 |  |  |  | ÷ | Total Hours in Year |  | H:\2023 IRP Update\_Document\DATA DISC\2023 IRP Update Data Disk April 1 (Public)\Chapters, Appendicies, and Input Assumptions\Input Assumptions\DSM\_PC_DSM-DR-IRP2023 Update Plexos Inputs Summer & Winter update.xlsx] |  | 100 |  | Constraint.Generators | DRS.PX.SOR._.RES.Home Energy Mgmt Sys-Cnst | DRS.PX.SOR._.RES.Home Energy Mgmt Sys | Installed Capacity Coefficient | -0.0022831 |  | MW | 1 |  |  |  | = |  |  |  | New DSM DR | New DSM DR Summer
Generators | System | DRS.PX.GOE._.RES.Water Heater - DLC | Max Capacity Factor Year | 100 |  | % | 1 |  |  |  | ÷ | Total Hours in Year |  | H:\2023 IRP Update\_Document\DATA DISC\2023 IRP Update Data Disk April 1 (Public)\Chapters, Appendicies, and Input Assumptions\Input Assumptions\DSM\_PC_DSM-DR-IRP2023 Update Plexos Inputs Summer & Winter update.xlsx] |  | 100 |  | Constraint.Generators | DRS.PX.SOR._.RES.HVAC - DLC-Cnst | DRS.PX.SOR._.RES.HVAC - DLC | Installed Capacity Coefficient | -0.011416 |  | MW | 1 |  |  |  | = |  |  |  | New DSM DR | New DSM DR Summer
Generators | System | DRS.PX.SOR._.RES.Water Heater - DLC | Max Capacity Factor Year | 100 |  | % | 1 |  |  |  | ÷ | Total Hours in Year |  | H:\2023 IRP Update\_Document\DATA DISC\2023 IRP Update Data Disk April 1 (Public)\Chapters, Appendicies, and Input Assumptions\Input Assumptions\DSM\_PC_DSM-DR-IRP2023 Update Plexos Inputs Summer & Winter update.xlsx] |  | 100 |  | Constraint.Generators | DRS.PX.SOR._.RES.Pool Pump - DLC-Cnst | DRS.PX.SOR._.RES.Pool Pump - DLC | Installed Capacity Coefficient | -0.0020548 |  | MW | 1 |  |  |  | = |  |  |  | New DSM DR | New DSM DR Summer
Generators | System | DRS.PX.UTN._.RES.Water Heater - DLC | Max Capacity Factor Year | 100 |  | % | 1 |  |  |  | ÷ | Total Hours in Year |  | H:\2023 IRP Update\_Document\DATA DISC\2023 IRP Update Data Disk April 1 (Public)\Chapters, Appendicies, and Input Assumptions\Input Assumptions\DSM\_PC_DSM-DR-IRP2023 Update Plexos Inputs Summer & Winter update.xlsx] |  | 100 |  | Constraint.Generators | DRS.PX.SOR._.RES.Smart Thermostats-Cnst | DRS.PX.SOR._.RES.Smart Thermostats | Installed Capacity Coefficient | -0.0022831 |  | MW | 1 |  |  |  | = |  |  |  | New DSM DR | New DSM DR Summer
Generators | System | DRS.PX.YAK._.RES.Water Heater - DLC | Max Capacity Factor Year | 100 |  | % | 1 |  |  |  | ÷ | Total Hours in Year |  | H:\2023 IRP Update\_Document\DATA DISC\2023 IRP Update Data Disk April 1 (Public)\Chapters, Appendicies, and Input Assumptions\Input Assumptions\DSM\_PC_DSM-DR-IRP2023 Update Plexos Inputs Summer & Winter update.xlsx] |  | 100 |  | Constraint.Generators | DRS.PX.SOR._.RES.Water Heater - DLC-Cnst | DRS.PX.SOR._.RES.Water Heater - DLC | Installed Capacity Coefficient | -0.0020548 |  | MW | 1 |  |  |  | = |  |  |  | New DSM DR | New DSM DR Summer
Generators | System | DRS.PX.WYC._.RES.Water Heater - DLC | Max Capacity Factor Year | 100 |  | % | 1 |  |  |  | ÷ | Total Hours in Year |  | H:\2023 IRP Update\_Document\DATA DISC\2023 IRP Update Data Disk April 1 (Public)\Chapters, Appendicies, and Input Assumptions\Input Assumptions\DSM\_PC_DSM-DR-IRP2023 Update Plexos Inputs Summer & Winter update.xlsx] |  | 100 |  | Constraint.Generators | DRS.PX.UTN._.CI_.3 Party-Cnst | DRS.PX.UTN._.CI_.3 Party | Installed Capacity Coefficient | -0.0022831 |  | MW | 1 |  |  |  | = |  |  |  | New DSM DR | New DSM DR Summer
Generators | System | DRS.PX.NCA._.RES.Home Energy Mgmt Sys | Max Capacity Factor Year | 20 |  | % | 1 |  |  |  | ÷ | Total Hours in Year |  | H:\2023 IRP Update\_Document\DATA DISC\2023 IRP Update Data Disk April 1 (Public)\Chapters, Appendicies, and Input Assumptions\Input Assumptions\DSM\_PC_DSM-DR-IRP2023 Update Plexos Inputs Summer & Winter update.xlsx] |  | 20 |  | Constraint.Generators | DRS.PX.UTN._.CI_.Battery DLC-Cnst | DRS.PX.UTN._.CI_.Battery DLC | Installed Capacity Coefficient | -0.010274 |  | MW | 1 |  |  |  | = |  |  |  | New DSM DR | New DSM DR Summer
Generators | System | DRS.PX.GOE._.RES.Home Energy Mgmt Sys | Max Capacity Factor Year | 20 |  | % | 1 |  |  |  | ÷ | Total Hours in Year |  | H:\2023 IRP Update\_Document\DATA DISC\2023 IRP Update Data Disk April 1 (Public)\Chapters, Appendicies, and Input Assumptions\Input Assumptions\DSM\_PC_DSM-DR-IRP2023 Update Plexos Inputs Summer & Winter update.xlsx] |  | 20 |  | Constraint.Generators | DRS.PX.UTN._.CI_.Grid Interactive Water Htr-Cnst | DRS.PX.UTN._.CI_.Grid Interactive Water Htr | Installed Capacity Coefficient | -0.0020548 |  | MW | 1 |  |  |  | = |  |  |  | New DSM DR | New DSM DR Summer
Generators | System | DRS.PX.SOR._.RES.Home Energy Mgmt Sys | Max Capacity Factor Year | 20 |  | % | 1 |  |  |  | ÷ | Total Hours in Year |  | H:\2023 IRP Update\_Document\DATA DISC\2023 IRP Update Data Disk April 1 (Public)\Chapters, Appendicies, and Input Assumptions\Input Assumptions\DSM\_PC_DSM-DR-IRP2023 Update Plexos Inputs Summer & Winter update.xlsx] |  | 20 |  | Constraint.Generators | DRS.PX.UTN._.CI_.HVAC - DLC-Cnst | DRS.PX.UTN._.CI_.HVAC - DLC | Installed Capacity Coefficient | -0.011416 |  | MW | 1 |  |  |  | = |  |  |  | New DSM DR | New DSM DR Summer
Generators | System | DRS.PX.UTN._.RES.Home Energy Mgmt Sys | Max Capacity Factor Year | 20 |  | % | 1 |  |  |  | ÷ | Total Hours in Year |  | H:\2023 IRP Update\_Document\DATA DISC\2023 IRP Update Data Disk April 1 (Public)\Chapters, Appendicies, and Input Assumptions\Input Assumptions\DSM\_PC_DSM-DR-IRP2023 Update Plexos Inputs Summer & Winter update.xlsx] |  | 20 |  | Constraint.Generators | DRS.PX.UTN._.CI_.Pool Pump - DLC-Cnst | DRS.PX.UTN._.CI_.Pool Pump - DLC | Installed Capacity Coefficient | -0.0020548 |  | MW | 1 |  |  |  | = |  |  |  | New DSM DR | New DSM DR Summer
Generators | System | DRS.PX.YAK._.RES.Home Energy Mgmt Sys | Max Capacity Factor Year | 20 |  | % | 1 |  |  |  | ÷ | Total Hours in Year |  | H:\2023 IRP Update\_Document\DATA DISC\2023 IRP Update Data Disk April 1 (Public)\Chapters, Appendicies, and Input Assumptions\Input Assumptions\DSM\_PC_DSM-DR-IRP2023 Update Plexos Inputs Summer & Winter update.xlsx] |  | 20 |  | Constraint.Generators | DRS.PX.UTN._.CI_.Smart Thermostats-Cnst | DRS.PX.UTN._.CI_.Smart Thermostats | Installed Capacity Coefficient | -0.0022831 |  | MW | 1 |  |  |  | = |  |  |  | New DSM DR | New DSM DR Summer
Generators | System | DRS.PX.WYC._.RES.Home Energy Mgmt Sys | Max Capacity Factor Year | 20 |  | % | 1 |  |  |  | ÷ | Total Hours in Year |  | H:\2023 IRP Update\_Document\DATA DISC\2023 IRP Update Data Disk April 1 (Public)\Chapters, Appendicies, and Input Assumptions\Input Assumptions\DSM\_PC_DSM-DR-IRP2023 Update Plexos Inputs Summer & Winter update.xlsx] |  | 20 |  | Constraint.Generators | DRS.PX.UTN._.CI_.Water Heater - DLC-Cnst | DRS.PX.UTN._.CI_.Water Heater - DLC | Installed Capacity Coefficient | -0.0020548 |  | MW | 1 |  |  |  | = |  |  |  | New DSM DR | New DSM DR Summer
Generators | System | DRS.PX.NCA._.CI_.Grid Interactive Water Htr | Max Capacity Factor Year | 100 |  | % | 1 |  |  |  | ÷ | Total Hours in Year |  | H:\2023 IRP Update\_Document\DATA DISC\2023 IRP Update Data Disk April 1 (Public)\Chapters, Appendicies, and Input Assumptions\Input Assumptions\DSM\_PC_DSM-DR-IRP2023 Update Plexos Inputs Summer & Winter update.xlsx] |  | 100 |  | Constraint.Generators | DRS.PX.UTN._.IRR.Irrigation DLC-Cnst | DRS.PX.UTN._.IRR.Irrigation DLC | Installed Capacity Coefficient | -0.0059361 |  | MW | 1 |  |  |  | = |  |  |  | New DSM DR | New DSM DR Summer
Generators | System | DRS.PX.GOE._.CI_.Grid Interactive Water Htr | Max Capacity Factor Year | 100 |  | % | 1 |  |  |  | ÷ | Total Hours in Year |  | H:\2023 IRP Update\_Document\DATA DISC\2023 IRP Update Data Disk April 1 (Public)\Chapters, Appendicies, and Input Assumptions\Input Assumptions\DSM\_PC_DSM-DR-IRP2023 Update Plexos Inputs Summer & Winter update.xlsx] |  | 100 |  | Constraint.Generators | DRS.PX.UTN._.RES.Battery DLC-Cnst | DRS.PX.UTN._.RES.Battery DLC | Installed Capacity Coefficient | -0.010274 |  | MW | 1 |  |  |  | = |  |  |  | New DSM DR | New DSM DR Summer
Generators | System | DRS.PX.SOR._.CI_.Grid Interactive Water Htr | Max Capacity Factor Year | 100 |  | % | 1 |  |  |  | ÷ | Total Hours in Year |  | H:\2023 IRP Update\_Document\DATA DISC\2023 IRP Update Data Disk April 1 (Public)\Chapters, Appendicies, and Input Assumptions\Input Assumptions\DSM\_PC_DSM-DR-IRP2023 Update Plexos Inputs Summer & Winter update.xlsx] |  | 100 |  | Constraint.Generators | DRS.PX.UTN._.RES.EV DLC-Cnst | DRS.PX.UTN._.RES.EV DLC | Installed Capacity Coefficient | -0.0020548 |  | MW | 1 |  |  |  | = |  |  |  | New DSM DR | New DSM DR Summer
Generators | System | DRS.PX.UTN._.CI_.Grid Interactive Water Htr | Max Capacity Factor Year | 100 |  | % | 1 |  |  |  | ÷ | Total Hours in Year |  | H:\2023 IRP Update\_Document\DATA DISC\2023 IRP Update Data Disk April 1 (Public)\Chapters, Appendicies, and Input Assumptions\Input Assumptions\DSM\_PC_DSM-DR-IRP2023 Update Plexos Inputs Summer & Winter update.xlsx] |  | 100 |  | Constraint.Generators | DRS.PX.UTN._.RES.Grid Interactive Water Htr-Cnst | DRS.PX.UTN._.RES.Grid Interactive Water Htr | Installed Capacity Coefficient | -0.0020548 |  | MW | 1 |  |  |  | = |  |  |  | New DSM DR | New DSM DR Summer
Generators | System | DRS.PX.YAK._.CI_.Grid Interactive Water Htr | Max Capacity Factor Year | 100 |  | % | 1 |  |  |  | ÷ | Total Hours in Year |  | H:\2023 IRP Update\_Document\DATA DISC\2023 IRP Update Data Disk April 1 (Public)\Chapters, Appendicies, and Input Assumptions\Input Assumptions\DSM\_PC_DSM-DR-IRP2023 Update Plexos Inputs Summer & Winter update.xlsx] |  | 100 |  | Constraint.Generators | DRS.PX.UTN._.RES.Home Energy Mgmt Sys-Cnst | DRS.PX.UTN._.RES.Home Energy Mgmt Sys | Installed Capacity Coefficient | -0.0022831 |  | MW | 1 |  |  |  | = |  |  |  | New DSM DR | New DSM DR Summer
Generators | System | DRS.PX.WYC._.CI_.Grid Interactive Water Htr | Max Capacity Factor Year | 100 |  | % | 1 |  |  |  | ÷ | Total Hours in Year |  | H:\2023 IRP Update\_Document\DATA DISC\2023 IRP Update Data Disk April 1 (Public)\Chapters, Appendicies, and Input Assumptions\Input Assumptions\DSM\_PC_DSM-DR-IRP2023 Update Plexos Inputs Summer & Winter update.xlsx] |  | 100 |  | Constraint.Generators | DRS.PX.UTN._.RES.HVAC - DLC-Cnst | DRS.PX.UTN._.RES.HVAC - DLC | Installed Capacity Coefficient | -0.011416 |  | MW | 1 |  |  |  | = |  |  |  | New DSM DR | New DSM DR Summer
Generators | System | DRS.PX.NCA._.RES.Grid Interactive Water Htr | Max Capacity Factor Year | 100 |  | % | 1 |  |  |  | ÷ | Total Hours in Year |  | H:\2023 IRP Update\_Document\DATA DISC\2023 IRP Update Data Disk April 1 (Public)\Chapters, Appendicies, and Input Assumptions\Input Assumptions\DSM\_PC_DSM-DR-IRP2023 Update Plexos Inputs Summer & Winter update.xlsx] |  | 100 |  | Constraint.Generators | DRS.PX.UTN._.RES.Pool Pump - DLC-Cnst | DRS.PX.UTN._.RES.Pool Pump - DLC | Installed Capacity Coefficient | -0.0020548 |  | MW | 1 |  |  |  | = |  |  |  | New DSM DR | New DSM DR Summer
Generators | System | DRS.PX.GOE._.RES.Grid Interactive Water Htr | Max Capacity Factor Year | 100 |  | % | 1 |  |  |  | ÷ | Total Hours in Year |  | H:\2023 IRP Update\_Document\DATA DISC\2023 IRP Update Data Disk April 1 (Public)\Chapters, Appendicies, and Input Assumptions\Input Assumptions\DSM\_PC_DSM-DR-IRP2023 Update Plexos Inputs Summer & Winter update.xlsx] |  | 100 |  | Constraint.Generators | DRS.PX.UTN._.RES.Water Heater - DLC-Cnst | DRS.PX.UTN._.RES.Water Heater - DLC | Installed Capacity Coefficient | -0.0020548 |  | MW | 1 |  |  |  | = |  |  |  | New DSM DR | New DSM DR Summer
Generators | System | DRS.PX.SOR._.RES.Grid Interactive Water Htr | Max Capacity Factor Year | 100 |  | % | 1 |  |  |  | ÷ | Total Hours in Year |  | H:\2023 IRP Update\_Document\DATA DISC\2023 IRP Update Data Disk April 1 (Public)\Chapters, Appendicies, and Input Assumptions\Input Assumptions\DSM\_PC_DSM-DR-IRP2023 Update Plexos Inputs Summer & Winter update.xlsx] |  | 100 |  | Constraint.Generators | DRS.PX.WYC._.CI_.3 Party-Cnst | DRS.PX.WYC._.CI_.3 Party | Installed Capacity Coefficient | -0.0022831 |  | MW | 1 |  |  |  | = |  |  |  | New DSM DR | New DSM DR Summer
Generators | System | DRS.PX.UTN._.RES.Grid Interactive Water Htr | Max Capacity Factor Year | 100 |  | % | 1 |  |  |  | ÷ | Total Hours in Year |  | H:\2023 IRP Update\_Document\DATA DISC\2023 IRP Update Data Disk April 1 (Public)\Chapters, Appendicies, and Input Assumptions\Input Assumptions\DSM\_PC_DSM-DR-IRP2023 Update Plexos Inputs Summer & Winter update.xlsx] |  | 100 |  | Constraint.Generators | DRS.PX.WYC._.CI_.Battery DLC-Cnst | DRS.PX.WYC._.CI_.Battery DLC | Installed Capacity Coefficient | -0.010274 |  | MW | 1 |  |  |  | = |  |  |  | New DSM DR | New DSM DR Summer
Generators | System | DRS.PX.YAK._.RES.Grid Interactive Water Htr | Max Capacity Factor Year | 100 |  | % | 1 |  |  |  | ÷ | Total Hours in Year |  | H:\2023 IRP Update\_Document\DATA DISC\2023 IRP Update Data Disk April 1 (Public)\Chapters, Appendicies, and Input Assumptions\Input Assumptions\DSM\_PC_DSM-DR-IRP2023 Update Plexos Inputs Summer & Winter update.xlsx] |  | 100 |  | Constraint.Generators | DRS.PX.WYC._.CI_.Grid Interactive Water Htr-Cnst | DRS.PX.WYC._.CI_.Grid Interactive Water Htr | Installed Capacity Coefficient | -0.0020548 |  | MW | 1 |  |  |  | = |  |  |  | New DSM DR | New DSM DR Summer
Generators | System | DRS.PX.WYC._.RES.Grid Interactive Water Htr | Max Capacity Factor Year | 100 |  | % | 1 |  |  |  | ÷ | Total Hours in Year |  | H:\2023 IRP Update\_Document\DATA DISC\2023 IRP Update Data Disk April 1 (Public)\Chapters, Appendicies, and Input Assumptions\Input Assumptions\DSM\_PC_DSM-DR-IRP2023 Update Plexos Inputs Summer & Winter update.xlsx] |  | 100 |  | Constraint.Generators | DRS.PX.WYC._.CI_.HVAC - DLC-Cnst | DRS.PX.WYC._.CI_.HVAC - DLC | Installed Capacity Coefficient | -0.011416 |  | MW | 1 |  |  |  | = |  |  |  | New DSM DR | New DSM DR Summer
Generators | System | DRS.PX.NCA._.CI_.Smart Thermostats | Max Capacity Factor Year | 60 |  | % | 1 |  |  |  | ÷ | Total Hours in Year |  | H:\2023 IRP Update\_Document\DATA DISC\2023 IRP Update Data Disk April 1 (Public)\Chapters, Appendicies, and Input Assumptions\Input Assumptions\DSM\_PC_DSM-DR-IRP2023 Update Plexos Inputs Summer & Winter update.xlsx] |  | 60 |  | Constraint.Generators | DRS.PX.WYC._.CI_.Pool Pump - DLC-Cnst | DRS.PX.WYC._.CI_.Pool Pump - DLC | Installed Capacity Coefficient | -0.0020548 |  | MW | 1 |  |  |  | = |  |  |  | New DSM DR | New DSM DR Summer
Generators | System | DRS.PX.GOE._.CI_.Smart Thermostats | Max Capacity Factor Year | 60 |  | % | 1 |  |  |  | ÷ | Total Hours in Year |  | H:\2023 IRP Update\_Document\DATA DISC\2023 IRP Update Data Disk April 1 (Public)\Chapters, Appendicies, and Input Assumptions\Input Assumptions\DSM\_PC_DSM-DR-IRP2023 Update Plexos Inputs Summer & Winter update.xlsx] |  | 60 |  | Constraint.Generators | DRS.PX.WYC._.CI_.Smart Thermostats-Cnst | DRS.PX.WYC._.CI_.Smart Thermostats | Installed Capacity Coefficient | -0.0022831 |  | MW | 1 |  |  |  | = |  |  |  | New DSM DR | New DSM DR Summer
Generators | System | DRS.PX.SOR._.CI_.Smart Thermostats | Max Capacity Factor Year | 60 |  | % | 1 |  |  |  | ÷ | Total Hours in Year |  | H:\2023 IRP Update\_Document\DATA DISC\2023 IRP Update Data Disk April 1 (Public)\Chapters, Appendicies, and Input Assumptions\Input Assumptions\DSM\_PC_DSM-DR-IRP2023 Update Plexos Inputs Summer & Winter update.xlsx] |  | 60 |  | Constraint.Generators | DRS.PX.WYC._.CI_.Water Heater - DLC-Cnst | DRS.PX.WYC._.CI_.Water Heater - DLC | Installed Capacity Coefficient | -0.0020548 |  | MW | 1 |  |  |  | = |  |  |  | New DSM DR | New DSM DR Summer
Generators | System | DRS.PX.UTN._.CI_.Smart Thermostats | Max Capacity Factor Year | 60 |  | % | 1 |  |  |  | ÷ | Total Hours in Year |  | H:\2023 IRP Update\_Document\DATA DISC\2023 IRP Update Data Disk April 1 (Public)\Chapters, Appendicies, and Input Assumptions\Input Assumptions\DSM\_PC_DSM-DR-IRP2023 Update Plexos Inputs Summer & Winter update.xlsx] |  | 60 |  | Constraint.Generators | DRS.PX.WYC._.IRR.Irrigation DLC-Cnst | DRS.PX.WYC._.IRR.Irrigation DLC | Installed Capacity Coefficient | -0.0059361 |  | MW | 1 |  |  |  | = |  |  |  | New DSM DR | New DSM DR Summer
Generators | System | DRS.PX.YAK._.CI_.Smart Thermostats | Max Capacity Factor Year | 60 |  | % | 1 |  |  |  | ÷ | Total Hours in Year |  | H:\2023 IRP Update\_Document\DATA DISC\2023 IRP Update Data Disk April 1 (Public)\Chapters, Appendicies, and Input Assumptions\Input Assumptions\DSM\_PC_DSM-DR-IRP2023 Update Plexos Inputs Summer & Winter update.xlsx] |  | 60 |  | Constraint.Generators | DRS.PX.WYC._.RES.Battery DLC-Cnst | DRS.PX.WYC._.RES.Battery DLC | Installed Capacity Coefficient | -0.010274 |  | MW | 1 |  |  |  | = |  |  |  | New DSM DR | New DSM DR Summer
Generators | System | DRS.PX.WYC._.CI_.Smart Thermostats | Max Capacity Factor Year | 60 |  | % | 1 |  |  |  | ÷ | Total Hours in Year |  | H:\2023 IRP Update\_Document\DATA DISC\2023 IRP Update Data Disk April 1 (Public)\Chapters, Appendicies, and Input Assumptions\Input Assumptions\DSM\_PC_DSM-DR-IRP2023 Update Plexos Inputs Summer & Winter update.xlsx] |  | 60 |  | Constraint.Generators | DRS.PX.WYC._.RES.EV DLC-Cnst | DRS.PX.WYC._.RES.EV DLC | Installed Capacity Coefficient | -0.0020548 |  | MW | 1 |  |  |  | = |  |  |  | New DSM DR | New DSM DR Summer
Generators | System | DRS.PX.NCA._.RES.Smart Thermostats | Max Capacity Factor Year | 60 |  | % | 1 |  |  |  | ÷ | Total Hours in Year |  | H:\2023 IRP Update\_Document\DATA DISC\2023 IRP Update Data Disk April 1 (Public)\Chapters, Appendicies, and Input Assumptions\Input Assumptions\DSM\_PC_DSM-DR-IRP2023 Update Plexos Inputs Summer & Winter update.xlsx] |  | 60 |  | Constraint.Generators | DRS.PX.WYC._.RES.Grid Interactive Water Htr-Cnst | DRS.PX.WYC._.RES.Grid Interactive Water Htr | Installed Capacity Coefficient | -0.0020548 |  | MW | 1 |  |  |  | = |  |  |  | New DSM DR | New DSM DR Summer
Generators | System | DRS.PX.GOE._.RES.Smart Thermostats | Max Capacity Factor Year | 60 |  | % | 1 |  |  |  | ÷ | Total Hours in Year |  | H:\2023 IRP Update\_Document\DATA DISC\2023 IRP Update Data Disk April 1 (Public)\Chapters, Appendicies, and Input Assumptions\Input Assumptions\DSM\_PC_DSM-DR-IRP2023 Update Plexos Inputs Summer & Winter update.xlsx] |  | 60 |  | Constraint.Generators | DRS.PX.WYC._.RES.Home Energy Mgmt Sys-Cnst | DRS.PX.WYC._.RES.Home Energy Mgmt Sys | Installed Capacity Coefficient | -0.0022831 |  | MW | 1 |  |  |  | = |  |  |  | New DSM DR | New DSM DR Summer
Generators | System | DRS.PX.SOR._.RES.Smart Thermostats | Max Capacity Factor Year | 60 |  | % | 1 |  |  |  | ÷ | Total Hours in Year |  | H:\2023 IRP Update\_Document\DATA DISC\2023 IRP Update Data Disk April 1 (Public)\Chapters, Appendicies, and Input Assumptions\Input Assumptions\DSM\_PC_DSM-DR-IRP2023 Update Plexos Inputs Summer & Winter update.xlsx] |  | 60 |  | Constraint.Generators | DRS.PX.WYC._.RES.HVAC - DLC-Cnst | DRS.PX.WYC._.RES.HVAC - DLC | Installed Capacity Coefficient | -0.011416 |  | MW | 1 |  |  |  | = |  |  |  | New DSM DR | New DSM DR Summer
Generators | System | DRS.PX.UTN._.RES.Smart Thermostats | Max Capacity Factor Year | 60 |  | % | 1 |  |  |  | ÷ | Total Hours in Year |  | H:\2023 IRP Update\_Document\DATA DISC\2023 IRP Update Data Disk April 1 (Public)\Chapters, Appendicies, and Input Assumptions\Input Assumptions\DSM\_PC_DSM-DR-IRP2023 Update Plexos Inputs Summer & Winter update.xlsx] |  | 60 |  | Constraint.Generators | DRS.PX.WYC._.RES.Pool Pump - DLC-Cnst | DRS.PX.WYC._.RES.Pool Pump - DLC | Installed Capacity Coefficient | -0.0020548 |  | MW | 1 |  |  |  | = |  |  |  | New DSM DR | New DSM DR Summer
Generators | System | DRS.PX.YAK._.RES.Smart Thermostats | Max Capacity Factor Year | 60 |  | % | 1 |  |  |  | ÷ | Total Hours in Year |  | H:\2023 IRP Update\_Document\DATA DISC\2023 IRP Update Data Disk April 1 (Public)\Chapters, Appendicies, and Input Assumptions\Input Assumptions\DSM\_PC_DSM-DR-IRP2023 Update Plexos Inputs Summer & Winter update.xlsx] |  | 60 |  | Constraint.Generators | DRS.PX.WYC._.RES.Water Heater - DLC-Cnst | DRS.PX.WYC._.RES.Water Heater - DLC | Installed Capacity Coefficient | -0.0020548 |  | MW | 1 |  |  |  | = |  |  |  | New DSM DR | New DSM DR Summer
Generators | System | DRS.PX.WYC._.RES.Smart Thermostats | Max Capacity Factor Year | 60 |  | % | 1 |  |  |  | ÷ | Total Hours in Year |  | H:\2023 IRP Update\_Document\DATA DISC\2023 IRP Update Data Disk April 1 (Public)\Chapters, Appendicies, and Input Assumptions\Input Assumptions\DSM\_PC_DSM-DR-IRP2023 Update Plexos Inputs Summer & Winter update.xlsx] |  | 60 |  | Constraint.Generators | DRS.PX.YAK._.CI_.3 Party-Cnst | DRS.PX.YAK._.CI_.3 Party | Installed Capacity Coefficient | -0.0022831 |  | MW | 1 |  |  |  | = |  |  |  | New DSM DR | New DSM DR Summer
Generators | System | DRS.PX.NCA._.CI_.Battery DLC | Max Capacity Factor Year | 35 |  | % | 1 |  |  |  | ÷ | Total Hours in Year |  | H:\2023 IRP Update\_Document\DATA DISC\2023 IRP Update Data Disk April 1 (Public)\Chapters, Appendicies, and Input Assumptions\Input Assumptions\DSM\_PC_DSM-DR-IRP2023 Update Plexos Inputs Summer & Winter update.xlsx] |  | 35 |  | Constraint.Generators | DRS.PX.YAK._.CI_.Battery DLC-Cnst | DRS.PX.YAK._.CI_.Battery DLC | Installed Capacity Coefficient | -0.010274 |  | MW | 1 |  |  |  | = |  |  |  | New DSM DR | New DSM DR Summer
Generators | System | DRS.PX.GOE._.CI_.Battery DLC | Max Capacity Factor Year | 35 |  | % | 1 |  |  |  | ÷ | Total Hours in Year |  | H:\2023 IRP Update\_Document\DATA DISC\2023 IRP Update Data Disk April 1 (Public)\Chapters, Appendicies, and Input Assumptions\Input Assumptions\DSM\_PC_DSM-DR-IRP2023 Update Plexos Inputs Summer & Winter update.xlsx] |  | 35 |  | Constraint.Generators | DRS.PX.YAK._.CI_.Grid Interactive Water Htr-Cnst | DRS.PX.YAK._.CI_.Grid Interactive Water Htr | Installed Capacity Coefficient | -0.0020548 |  | MW | 1 |  |  |  | = |  |  |  | New DSM DR | New DSM DR Summer
Generators | System | DRS.PX.SOR._.CI_.Battery DLC | Max Capacity Factor Year | 35 |  | % | 1 |  |  |  | ÷ | Total Hours in Year |  | H:\2023 IRP Update\_Document\DATA DISC\2023 IRP Update Data Disk April 1 (Public)\Chapters, Appendicies, and Input Assumptions\Input Assumptions\DSM\_PC_DSM-DR-IRP2023 Update Plexos Inputs Summer & Winter update.xlsx] |  | 35 |  | Constraint.Generators | DRS.PX.YAK._.CI_.HVAC - DLC-Cnst | DRS.PX.YAK._.CI_.HVAC - DLC | Installed Capacity Coefficient | -0.011416 |  | MW | 1 |  |  |  | = |  |  |  | New DSM DR | New DSM DR Summer
Generators | System | DRS.PX.UTN._.CI_.Battery DLC | Max Capacity Factor Year | 35 |  | % | 1 |  |  |  | ÷ | Total Hours in Year |  | H:\2023 IRP Update\_Document\DATA DISC\2023 IRP Update Data Disk April 1 (Public)\Chapters, Appendicies, and Input Assumptions\Input Assumptions\DSM\_PC_DSM-DR-IRP2023 Update Plexos Inputs Summer & Winter update.xlsx] |  | 35 |  | Constraint.Generators | DRS.PX.YAK._.CI_.Pool Pump - DLC-Cnst | DRS.PX.YAK._.CI_.Pool Pump - DLC | Installed Capacity Coefficient | -0.0020548 |  | MW | 1 |  |  |  | = |  |  |  | New DSM DR | New DSM DR Summer
Generators | System | DRS.PX.YAK._.CI_.Battery DLC | Max Capacity Factor Year | 35 |  | % | 1 |  |  |  | ÷ | Total Hours in Year |  | H:\2023 IRP Update\_Document\DATA DISC\2023 IRP Update Data Disk April 1 (Public)\Chapters, Appendicies, and Input Assumptions\Input Assumptions\DSM\_PC_DSM-DR-IRP2023 Update Plexos Inputs Summer & Winter update.xlsx] |  | 35 |  | Constraint.Generators | DRS.PX.YAK._.CI_.Smart Thermostats-Cnst | DRS.PX.YAK._.CI_.Smart Thermostats | Installed Capacity Coefficient | -0.0022831 |  | MW | 1 |  |  |  | = |  |  |  | New DSM DR | New DSM DR Summer
Generators | System | DRS.PX.WYC._.CI_.Battery DLC | Max Capacity Factor Year | 35 |  | % | 1 |  |  |  | ÷ | Total Hours in Year |  | H:\2023 IRP Update\_Document\DATA DISC\2023 IRP Update Data Disk April 1 (Public)\Chapters, Appendicies, and Input Assumptions\Input Assumptions\DSM\_PC_DSM-DR-IRP2023 Update Plexos Inputs Summer & Winter update.xlsx] |  | 35 |  | Constraint.Generators | DRS.PX.YAK._.CI_.Water Heater - DLC-Cnst | DRS.PX.YAK._.CI_.Water Heater - DLC | Installed Capacity Coefficient | -0.0020548 |  | MW | 1 |  |  |  | = |  |  |  | New DSM DR | New DSM DR Summer
Generators | System | DRS.PX.NCA._.RES.Battery DLC | Max Capacity Factor Year | 35 |  | % | 1 |  |  |  | ÷ | Total Hours in Year |  | H:\2023 IRP Update\_Document\DATA DISC\2023 IRP Update Data Disk April 1 (Public)\Chapters, Appendicies, and Input Assumptions\Input Assumptions\DSM\_PC_DSM-DR-IRP2023 Update Plexos Inputs Summer & Winter update.xlsx] |  | 35 |  | Constraint.Generators | DRS.PX.YAK._.IRR.Irrigation DLC-Cnst | DRS.PX.YAK._.IRR.Irrigation DLC | Installed Capacity Coefficient | -0.0059361 |  | MW | 1 |  |  |  | = |  |  |  | New DSM DR | New DSM DR Summer
Generators | System | DRS.PX.GOE._.RES.Battery DLC | Max Capacity Factor Year | 35 |  | % | 1 |  |  |  | ÷ | Total Hours in Year |  | H:\2023 IRP Update\_Document\DATA DISC\2023 IRP Update Data Disk April 1 (Public)\Chapters, Appendicies, and Input Assumptions\Input Assumptions\DSM\_PC_DSM-DR-IRP2023 Update Plexos Inputs Summer & Winter update.xlsx] |  | 35 |  | Constraint.Generators | DRS.PX.YAK._.RES.Battery DLC-Cnst | DRS.PX.YAK._.RES.Battery DLC | Installed Capacity Coefficient | -0.010274 |  | MW | 1 |  |  |  | = |  |  |  | New DSM DR | New DSM DR Summer
Generators | System | DRS.PX.SOR._.RES.Battery DLC | Max Capacity Factor Year | 35 |  | % | 1 |  |  |  | ÷ | Total Hours in Year |  | H:\2023 IRP Update\_Document\DATA DISC\2023 IRP Update Data Disk April 1 (Public)\Chapters, Appendicies, and Input Assumptions\Input Assumptions\DSM\_PC_DSM-DR-IRP2023 Update Plexos Inputs Summer & Winter update.xlsx] |  | 35 |  | Constraint.Generators | DRS.PX.YAK._.RES.EV DLC-Cnst | DRS.PX.YAK._.RES.EV DLC | Installed Capacity Coefficient | -0.0020548 |  | MW | 1 |  |  |  | = |  |  |  | New DSM DR | New DSM DR Summer
Generators | System | DRS.PX.UTN._.RES.Battery DLC | Max Capacity Factor Year | 35 |  | % | 1 |  |  |  | ÷ | Total Hours in Year |  | H:\2023 IRP Update\_Document\DATA DISC\2023 IRP Update Data Disk April 1 (Public)\Chapters, Appendicies, and Input Assumptions\Input Assumptions\DSM\_PC_DSM-DR-IRP2023 Update Plexos Inputs Summer & Winter update.xlsx] |  | 35 |  | Constraint.Generators | DRS.PX.YAK._.RES.Grid Interactive Water Htr-Cnst | DRS.PX.YAK._.RES.Grid Interactive Water Htr | Installed Capacity Coefficient | -0.0020548 |  | MW | 1 |  |  |  | = |  |  |  | New DSM DR | New DSM DR Summer
Generators | System | DRS.PX.YAK._.RES.Battery DLC | Max Capacity Factor Year | 35 |  | % | 1 |  |  |  | ÷ | Total Hours in Year |  | H:\2023 IRP Update\_Document\DATA DISC\2023 IRP Update Data Disk April 1 (Public)\Chapters, Appendicies, and Input Assumptions\Input Assumptions\DSM\_PC_DSM-DR-IRP2023 Update Plexos Inputs Summer & Winter update.xlsx] |  | 35 |  | Constraint.Generators | DRS.PX.YAK._.RES.Smart Thermostats-Cnst | DRS.PX.YAK._.RES.Smart Thermostats | Installed Capacity Coefficient | -0.0022831 |  | MW | 1 |  |  |  | = |  |  |  | New DSM DR | New DSM DR Summer
Generators | System | DRS.PX.WYC._.RES.Battery DLC | Max Capacity Factor Year | 35 |  | % | 1 |  |  |  | ÷ | Total Hours in Year |  | H:\2023 IRP Update\_Document\DATA DISC\2023 IRP Update Data Disk April 1 (Public)\Chapters, Appendicies, and Input Assumptions\Input Assumptions\DSM\_PC_DSM-DR-IRP2023 Update Plexos Inputs Summer & Winter update.xlsx] |  | 35 |  | Constraint.Generators | DRS.PX.YAK._.RES.Water Heater - DLC-Cnst | DRS.PX.YAK._.RES.Water Heater - DLC | Installed Capacity Coefficient | -0.0020548 |  | MW | 1 |  |  |  | = |  |  |  | New DSM DR | New DSM DR Summer
Generators | System | DRW.PX.GOE._.CI_.3 Party | Max Capacity Factor Year | 20 |  | % | 1 |  |  |  | ÷ | Total Hours in Year |  | H:\2023 IRP Update\_Document\DATA DISC\2023 IRP Update Data Disk April 1 (Public)\Chapters, Appendicies, and Input Assumptions\Input Assumptions\DSM\_PC_DSM-DR-IRP2023 Update Plexos Inputs Summer & Winter update.xlsx] | Winter | 20 |  | Constraint.Generators | DRW.PX.GOE._.CI_.3 Party-Cnst | DRW.PX.GOE._.CI_.3 Party | Installed Capacity Coefficient | -0.0022831 |  | MW | 1 |  |  |  | = |  |  |  | New DSM DR
Generators | System | DRW.PX.GOE._.CI_.Battery DLC | Max Capacity Factor Year | 30 |  | % | 1 |  |  |  | ÷ | Total Hours in Year |  | H:\2023 IRP Update\_Document\DATA DISC\2023 IRP Update Data Disk April 1 (Public)\Chapters, Appendicies, and Input Assumptions\Input Assumptions\DSM\_PC_DSM-DR-IRP2023 Update Plexos Inputs Summer & Winter update.xlsx] |  | 30 |  | Constraint.Generators | DRW.PX.GOE._.CI_.Battery DLC-Cnst | DRW.PX.GOE._.CI_.Battery DLC | Installed Capacity Coefficient | -0.010274 |  | MW | 1 |  |  |  | = |  |  |  | New DSM DR
Generators | System | DRW.PX.GOE._.CI_.Grid Interactive Water Htr | Max Capacity Factor Year | 100 |  | % | 1 |  |  |  | ÷ | Total Hours in Year |  | H:\2023 IRP Update\_Document\DATA DISC\2023 IRP Update Data Disk April 1 (Public)\Chapters, Appendicies, and Input Assumptions\Input Assumptions\DSM\_PC_DSM-DR-IRP2023 Update Plexos Inputs Summer & Winter update.xlsx] |  | 100 |  | Constraint.Generators | DRW.PX.GOE._.CI_.Grid Interactive Water Htr-Cnst | DRW.PX.GOE._.CI_.Grid Interactive Water Htr | Installed Capacity Coefficient | -0.0020548 |  | MW | 1 |  |  |  | = |  |  |  | New DSM DR
Generators | System | DRW.PX.GOE._.CI_.HVAC - DLC | Max Capacity Factor Year | 18 |  | % | 1 |  |  |  | ÷ | Total Hours in Year |  | H:\2023 IRP Update\_Document\DATA DISC\2023 IRP Update Data Disk April 1 (Public)\Chapters, Appendicies, and Input Assumptions\Input Assumptions\DSM\_PC_DSM-DR-IRP2023 Update Plexos Inputs Summer & Winter update.xlsx] |  | 18 |  | Constraint.Generators | DRW.PX.GOE._.CI_.HVAC - DLC-Cnst | DRW.PX.GOE._.CI_.HVAC - DLC | Installed Capacity Coefficient | -0.011416 |  | MW | 1 |  |  |  | = |  |  |  | New DSM DR
Generators | System | DRW.PX.GOE._.CI_.Smart Thermostats | Max Capacity Factor Year | 60 |  | % | 1 |  |  |  | ÷ | Total Hours in Year |  | H:\2023 IRP Update\_Document\DATA DISC\2023 IRP Update Data Disk April 1 (Public)\Chapters, Appendicies, and Input Assumptions\Input Assumptions\DSM\_PC_DSM-DR-IRP2023 Update Plexos Inputs Summer & Winter update.xlsx] |  | 60 |  | Constraint.Generators | DRW.PX.GOE._.CI_.Pool Pump - DLC-Cnst | DRW.PX.GOE._.CI_.Pool Pump - DLC | Installed Capacity Coefficient | -0.0020548 |  | MW | 1 |  |  |  | = |  |  |  | New DSM DR
Generators | System | DRW.PX.GOE._.CI_.Water Heater - DLC | Max Capacity Factor Year | 100 |  | % | 1 |  |  |  | ÷ | Total Hours in Year |  | H:\2023 IRP Update\_Document\DATA DISC\2023 IRP Update Data Disk April 1 (Public)\Chapters, Appendicies, and Input Assumptions\Input Assumptions\DSM\_PC_DSM-DR-IRP2023 Update Plexos Inputs Summer & Winter update.xlsx] |  | 100 |  | Constraint.Generators | DRW.PX.GOE._.CI_.Smart Thermostats-Cnst | DRW.PX.GOE._.CI_.Smart Thermostats | Installed Capacity Coefficient | -0.0022831 |  | MW | 1 |  |  |  | = |  |  |  | New DSM DR
Generators | System | DRW.PX.GOE._.RES.Battery DLC | Max Capacity Factor Year | 30 |  | % | 1 |  |  |  | ÷ | Total Hours in Year |  | H:\2023 IRP Update\_Document\DATA DISC\2023 IRP Update Data Disk April 1 (Public)\Chapters, Appendicies, and Input Assumptions\Input Assumptions\DSM\_PC_DSM-DR-IRP2023 Update Plexos Inputs Summer & Winter update.xlsx] |  | 30 |  | Constraint.Generators | DRW.PX.GOE._.CI_.Water Heater - DLC-Cnst | DRW.PX.GOE._.CI_.Water Heater - DLC | Installed Capacity Coefficient | -0.0020548 |  | MW | 1 |  |  |  | = |  |  |  | New DSM DR
Generators | System | DRW.PX.GOE._.RES.EV DLC | Max Capacity Factor Year | 18 |  | % | 1 |  |  |  | ÷ | Total Hours in Year |  | H:\2023 IRP Update\_Document\DATA DISC\2023 IRP Update Data Disk April 1 (Public)\Chapters, Appendicies, and Input Assumptions\Input Assumptions\DSM\_PC_DSM-DR-IRP2023 Update Plexos Inputs Summer & Winter update.xlsx] |  | 18 |  | Constraint.Generators | DRW.PX.GOE._.RES.Battery DLC-Cnst | DRW.PX.GOE._.RES.Battery DLC | Installed Capacity Coefficient | -0.010274 |  | MW | 1 |  |  |  | = |  |  |  | New DSM DR
Generators | System | DRW.PX.GOE._.RES.Grid Interactive Water Htr | Max Capacity Factor Year | 100 |  | % | 1 |  |  |  | ÷ | Total Hours in Year |  | H:\2023 IRP Update\_Document\DATA DISC\2023 IRP Update Data Disk April 1 (Public)\Chapters, Appendicies, and Input Assumptions\Input Assumptions\DSM\_PC_DSM-DR-IRP2023 Update Plexos Inputs Summer & Winter update.xlsx] |  | 100 |  | Constraint.Generators | DRW.PX.GOE._.RES.EV DLC-Cnst | DRW.PX.GOE._.RES.EV DLC | Installed Capacity Coefficient | -0.0020548 |  | MW | 1 |  |  |  | = |  |  |  | New DSM DR
Generators | System | DRW.PX.GOE._.RES.Home Energy Mgmt Sys | Max Capacity Factor Year | 20 |  | % | 1 |  |  |  | ÷ | Total Hours in Year |  | H:\2023 IRP Update\_Document\DATA DISC\2023 IRP Update Data Disk April 1 (Public)\Chapters, Appendicies, and Input Assumptions\Input Assumptions\DSM\_PC_DSM-DR-IRP2023 Update Plexos Inputs Summer & Winter update.xlsx] |  | 20 |  | Constraint.Generators | DRW.PX.GOE._.RES.Grid Interactive Water Htr-Cnst | DRW.PX.GOE._.RES.Grid Interactive Water Htr | Installed Capacity Coefficient | -0.0020548 |  | MW | 1 |  |  |  | = |  |  |  | New DSM DR
Generators | System | DRW.PX.GOE._.RES.HVAC - DLC | Max Capacity Factor Year | 18 |  | % | 1 |  |  |  | ÷ | Total Hours in Year |  | H:\2023 IRP Update\_Document\DATA DISC\2023 IRP Update Data Disk April 1 (Public)\Chapters, Appendicies, and Input Assumptions\Input Assumptions\DSM\_PC_DSM-DR-IRP2023 Update Plexos Inputs Summer & Winter update.xlsx] |  | 18 |  | Constraint.Generators | DRW.PX.GOE._.RES.Home Energy Mgmt Sys-Cnst | DRW.PX.GOE._.RES.Home Energy Mgmt Sys | Installed Capacity Coefficient | -0.0022831 |  | MW | 1 |  |  |  | = |  |  |  | New DSM DR
Generators | System | DRW.PX.GOE._.RES.Pool Pump - DLC | Max Capacity Factor Year | 18 |  | % | 1 |  |  |  | ÷ | Total Hours in Year |  | H:\2023 IRP Update\_Document\DATA DISC\2023 IRP Update Data Disk April 1 (Public)\Chapters, Appendicies, and Input Assumptions\Input Assumptions\DSM\_PC_DSM-DR-IRP2023 Update Plexos Inputs Summer & Winter update.xlsx] |  | 18 |  | Constraint.Generators | DRW.PX.GOE._.RES.HVAC - DLC-Cnst | DRW.PX.GOE._.RES.HVAC - DLC | Installed Capacity Coefficient | -0.011416 |  | MW | 1 |  |  |  | = |  |  |  | New DSM DR
Generators | System | DRW.PX.GOE._.RES.Smart Thermostats | Max Capacity Factor Year | 60 |  | % | 1 |  |  |  | ÷ | Total Hours in Year |  | H:\2023 IRP Update\_Document\DATA DISC\2023 IRP Update Data Disk April 1 (Public)\Chapters, Appendicies, and Input Assumptions\Input Assumptions\DSM\_PC_DSM-DR-IRP2023 Update Plexos Inputs Summer & Winter update.xlsx] |  | 60 |  | Constraint.Generators | DRW.PX.GOE._.RES.Pool Pump - DLC-Cnst | DRW.PX.GOE._.RES.Pool Pump - DLC | Installed Capacity Coefficient | -0.0020548 |  | MW | 1 |  |  |  | = |  |  |  | New DSM DR
Generators | System | DRW.PX.GOE._.RES.Water Heater - DLC | Max Capacity Factor Year | 100 |  | % | 1 |  |  |  | ÷ | Total Hours in Year |  | H:\2023 IRP Update\_Document\DATA DISC\2023 IRP Update Data Disk April 1 (Public)\Chapters, Appendicies, and Input Assumptions\Input Assumptions\DSM\_PC_DSM-DR-IRP2023 Update Plexos Inputs Summer & Winter update.xlsx] |  | 100 |  | Constraint.Generators | DRW.PX.GOE._.RES.Water Heater - DLC-Cnst | DRW.PX.GOE._.RES.Water Heater - DLC | Installed Capacity Coefficient | -0.0020548 |  | MW | 1 |  |  |  | = |  |  |  | New DSM DR
Generators | System | DRW.PX.NCA._.CI_.3 Party | Max Capacity Factor Year | 20 |  | % | 1 |  |  |  | ÷ | Total Hours in Year |  | H:\2023 IRP Update\_Document\DATA DISC\2023 IRP Update Data Disk April 1 (Public)\Chapters, Appendicies, and Input Assumptions\Input Assumptions\DSM\_PC_DSM-DR-IRP2023 Update Plexos Inputs Summer & Winter update.xlsx] |  | 20 |  | Constraint.Generators | DRW.PX.NCA._.CI_.3 Party-Cnst | DRW.PX.NCA._.CI_.3 Party | Installed Capacity Coefficient | -0.0022831 |  | MW | 1 |  |  |  | = |  |  |  | New DSM DR
Generators | System | DRW.PX.NCA._.CI_.Battery DLC | Max Capacity Factor Year | 30 |  | % | 1 |  |  |  | ÷ | Total Hours in Year |  | H:\2023 IRP Update\_Document\DATA DISC\2023 IRP Update Data Disk April 1 (Public)\Chapters, Appendicies, and Input Assumptions\Input Assumptions\DSM\_PC_DSM-DR-IRP2023 Update Plexos Inputs Summer & Winter update.xlsx] |  | 30 |  | Constraint.Generators | DRW.PX.NCA._.CI_.Battery DLC-Cnst | DRW.PX.NCA._.CI_.Battery DLC | Installed Capacity Coefficient | -0.010274 |  | MW | 1 |  |  |  | = |  |  |  | New DSM DR
Generators | System | DRW.PX.NCA._.CI_.Grid Interactive Water Htr | Max Capacity Factor Year | 100 |  | % | 1 |  |  |  | ÷ | Total Hours in Year |  | H:\2023 IRP Update\_Document\DATA DISC\2023 IRP Update Data Disk April 1 (Public)\Chapters, Appendicies, and Input Assumptions\Input Assumptions\DSM\_PC_DSM-DR-IRP2023 Update Plexos Inputs Summer & Winter update.xlsx] |  | 100 |  | Constraint.Generators | DRW.PX.NCA._.CI_.Grid Interactive Water Htr-Cnst | DRW.PX.NCA._.CI_.Grid Interactive Water Htr | Installed Capacity Coefficient | -0.0020548 |  | MW | 1 |  |  |  | = |  |  |  | New DSM DR
Generators | System | DRW.PX.NCA._.CI_.HVAC - DLC | Max Capacity Factor Year | 18 |  | % | 1 |  |  |  | ÷ | Total Hours in Year |  | H:\2023 IRP Update\_Document\DATA DISC\2023 IRP Update Data Disk April 1 (Public)\Chapters, Appendicies, and Input Assumptions\Input Assumptions\DSM\_PC_DSM-DR-IRP2023 Update Plexos Inputs Summer & Winter update.xlsx] |  | 18 |  | Constraint.Generators | DRW.PX.NCA._.CI_.HVAC - DLC-Cnst | DRW.PX.NCA._.CI_.HVAC - DLC | Installed Capacity Coefficient | -0.011416 |  | MW | 1 |  |  |  | = |  |  |  | New DSM DR
Generators | System | DRW.PX.NCA._.CI_.Smart Thermostats | Max Capacity Factor Year | 60 |  | % | 1 |  |  |  | ÷ | Total Hours in Year |  | H:\2023 IRP Update\_Document\DATA DISC\2023 IRP Update Data Disk April 1 (Public)\Chapters, Appendicies, and Input Assumptions\Input Assumptions\DSM\_PC_DSM-DR-IRP2023 Update Plexos Inputs Summer & Winter update.xlsx] |  | 60 |  | Constraint.Generators | DRW.PX.NCA._.CI_.Pool Pump - DLC-Cnst | DRW.PX.NCA._.CI_.Pool Pump - DLC | Installed Capacity Coefficient | -0.0020548 |  | MW | 1 |  |  |  | = |  |  |  | New DSM DR
Generators | System | DRW.PX.NCA._.CI_.Water Heater - DLC | Max Capacity Factor Year | 100 |  | % | 1 |  |  |  | ÷ | Total Hours in Year |  | H:\2023 IRP Update\_Document\DATA DISC\2023 IRP Update Data Disk April 1 (Public)\Chapters, Appendicies, and Input Assumptions\Input Assumptions\DSM\_PC_DSM-DR-IRP2023 Update Plexos Inputs Summer & Winter update.xlsx] |  | 100 |  | Constraint.Generators | DRW.PX.NCA._.CI_.Smart Thermostats-Cnst | DRW.PX.NCA._.CI_.Smart Thermostats | Installed Capacity Coefficient | -0.0022831 |  | MW | 1 |  |  |  | = |  |  |  | New DSM DR
Generators | System | DRW.PX.NCA._.RES.Battery DLC | Max Capacity Factor Year | 30 |  | % | 1 |  |  |  | ÷ | Total Hours in Year |  | H:\2023 IRP Update\_Document\DATA DISC\2023 IRP Update Data Disk April 1 (Public)\Chapters, Appendicies, and Input Assumptions\Input Assumptions\DSM\_PC_DSM-DR-IRP2023 Update Plexos Inputs Summer & Winter update.xlsx] |  | 30 |  | Constraint.Generators | DRW.PX.NCA._.CI_.Water Heater - DLC-Cnst | DRW.PX.NCA._.CI_.Water Heater - DLC | Installed Capacity Coefficient | -0.0020548 |  | MW | 1 |  |  |  | = |  |  |  | New DSM DR
Generators | System | DRW.PX.NCA._.RES.EV DLC | Max Capacity Factor Year | 18 |  | % | 1 |  |  |  | ÷ | Total Hours in Year |  | H:\2023 IRP Update\_Document\DATA DISC\2023 IRP Update Data Disk April 1 (Public)\Chapters, Appendicies, and Input Assumptions\Input Assumptions\DSM\_PC_DSM-DR-IRP2023 Update Plexos Inputs Summer & Winter update.xlsx] |  | 18 |  | Constraint.Generators | DRW.PX.NCA._.RES.Battery DLC-Cnst | DRW.PX.NCA._.RES.Battery DLC | Installed Capacity Coefficient | -0.010274 |  | MW | 1 |  |  |  | = |  |  |  | New DSM DR
Generators | System | DRW.PX.NCA._.RES.Grid Interactive Water Htr | Max Capacity Factor Year | 100 |  | % | 1 |  |  |  | ÷ | Total Hours in Year |  | H:\2023 IRP Update\_Document\DATA DISC\2023 IRP Update Data Disk April 1 (Public)\Chapters, Appendicies, and Input Assumptions\Input Assumptions\DSM\_PC_DSM-DR-IRP2023 Update Plexos Inputs Summer & Winter update.xlsx] |  | 100 |  | Constraint.Generators | DRW.PX.NCA._.RES.EV DLC-Cnst | DRW.PX.NCA._.RES.EV DLC | Installed Capacity Coefficient | -0.0020548 |  | MW | 1 |  |  |  | = |  |  |  | New DSM DR
Generators | System | DRW.PX.NCA._.RES.Home Energy Mgmt Sys | Max Capacity Factor Year | 20 |  | % | 1 |  |  |  | ÷ | Total Hours in Year |  | H:\2023 IRP Update\_Document\DATA DISC\2023 IRP Update Data Disk April 1 (Public)\Chapters, Appendicies, and Input Assumptions\Input Assumptions\DSM\_PC_DSM-DR-IRP2023 Update Plexos Inputs Summer & Winter update.xlsx] |  | 20 |  | Constraint.Generators | DRW.PX.NCA._.RES.Grid Interactive Water Htr-Cnst | DRW.PX.NCA._.RES.Grid Interactive Water Htr | Installed Capacity Coefficient | -0.0020548 |  | MW | 1 |  |  |  | = |  |  |  | New DSM DR
Generators | System | DRW.PX.NCA._.RES.HVAC - DLC | Max Capacity Factor Year | 18 |  | % | 1 |  |  |  | ÷ | Total Hours in Year |  | H:\2023 IRP Update\_Document\DATA DISC\2023 IRP Update Data Disk April 1 (Public)\Chapters, Appendicies, and Input Assumptions\Input Assumptions\DSM\_PC_DSM-DR-IRP2023 Update Plexos Inputs Summer & Winter update.xlsx] |  | 18 |  | Constraint.Generators | DRW.PX.NCA._.RES.Home Energy Mgmt Sys-Cnst | DRW.PX.NCA._.RES.Home Energy Mgmt Sys | Installed Capacity Coefficient | -0.0022831 |  | MW | 1 |  |  |  | = |  |  |  | New DSM DR
Generators | System | DRW.PX.NCA._.RES.Pool Pump - DLC | Max Capacity Factor Year | 18 |  | % | 1 |  |  |  | ÷ | Total Hours in Year |  | H:\2023 IRP Update\_Document\DATA DISC\2023 IRP Update Data Disk April 1 (Public)\Chapters, Appendicies, and Input Assumptions\Input Assumptions\DSM\_PC_DSM-DR-IRP2023 Update Plexos Inputs Summer & Winter update.xlsx] |  | 18 |  | Constraint.Generators | DRW.PX.NCA._.RES.HVAC - DLC-Cnst | DRW.PX.NCA._.RES.HVAC - DLC | Installed Capacity Coefficient | -0.011416 |  | MW | 1 |  |  |  | = |  |  |  | New DSM DR
Generators | System | DRW.PX.NCA._.RES.Smart Thermostats | Max Capacity Factor Year | 60 |  | % | 1 |  |  |  | ÷ | Total Hours in Year |  | H:\2023 IRP Update\_Document\DATA DISC\2023 IRP Update Data Disk April 1 (Public)\Chapters, Appendicies, and Input Assumptions\Input Assumptions\DSM\_PC_DSM-DR-IRP2023 Update Plexos Inputs Summer & Winter update.xlsx] |  | 60 |  | Constraint.Generators | DRW.PX.NCA._.RES.Pool Pump - DLC-Cnst | DRW.PX.NCA._.RES.Pool Pump - DLC | Installed Capacity Coefficient | -0.0020548 |  | MW | 1 |  |  |  | = |  |  |  | New DSM DR
Generators | System | DRW.PX.NCA._.RES.Water Heater - DLC | Max Capacity Factor Year | 100 |  | % | 1 |  |  |  | ÷ | Total Hours in Year |  | H:\2023 IRP Update\_Document\DATA DISC\2023 IRP Update Data Disk April 1 (Public)\Chapters, Appendicies, and Input Assumptions\Input Assumptions\DSM\_PC_DSM-DR-IRP2023 Update Plexos Inputs Summer & Winter update.xlsx] |  | 100 |  | Constraint.Generators | DRW.PX.NCA._.RES.Smart Thermostats-Cnst | DRW.PX.NCA._.RES.Smart Thermostats | Installed Capacity Coefficient | -0.0022831 |  | MW | 1 |  |  |  | = |  |  |  | New DSM DR
Generators | System | DRW.PX.SOR._.CI_.3 Party | Max Capacity Factor Year | 20 |  | % | 1 |  |  |  | ÷ | Total Hours in Year |  | H:\2023 IRP Update\_Document\DATA DISC\2023 IRP Update Data Disk April 1 (Public)\Chapters, Appendicies, and Input Assumptions\Input Assumptions\DSM\_PC_DSM-DR-IRP2023 Update Plexos Inputs Summer & Winter update.xlsx] |  | 20 |  | Constraint.Generators | DRW.PX.NCA._.RES.Water Heater - DLC-Cnst | DRW.PX.NCA._.RES.Water Heater - DLC | Installed Capacity Coefficient | -0.0020548 |  | MW | 1 |  |  |  | = |  |  |  | New DSM DR
Generators | System | DRW.PX.SOR._.CI_.Battery DLC | Max Capacity Factor Year | 30 |  | % | 1 |  |  |  | ÷ | Total Hours in Year |  | H:\2023 IRP Update\_Document\DATA DISC\2023 IRP Update Data Disk April 1 (Public)\Chapters, Appendicies, and Input Assumptions\Input Assumptions\DSM\_PC_DSM-DR-IRP2023 Update Plexos Inputs Summer & Winter update.xlsx] |  | 30 |  | Constraint.Generators | DRW.PX.SOR._.CI_.3 Party-Cnst | DRW.PX.SOR._.CI_.3 Party | Installed Capacity Coefficient | -0.0022831 |  | MW | 1 |  |  |  | = |  |  |  | New DSM DR
Generators | System | DRW.PX.SOR._.CI_.Grid Interactive Water Htr | Max Capacity Factor Year | 100 |  | % | 1 |  |  |  | ÷ | Total Hours in Year |  | H:\2023 IRP Update\_Document\DATA DISC\2023 IRP Update Data Disk April 1 (Public)\Chapters, Appendicies, and Input Assumptions\Input Assumptions\DSM\_PC_DSM-DR-IRP2023 Update Plexos Inputs Summer & Winter update.xlsx] |  | 100 |  | Constraint.Generators | DRW.PX.SOR._.CI_.Battery DLC-Cnst | DRW.PX.SOR._.CI_.Battery DLC | Installed Capacity Coefficient | -0.010274 |  | MW | 1 |  |  |  | = |  |  |  | New DSM DR
Generators | System | DRW.PX.SOR._.CI_.HVAC - DLC | Max Capacity Factor Year | 18 |  | % | 1 |  |  |  | ÷ | Total Hours in Year |  | H:\2023 IRP Update\_Document\DATA DISC\2023 IRP Update Data Disk April 1 (Public)\Chapters, Appendicies, and Input Assumptions\Input Assumptions\DSM\_PC_DSM-DR-IRP2023 Update Plexos Inputs Summer & Winter update.xlsx] |  | 18 |  | Constraint.Generators | DRW.PX.SOR._.CI_.Grid Interactive Water Htr-Cnst | DRW.PX.SOR._.CI_.Grid Interactive Water Htr | Installed Capacity Coefficient | -0.0020548 |  | MW | 1 |  |  |  | = |  |  |  | New DSM DR
Generators | System | DRW.PX.SOR._.CI_.Smart Thermostats | Max Capacity Factor Year | 60 |  | % | 1 |  |  |  | ÷ | Total Hours in Year |  | H:\2023 IRP Update\_Document\DATA DISC\2023 IRP Update Data Disk April 1 (Public)\Chapters, Appendicies, and Input Assumptions\Input Assumptions\DSM\_PC_DSM-DR-IRP2023 Update Plexos Inputs Summer & Winter update.xlsx] |  | 60 |  | Constraint.Generators | DRW.PX.SOR._.CI_.HVAC - DLC-Cnst | DRW.PX.SOR._.CI_.HVAC - DLC | Installed Capacity Coefficient | -0.011416 |  | MW | 1 |  |  |  | = |  |  |  | New DSM DR
Generators | System | DRW.PX.SOR._.CI_.Water Heater - DLC | Max Capacity Factor Year | 100 |  | % | 1 |  |  |  | ÷ | Total Hours in Year |  | H:\2023 IRP Update\_Document\DATA DISC\2023 IRP Update Data Disk April 1 (Public)\Chapters, Appendicies, and Input Assumptions\Input Assumptions\DSM\_PC_DSM-DR-IRP2023 Update Plexos Inputs Summer & Winter update.xlsx] |  | 100 |  | Constraint.Generators | DRW.PX.SOR._.CI_.Pool Pump - DLC-Cnst | DRW.PX.SOR._.CI_.Pool Pump - DLC | Installed Capacity Coefficient | -0.0020548 |  | MW | 1 |  |  |  | = |  |  |  | New DSM DR
Generators | System | DRW.PX.SOR._.RES.Battery DLC | Max Capacity Factor Year | 30 |  | % | 1 |  |  |  | ÷ | Total Hours in Year |  | H:\2023 IRP Update\_Document\DATA DISC\2023 IRP Update Data Disk April 1 (Public)\Chapters, Appendicies, and Input Assumptions\Input Assumptions\DSM\_PC_DSM-DR-IRP2023 Update Plexos Inputs Summer & Winter update.xlsx] |  | 30 |  | Constraint.Generators | DRW.PX.SOR._.CI_.Smart Thermostats-Cnst | DRW.PX.SOR._.CI_.Smart Thermostats | Installed Capacity Coefficient | -0.0022831 |  | MW | 1 |  |  |  | = |  |  |  | New DSM DR
Generators | System | DRW.PX.SOR._.RES.EV DLC | Max Capacity Factor Year | 18 |  | % | 1 |  |  |  | ÷ | Total Hours in Year |  | H:\2023 IRP Update\_Document\DATA DISC\2023 IRP Update Data Disk April 1 (Public)\Chapters, Appendicies, and Input Assumptions\Input Assumptions\DSM\_PC_DSM-DR-IRP2023 Update Plexos Inputs Summer & Winter update.xlsx] |  | 18 |  | Constraint.Generators | DRW.PX.SOR._.CI_.Water Heater - DLC-Cnst | DRW.PX.SOR._.CI_.Water Heater - DLC | Installed Capacity Coefficient | -0.0020548 |  | MW | 1 |  |  |  | = |  |  |  | New DSM DR
Generators | System | DRW.PX.SOR._.RES.Grid Interactive Water Htr | Max Capacity Factor Year | 100 |  | % | 1 |  |  |  | ÷ | Total Hours in Year |  | H:\2023 IRP Update\_Document\DATA DISC\2023 IRP Update Data Disk April 1 (Public)\Chapters, Appendicies, and Input Assumptions\Input Assumptions\DSM\_PC_DSM-DR-IRP2023 Update Plexos Inputs Summer & Winter update.xlsx] |  | 100 |  | Constraint.Generators | DRW.PX.SOR._.RES.Battery DLC-Cnst | DRW.PX.SOR._.RES.Battery DLC | Installed Capacity Coefficient | -0.010274 |  | MW | 1 |  |  |  | = |  |  |  | New DSM DR
Generators | System | DRW.PX.SOR._.RES.Home Energy Mgmt Sys | Max Capacity Factor Year | 20 |  | % | 1 |  |  |  | ÷ | Total Hours in Year |  | H:\2023 IRP Update\_Document\DATA DISC\2023 IRP Update Data Disk April 1 (Public)\Chapters, Appendicies, and Input Assumptions\Input Assumptions\DSM\_PC_DSM-DR-IRP2023 Update Plexos Inputs Summer & Winter update.xlsx] |  | 20 |  | Constraint.Generators | DRW.PX.SOR._.RES.EV DLC-Cnst | DRW.PX.SOR._.RES.EV DLC | Installed Capacity Coefficient | -0.0020548 |  | MW | 1 |  |  |  | = |  |  |  | New DSM DR
Generators | System | DRW.PX.SOR._.RES.HVAC - DLC | Max Capacity Factor Year | 18 |  | % | 1 |  |  |  | ÷ | Total Hours in Year |  | H:\2023 IRP Update\_Document\DATA DISC\2023 IRP Update Data Disk April 1 (Public)\Chapters, Appendicies, and Input Assumptions\Input Assumptions\DSM\_PC_DSM-DR-IRP2023 Update Plexos Inputs Summer & Winter update.xlsx] |  | 18 |  | Constraint.Generators | DRW.PX.SOR._.RES.Grid Interactive Water Htr-Cnst | DRW.PX.SOR._.RES.Grid Interactive Water Htr | Installed Capacity Coefficient | -0.0020548 |  | MW | 1 |  |  |  | = |  |  |  | New DSM DR
Generators | System | DRW.PX.SOR._.RES.Pool Pump - DLC | Max Capacity Factor Year | 18 |  | % | 1 |  |  |  | ÷ | Total Hours in Year |  | H:\2023 IRP Update\_Document\DATA DISC\2023 IRP Update Data Disk April 1 (Public)\Chapters, Appendicies, and Input Assumptions\Input Assumptions\DSM\_PC_DSM-DR-IRP2023 Update Plexos Inputs Summer & Winter update.xlsx] |  | 18 |  | Constraint.Generators | DRW.PX.SOR._.RES.Home Energy Mgmt Sys-Cnst | DRW.PX.SOR._.RES.Home Energy Mgmt Sys | Installed Capacity Coefficient | -0.0022831 |  | MW | 1 |  |  |  | = |  |  |  | New DSM DR
Generators | System | DRW.PX.SOR._.RES.Smart Thermostats | Max Capacity Factor Year | 60 |  | % | 1 |  |  |  | ÷ | Total Hours in Year |  | H:\2023 IRP Update\_Document\DATA DISC\2023 IRP Update Data Disk April 1 (Public)\Chapters, Appendicies, and Input Assumptions\Input Assumptions\DSM\_PC_DSM-DR-IRP2023 Update Plexos Inputs Summer & Winter update.xlsx] |  | 60 |  | Constraint.Generators | DRW.PX.SOR._.RES.HVAC - DLC-Cnst | DRW.PX.SOR._.RES.HVAC - DLC | Installed Capacity Coefficient | -0.011416 |  | MW | 1 |  |  |  | = |  |  |  | New DSM DR
Generators | System | DRW.PX.SOR._.RES.Water Heater - DLC | Max Capacity Factor Year | 100 |  | % | 1 |  |  |  | ÷ | Total Hours in Year |  | H:\2023 IRP Update\_Document\DATA DISC\2023 IRP Update Data Disk April 1 (Public)\Chapters, Appendicies, and Input Assumptions\Input Assumptions\DSM\_PC_DSM-DR-IRP2023 Update Plexos Inputs Summer & Winter update.xlsx] |  | 100 |  | Constraint.Generators | DRW.PX.SOR._.RES.Pool Pump - DLC-Cnst | DRW.PX.SOR._.RES.Pool Pump - DLC | Installed Capacity Coefficient | -0.0020548 |  | MW | 1 |  |  |  | = |  |  |  | New DSM DR
Generators | System | DRW.PX.UTN._.CI_.3 Party | Max Capacity Factor Year | 20 |  | % | 1 |  |  |  | ÷ | Total Hours in Year |  | H:\2023 IRP Update\_Document\DATA DISC\2023 IRP Update Data Disk April 1 (Public)\Chapters, Appendicies, and Input Assumptions\Input Assumptions\DSM\_PC_DSM-DR-IRP2023 Update Plexos Inputs Summer & Winter update.xlsx] |  | 20 |  | Constraint.Generators | DRW.PX.SOR._.RES.Smart Thermostats-Cnst | DRW.PX.SOR._.RES.Smart Thermostats | Installed Capacity Coefficient | -0.0022831 |  | MW | 1 |  |  |  | = |  |  |  | New DSM DR
Generators | System | DRW.PX.UTN._.CI_.Battery DLC | Max Capacity Factor Year | 30 |  | % | 1 |  |  |  | ÷ | Total Hours in Year |  | H:\2023 IRP Update\_Document\DATA DISC\2023 IRP Update Data Disk April 1 (Public)\Chapters, Appendicies, and Input Assumptions\Input Assumptions\DSM\_PC_DSM-DR-IRP2023 Update Plexos Inputs Summer & Winter update.xlsx] |  | 30 |  | Constraint.Generators | DRW.PX.SOR._.RES.Water Heater - DLC-Cnst | DRW.PX.SOR._.RES.Water Heater - DLC | Installed Capacity Coefficient | -0.0020548 |  | MW | 1 |  |  |  | = |  |  |  | New DSM DR
Generators | System | DRW.PX.UTN._.CI_.Grid Interactive Water Htr | Max Capacity Factor Year | 100 |  | % | 1 |  |  |  | ÷ | Total Hours in Year |  | H:\2023 IRP Update\_Document\DATA DISC\2023 IRP Update Data Disk April 1 (Public)\Chapters, Appendicies, and Input Assumptions\Input Assumptions\DSM\_PC_DSM-DR-IRP2023 Update Plexos Inputs Summer & Winter update.xlsx] |  | 100 |  | Constraint.Generators | DRW.PX.UTN._.CI_.3 Party-Cnst | DRW.PX.UTN._.CI_.3 Party | Installed Capacity Coefficient | -0.0022831 |  | MW | 1 |  |  |  | = |  |  |  | New DSM DR
Generators | System | DRW.PX.UTN._.CI_.HVAC - DLC | Max Capacity Factor Year | 18 |  | % | 1 |  |  |  | ÷ | Total Hours in Year |  | H:\2023 IRP Update\_Document\DATA DISC\2023 IRP Update Data Disk April 1 (Public)\Chapters, Appendicies, and Input Assumptions\Input Assumptions\DSM\_PC_DSM-DR-IRP2023 Update Plexos Inputs Summer & Winter update.xlsx] |  | 18 |  | Constraint.Generators | DRW.PX.UTN._.CI_.Battery DLC-Cnst | DRW.PX.UTN._.CI_.Battery DLC | Installed Capacity Coefficient | -0.010274 |  | MW | 1 |  |  |  | = |  |  |  | New DSM DR
Generators | System | DRW.PX.UTN._.CI_.Smart Thermostats | Max Capacity Factor Year | 60 |  | % | 1 |  |  |  | ÷ | Total Hours in Year |  | H:\2023 IRP Update\_Document\DATA DISC\2023 IRP Update Data Disk April 1 (Public)\Chapters, Appendicies, and Input Assumptions\Input Assumptions\DSM\_PC_DSM-DR-IRP2023 Update Plexos Inputs Summer & Winter update.xlsx] |  | 60 |  | Constraint.Generators | DRW.PX.UTN._.CI_.Grid Interactive Water Htr-Cnst | DRW.PX.UTN._.CI_.Grid Interactive Water Htr | Installed Capacity Coefficient | -0.0020548 |  | MW | 1 |  |  |  | = |  |  |  | New DSM DR
Generators | System | DRW.PX.UTN._.CI_.Water Heater - DLC | Max Capacity Factor Year | 100 |  | % | 1 |  |  |  | ÷ | Total Hours in Year |  | H:\2023 IRP Update\_Document\DATA DISC\2023 IRP Update Data Disk April 1 (Public)\Chapters, Appendicies, and Input Assumptions\Input Assumptions\DSM\_PC_DSM-DR-IRP2023 Update Plexos Inputs Summer & Winter update.xlsx] |  | 100 |  | Constraint.Generators | DRW.PX.UTN._.CI_.HVAC - DLC-Cnst | DRW.PX.UTN._.CI_.HVAC - DLC | Installed Capacity Coefficient | -0.011416 |  | MW | 1 |  |  |  | = |  |  |  | New DSM DR
Generators | System | DRW.PX.UTN._.RES.Battery DLC | Max Capacity Factor Year | 30 |  | % | 1 |  |  |  | ÷ | Total Hours in Year |  | H:\2023 IRP Update\_Document\DATA DISC\2023 IRP Update Data Disk April 1 (Public)\Chapters, Appendicies, and Input Assumptions\Input Assumptions\DSM\_PC_DSM-DR-IRP2023 Update Plexos Inputs Summer & Winter update.xlsx] |  | 30 |  | Constraint.Generators | DRW.PX.UTN._.CI_.Pool Pump - DLC-Cnst | DRW.PX.UTN._.CI_.Pool Pump - DLC | Installed Capacity Coefficient | -0.0020548 |  | MW | 1 |  |  |  | = |  |  |  | New DSM DR
Generators | System | DRW.PX.UTN._.RES.EV DLC | Max Capacity Factor Year | 18 |  | % | 1 |  |  |  | ÷ | Total Hours in Year |  | H:\2023 IRP Update\_Document\DATA DISC\2023 IRP Update Data Disk April 1 (Public)\Chapters, Appendicies, and Input Assumptions\Input Assumptions\DSM\_PC_DSM-DR-IRP2023 Update Plexos Inputs Summer & Winter update.xlsx] |  | 18 |  | Constraint.Generators | DRW.PX.UTN._.CI_.Smart Thermostats-Cnst | DRW.PX.UTN._.CI_.Smart Thermostats | Installed Capacity Coefficient | -0.0022831 |  | MW | 1 |  |  |  | = |  |  |  | New DSM DR
Generators | System | DRW.PX.UTN._.RES.Grid Interactive Water Htr | Max Capacity Factor Year | 100 |  | % | 1 |  |  |  | ÷ | Total Hours in Year |  | H:\2023 IRP Update\_Document\DATA DISC\2023 IRP Update Data Disk April 1 (Public)\Chapters, Appendicies, and Input Assumptions\Input Assumptions\DSM\_PC_DSM-DR-IRP2023 Update Plexos Inputs Summer & Winter update.xlsx] |  | 100 |  | Constraint.Generators | DRW.PX.UTN._.CI_.Water Heater - DLC-Cnst | DRW.PX.UTN._.CI_.Water Heater - DLC | Installed Capacity Coefficient | -0.0020548 |  | MW | 1 |  |  |  | = |  |  |  | New DSM DR
Generators | System | DRW.PX.UTN._.RES.Home Energy Mgmt Sys | Max Capacity Factor Year | 20 |  | % | 1 |  |  |  | ÷ | Total Hours in Year |  | H:\2023 IRP Update\_Document\DATA DISC\2023 IRP Update Data Disk April 1 (Public)\Chapters, Appendicies, and Input Assumptions\Input Assumptions\DSM\_PC_DSM-DR-IRP2023 Update Plexos Inputs Summer & Winter update.xlsx] |  | 20 |  | Constraint.Generators | DRW.PX.UTN._.RES.Battery DLC-Cnst | DRW.PX.UTN._.RES.Battery DLC | Installed Capacity Coefficient | -0.010274 |  | MW | 1 |  |  |  | = |  |  |  | New DSM DR
Generators | System | DRW.PX.UTN._.RES.HVAC - DLC | Max Capacity Factor Year | 18 |  | % | 1 |  |  |  | ÷ | Total Hours in Year |  | H:\2023 IRP Update\_Document\DATA DISC\2023 IRP Update Data Disk April 1 (Public)\Chapters, Appendicies, and Input Assumptions\Input Assumptions\DSM\_PC_DSM-DR-IRP2023 Update Plexos Inputs Summer & Winter update.xlsx] |  | 18 |  | Constraint.Generators | DRW.PX.UTN._.RES.EV DLC-Cnst | DRW.PX.UTN._.RES.EV DLC | Installed Capacity Coefficient | -0.0020548 |  | MW | 1 |  |  |  | = |  |  |  | New DSM DR
Generators | System | DRW.PX.UTN._.RES.Pool Pump - DLC | Max Capacity Factor Year | 18 |  | % | 1 |  |  |  | ÷ | Total Hours in Year |  | H:\2023 IRP Update\_Document\DATA DISC\2023 IRP Update Data Disk April 1 (Public)\Chapters, Appendicies, and Input Assumptions\Input Assumptions\DSM\_PC_DSM-DR-IRP2023 Update Plexos Inputs Summer & Winter update.xlsx] |  | 18 |  | Constraint.Generators | DRW.PX.UTN._.RES.Grid Interactive Water Htr-Cnst | DRW.PX.UTN._.RES.Grid Interactive Water Htr | Installed Capacity Coefficient | -0.0020548 |  | MW | 1 |  |  |  | = |  |  |  | New DSM DR
Generators | System | DRW.PX.UTN._.RES.Smart Thermostats | Max Capacity Factor Year | 60 |  | % | 1 |  |  |  | ÷ | Total Hours in Year |  | H:\2023 IRP Update\_Document\DATA DISC\2023 IRP Update Data Disk April 1 (Public)\Chapters, Appendicies, and Input Assumptions\Input Assumptions\DSM\_PC_DSM-DR-IRP2023 Update Plexos Inputs Summer & Winter update.xlsx] |  | 60 |  | Constraint.Generators | DRW.PX.UTN._.RES.Home Energy Mgmt Sys-Cnst | DRW.PX.UTN._.RES.Home Energy Mgmt Sys | Installed Capacity Coefficient | -0.0022831 |  | MW | 1 |  |  |  | = |  |  |  | New DSM DR
Generators | System | DRW.PX.UTN._.RES.Water Heater - DLC | Max Capacity Factor Year | 100 |  | % | 1 |  |  |  | ÷ | Total Hours in Year |  | H:\2023 IRP Update\_Document\DATA DISC\2023 IRP Update Data Disk April 1 (Public)\Chapters, Appendicies, and Input Assumptions\Input Assumptions\DSM\_PC_DSM-DR-IRP2023 Update Plexos Inputs Summer & Winter update.xlsx] |  | 100 |  | Constraint.Generators | DRW.PX.UTN._.RES.HVAC - DLC-Cnst | DRW.PX.UTN._.RES.HVAC - DLC | Installed Capacity Coefficient | -0.011416 |  | MW | 1 |  |  |  | = |  |  |  | New DSM DR
Generators | System | DRW.PX.WYC._.CI_.3 Party | Max Capacity Factor Year | 20 |  | % | 1 |  |  |  | ÷ | Total Hours in Year |  | H:\2023 IRP Update\_Document\DATA DISC\2023 IRP Update Data Disk April 1 (Public)\Chapters, Appendicies, and Input Assumptions\Input Assumptions\DSM\_PC_DSM-DR-IRP2023 Update Plexos Inputs Summer & Winter update.xlsx] |  | 20 |  | Constraint.Generators | DRW.PX.UTN._.RES.Pool Pump - DLC-Cnst | DRW.PX.UTN._.RES.Pool Pump - DLC | Installed Capacity Coefficient | -0.0020548 |  | MW | 1 |  |  |  | = |  |  |  | New DSM DR
Generators | System | DRW.PX.WYC._.CI_.Battery DLC | Max Capacity Factor Year | 30 |  | % | 1 |  |  |  | ÷ | Total Hours in Year |  | H:\2023 IRP Update\_Document\DATA DISC\2023 IRP Update Data Disk April 1 (Public)\Chapters, Appendicies, and Input Assumptions\Input Assumptions\DSM\_PC_DSM-DR-IRP2023 Update Plexos Inputs Summer & Winter update.xlsx] |  | 30 |  | Constraint.Generators | DRW.PX.UTN._.RES.Water Heater - DLC-Cnst | DRW.PX.UTN._.RES.Water Heater - DLC | Installed Capacity Coefficient | -0.0020548 |  | MW | 1 |  |  |  | = |  |  |  | New DSM DR
Generators | System | DRW.PX.WYC._.CI_.Grid Interactive Water Htr | Max Capacity Factor Year | 100 |  | % | 1 |  |  |  | ÷ | Total Hours in Year |  | H:\2023 IRP Update\_Document\DATA DISC\2023 IRP Update Data Disk April 1 (Public)\Chapters, Appendicies, and Input Assumptions\Input Assumptions\DSM\_PC_DSM-DR-IRP2023 Update Plexos Inputs Summer & Winter update.xlsx] |  | 100 |  | Constraint.Generators | DRW.PX.WYC._.CI_.3 Party-Cnst | DRW.PX.WYC._.CI_.3 Party | Installed Capacity Coefficient | -0.0022831 |  | MW | 1 |  |  |  | = |  |  |  | New DSM DR
Generators | System | DRW.PX.WYC._.CI_.HVAC - DLC | Max Capacity Factor Year | 18 |  | % | 1 |  |  |  | ÷ | Total Hours in Year |  | H:\2023 IRP Update\_Document\DATA DISC\2023 IRP Update Data Disk April 1 (Public)\Chapters, Appendicies, and Input Assumptions\Input Assumptions\DSM\_PC_DSM-DR-IRP2023 Update Plexos Inputs Summer & Winter update.xlsx] |  | 18 |  | Constraint.Generators | DRW.PX.WYC._.CI_.Battery DLC-Cnst | DRW.PX.WYC._.CI_.Battery DLC | Installed Capacity Coefficient | -0.010274 |  | MW | 1 |  |  |  | = |  |  |  | New DSM DR
Generators | System | DRW.PX.WYC._.CI_.Smart Thermostats | Max Capacity Factor Year | 60 |  | % | 1 |  |  |  | ÷ | Total Hours in Year |  | H:\2023 IRP Update\_Document\DATA DISC\2023 IRP Update Data Disk April 1 (Public)\Chapters, Appendicies, and Input Assumptions\Input Assumptions\DSM\_PC_DSM-DR-IRP2023 Update Plexos Inputs Summer & Winter update.xlsx] |  | 60 |  | Constraint.Generators | DRW.PX.WYC._.CI_.Grid Interactive Water Htr-Cnst | DRW.PX.WYC._.CI_.Grid Interactive Water Htr | Installed Capacity Coefficient | -0.0020548 |  | MW | 1 |  |  |  | = |  |  |  | New DSM DR
Generators | System | DRW.PX.WYC._.CI_.Water Heater - DLC | Max Capacity Factor Year | 100 |  | % | 1 |  |  |  | ÷ | Total Hours in Year |  | H:\2023 IRP Update\_Document\DATA DISC\2023 IRP Update Data Disk April 1 (Public)\Chapters, Appendicies, and Input Assumptions\Input Assumptions\DSM\_PC_DSM-DR-IRP2023 Update Plexos Inputs Summer & Winter update.xlsx] |  | 100 |  | Constraint.Generators | DRW.PX.WYC._.CI_.HVAC - DLC-Cnst | DRW.PX.WYC._.CI_.HVAC - DLC | Installed Capacity Coefficient | -0.011416 |  | MW | 1 |  |  |  | = |  |  |  | New DSM DR
Generators | System | DRW.PX.WYC._.RES.Battery DLC | Max Capacity Factor Year | 30 |  | % | 1 |  |  |  | ÷ | Total Hours in Year |  | H:\2023 IRP Update\_Document\DATA DISC\2023 IRP Update Data Disk April 1 (Public)\Chapters, Appendicies, and Input Assumptions\Input Assumptions\DSM\_PC_DSM-DR-IRP2023 Update Plexos Inputs Summer & Winter update.xlsx] |  | 30 |  | Constraint.Generators | DRW.PX.WYC._.CI_.Pool Pump - DLC-Cnst | DRW.PX.WYC._.CI_.Pool Pump - DLC | Installed Capacity Coefficient | -0.0020548 |  | MW | 1 |  |  |  | = |  |  |  | New DSM DR
Generators | System | DRW.PX.WYC._.RES.EV DLC | Max Capacity Factor Year | 18 |  | % | 1 |  |  |  | ÷ | Total Hours in Year |  | H:\2023 IRP Update\_Document\DATA DISC\2023 IRP Update Data Disk April 1 (Public)\Chapters, Appendicies, and Input Assumptions\Input Assumptions\DSM\_PC_DSM-DR-IRP2023 Update Plexos Inputs Summer & Winter update.xlsx] |  | 18 |  | Constraint.Generators | DRW.PX.WYC._.CI_.Smart Thermostats-Cnst | DRW.PX.WYC._.CI_.Smart Thermostats | Installed Capacity Coefficient | -0.0022831 |  | MW | 1 |  |  |  | = |  |  |  | New DSM DR
Generators | System | DRW.PX.WYC._.RES.Grid Interactive Water Htr | Max Capacity Factor Year | 100 |  | % | 1 |  |  |  | ÷ | Total Hours in Year |  | H:\2023 IRP Update\_Document\DATA DISC\2023 IRP Update Data Disk April 1 (Public)\Chapters, Appendicies, and Input Assumptions\Input Assumptions\DSM\_PC_DSM-DR-IRP2023 Update Plexos Inputs Summer & Winter update.xlsx] |  | 100 |  | Constraint.Generators | DRW.PX.WYC._.CI_.Water Heater - DLC-Cnst | DRW.PX.WYC._.CI_.Water Heater - DLC | Installed Capacity Coefficient | -0.0020548 |  | MW | 1 |  |  |  | = |  |  |  | New DSM DR
Generators | System | DRW.PX.WYC._.RES.Home Energy Mgmt Sys | Max Capacity Factor Year | 20 |  | % | 1 |  |  |  | ÷ | Total Hours in Year |  | H:\2023 IRP Update\_Document\DATA DISC\2023 IRP Update Data Disk April 1 (Public)\Chapters, Appendicies, and Input Assumptions\Input Assumptions\DSM\_PC_DSM-DR-IRP2023 Update Plexos Inputs Summer & Winter update.xlsx] |  | 20 |  | Constraint.Generators | DRW.PX.WYC._.RES.Battery DLC-Cnst | DRW.PX.WYC._.RES.Battery DLC | Installed Capacity Coefficient | -0.010274 |  | MW | 1 |  |  |  | = |  |  |  | New DSM DR
Generators | System | DRW.PX.WYC._.RES.HVAC - DLC | Max Capacity Factor Year | 18 |  | % | 1 |  |  |  | ÷ | Total Hours in Year |  | H:\2023 IRP Update\_Document\DATA DISC\2023 IRP Update Data Disk April 1 (Public)\Chapters, Appendicies, and Input Assumptions\Input Assumptions\DSM\_PC_DSM-DR-IRP2023 Update Plexos Inputs Summer & Winter update.xlsx] |  | 18 |  | Constraint.Generators | DRW.PX.WYC._.RES.EV DLC-Cnst | DRW.PX.WYC._.RES.EV DLC | Installed Capacity Coefficient | -0.0020548 |  | MW | 1 |  |  |  | = |  |  |  | New DSM DR
Generators | System | DRW.PX.WYC._.RES.Pool Pump - DLC | Max Capacity Factor Year | 18 |  | % | 1 |  |  |  | ÷ | Total Hours in Year |  | H:\2023 IRP Update\_Document\DATA DISC\2023 IRP Update Data Disk April 1 (Public)\Chapters, Appendicies, and Input Assumptions\Input Assumptions\DSM\_PC_DSM-DR-IRP2023 Update Plexos Inputs Summer & Winter update.xlsx] |  | 18 |  | Constraint.Generators | DRW.PX.WYC._.RES.Grid Interactive Water Htr-Cnst | DRW.PX.WYC._.RES.Grid Interactive Water Htr | Installed Capacity Coefficient | -0.0020548 |  | MW | 1 |  |  |  | = |  |  |  | New DSM DR
Generators | System | DRW.PX.WYC._.RES.Smart Thermostats | Max Capacity Factor Year | 60 |  | % | 1 |  |  |  | ÷ | Total Hours in Year |  | H:\2023 IRP Update\_Document\DATA DISC\2023 IRP Update Data Disk April 1 (Public)\Chapters, Appendicies, and Input Assumptions\Input Assumptions\DSM\_PC_DSM-DR-IRP2023 Update Plexos Inputs Summer & Winter update.xlsx] |  | 60 |  | Constraint.Generators | DRW.PX.WYC._.RES.Home Energy Mgmt Sys-Cnst | DRW.PX.WYC._.RES.Home Energy Mgmt Sys | Installed Capacity Coefficient | -0.0022831 |  | MW | 1 |  |  |  | = |  |  |  | New DSM DR
Generators | System | DRW.PX.WYC._.RES.Water Heater - DLC | Max Capacity Factor Year | 100 |  | % | 1 |  |  |  | ÷ | Total Hours in Year |  | H:\2023 IRP Update\_Document\DATA DISC\2023 IRP Update Data Disk April 1 (Public)\Chapters, Appendicies, and Input Assumptions\Input Assumptions\DSM\_PC_DSM-DR-IRP2023 Update Plexos Inputs Summer & Winter update.xlsx] |  | 100 |  | Constraint.Generators | DRW.PX.WYC._.RES.HVAC - DLC-Cnst | DRW.PX.WYC._.RES.HVAC - DLC | Installed Capacity Coefficient | -0.011416 |  | MW | 1 |  |  |  | = |  |  |  | New DSM DR
Generators | System | DRW.PX.YAK._.CI_.3 Party | Max Capacity Factor Year | 20 |  | % | 1 |  |  |  | ÷ | Total Hours in Year |  | H:\2023 IRP Update\_Document\DATA DISC\2023 IRP Update Data Disk April 1 (Public)\Chapters, Appendicies, and Input Assumptions\Input Assumptions\DSM\_PC_DSM-DR-IRP2023 Update Plexos Inputs Summer & Winter update.xlsx] |  | 20 |  | Constraint.Generators | DRW.PX.WYC._.RES.Pool Pump - DLC-Cnst | DRW.PX.WYC._.RES.Pool Pump - DLC | Installed Capacity Coefficient | -0.0020548 |  | MW | 1 |  |  |  | = |  |  |  | New DSM DR
Generators | System | DRW.PX.YAK._.CI_.Battery DLC | Max Capacity Factor Year | 30 |  | % | 1 |  |  |  | ÷ | Total Hours in Year |  | H:\2023 IRP Update\_Document\DATA DISC\2023 IRP Update Data Disk April 1 (Public)\Chapters, Appendicies, and Input Assumptions\Input Assumptions\DSM\_PC_DSM-DR-IRP2023 Update Plexos Inputs Summer & Winter update.xlsx] |  | 30 |  | Constraint.Generators | DRW.PX.WYC._.RES.Water Heater - DLC-Cnst | DRW.PX.WYC._.RES.Water Heater - DLC | Installed Capacity Coefficient | -0.0020548 |  | MW | 1 |  |  |  | = |  |  |  | New DSM DR
Generators | System | DRW.PX.YAK._.CI_.Grid Interactive Water Htr | Max Capacity Factor Year | 100 |  | % | 1 |  |  |  | ÷ | Total Hours in Year |  | H:\2023 IRP Update\_Document\DATA DISC\2023 IRP Update Data Disk April 1 (Public)\Chapters, Appendicies, and Input Assumptions\Input Assumptions\DSM\_PC_DSM-DR-IRP2023 Update Plexos Inputs Summer & Winter update.xlsx] |  | 100 |  | Constraint.Generators | DRW.PX.YAK._.CI_.3 Party-Cnst | DRW.PX.YAK._.CI_.3 Party | Installed Capacity Coefficient | -0.0022831 |  | MW | 1 |  |  |  | = |  |  |  | New DSM DR
Generators | System | DRW.PX.YAK._.CI_.HVAC - DLC | Max Capacity Factor Year | 18 |  | % | 1 |  |  |  | ÷ | Total Hours in Year |  | H:\2023 IRP Update\_Document\DATA DISC\2023 IRP Update Data Disk April 1 (Public)\Chapters, Appendicies, and Input Assumptions\Input Assumptions\DSM\_PC_DSM-DR-IRP2023 Update Plexos Inputs Summer & Winter update.xlsx] |  | 18 |  | Constraint.Generators | DRW.PX.YAK._.CI_.Battery DLC-Cnst | DRW.PX.YAK._.CI_.Battery DLC | Installed Capacity Coefficient | -0.010274 |  | MW | 1 |  |  |  | = |  |  |  | New DSM DR
Generators | System | DRW.PX.YAK._.CI_.Smart Thermostats | Max Capacity Factor Year | 60 |  | % | 1 |  |  |  | ÷ | Total Hours in Year |  | H:\2023 IRP Update\_Document\DATA DISC\2023 IRP Update Data Disk April 1 (Public)\Chapters, Appendicies, and Input Assumptions\Input Assumptions\DSM\_PC_DSM-DR-IRP2023 Update Plexos Inputs Summer & Winter update.xlsx] |  | 60 |  | Constraint.Generators | DRW.PX.YAK._.CI_.Grid Interactive Water Htr-Cnst | DRW.PX.YAK._.CI_.Grid Interactive Water Htr | Installed Capacity Coefficient | -0.0020548 |  | MW | 1 |  |  |  | = |  |  |  | New DSM DR
Generators | System | DRW.PX.YAK._.CI_.Water Heater - DLC | Max Capacity Factor Year | 100 |  | % | 1 |  |  |  | ÷ | Total Hours in Year |  | H:\2023 IRP Update\_Document\DATA DISC\2023 IRP Update Data Disk April 1 (Public)\Chapters, Appendicies, and Input Assumptions\Input Assumptions\DSM\_PC_DSM-DR-IRP2023 Update Plexos Inputs Summer & Winter update.xlsx] |  | 100 |  | Constraint.Generators | DRW.PX.YAK._.CI_.HVAC - DLC-Cnst | DRW.PX.YAK._.CI_.HVAC - DLC | Installed Capacity Coefficient | -0.011416 |  | MW | 1 |  |  |  | = |  |  |  | New DSM DR
Generators | System | DRW.PX.YAK._.RES.Battery DLC | Max Capacity Factor Year | 30 |  | % | 1 |  |  |  | ÷ | Total Hours in Year |  | H:\2023 IRP Update\_Document\DATA DISC\2023 IRP Update Data Disk April 1 (Public)\Chapters, Appendicies, and Input Assumptions\Input Assumptions\DSM\_PC_DSM-DR-IRP2023 Update Plexos Inputs Summer & Winter update.xlsx] |  | 30 |  | Constraint.Generators | DRW.PX.YAK._.CI_.Pool Pump - DLC-Cnst | DRW.PX.YAK._.CI_.Pool Pump - DLC | Installed Capacity Coefficient | -0.0020548 |  | MW | 1 |  |  |  | = |  |  |  | New DSM DR
Generators | System | DRW.PX.YAK._.RES.EV DLC | Max Capacity Factor Year | 18 |  | % | 1 |  |  |  | ÷ | Total Hours in Year |  | H:\2023 IRP Update\_Document\DATA DISC\2023 IRP Update Data Disk April 1 (Public)\Chapters, Appendicies, and Input Assumptions\Input Assumptions\DSM\_PC_DSM-DR-IRP2023 Update Plexos Inputs Summer & Winter update.xlsx] |  | 18 |  | Constraint.Generators | DRW.PX.YAK._.CI_.Smart Thermostats-Cnst | DRW.PX.YAK._.CI_.Smart Thermostats | Installed Capacity Coefficient | -0.0022831 |  | MW | 1 |  |  |  | = |  |  |  | New DSM DR
Generators | System | DRW.PX.YAK._.RES.Grid Interactive Water Htr | Max Capacity Factor Year | 100 |  | % | 1 |  |  |  | ÷ | Total Hours in Year |  | H:\2023 IRP Update\_Document\DATA DISC\2023 IRP Update Data Disk April 1 (Public)\Chapters, Appendicies, and Input Assumptions\Input Assumptions\DSM\_PC_DSM-DR-IRP2023 Update Plexos Inputs Summer & Winter update.xlsx] |  | 100 |  | Constraint.Generators | DRW.PX.YAK._.CI_.Water Heater - DLC-Cnst | DRW.PX.YAK._.CI_.Water Heater - DLC | Installed Capacity Coefficient | -0.0020548 |  | MW | 1 |  |  |  | = |  |  |  | New DSM DR
Generators | System | DRW.PX.YAK._.RES.Home Energy Mgmt Sys | Max Capacity Factor Year | 20 |  | % | 1 |  |  |  | ÷ | Total Hours in Year |  | H:\2023 IRP Update\_Document\DATA DISC\2023 IRP Update Data Disk April 1 (Public)\Chapters, Appendicies, and Input Assumptions\Input Assumptions\DSM\_PC_DSM-DR-IRP2023 Update Plexos Inputs Summer & Winter update.xlsx] |  | 20 |  | Constraint.Generators | DRW.PX.YAK._.RES.Battery DLC-Cnst | DRW.PX.YAK._.RES.Battery DLC | Installed Capacity Coefficient | -0.010274 |  | MW | 1 |  |  |  | = |  |  |  | New DSM DR
Generators | System | DRW.PX.YAK._.RES.HVAC - DLC | Max Capacity Factor Year | 18 |  | % | 1 |  |  |  | ÷ | Total Hours in Year |  | H:\2023 IRP Update\_Document\DATA DISC\2023 IRP Update Data Disk April 1 (Public)\Chapters, Appendicies, and Input Assumptions\Input Assumptions\DSM\_PC_DSM-DR-IRP2023 Update Plexos Inputs Summer & Winter update.xlsx] |  | 18 |  | Constraint.Generators | DRW.PX.YAK._.RES.EV DLC-Cnst | DRW.PX.YAK._.RES.EV DLC | Installed Capacity Coefficient | -0.0020548 |  | MW | 1 |  |  |  | = |  |  |  | New DSM DR
Generators | System | DRW.PX.YAK._.RES.Pool Pump - DLC | Max Capacity Factor Year | 18 |  | % | 1 |  |  |  | ÷ | Total Hours in Year |  | H:\2023 IRP Update\_Document\DATA DISC\2023 IRP Update Data Disk April 1 (Public)\Chapters, Appendicies, and Input Assumptions\Input Assumptions\DSM\_PC_DSM-DR-IRP2023 Update Plexos Inputs Summer & Winter update.xlsx] |  | 18 |  | Constraint.Generators | DRW.PX.YAK._.RES.Grid Interactive Water Htr-Cnst | DRW.PX.YAK._.RES.Grid Interactive Water Htr | Installed Capacity Coefficient | -0.0020548 |  | MW | 1 |  |  |  | = |  |  |  | New DSM DR
Generators | System | DRW.PX.YAK._.RES.Smart Thermostats | Max Capacity Factor Year | 60 |  | % | 1 |  |  |  | ÷ | Total Hours in Year |  | H:\2023 IRP Update\_Document\DATA DISC\2023 IRP Update Data Disk April 1 (Public)\Chapters, Appendicies, and Input Assumptions\Input Assumptions\DSM\_PC_DSM-DR-IRP2023 Update Plexos Inputs Summer & Winter update.xlsx] |  | 60 |  | Constraint.Generators | DRW.PX.YAK._.RES.Home Energy Mgmt Sys-Cnst | DRW.PX.YAK._.RES.Home Energy Mgmt Sys | Installed Capacity Coefficient | -0.0022831 |  | MW | 1 |  |  |  | = |  |  |  | New DSM DR
Generators | System | DRW.PX.YAK._.RES.Water Heater - DLC | Max Capacity Factor Year | 100 |  | % | 1 |  |  |  | ÷ | Total Hours in Year |  | H:\2023 IRP Update\_Document\DATA DISC\2023 IRP Update Data Disk April 1 (Public)\Chapters, Appendicies, and Input Assumptions\Input Assumptions\DSM\_PC_DSM-DR-IRP2023 Update Plexos Inputs Summer & Winter update.xlsx] |  | 100 |  | Constraint.Generators | DRW.PX.YAK._.RES.HVAC - DLC-Cnst | DRW.PX.YAK._.RES.HVAC - DLC | Installed Capacity Coefficient | -0.011416 |  | MW | 1 |  |  |  | = |  |  |  | New DSM DR