## Measures w NEBs
Measure Name | Measure Reference Number | Version Number | Measure Category | Measure Type | Measure Sub Type | Measure Description | NEI Yr 1 | NEB Type | SOSType | SOSTypePSECalc | UOMType | Effective Start Date | Effective End Date | AnnualOM | CE_EndUse | CE_EndUse_Secondary | kWhIncentiveperUnit | kWhMeasureCostperUnit | kWhSavingsperUnit | MeasureCaseGrouping | MeasureCostType | MeasureLife | ThermIncentiveperUnit | ThermMeasureCostperUnit | ThermSavingsperUnit | ThermSavingsperUnit_P2 | UnitType | Uom
Adapter - Thermostatic Restrictor Valve - DI - EWH - MF | 12692 | 1 | Water Heating | Adapter | Residential Use Adapter | Thermostatic restrictor valve adapter: direct install; multi-family dwelling with electric water heating | 3.52 | Water/Sewer Savings | RTF-deemed |  | kWh | 2020-01-01 |  | 0 | Res Water Heat |  | 33 | 33 | 50 | Adapter | Full | 10 |  |  |  |  | per unit
Adapter - Thermostatic Restrictor Valve - DI - GWH - MF | 12693 | 1 | Water Heating | Adapter | Residential Use Adapter | Thermostatic restrictor valve adapter: direct install; multi-family dwelling with natural gas water heating | 3.52 | Water/Sewer Savings | PSE-deemed | RTF Derived | Therm | 2020-01-01 |  | 0 | Res Water Heat |  |  |  |  | Adapter | Full | 10 | 33 | 33 | 2.2 |  | per unit
Adapter - w Thermostatic Restrictor - for Showerhead - 1.5 gpm - RP - Res - C | 12688 | 1 | Water Heating | Adapter | Residential Use Adapter | 1.5 gpm showerhead adapter with thermostatic restrictor: retail purchase in combined fuel PSE territory; assumed residential customer | 3.16 | Water/Sewer Savings | PSE-deemed | PSE Regional | Dual | 2020-01-01 |  | 0 | Res Water Heat | Res Water Heat | 3.5 | 12 | 11.1 | Adapter | Incremental | 10 | 1.5 | 5.14 | 0.4 |  | per unit
Adapter - w Thermostatic Restrictor - for Showerhead - 1.5 gpm - RP - Res - EO | 12689 | 1 | Water Heating | Adapter | Residential Use Adapter | 1.5 gpm showerhead adapter with thermostatic restrictor: retail purchase in electric-only PSE territory; assumed residential customer | 3.16 | Water/Sewer Savings | PSE-deemed | PSE Regional | kWh | 2020-01-01 |  | 0 | Res Water Heat |  | 5 | 17.14 | 13.1 | Adapter | Incremental | 10 |  |  |  |  | per unit
Adapter - w Thermostatic Restrictor - for Showerhead - 1.5 gpm - RP - Res - GO | 12690 | 1 | Water Heating | Adapter | Residential Use Adapter | 1.5 gpm showerhead adapter with thermostatic restrictor: retail purchase in natural gas-only PSE territory; assumed residential customer | 3.16 | Water/Sewer Savings | PSE-deemed | PSE Regional | Therm | 2020-01-01 |  | 0 | Res Water Heat |  |  |  |  | Adapter | Incremental | 10 | 1 | 17.14 | 0.72 |  | per unit
Aerator - 1.0 gpm - EWH - MH | 12626 | 1 | Water Heating | Aerator | Residential Use Aerator | 1.0 gpm aerator: manufactured home with electric water heating | 4.95 | Water/Sewer Savings | RTF-deemed |  | kWh | 2020-01-01 |  | 0 | Res Water Heat |  | 0.45 | 0.45 | 39.92 | Aerator | Full | 10 |  |  |  |  | per unit
Aerator - 1.0 gpm - GWH - MH | 12627 | 1 | Water Heating | Aerator | Residential Use Aerator | 1.0 gpm aerator: manufactured home with natural gas water heating | 4.95 | Water/Sewer Savings | RTF-deemed |  | Therm | 2020-01-01 |  | 0 | Res Water Heat |  |  |  |  | Aerator | Full | 10 | 0.45 | 0.45 | 1.74 |  | per unit
Aerator - 1.5 gpm - EWH - MH | 12628 | 1 | Water Heating | Aerator | Residential Use Aerator | 1.5 gpm aerator: manufactured home with electric water heating | 6.12 | Water/Sewer Savings | RTF-deemed |  | kWh | 2020-01-01 |  | 0 | Res Water Heat |  | 1.17 | 1.17 | 59.38 | Aerator | Full | 10 |  |  |  |  | per unit
Aerator - 1.5 gpm - GWH - MH | 12629 | 1 | Water Heating | Aerator | Residential Use Aerator | 1.5 gpm aerator: manufactured home with natural gas water heating | 6.12 | Water/Sewer Savings | RTF-deemed |  | Therm | 2020-01-01 |  | 0 | Res Water Heat |  |  |  |  | Aerator | Full | 10 | 1.17 | 1.17 | 2.15 |  | per unit
Aerator - WaterSense - 1.0 gpm - Any WH - Res - C - TY Kit | 12329 | 1 | Water Heating | Aerator | Residential Use Aerator | 1.0 gpm WaterSense aerator: any water heating; residential dwelling; combined territory; part of thank you kit | 2.74 | Water/Sewer Savings | PSE-deemed | PSE Regional | Dual | 2019-01-01 |  | 0 | Res Water Heat | Res Water Heat | 1.27 | 1.27 | 10 | Aerator | Full | 10 | 0.54 | 0.54 | 0.6 |  | per unit
Aerator - WaterSense - 1.0 gpm - Any WH - Res - EO - TY Kit | 12330 | 1 | Water Heating | Aerator | Residential Use Aerator | 1.0 gpm WaterSense aerator: any water heating; residential dwelling; electric-only; part of thank you kit | 2.74 | Water/Sewer Savings | PSE-deemed | PSE Regional | kWh | 2019-01-01 |  | 0 | Res Water Heat |  | 1.81 | 1.81 | 12 | Aerator | Full | 10 |  |  |  |  | per unit
Aerator - WaterSense - 1.0 gpm - Any WH - Res - GO - TY Kit | 12331 | 1 | Water Heating | Aerator | Residential Use Aerator | 1.0 gpm WaterSense aerator: any water heating; residential dwelling; natural gas-only; part of thank you kit | 2.74 | Water/Sewer Savings | PSE-deemed | PSE Regional | Therm | 2019-01-01 |  | 0 | Res Water Heat |  |  |  |  | Aerator | Full | 10 | 1.81 | 1.81 | 0.8 |  | per unit
Aerator - WaterSense - 1.5 gpm - Any WH - Res - GO - TY Kit | 12332 | 1 | Water Heating | Aerator | Residential Use Aerator | 1.5 gpm WaterSense aerator: any water heating; residential dwelling; natural gas-only; part of thank you kit | 3.8 | Water/Sewer Savings | PSE-deemed | PSE Regional | Therm | 2019-01-01 |  | 0 | Res Water Heat |  |  |  |  | Aerator | Full | 10 | 1.81 | 1.81 | 1.3 |  | per unit
APPD: Aerator - Bath - Engagement - C - Any WH - 1.0 gpm | 10769 | 5 | Water Heating | Aerator | Residential Use Aerator | 1.0 gpm engagement bath aerator: combined territory, any water heating | 2.74 | Water/Sewer Savings | PSE-deemed | PSE Regional | Dual | 2019-01-01 | 2019-12-31 | 0 | Res Water Heat | Res Water Heat | 1.81 | 1.81 | 10 | Aerator | Full | 10 | 0 | 0 | 0.6 |  | per unit
APPD: Aerator - Bath - Engagement - EO - Any WH - 1.0 gpm | 10768 | 3 | Water Heating | Aerator | Residential Use Aerator | 1.0 gpm engagement bath aerator: electric-only territory, any water heating | 2.74 | Water/Sewer Savings | PSE-deemed | PSE Regional | kWh | 2019-01-01 | 2019-12-31 | 0 | Res Water Heat |  | 1.81 | 1.81 | 12 | Aerator | Full | 10 |  |  |  |  | per unit
APPD: Aerator - Kitchen - Engagement - C - Any WH - 1.5 gpm | 10771 | 4 | Water Heating | Aerator | Residential Use Aerator | 1.5 gpm engagement kitchen aerator: combined territory, any water heating | 3.8 | Water/Sewer Savings | PSE-deemed | PSE Regional | Dual | 2019-01-01 | 2019-12-31 | 0 | Res Water Heat | Res Water Heat | 1.81 | 1.81 | 16 | Aerator | Full | 10 | 0 | 0 | 0.9 |  | per unit
APPD: Aerator - Kitchen - Engagement - EO - Any WH - 1.5 gpm | 10770 | 3 | Water Heating | Aerator | Residential Use Aerator | 1.5 gpm engagement kitchen aerator: electric-only territory, any water heating | 3.8 | Water/Sewer Savings | PSE-deemed | PSE Regional | kWh | 2019-01-01 | 2019-12-31 | 0 | Res Water Heat |  | 1.81 | 1.81 | 19 | Aerator | Full | 10 |  |  |  |  | per unit
APPD: Showerhead - Engagement - C - 1.5 gpm | 10116 | 5 | Water Heating | Showerhead | Residential Use Showerhead | 1.5 gpm engagement showerhead: combined territory | 14.31 | Water/Sewer Savings | PSE-deemed | PSE Regional | Dual | 2018-01-01 | 2019-12-31 | 0 | Res Water Heat | Res Water Heat | 10 | 10 | 61.3 | Showerhead | Full | 10 | 0 | 0 | 2.7 |  | per unit
APPD: Showerhead - Engagement - EO - 1.5 gpm | 10117 | 4 | Water Heating | Showerhead | Residential Use Showerhead | 1.5 gpm engagement showerhead: electric-only territory | 14.31 | Water/Sewer Savings | PSE-deemed | PSE Regional | kWh | 2018-01-01 | 2019-12-31 | 0 | Res Water Heat |  | 10 | 10 | 74.1 | Showerhead | Full | 10 |  |  |  |  | per unit
CKTCH: Dishwasher - Multi Tank - High Temp - E Booster | 10880 | 3 | Appliances | Dishwasher | Commercial Use Dishwasher | Multiple tank high temperature commercial dishwasher: electric booster | 4677.82 | Water/Sewer Savings | PSE-deemed | Engineering | kWh | 2018-01-01 |  | 0 | Comm Water Heat |  | 1000 | 1954 | 9308 | Dishwasher | Incremental | 20 |  |  |  |  | per unit
CKTCH: Dishwasher - Multi Tank - High Temp - GWH - E Booster | 10881 | 2 | Appliances | Dishwasher | Commercial Use Dishwasher | Multiple tank high temperature commercial dishwasher: natural gas water heating and electric booster | 6894.07 | Water/Sewer Savings | PSE-deemed | Engineering | Dual | 2018-01-01 |  | 0 | Comm Water Heat | Comm Water Heat | 1000 | 1954 | 9308 | Dishwasher | Incremental | 20 | 500 | 1440 | 600 |  | per unit
CKTCH: Dishwasher - Single Tank - High Temp - EWH - E Booster | 10884 | 1 | Appliances | Dishwasher | Commercial Use Dishwasher | Single tank high temperature commercial dishwasher: electric water heating and electric booster | 1817.04 | Water/Sewer Savings | PSE-deemed | Engineering | kWh | 2016-07-01 |  |  | Comm Water Heat |  | 1000 | 5882 | 7341 | Dishwasher | Incremental | 20 |  |  |  |  | per unit
CKTCH: Dishwasher - Door Type - High Temp - E Booster | 10874 | 3 | Appliances | Dishwasher | Commercial Use Dishwasher | Door type high temperature commercial dishwasher: electric booster | 2834.03 | Water/Sewer Savings | PSE-deemed | Engineering | kWh | 2018-01-01 |  | 0 | Comm Water Heat |  | 500 | 1533 | 3966 | Dishwasher | Incremental | 15 |  |  |  |  | per unit
CKTCH: Dishwasher - Door Type - High Temp - GWH - E Booster | 10875 | 2 | Appliances | Dishwasher | Commercial Use Dishwasher | Door type high temperature commercial dishwasher: natural gas water heating and electric booster | 4172.99 | Water/Sewer Savings | PSE-deemed | Engineering | Dual | 2018-01-01 |  | 0 | Comm Water Heat | Comm Water Heat | 500 | 1533 | 3966 | Dishwasher | Incremental | 15 | 250 | 1126 | 261 |  | per unit
CKTCH: Dishwasher - Single Tank - High Temp - E Booster | 10886 | 3 | Appliances | Dishwasher | Commercial Use Dishwasher | Single tank high temperature commercial dishwasher: electric booster | 1369.73 | Water/Sewer Savings | PSE-deemed | Engineering | kWh | 2018-01-01 |  | 0 | Comm Water Heat |  | 750 | 3901 | 3556 | Dishwasher | Incremental | 20 |  |  |  |  | per unit
CKTCH: Dishwasher - Single Tank - High Temp - GWH - E Booster | 10887 | 2 | Appliances | Dishwasher | Commercial Use Dishwasher | Single tank high temperature commercial dishwasher: natural gas water heating and electric booster | 1817.04 | Water/Sewer Savings | PSE-deemed | Engineering | Dual | 2018-01-01 |  | 0 | Comm Water Heat | Comm Water Heat | 750 | 3901 | 3556 | Dishwasher | Incremental | 20 | 250 | 1981 | 158 |  | per unit
CKTCH: Dishwasher - Single Tank - Low Temp - E Incidental | 10890 | 2 | Appliances | Dishwasher | Commercial Use Dishwasher | Single tank low temperature commercial dishwasher: incidental electric savings only | 463.96 | Water/Sewer Savings | PSE-deemed | Engineering | kWh | 2018-01-01 |  | 0 | Comm Water Heat |  | 0 | 325 | 324 | Dishwasher | Incremental | 20 |  |  |  |  | per unit
CKTCH: Dishwasher - Single Tank - Low Temp - GWH - E Incidental | 10891 | 2 | Appliances | Dishwasher | Commercial Use Dishwasher | Single tank low temperature commercial dishwasher: natural gas water heating with incidental electric savings | 5558.01 | Water/Sewer Savings | PSE-deemed | Engineering | Dual | 2018-01-01 |  | 0 | Comm Water Heat |  | 0 | 325 | 324 | Dishwasher | Incremental | 20 | 1000 | 5557 | 484 |  | per unit
CKTCH: Dishwasher - Multi Tank - High Temp - EWH - E Booster | 10878 | 1 | Appliances | Dishwasher | Commercial Use Dishwasher | Multiple tank high temperature commercial dishwasher: electric water heating and electric booster | 6894.07 | Water/Sewer Savings | PSE-deemed | Engineering | kWh | 2016-07-01 |  |  | Comm Water Heat |  | 1500 | 3394 | 23668 | Dishwasher | Incremental | 20 |  |  |  |  | per unit
CKTCH: Dishwasher - Under Counter - High Temp - EWH - E Booster | 10892 | 1 | Appliances | Dishwasher | Commercial Use Dishwasher | Under counter high temperature commercial dishwasher: electric water heating and electric booster | 479.68 | Water/Sewer Savings | PSE-deemed | Engineering | kWh | 2016-07-01 |  |  | Comm Water Heat |  | 150 | 232 | 2309 | Dishwasher | Incremental | 10 |  |  |  |  | per unit
CKTCH: Dishwasher - Under Counter - Low Temp - EWH | 10896 | 1 | Appliances | Dishwasher | Commercial Use Dishwasher | Under counter low temperature commercial dishwasher: electric gas water heating | 1126.21 | Water/Sewer Savings | PSE-deemed | Engineering | kWh | 2016-07-01 |  |  | Comm Water Heat |  | 150 | 232 | 2254 | Dishwasher | Incremental | 10 |  |  |  |  | per unit
CKTCH: Dishwasher - Multi Tank - Low Temp - EWH | 10882 | 1 | Appliances | Dishwasher | Commercial Use Dishwasher | Multiple tank low temperature commercial dishwasher: electric water heating | 8016.35 | Water/Sewer Savings | PSE-deemed | Engineering | kWh | 2016-07-01 |  |  | Comm Water Heat |  | 1500 | 3394 | 16698 | Dishwasher | Incremental | 20 |  |  |  |  | per unit
CKTCH: Dishwasher - Door Type - Low Temp - EWH | 10876 | 1 | Appliances | Dishwasher | Commercial Use Dishwasher | Door type low temperature commercial dishwasher: electric water heating | 9597.84 | Water/Sewer Savings | PSE-deemed | Engineering | kWh | 2016-07-01 |  |  | Comm Water Heat |  | 750 | 2659 | 14338 | Dishwasher | Incremental | 15 |  |  |  |  | per unit
CKTCH: Dishwasher - Under Counter - High Temp - E Booster | 10894 | 3 | Appliances | Dishwasher | Commercial Use Dishwasher | Under counter high temperature commercial dishwasher: electric booster | 398.25 | Water/Sewer Savings | PSE-deemed | Engineering | kWh | 2018-01-01 |  | 0 | Comm Water Heat |  | 150 | 175 | 1349 | Dishwasher | Incremental | 10 |  |  |  |  | per unit
CKTCH: Dishwasher - Under Counter - High Temp - GWH - E Booster | 10895 | 2 | Appliances | Dishwasher | Commercial Use Dishwasher | Under counter high temperature commercial dishwasher: natural gas water heating and electric booster | 479.68 | Water/Sewer Savings | PSE-deemed | Engineering | Dual | 2018-01-01 |  | 0 | Comm Water Heat | Comm Water Heat | 150 | 175 | 1349 | Dishwasher | Incremental | 10 | 0 | 57 | 40 |  | per unit
CKTCH: Dishwasher - Single Tank - Low Temp - EWH | 10888 | 1 | Appliances | Dishwasher | Commercial Use Dishwasher | Single tank low temperature commercial dishwasher: electric water heating | 5558.01 | Water/Sewer Savings | PSE-deemed | Engineering | kWh | 2016-07-01 |  |  | Comm Water Heat |  | 1000 | 5882 | 11901 | Dishwasher | Incremental | 20 |  |  |  |  | per unit
CKTCH: Dishwasher - Door Type - High Temp - EWH - E Booster | 10873 | 1 | Appliances | Dishwasher | Commercial Use Dishwasher | Door type high temperature commercial dishwasher: electric water heating and electric booster | 4172.99 | Water/Sewer Savings | PSE-deemed | Engineering | kWh | 2016-07-01 |  |  | Comm Water Heat |  | 750 | 2659 | 10200 | Dishwasher | Incremental | 15 |  |  |  |  | per unit
CKTCH: Dishwasher - Door Type - High Temp - GWH | 10872 | 4 | Appliances | Dishwasher | Commercial Use Dishwasher | Door type high temperature commercial dishwasher: natural gas water heating | 1338.96 | Water/Sewer Savings | PSE-deemed | Engineering | Therm | 2018-01-01 |  | 0 | Comm Water Heat |  |  |  |  | Dishwasher | Incremental | 15 | 250 | 1126 | 261 |  | per unit
CKTCH: Dishwasher - Door Type - Low Temp - GWH | 10877 | 1 | Appliances | Dishwasher | Commercial Use Dishwasher | Door type low temperature commercial dishwasher: natural gas water heating | 9597.84 | Water/Sewer Savings | PSE-deemed | Engineering | Therm | 2016-07-01 |  |  | Comm Water Heat |  |  |  |  | Dishwasher | Incremental | 15 | 750 | 2659 | 599 |  | per unit
CKTCH: Dishwasher - Multi Tank - High Temp - GWH | 10879 | 3 | Appliances | Dishwasher | Commercial Use Dishwasher | Multiple tank high temperature commercial dishwasher: natural gas water heating | 2216.25 | Water/Sewer Savings | PSE-deemed | Engineering | Therm | 2018-01-01 |  | 0 | Comm Water Heat |  |  |  |  | Dishwasher | Incremental | 20 | 500 | 1440 | 600 |  | per unit
CKTCH: Dishwasher - Multi Tank - Low Temp - GWH | 10883 | 1 | Appliances | Dishwasher | Commercial Use Dishwasher | Multiple tank low temperature commercial dishwasher: natural gas water heating | 8016.35 | Water/Sewer Savings | PSE-deemed | Engineering | Therm | 2016-07-01 |  |  | Comm Water Heat |  |  |  |  | Dishwasher | Incremental | 20 | 1500 | 3394 | 698 |  | per unit
CKTCH: Dishwasher - Single Tank - High Temp - GWH | 10885 | 3 | Appliances | Dishwasher | Commercial Use Dishwasher | Single tank high temperature commercial dishwasher: natural gas water heating | 447.31 | Water/Sewer Savings | PSE-deemed | Engineering | Therm | 2018-01-01 |  | 0 | Comm Water Heat |  |  |  |  | Dishwasher | Incremental | 20 | 250 | 1981 | 158 |  | per unit
CKTCH: Dishwasher - Single Tank - Low Temp - GWH | 10889 | 2 | Appliances | Dishwasher | Commercial Use Dishwasher | Single tank low temperature commercial dishwasher: natural gas water heating | 5094.05 | Water/Sewer Savings | PSE-deemed | Engineering | Therm | 2018-01-01 |  | 0 | Comm Water Heat |  |  |  |  | Dishwasher | Incremental | 20 | 1000 | 5882 | 484 |  | per unit
CKTCH: Ice Maker - AC - Cube Nugget - IHR 1000 or More | 10846 | 1 | Appliances | Commercial Kitchen | Ice Maker | Air-cooled, cube and nugget ice maker: 1,000 or more lbs per day | 570.05 | Water/Sewer Savings | PSE-deemed | Engineering | kWh | 2016-06-01 | 2020-12-31 |  | Comm Refrigeration |  | 500 | 764 | 2044 | Ice_Maker | Incremental | 10 |  |  |  |  | per unit
CKTCH: Ice Maker - AC - Cube Nugget - IHR 175 to 449 | 10847 | 1 | Appliances | Commercial Kitchen | Ice Maker | Air-cooled, cube and nugget ice maker: 175 to 449 lbs per day | 245.92 | Water/Sewer Savings | PSE-deemed | Engineering | kWh | 2016-07-01 | 2020-12-31 |  | Comm Refrigeration |  | 200 | 286 | 1517 | Ice_Maker | Incremental | 10 |  |  |  |  | per unit
CKTCH: Ice Maker - AC - Cube Nugget - IHR 450 to 999 | 10848 | 1 | Appliances | Commercial Kitchen | Ice Maker | Air-cooled, cube and nugget ice maker: 450 to 999 lbs per day | 509.9 | Water/Sewer Savings | PSE-deemed | Engineering | kWh | 2016-06-01 | 2020-12-31 |  | Comm Refrigeration |  | 200 | 249 | 1361 | Ice_Maker | Incremental | 10 |  |  |  |  | per unit
CKTCH: Ice Maker - AC - Cube Nugget - IHR 50 to 174 | 10849 | 1 | Appliances | Commercial Kitchen | Ice Maker | Air-cooled, cube and nugget ice maker: 50 to 174 lbs per day | 77.23 | Water/Sewer Savings | PSE-deemed | Engineering | kWh | 2016-07-01 | 2020-12-31 |  | Comm Refrigeration |  | 200 | 306 | 429 | Ice_Maker | Incremental | 10 |  |  |  |  | per unit
CKTCH: Ice Maker - WC - Cube Nugget - IHR 1000 or More | 10852 | 1 | Appliances | Commercial Kitchen | Ice Maker | Water-cooled, cube and nugget ice maker: 1,000 lbs or more per day | 485.58 | Water/Sewer Savings | PSE-deemed | Engineering | kWh | 2016-07-01 | 2020-12-31 |  | Comm Refrigeration |  | 500 | 764 | 1903 | Ice_Maker | Incremental | 10 |  |  |  |  | per unit
CKTCH: Ice Maker - WC - Cube Nugget - IHR 175 to 449 | 10853 | 1 | Appliances | Commercial Kitchen | Ice Maker | Water-cooled, cube and nugget ice maker: 175 to 449 lbs per day | 294.1 | Water/Sewer Savings | PSE-deemed | Engineering | kWh | 2016-07-01 | 2020-12-31 |  | Comm Refrigeration |  | 200 | 286 | 1436 | Ice_Maker | Incremental | 10 |  |  |  |  | per unit
CKTCH: Ice Maker - WC - Cube Nugget - IHR 450 to 999 | 10854 | 1 | Appliances | Commercial Kitchen | Ice Maker | Water-cooled, cube and nugget ice maker: 450 to 999 lbs per day | 221.76 | Water/Sewer Savings | PSE-deemed | Engineering | kWh | 2016-07-01 | 2020-12-31 |  | Comm Refrigeration |  | 200 | 249 | 385 | Ice_Maker | Incremental | 10 |  |  |  |  | per unit
CKTCH: Ice Maker - WC - Cube Nugget - IHR 50 to 174 | 10855 | 1 | Appliances | Commercial Kitchen | Ice Maker | Water-cooled, cube and nugget ice maker: 50 to 174 lbs per day | 28.38 | Water/Sewer Savings | PSE-deemed | Engineering | kWh | 2016-07-01 | 2020-12-31 |  | Comm Refrigeration |  | 200 | 306 | 287 | Ice_Maker | Incremental | 10 |  |  |  |  | per unit
CKTCH: Oven - Combination - 14 Pan or Less - E | 10821 | 2 | Appliances | Commercial Kitchen | Oven | Combination oven: under 15 pans; electric fuel | 5171.02 | Water/Sewer Savings | PSE-deemed | Other Utility | kWh | 2020-01-01 |  | 0 | Comm Cooking |  | 1000 | 1568 | 11501 | Oven | Incremental | 12 |  |  |  |  | per unit
CKTCH: Oven - Combination - 14 Pan or Less - NG | 10824 | 2 | Appliances | Commercial Kitchen | Oven | Combination oven: under 15 pans; natural gas fuel | 5171.02 | Water/Sewer Savings | PSE-deemed | Other Utility | Therm | 2020-01-01 |  | 0 | Comm Cooking |  |  |  |  | Oven | Incremental | 12 | 2500 | 3588 | 798 |  | per unit
CKTCH: Oven - Combination - 15 to 28 Pans - E | 10823 | 2 | Appliances | Commercial Kitchen | Oven | Combination oven: 15 to 28 pans; electric fuel | 8618.36 | Water/Sewer Savings | PSE-deemed | Other Utility | kWh | 2020-01-01 |  | 0 | Comm Cooking |  | 1500 | 1584 | 15095 | Oven | Incremental | 12 |  |  |  |  | per unit
CKTCH: Oven - Combination - 15 to 28 Pans - NG | 10826 | 2 | Appliances | Commercial Kitchen | Oven | Combination oven: 15 to 28 pans; natural gas fuel | 8618.36 | Water/Sewer Savings | PSE-deemed | Other Utility | Therm | 2020-01-01 |  | 0 | Comm Cooking |  |  |  |  | Oven | Incremental | 12 | 3000 | 3361 | 1120 |  | per unit
CKTCH: Oven - Combination - More Than 28 Pans - E | 10822 | 2 | Appliances | Commercial Kitchen | Oven | Combination oven: more than 28 pans; electric fuel | 17236.72 | Water/Sewer Savings | PSE-deemed | Other Utility | kWh | 2020-01-01 |  | 0 | Comm Cooking |  | 7000 | 7048 | 22045 | Oven | Incremental | 12 |  |  |  |  | per unit
CKTCH: Oven - Combination - More Than 28 Pans - NG | 10825 | 2 | Appliances | Commercial Kitchen | Oven | Combination oven: more than 28 pans; natural gas fuel | 17236.72 | Water/Sewer Savings | PSE-deemed | Other Utility | Therm | 2020-01-01 |  | 0 | Comm Cooking |  |  |  |  | Oven | Incremental | 12 | 7000 | 7890 | 1573 |  | per unit
CKTCH: Dishwasher - Under Counter - High Temp - GWH | 10893 | 4 | Appliances | Dishwasher | Commercial Use Dishwasher | Under counter high temperature commercial dishwasher: natural gas water heating | 81.43 | Water/Sewer Savings | PSE-deemed | Engineering | Therm | 2018-01-01 |  | 0 | Comm Water Heat |  |  |  |  | Dishwasher | Incremental | 10 | 0 | 57 | 40 |  | per unit
CKTCH: Dishwasher - Under Counter - Low Temp - GWH | 10897 | 1 | Appliances | Dishwasher | Commercial Use Dishwasher | Under counter low temperature commercial dishwasher: natural gas water heating | 1126.21 | Water/Sewer Savings | PSE-deemed | Engineering | Therm | 2016-07-01 |  |  | Comm Water Heat |  |  |  |  | Dishwasher | Incremental | 10 | 150 | 232 | 94 |  | per unit
CLDRY: Clothes Washer - E Dryer - Laundromat | 12021 | 3 | Appliances | Clothes Washer | Commercial Use Washer | Commercial clothes washer: electric dryer; laundromat use | 553.42 | Water/Sewer Savings | RTF-deemed |  | kWh | 2019-01-01 | 2019-12-31 | 0 | Comm Flat |  | 140 | 312.78 | 738.64 | Clothes_Washer | Incremental | 7 |  |  |  |  | per unit
CLDRY: Clothes Washer - E Dryer - Multi Family | 12029 | 3 | Appliances | Clothes Washer | Commercial Use Washer | Commercial clothes washer: electric dryer; multi-family use | 304.08 | Water/Sewer Savings | RTF-deemed |  | kWh | 2019-01-01 | 2019-12-31 | 0 | Comm Flat |  | 140 | 311.64 | 540.29 | Clothes_Washer | Incremental | 11 |  |  |  |  | per unit
CLDRY: Clothes Washer - EWH - E Dryer - Laundromat | 12023 | 2 | Appliances | Clothes Washer | Commercial Use Washer | Commercial clothes washer: electric water heating; electric dryer; laundromat use | 706.79 | Water/Sewer Savings | RTF-deemed |  | kWh | 2019-01-01 | 2019-12-31 | 0 | Comm Flat |  | 200 | 399.62 | 1188.69 | Clothes_Washer | Incremental | 7 |  |  |  |  | per unit
CLDRY: Clothes Washer - EWH - E Dryer - Multi Family | 12031 | 2 | Appliances | Clothes Washer | Commercial Use Washer | Commercial clothes washer: electric water heating; electric dryer; multi-family use | 389.84 | Water/Sewer Savings | RTF-deemed |  | kWh | 2019-01-01 | 2019-12-31 | 0 | Comm Flat |  | 200 | 399.62 | 869.48 | Clothes_Washer | Incremental | 11 |  |  |  |  | per unit
CLDRY: Clothes Washer - EWH - G Dryer - Laundromat | 12024 | 3 | Appliances | Clothes Washer | Commercial Use Washer | Commercial clothes washer: electric water heating; natural gas dryer; laundromat use | 706.79 | Water/Sewer Savings | RTF-deemed |  | Dual | 2019-01-01 | 2019-12-31 | 0 | Comm Flat | Comm Flat | 170 | 247.11 | 455.03 | Clothes_Washer | Incremental | 7 | 30 | 152.51 | 28.06 |  | per unit
CLDRY: Clothes Washer - EWH - G Dryer - Multi Family | 12032 | 3 | Appliances | Clothes Washer | Commercial Use Washer | Commercial clothes washer: electric water heating; natural gas dryer; multi-family use | 389.84 | Water/Sewer Savings | RTF-deemed |  | Dual | 2019-01-01 | 2019-12-31 | 0 | Comm Flat | Comm Flat | 170 | 245.54 | 332.83 | Clothes_Washer | Incremental | 11 | 30 | 154.08 | 20.52 |  | per unit
CLDRY: Clothes Washer - EWH - Laundromat | 12022 | 3 | Appliances | Clothes Washer | Commercial Use Washer | Commercial clothes washer: electric water heating; laundromat use | 436.8 | Water/Sewer Savings | RTF-deemed |  | kWh | 2019-01-01 | 2019-12-31 | 0 | Comm Flat |  | 170 | 247.11 | 455.03 | Clothes_Washer | Incremental | 7 |  |  |  |  | per unit
CLDRY: Clothes Washer - EWH - Multi Family | 12030 | 3 | Appliances | Clothes Washer | Commercial Use Washer | Commercial clothes washer: electric water heating; multi-family use | 239.36 | Water/Sewer Savings | RTF-deemed |  | kWh | 2019-01-01 | 2019-12-31 | 0 | Comm Flat |  | 170 | 245.54 | 332.83 | Clothes_Washer | Incremental | 11 |  |  |  |  | per unit
CLDRY: Clothes Washer - G Dryer - Laundromat | 12025 | 3 | Appliances | Clothes Washer | Commercial Use Washer | Commercial clothes washer: natural gas dryer; laundromat use | 269.99 | Water/Sewer Savings | RTF-deemed |  | Therm | 2019-01-01 | 2019-12-31 | 0 | Comm Flat |  |  |  |  | Clothes_Washer | Incremental | 7 | 30 | 152.51 | 28.06 |  | per unit
CLDRY: Clothes Washer - G Dryer - Multi Family | 12033 | 3 | Appliances | Clothes Washer | Commercial Use Washer | Commercial clothes washer: natural gas dryer; multi-family use | 150.48 | Water/Sewer Savings | RTF-deemed |  | Therm | 2019-01-01 | 2019-12-31 | 0 | Comm Flat |  |  |  |  | Clothes_Washer | Incremental | 11 | 30 | 154.08 | 20.52 |  | per unit
CLDRY: Clothes Washer - GWH - E Dryer - Laundromat | 12027 | 3 | Appliances | Clothes Washer | Commercial Use Washer | Commercial clothes washer: natural gas water heating; electric dryer; laundromat use | 706.79 | Water/Sewer Savings | RTF-deemed |  | Dual | 2019-01-01 | 2019-12-31 | 0 | Comm Flat | Comm Flat | 140 | 312.78 | 738.64 | Clothes_Washer | Incremental | 7 | 60 | 86.84 | 20.49 |  | per unit
CLDRY: Clothes Washer - GWH - E Dryer - Multi Family | 12035 | 3 | Appliances | Clothes Washer | Commercial Use Washer | Commercial clothes washer: natural gas water heating; electric dryer; multi-family use | 389.84 | Water/Sewer Savings | RTF-deemed |  | Dual | 2019-01-01 | 2019-12-31 | 0 | Comm Flat | Comm Flat | 140 | 311.64 | 540.29 | Clothes_Washer | Incremental | 11 | 60 | 87.98 | 14.99 |  | per unit
CLDRY: Clothes Washer - GWH - G Dryer - Laundromat | 12028 | 2 | Appliances | Clothes Washer | Commercial Use Washer | Commercial clothes washer: natural gas water heating; natural gas dryer; laundromat use | 706.79 | Water/Sewer Savings | RTF-deemed |  | Therm | 2019-01-01 | 2019-12-31 | 0 | Comm Flat |  |  |  |  | Clothes_Washer | Incremental | 7 | 150 | 399.62 | 48.55 |  | per unit
CLDRY: Clothes Washer - GWH - G Dryer - Multi Family | 12036 | 2 | Appliances | Clothes Washer | Commercial Use Washer | Commercial clothes washer: natural gas water heating; natural gas dryer; multi-family use | 389.84 | Water/Sewer Savings | RTF-deemed |  | Therm | 2019-01-01 | 2019-12-31 | 0 | Comm Flat |  |  |  |  | Clothes_Washer | Incremental | 11 | 150 | 399.62 | 35.51 |  | per unit
CLDRY: Clothes Washer - GWH - Laundromat | 12026 | 3 | Appliances | Clothes Washer | Commercial Use Washer | Commercial clothes washer: natural gas water heating; laundromat use | 153.37 | Water/Sewer Savings | RTF-deemed |  | Therm | 2019-01-01 | 2019-12-31 | 0 | Comm Flat |  |  |  |  | Clothes_Washer | Incremental | 7 | 60 | 86.84 | 20.49 |  | per unit
CLDRY: Clothes Washer - GWH - Multi Family | 12034 | 3 | Appliances | Clothes Washer | Commercial Use Washer | Commercial clothes washer: natural gas water heating; multi-family use | 85.76 | Water/Sewer Savings | RTF-deemed |  | Therm | 2019-01-01 | 2019-12-31 | 0 | Comm Flat |  |  |  |  | Clothes_Washer | Incremental | 11 | 60 | 87.98 | 14.99 |  | per unit
Clothes Dryer - HP - Vented - EH - Res | 12595 | 1 | Appliances | Clothes Dryer | Residential Use Clothes Dryer | Electric vented heat pump clothes dryer: residential dwelling | -0.24 | Alternative Fuel Savings | RTF-deemed | RTF UES Deemed | kWh | 2020-01-01 |  | 0 | Res Plug Load |  | 100 | 386.45 | 192 | Clothes_Dryer | Incremental | 12 |  |  |  |  | per unit
Clothes Dryer - HP - Ventless - EH - Res | 12596 | 1 | Appliances | Clothes Dryer | Residential Use Clothes Dryer | Electric ventless heat pump clothes dryer: ventless; residential dwelling | 3.91 | Alternative Fuel Savings | RTF-deemed | RTF UES Deemed | kWh | 2020-01-01 |  | 0 | Res Plug Load |  | 100 | 386.45 | 238 | Clothes_Dryer | Incremental | 12 |  |  |  |  | per unit
Clothes Dryer - Vented - Energy Star - EH - Res | 12601 | 1 | Appliances | Clothes Dryer | Residential Use Clothes Dryer | Energy Star electric vented clothes dryer: residential dwelling | -0.08 | Alternative Fuel Savings | RTF-deemed | RTF UES Deemed | kWh | 2020-01-01 |  | 0 | Res Plug Load |  | 25 | 20.44 | 68 | Clothes_Dryer | Incremental | 12 |  |  |  |  | per unit
Clothes Dryer - Ventless - Energy Star - EH - Res | 12602 | 1 | Appliances | Clothes Dryer | Residential Use Clothes Dryer | Energy Star electric ventless clothes dryer: ventless; residential dwelling | 4.46 | Alternative Fuel Savings | RTF-deemed | RTF UES Deemed | kWh | 2020-01-01 |  | 0 | Res Plug Load |  | 25 | 184.88 | 118 | Clothes_Dryer | Incremental | 12 |  |  |  |  | per unit
Clothes Washer - Energy Star - Any WH - Any Dryer - Res - C | 12528 | 1 | Appliances | Clothes Washer | Residential Use Washer | Energy Star clothes washer: any water heating, any dryer; residential dwelling; combined territory | 17.06 | Water/Sewer Savings | RTF-deemed | RTF UES Deemed | Dual | 2019-01-01 | 2019-12-31 | 0 | Res Water Heat | Res Water Heat | 25 | 65.56 | 142 | Clothes_Washer | Incremental | 14 | 0 | 0 | 2.1 |  | per unit
Clothes Washer - Energy Star - Any WH - Any Dryer - Res - C | 12528 | 2 | Appliances | Clothes Washer | Residential Use Washer | Energy Star clothes washer: any water heating, any dryer; residential dwelling; combined territory | 17.06 | Water/Sewer Savings | RTF-deemed | RTF UES Deemed | Dual | 2020-01-01 |  | 0 | Res Water Heat | Res Water Heat | 50 | 65.56 | 142 | Clothes_Washer | Incremental | 14 | 0 | 0 | 2.1 |  | per unit
Clothes Washer - Energy Star - Any WH - Any Dryer - Res - EO | 12529 | 1 | Appliances | Clothes Washer | Residential Use Washer | Energy Star clothes washer: any water heating, any dryer; residential dwelling; electric-only territory | 17.06 | Water/Sewer Savings | RTF-deemed | RTF UES Deemed | kWh | 2019-01-01 | 2019-12-31 | 0 | Res Water Heat |  | 25 | 65.56 | 142 | Clothes_Washer | Incremental | 14 |  |  |  |  | per unit
Clothes Washer - Energy Star - Any WH - Any Dryer - Res - EO | 12529 | 2 | Appliances | Clothes Washer | Residential Use Washer | Energy Star clothes washer: any water heating, any dryer; residential dwelling; electric-only territory | 17.06 | Water/Sewer Savings | RTF-deemed | RTF UES Deemed | kWh | 2020-01-01 |  | 0 | Res Water Heat |  | 50 | 65.56 | 142 | Clothes_Washer | Incremental | 14 |  |  |  |  | per unit
Clothes Washer - Energy Star - Any WH - Any Dryer - Res - NQC | 12535 | 1 | Appliances | Clothes Washer | Residential Use Washer | Energy Star clothes washer: any water heating, any dryer; residential dwelling; non-qualified customer | 17.06 | Water/Sewer Savings | RTF-deemed | RTF UES Deemed | kWh | 2019-01-01 | 2019-12-31 | 0 | Res Water Heat |  | 25 | 65.56 | 0 | Clothes_Washer | Incremental | 14 |  |  |  |  | per unit
Clothes Washer - EWH - E Dryer - Laundromat | 12612 | 1 | Appliances | Clothes Washer | Commercial Use Washer | Clothes washer: laundromat with PSE electric water and dryer heating | 706.79 | Water/Sewer Savings | RTF-deemed | RTF UES Deemed | kWh | 2020-01-01 |  | 0 | Comm Flat |  | 200 | 399.62 | 1188.69 | Clothes_Washer | Incremental | 7 |  |  |  |  | per unit
Clothes Washer - EWH - E Dryer - MFCA | 12620 | 1 | Appliances | Clothes Washer | Commercial Use Washer | Clothes washer: multi-family common laundry area with PSE electric water and dryer heating | 389.84 | Water/Sewer Savings | RTF-deemed | RTF UES Deemed | kWh | 2020-01-01 |  | 0 | Comm Flat |  | 200 | 399.62 | 869.48 | Clothes_Washer | Incremental | 11 |  |  |  |  | per unit
Clothes Washer - EWH - G Dryer - Laundromat | 12613 | 1 | Appliances | Clothes Washer | Commercial Use Washer | Clothes washer: laundromat with PSE electric water and natural gas dryer heating | 706.79 | Water/Sewer Savings | RTF-deemed | RTF UES Deemed | Dual | 2020-01-01 |  | 0 | Comm Flat | Comm Flat | 170 | 247.11 | 455.03 | Clothes_Washer | Incremental | 7 | 30 | 152.51 | 28.06 |  | per unit
Clothes Washer - EWH - G Dryer - MFCA | 12621 | 1 | Appliances | Clothes Washer | Commercial Use Washer | Clothes washer: multi-family common laundry area with PSE electric water and natural gas dryer heating | 389.84 | Water/Sewer Savings | RTF-deemed | RTF UES Deemed | Dual | 2020-01-01 |  | 0 | Comm Flat | Comm Flat | 170 | 245.54 | 332.83 | Clothes_Washer | Incremental | 11 | 30 | 154.08 | 20.52 |  | per unit
Clothes Washer - EWH - non G Dryer - Laundromat | 12611 | 1 | Appliances | Clothes Washer | Commercial Use Washer | Clothes washer: laundromat with PSE electric water and non-PSE natural gas dryer heating or no dryer at all | 436.8 | Water/Sewer Savings | RTF-deemed | RTF UES Deemed | kWh | 2020-01-01 |  | 0 | Comm Flat |  | 170 | 247.11 | 455.03 | Clothes_Washer | Incremental | 7 |  |  |  |  | per unit
Clothes Washer - EWH - non G Dryer - MFCA | 12619 | 1 | Appliances | Clothes Washer | Commercial Use Washer | Clothes washer: multi-family common laundry area with PSE electric water and non-PSE natural gas dryer heating or no dryer at all | 239.36 | Water/Sewer Savings | RTF-deemed | RTF UES Deemed | kWh | 2020-01-01 |  | 0 | Comm Flat |  | 170 | 245.54 | 332.83 | Clothes_Washer | Incremental | 11 |  |  |  |  | per unit
Clothes Washer - Front Load - Tier 2 or Higher - Any WH - Any Dryer - Res - C | 12318 | 1 | Appliances | Clothes Washer | Residential Use Washer | CEE Tier 2 clothes washer: any water heating, any dryer; residential dwelling; combined territory | 16.43 | Water/Sewer Savings | RTF-deemed | RTF UES Deemed | Dual | 2019-01-01 | 2019-12-31 | 0 | Res Water Heat | Res Water Heat | 25 | 59.53 | 152 | Clothes_Washer | Incremental | 14 | 0 | 0 | 2.1 |  | per unit
Clothes Washer - Front Load - Tier 2 or Higher - Any WH - Any Dryer - Res - C | 12318 | 2 | Appliances | Clothes Washer | Residential Use Washer | CEE Tier 2 clothes washer: any water heating, any dryer; residential dwelling; combined territory | 16.43 | Water/Sewer Savings | RTF-deemed | RTF UES Deemed | Dual | 2020-01-01 |  | 0 | Res Water Heat | Res Water Heat | 50 | 59.53 | 152 | Clothes_Washer | Incremental | 14 | 0 | 0 | 2.1 |  | per unit
Clothes Washer - Front Load - Tier 2 or Higher - Any WH - Any Dryer - Res - EO | 12319 | 1 | Appliances | Clothes Washer | Residential Use Washer | CEE Tier 2 clothes washer: any water heating, any dryer; residential dwelling; electric-only territory | 16.43 | Water/Sewer Savings | RTF-deemed | RTF UES Deemed | kWh | 2019-01-01 | 2019-12-31 | 0 | Res Water Heat |  | 25 | 59.53 | 152 | Clothes_Washer | Incremental | 14 |  |  |  |  | per unit
Clothes Washer - Front Load - Tier 2 or Higher - Any WH - Any Dryer - Res - EO | 12319 | 2 | Appliances | Clothes Washer | Residential Use Washer | CEE Tier 2 clothes washer: any water heating, any dryer; residential dwelling; electric-only territory | 16.43 | Water/Sewer Savings | RTF-deemed | RTF UES Deemed | kWh | 2020-01-01 |  | 0 | Res Water Heat |  | 50 | 59.53 | 152 | Clothes_Washer | Incremental | 14 |  |  |  |  | per unit
Clothes Washer - Front Load - Tier 2 or Higher - Any WH - Any Dryer - Res - NQC | 12534 | 1 | Appliances | Clothes Washer | Residential Use Washer | CEE Tier 2 clothes washer: any water heating, any dryer; residential dwelling; non-qualified customer | 16.43 | Water/Sewer Savings | RTF-deemed | RTF UES Deemed | kWh | 2019-01-01 | 2019-12-31 | 0 | Res Water Heat |  | 25 | 59.53 | 0 | Clothes_Washer | Incremental | 14 |  |  |  |  | per unit
Clothes Washer - GWH - E Dryer - Laundromat | 12616 | 1 | Appliances | Clothes Washer | Commercial Use Washer | Clothes washer: laundromat with PSE natural gas water and electric dryer heating | 706.79 | Water/Sewer Savings | RTF-deemed | RTF UES Deemed | Dual | 2020-01-01 |  | 0 | Comm Flat | Comm Flat | 140 | 312.78 | 738.64 | Clothes_Washer | Incremental | 7 | 60 | 86.84 | 20.49 |  | per unit
Clothes Washer - GWH - E Dryer - MFCA | 12624 | 1 | Appliances | Clothes Washer | Commercial Use Washer | Clothes washer: multi-family common laundry area with PSE natural gas water and electric dryer heating | 389.84 | Water/Sewer Savings | RTF-deemed | RTF UES Deemed | Dual | 2020-01-01 |  | 0 | Comm Flat | Comm Flat | 140 | 311.64 | 540.29 | Clothes_Washer | Incremental | 11 | 60 | 87.98 | 14.99 |  | per unit
Clothes Washer - GWH - G Dryer - Laundromat | 12617 | 1 | Appliances | Clothes Washer | Commercial Use Washer | Clothes washer: laundromat with PSE natural gas water and dryer heating | 706.79 | Water/Sewer Savings | RTF-deemed | RTF UES Deemed | Therm | 2020-01-01 |  | 0 | Comm Flat |  |  |  |  | Clothes_Washer | Incremental | 7 | 150 | 399.62 | 48.55 |  | per unit
Clothes Washer - GWH - G Dryer - MFCA | 12625 | 1 | Appliances | Clothes Washer | Commercial Use Washer | Clothes washer: multi-family common laundry area with PSE natural gas water and dryer heating | 389.84 | Water/Sewer Savings | RTF-deemed | RTF UES Deemed | Therm | 2020-01-01 |  | 0 | Comm Flat |  |  |  |  | Clothes_Washer | Incremental | 11 | 150 | 399.62 | 35.51 |  | per unit
Clothes Washer - GWH - non E Dryer - Laundromat | 12615 | 1 | Appliances | Clothes Washer | Commercial Use Washer | Clothes washer: laundromat with PSE natural gas water and non-PSE electric dryer heating or no dryer at all | 153.37 | Water/Sewer Savings | RTF-deemed | RTF UES Deemed | Therm | 2020-01-01 |  | 0 | Comm Flat |  |  |  |  | Clothes_Washer | Incremental | 7 | 60 | 86.84 | 20.49 |  | per unit
Clothes Washer - GWH - non E Dryer - MFCA | 12623 | 1 | Appliances | Clothes Washer | Commercial Use Washer | Clothes washer: multi-family common laundry area with PSE natural gas water and non-PSE electric dryer heating or no dryer at all | 85.76 | Water/Sewer Savings | RTF-deemed | RTF UES Deemed | Therm | 2020-01-01 |  | 0 | Comm Flat |  |  |  |  | Clothes_Washer | Incremental | 11 | 60 | 87.98 | 14.99 |  | per unit
Clothes Washer - non EWH - G Dryer - Laundromat | 12614 | 1 | Appliances | Clothes Washer | Commercial Use Washer | Clothes washer: laundromat with non-PSE electric water and PSE natural gas dryer heating | 269.99 | Water/Sewer Savings | RTF-deemed | RTF UES Deemed | Therm | 2020-01-01 |  | 0 | Comm Flat |  |  |  |  | Clothes_Washer | Incremental | 7 | 30 | 152.51 | 28.06 |  | per unit
Clothes Washer - non EWH - G Dryer - MFCA | 12622 | 1 | Appliances | Clothes Washer | Commercial Use Washer | Clothes washer: multi-family common laundry area with non-PSE electric water and PSE natural gas dryer heating | 150.48 | Water/Sewer Savings | RTF-deemed | RTF UES Deemed | Therm | 2020-01-01 |  | 0 | Comm Flat |  |  |  |  | Clothes_Washer | Incremental | 11 | 30 | 154.08 | 20.52 |  | per unit
Clothes Washer - non GWH - E Dryer - Laundromat | 12610 | 1 | Appliances | Clothes Washer | Commercial Use Washer | Clothes washer: laundromat with non-PSE natural gas water and PSE electric dryer heating | 553.42 | Water/Sewer Savings | RTF-deemed | RTF UES Deemed | kWh | 2020-01-01 |  | 0 | Comm Flat |  | 140 | 312.78 | 738.64 | Clothes_Washer | Incremental | 7 |  |  |  |  | per unit
Clothes Washer - non GWH - E Dryer - MFCA | 12618 | 1 | Appliances | Clothes Washer | Commercial Use Washer | Clothes washer: multi-family common laundry area with non-PSE natural gas water and PSE electric dryer heating | 304.08 | Water/Sewer Savings | RTF-deemed | RTF UES Deemed | kWh | 2020-01-01 |  | 0 | Comm Flat |  | 140 | 311.64 | 540.29 | Clothes_Washer | Incremental | 11 |  |  |  |  | per unit
Freezer - Decommissioned - 1992 or Older - Res | 12317 | 1 | Appliances | Freezer | Freezer Decommissioning | Decommissioning freezer: manufactured 1992 or earlier; residential dwelling | 15.4 | Disposal - Environmental and unclaimed value costs | RTF-deemed | RTF UES Deemed | kWh | 2019-01-01 |  | 0 | Res Refrigerator |  | 120 | 120 | 334 | Freezer | Full | 6 |  |  |  |  | per unit
Fryer - Kitchen - Any Vat - Comm - E | 12430 | 1 | Appliances | Commercial Kitchen | Fryer | Commercial kitchen vat fryer: any size; electric fuel | 1357 | Cooking oil savings | PSE-deemed | RTF Derived | kWh | 2019-01-01 | 2019-12-31 | 0 | Comm Cooking |  | 750 | 768 | 2083 | Fryer | Incremental | 12 |  |  |  |  | per unit
Fryer - Kitchen - Any Vat - Comm - E | 12430 | 2 | Appliances | Commercial Kitchen | Fryer | Commercial kitchen vat fryer: any size; electric fuel | 1357 | Cooking oil savings | PSE-deemed | Engineering | kWh | 2020-01-01 |  | 0 | Comm Cooking |  | 750 | 768 | 3230 | Fryer | Incremental | 12 |  |  |  |  | per unit
Fryer - Kitchen - Any Vat - Comm - NG | 12431 | 1 | Appliances | Commercial Kitchen | Fryer | Commercial kitchen vat fryer: any size; natural gas fuel | 1357 | Cooking oil savings | PSE-deemed | RTF Derived | Therm | 2019-01-01 |  | 0 | Comm Cooking |  |  |  |  | Fryer | Incremental | 12 | 1000 | 1017 | 548 |  | per unit
HMPT: Aerator - EWH - 1.0 gpm | 10754 | 4 | Water Heating | Aerator | Residential Use Aerator | 1.0 gpm residential aerator: electric water heating | 2.74 | Water/Sewer Savings | PSE-deemed | Program Staff | kWh | 2019-01-01 | 2019-12-31 | 0 | Res Water Heat |  | 0.49 | 0.49 | 22.08 | Aerator | Full | 10 |  |  |  |  | per unit
HMPT: Aerator - EWH - 1.0 gpm | 10754 | 5 | Water Heating | Aerator | Residential Use Aerator | 1.0 gpm residential aerator: electric water heating | 4.31 | Water/Sewer Savings | RTF-deemed |  | kWh | 2020-01-01 |  | 0 | Res Water Heat |  | 0.45 | 0.45 | 34.78 | Aerator | Full | 10 |  |  |  |  | per unit
HMPT: Aerator - EWH - 1.5 gpm | 10755 | 4 | Water Heating | Aerator | Residential Use Aerator | 1.5 gpm residential aerator: electric water heating | 3.8 | Water/Sewer Savings | PSE-deemed | Program Staff | kWh | 2019-01-01 | 2019-12-31 | 0 | Res Water Heat |  | 1.26 | 1.26 | 36.84 | Aerator | Full | 10 |  |  |  |  | per unit
HMPT: Aerator - EWH - 1.5 gpm | 10755 | 5 | Water Heating | Aerator | Residential Use Aerator | 1.5 gpm residential aerator: electric water heating | 5.98 | Water/Sewer Savings | RTF-deemed |  | kWh | 2020-01-01 |  | 0 | Res Water Heat |  | 1.17 | 1.17 | 58.03 | Aerator | Full | 10 |  |  |  |  | per unit
HMPT: Aerator - GWH - 1.0 gpm | 10758 | 4 | Water Heating | Aerator | Residential Use Aerator | 1.0 gpm residential aerator: natural gas water heating | 2.74 | Water/Sewer Savings | PSE-deemed | Program Staff | Therm | 2019-01-01 | 2019-12-31 | 0 | Res Water Heat |  |  |  |  | Aerator | Full | 10 | 0.49 | 0.49 | 0.98 |  | per unit
HMPT: Aerator - GWH - 1.0 gpm | 10758 | 5 | Water Heating | Aerator | Residential Use Aerator | 1.0 gpm residential aerator: natural gas water heating | 4.31 | Water/Sewer Savings | RTF-deemed |  | Therm | 2020-01-01 |  | 0 | Res Water Heat |  |  |  |  | Aerator | Full | 10 | 0.45 | 0.45 | 1.52 |  | per unit
HMPT: Aerator - GWH - 1.5 gpm | 10759 | 4 | Water Heating | Aerator | Residential Use Aerator | 1.5 gpm residential aerator: natural gas water heating | 3.8 | Water/Sewer Savings | PSE-deemed | Program Staff | Therm | 2019-01-01 | 2019-12-31 | 0 | Res Water Heat |  |  |  |  | Aerator | Full | 10 | 1.26 | 1.26 | 1.64 |  | per unit
HMPT: Aerator - GWH - 1.5 gpm | 10759 | 5 | Water Heating | Aerator | Residential Use Aerator | 1.5 gpm residential aerator: natural gas water heating | 5.98 | Water/Sewer Savings | RTF-deemed |  | Therm | 2020-01-01 |  | 0 | Res Water Heat |  |  |  |  | Aerator | Full | 10 | 1.17 | 1.17 | 2.1 |  | per unit
HMPT: Showerhead - Fixed - LB - EWH - 1.5 gpm | 10756 | 4 | Water Heating | Showerhead | Residential Use Showerhead | 1.5 gpm fixed showerhead: leave behind; electric water heating | 13.62 | Water/Sewer Savings | RTF-deemed |  | kWh | 2019-01-01 | 2019-12-31 | 0 | Res Water Heat |  | 3.51 | 3.51 | 166 | Showerhead | Full | 3 |  |  |  |  | per unit
HMPT: Showerhead - Fixed - LB - GWH - 1.5 gpm | 10760 | 5 | Water Heating | Showerhead | Residential Use Showerhead | 1.5 gpm fixed showerhead: leave behind; natural gas water heating | 13.56 | Water/Sewer Savings | PSE-deemed | RTF Derived | Therm | 2019-01-01 | 2019-12-31 | 0 | Res Water Heat |  |  |  |  | Showerhead | Full | 3 | 3.51 | 3.51 | 7.4 | 4.1 | per unit
HMPT: Showerhead - Fixed - LB - MH - EWH - 1.5 gpm | 12061 | 2 | Water Heating | Showerhead | Residential Use Showerhead | 1.5 gpm fixed showerhead: leave behind for manufactured home; electric water heating | 14.53 | Water/Sewer Savings | RTF-deemed |  | kWh | 2019-01-01 | 2019-12-31 | 0 | Res Water Heat |  | 3.51 | 3.51 | 187 | Showerhead | Full | 3 |  |  |  |  | per unit
HMPT: Showerhead - Fixed - LB - MH - GWH - 1.5 gpm | 12063 | 2 | Water Heating | Showerhead | Residential Use Showerhead | 1.5 gpm fixed showerhead: leave behind for manufactured home; natural gas water heating | 14.53 | Water/Sewer Savings | PSE-deemed | RTF Derived | Therm | 2018-06-01 | 2019-12-31 | 0 | Res Water Heat |  | 3.51 | 3.51 |  | Showerhead | Full | 3 |  |  | 8.34 | 4.06 | per unit
HMPT: Showerhead - Handheld - LB - EWH - 1.5 gpm | 10757 | 4 | Water Heating | Showerhead | Residential Use Showerhead | 1.5 gpm hand-held showerhead: leave behind; electric water heating | 13.62 | Water/Sewer Savings | RTF-deemed |  | kWh | 2019-01-01 | 2019-12-31 | 0 | Res Water Heat |  | 8 | 8 | 166 | Showerhead | Full | 3 |  |  |  |  | per unit
HMPT: Showerhead - Handheld - LB - GWH - 1.5 gpm | 10761 | 5 | Water Heating | Showerhead | Residential Use Showerhead | 1.5 gpm hand-held showerhead: leave behind; natural gas water heating | 13.56 | Water/Sewer Savings | PSE-deemed | RTF Derived | Therm | 2019-01-01 | 2019-12-31 | 0 | Res Water Heat |  |  |  |  | Showerhead | Full | 3 | 8 | 8 | 7.4 | 4.1 | per unit
HMPT: Showerhead - Handheld - LB - MH - EWH - 1.5 gpm | 12062 | 2 | Water Heating | Showerhead | Residential Use Showerhead | 1.5 gpm handheld showerhead: leave behind for manufactured home; electric water heating | 14.53 | Water/Sewer Savings | RTF-deemed |  | kWh | 2019-01-01 | 2019-12-31 | 0 | Res Water Heat |  | 8 | 8 | 187 | Showerhead | Full | 3 |  |  |  |  | per unit
HMPT: Showerhead - Handheld - LB - MH - GWH - 1.5 gpm | 12064 | 2 | Water Heating | Showerhead | Residential Use Showerhead | 1.5 gpm handheld showerhead: leave behind for manufactured home; natural gas water heating | 14.53 | Water/Sewer Savings | PSE-deemed | RTF Derived | Therm | 2018-06-01 | 2019-12-31 | 0 | Res Water Heat |  | 8 | 8 |  | Showerhead | Full | 3 |  |  | 8.34 | 4.06 | per unit
Ice Maker - Ice Making Head - AC - IHR 1500 or more - Comm | 12832 | 1 | Appliances | Commercial Kitchen | Ice Maker | Air-cooled ice making head ice maker: 1500 or more lbs per day; commercial use | 5378.8663 | Water/Sewer Savings | PSE-deemed | Other Utility | kWh | 2020-04-01 |  | 0 | Comm Refrigeration |  | 450 | 496.43 | 1812 | Ice_Maker | Incremental | 10 |  |  |  |  | per unit
Ice Maker - Ice Making Head - AC - IHR 300 to 799 - Comm | 12834 | 1 | Appliances | Commercial Kitchen | Ice Maker | Air-cooled ice making head ice maker: 300 to 799 lbs per day; commercial use | 5378.8663 | Water/Sewer Savings | PSE-deemed | Other Utility | kWh | 2020-04-01 |  | 0 | Comm Refrigeration |  | 250 | 272.88 | 666 | Ice_Maker | Incremental | 10 |  |  |  |  | per unit
Ice Maker - Ice Making Head - AC - IHR 800 to 1499 - Comm | 12836 | 1 | Appliances | Commercial Kitchen | Ice Maker | Air-cooled ice making head ice maker: 800 to 1499 lbs per day; commercial use | 5378.8663 | Water/Sewer Savings | PSE-deemed | Other Utility | kWh | 2020-04-01 |  | 0 | Comm Refrigeration |  | 375 | 409.68 | 1177.125 | Ice_Maker | Incremental | 10 |  |  |  |  | per unit
Ice Maker - Ice Making Head - AC - IHR less than 300 - Comm | 12838 | 1 | Appliances | Commercial Kitchen | Ice Maker | Air-cooled ice making head ice maker: less than 300 lbs per day; commercial use | 5378.8663 | Water/Sewer Savings | PSE-deemed | Other Utility | kWh | 2020-04-01 |  | 0 | Comm Refrigeration |  | 175 | 199.15 | 414 | Ice_Maker | Incremental | 10 |  |  |  |  | per unit
Ice Maker - Remote Condensing - AC - IHR 988 or more - Comm | 12840 | 1 | Appliances | Commercial Kitchen | Ice Maker | Air-cooled remote condensing ice maker: 988 or more lbs per day; commercial use | 5378.8663 | Water/Sewer Savings | PSE-deemed | Other Utility | kWh | 2020-04-01 |  | 0 | Comm Refrigeration |  | 500 | 513.35 | 2123 | Ice_Maker | Incremental | 10 |  |  |  |  | per unit
Ice Maker - Remote Condensing - AC - IHR less than 988 - Comm | 12842 | 1 | Appliances | Commercial Kitchen | Ice Maker | Air-cooled remote condensing ice maker: less than 988 lbs per day; commercial use | 5378.8663 | Water/Sewer Savings | PSE-deemed | Other Utility | kWh | 2020-04-01 |  | 0 | Comm Refrigeration |  | 375 | 399.56 | 1319 | Ice_Maker | Incremental | 10 |  |  |  |  | per unit
Ice Maker - Self Contained - AC - IHR 110 to 199 - Comm | 12844 | 1 | Appliances | Commercial Kitchen | Ice Maker | Air-cooled self-contained ice maker: 110 to 199 lbs per day; commercial use | 5378.8663 | Water/Sewer Savings | PSE-deemed | Other Utility | kWh | 2020-04-01 |  | 0 | Comm Refrigeration |  | 175 | 177.53 | 497 | Ice_Maker | Incremental | 10 |  |  |  |  | per unit
Ice Maker - Self Contained - AC - IHR 200 or more - Comm | 12846 | 1 | Appliances | Commercial Kitchen | Ice Maker | Air-cooled self-contained ice maker: 200 or more lbs per day; commercial use | 5378.8663 | Water/Sewer Savings | PSE-deemed | Other Utility | kWh | 2020-04-01 |  | 0 | Comm Refrigeration |  | 200 | 224.48 | 745 | Ice_Maker | Incremental | 10 |  |  |  |  | per unit
Ice Maker - Self Contained - AC - IHR less than 110 - Comm | 12848 | 1 | Appliances | Commercial Kitchen | Ice Maker | Air-cooled self-contained ice maker: less than 110 lbs per day; commercial use | 5378.8663 | Water/Sewer Savings | PSE-deemed | Other Utility | kWh | 2020-04-01 |  | 0 | Comm Refrigeration |  | 150 | 151.82 | 344 | Ice_Maker | Incremental | 10 |  |  |  |  | per unit
Insulation - Attic - R0 to R22 - ER - MH - Pre HUD | 12549 | 1 | Weatherization | Insulation | Attic Insulation | Attic insulation: R0 to R22; Pre-HUD manufactured home heated with electric resistance | 0.005 | Alternative Fuel Savings | RTF-deemed |  | kWh | 2019-03-19 |  | 0 | SF Space Heat |  | 0.86 | 0.86 | 0.63 | Insulation | Full | 25 |  |  |  |  | square foot
Insulation - Attic - R0 to R22 - HP - MH - Pre HUD | 12550 | 1 | Weatherization | Insulation | Attic Insulation | Attic insulation: R0 to R22; Pre-HUD manufactured home heated with heat pump | 0.005 | Alternative Fuel Savings | RTF-deemed |  | kWh | 2019-03-19 |  | 0 | SF Space Heat |  | 0.86 | 0.86 | 0.63 | Insulation | Full | 25 |  |  |  |  | square foot
Insulation - Attic - R0 to R22 - NG - MH - Pre HUD | 12551 | 1 | Weatherization | Insulation | Attic Insulation | Attic insulation: R0 to R22; Pre-HUD manufactured home heated with natural gas | 0.005 | Alternative Fuel Savings | PSE-deemed | RTF Derived | Therm | 2019-03-19 | 2019-12-31 | 0 | Res Space Heat |  |  |  |  | Insulation | Full | 25 | 0.86 | 0.86 | 0.0255 |  | square foot
Insulation - Attic - R0 to R30 - ER - MH - HUD | 12552 | 1 | Weatherization | Insulation | Attic Insulation | Attic insulation: R0 to R30; HUD manufactured home heated with electric resistance | 0.003 | Alternative Fuel Savings | RTF-deemed |  | kWh | 2019-03-19 |  | 0 | SF Space Heat |  | 0.97 | 0.97 | 0.33 | Insulation | Full | 25 |  |  |  |  | square foot
Insulation - Attic - R0 to R30 - HP - MH - HUD | 12553 | 1 | Weatherization | Insulation | Attic Insulation | Attic insulation: R0 to R30; HUD manufactured home heated with heat pump | 0.003 | Alternative Fuel Savings | RTF-deemed |  | kWh | 2019-03-19 |  | 0 | SF Space Heat |  | 0.97 | 0.97 | 0.33 | Insulation | Full | 25 |  |  |  |  | square foot
Insulation - Attic - R0 to R30 - NG - MH - HUD | 12554 | 1 | Weatherization | Insulation | Attic Insulation | Attic insulation: R0 to R30; HUD manufactured home heated with natural gas | 0.003 | Alternative Fuel Savings | PSE-deemed | RTF Derived | Therm | 2019-03-19 | 2019-12-31 | 0 | Res Space Heat |  |  |  |  | Insulation | Full | 25 | 0.97 | 0.97 | 0.0134 |  | square foot
Insulation - Attic - R0 to R49 - E FAF - SF or DX - MI | 12630 | 1 | Weatherization | Insulation | Attic Insulation | R0 to R49 attic insulation: single family or duplex dwelling with electric forced-air furnace; moderate income customer | 0.036 | Alternative Fuel Savings | RTF-deemed |  | kWh | 2020-01-01 |  | 0 | SF Space Heat |  | 1 | 1.24 | 2.35 | Insulation | Full | 45 |  |  |  |  | square foot
Insulation - Attic - R0 to R49 - HP - SF or DX - MI | 12632 | 1 | Weatherization | Insulation | Attic Insulation | R0 to R49 attic insulation: single family or duplex dwelling with heat pump; moderate income customer | 0.017 | Alternative Fuel Savings | RTF-deemed |  | kWh | 2020-01-01 |  | 0 | SF Space Heat |  | 1 | 1.24 | 1.33 | Insulation | Full | 45 |  |  |  |  | square foot
Insulation - Attic - R0 to R49 - Zonal - SF or DX - MI | 12633 | 1 | Weatherization | Insulation | Attic Insulation | R0 to R49 attic insulation: single family or duplex dwelling with zonal heating; moderate income customer | 0.035 | Alternative Fuel Savings | RTF-deemed |  | kWh | 2020-01-01 |  | 0 | SF Space Heat |  | 1 | 1.24 | 2.16 | Insulation | Full | 45 |  |  |  |  | square foot
Insulation - Attic - R11 to R49 - E FAF - SF or DX - MI | 12634 | 1 | Weatherization | Insulation | Attic Insulation | R11 to R49 attic insulation: single family or duplex dwelling with electric forced-air furnace; moderate income customer | 0.01 | Alternative Fuel Savings | RTF-deemed |  | kWh | 2020-01-01 |  | 0 | SF Space Heat |  | 1 | 1.09 | 0.62 | Insulation | Full | 45 |  |  |  |  | square foot
Insulation - Attic - R11 to R49 - HP - SF or DX - MI | 12636 | 1 | Weatherization | Insulation | Attic Insulation | R11 to R49 attic insulation: single family or duplex dwelling with heat pump; moderate income customer | 0.017 | Alternative Fuel Savings | RTF-deemed |  | kWh | 2020-01-01 |  | 0 | SF Space Heat |  | 1 | 1.09 | 0.26 | Insulation | Full | 45 |  |  |  |  | square foot
Insulation - Attic - R11 to R49 - Zonal - SF or DX - MI | 12637 | 1 | Weatherization | Insulation | Attic Insulation | R11 to R49 attic insulation: single family or duplex dwelling with zonal heating; moderate income customer | 0.007 | Alternative Fuel Savings | RTF-deemed |  | kWh | 2020-01-01 |  | 0 | SF Space Heat |  | 1 | 1.09 | 0.44 | Insulation | Full | 45 |  |  |  |  | square foot
Insulation - Floor - R0 to R30 - E FAF - SF or DX - MI | 12638 | 1 | Weatherization | Insulation | Floor Insulation | R0 to R30 floor insulation: single family or duplex dwelling with electric forced-air furnace; moderate income customer | 0.018 | Alternative Fuel Savings | RTF-deemed |  | kWh | 2020-01-01 |  | 0 | SF Space Heat |  | 0.5 | 1.46 | 1 | Insulation | Full | 45 |  |  |  |  | square foot
Insulation - Floor - R0 to R30 - HP - SF or DX - MI | 12640 | 1 | Weatherization | Insulation | Floor Insulation | R0 to R30 floor insulation: single family or duplex dwelling with heat pump; moderate income customer | 0.004 | Alternative Fuel Savings | RTF-deemed |  | kWh | 2020-01-01 |  | 0 | SF Space Heat |  | 0.5 | 1.46 | 0.18 | Insulation | Full | 45 |  |  |  |  | square foot
Insulation - Floor - R0 to R30 - Zonal - SF or DX - MI | 12641 | 1 | Weatherization | Insulation | Floor Insulation | R0 to R30 floor insulation: single family or duplex dwelling with zonal heating; moderate income customer | 0.018 | Alternative Fuel Savings | RTF-deemed |  | kWh | 2020-01-01 |  | 0 | SF Space Heat |  | 0.5 | 1.46 | 1.03 | Insulation | Full | 45 |  |  |  |  | square foot
Insulation - Wall - R0 to R13 - E FAF - SF or DX - MI | 12643 | 1 | Weatherization | Insulation | Wall Insulation | R0 to R13 wall insulation: single family or duplex dwelling with electric forced-air furnace; moderate income customer | 0.038 | Alternative Fuel Savings | RTF-deemed |  | kWh | 2020-01-01 |  | 0 | SF Space Heat |  | 1.54 | 1.54 | 2.23 | Insulation | Full | 45 |  |  |  |  | square foot
Insulation - Wall - R0 to R13 - HP - SF or DX - MI | 12646 | 1 | Weatherization | Insulation | Wall Insulation | R0 to R13 wall insulation: single family or duplex dwelling with heat pump; moderate income customer | 0.016 | Alternative Fuel Savings | RTF-deemed |  | kWh | 2020-01-01 |  | 0 | SF Space Heat |  | 1.54 | 1.54 | 0.96 | Insulation | Full | 45 |  |  |  |  | square foot
Insulation - Wall - R0 to R13 - Zonal - SF or DX - MI | 12645 | 1 | Weatherization | Insulation | Wall Insulation | R0 to R13 wall insulation: single family or duplex dwelling with zonal heating; moderate income customer | 0.026 | Alternative Fuel Savings | RTF-deemed |  | kWh | 2020-01-01 |  | 0 | SF Space Heat |  | 1.54 | 1.39 | 1.53 | Insulation | Full | 45 |  |  |  |  | square foot
Lamp - LED - 2 Pin - DI - MF | 12772 | 1 | Lighting | Lamp | LED Lamp | 2-pin LED: direct install in multi-family unit or common area | 0.29 | Recycling savings | PSE-deemed | RTF Derived | kWh | 2020-01-01 |  | 0 | Res Lighting |  | 13.47 | 13.47 | 21 | Lamp | Full | 1 |  |  |  |  | per unit
Lamp - LED - 4 Pin - DI - MF | 12776 | 1 | Lighting | Lamp | LED Lamp | 4-pin LED: direct install in multi-family unit or common area | 0.29 | Recycling Savings | PSE-deemed | RTF Derived | kWh | 2020-01-01 |  | 0 | Res Lighting |  | 15.75 | 15.75 | 21 | Lamp | Full | 1 |  |  |  |  | per unit
LIW: Aerator - 1.5 gpm - MF - TE | 10644 | 2 | Water Heating | Aerator | Residential Use Aerator | 1.5 gpm aerator: multi-family; electric | 5.32 | Water/Sewer Savings | PSE-deemed | Program Staff | kWh | 2019-01-01 |  |  | Res Water Heat |  | 11.35 | 11.35 | 39.2 | Aerator | Full | 10 |  |  | 0 |  | per unit
LIW: Aerator - 1.5 gpm - MF - TG | 10645 | 2 | Water Heating | Aerator | Residential Use Aerator | 1.5 gpm aerator: multi-family; gas | 5.320 | Water/Sewer Savings | PSE-deemed | RTF Derived | Therm | 2019-01-01 | 2019-12-31 |  | Res Water Heat |  |  |  | 0 | Aerator | Full | 10 | 11.35 | 11.35 | 1.6 |  | per unit
LIW: Aerator - 1.5 gpm - MF - TG | 10645 | 3 | Water Heating | Aerator | Residential Use Aerator | 1.5 gpm aerator: multi-family; gas | 5.32 | Water/Sewer Savings | PSE-deemed | RTF Derived | Therm | 2020-01-01 |  | 0 | Res Water Heat |  |  |  |  | Aerator | Full | 10 | 11.35 | 11.35 | 2 |  | per unit
LIW: Aerator - 1.5 gpm - MH - TG | 10648 | 2 | Water Heating | Aerator | Residential Use Aerator | 1.5 gpm aerator: mobile home; gas | 5.310 | Water/Sewer Savings | PSE-deemed | RTF Derived | Therm | 2019-01-01 | 2019-12-31 |  | Res Water Heat |  |  |  | 0 | Aerator | Full | 10 | 11.35 | 11.35 | 1.5 |  | per unit
LIW: Aerator - 1.5 gpm - MH - TG | 10648 | 3 | Water Heating | Aerator | Residential Use Aerator | 1.5 gpm aerator: mobile home; gas | 5.22 | Water/Sewer Savings | PSE-deemed | RTF Derived | Therm | 2020-01-01 |  | 0 | Res Water Heat |  |  |  |  | Aerator | Full | 10 | 11.35 | 11.35 | 2.27 |  | per unit
LIW: Aerator - 1.5 gpm - SF - TE | 10650 | 2 | Water Heating | Aerator | Residential Use Aerator | 1.5 gpm aerator: single family; electric | 4.83 | Water/Sewer Savings | PSE-deemed | Program Staff | kWh | 2019-01-01 | 2019-12-31 |  | Res Water Heat |  | 11.35 | 11.35 | 19.4 | Aerator | Full | 10 |  |  | 0 |  | per unit
LIW: Aerator - 1.5 gpm - SF - TE | 10650 | 3 | Water Heating | Aerator | Residential Use Aerator | 1.5 gpm aerator: single family; electric | 4.94 | Water/Sewer Savings | PSE-deemed | Program Staff | kWh | 2020-01-01 |  | 0 | Res Water Heat |  | 11.35 | 11.35 | 19.8 | Aerator | Full | 10 |  |  |  |  | per unit
LIW: Aerator - 1.5 gpm - SF - TG | 10651 | 2 | Water Heating | Aerator | Residential Use Aerator | 1.5 gpm aerator: single family; gas | 4.830 | Water/Sewer Savings | PSE-deemed | RTF Derived | Therm | 2019-01-01 | 2019-12-31 |  | Res Water Heat |  |  |  | 0 | Aerator | Full | 10 | 11.35 | 11.35 | .8 |  | per unit
LIW: Aerator - 1.5 gpm - SF - TG | 10651 | 3 | Water Heating | Aerator | Residential Use Aerator | 1.5 gpm aerator: single family; gas | 4.94 | Water/Sewer Savings | PSE-deemed | RTF Derived | Therm | 2020-01-01 |  | 0 | Res Water Heat |  |  |  |  | Aerator | Full | 10 | 11.35 | 11.35 | 2.36 |  | per unit
LIW: Aerator - 1.5 gpm- MH - TE | 10647 | 3 | Water Heating | Aerator | Residential Use Aerator | 1.5 gpm aerator: mobile home; electric | 5.31 | Water/Sewer Savings | PSE-deemed | Program Staff | kWh | 2019-01-01 | 2019-12-31 |  | Res Water Heat |  | 11.35 | 11.35 | 37.3 | Aerator | Full | 10 |  |  | 0 |  | per unit
LIW: Aerator - 1.5 gpm- MH - TE | 10647 | 4 | Water Heating | Aerator | Residential Use Aerator | 1.5 gpm aerator: mobile home; electric | 5.22 | Water/Sewer Savings | PSE-deemed | Program Staff | kWh | 2020-01-01 |  | 0 | Res Water Heat |  | 11.35 | 11.35 | 36.6 | Aerator | Full | 10 |  |  |  |  | per unit
LIW: Ductless Heat Pump - MH - TE | 10321 | 4 | HVAC | Heat Pump | Ductless Heat Pump | Ductless heat pump: mobile home; electric | 35.65 | Wood Smoke Health Benefit | PSE-deemed | RTF Derived | kWh | 2019-01-01 | 2019-12-31 |  | Res Space Heat |  | 3988.4 | 3988.4 | 3343.04 | Heat_Pump |  | 15 |  |  | 0 |  | per unit
LIW: Ductless Heat Pump - MH - TE | 10321 | 5 | HVAC | Heat Pump | Ductless Heat Pump | Ductless heat pump: mobile home; electric | 54.35 | Wood Smoke Health Benefit | PSE-deemed | RTF Derived | kWh | 2020-01-01 |  | 0 | SF Heat Pump |  | 3953.13 | 3953.13 | 2696 | Heat_Pump | Full | 15 |  |  |  |  | per unit
LIW: Ductless Heat Pump - SF - TE | 10323 | 4 | HVAC | Heat Pump | Ductless Heat Pump | Ductless heat pump: single family; electric | 61.680 | Wood Smoke Health Benefit | PSE-deemed | RTF Derived | kWh | 2019-01-01 | 2019-12-31 |  | Res Space Heat |  | 4282.55 | 4282.55 | 2659.04 | Heat_Pump |  | 15 |  |  | 0 |  | per unit
LIW: Ductless Heat Pump - SF - TE | 10323 | 5 | HVAC | Heat Pump | Ductless Heat Pump | Ductless heat pump: single family; electric | 53.49 | Wood Smoke Health Benefit | PSE-deemed | RTF Derived | kWh | 2020-01-01 |  | 0 | SF Heat Pump |  | 4282.55 | 4282.55 | 2066 | Heat_Pump | Full | 15 |  |  |  |  | per unit
LIW: Insulation - Attic - R0 to R22 - MH - TE | 12220 | 2 | Weatherization | Insulation | Attic Insulation | Attic insulation: R0 to R22: mobile home; electric | .005 | Alternative Fuel Savings | RTF-deemed |  | kWh | 2019-01-01 | 2019-12-31 |  | Res Space Heat |  | 1.55 | 1.55 | .59 | Insulation | Full | 25 | 0 | 0 | 0 |  | square foot
LIW: Insulation - Attic - R0 to R22 - MH - TE | 12220 | 3 | Weatherization | Insulation | Attic Insulation | Attic insulation: R0 to R22: mobile home; electric | 0.005 | Alternative Fuel Savings | RTF-deemed |  | kWh | 2020-01-01 |  | 0 | SF Space Heat |  | 1.55 | 1.55 | 0.63 | Insulation | Full | 25 | 0 | 0 |  |  | square foot
LIW: Insulation - Attic - R0 to R22 - MH - TG | 12397 | 1 | Weatherization | Insulation | Attic Insulation | Attic insulation: R0 to R22; mobile home; gas | 0.005 | Alternative Fuel Savings | PSE-deemed | RTF Derived | Therm | 2019-01-01 | 2019-12-31 |  | Res Space Heat |  | 0 | 0 | 0 | Insulation |  | 25 | 1.55 | 1.55 | 0.03 |  | square foot
LIW: Insulation - Attic - R0 to R30 - MH - TE | 10400 | 3 | Weatherization | Insulation | Attic Insulation | Attic insulation: R0 to R30; mobile home; electric | 0.003 | Alternative Fuel Savings | RTF-deemed |  | kWh | 2018-01-01 | 2019-12-31 |  | SF Space Heat |  | 2.03 | 2.03 | .3 | Insulation |  | 25 |  |  | 0 |  | square foot
LIW: Insulation - Attic - R0 to R30 - MH - TE | 10400 | 4 | Weatherization | Insulation | Attic Insulation | Attic insulation: R0 to R30; mobile home; electric | 0.003 | Alternative Fuel Savings | RTF-deemed |  | kWh | 2020-01-01 |  | 0 | SF Space Heat |  | 2.03 | 2.03 | 0.33 | Insulation | Full | 25 |  |  |  |  | square foot
LIW: Insulation - Attic - R0 to R30 - MH - TG | 10401 | 3 | Weatherization | Insulation | Attic Insulation | Attic insulation: R0 to R30; mobile home; natural gas | 0.003 | Alternative Fuel Savings | PSE-deemed | RTF Derived | Therm | 2019-01-01 | 2019-12-31 |  | Res Space Heat |  |  |  | 0 | Insulation |  | 25 | 2.03 | 2.03 | 0.01 |  | square foot
LIW: Insulation - Attic - R0 to R38 - SF - TE | 10406 | 3 | Weatherization | Insulation | Attic Insulation | Attic insulation: R0 to R38; single family; electric | 0.03 | Alternative Fuel Savings | PSE-deemed | RTF Derived | kWh | 2019-01-01 | 2019-12-31 |  | SF Space Heat |  | 2.43 | 2.43 | 2.25 | Insulation |  | 45 |  |  |  |  | square foot
LIW: Insulation - Attic - R0 to R38 - SF - TE | 10406 | 4 | Weatherization | Insulation | Attic Insulation | Attic insulation: R0 to R38; single family; electric | 0.03 | Alternative Fuel Savings | PSE-deemed | RTF Derived | kWh | 2020-01-01 |  | 0 | SF Space Heat |  | 2.43 | 2.43 | 1.78 | Insulation | Full | 45 |  |  |  |  | square foot
LIW: Insulation - Attic - R0 to R38 - SF - TG | 10407 | 2 | Weatherization | Insulation | Attic Insulation | Attic insulation: R0 to R38; single family; natural gas | 0.03 | Alternative Fuel Savings | PSE-deemed | RTF Derived | Therm | 2018-01-01 | 2019-12-31 |  | Res Space Heat |  |  |  | 0 | Insulation |  | 45 | 2.43 | 2.43 | 0.09 |  | square foot
LIW: Insulation - Attic - R0 to R49 - SF - TE | 10634 | 2 | Weatherization | Insulation | Attic Insulation | Attic insulation: R0 to R49; single family; electric | 0.04 | Alternative Fuel Savings | PSE-deemed | RTF Derived | kWh | 2019-01-01 | 2019-12-31 |  | SF Space Heat |  | 2.43 | 2.43 | 2.28 | Insulation | Full | 45 |  |  |  |  | square foot
LIW: Insulation - Attic - R0 to R49 - SF - TE | 10634 | 3 | Weatherization | Insulation | Attic Insulation | Attic insulation: R0 to R49; single family; electric | 0.03 | Alternative Fuel Savings | PSE-deemed | RTF Derived | kWh | 2020-01-01 |  | 0 | SF Space Heat |  | 2.43 | 2.43 | 1.81 | Insulation | Full | 45 |  |  |  |  | square foot
LIW: Insulation - Attic - R0 to R49 - SF - TG | 10635 | 2 | Weatherization | Insulation | Attic Insulation | Attic insulation: R0 to R49; single family; natural gas | 0.04 | Alternative Fuel Savings | PSE-deemed | RTF Derived | Therm | 2019-01-01 | 2019-12-31 |  | Res Space Heat |  |  |  | 0 | Insulation | Full | 45 | 2.43 | 2.43 | 0.09 |  | square foot
LIW: Insulation - Attic - R11 to R38 - SF - TE | 10414 | 4 | Weatherization | Insulation | Attic Insulation | Attic insulation: R11 to R38; single family; electric | 0.01 | Alternative Fuel Savings | PSE-deemed | RTF Derived | kWh | 2019-01-01 | 2019-12-31 |  | SF Space Heat |  | 1.59 | 1.59 | .52 | Insulation |  | 45 |  |  |  |  | square foot
LIW: Insulation - Attic - R11 to R38 - SF - TE | 10414 | 5 | Weatherization | Insulation | Attic Insulation | Attic insulation: R11 to R38; single family; electric | 0.01 | Alternative Fuel Savings | PSE-deemed | RTF Derived | kWh | 2020-01-01 |  | 0 | SF Space Heat |  | 1.59 | 1.59 | 0.35 | Insulation | Full | 45 |  |  |  |  | square foot
LIW: Insulation - Attic - R11 to R38 - SF - TG | 10415 | 2 | Weatherization | Insulation | Attic Insulation | Attic insulation: R11 to R38; single family; natural gas | 0.01 | Alternative Fuel Savings | PSE-deemed | RTF Derived | Therm | 2019-01-01 | 2019-12-31 |  | Res Space Heat |  |  |  | 0 | Insulation |  | 45 | 1.59 | 1.59 | 0.02 |  | square foot
LIW: Insulation - Attic - R11 to R49 - SF - TE | 10637 | 3 | Weatherization | Insulation | Attic Insulation | Attic insulation: R11 to R49; single family; electric | 0.01 | Alternative Fuel Savings | PSE-deemed | RTF Derived | kWh | 2019-01-01 | 2019-12-31 |  | SF Space Heat |  | 1.82 | 1.82 | 0.56 | Insulation | Full | 45 |  |  |  |  | square foot
LIW: Insulation - Attic - R11 to R49 - SF - TE | 10637 | 4 | Weatherization | Insulation | Attic Insulation | Attic insulation: R11 to R49; single family; electric | 0.01 | Alternative Fuel Savings | PSE-deemed | RTF Derived | kWh | 2020-01-01 |  | 0 | SF Space Heat |  | 1.82 | 1.82 | 0.38 | Insulation | Full | 45 |  |  |  |  | square foot
LIW: Insulation - Attic - R11 to R49 - SF - TG | 10638 | 2 | Weatherization | Insulation | Attic Insulation | Attic insulation: R11 to R49; single family; natural gas | 0.01 | Alternative Fuel Savings | PSE-deemed | RTF Derived | Therm | 2019-01-01 | 2019-12-31 |  | Res Space Heat |  |  |  | 0 | Insulation | Full | 45 | 1.82 | 1.82 | 0.02 |  | square foot
LIW: Insulation - Attic - R19 to R38 - SF - TE | 10419 | 4 | Weatherization | Insulation | Attic Insulation | Attic insulation: R19 to R38; single-family; electric | 0.004 | Alternative Fuel Savings | PSE-deemed | RTF Derived | kWh | 2019-01-01 | 2019-12-31 |  | SF Space Heat |  | 1.29 | 1.29 | 0.22 | Insulation |  | 45 |  |  |  |  | square foot
LIW: Insulation - Attic - R19 to R38 - SF - TE | 10419 | 5 | Weatherization | Insulation | Attic Insulation | Attic insulation: R19 to R38; single-family; electric | 0.003 | Alternative Fuel Savings | PSE-deemed | RTF Derived | kWh | 2020-01-01 |  | 0 | SF Space Heat |  | 1.29 | 1.29 | 0.17 | Insulation | Full | 45 |  |  |  |  | square foot
LIW: Insulation - Floor - R0 to R19 - SF - TE | 10365 | 4 | Weatherization | Insulation | Floor Insulation | Floor insulation: R0 to R19; single family; electric | 0.015 | Alternative Fuel Savings | PSE-deemed | RTF Derived | kWh | 2019-01-01 | 2019-12-31 |  | SF Space Heat |  | 1.87 | 1.87 | .9 | Insulation |  | 45 |  |  | 0 |  | square foot
LIW: Insulation - Floor - R0 to R19 - SF - TE | 10365 | 5 | Weatherization | Insulation | Floor Insulation | Floor insulation: R0 to R19; single family; electric | 0.011 | Alternative Fuel Savings | PSE-deemed | RTF Derived | kWh | 2020-01-01 |  | 0 | SF Space Heat |  | 1.87 | 1.87 | 0.61 | Insulation | Full | 45 |  |  |  |  | square foot
LIW: Insulation - Floor - R0 to R22 - MH - TE | 10367 | 3 | Weatherization | Insulation | Floor Insulation | Floor insulation: R0 to R22; mobile home; electric | 0.004 | Alternative Fuel Savings | RTF-deemed |  | kWh | 2018-01-01 | 2019-12-31 |  | SF Space Heat |  | 2.37 | 2.37 | .48 | Insulation |  | 25 |  |  | 0 |  | square foot
LIW: Insulation - Floor - R0 to R22 - MH - TE | 10367 | 4 | Weatherization | Insulation | Floor Insulation | Floor insulation: R0 to R22; mobile home; electric | 0.004 | Alternative Fuel Savings | RTF-deemed |  | kWh | 2020-01-01 |  | 0 | SF Space Heat |  | 2.37 | 2.37 | 0.46 | Insulation | Full | 25 |  |  |  |  | square foot
LIW: Insulation - Floor - R0 to R22 - MH - TG | 10368 | 3 | Weatherization | Insulation | Floor Insulation | Floor insulation: R0 to R22; mobile home; natural gas | 0.0040 | Alternative Fuel Savings | PSE-deemed | RTF Derived | Therm | 2018-01-01 | 2019-12-31 |  | Res Space Heat |  |  |  | 0 | Insulation |  | 25 | 2.37 | 2.37 | .02 |  | square foot
LIW: Insulation - Floor - R0 to R30 - MH - TE | 10373 | 2 | Weatherization | Insulation | Floor Insulation | Floor insulation: R0 to R30; mobile home; electric | 0.04 | Alternative Fuel Savings | RTF-deemed |  | kWh | 2019-01-01 |  |  | SF Space Heat |  | 2.70 | 2.70 | .52 | Insulation |  | 25 |  |  | 0 |  | square foot
LIW: Insulation - Floor - R0 to R30 - MH - TG | 10374 | 2 | Weatherization | Insulation | Floor Insulation | Floor insulation: R0 to R30; mobile home; natural gas | 0.04 | Alternative Fuel Savings | PSE-deemed | RTF Derived | Therm | 2019-01-01 | 2019-12-31 |  | Res Space Heat |  |  |  | 0 | Insulation |  | 25 | 2.7 | 2.7 | .02 |  | square foot
LIW: Insulation - Floor - R0 to R30 - SF - TE | 10376 | 4 | Weatherization | Insulation | Floor Insulation | Floor insulation: R0 to R30; single family; electric | 0.02 | Alternative Fuel Savings | PSE-deemed | RTF Derived | kWh | 2019-01-01 | 2019-12-31 |  | SF Space Heat |  | 2.2 | 2.2 | 1.01 | Insulation |  | 45 |  |  | 0 |  | square foot
LIW: Insulation - Floor - R0 to R30 - SF - TE | 10376 | 5 | Weatherization | Insulation | Floor Insulation | Floor insulation: R0 to R30; single family; electric | 0.01 | Alternative Fuel Savings | PSE-deemed | RTF Derived | kWh | 2020-01-01 |  | 0 | SF Space Heat |  | 2.2 | 2.2 | 0.68 | Insulation | Full | 45 |  |  |  |  | square foot
LIW: Insulation - Floor - R0 to R30 - SF - TG | 10377 | 2 | Weatherization | Insulation | Floor Insulation | Floor insulation: R0 to R30; single family; natural gas | 0.02 | Alternative Fuel Savings | PSE-deemed | RTF Derived | Therm | 2018-01-01 | 2019-12-31 |  | Res Space Heat |  |  |  | 0 | Insulation |  | 45 | 2.14 | 2.14 | 0.04 |  | square foot
LIW: Insulation - Floor - R11 to R22 - MH - TE | 10379 | 3 | Weatherization | Insulation | Floor Insulation | Floor insulation: R11 to R22; mobile home; electric | 0.002 | Alternative Fuel Savings | RTF-deemed |  | kWh | 2018-01-01 | 2019-12-31 |  | SF Space Heat |  | 1.84 | 1.84 | .2 | Insulation |  | 25 |  |  | 0 |  | square foot
LIW: Insulation - Floor - R11 to R22 - MH - TE | 10379 | 4 | Weatherization | Insulation | Floor Insulation | Floor insulation: R11 to R22; mobile home; electric | 0.002 | Alternative Fuel Savings | RTF-deemed |  | kWh | 2020-01-01 |  | 0 | SF Space Heat |  | 1.84 | 1.84 | 0.19 | Insulation | Full | 25 |  |  |  |  | square foot
LIW: Insulation - Wall - R0 to R11 - MH - TE | 10388 | 2 | Weatherization | Insulation | Wall Insulation | Wall insulation: R0 to R11; mobile home; electric | 0.03 | Alternative Fuel Savings | RTF-deemed |  | kWh | 2019-01-01 |  |  | SF Space Heat |  | 2.75 | 2.75 | 4.58 | Insulation |  | 25 |  |  | 0 |  | square foot
LIW: Insulation - Wall - R0 to R11 - MH - TG | 10389 | 3 | Weatherization | Insulation | Wall Insulation | Wall insulation: R0 to R11; mobile home; natural gas | .03 | Alternative Fuel Savings | PSE-deemed | RTF Derived | Therm | 2018-01-01 | 2019-12-31 |  | Res Space Heat |  |  |  | 0 | Insulation |  | 25 | 2.75 | 2.75 | .22 |  | square foot
LIW: Insulation - Wall - R0 to R11 - SF - TE | 10391 | 4 | Weatherization | Insulation | Wall Insulation | Wall insulation: R0 to R11; single family; electric | 0.03 | Alternative Fuel Savings | PSE-deemed | RTF Derived | kWh | 2019-01-01 | 2019-12-31 |  | SF Space Heat |  | 2.75 | 2.75 | 1.99 | Insulation |  | 45 |  |  | 0 |  | square foot
LIW: Insulation - Wall - R0 to R11 - SF - TE | 10391 | 5 | Weatherization | Insulation | Wall Insulation | Wall insulation: R0 to R11; single family; electric | 0.02 | Alternative Fuel Savings | PSE-deemed | RTF Derived | kWh | 2020-01-01 |  | 0 | SF Space Heat |  | 2.75 | 2.75 | 1.35 | Insulation | Full | 45 |  |  |  |  | square foot
LIW: Insulation - Wall - R0 to R11 - SF - TG | 10392 | 4 | Weatherization | Insulation | Wall Insulation | Wall insulation: R0 to R11; single family; natural gas | 0.03 | Alternative Fuel Savings | PSE-deemed | RTF Derived | Therm | 2019-01-01 | 2019-12-31 |  | Res Space Heat |  |  |  | 0 | Insulation |  | 45 | 2.75 | 2.75 | 0.08 |  | square foot
LIW: Mobile Home Replacement w/HP - ES Pre-1976 Double to Double - MH - TE | 12569 | 1 | Combined | Combined | Combined | Mobile Home w/Heat Pump Replacement Package: Energy Star pre-1976 double-wide: mobile home; electric | 33000 | Cost of LIW MH | RTF-deemed |  | kWh | 2019-08-01 |  |  | SF Space Heat |  | 13800 | 103400 | 8615 | Whole_Home_Incentives | Incremental | 41 |  |  |  |  | per home
LIW: Mobile Home Replacement w/HP - ES Pre-1976 Single to Single - MH - TE | 12607 | 1 | Combined | Combined | Combined | Mobile Home w/Heat Pump Replacement Package: Energy Star pre-1976 single-wide: mobile home; electric | 25000 | Cost of LIW MH | RTF-deemed |  | kWh | 2019-08-01 |  |  | SF Space Heat |  | 13500 | 75400 | 8471 | Whole_Home_Incentives |  | 41 |  |  |  |  | per home
LIW: Sealing - Shell - MH - TE | 10530 | 3 | Weatherization | Sealing | Shell Sealing | Shell sealing: mobile home; electric | .002 | Alternative Fuel Savings | RTF-deemed |  | kWh | 2018-01-01 |  |  | SF Space Heat |  | 1.15 | 1.15 | .24 | Air_Sealing |  | 25
LIW: Sealing - Shell - MH - TG | 10531 | 3 | Weatherization | Sealing | Shell Sealing | Shell sealing: mobile home; natural gas | .002 | Alternative Fuel Savings | PSE-deemed | RTF Derived | Therm | 2018-01-01 | 2019-12-31 |  | Res Space Heat |  |  |  | 0 | Air_Sealing |  | 25 | 1.15 | 1.15 | 0.01 |  | per unit
LIW: Sealing - Shell - SF - TE | 10533 | 4 | Weatherization | Sealing | Shell Sealing | Shell sealing: single family; electric | 0.008 | Alternative Fuel Savings | PSE-deemed | RTF Derived | kWh | 2019-01-01 | 2019-12-31 |  | SF Space Heat |  | 1.32 | 1.32 | .51 | Air_Sealing |  | 20
LIW: Sealing - Shell - SF - TE | 10533 | 5 | Weatherization | Sealing | Shell Sealing | Shell sealing: single family; electric | 0.006 | Alternative Fuel Savings | PSE-deemed | RTF Derived | kWh | 2020-01-01 |  | 0 | SF Space Heat |  | 1.32 | 1.32 | 0.36 | Air_Sealing | Full | 15 |  |  |  |  | per unit
LIW: Sealing - Shell - SF - TG | 10534 | 3 | Weatherization | Sealing | Shell Sealing | Shell sealing: single family; natural gas | 0.008 | Alternative Fuel Savings | PSE-deemed | RTF Derived | Therm | 2018-01-01 | 2019-12-31 |  | Res Space Heat |  |  |  | 0 | Air_Sealing |  | 20 | 1.32 | 1.32 | 0.02 |  | per unit
LIW: Showerhead - 1.5 - MF - TE | 12222 | 1 | Water Heating | Showerhead | Residential Use Showerhead | Showerhead 1.5: multi-family; electric | 20.34 | Water/Sewer Savings | RTF-deemed |  | kWh | 2018-01-01 | 2019-12-31 |  | Res Water Heat |  | 40.5 | 40.5 | 235 | Showerhead | Full | 3 | 0 | 0 | 0 |  | per unit
LIW: Showerhead - 1.5 - MF - TE | 12222 | 2 | Water Heating | Showerhead | Residential Use Showerhead | Showerhead 1.5: multi-family; electric | 15.08 | Water/Sewer Savings | RTF-deemed |  | kWh | 2020-01-01 |  | 0 | Res Water Heat |  | 40.5 | 40.5 | 103 | Showerhead | Full | 3 | 0 | 0 |  |  | per unit
LIW: Showerhead - 1.5 - MF - TG | 12403 | 1 | Water Heating | Showerhead | Residential Use Showerhead | Showerhead 1.5: multi-family; gas | 20.34 | Water/Sewer Savings | PSE-deemed | RTF Derived | Therm | 2019-01-01 | 2019-12-31 |  | Res Water Heat |  | 0 | 0 | 0 | Showerhead |  | 3 | 40.5 | 40.5 | 7 | 4 | per unit
LIW: Showerhead - 1.5 - MF - TG | 12403 | 2 | Water Heating | Showerhead | Residential Use Showerhead | Showerhead 1.5: multi-family; gas | 15.08 | Water/Sewer Savings | PSE-deemed | RTF Derived | Therm | 2020-01-01 |  | 0 | Res Water Heat |  | 0 | 0 |  | Showerhead | Full | 3 | 40.5 | 40.5 | 7 | 4 | per unit
LIW: Showerhead - 1.5 - MH - TE | 12295 | 1 | Water Heating | Showerhead | Residential Use Showerhead | Showerhead 1.5: mobile home; electric | 20.340 | Water/Sewer Savings | RTF-deemed |  | kWh | 2018-01-01 | 2019-12-31 |  | Res Water Heat |  | 40.5 | 40.5 | 235 | Showerhead | Full | 3 | 0 | 0 | 0 |  | per unit
LIW: Showerhead - 1.5 - MH - TE | 12295 | 2 | Water Heating | Showerhead | Residential Use Showerhead | Showerhead 1.5: mobile home; electric | 15.08 | Water/Sewer Savings | RTF-deemed |  | kWh | 2020-01-01 |  | 0 | Res Water Heat |  | 40.5 | 40.5 | 103 | Showerhead | Full | 3 | 0 | 0 |  |  | per unit
LIW: Showerhead - 1.5 - MH - TG | 12405 | 1 | Water Heating | Showerhead | Residential Use Showerhead | Showerhead 1.5: mobile home; gas | 20.34 | Water/Sewer Savings | PSE-deemed | RTF Derived | Therm | 2019-01-01 | 2019-12-31 |  | Res Water Heat |  | 0 | 0 | 0 | Showerhead |  | 3 | 40.5 | 40.5 | 7 | 4 | per unit
LIW: Showerhead - 1.5 - MH - TG | 12405 | 2 | Water Heating | Showerhead | Residential Use Showerhead | Showerhead 1.5: mobile home; gas | 15.08 | Water/Sewer Savings | PSE-deemed | RTF Derived | Therm | 2020-01-01 |  | 0 | Res Water Heat |  | 0 | 0 |  | Showerhead | Full | 3 | 40.5 | 40.5 | 7 | 4 | per unit
LIW: Showerhead - 1.5 - SF - TE | 12219 | 1 | Water Heating | Showerhead | Residential Use Showerhead | Showerhead 1.5: single family; electric | 20.340 | Water/Sewer Savings | PSE-deemed |  | kWh | 2018-01-01 | 2019-12-31 |  | Res Water Heat |  | 40.5 | 40.5 | 235 | Showerhead | Full | 3 | 0 | 0 | 0 |  | per unit
LIW: Showerhead - 1.5 - SF - TE | 12219 | 2 | Water Heating | Showerhead | Residential Use Showerhead | Showerhead 1.5: single family; electric | 15.08 | Water/Sewer Savings | RTF-deemed |  | kWh | 2020-01-01 |  | 0 | Res Water Heat |  | 40.5 | 40.5 | 103 | Showerhead | Full | 3 | 0 | 0 |  |  | per unit
LIW: Showerhead - 1.5 - SF - TG | 12407 | 1 | Water Heating | Showerhead | Residential Use Showerhead | Showerhead 1.5: single family; gas | 20.34 | Water/Sewer Savings | PSE-deemed | RTF Derived | Therm | 2019-01-01 | 2019-12-31 |  | Res Water Heat |  | 0 | 0 | 0 | Showerhead |  | 3 | 40.5 | 40.5 | 7 | 4 | per unit
LIW: Showerhead - 1.5 - SF - TG | 12407 | 2 | Water Heating | Showerhead | Residential Use Showerhead | Showerhead 1.5: single family; gas | 15.08 | Water/Sewer Savings | PSE-deemed | RTF Derived | Therm | 2020-01-01 |  | 0 | Res Water Heat |  | 0 | 0 |  | Showerhead | Full | 3 | 40.5 | 40.5 | 7 | 4 | per unit
LIW: Water Heater - Tankless - Condensing - MH - TG | 12427 | 1 | Water Heating | Water Heater | Tankless Water Heater | Water heater: tankless condensing; mobile home; gas | 11.51 | Water/Sewer Savings | PSE-deemed |  | Therm | 2019-01-01 | 2019-12-31 |  | Res Water Heat |  | 0 | 0 | 0 | Water_Heater_Res |  | 20 | 1484 | 1484 | 51 |  | per unit
LIW: Water Heater - Tankless - Condensing - SF - TG | 12429 | 1 | Water Heating | Water Heater | Tankless Water Heater | Water heater: tankless condensing; single family; gas | 11.51 | Water/Sewer Savings | PSE-deemed |  | Therm | 2019-01-01 | 2019-12-31 |  | Res Water Heat |  | 0 | 0 | 0 | Water_Heater_Res |  | 20 | 1484 | 1484 | 51 |  | per unit
LIW: Water Heater - Tankless - Energy Star - MF - TG | 12724 | 1 | Water Heating | Water Heater | Tankless Water Heater | Energy Star tankless water heater: multi-family dwelling with natural gas; low income customer | 11.51 | Water/Sewer Savings | PSE-deemed | Combination | Therm | 2020-01-01 |  | 0 | Res Water Heat |  |  |  |  | Water_Heater_Res | Full | 20 | 1484 | 1484 | 51 |  | per unit
LIW: Water Heater - Tankless - Energy Star - MH - TG | 12726 | 1 | Water Heating | Water Heater | Tankless Water Heater | Energy Star tankless water heater: manufactured home with natural gas; low income customer | 11.51 | Water/Sewer Savings | PSE-deemed | Combination | Therm | 2020-01-01 |  | 0 | Res Water Heat |  |  |  |  | Water_Heater_Res | Full | 20 | 1484 | 1484 | 51 |  | per unit
LIW: Water Heater - Tankless - Energy Star - SF - TG | 12728 | 1 | Water Heating | Water Heater | Tankless Water Heater | Energy Star tankless water heater: single family dwelling with natural gas; low income customer | 11.51 | Water/Sewer Savings | PSE-deemed | Combination | Therm | 2020-01-01 |  | 0 | Res Water Heat |  |  |  |  | Water_Heater_Res | Full | 20 | 1484 | 1484 | 51 |  | per unit
LIW: Windows - DP to DP - MH - TE | 10589 | 3 | Weatherization | Window | Double Pane | Double pane windows: from double pane; mobile home; electric | .03 | Alternative Fuel Savings | RTF-deemed |  | kWh | 2019-01-01 |  |  | SF Space Heat |  | 20.50 | 20.50 | 3.61 | Window |  | 25 |  |  |  |  | square foot
LIW: Windows - DP to DP - SF - TE | 10591 | 3 | Weatherization | Window | Double Pane | Double pane windows: from double pane; single family; electric | 0.08 | Alternative Fuel Savings | PSE-deemed | RTF Derived | kWh | 2019-01-01 | 2019-12-31 |  | SF Space Heat |  | 20.50 | 20.50 | 5.43 | Window |  | 45 |  |  |  |  | square foot
LIW: Windows - DP to DP - SF - TE | 10591 | 4 | Weatherization | Window | Double Pane | Double pane windows: from double pane; single family; electric | 0.07 | Alternative Fuel Savings | PSE-deemed | RTF Derived | kWh | 2020-01-01 |  | 0 | SF Space Heat |  | 20.5 | 20.5 | 4.52 | Window | Full | 45 |  |  |  |  | square foot
LIW: Windows - DP to TP - SF - TE | 10585 | 3 | Weatherization | Window | Triple Pane | Triple pane windows: from double pane; single family; electric | 0.100 | Alternative Fuel Savings | PSE-deemed | RTF Derived | kWh | 2019-01-01 | 2020-02-14 |  | SF Space Heat |  | 24.1 | 24.1 | 6.3 | Window |  | 45 |  |  |  |  | square foot
LIW: Windows - SP to DP - MH - TE | 10595 | 4 | Weatherization | Window | Double Pane | Double pane windows: from single pane; mobile home; electric | 0.0850 | Alternative Fuel Savings | RTF-deemed |  | kWh | 2019-01-01 |  |  | SF Space Heat |  | 20.5 | 20.5 | 9.98 | Window |  | 25 |  |  |  |  | square foot
LIW: Windows - SP to DP - SF - TE | 10597 | 3 | Weatherization | Window | Double Pane | Double pane windows: from single pane; single family; electric | 0.22 | Alternative Fuel Savings | PSE-deemed | RTF Derived | kWh | 2019-01-01 | 2019-12-31 |  | SF Space Heat |  | 20.5 | 20.5 | 13.48 | Window |  | 45 |  |  |  |  | square foot
LIW: Windows - SP to DP - SF - TE | 10597 | 4 | Weatherization | Window | Double Pane | Double pane windows: from single pane; single family; electric | 0.14 | Alternative Fuel Savings | PSE-deemed | RTF Derived | kWh | 2020-01-01 |  | 0 | SF Space Heat |  | 20.5 | 20.5 | 8.68 | Window | Full | 45 |  |  |  |  | square foot
LIW: Windows - SP to TP - SF - TE | 10601 | 3 | Weatherization | Window | Triple Pane | Triple pane windows: from single pane; single family home; electric | .24 | Alternative Fuel Savings | PSE-deemed | RTF Derived | kWh | 2019-01-01 | 2019-12-31 |  | SF Space Heat |  | 24.10 | 24.10 | 14.70 | Window |  | 45 |  |  |  |  | square foot
MFRFT: Adapter - Thermostatic Restrictor Showerhead - EWH | 11290 | 5 | Water Heating | Adapter | Residential Use Adapter | Thermostatic restrictor showerhead adapter: electric water heating | 3.74 | Water/Sewer Savings | RTF-deemed | RTF UES Deemed | kWh | 2019-01-01 | 2019-12-31 | 0 | Res Water Heat |  | 33 | 33 | 54 | Adapter | Full | 10 |  |  |  |  | per unit
MFRFT: Adapter - Thermostatic Restrictor Showerhead - GWH | 11291 | 4 | Water Heating | Adapter | Residential Use Adapter | Thermostatic restrictor showerhead adapter: natural gas water heating | 3.74 | Water/Sewer Savings | PSE-deemed | RTF Derived | Therm | 2019-01-01 | 2019-12-31 | 0 | Res Water Heat |  |  |  |  | Adapter | Full | 10 | 33 | 33 | 2.4 |  | per unit
MFRFT: Adapter - Thermostatic Restrictor Showerhead - GWH - Product Only | 12301 | 2 | Water Heating | Adapter | Residential Use Adapter | Thermostatic restrictor showerhead adapter: natural gas water heating | 3.74 | Water/Sewer Savings | PSE-deemed | RTF Derived | Therm | 2019-01-01 | 2019-12-31 | 0 | Res Water Heat |  |  |  |  | Adapter | Full | 10 | 14.08 | 14.08 | 2.4 |  | per unit
MFRFT: Aerator - DI - EWH - 1.0 gpm | 11243 | 4 | Water Heating | Aerator | Residential Use Aerator | 1.0 gpm aerator: electric water heating; direct install | 5.89 | Water/Sewer Savings | RTF-deemed |  | kWh | 2019-01-01 |  | 0 | Res Water Heat |  | 2 | 2 | 48 | Aerator | Full | 10 |  |  |  |  | per unit
MFRFT: Aerator - DI - EWH - 1.5 gpm | 11245 | 4 | Water Heating | Aerator | Residential Use Aerator | 1.5 gpm aerator: electric water heating; direct install | 4.53 | Water/Sewer Savings | RTF-deemed |  | kWh | 2019-01-01 |  | 0 | Res Water Heat |  | 2 | 2 | 44 | Aerator | Full | 10 |  |  |  |  | per unit
MFRFT: Aerator - DI - GWH - 1.0 gpm | 11244 | 4 | Water Heating | Aerator | Residential Use Aerator | 1.0 gpm aerator: natural gas water heating; direct install | 5.89 | Water/Sewer Savings | RTF-deemed |  | Therm | 2019-01-01 |  | 0 | Res Water Heat |  |  |  |  | Aerator | Full | 10 | 2 | 2 | 2 |  | per unit
MFRFT: Aerator - DI - GWH - 1.0 gpm - Product Only | 12296 | 2 | Water Heating | Aerator | Residential Use Aerator | 1.0 gpm aerator: natural gas water heating; direct install | 5.89 | Water/Sewer Savings | RTF-deemed |  | Therm | 2019-01-01 |  | 0 | Res Water Heat |  |  |  |  | Aerator | Full | 10 | 0.51 | 0.51 | 2 |  | per unit
MFRFT: Aerator - DI - GWH - 1.5 gpm | 11246 | 4 | Water Heating | Aerator | Residential Use Aerator | 1.5 gpm aerator: natural gas water heating; direct install | 4.53 | Water/Sewer Savings | RTF-deemed |  | Therm | 2019-01-01 |  | 0 | Res Water Heat |  |  |  |  | Aerator | Full | 10 | 2 | 2 | 2 |  | per unit
MFRFT: Aerator - DI - GWH - 1.5 gpm - Product Only | 12297 | 2 | Water Heating | Aerator | Residential Use Aerator | 1.5 gpm aerator: natural gas water heating; direct install | 4.53 | Water/Sewer Savings | RTF-deemed |  | Therm | 2019-01-01 |  | 0 | Res Water Heat |  |  |  |  | Aerator | Full | 10 | 0.51 | 0.51 | 2 |  | per unit
MFRFT: Clothes Dryer - Heat Pump - Vented | 12072 | 2 | Appliances | Clothes Dryer | Residential Use Clothes Dryer | Vented heat pump clothes dryer | -0.24 | Alternative Fuel Savings | RTF-deemed |  | kWh | 2019-01-01 | 2019-12-31 | 0 | Res Plug Load |  | 50 | 386.45 | 192 | Clothes_Dryer | Incremental | 12 |  |  |  |  | per unit
MFRFT: Clothes Dryer - Heat Pump - Ventless | 12073 | 2 | Appliances | Clothes Dryer | Residential Use Clothes Dryer | Ventless heat pump clothes dryer | 3.91 | Alternative Fuel Savings | RTF-deemed |  | kWh | 2019-01-01 | 2019-12-31 | 0 | Res Plug Load |  | 50 | 386.45 | 238 | Clothes_Dryer | Incremental | 12 |  |  |  |  | per unit
MFRFT: Clothes Dryer - Vented - Energy Star | 11255 | 4 | Appliances | Clothes Dryer | Residential Use Clothes Dryer | Energy Star vented clothes dryer | -0.08 | Alternative Fuel Savings | RTF-deemed | RTF UES Deemed | kWh | 2019-01-01 | 2019-12-31 | 0 | Res Plug Load |  | 25 | 20.44 | 68 | Clothes_Dryer | Incremental | 12 |  |  |  |  | per unit
MFRFT: Clothes Dryer - Ventless - Energy Star | 11256 | 4 | Appliances | Clothes Dryer | Residential Use Clothes Dryer | Energy Star ventless clothes dryer | 4.46 | Alternative Fuel Savings | RTF-deemed | RTF UES Deemed | kWh | 2019-01-01 | 2019-12-31 | 0 | Res Plug Load |  | 25 | 184.88 | 118 | Clothes_Dryer | Incremental | 12 |  |  |  |  | per unit
MFRFT: Clothes Washer - E Dryer - Shared Use | 12074 | 2 | Appliances | Clothes Washer | Residential Use Washer | Clothes washer: electric dryer; shared multi-family use | 304.08 | Water/Sewer Savings | RTF-deemed | RTF UES Deemed | kWh | 2019-01-01 | 2019-12-31 | 0 | Comm Flat |  | 140 | 311.64 | 540.29 | Clothes_Washer | Incremental | 11 |  |  |  |  | per unit
MFRFT: Clothes Washer - EWH - E Dryer - Shared Use | 12075 | 2 | Appliances | Clothes Washer | Residential Use Washer | Clothes washer: electric water heating; electric dryer; shared multi-family use | 389.84 | Water/Sewer Savings | RTF-deemed | RTF UES Deemed | kWh | 2019-01-01 | 2019-12-31 | 0 | Comm Flat |  | 200 | 399.62 | 869.48 | Clothes_Washer | Incremental | 11 |  |  |  |  | per unit
MFRFT: Clothes Washer - EWH - G Dryer - Shared Use | 12076 | 2 | Appliances | Clothes Washer | Residential Use Washer | Clothes washer: electric water heating; natural gas dryer; shared multi-family use | 389.84 | Water/Sewer Savings | RTF-deemed | RTF UES Deemed | Dual | 2019-01-01 | 2019-12-31 | 0 | Comm Flat | Comm Flat | 170 | 245.54 | 332.83 | Clothes_Washer | Incremental | 11 | 30 | 154.08 | 20.52 |  | per unit
MFRFT: Clothes Washer - EWH - Shared Use | 12077 | 2 | Appliances | Clothes Washer | Residential Use Washer | Clothes washer: electric water heating; shared multi-family use | 239.36 | Water/Sewer Savings | RTF-deemed | RTF UES Deemed | kWh | 2019-01-01 | 2019-12-31 | 0 | Comm Flat |  | 170 | 245.54 | 332.83 | Clothes_Washer | Incremental | 11 |  |  |  |  | per unit
MFRFT: Clothes Washer - G Dryer - Shared Use | 12078 | 2 | Appliances | Clothes Washer | Residential Use Washer | Clothes washer: natural gas dryer; shared multi-family use | 150.48 | Water/Sewer Savings | RTF-deemed | RTF UES Deemed | Therm | 2019-01-01 | 2019-12-31 | 0 | Comm Flat |  |  |  |  | Clothes_Washer | Incremental | 11 | 30 | 154.08 | 20.52 |  | per unit
MFRFT: Clothes Washer - GWH - E Dryer - Shared Use | 12079 | 2 | Appliances | Clothes Washer | Residential Use Washer | Clothes washer: natural gas water heating; electric dryer; shared multi-family use | 389.84 | Water/Sewer Savings | RTF-deemed | RTF UES Deemed | Dual | 2019-01-01 | 2019-12-31 | 0 | Comm Flat | Comm Flat | 140 | 311.64 | 540.29 | Clothes_Washer | Incremental | 11 | 60 | 87.98 | 14.99 |  | per unit
MFRFT: Clothes Washer - GWH - G Dryer - Shared Use | 12080 | 2 | Appliances | Clothes Washer | Residential Use Washer | Clothes washer: natural gas water heating; natural gas dryer; shared multi-family use | 389.84 | Water/Sewer Savings | RTF-deemed | RTF UES Deemed | Therm | 2019-01-01 | 2019-12-31 | 0 | Comm Flat |  |  |  |  | Clothes_Washer | Incremental | 11 | 150 | 399.62 | 35.51 |  | per unit
MFRFT: Clothes Washer - GWH - Shared Use | 12081 | 2 | Appliances | Clothes Washer | Residential Use Washer | Clothes washer: natural gas water heating; shared multi-family use | 85.76 | Water/Sewer Savings | RTF-deemed | RTF UES Deemed | Therm | 2019-01-01 | 2019-12-31 | 0 | Comm Flat |  |  |  |  | Clothes_Washer | Incremental | 11 | 60 | 87.98 | 14.99 |  | per unit
MFRFT: Ductless Heat Pump | 11308 | 4 | HVAC | Heat Pump | Ductless Heat Pump | Ductless heat pump | 109.84 | Wood Smoke Health Benefit | PSE-deemed | RTF UES Deemed | kWh | 2019-01-01 | 2019-12-31 | 0 | MF Space Heat |  | 800 | 3953.13 | 1997 | Heat_Pump | Incremental | 15 |  |  |  |  | per unit
MFRFT: Lamp - LED - A Lamp - Direct Install | 11269 | 7 | Lighting | Lamp | LED Lamp | LED A-Lamp: direct install | 0.647 | O&M Savings | PSE-deemed | RTF Derived | kWh | 2020-01-01 |  | 0 | Res Lighting |  | 8.13 | 8.13 | 38 | Lamp | Full | 1 |  |  |  |  | per unit
MFRFT: Lamp - LED - A Lamp - Direct Install - Labor | 11270 | 6 | Lighting | Lamp | LED Lamp | LED A-Lamp: direct install; labor costs | 0.647 | O&M Savings | PSE-deemed | RTF Derived | kWh | 2020-01-01 |  | 0 | Res Lighting |  | 6.75 | 6.75 | 38 | Lamp | Full | 1 |  |  |  |  | per unit
MFRFT: Lamp - LED - Candelabra - Direct Install | 11271 | 7 | Lighting | Lamp | LED Lamp | LED candelabra: direct install | 0.669 | O&M Savings | PSE-deemed | RTF Derived | kWh | 2020-01-01 |  | 0 | Res Lighting |  | 9.23 | 9.23 | 37 | Lamp | Full | 1 |  |  |  |  | per unit
MFRFT: Lamp - LED - Candelabra - Direct Install - Labor | 11272 | 6 | Lighting | Lamp | LED Lamp | LED candelabra: direct install; labor costs | 0.669 | O&M Savings | PSE-deemed | RTF Derived | kWh | 2020-01-01 |  | 0 | Res Lighting |  | 6.75 | 6.75 | 37 | Lamp | Full | 1 |  |  |  |  | per unit
MFRFT: Lamp - LED - Globe - Direct Install | 11277 | 6 | Lighting | Lamp | LED Lamp | LED globe: direct install | 0.746 | O&M Savings | PSE-deemed | RTF Derived | kWh | 2020-01-01 |  | 0 | Res Lighting |  | 9 | 9 | 40 | Lamp | Full | 1 |  |  |  |  | per unit
MFRFT: Lamp - LED - Globe - Direct Install - Labor | 11278 | 6 | Lighting | Lamp | LED Lamp | LED globe: direct install; labor costs | 0.746 | O&M Savings | PSE-deemed | RTF Derived | kWh | 2020-01-01 |  | 0 | Res Lighting |  | 6.75 | 6.75 | 40 | Lamp | Full | 1 |  |  |  |  | per unit
MFRFT: Lamp - LED - MR16 - Direct Install | 11273 | 6 | Lighting | Lamp | LED Lamp | LED MR-16: direct install | 0.911 | O&M Savings | PSE-deemed | RTF Derived | kWh | 2020-01-01 |  | 0 | Res Lighting |  | 10.49 | 10.49 | 16 | Lamp | Full | 1 |  |  |  |  | per unit
MFRFT: Lamp - LED - MR16 - Direct Install - Labor | 11274 | 6 | Lighting | Lamp | LED Lamp | LED MR-16: direct install; labor costs | 0.911 | O&M Savings | PSE-deemed | RTF Derived | kWh | 2020-01-01 |  | 0 | Res Lighting |  | 6.75 | 6.75 | 16 | Lamp | Full | 1 |  |  |  |  | per unit
MFRFT: Lamp - LED - Reflector - Direct Install | 11279 | 6 | Lighting | Lamp | LED Lamp | LED reflector: direct install | 0.891 | O&M Savings | PSE-deemed | RTF Derived | kWh | 2020-01-01 |  | 0 | Res Lighting |  | 9.1 | 9.1 | 75 | Lamp | Full | 1 |  |  |  |  | per unit
MFRFT: Lamp - LED - Reflector - Direct Install - Labor | 11280 | 6 | Lighting | Lamp | LED Lamp | LED reflector: direct install; labor costs | 0.891 | O&M Savings | PSE-deemed | RTF Derived | kWh | 2020-01-01 |  | 0 | Res Lighting |  | 6.75 | 6.75 | 75 | Lamp | Full | 1 |  |  |  |  | per unit
MFRFT: Showerhead - Direct Install - EWH - 1.5 gpm max | 11284 | 3 | Water Heating | Showerhead | Residential Use Showerhead | 1.5 gpm maximum showerhead: direct install; electric water heating | 20.34 | Water/Sewer Savings | RTF-deemed | RTF UES Deemed | kWh | 2018-01-01 | 2019-12-31 | 0 | Res Water Heat |  | 18.06 | 18.06 | 243 | Showerhead | Full | 3 |  |  |  |  | per unit
MFRFT: Showerhead - Direct Install - EWH - 1.5 gpm max | 11284 | 4 | Water Heating | Showerhead | Residential Use Showerhead | 1.5 gpm maximum showerhead: direct install; electric water heating | 14.24 | Water/Sewer Savings | RTF-deemed |  | kWh | 2020-01-01 |  | 0 | Res Water Heat |  | 18.06 | 18.06 | 227 | Showerhead | Full | 3 |  |  |  |  | per unit
MFRFT: Showerhead - Direct Install - GWH - 1.5 gpm max | 11285 | 3 | Water Heating | Showerhead | Residential Use Showerhead | 1.5 gpm maximum showerhead: direct install; natural gas water heating | 20.34 | Water/Sewer Savings | RTF-deemed | RTF UES Deemed | Therm | 2018-01-01 | 2019-12-31 | 0 | Res Water Heat |  |  |  |  | Showerhead | Full | 3 | 18.06 | 18.06 | 7 | 4 | per unit
MFRFT: Showerhead - Direct Install - GWH - 1.5 gpm max | 11285 | 4 | Water Heating | Showerhead | Residential Use Showerhead | 1.5 gpm maximum showerhead: direct install; natural gas water heating | 14.24 | Water/Sewer Savings | PSE-deemed | RTF Derived | Therm | 2020-01-01 |  | 0 | Res Water Heat |  |  |  |  | Showerhead | Full | 3 | 18.06 | 18.06 | 9.8 | 6.6 | per unit
MFRFT: Showerhead - Direct Install - GWH - 1.5 gpm max - Product Only | 12298 | 1 | Water Heating | Showerhead | Residential Use Showerhead | 1.5 gpm maximum showerhead: direct install; natural gas water heating | 20.34 | Water/Sewer Savings | RTF-deemed | RTF UES Deemed | Therm | 2018-01-01 | 2019-12-31 | 0 | Res Water Heat |  |  |  |  | Showerhead | Full | 3 | 3.44 | 3.44 | 7 | 4 | per unit
MFRFT: Showerhead - Direct Install - GWH - 1.5 gpm max - Product Only | 12298 | 2 | Water Heating | Showerhead | Residential Use Showerhead | 1.5 gpm maximum showerhead: direct install; natural gas water heating | 14.24 | Water/Sewer Savings | PSE-deemed | RTF Derived | Therm | 2020-01-01 |  | 0 | Res Water Heat |  |  |  |  | Showerhead | Full | 3 | 3.44 | 3.44 | 9.8 | 6.6 | per unit
MFRFT: Showerhead - Thermostatic Restrictor - EWH | 11289 | 4 | Water Heating | Showerhead | Residential Use Showerhead | Thermostatic restrictor showerhead: electric water heating | 24.9 | Water/Sewer Savings | RTF-deemed | RTF UES Deemed | kWh | 2019-01-01 | 2019-12-31 | 0 | Res Water Heat |  | 40.4 | 40.4 | 325 | Showerhead | Full | 10 |  |  |  |  | per unit
MFRFT: Showerhead - Thermostatic Restrictor - EWH | 11289 | 5 | Water Heating | Showerhead | Residential Use Showerhead | Thermostatic restrictor showerhead: electric water heating | 21.41 | Water/Sewer Savings | RTF-deemed |  | kWh | 2020-01-01 |  | 0 | Res Water Heat |  | 40.4 | 40.4 | 273 | Showerhead | Full | 10 |  |  |  |  | per unit
MFRFT: Showerhead - Thermostatic Restrictor - GWH | 11288 | 4 | Water Heating | Showerhead | Residential Use Showerhead | Thermostatic restrictor showerhead: natural gas water heating | 24.9 | Water/Sewer Savings | PSE-deemed | RTF Derived | Therm | 2019-01-01 | 2019-12-31 | 0 | Res Water Heat |  |  |  |  | Showerhead | Full | 10 | 40.4 | 40.4 | 14.1 |  | per unit
MFRFT: Showerhead - Thermostatic Restrictor - GWH | 11288 | 5 | Water Heating | Showerhead | Residential Use Showerhead | Thermostatic restrictor showerhead: natural gas water heating | 21.41 | Water/Sewer Savings | PSE-deemed | RTF Derived | Therm | 2020-01-01 |  | 0 | Res Water Heat |  |  |  |  | Showerhead | Full | 10 | 40.4 | 40.4 | 11.9 |  | per unit
MFRFT: Showerhead - Thermostatic Restrictor - GWH - Product Only | 12299 | 2 | Water Heating | Showerhead | Residential Use Showerhead | Thermostatic restrictor showerhead: natural gas water heating | 24.9 | Water/Sewer Savings | PSE-deemed | RTF Derived | Therm | 2019-01-01 | 2019-12-31 | 0 | Res Water Heat |  |  |  |  | Showerhead | Full | 10 | 17.08 | 17.08 | 14.1 |  | per unit
MFRFT: Showerhead - Thermostatic Restrictor - GWH - Product Only | 12299 | 3 | Water Heating | Showerhead | Residential Use Showerhead | Thermostatic restrictor showerhead: natural gas water heating | 21.41 | Water/Sewer Savings | PSE-deemed | RTF Derived | Therm | 2020-01-01 |  | 0 | Res Water Heat |  |  |  |  | Showerhead | Full | 10 | 17.08 | 17.08 | 11.9 |  | per unit
MFRFT: Showerhead - Thermostatic Restrictor - Handheld - EWH | 11287 | 4 | Water Heating | Showerhead | Residential Use Showerhead | Hand-held thermostatic restrictor showerhead: electric water heating | 24.9 | Water/Sewer Savings | RTF-deemed | RTF UES Deemed | kWh | 2019-01-01 | 2019-12-31 | 0 | Res Water Heat |  | 53.32 | 53.32 | 325 | Showerhead | Full | 10 |  |  |  |  | per unit
MFRFT: Showerhead - Thermostatic Restrictor - Handheld - EWH | 11287 | 5 | Water Heating | Showerhead | Residential Use Showerhead | Hand-held thermostatic restrictor showerhead: electric water heating | 21.41 | Water/Sewer Savings | RTF-deemed |  | kWh | 2020-01-01 |  | 0 | Res Water Heat |  | 53.32 | 53.32 | 273 | Showerhead | Full | 10 |  |  |  |  | per unit
MFRFT: Showerhead - Thermostatic Restrictor - Handheld - GWH | 11286 | 4 | Water Heating | Showerhead | Residential Use Showerhead | Hand-held thermostatic restrictor showerhead: natural gas water heating | 24.9 | Water/Sewer Savings | PSE-deemed | RTF Derived | Therm | 2019-01-01 | 2019-12-31 | 0 | Res Water Heat |  |  |  |  | Showerhead | Full | 10 | 53.32 | 53.32 | 14.1 |  | per unit
MFRFT: Showerhead - Thermostatic Restrictor - Handheld - GWH | 11286 | 5 | Water Heating | Showerhead | Residential Use Showerhead | Hand-held thermostatic restrictor showerhead: natural gas water heating | 21.41 | Water/Sewer Savings | PSE-deemed | RTF Derived | Therm | 2020-01-01 |  | 0 | Res Water Heat |  |  |  |  | Showerhead | Full | 10 | 53.32 | 53.32 | 11.9 |  | per unit
MFRFT: Showerhead - Thermostatic Restrictor - Handheld - GWH - Product Only | 12300 | 2 | Water Heating | Showerhead | Residential Use Showerhead | Hand-held thermostatic restrictor showerhead: natural gas water heating | 24.9 | Water/Sewer Savings | PSE-deemed | RTF Derived | Therm | 2019-01-01 | 2019-12-31 | 0 | Res Water Heat |  |  |  |  | Showerhead | Full | 10 | 22.65 | 22.65 | 14.1 |  | per unit
MFRFT: Showerhead - Thermostatic Restrictor - Handheld - GWH - Product Only | 12300 | 3 | Water Heating | Showerhead | Residential Use Showerhead | Hand-held thermostatic restrictor showerhead: natural gas water heating | 21.41 | Water/Sewer Savings | PSE-deemed | RTF Derived | Therm | 2020-01-01 |  | 0 | Res Water Heat |  |  |  |  | Showerhead | Full | 10 | 22.65 | 22.65 | 11.9 |  | per unit
MFRFT: Tub Spout - DI | 12066 | 2 | Water Heating | Faucet | Residential Use Faucet | Tub spout: direct install | 30.91 | Water/Sewer Savings | PSE-deemed | RTF Derived | kWh | 2019-01-01 |  | 0 | Res Water Heat |  | 95 | 95 | 397 | Adapter | Full | 10 |  |  |  |  | per unit
MFRFT: Water Heater - Tankless - 0.9 EF | 12069 | 1 | Water Heating | Water Heater | Tankless Water Heater | Energy Star tankless water heater: natural gas; 0.9 Energy Factor | 11.36 | Water/Sewer Savings | PSE-deemed | Program Staff | Therm | 2018-01-01 | 2019-12-31 | 0 | Res Space Heat |  |  |  |  | Water_Heater_Res | Incremental | 20 | 250 | 811 | 48 |  | per unit
MHNC: NEEM 1.1 Rated - EnergyStar | 12213 | 1 | Combined | Combined | Combined | Whole home incentive: NEEM 1.1 rated; Energy Star | 15.57 | Water/Sewer Savings | RTF-deemed | RTF Derived | kWh | 2018-01-01 | 2019-12-31 | 0 | SF Space Heat |  | 1000 | 2441.7 | 2299 | Whole_Home_Incentives | Incremental | 45 |  |  |  |  | per home
MHNC: NEEM 1.1 Rated - EnergyStar | 12213 | 2 | Combined | Combined | Combined | Whole home incentive: NEEM 1.1 rated; Energy Star | 17.04 | Water/Sewer Savings | RTF-deemed | RTF Derived | kWh | 2020-01-01 |  | 0 | SF Space Heat |  | 1000 | 2400.94 | 2302 | Whole_Home_Incentives | Incremental | 44 |  |  |  |  | per home
MHNC: NEEM 2.0 Rated - EnergyStar | 12214 | 1 | Combined | Combined | Combined | Whole home incentive: NEEM 2.0 rated; Energy Star | 18.19 | Water/Sewer Savings | RTF-deemed | RTF Derived | kWh | 2018-01-01 | 2019-12-31 | 0 | SF Space Heat |  | 1500 | 4054.73 | 3046 | Whole_Home_Incentives | Incremental | 45 |  |  |  |  | per home
MHNC: NEEM 2.0 Rated - EnergyStar | 12214 | 2 | Combined | Combined | Combined | Whole home incentive: NEEM 2.0 rated; Energy Star | 19.91 | Water/Sewer Savings | RTF-deemed | RTF Derived | kWh | 2020-01-01 |  | 0 | SF Space Heat |  | 1500 | 3990.85 | 2978 | Whole_Home_Incentives | Incremental | 41 |  |  |  |  | per home
Refrigerator - Decommissioned - 1992 or Older - Res | 12316 | 1 | Appliances | Refrigerator | Refrigerator Decommissioning | Decommissioning refrigerator: manufactured 1992 or earlier; residential dwelling | 16.58 | Disposal - Environmental and unclaimed value costs | RTF-deemed | RTF UES Deemed | kWh | 2019-01-01 |  | 0 | Res Refrigerator |  | 120 | 120 | 411 | Refrigerator | Full | 5 |  |  |  |  | per unit
RETAP: Clothes Dryer - Vented | 10091 | 4 | Appliances | Clothes Dryer | Residential Use Clothes Dryer | Vented clothes dryer | -0.24 | Alternative Fuel Savings | RTF-deemed | RTF UES Deemed | kWh | 2019-01-01 | 2019-12-31 | 0 | Res Plug Load |  | 50 | 386.45 | 192 | Clothes_Dryer | Incremental | 12 |  |  |  |  | per unit
RETAP: Clothes Dryer - Vented - Energy Star | 12012 | 3 | Appliances | Clothes Dryer | Residential Use Clothes Dryer | Energy Star vented clothes dryer | -0.08 | Alternative Fuel Savings | RTF-deemed | RTF UES Deemed | kWh | 2019-01-01 | 2019-12-31 | 0 | Res Plug Load |  | 25 | 20.44 | 68 | Clothes_Dryer | Incremental | 12 |  |  |  |  | per unit
RETAP: Clothes Dryer - Vented - Energy Star - NQC | 12537 | 1 | Appliances | Clothes Dryer | Residential Use Clothes Dryer | Energy Star vented clothes dryer; non-qualified customer | -0.08 | Alternative Fuel Savings | RTF-deemed | RTF UES Deemed | kWh | 2019-01-01 | 2019-12-31 | 0 | Res Plug Load |  | 25 | 20.44 | 0 | Clothes_Dryer | Incremental | 12 |  |  |  |  | per unit
RETAP: Clothes Dryer - Vented - NQC | 12536 | 1 | Appliances | Clothes Dryer | Residential Use Clothes Dryer | Vented clothes dryer; non-qualified customer | -0.24 | Alternative Fuel Savings | RTF-deemed | RTF UES Deemed | kWh | 2019-01-01 | 2019-12-31 | 0 | Res Plug Load |  | 50 | 386.45 | 0 | Clothes_Dryer | Incremental | 12 |  |  |  |  | per unit
RETAP: Clothes Dryer - Ventless | 10092 | 4 | Appliances | Clothes Dryer | Residential Use Clothes Dryer | Ventless clothes dryer | 3.91 | Alternative Fuel Savings | RTF-deemed | RTF UES Deemed | kWh | 2019-01-01 | 2019-12-31 | 0 | Res Plug Load |  | 50 | 386.45 | 238 | Clothes_Dryer | Incremental | 12 |  |  |  |  | per unit
RETAP: Clothes Dryer - Ventless - Energy Star | 12013 | 3 | Appliances | Clothes Dryer | Residential Use Clothes Dryer | Energy Star ventless clothes dryer | 4.46 | Alternative Fuel Savings | RTF-deemed | RTF UES Deemed | kWh | 2019-01-01 |  | 0 | Res Plug Load |  | 25 | 184.88 | 118 | Clothes_Dryer | Incremental | 12 |  |  |  |  | per unit
RETAP: Clothes Dryer - Ventless - Energy Star - NQC | 12539 | 1 | Appliances | Clothes Dryer | Residential Use Clothes Dryer | Energy Star ventless clothes dryer; non-qualified customer | 4.46 | Alternative Fuel Savings | RTF-deemed | RTF UES Deemed | kWh | 2019-01-01 | 2019-12-31 | 0 | Res Plug Load |  | 25 | 184.88 | 0 | Clothes_Dryer | Incremental | 12 |  |  |  |  | per unit
RETAP: Clothes Dryer - Ventless - NQC | 12538 | 1 | Appliances | Clothes Dryer | Residential Use Clothes Dryer | Ventless clothes dryer; non-qualified customer | 3.91 | Alternative Fuel Savings | RTF-deemed | RTF UES Deemed | kWh | 2019-01-01 | 2019-12-31 | 0 | Res Plug Load |  | 50 | 386.45 | 0 | Clothes_Dryer | Incremental | 12 |  |  |  |  | per unit
RETSH: Aerator - WaterSense - C - Any WH - 1.0 gpm | 10241 | 3 | Water Heating | Aerator | Residential Use Aerator | 1.0 gpm WaterSense aerator: combined territory, any water heating | 2.74 | Water/Sewer Savings | PSE-deemed | PSE Regional | Dual | 2019-01-01 | 2019-12-31 | 0 | Res Water Heat | Res Water Heat | 1.27 | 1.27 | 10 | Aerator | Full | 10 | 0.54 | 0.54 | 0.6 |  | per unit
RETSH: Aerator - WaterSense - C - Any WH - 1.0 gpm | 10241 | 4 | Water Heating | Aerator | Residential Use Aerator | 1.0 gpm WaterSense aerator: combined territory, any water heating | 2.74 | Water/Sewer Savings | PSE-deemed | PSE Regional | Dual | 2020-01-01 |  | 0 | Res Water Heat | Res Water Heat | 1.27 | 1.27 | 8.7 | Aerator | Full | 10 | 0.54 | 0.54 | 0.5 |  | per unit
RETSH: Aerator - WaterSense - C - Any WH - 1.5 gpm | 10244 | 3 | Water Heating | Aerator | Residential Use Aerator | 1.5 gpm WaterSense aerator: combined territory, any water heating | 3.8 | Water/Sewer Savings | PSE-deemed | PSE Regional | Dual | 2019-01-01 | 2019-12-31 | 0 | Res Water Heat | Res Water Heat | 1.27 | 1.27 | 16 | Aerator | Full | 10 | 0.54 | 0.54 | 0.9 |  | per unit
RETSH: Aerator - WaterSense - C - Any WH - 1.5 gpm | 10244 | 4 | Water Heating | Aerator | Residential Use Aerator | 1.5 gpm WaterSense aerator: combined territory, any water heating | 3.8 | Water/Sewer Savings | PSE-deemed | PSE Regional | Dual | 2020-01-01 |  | 0 | Res Water Heat | Res Water Heat | 1.27 | 1.27 | 14.3 | Aerator | Full | 10 | 0.54 | 0.54 | 0.8 |  | per unit
RETSH: Aerator - WaterSense - EO - Any WH - 1.0 gpm | 10240 | 3 | Water Heating | Aerator | Residential Use Aerator | 1.0 gpm WaterSense aerator: electric-only territory, any water heating | 2.74 | Water/Sewer Savings | PSE-deemed | PSE Regional | kWh | 2019-01-01 | 2019-12-31 | 0 | Res Water Heat |  | 1.81 | 1.81 | 12 | Aerator | Full | 10 |  |  |  |  | per unit
RETSH: Aerator - WaterSense - EO - Any WH - 1.0 gpm | 10240 | 4 | Water Heating | Aerator | Residential Use Aerator | 1.0 gpm WaterSense aerator: electric-only territory, any water heating | 2.74 | Water/Sewer Savings | PSE-deemed | PSE Regional | kWh | 2020-01-01 |  | 0 | Res Water Heat |  | 1.81 | 1.81 | 10.3 | Aerator | Full | 10 |  |  |  |  | per unit
RETSH: Aerator - WaterSense - EO - Any WH - 1.5 gpm | 10243 | 3 | Water Heating | Aerator | Residential Use Aerator | 1.5 gpm WaterSense aerator: electric-only territory, any water heating | 3.8 | Water/Sewer Savings | PSE-deemed | PSE Regional | kWh | 2019-01-01 | 2019-12-31 | 0 | Res Water Heat |  | 1.81 | 1.81 | 19 | Aerator | Full | 10 |  |  |  |  | per unit
RETSH: Aerator - WaterSense - EO - Any WH - 1.5 gpm | 10243 | 4 | Water Heating | Aerator | Residential Use Aerator | 1.5 gpm WaterSense aerator: electric-only territory, any water heating | 3.8 | Water/Sewer Savings | PSE-deemed | PSE Regional | kWh | 2020-01-01 |  | 0 | Res Water Heat |  | 1.81 | 1.81 | 16.8 | Aerator | Full | 10 |  |  |  |  | per unit
RETSH: Aerator - WaterSense - GO - Any WH - 1.0 gpm | 10242 | 3 | Water Heating | Aerator | Residential Use Aerator | 1.0 gpm WaterSense aerator: natural gas-only territory, any water heating | 2.74 | Water/Sewer Savings | PSE-deemed | PSE Regional | Therm | 2019-01-01 |  | 0 | Res Water Heat |  |  |  |  | Aerator | Full | 10 | 1.81 | 1.81 | 0.8 |  | per unit
RETSH: Aerator - WaterSense - GO - Any WH - 1.5 gpm | 10245 | 3 | Water Heating | Aerator | Residential Use Aerator | 1.5 gpm WaterSense aerator: natural gas-only territory, any water heating | 3.8 | Water/Sewer Savings | PSE-deemed | PSE Regional | Therm | 2019-01-01 |  | 0 | Res Water Heat |  | 0 |  |  | Aerator | Full | 10 | 1.81 | 1.81 | 1.3 |  | per unit
RETSH: Showerhead - Engagement - C - EWH | 10018 | 4 | Water Heating | Showerhead | Residential Use Showerhead | Engagement showerhead: combined territory, electric water heating | 14.31 | Water/Sewer Savings | PSE-deemed | PSE Regional | Dual | 2018-01-01 | 2019-12-31 | 0 | Res Water Heat | Res Water Heat | 7 | 0.01 | 61.3 | Showerhead | Full | 10 | 3 | 0.01 | 2.7 |  | per unit
RETSH: Showerhead - Engagement - EO - EWH | 10019 | 3 | Water Heating | Showerhead | Residential Use Showerhead | Engagement showerhead: electric-only territory, electric water heating | 14.31 | Water/Sewer Savings | PSE-deemed | PSE Regional | kWh | 2018-01-01 | 2019-12-31 | 0 | Res Water Heat |  | 10 | 0.01 | 74.1 | Showerhead | Full | 10 |  |  |  |  | per unit
RETSH: Showerhead - Retail - C - Any WH - 1.5 gpm or less | 10026 | 4 | Water Heating | Showerhead | Residential Use Showerhead | 1.5 gpm or less retail showerhead: combined territory, any water heating | 14.31 | Water/Sewer Savings | PSE-deemed | PSE Regional | Dual | 2018-01-01 | 2019-12-31 | 0 | Res Water Heat | Res Water Heat | 7 | 0.01 | 61.3 | Showerhead | Incremental | 10 | 3 | 0.01 | 2.7 |  | per unit
RETSH: Showerhead - Retail - C - Any WH - 1.51 to 1.75 gpm | 10027 | 4 | Water Heating | Showerhead | Residential Use Showerhead | 1.51 to 1.75 gpm retail showerhead: combined territory any water heating | 9.3 | Water/Sewer Savings | PSE-deemed | PSE Regional | Dual | 2018-01-01 | 2019-12-31 | 0 | Res Water Heat | Res Water Heat | 7 | 0.01 | 40.1 | Showerhead | Incremental | 10 | 3 | 0.01 | 1.8 |  | per unit
RETSH: Showerhead - Retail - C - Any WH - 1.76 to 2.0 gpm | 10028 | 5 | Water Heating | Showerhead | Residential Use Showerhead | 1.76 to 2.0 gpm retail showerhead: combined territory any water heating | 3.41 | Water/Sewer Savings | PSE-deemed | PSE Regional | Dual | 2019-01-01 | 2019-12-31 | 0 | Res Water Heat | Res Water Heat | 2.1 | 0.01 | 14.9 | Showerhead | Incremental | 10 | 0.9 | 0.01 | 0.1 |  | per unit
RETSH: Showerhead - Retail - EO - Any WH - 1.5 gpm or less | 10029 | 3 | Water Heating | Showerhead | Residential Use Showerhead | 1.5 gpm or less retail showerhead: electric-only territory, any water heating | 14.31 | Water/Sewer Savings | PSE-deemed | PSE Regional | kWh | 2018-01-01 | 2019-12-31 | 0 | Res Water Heat |  | 10 | 0.01 | 74.1 | Showerhead | Incremental | 10 |  |  |  |  | per unit
RETSH: Showerhead - Retail - EO - Any WH - 1.51 to 1.75 gpm | 10030 | 3 | Water Heating | Showerhead | Residential Use Showerhead | 1.51 to 1.75 gpm retail showerhead: electric-only territory, any water heating | 9.3 | Water/Sewer Savings | PSE-deemed | PSE Regional | kWh | 2018-01-01 | 2019-12-31 | 0 | Res Water Heat |  | 10 | 0.01 | 48.5 | Showerhead | Incremental | 10 |  |  |  |  | per unit
RETSH: Showerhead - Retail - EO - Any WH - 1.76 to 2.0 gpm | 10031 | 4 | Water Heating | Showerhead | Residential Use Showerhead | 1.76 to 2.0 gpm retail showerhead: electric-only territory, any water heating | 3.41 | Water/Sewer Savings | PSE-deemed | PSE Regional | kWh | 2019-01-01 | 2019-12-31 | 0 | Res Water Heat |  | 3 | 0.01 | 18.1 | Showerhead | Incremental | 10 |  |  |  |  | per unit
RETSH: Showerhead - Retail - GO - Any WH - 1.5 gpm or less | 10032 | 3 | Water Heating | Showerhead | Residential Use Showerhead | 1.5 gpm or less retail showerhead: natural gas-only territory, any water heating | 14.31 | Water/Sewer Savings | PSE-deemed | PSE Regional | Therm | 2018-01-01 | 2019-12-31 | 0 | Res Water Heat |  |  |  |  | Showerhead | Incremental | 10 | 10 | 0.01 | 4.9 |  | per unit
RETSH: Showerhead - Retail - GO - Any WH - 1.51 to 1.75 gpm | 10033 | 3 | Water Heating | Showerhead | Residential Use Showerhead | 1.51 to 1.75 gpm retail showerhead: natural gas-only territory, any water heating | 9.3 | Water/Sewer Savings | PSE-deemed | PSE Regional | Therm | 2018-01-01 | 2019-12-31 | 0 | Res Water Heat |  |  |  |  | Showerhead | Incremental | 10 | 10 | 0.01 | 3.9 |  | per unit
RETSH: Showerhead - Retail - GO - Any WH - 1.76 to 2.0 gpm | 10034 | 4 | Water Heating | Showerhead | Residential Use Showerhead | 1.76 to 2.0 gpm retail showerhead: natural gas-only territory, any water heating | 3.41 | Water/Sewer Savings | PSE-deemed | PSE Regional | Therm | 2019-01-01 | 2019-12-31 | 0 | Res Water Heat |  |  |  |  | Showerhead | Incremental | 10 | 3 | 0.01 | 2.8 |  | per unit
RETSH: Showerhead - ShowerStart - C - 1.5 gpm | 10120 | 4 | Water Heating | Showerhead | Residential Use Showerhead | 1.5 gpm ShowerStart showerhead: combined territory | 22.41 | Water/Sewer Savings | PSE-deemed | PSE Regional | Dual | 2019-01-01 | 2019-12-31 | 0 | Res Water Heat | Res Water Heat | 15 | 10.37 | 79.9 | Adapter | Incremental | 10 | 15 | 10.37 | 2.8 |  | per unit
RETSH: Showerhead - ShowerStart - EO - 1.5 gpm | 10035 | 4 | Water Heating | Showerhead | Residential Use Showerhead | 1.5 gpm ShowerStart showerhead: electric-only territory | 22.41 | Water/Sewer Savings | PSE-deemed | PSE Regional | kWh | 2019-01-01 | 2019-12-31 | 0 | Res Water Heat |  | 30 | 20.74 | 96.6 | Adapter | Incremental | 10 |  |  |  |  | per unit
SBDI: Aerator - EWH - All Others | 11315 | 3 | Water Heating | Aerator | Commercial Use Aerator | Aerator: electric water heating; all other business types | 132.69 | Water/Sewer Savings | PSE-deemed | Engineering | kWh | 2016-01-01 |  |  | Comm Water Heat |  | 13.09 | 13.09 | 151.6 | Aerator | Full | 10 |  |  |  |  | per unit
SBDI: Aerator - EWH - Commercial Kitchen - 1.0 gpm | 11986 | 1 | Water Heating | Aerator | Commercial Use Aerator | 1.0 gpm aerator: commercial kitchen use; electric water heating | 192.66 | Water/Sewer Savings | PSE-deemed | Engineering | kWh | 2017-01-01 |  |  | Comm Space Heat |  | 13.09 | 13.09 | 270.5 | Aerator | Full | 10 |  |  |  |  | per unit
SBDI: Aerator - EWH - Lodging Guest Rooms - 0.5 gpm | 12119 | 1 | Water Heating | Aerator | Commercial Use Aerator | 0.5 gpm aerator: lodging guest room use; electric water heating | 91.42 | Water/Sewer Savings | PSE-deemed | Engineering | kWh | 2018-01-01 |  | 0 | Comm Water Heat |  | 13.09 | 13.09 | 104.4 | Aerator | Full | 10 |  |  |  |  | per unit
SBDI: Aerator - EWH - Lodging Guest Rooms - 1.0 gpm | 12120 | 1 | Water Heating | Aerator | Commercial Use Aerator | 1.0 gpm aerator: lodging guest room use; electric water heating | 59.28 | Water/Sewer Savings | PSE-deemed | Engineering | kWh | 2018-01-01 |  | 0 | Comm Water Heat |  | 13.09 | 13.09 | 67.7 | Aerator | Full | 10 |  |  |  |  | per unit
SBDI: Aerator - EWH - Restaurant | 11319 | 3 | Water Heating | Aerator | Commercial Use Aerator | Aerator: electric water heating; restaurant | 188.3 | Water/Sewer Savings | PSE-deemed | Engineering | kWh | 2017-01-01 |  |  | Comm Water Heat |  | 13.09 | 13.09 | 215.1 | Aerator | Full | 10 |  |  |  |  | per unit
SBDI: Aerator - EWH - Retail | 11321 | 3 | Water Heating | Aerator | Commercial Use Aerator | Aerator: electric water heating; retail | 132.69 | Water/Sewer Savings | PSE-deemed | Engineering | kWh | 2016-01-01 |  |  | Comm Water Heat |  | 13.09 | 13.09 | 151.6 | Aerator | Full | 10 |  |  |  |  | per unit
SBDI: Aerator - EWH - School | 11323 | 1 | Water Heating | Aerator | Commercial Use Aerator | Aerator: electric water heating; school | 160.12 | Water/Sewer Savings | PSE-deemed | Engineering | kWh | 2016-01-01 |  |  | Comm Water Heat |  | 13.09 | 13.09 | 189.5 | Aerator | Full | 10 |  |  |  |  | per unit
SBDI: Aerator - EWH - Small Office | 11317 | 1 | Water Heating | Aerator | Commercial Use Aerator | Aerator: electric water heating; small office | 40.8 | Water/Sewer Savings | PSE-deemed | Engineering | kWh | 2016-01-01 |  |  | Comm Water Heat |  | 13.09 | 13.09 | 46.6 | Aerator | Full | 10 |  |  |  |  | per unit
SBDI: Aerator - GWH - All Others | 11316 | 1 | Water Heating | Aerator | Commercial Use Aerator | Aerator: natural gas water heating; all other business types | 132.69 | Water/Sewer Savings | PSE-deemed | Engineering | Therm | 2016-01-01 |  |  | Comm Water Heat |  |  |  |  | Aerator | Full | 10 | 13.09 | 13.09 | 6.5 |  | per unit
SBDI: Aerator - GWH - Commercial Kitchen - 1.0 gpm | 11987 | 1 | Water Heating | Aerator | Commercial Use Aerator | 1.0 gpm aerator: commercial kitchen use; natural gas water heating | 192.66 | Water/Sewer Savings | PSE-deemed | Engineering | Therm | 2017-01-01 |  |  | Comm Space Heat |  |  |  |  | Aerator | Full | 10 | 13.09 | 13.09 | 11.7 |  | per unit
SBDI: Aerator - GWH - Restaurant | 11320 | 2 | Water Heating | Aerator | Commercial Use Aerator | Aerator: natural gas water heating; restaurant | 188.3 | Water/Sewer Savings | PSE-deemed | Engineering | Therm | 2017-01-01 |  |  | Comm Water Heat |  |  |  |  | Aerator | Full | 10 | 13.09 | 13.09 | 9.3 |  | per unit
SBDI: Aerator - GWH - Retail | 11322 | 1 | Water Heating | Aerator | Commercial Use Aerator | Aerator: natural gas water heating; retail | 132.69 | Water/Sewer Savings | PSE-deemed | Engineering | Therm | 2016-01-01 |  |  | Comm Water Heat |  |  |  |  | Aerator | Full | 10 | 13.09 | 13.09 | 6.5 |  | per unit
SBDI: Aerator - GWH - School | 11324 | 1 | Water Heating | Aerator | Commercial Use Aerator | Aerator: natural gas water heating; school | 160.12 | Water/Sewer Savings | PSE-deemed | Engineering | Therm | 2016-01-01 |  |  | Comm Water Heat |  |  |  |  | Aerator | Full | 10 | 13.09 | 13.09 | 8.2 |  | per unit
SBDI: Aerator - GWH - Small | 11318 | 1 | Water Heating | Aerator | Commercial Use Aerator | Aerator: natural gas water heating; small office | 40.8 | Water/Sewer Savings | PSE-deemed | Engineering | Therm | 2016-01-01 |  |  | Comm Water Heat |  |  |  |  | Aerator | Full | 10 | 13.09 | 13.09 | 2 |  | per unit
SBDI: Lamp - LED - Decorative - Lodging Common Areas | 12124 | 2 | Lighting | Lamp | LED Lamp | Decorative LED lamp: lodging common areas | 0.174 | O&M Savings | PSE-deemed | Engineering | kWh | 2020-01-01 |  | 0 | Comm Lighting |  | 9.63 | 9.63 | 159 | Lamp | Full | 1 |  |  |  |  | per unit
SBDI: Lamp - LED - Globe - 5w - Lodging Common Areas | 12126 | 2 | Lighting | Lamp | LED Lamp | 5 watt globe LED: lodging common areas | 0.14 | O&M Savings | PSE-deemed | Engineering | kWh | 2020-01-01 |  | 0 | Comm Lighting |  | 8.59 | 8.59 | 113 | Lamp | Full | 1 |  |  |  |  | per unit
SBDI: Lamp - LED - MR 16 - Lodging Common Areas | 12128 | 2 | Lighting | Lamp | LED Lamp | LED MR16: lodging common areas | 0.094 | O&M Savings | PSE-deemed | Engineering | kWh | 2020-01-01 |  | 0 | Comm Lighting |  | 9.63 | 9.63 | 210 | Lamp | Full | 1 |  |  |  |  | per unit
SBDI: Lamp - LED - Omni - 11w - Exterior | 11052 | 5 | Lighting | Lamp | LED Lamp | 11 watt omnidirectional LED: exterior | 0.049 | O&M Savings | PSE-deemed | Engineering | kWh | 2020-01-01 |  | 0 | Comm Lighting |  | 8.59 | 8.59 | 150 | Lamp | Full | 1 |  |  |  |  | per unit
SBDI: Lamp - LED - Omni - 11w - Grocery | 11053 | 5 | Lighting | Lamp | LED Lamp | 11 watt omnidirectional LED: grocery | 0.049 | O&M Savings | PSE-deemed | Engineering | kWh | 2020-01-01 |  | 0 | Comm Lighting |  | 8.59 | 8.59 | 195 | Lamp | Full | 1 |  |  |  |  | per unit
SBDI: Lamp - LED - Omni - 11w - Lodging Common Areas | 12130 | 3 | Lighting | Lamp | LED Lamp | 11 watt omnidirectional LED: lodging common areas | 0.049 | O&M Savings | PSE-deemed | Engineering | kWh | 2020-01-01 |  | 0 | Comm Lighting |  | 8.59 | 8.59 | 304 | Lamp | Full | 1 |  |  |  |  | per unit
SBDI: Lamp - LED - Omni - 11w - Office | 11054 | 6 | Lighting | Lamp | LED Lamp | 11 watt omnidirectional LED: office | 0.049 | O&M Savings | PSE-deemed | Engineering | kWh | 2020-01-01 |  | 0 | Comm Lighting |  | 8.59 | 8.59 | 111 | Lamp | Full | 1 |  |  |  |  | per unit
SBDI: Lamp - LED - Omni - 11w - Other Health | 11056 | 6 | Lighting | Lamp | LED Lamp | 11 watt omnidirectional LED: other health | 0.049 | O&M Savings | PSE-deemed | Engineering | kWh | 2020-01-01 |  | 0 | Comm Lighting |  | 8.59 | 8.59 | 163 | Lamp | Full | 1 |  |  |  |  | per unit
SBDI: Lamp - LED - Omni - 11w - Restaurant | 11057 | 6 | Lighting | Lamp | LED Lamp | 11 watt omnidirectional LED: restaurant | 0.049 | O&M Savings | PSE-deemed | Engineering | kWh | 2020-01-01 |  | 0 | Comm Lighting |  | 8.59 | 8.59 | 134 | Lamp | Full | 1 |  |  |  |  | per unit
SBDI: Lamp - LED - Omni - 11w - Retail | 11058 | 6 | Lighting | Lamp | LED Lamp | 11 watt omnidirectional LED: retail | 0.049 | O&M Savings | PSE-deemed | Engineering | kWh | 2020-01-01 |  | 0 | Comm Lighting |  | 8.59 | 8.59 | 123 | Lamp | Full | 1 |  |  |  |  | per unit
SBDI: Lamp - LED - Omni - 7w - Exterior | 11062 | 5 | Lighting | Lamp | LED Lamp | 7 watt omnidirectional LED: exterior | 0.107 | O&M Savings | PSE-deemed | Engineering | kWh | 2020-01-01 |  | 0 | Comm Lighting |  | 8.59 | 8.59 | 107 | Lamp | Full | 1 |  |  |  |  | per unit
SBDI: Lamp - LED - Omni - 7w - Grocery | 11063 | 4 | Lighting | Lamp | LED Lamp | 7 watt omnidirectional LED: grocery | 0.107 | O&M Savings | PSE-deemed | Engineering | kWh | 2020-01-01 |  | 0 | Comm Lighting |  | 8.59 | 8.59 | 139 | Lamp | Full | 1 |  |  |  |  | per unit
SBDI: Lamp - LED - Omni - 7w - Lodging Common Areas | 12132 | 2 | Lighting | Lamp | LED Lamp | 7 watt omnidirectional LED: lodging common areas | 1.07 | O&M Savings | PSE-deemed | Engineering | kWh | 2020-01-01 |  | 0 | Comm Lighting |  | 8.59 | 8.59 | 217 | Lamp | Full | 1 |  |  |  |  | per unit
SBDI: Lamp - LED - Omni - 7w - Other Health | 11066 | 6 | Lighting | Lamp | LED Lamp | 7 watt omnidirectional LED: other health | 0.107 | O&M Savings | PSE-deemed | Engineering | kWh | 2020-01-01 |  | 0 | Comm Lighting |  | 8.59 | 8.59 | 117 | Lamp | Full | 1 |  |  |  |  | per unit
SBDI: Lamp - LED - Par 20 - Exterior | 11072 | 3 | Lighting | Lamp | LED Lamp | Par 20 LED lamp: exterior | 0.094 | O&M Savings | PSE-deemed | Engineering | kWh | 2020-01-01 |  | 0 | Comm Lighting |  | 11.55 | 11.55 | 147 | Lamp | Full | 1 |  |  |  |  | per unit
SBDI: Lamp - LED - Par 20 - Grocery | 11073 | 3 | Lighting | Lamp | LED Lamp | Par 20 LED lamp: grocery | 0.094 | O&M Savings | PSE-deemed | Engineering | kWh | 2020-01-01 |  | 0 | Comm Lighting |  | 11.55 | 11.55 | 192 | Lamp | Full | 1 |  |  |  |  | per unit
SBDI: Lamp - LED - Par 20 - Lodging Common Areas | 12134 | 2 | Lighting | Lamp | LED Lamp | Par 20 LED lamp: lodging common areas | 0.094 | O&M Savings | PSE-deemed | Engineering | kWh | 2020-01-01 |  | 0 | Comm Lighting |  | 11.55 | 11.55 | 299 | Lamp | Full | 1 |  |  |  |  | per unit
SBDI: Lamp - LED - Par 20 - Other Health | 11076 | 3 | Lighting | Lamp | LED Lamp | Par 20 LED lamp: other health | 0.094 | O&M Savings | PSE-deemed | Engineering | kWh | 2020-01-01 |  | 0 | Comm Lighting |  | 11.55 | 11.55 | 161 | Lamp | Full | 1 |  |  |  |  | per unit
SBDI: Lamp - LED - Par 30 - Grocery | 11083 | 3 | Lighting | Lamp | LED Lamp | Par 30 LED lamp: grocery | 0.094 | O&M Savings | PSE-deemed | Engineering | kWh | 2020-01-01 |  | 0 | Comm Lighting |  | 11.55 | 11.55 | 163 | Lamp | Full | 1 |  |  |  |  | per unit
SBDI: Lamp - LED - Par 30 - Lodging Common Areas | 12136 | 2 | Lighting | Lamp | LED Lamp | Par 30 LED lamp: lodging common areas | 0.094 | O&M Savings | PSE-deemed | Engineering | kWh | 2020-01-01 |  | 0 | Comm Lighting |  | 11.55 | 11.55 | 255 | Lamp | Full | 1 |  |  |  |  | per unit
SBDI: Lamp - LED - Par 30 - Other Health | 11086 | 3 | Lighting | Lamp | LED Lamp | Par 30 LED lamp: other health | 0.094 | O&M Savings | PSE-deemed | Engineering | kWh | 2020-01-01 |  | 0 | Comm Lighting |  | 11.55 | 11.55 | 137 | Lamp | Full | 1 |  |  |  |  | per unit
SBDI: Lamp - LED - Par 38 or 40 - Exterior | 11092 | 3 | Lighting | Lamp | LED Lamp | Par 38 or 40 LED lamp: exterior | 0.096 | O&M Savings | PSE-deemed | Engineering | kWh | 2020-01-01 |  | 0 | Comm Lighting |  | 11.55 | 11.55 | 170 | Lamp | Full | 1 |  |  |  |  | per unit
SBDI: Lamp - LED - Par 38 or 40 - Grocery | 11093 | 3 | Lighting | Lamp | LED Lamp | Par 38 or 40 LED lamp: grocery | 0.096 | O&M Savings | PSE-deemed | Engineering | kWh | 2020-01-01 |  | 0 | Comm Lighting |  | 11.55 | 11.55 | 221 | Lamp | Full | 1 |  |  |  |  | per unit
SBDI: Lamp - LED - Par 38 or 40 - Lodging Common Areas | 12138 | 2 | Lighting | Lamp | LED Lamp | Par 38 or 40 LED lamp: lodging common areas | 0.096 | O&M Savings | PSE-deemed | Engineering | kWh | 2020-01-01 |  | 0 | Comm Lighting |  | 11.55 | 11.55 | 344 | Lamp | Full | 1 |  |  |  |  | per unit
SBDI: Lamp - LED - Par 38 or 40 - Other Health | 11096 | 3 | Lighting | Lamp | LED Lamp | Par 38 or 40 LED lamp: other health | 0.096 | O&M Savings | PSE-deemed | Engineering | kWh | 2020-01-01 |  | 0 | Comm Lighting |  | 11.55 | 11.55 | 185 | Lamp | Full | 1 |  |  |  |  | per unit
SBDI: Lamp - LED - Par 38 or 40 - Restaurant | 11097 | 3 | Lighting | Lamp | LED Lamp | Par 38 or 40 LED lamp: restaurant | 0.096 | O&M Savings | PSE-deemed | Engineering | kWh | 2020-01-01 |  | 0 | Comm Lighting |  | 11.55 | 11.55 | 151 | Lamp | Full | 1 |  |  |  |  | per unit
SBDI: Lamp - LED - Par 38 or 40 - Retail | 11098 | 3 | Lighting | Lamp | LED Lamp | Par 38 or 40 LED lamp: retail | 0.096 | O&M Savings | PSE-deemed | Engineering | kWh | 2020-01-01 |  | 0 | Comm Lighting |  | 11.55 | 11.55 | 139 | Lamp | Full | 1 |  |  |  |  | per unit
SBDI: Showerhead - DI - Any Comm - EWH - 1.5 gpm | 11213 | 2 | Water Heating | Showerhead | Commercial Use Showerhead | 1.5 gpm direct install showerhead: any commercial application; electric water heating | 29.1289 | Water/Sewer Savings | RTF-deemed |  | kWh | 2020-01-01 |  | 0 | Comm Water Heat |  | 23.8 | 23.8 | 325 | Showerhead | Full | 10 |  |  |  |  | per unit
SBDI: Showerhead - DI - Any Comm - GWH - 1.5 gpm | 11214 | 2 | Water Heating | Showerhead | Commercial Use Showerhead | 1.5 gpm direct install showerhead: any commercial application; natural gas water heating | 29.1289 | Water/Sewer Savings | RTF-deemed |  | Therm | 2020-01-01 |  | 0 | Comm Water Heat |  |  |  |  | Showerhead | Full | 10 | 28.7 | 28.7 | 13.6 |  | per unit
SBDI: Showerhead - DI - Fit Ctr - EWH - 1.5 gpm | 11215 | 2 | Water Heating | Showerhead | Commercial Use Showerhead | 1.5 gpm direct install showerhead: fitness center; electric water heating | 569.0228 | Water/Sewer Savings | RTF-deemed |  | kWh | 2020-01-01 |  | 0 | Comm Water Heat |  | 23.8 | 23.8 | 6357 | Showerhead | Full | 10 |  |  |  |  | per unit
SBDI: Showerhead - DI - Fit Ctr - GWH 1.5 gpm | 11216 | 2 | Water Heating | Showerhead | Commercial Use Showerhead | 1.5 gpm direct install showerhead: fitness center; natural gas water heating | 569.0228 | Water/Sewer Savings | RTF-deemed |  | Therm | 2020-01-01 |  | 0 | Comm Water Heat |  |  |  |  | Showerhead | Full | 10 | 28.7 | 28.7 | 266.1 |  | per unit
Sealing - Air - Whole House - E FAF - SF or DX | 12709 | 1 | Weatherization | Sealing | Air Sealing | Whole house air sealing: single family or duplex dwelling with electric forced-air furnace | 0.009 | Alternative Fuel Savings | RTF-deemed |  | kWh | 2020-01-01 |  | 0 | SF Space Heat |  | 0.27 | 0.73 | 0.54 | Air_Sealing | Incremental | 15 |  |  |  |  | per unit
Sealing - Air - Whole House - HP - SF or DX | 12711 | 1 | Weatherization | Sealing | Air Sealing | Whole house air sealing: single family or duplex dwelling with heat pump | 0.004 | Alternative Fuel Savings | RTF-deemed |  | kWh | 2020-01-01 |  | 0 | SF Space Heat |  | 0.27 | 0.73 | 0.24 | Air_Sealing | Incremental | 15 |  |  |  |  | per unit
Sealing - Air - Whole House - Zonal - SF or DX | 12712 | 1 | Weatherization | Sealing | Air Sealing | Whole house air sealing: single family or duplex dwelling with zonal heating | 0.008 | Alternative Fuel Savings | RTF-deemed |  | kWh | 2020-01-01 |  | 0 | SF Space Heat |  | 0.27 | 0.73 | 0.44 | Air_Sealing | Incremental | 15 |  |  |  |  | per unit
SFNC: Built Green - 4 Star or Eqv - 20pc above WSEC - ESH - EWH - EO | 12207 | 1 | Combined | Combined | Combined | Whole home incentive: Built Green; 4 star or equivalent; 20% above WA State Energy Code; electric space heating; electric water heating; electric-only customer | 36.68 | Water/Sewer Savings | PSE-deemed | RTF Derived | kWh | 2018-01-01 | 2019-12-31 | 0 | SF Heat Pump |  | 1500 | 5354.04 | 2883 | Whole_Home_Incentives | Incremental | 36 |  |  |  |  | per home
SFNC: Built Green - 4 Star or Eqv - 20pc above WSEC - ESH - EWH - EO | 12207 | 2 | Combined | Combined | Combined | Whole home incentive: Built Green; 4 star or equivalent; 20% above WA State Energy Code; electric space heating; electric water heating; electric-only customer | 24.59 | Water/Sewer Savings | PSE-deemed | RTF Derived | kWh | 2020-01-01 |  | 0 | SF Heat Pump |  | 1500 | 5354.04 | 2883 | Whole_Home_Incentives | Incremental | 36 |  |  |  |  | per home
SFNC: Built Green - 4 Star or Eqv - 20pc above WSEC - NGSH - NGWH - C | 12209 | 1 | Combined | Combined | Combined | Whole home incentive: Built Green; 4 star or equivalent; 20% above WA State Energy Code; natural gas space heating; natural gas water heating; combined service customer | 36.68 | Water/Sewer Savings | PSE-deemed | RTF Derived | Dual | 2018-01-01 | 2019-12-31 | 0 | Res Lighting | Res Space Heat | 750 | 2155 | 274 | Whole_Home_Incentives | Incremental | 36 | 750 | 797 | 247 |  | per home
SFNC: Built Green - 4 Star or Eqv - 20pc above WSEC - NGSH - NGWH - C | 12209 | 2 | Combined | Combined | Combined | Whole home incentive: Built Green; 4 star or equivalent; 20% above WA State Energy Code; natural gas space heating; natural gas water heating; combined service customer | 24.59 | Water/Sewer Savings | PSE-deemed | RTF Derived | Dual | 2020-01-01 |  | 0 | Res Lighting | Res Space Heat | 750 | 2155 | 274 | Whole_Home_Incentives | Incremental | 36 | 750 | 797 | 247 |  | per home
SFNC: Built Green - 4 Star or Eqv - 20pc above WSEC - NGSH - NGWH - GO | 12211 | 1 | Combined | Combined | Combined | Whole home incentive: Built Green; 4 star or equivalent; 20% above WA State Energy Code; natural gas space heating; natural gas water heating; natural gas-only customer | 46.23 | Water/Sewer Savings | PSE-deemed | RTF Derived | Therm | 2018-01-01 | 2019-12-31 | 0 | Res Space Heat |  |  |  |  | Whole_Home_Incentives | Incremental | 36 | 750 | 797 | 247 |  | per home
SFNC: Built Green - 4 Star or Eqv - 20pc above WSEC - NGSH - NGWH - GO | 12211 | 2 | Combined | Combined | Combined | Whole home incentive: Built Green; 4 star or equivalent; 20% above WA State Energy Code; natural gas space heating; natural gas water heating; natural gas-only customer | 24.59 | Water/Sewer Savings | PSE-deemed | RTF Derived | Therm | 2020-01-01 |  | 0 | Res Space Heat |  |  |  |  | Whole_Home_Incentives | Incremental | 36 | 750 | 797 | 247 |  | per home
SFNC: Built Green - 5 Star or Eqv - 30pc above WSEC - ESH - EWH - EO | 12208 | 1 | Combined | Combined | Combined | Whole home incentive: Built Green; 5 star or equivalent; 30% above WA State Energy Code; electric space heating; electric water heating; electric-only customer | 36.68 | Water/Sewer Savings | PSE-deemed | RTF Derived | kWh | 2018-01-01 | 2019-12-31 | 0 | SF Heat Pump |  | 2000 | 5999.93 | 4774 | Whole_Home_Incentives | Incremental | 33 |  |  |  |  | per home
SFNC: Built Green - 5 Star or Eqv - 30pc above WSEC - ESH - EWH - EO | 12208 | 2 | Combined | Combined | Combined | Whole home incentive: Built Green; 5 star or equivalent; 30% above WA State Energy Code; electric space heating; electric water heating; electric-only customer | 24.59 | Water/Sewer Savings | PSE-deemed | RTF Derived | kWh | 2020-01-01 |  | 0 | SF Heat Pump |  | 2000 | 5999.93 | 4774 | Whole_Home_Incentives | Incremental | 33 |  |  |  |  | per home
SFNC: Built Green - 5 Star or Eqv - 30pc above WSEC - NGSH - NGWH - C | 12210 | 1 | Combined | Combined | Combined | Whole home incentive: Built Green; 5 star or equivalent; 30% above WA State Energy Code; natural gas space heating; natural gas water heating; combined service customer | 36.68 | Water/Sewer Savings | PSE-deemed | RTF Derived | Dual | 2018-01-01 | 2019-12-31 | 0 | Res Lighting | Res Space Heat | 1000 | 6443 | 411 | Whole_Home_Incentives | Incremental | 33 | 1000 | 2383 | 370 |  | per home
SFNC: Built Green - 5 Star or Eqv - 30pc above WSEC - NGSH - NGWH - C | 12210 | 2 | Combined | Combined | Combined | Whole home incentive: Built Green; 5 star or equivalent; 30% above WA State Energy Code; natural gas space heating; natural gas water heating; combined service customer | 24.59 | Water/Sewer Savings | PSE-deemed | RTF Derived | Dual | 2020-01-01 |  | 0 | Res Lighting | Res Space Heat | 1000 | 6443 | 411 | Whole_Home_Incentives | Incremental | 33 | 1000 | 2383 | 370 |  | per home
SFNC: Built Green - 5 Star or Eqv - 30pc above WSEC - NGSH - NGWH - GO | 12212 | 1 | Combined | Combined | Combined | Whole home incentive: Built Green; 5 star or equivalent; 30% above WA State Energy Code; natural gas space heating; natural gas water heating; natural gas-only customer | 46.23 | Water/Sewer Savings | PSE-deemed | RTF Derived | Therm | 2018-01-01 | 2019-12-31 | 0 | Res Space Heat |  |  |  |  | Whole_Home_Incentives | Incremental | 36 | 1000 | 2383 | 370 |  | per home
SFNC: Built Green - 5 Star or Eqv - 30pc above WSEC - NGSH - NGWH - GO | 12212 | 2 | Combined | Combined | Combined | Whole home incentive: Built Green; 5 star or equivalent; 30% above WA State Energy Code; natural gas space heating; natural gas water heating; natural gas-only customer | 24.59 | Water/Sewer Savings | PSE-deemed | RTF Derived | Therm | 2020-01-01 |  | 0 | Res Space Heat |  |  |  |  | Whole_Home_Incentives | Incremental | 36 | 1000 | 2383 | 370 |  | per home
SFWIN: Windows - Single Pane - to U30 - FAF | 10705 | 4 | Weatherization | Window | Single Pane | Single pane windows: U-factor up to 0.30; home heated with forced-air furnace | 0.26 | Alternative Fuel Savings | RTF-deemed |  | kWh | 2018-01-01 | 2019-12-31 | 0 | SF Space Heat |  | 50 | 20.5 | 15.8 | Window | Full | 30 |  |  |  |  | varies
SFWIN: Windows - Single Pane - to U30 - FAF | 10705 | 5 | Weatherization | Window | Single Pane | Single pane windows: U-factor up to 0.30; home heated with forced-air furnace | 0.26 | Alternative Fuel Savings | RTF-deemed |  | kWh | 2020-01-01 |  | 0 | SF Space Heat |  | 50 | 20.5 | 15.8 | Window | Incremental | 45 |  |  |  |  | varies
SFWIN: Windows - Single Pane - to U30 - HP | 10706 | 4 | Weatherization | Window | Single Pane | Single pane windows: U-factor up to 0.30; home heated with heat pump | 0.1 | Alternative Fuel Savings | RTF-deemed |  | kWh | 2018-01-01 | 2019-12-31 | 0 | SF Space Heat |  | 50 | 20.5 | 6.99 | Window | Full | 30 |  |  |  |  | varies
SFWIN: Windows - Single Pane - to U30 - HP | 10706 | 5 | Weatherization | Window | Single Pane | Single pane windows: U-factor up to 0.30; home heated with heat pump | 0.106 | Alternative Fuel Savings | RTF-deemed |  | kWh | 2020-01-01 |  | 0 | SF Space Heat |  | 50 | 20.5 | 6.99 | Window | Incremental | 45 |  |  |  |  | varies
SFWIN: Windows - Single Pane - to U30 - MH | 10718 | 4 | Weatherization | Window | Single Pane | Single pane windows: U-factor up to 0.30; manufactured home | 0.085 | Alternative Fuel Savings | RTF-deemed |  | kWh | 2019-03-19 | 2019-12-31 | 0 | SF Space Heat |  | 200 | 17.81 | 9.98 | Window | Full | 25 |  |  |  |  | varies
SFWIN: Windows - Single Pane - to U30 - NG | 10709 | 4 | Weatherization | Window | Single Pane | Single pane windows: U-factor up to 0.30; home heated with natural gas | 0.24 | Alternative Fuel Savings | PSE-deemed | RTF Derived | Therm | 2017-01-01 | 2019-12-31 | 0 | Res Space Heat |  |  |  |  | Window | Full | 30 | 50 | 20.5 | 0.64 |  | varies
SFWIN: Windows - Single Pane - to U30 - NG - MH | 10721 | 3 | Weatherization | Window | Single Pane | Single pane windows: U-factor up to 0.30; manufactured home heated with natural gas | 0.085 | Alternative Fuel Savings | PSE-deemed | RTF Derived | Therm | 2019-03-19 | 2019-12-31 | 0 | Res Space Heat |  |  |  |  | Window | Full | 25 | 200 | 17.81 | 0.4 |  | varies
SFWIN: Windows - Single Pane - to U30 - Resistance - MH | 10719 | 4 | Weatherization | Window | Single Pane | Single pane resistance windows: U-factor up to 0.30; manufactured home | 0.085 | Alternative Fuel Savings | RTF-deemed |  | kWh | 2019-03-19 |  | 0 | SF Space Heat |  | 200 | 17.81 | 9.98 | Window | Full | 25 |  |  |  |  | varies
SFWIN: Windows - Single Pane - to U30 - Zonal | 10707 | 4 | Weatherization | Window | Single Pane | Single pane windows: U-factor up to 0.30; home with zonal heating | 0.148 | Alternative Fuel Savings | RTF-deemed |  | kWh | 2018-01-01 | 2019-12-31 | 0 | SF Space Heat |  | 50 | 20.5 | 8.92 | Window | Full | 25 |  |  |  |  | varies
SFWIN: Windows - Single Pane - to U30 - Zonal | 10707 | 5 | Weatherization | Window | Single Pane | Single pane windows: U-factor up to 0.30; home with zonal heating | 0.148 | Alternative Fuel Savings | RTF-deemed |  | kWh | 2020-01-01 |  | 0 | SF Space Heat |  | 50 | 20.5 | 8.92 | Window | Incremental | 45 |  |  |  |  | varies
SFWX: Insulation - Attic - R0 to R49 - FAF | 10912 | 4 | Weatherization | Insulation | Attic Insulation | Attic Insulation: R0 to R49; home heated with forced-air furnace | 0.036 | Alternative Fuel Savings | RTF-deemed |  | kWh | 2018-01-01 | 2019-12-31 | 0 | SF Space Heat |  | 0.33 | 1.24 | 2.35 | Insulation | Full | 30 |  |  |  |  | square foot
SFWX: Insulation - Attic - R0 to R49 - FAF | 10912 | 5 | Weatherization | Insulation | Attic Insulation | Attic Insulation: R0 to R49; home heated with forced-air furnace | 0.036 | Alternative Fuel Savings | RTF-deemed |  | kWh | 2020-01-01 |  | 0 | SF Space Heat |  | 0.5 | 1.24 | 2.35 | Insulation | Full | 45 |  |  |  |  | square foot
SFWX: Insulation - Attic - R0 to R49 - HP | 10914 | 4 | Weatherization | Insulation | Attic Insulation | Attic Insulation: R0 to R49; home heated with heat pump | 0.017 | Alternative Fuel Savings | RTF-deemed |  | kWh | 2018-01-01 | 2019-12-31 | 0 | SF Space Heat |  | 0.33 | 1.24 | 1.33 | Insulation | Full | 30 |  |  |  |  | square foot
SFWX: Insulation - Attic - R0 to R49 - HP | 10914 | 5 | Weatherization | Insulation | Attic Insulation | Attic Insulation: R0 to R49; home heated with heat pump | 0.017 | Alternative Fuel Savings | RTF-deemed |  | kWh | 2020-01-01 |  | 0 | SF Space Heat |  | 0.5 | 1.24 | 1.33 | Insulation | Full | 45 |  |  |  |  | square foot
SFWX: Insulation - Attic - R0 to R49 - NG | 10913 | 4 | Weatherization | Insulation | Attic Insulation | Attic Insulation: R0 to R49; home heated with natural gas | 0.04 | Alternative Fuel Savings | PSE-deemed | RTF Derived | Therm | 2018-01-01 | 2019-12-31 | 0 | Res Space Heat |  |  |  |  | Insulation | Full | 30 | 0.33 | 1.24 | 0.1 |  | square foot
SFWX: Insulation - Attic - R0 to R49 - Zonal | 10915 | 4 | Weatherization | Insulation | Attic Insulation | Attic Insulation: R0 to R49; home with zonal heating | 0.035 | Alternative Fuel Savings | RTF-deemed |  | kWh | 2018-01-01 | 2019-12-31 | 0 | SF Space Heat |  | 0.33 | 1.24 | 2.16 | Insulation | Full | 30 |  |  |  |  | square foot
SFWX: Insulation - Attic - R0 to R49 - Zonal | 10915 | 5 | Weatherization | Insulation | Attic Insulation | Attic Insulation: R0 to R49; home with zonal heating | 0.035 | Alternative Fuel Savings | RTF-deemed |  | kWh | 2020-01-01 |  | 0 | SF Space Heat |  | 0.5 | 1.24 | 2.16 | Insulation | Full | 45 |  |  |  |  | square foot
SFWX: Insulation - Attic - R11 to R49 - FAF | 10916 | 4 | Weatherization | Insulation | Attic Insulation | Attic Insulation: R11 to R49; home heated with forced-air furnace | 0.01 | Alternative Fuel Savings | RTF-deemed |  | kWh | 2018-01-01 | 2019-12-31 | 0 | SF Space Heat |  | 0.33 | 1.09 | 0.62 | Insulation | Full | 30 |  |  |  |  | square foot
SFWX: Insulation - Attic - R11 to R49 - FAF | 10916 | 5 | Weatherization | Insulation | Attic Insulation | Attic Insulation: R11 to R49; home heated with forced-air furnace | 0.01 | Alternative Fuel Savings | RTF-deemed |  | kWh | 2020-01-01 |  | 0 | SF Space Heat |  | 0.5 | 1.09 | 0.62 | Insulation | Full | 45 |  |  |  |  | square foot
SFWX: Insulation - Attic - R11 to R49 - HP | 10918 | 4 | Weatherization | Insulation | Attic Insulation | Attic Insulation: R11 to R49; home heated with heat pump | 0.017 | Alternative Fuel Savings | RTF-deemed |  | kWh | 2018-01-01 | 2019-12-31 | 0 | SF Space Heat |  | 0.33 | 1.09 | 0.26 | Insulation | Full | 30 |  |  |  |  | square foot
SFWX: Insulation - Attic - R11 to R49 - HP | 10918 | 5 | Weatherization | Insulation | Attic Insulation | Attic Insulation: R11 to R49; home heated with heat pump | 0.017 | Alternative Fuel Savings | RTF-deemed |  | kWh | 2020-01-01 |  | 0 | SF Space Heat |  | 0.5 | 1.09 | 0.26 | Insulation | Full | 45 |  |  |  |  | square foot
SFWX: Insulation - Attic - R11 to R49 - NG | 10917 | 3 | Weatherization | Insulation | Attic Insulation | Attic Insulation: R11 to R49; home heated with natural gas | 0.02 | Alternative Fuel Savings | PSE-deemed | RTF Derived | Therm | 2018-01-01 | 2019-12-31 | 0 | Res Space Heat |  |  |  |  | Insulation | Full | 30 | 0.33 | 1.09 | 0.03 |  | square foot
SFWX: Insulation - Attic - R11 to R49 - Zonal | 10919 | 3 | Weatherization | Insulation | Attic Insulation | Attic Insulation: R11 to R49; home with zonal heating | 0.007 | Alternative Fuel Savings | RTF-deemed |  | kWh | 2018-01-01 | 2019-12-31 | 0 | SF Space Heat |  | 0.33 | 1.09 | 0.44 | Insulation | Full | 30 |  |  |  |  | square foot
SFWX: Insulation - Attic - R11 to R49 - Zonal | 10919 | 4 | Weatherization | Insulation | Attic Insulation | Attic Insulation: R11 to R49; home with zonal heating | 0.007 | Alternative Fuel Savings | RTF-deemed |  | kWh | 2020-01-01 |  | 0 | SF Space Heat |  | 0.5 | 1.09 | 0.44 | Insulation | Full | 45 |  |  |  |  | square foot
SFWX: Insulation - Floor - R0 to R22 - HP - MH | 10923 | 4 | Weatherization | Insulation | Floor Insulation | Floor Insulation: R0 to R22; manufactured home heated with heat pump | 0.004 | Alternative Fuel Savings | RTF-deemed |  | kWh | 2019-03-19 |  | 0 | SF Space Heat |  | 1.39 | 1.39 | 0.46 | Insulation | Full | 25 |  |  |  |  | per unit
SFWX: Insulation - Floor - R0 to R22 - NG - MH | 10925 | 4 | Weatherization | Insulation | Floor Insulation | Floor Insulation: R0 to R22; manufactured home heated with natural gas | 0.004 | Alternative Fuel Savings | PSE-deemed | RTF Derived | Therm | 2019-03-19 | 2019-12-31 | 0 | Res Space Heat |  |  |  |  | Insulation | Full | 25 | 1.39 | 1.39 | 0.02 |  | per unit
SFWX: Insulation - Floor - R0 to R22 - Zonal - MH | 10924 | 4 | Weatherization | Insulation | Floor Insulation | Floor Insulation: R0 to R22; manufactured home with zonal heating | 0.004 | Alternative Fuel Savings | RTF-deemed |  | kWh | 2019-03-19 |  | 0 | SF Space Heat |  | 1.39 | 1.39 | 0.46 | Insulation | Full | 25 |  |  |  |  | per unit
SFWX: Insulation - Floor - R0 to R30 - FAF | 10926 | 5 | Weatherization | Insulation | Floor Insulation | Floor Insulation: R0 to R30; home heated with forced-air furnace | 0.018 | Alternative Fuel Savings | RTF-deemed |  | kWh | 2018-01-01 | 2019-12-31 | 0 | SF Space Heat |  | 0.11 | 1.46 | 1 | Insulation | Full | 30 |  |  |  |  | square foot
SFWX: Insulation - Floor - R0 to R30 - FAF | 10926 | 6 | Weatherization | Insulation | Floor Insulation | Floor Insulation: R0 to R30; home heated with forced-air furnace | 0.018 | Alternative Fuel Savings | RTF-deemed |  | kWh | 2020-01-01 |  | 0 | SF Space Heat |  | 0.25 | 1.46 | 1 | Insulation | Full | 45 |  |  |  |  | square foot
SFWX: Insulation - Floor - R0 to R30 - HP | 10928 | 5 | Weatherization | Insulation | Floor Insulation | Floor Insulation: R0 to R30; home heated with heat pump | 0.004 | Alternative Fuel Savings | RTF-deemed |  | kWh | 2018-01-01 | 2019-12-31 | 0 | SF Space Heat |  | 0.11 | 1.46 | 0.18 | Insulation | Full | 30 |  |  |  |  | square foot
SFWX: Insulation - Floor - R0 to R30 - HP | 10928 | 6 | Weatherization | Insulation | Floor Insulation | Floor Insulation: R0 to R30; home heated with heat pump | 0.004 | Alternative Fuel Savings | RTF-deemed |  | kWh | 2020-01-01 |  | 0 | SF Space Heat |  | 0.25 | 1.46 | 0.18 | Insulation | Full | 45 |  |  |  |  | square foot
SFWX: Insulation - Floor - R0 to R30 - NG | 10927 | 5 | Weatherization | Insulation | Floor Insulation | Floor Insulation: R0 to R30; home heated with natural gas | 0.02 | Alternative Fuel Savings | PSE-deemed | RTF Derived | Therm | 2018-01-01 | 2019-12-31 | 0 | Res Space Heat |  |  |  |  | Insulation | Full | 30 | 0.11 | 1.46 | 0.04 |  | square foot
SFWX: Insulation - Floor - R0 to R30 - Zonal | 10929 | 5 | Weatherization | Insulation | Floor Insulation | Floor Insulation: R0 to R30; home with zonal heating | 0.018 | Alternative Fuel Savings | RTF-deemed |  | kWh | 2018-01-01 | 2019-12-31 | 0 | SF Space Heat |  | 0.11 | 1.46 | 1.03 | Insulation | Full | 30 |  |  |  |  | square foot
SFWX: Insulation - Floor - R0 to R30 - Zonal | 10929 | 6 | Weatherization | Insulation | Floor Insulation | Floor Insulation: R0 to R30; home with zonal heating | 0.018 | Alternative Fuel Savings | RTF-deemed |  | kWh | 2020-01-01 |  | 0 | SF Space Heat |  | 0.25 | 1.46 | 1.03 | Insulation | Full | 45 |  |  |  |  | square foot
SFWX: Insulation - Wall - R0 to R13 - FAF | 10945 | 6 | Weatherization | Insulation | Wall Insulation | Wall insulation: R0 to R13: home heated with forced-air furnace | 0.038 | Alternative Fuel Savings | RTF-deemed |  | kWh | 2018-01-01 | 2019-12-31 | 0 | SF Space Heat |  | 0.22 | 1.54 | 2.23 | Insulation | Full | 30 |  |  |  |  | square foot
SFWX: Insulation - Wall - R0 to R13 - FAF | 10945 | 7 | Weatherization | Insulation | Wall Insulation | Wall insulation: R0 to R13: home heated with forced-air furnace | 0.038 | Alternative Fuel Savings | RTF-deemed |  | kWh | 2020-01-01 |  | 0 | SF Space Heat |  | 0.75 | 1.54 | 2.23 | Insulation | Full | 45 |  |  |  |  | square foot
SFWX: Insulation - Wall - R0 to R13 - HP | 10947 | 5 | Weatherization | Insulation | Wall Insulation | Wall insulation: R0 to R13: home heated with heat pump | 0.016 | Alternative Fuel Savings | RTF-deemed |  | kWh | 2018-01-01 | 2019-12-31 | 0 | SF Space Heat |  | 0.22 | 1.54 | 0.96 | Insulation | Full | 30 |  |  |  |  | square foot
SFWX: Insulation - Wall - R0 to R13 - HP | 10947 | 6 | Weatherization | Insulation | Wall Insulation | Wall insulation: R0 to R13: home heated with heat pump | 0.016 | Alternative Fuel Savings | RTF-deemed |  | kWh | 2020-01-01 |  | 0 | SF Space Heat |  | 0.75 | 1.54 | 0.96 | Insulation | Full | 45 |  |  |  |  | square foot
SFWX: Insulation - Wall - R0 to R13 - NG | 10946 | 3 | Weatherization | Insulation | Wall Insulation | Wall insulation: R0 to R13: home heated with natural gas | 0.04 | Alternative Fuel Savings | PSE-deemed | RTF Derived | Therm | 2018-01-01 | 2019-12-31 | 0 | Res Space Heat |  |  |  |  | Insulation | Full | 30 | 0.22 | 1.54 | 0.09 |  | square foot
SFWX: Insulation - Wall - R0 to R13 - Zonal | 10948 | 6 | Weatherization | Insulation | Wall Insulation | Wall insulation: R0 to R13: home heated with zonal heating | 0.026 | Alternative Fuel Savings | RTF-deemed |  | kWh | 2018-01-01 | 2019-12-31 | 0 | SF Space Heat |  | 0.22 | 1.39 | 1.53 | Insulation | Full | 30 |  |  |  |  | square foot
SFWX: Insulation - Wall - R0 to R13 - Zonal | 10948 | 7 | Weatherization | Insulation | Wall Insulation | Wall insulation: R0 to R13: home heated with zonal heating | 0.026 | Alternative Fuel Savings | RTF-deemed |  | kWh | 2020-01-01 |  | 0 | SF Space Heat |  | 0.75 | 1.39 | 1.53 | Insulation | Full | 45 |  |  |  |  | square foot
SFWX: Sealing - Air - HP | 10910 | 6 | Weatherization | Sealing | Air Sealing | Air Sealing: home heated with heat pump | 0.004 | Alternative Fuel Savings | RTF-deemed |  | kWh | 2018-01-01 | 2019-12-31 | 0 | SF Space Heat |  | 0.66 | 0.73 | 0.24 | Air_Sealing | Full | 15 |  |  |  |  | per unit
SFWX: Sealing - Air - NG | 10908 | 6 | Weatherization | Sealing | Air Sealing | Air sealing: home heated with natural gas | 0.01 | Alternative Fuel Savings | PSE-deemed | RTF Derived | Therm | 2018-01-01 | 2019-12-31 | 0 | Res Space Heat |  |  |  |  | Air_Sealing | Full | 15 | 0.66 | 0.73 | 0.02 |  | per unit
SFWX: Sealing - Air - Zonal | 10911 | 6 | Weatherization | Sealing | Air Sealing | Air Sealing: home with zonal heating | 0.008 | Alternative Fuel Savings | RTF-deemed |  | kWh | 2018-01-01 | 2019-12-31 | 0 | SF Space Heat |  | 0.66 | 0.66 | 0.44 | Air_Sealing | Full | 15 |  |  |  |  | per unit
Showerhead - 1.5 gpm or less - Any WH - Res - GO - TY Kit | 12333 | 1 | Water Heating | Showerhead | Residential Use Showerhead | 1.5 gpm or less showerhead: any water heating; residential dwelling; natural gas-only; part of thank you kit | 14.31 | Water/Sewer Savings | PSE-deemed | PSE Regional | Therm | 2019-01-01 |  | 0 | Res Water Heat |  |  |  |  | Showerhead | Full | 10 | 10 | 10 | 4.9 |  | per unit
Showerhead - 1.5 gpm or less - RP - Any WH - Res - C | 12671 | 1 | Water Heating | Showerhead | Residential Use Showerhead | 1.5 gpm or less showerhead: retail purchase in combined fuel PSE territory; assumed residential customer with unknown water heating fuel | 8.88 | Water/Sewer Savings | PSE-deemed | PSE Regional | Dual | 2020-01-01 |  | 0 | Res Water Heat | Res Water Heat | 7 | 3.71 | 74.8 | Showerhead | Incremental | 3 | 3 | 1.58 | 2.9 | 2.9 | per unit
Showerhead - 1.5 gpm or less - RP - Any WH - Res - EO | 12674 | 1 | Water Heating | Showerhead | Residential Use Showerhead | 1.5 gpm or less showerhead: retail purchase in electric-only PSE territory; assumed residential customer with unknown water heating fuel | 8.88 | Water/Sewer Savings | PSE-deemed | PSE Regional | kWh | 2020-01-01 |  | 0 | Res Water Heat |  | 10 | 5.29 | 87.4 | Showerhead | Incremental | 3 |  |  |  |  | per unit
Showerhead - 1.5 gpm or less - RP - Any WH - Res - GO | 12677 | 1 | Water Heating | Showerhead | Residential Use Showerhead | 1.5 gpm or less showerhead: retail purchase in natural gas-only PSE territory; assumed residential customer with unknown water heating fuel | 8.88 | Water/Sewer Savings | PSE-deemed | PSE Regional | Therm | 2020-01-01 |  | 0 | Res Water Heat |  |  |  |  | Showerhead | Incremental | 10 | 10 | 5.29 | 5.6 |  | per unit
Showerhead - 1.51 to 1.8 gpm - RP - Any WH - Res - C | 12672 | 1 | Water Heating | Showerhead | Residential Use Showerhead | 1.51 to 1.8 gpm showerhead: retail purchase in combined fuel PSE territory; assumed residential customer with unknown water heating fuel | 5.34 | Water/Sewer Savings | PSE-deemed | PSE Regional | Dual | 2020-01-01 |  | 0 | Res Water Heat | Res Water Heat | 7 | 3.71 | 56.2 | Showerhead | Incremental | 3 | 3 | 1.58 | 2.1 | 2.1 | per unit
Showerhead - 1.51 to 1.8 gpm - RP - Any WH - Res - EO | 12675 | 1 | Water Heating | Showerhead | Residential Use Showerhead | 1.51 to 1.8 gpm showerhead: retail purchase in electric-only PSE territory; assumed residential customer with unknown water heating fuel | 5.34 | Water/Sewer Savings | PSE-deemed | PSE Regional | kWh | 2020-01-01 |  | 0 | Res Water Heat |  | 10 | 5.29 | 65.7 | Showerhead | Incremental | 3 |  |  |  |  | per unit
Showerhead - 1.51 to 1.8 gpm - RP - Any WH - Res - GO | 12678 | 1 | Water Heating | Showerhead | Residential Use Showerhead | 1.51 to 1.8 gpm showerhead: retail purchase in natural gas-only PSE territory; assumed residential customer with unknown water heating fuel | 5.34 | Water/Sewer Savings | PSE-deemed | PSE Regional | Therm | 2020-01-01 |  | 0 | Res Water Heat |  |  |  |  | Showerhead | Incremental | 10 | 10 | 5.29 | 3.8 |  | per unit
Showerhead - 1.81 to 2.0 gpm - RP - Any WH - Res - C | 12673 | 1 | Water Heating | Showerhead | Residential Use Showerhead | 1.81 to 2.0 gpm showerhead: retail purchase in combined fuel PSE territory; assumed residential customer with unknown water heating fuel | 2.51 | Water/Sewer Savings | PSE-deemed | PSE Regional | Dual | 2020-01-01 |  | 0 | Res Water Heat | Res Water Heat | 3.5 | 3.71 | 39.4 | Showerhead | Incremental | 3 | 1.5 | 1.58 | 1.5 | 1.5 | per unit
Showerhead - 1.81 to 2.0 gpm - RP - Any WH - Res - EO | 12676 | 1 | Water Heating | Showerhead | Residential Use Showerhead | 1.81 to 2.0 gpm showerhead: retail purchase in electric-only PSE territory; assumed residential customer with unknown water heating fuel | 2.51 | Water/Sewer Savings | PSE-deemed | PSE Regional | kWh | 2020-01-01 |  | 0 | Res Water Heat |  | 5 | 5.29 | 46.1 | Showerhead | Incremental | 3 |  |  |  |  | per unit
Showerhead - 1.81 to 2.0 gpm - RP - Any WH - Res - GO | 12679 | 1 | Water Heating | Showerhead | Residential Use Showerhead | 1.81 to 2.0 gpm showerhead: retail purchase in natural gas-only PSE territory; assumed residential customer with unknown water heating fuel | 2.51 | Water/Sewer Savings | PSE-deemed | PSE Regional | Therm | 2020-01-01 |  | 0 | Res Water Heat |  |  |  |  | Showerhead | Incremental | 10 | 5 | 5.29 | 2.5 |  | per unit
Showerhead - Fixed - 1.5 gpm - DI - EWH - MH | 12661 | 1 | Water Heating | Showerhead | Residential Use Showerhead | 1.5 gpm fixed showerhead: direct install for manufactured home with electric water heating | 14.91 | Water/Sewer Savings | RTF-deemed |  | kWh | 2020-01-01 |  | 0 | Res Water Heat |  | 3.9 | 3.9 | 250 | Showerhead | Full | 3 |  |  |  |  | per unit
Showerhead - Fixed - 1.5 gpm - DI - EWH - SF or DX | 12662 | 1 | Water Heating | Showerhead | Residential Use Showerhead | 1.5 gpm fixed showerhead: direct install for single family or duplex dwelling with electric water heating | 15.21 | Water/Sewer Savings | RTF-deemed |  | kWh | 2020-01-01 |  | 0 | Res Water Heat |  | 3.9 | 3.9 | 261 | Showerhead | Full | 3 |  |  |  |  | per unit
Showerhead - Fixed - 1.5 gpm - DI - GWH - MH | 12663 | 1 | Water Heating | Showerhead | Residential Use Showerhead | 1.5 gpm fixed showerhead: direct install for manufactured home with natural gas water heating | 14.91 | Water/Sewer Savings | RTF-deemed |  | Therm | 2020-01-01 |  | 0 | Res Water Heat |  |  |  |  | Showerhead | Full | 3 | 3.9 | 3.9 | 11.15 | 6.69 | per unit
Showerhead - Fixed - 1.5 gpm - DI - GWH - SF or DX | 12664 | 1 | Water Heating | Showerhead | Residential Use Showerhead | 1.5 gpm fixed showerhead: direct install for single family or duplex dwelling with natural gas water heating | 15.21 | Water/Sewer Savings | RTF-deemed |  | Therm | 2020-01-01 |  | 0 | Res Water Heat |  |  |  |  | Showerhead | Full | 3 | 3.9 | 3.9 | 11.64 | 6.55 | per unit
Showerhead - Handheld - 1.5 gpm - DI - EWH - MH | 12665 | 1 | Water Heating | Showerhead | Residential Use Showerhead | 1.5 gpm hand-held showerhead: direct install for manufactured home with electric water heating | 14.91 | Water/Sewer Savings | RTF-deemed |  | kWh | 2020-01-01 |  | 0 | Res Water Heat |  | 8.07 | 8.07 | 250 | Showerhead | Full | 3 |  |  |  |  | per unit
Showerhead - Handheld - 1.5 gpm - DI - EWH - SF or DX | 12666 | 1 | Water Heating | Showerhead | Residential Use Showerhead | 1.5 gpm hand-held showerhead: direct install for single family or duplex dwelling with electric water heating | 15.21 | Water/Sewer Savings | RTF-deemed |  | kWh | 2020-01-01 |  | 0 | Res Water Heat |  | 8.07 | 8.07 | 261 | Showerhead | Full | 3 |  |  |  |  | per unit
Showerhead - Handheld - 1.5 gpm - DI - GWH - MH | 12667 | 1 | Water Heating | Showerhead | Residential Use Showerhead | 1.5 gpm hand-held showerhead: direct install for manufactured home with natural gas water heating | 14.91 | Water/Sewer Savings | RTF-deemed |  | Therm | 2020-01-01 |  | 0 | Res Water Heat |  |  |  |  | Showerhead | Full | 3 | 8.07 | 8.07 | 11.15 | 6.69 | per unit
Showerhead - Handheld - 1.5 gpm - DI - GWH - SF or DX | 12668 | 1 | Water Heating | Showerhead | Residential Use Showerhead | 1.5 gpm hand-held showerhead: direct install for single family or duplex dwelling with natural gas water heating | 15.21 | Water/Sewer Savings | RTF-deemed |  | Therm | 2020-01-01 |  | 0 | Res Water Heat |  |  |  |  | Showerhead | Full | 3 | 8.07 | 8.07 | 11.64 | 6.55 | per unit
Showerhead - w Thermostatic Restrictor - 1.5 gpm - RP - Res - C | 12696 | 1 | Water Heating | Showerhead | Residential Use Showerhead | 1.5 gpm showerhead with thermostatic restrictor: retail purchase in combined fuel PSE territory; assumed residential customer | 19.27 | Water/Sewer Savings | PSE-deemed | PSE Regional | Dual | 2020-01-01 |  | 0 | Res Water Heat | Res Water Heat | 21 | 14.03 | 61.3 | Adapter | Incremental | 10 | 7 | 6.01 | 2.1 |  | per unit
Showerhead - w Thermostatic Restrictor - 1.5 gpm - RP - Res - EO | 12697 | 1 | Water Heating | Showerhead | Residential Use Showerhead | 1.5 gpm showerhead with thermostatic restrictor: retail purchase in electric-only PSE territory; assumed residential customer | 19.27 | Water/Sewer Savings | PSE-deemed | PSE Regional | kWh | 2020-01-01 |  | 0 | Res Water Heat |  | 30 | 20.04 | 72.2 | Adapter | Incremental | 10 |  |  |  |  | per unit
Showerhead - w Thermostatic Restrictor - 1.5 gpm - RP - Res - GO | 12694 | 1 | Water Heating | Showerhead | Residential Use Showerhead | 1.5 gpm showerhead with thermostatic restrictor: retail purchase in natural gas-only PSE territory; assumed residential customer | 19.27 | Water/Sewer Savings | PSE-deemed | PSE Regional | Therm | 2020-01-01 |  | 0 | Res Water Heat |  |  |  |  | Adapter | Incremental | 10 | 5 | 20.04 | 3.88 |  | per unit
Steam - Kitchen - Any Size - Comm - E | 12432 | 1 | Appliances | Commercial Kitchen | Steam Cooker | Commercial kitchen steamer: any size; electric fuel | 10342.09 | Water/Sewer Savings | PSE-deemed | Engineering | kWh | 2019-01-01 |  | 0 | Comm Cooking |  | 2000 | 2131 | 21109 | Steam_Cooker | Incremental | 12 |  |  |  |  | per unit
Steam - Kitchen - Any Size - Comm - NG | 12433 | 1 | Appliances | Commercial Kitchen | Steam Cooker | Commercial kitchen steamer: any size; natural gas fuel | 10342.03 | Water/Sewer Savings | PSE-deemed | Engineering | Therm | 2019-01-01 |  | 0 | Comm Cooking |  |  |  |  | Steam_Cooker | Incremental | 12 | 2000 | 2901 | 2595 |  | per unit
Water Heater - Tankless - Energy Star - 0.9 EF - GH - Res | 12686 | 1 | Water Heating | Water Heater | Tankless Water Heater | 0.9 Energy Factor Energy Star tankless water heater: home with natural gas | 11.51 | Water/Sewer Savings | PSE-deemed | Combination | Therm | 2020-01-01 |  | 0 | Res Water Heat |  |  |  |  | Water_Heater_Res | Incremental | 20 | 250 | 808.33 | 51 |  | per unit
Water Heater - Tankless - Energy Star - 0.9 EF - GH - Res - MI | 12687 | 1 | Water Heating | Water Heater | Tankless Water Heater | 0.9 Energy Factor Energy Star tankless water heater: home with natural gas; moderate income customer | 11.51 | Water/Sewer Savings | PSE-deemed | Program Staff | Therm | 2020-01-01 |  | 0 | Res Space Heat |  |  |  |  | Water_Heater_Res | Incremental | 20 | 500 | 808.33 | 51 |  | per unit
Windows - Double Pane - Metal Frame - to U30 - ER - MH | 12555 | 1 | Weatherization | Window | Double Pane | Double pane metal-framed windows: U-factor up to 0.30; manufactured home heated with electric resistance | 0.032 | Alternative Fuel Savings | RTF-deemed |  | kWh | 2019-03-19 |  | 0 | SF Space Heat |  | 200 | 17.81 | 3.95 | Window | Full | 25 |  |  |  |  | varies
Windows - Double Pane - Metal Frame - to U30 - HP - MH | 12556 | 1 | Weatherization | Window | Double Pane | Double pane metal-framed windows: U-factor up to 0.30; manufactured home heated with heat pump | 0.032 | Alternative Fuel Savings | RTF-deemed |  | kWh | 2019-03-19 |  | 0 | SF Space Heat |  | 200 | 17.81 | 3.95 | Window | Full | 25 |  |  |  |  | varies
Windows - Double Pane - Metal Frame - to U30 - NG - MH | 12557 | 1 | Weatherization | Window | Double Pane | Double pane metal-framed windows: U-factor up to 0.30; manufactured home heated with natural gas | 0.032 | Alternative Fuel Savings | PSE-deemed | RTF Derived | Therm | 2019-03-19 | 2019-12-31 | 0 | Res Space Heat |  |  |  |  | Window | Full | 25 | 200 | 17.81 | 0.1601 |  | varies
Windows - Single Pane - to U30 - E FAF - SF or DX - MI | 12652 | 1 | Weatherization | Window | Single Pane | Single pane windows: U-factor up to 0.30; single family or duplex dwelling with electric forced-air furnace; moderate income customer | 0.26 | Alternative Fuel Savings | RTF-deemed |  | kWh | 2020-01-01 |  | 0 | SF Space Heat |  | 200 | 20.5 | 15.8 | Window | Incremental | 45 |  |  |  |  | varies
Windows - Single Pane - to U30 - HP - MH | 12654 | 1 | Weatherization | Window | Single Pane | Single pane windows: U-factor up to 0.30; manufactured home with heat pump | 0.085 | Alternative Fuel Savings | RTF-deemed |  | kWh | 2020-01-01 |  | 0 | SF Space Heat |  | 200 | 17.81 | 9.98 | Window | Full | 25 |  |  |  |  | varies
Windows - Single Pane - to U30 - HP - SF or DX - MI | 12655 | 1 | Weatherization | Window | Single Pane | Single pane windows: U-factor up to 0.30; single family or duplex dwelling with heat pump; moderate income customer | 0.106 | Alternative Fuel Savings | RTF-deemed |  | kWh | 2020-01-01 |  | 0 | SF Space Heat |  | 200 | 20.5 | 6.99 | Window | Incremental | 45 |  |  |  |  | varies
Windows - Single Pane - to U30 - Zonal - SF or DX - MI | 12656 | 1 | Weatherization | Window | Single Pane | Single pane windows: U-factor up to 0.30; single family or duplex dwelling with zonal heating; moderate income customer | 0.148 | Alternative Fuel Savings | RTF-deemed |  | kWh | 2020-01-01 |  | 0 | SF Space Heat |  | 200 | 20.5 | 8.92 | Window | Incremental | 45 |  |  |  |  | varies
Note on M1: Please specify Date as value for this attribute.(In MM/DD/YYYY format )
Note on N1: Please specify Date as value for this attribute.(In MM/DD/YYYY format )